## capacitor
data_type | static
owner_type | feeder
owner | 8102503
object | capacitor
name | groupid | parent | phases | nominal_voltage | pt_phase | phases_connected | switchA | switchB | switchC | control | voltage_set_high | voltage_set_low | VAr_set_high | VAr_set_low | current_set_high | current_set_low | capacitor_A | capacitor_B | capacitor_C | cap_nominal_voltage | time_delay | dwell_time | lockout_time | remote_sense | remote_sense_B | control_level | dcircuit | selected | monitored | monitored_fields | class_monitored_fields | played | played_fields | comments
cap_220563420 |  | node_1351019_753_15341030_209 | AN | 0 |  | AN | CLOSED |  |  | MANUAL | [6 empty] | 50000 |  |  | 4800 | [6 empty] | 8102503 | no | no |  |  | no
cap_312104230 |  | node_1346073_592_15352040_45 | ABCN | 0 |  | ABCN | CLOSED | CLOSED | CLOSED | MANUAL | [6 empty] | 100000 | 100000 | 100000 | 4800 | [6 empty] | 8102503 | no | no |  |  | no

## feeder
data_type | static
owner_type | feeder
owner | 8102503
object | feeder
name | transmission_bus | ARC | ADR | slack_bus | nom_voltages | num_nodes | num_ohlines | num_uglines | num_transformers | num_generators | num_pvs | num_storages | num_loads | miles | mw | mvar | losses_mw | losses_mvar | comments | use_feeder_load_shape | load_shape_scale | use_feeder_pv_shape | pv_shape_scale | description | restore_time | griddisconnect_scenario_probability | gridconnect_scenario_probability | use_energy_not_served | VOLL | discount_rate | yearly_load_growth_percent | planning_horizon | enable_traditional_project_deferral | lifetime_of_investment_years | start_year | base_year | year_the_investment_is_committed | revenue_requirement_scaling_factor | discount_rate | inflation_rate_for_investment | traditional_project_invested_capital | periodicity_of_investment_in_years | priority | maximum_total_investment_cost | DER_portfolio_NPV | DER_portfolio_BC_ratio | total_system_energy_avoided_cost_NPV | total_system_capacity_avoided_cost_NPV | total_system_ancillary_services_avoided_cost_NPV | total_system_CO2_avoided_cost_NPV | total_system_loss_of_load_avoided_cost_NPV | total_system_distribution_capacity_avoided_cost_NPV | total_system_investment_and_operational_cost_NPV | feeder_solar_pv_operating_cost_USdollarperkWh | feeder_energy_storage_operating_cost_USdollarperkWh | feeder_distributed_generator_operating_cost_USdollarperkWh | feeder_distributed_generator_CO2_cost_USdollarperkWh | feeder_demand_response_operating_cost_USdollarperkWh | feeder_solar_pv_investment_cost_USdollarperkW | feeder_energy_storage_investment_cost_USdollarperkW | feeder_distributed_generator_investment_cost_USdollarperkW | feeder_demand_response_investment_cost_USdollarperkW
8102503 |  | ts_slack | none | node_SOURCE_8102503 | 2771.281 | 484 | 450 | 11 | 0 | 0 | 0 | 0 | 155 | 14.518 | 1.823 | 0.777 | 0 | 0 |  | 0 | 0 | 1 | 0 |  | 0 | 0 | 0 | 0 | 0 | 0 | 0 | 0 | 0 | 0 | 0 | 0 | 0 | 0 | 0 | 0 | 0 | 0 | 0 | 999999999 | 0 | 0 | 0 | 0 | 0 | 0 | 0 | 0 | 0 | 0 | 0 | 0 | 0 | 0 | 0 | 0 | 0 | 0

## fuse
data_type | static
owner_type | feeder
owner | 8102503
object | fuse
name | groupid | phases | fr | to | phase_A_status | phase_B_status | phase_C_status | repair_dist_type | current_limit | mean_replacement_time | status | dcircuit | selected | monitored | monitored_fields | class_monitored_fields | played | played_fields | comments
fuse_220387669 |  | AD | node_intto1_8102503_200891929 | node_8102503_200891929 | GOOD | GOOD | GOOD |  | 30 |  |  | 8102503 | no | no |  |  | no
fuse_220387670 |  | AD | node_intto1_8102503_200891902 | node_8102503_200891902 | GOOD | GOOD | GOOD |  | 40 |  |  | 8102503 | no | no |  |  | no
fuse_220388050 |  | AD | node_intto1_8102503_200842737 | node_8102503_200842737 | GOOD | GOOD | GOOD |  | 50 |  |  | 8102503 | no | no |  |  | no
fuse_220388052 |  | AD | node_intto1_8102503_200842741 | node_8102503_200842741 | GOOD | GOOD | GOOD |  | 60 |  |  | 8102503 | no | no |  |  | no
fuse_220388053 |  | AD | node_intto1_8102503_200842962 | node_8102503_200842962 | GOOD | GOOD | GOOD |  | 60 |  |  | 8102503 | no | no |  |  | no
fuse_220388061 |  | AD | node_intto1_8102503_200842879 | node_8102503_200842879 | GOOD | GOOD | GOOD |  | 125 |  |  | 8102503 | no | no |  |  | no
fuse_220388062 |  | AD | node_intto1_8102503_200842911 | node_8102503_200842911 | GOOD | GOOD | GOOD |  | 85 |  |  | 8102503 | no | no |  |  | no
fuse_220388090 |  | ABCD | node_intto1_8102503_200842420 | node_8102503_200842420 | GOOD | GOOD | GOOD |  | 100 |  |  | 8102503 | no | no |  |  | no
fuse_220388091 |  | AD | node_intto1_8102503_201009695 | node_8102503_201009695 | GOOD | GOOD | GOOD |  | 75 |  |  | 8102503 | no | no |  |  | no
fuse_220388107 |  | AD | node_intto1_8102503_200841280 | node_8102503_200841280 | GOOD | GOOD | GOOD |  | 50 |  |  | 8102503 | no | no |  |  | no
fuse_220388578 |  | AD | node_intto1_8102503_200841931 | node_8102503_200841931 | GOOD | GOOD | GOOD |  | 40 |  |  | 8102503 | no | no |  |  | no
fuse_220388579 |  | AD | node_intto1_8102503_200841308 | node_8102503_200841308 | GOOD | GOOD | GOOD |  | 30 |  |  | 8102503 | no | no |  |  | no
fuse_220388626 |  | AD | node_intto1_8102503_200841904 | node_8102503_200841904 | GOOD | GOOD | GOOD |  | 100 |  |  | 8102503 | no | no |  |  | no
fuse_220388641 |  | ABCN | node_intto1_8102503_201027355 | node_8102503_201027355 | GOOD | GOOD | GOOD |  | 50 |  |  | 8102503 | no | no |  |  | no
fuse_220388671 |  | AD | node_intto1_8102503_200841675 | node_8102503_200841675 | GOOD | GOOD | GOOD |  | 40 |  |  | 8102503 | no | no |  |  | no
fuse_220388672 |  | AN | node_intto1_8102503_201027281 | node_8102503_201027281 | GOOD | GOOD | GOOD |  | 20 |  |  | 8102503 | no | no |  |  | no
fuse_220446255 |  | AN | node_intto1_8102503_200974844 | node_8102503_200974844 | GOOD | GOOD | GOOD |  | 10 |  |  | 8102503 | no | no |  |  | no
fuse_220649301 |  | AN | node_intto1_8102503_201059778 | node_8102503_201059778 | GOOD | GOOD | GOOD |  | 30 |  |  | 8102503 | no | no |  |  | no
fuse_312064960 |  | AD | node_intto1_8102503_200891930 | node_8102503_200891930 | GOOD | GOOD | GOOD |  | 300 |  |  | 8102503 | no | no |  |  | no
fuse_312087467 |  | AD | node_intto1_8102503_200842946 | node_8102503_200842946 | GOOD | GOOD | GOOD |  | 6 |  |  | 8102503 | no | no |  |  | no

## line_configuration
data_type | static
owner_type | feeder
owner | 8102503
object | line_configuration
name | groupid | conductor_A | conductor_B | conductor_C | conductor_N | spacing | z11 | z12 | z13 | z21 | z22 | z23 | z31 | z32 | z33 | c11 | c12 | c13 | c21 | c22 | c23 | c31 | c32 | c33 | dcircuit | selected | comments
bal_1P_1/0AA |  | oh_cond_1/0_AAAC | oh_cond_1/0_AAAC | oh_cond_1/0_AAAC |  |  | 0.972+1.499j | 0.095+0.781j | 0.095+0.781j | 0.095+0.781j | 0.972+1.499j | 0.095+0.781j | 0.095+0.781j | 0.095+0.781j | 0.972+1.499j | 12.796 | -3.172 | -3.172 | -3.172 | 12.796 | -3.172 | -3.172 | -3.172 | 12.796 |  | no
bal_1P_1/0AC |  | oh_cond_1/0_ACSR | oh_cond_1/0_ACSR | oh_cond_1/0_ACSR |  |  | 0.983+1.218j | 0.095+0.781j | 0.095+0.781j | 0.095+0.781j | 0.983+1.218j | 0.095+0.781j | 0.095+0.781j | 0.095+0.781j | 0.983+1.218j | 12.796 | -3.172 | -3.172 | -3.172 | 12.796 | -3.172 | -3.172 | -3.172 | 12.796 |  | no
bal_1P_2AC |  | oh_cond_2_ACSR | oh_cond_2_ACSR | oh_cond_2_ACSR |  |  | 1.505+1.527j | 0.095+0.781j | 0.095+0.781j | 0.095+0.781j | 1.505+1.527j | 0.095+0.781j | 0.095+0.781j | 0.095+0.781j | 1.505+1.527j | 12.393 | -3.017 | -3.017 | -3.017 | 12.393 | -3.017 | -3.017 | -3.017 | 12.393 |  | no
bal_1P_2CU |  | oh_cond_2_CU | oh_cond_2_CU | oh_cond_2_CU |  |  | 0.968+1.536j | 0.095+0.781j | 0.095+0.781j | 0.095+0.781j | 0.968+1.536j | 0.095+0.781j | 0.095+0.781j | 0.095+0.781j | 0.968+1.536j | 12.191 | -2.94 | -2.94 | -2.94 | 12.191 | -2.94 | -2.94 | -2.94 | 12.191 |  | no
bal_1P_4/0AC |  | oh_cond_4/0_ACSR | oh_cond_4/0_ACSR | oh_cond_4/0_ACSR |  |  | 0.54+1.457j | 0.095+0.781j | 0.095+0.781j | 0.095+0.781j | 0.54+1.457j | 0.095+0.781j | 0.095+0.781j | 0.095+0.781j | 0.54+1.457j | 13.554 | -3.469 | -3.469 | -3.469 | 13.554 | -3.469 | -3.469 | -3.469 | 13.554 |  | no
bal_1P_4ACW |  | oh_cond_4A_CWD | oh_cond_4A_CWD | oh_cond_4A_CWD |  |  | 1.49+1.583j | 0.095+0.781j | 0.095+0.781j | 0.095+0.781j | 1.49+1.583j | 0.095+0.781j | 0.095+0.781j | 0.095+0.781j | 1.49+1.583j | 12.178 | -2.935 | -2.935 | -2.935 | 12.178 | -2.935 | -2.935 | -2.935 | 12.178 |  | no
bal_1P_4CU |  | oh_cond_4_CU | oh_cond_4_CU | oh_cond_4_CU |  |  | 1.483+1.565j | 0.095+0.781j | 0.095+0.781j | 0.095+0.781j | 1.483+1.565j | 0.095+0.781j | 0.095+0.781j | 0.095+0.781j | 1.483+1.565j | 11.78 | -2.785 | -2.785 | -2.785 | 11.78 | -2.785 | -2.785 | -2.785 | 11.78 |  | no
bal_1P_6CU |  | oh_cond_6_CU | oh_cond_6_CU | oh_cond_6_CU |  |  | 2.275+1.583j | 0.095+0.781j | 0.095+0.781j | 0.095+0.781j | 2.275+1.583j | 0.095+0.781j | 0.095+0.781j | 0.095+0.781j | 2.275+1.583j | 11.393 | -2.641 | -2.641 | -2.641 | 11.393 | -2.641 | -2.641 | -2.641 | 11.393 |  | no
bal_1P_8DCW |  | oh_cond_8D_CWD | oh_cond_8D_CWD | oh_cond_8D_CWD |  |  | 3.605+1.647j | 0.095+0.781j | 0.095+0.781j | 0.095+0.781j | 3.605+1.647j | 0.095+0.781j | 0.095+0.781j | 0.095+0.781j | 3.605+1.647j | 11.681 | -2.748 | -2.748 | -2.748 | 11.681 | -2.748 | -2.748 | -2.748 | 11.681 |  | no
bal_1P_DELTACUST |  | oh_cond_2/0_CU | oh_cond_2/0_CU | oh_cond_2/0_CU | oh_cond_3_#7_CWD_30% |  | 0.66+1.378j | 0.22+0.666j | 0.22+0.666j | 0.22+0.666j | 0.66+1.378j | 0.22+0.666j | 0.22+0.666j | 0.22+0.666j | 0.66+1.378j | 13.24 | -2.712 | -2.712 | -2.712 | 13.24 | -2.712 | -2.712 | -2.712 | 13.24 |  | no
bal_3P_1/0AC |  | oh_cond_1/0_ACSR | oh_cond_1/0_ACSR | oh_cond_1/0_ACSR |  |  | 0.983+1.497j | 0.095+0.781j | 0.095+0.781j | 0.095+0.781j | 0.983+1.497j | 0.095+0.781j | 0.095+0.781j | 0.095+0.781j | 0.983+1.497j | 12.796 | -3.172 | -3.172 | -3.172 | 12.796 | -3.172 | -3.172 | -3.172 | 12.796 |  | no
bal_3P_2CU |  | oh_cond_2_CU | oh_cond_2_CU | oh_cond_2_CU |  |  | 0.968+1.536j | 0.095+0.781j | 0.095+0.781j | 0.095+0.781j | 0.968+1.536j | 0.095+0.781j | 0.095+0.781j | 0.095+0.781j | 0.968+1.536j | 12.191 | -2.94 | -2.94 | -2.94 | 12.191 | -2.94 | -2.94 | -2.94 | 12.191 |  | no
bal_3P_477AL |  | oh_cond_477_MCM_AL | oh_cond_477_MCM_AL | oh_cond_477_MCM_AL |  |  | 0.293+1.41j | 0.095+0.775j | 0.095+0.775j | 0.095+0.775j | 0.293+1.41j | 0.095+0.775j | 0.095+0.775j | 0.095+0.775j | 0.293+1.41j | 14.305 | -3.735 | -3.735 | -3.735 | 14.305 | -3.735 | -3.735 | -3.735 | 14.305 |  | no
unb_TAPWIRE_OH |  | oh_cond_WP-4/0-CU | oh_cond_WP-4/0-CU | oh_cond_WP-4/0-CU | oh_cond_WP-4/0-CU |  | 0.365+1.097j | 0.093+0.433j | 0.094+0.34j | 0.093+0.433j | 0.368+1.078j | 0.095+0.401j | 0.094+0.34j | 0.095+0.401j | 0.368+1.077j | 14.911 | -4.341 | -1.953 | -4.341 | 15.781 | -3.724 | -1.953 | -3.724 | 14.818 |  | no
und_1P_2ALURD |  | und_cond_1P_2ALURD | und_cond_1P_2ALURD | und_cond_1P_2ALURD |  |  | 2.379+0.823j | 0.0+0.0j | 0.0+0.0j | 0.0+0.0j | 2.379+0.823j | 0.0+0.0j | 0.0+0.0j | 0.0+0.0j | 2.379+0.823j | 401.497 | 0 | 0 | 0 | 401.497 | 0 | 0 | 0 | 401.497 |  | no
und_1P_DELTACUST |  | und_cond_1P_DELTACUST | und_cond_1P_DELTACUST | und_cond_1P_DELTACUST |  |  | 0.179+0.233j | 0.061-0.024j | 0.061-0.024j | 0.061-0.024j | 0.179+0.233j | 0.061-0.024j | 0.061-0.024j | 0.061-0.024j | 0.179+0.233j | 324.124 | 0 | 0 | 0 | 324.124 | 0 | 0 | 0 | 324.124 |  | no
und_3P_DELTACUST |  | und_cond_3P_DELTACUST | und_cond_3P_DELTACUST | und_cond_3P_DELTACUST |  |  | 0.179+0.233j | 0.061-0.024j | 0.061-0.024j | 0.061-0.024j | 0.179+0.233j | 0.061-0.024j | 0.061-0.024j | 0.061-0.024j | 0.179+0.233j | 324.124 | 0 | 0 | 0 | 324.124 | 0 | 0 | 0 | 324.124 |  | no
und_TAPWIRE_UG |  | und_cond_TAPWIRE_UG | und_cond_TAPWIRE_UG | und_cond_TAPWIRE_UG |  |  | 0.001+0.001j | 0.0+0.0j | 0.0+0.0j | 0.0+0.0j | 0.001+0.001j | 0.0+0.0j | 0.0+0.0j | 0.0+0.0j | 0.001+0.001j | 0 | 0 | 0 | 0 | 0 | 0 | 0 | 0 | 0 |  | no

## load
data_type | static
owner_type | feeder
owner | 8102503
object | load
name | groupid | parent | bustype | phases | nominal_voltage | load_class | constant_power_A | constant_power_B | constant_power_C | constant_current_A | constant_current_B | constant_current_C | constant_impedance_A | constant_impedance_B | constant_impedance_C | base_power_A | base_power_B | base_power_C | power_pf_A | power_pf_B | power_pf_C | current_pf_A | current_pf_B | current_pf_C | impedance_pf_A | impedance_pf_B | impedance_pf_C | power_fraction_A | power_fraction_B | power_fraction_C | current_fraction_A | current_fraction_B | current_fraction_C | impedance_fraction_A | impedance_fraction_B | impedance_fraction_C | dcircuit | selected | monitored | monitored_fields | class_monitored_fields | played | played_fields | base_kw_A | base_kw_B | base_kw_C | kw_A | kw_B | kw_C | comments | critical_load | dem_resp_lb | dem_resp_ub | dem_resp_shortage_cost | dem_resp_surplus_cost | num_customers
load_220260835 |  | node_1355346_118_15332920_559 |  | AN | 0 | NonResidential | 619.2+263.778j | 0 | 0 | 0 | 0 | 0 | [24 empty] | 8102503 | no | no |  |  | no |  | 0 | 0 | 0 | 0 | 0 | 0 |  | 1 | 1 | 1 | 0 | 0 | 0
load_220342094 |  | node_1350595_285_15347448_029 |  | AN | 0 | Residential | 10288.8+4383.01j | 0 | 0 | 0 | 0 | 0 | [24 empty] | 8102503 | no | no |  |  | no |  | 0 | 0 | 0 | 0 | 0 | 0 |  | 1 | 1 | 1 | 0 | 0 | 0
load_220342095 |  | node_1348227_816_15347530_108 |  | AN | 0 | Residential | 4226.4+1800.439j | 0 | 0 | 0 | 0 | 0 | [24 empty] | 8102503 | no | no |  |  | no |  | 0 | 0 | 0 | 0 | 0 | 0 |  | 1 | 1 | 1 | 0 | 0 | 0
load_220342097 |  | node_1351661_646_15347529_079 |  | AN | 0 | Residential | 11973.6+5100.732j | 0 | 0 | 0 | 0 | 0 | [24 empty] | 8102503 | no | no |  |  | no |  | 0 | 0 | 0 | 0 | 0 | 0 |  | 1 | 1 | 1 | 0 | 0 | 0
load_220342098 |  | node_1352066_364_15346841_333 |  | AN | 0 | Residential | 40320+17176.248j | 0 | 0 | 0 | 0 | 0 | [24 empty] | 8102503 | no | no |  |  | no |  | 0 | 0 | 0 | 0 | 0 | 0 |  | 1 | 1 | 1 | 0 | 0 | 0
load_220342099 |  | node_1352291_306_15346523_738 |  | AN | 0 | Residential | 27712.8+11805.603j | 0 | 0 | 0 | 0 | 0 | [24 empty] | 8102503 | no | no |  |  | no |  | 0 | 0 | 0 | 0 | 0 | 0 |  | 1 | 1 | 1 | 0 | 0 | 0
load_220342100 |  | node_1352509_524_15346212_547 |  | AN | 0 | Residential | 37735.2+16075.128j | 0 | 0 | 0 | 0 | 0 | [24 empty] | 8102503 | no | no |  |  | no |  | 0 | 0 | 0 | 0 | 0 | 0 |  | 1 | 1 | 1 | 0 | 0 | 0
load_220342101 |  | node_1352913_344_15345818_607 |  | AN | 0 | Residential | 33127.2+14112.128j | 0 | 0 | 0 | 0 | 0 | [24 empty] | 8102503 | no | no |  |  | no |  | 0 | 0 | 0 | 0 | 0 | 0 |  | 1 | 1 | 1 | 0 | 0 | 0
load_220342102 |  | node_1353163_946_15345513_974 |  | AN | 0 | Residential | 2181.6+929.358j | 0 | 0 | 0 | 0 | 0 | [24 empty] | 8102503 | no | no |  |  | no |  | 0 | 0 | 0 | 0 | 0 | 0 |  | 1 | 1 | 1 | 0 | 0 | 0
load_220342103 |  | node_1353468_051_15345255_552 |  | AN | 0 | Residential | 11469.6+4886.029j | 0 | 0 | 0 | 0 | 0 | [24 empty] | 8102503 | no | no |  |  | no |  | 0 | 0 | 0 | 0 | 0 | 0 |  | 1 | 1 | 1 | 0 | 0 | 0
load_220342104 |  | node_1353721_434_15344953_853 |  | AN | 0 | Residential | 14306.4+6094.501j | 0 | 0 | 0 | 0 | 0 | [24 empty] | 8102503 | no | no |  |  | no |  | 0 | 0 | 0 | 0 | 0 | 0 |  | 1 | 1 | 1 | 0 | 0 | 0
load_220342105 |  | node_1353770_647_15344551_575 |  | AN | 0 | Residential | 9856.8+4198.979j | 0 | 0 | 0 | 0 | 0 | [24 empty] | 8102503 | no | no |  |  | no |  | 0 | 0 | 0 | 0 | 0 | 0 |  | 1 | 1 | 1 | 0 | 0 | 0
load_220342106 |  | node_1354016_741_15344409_796 |  | AN | 0 | Residential | 38980.8+16605.751j | 0 | 0 | 0 | 0 | 0 | [24 empty] | 8102503 | no | no |  |  | no |  | 0 | 0 | 0 | 0 | 0 | 0 |  | 1 | 1 | 1 | 0 | 0 | 0
load_220342107 |  | node_1353970_246_15344266_705 |  | AN | 0 | Residential | 3772.8+1607.206j | 0 | 0 | 0 | 0 | 0 | [24 empty] | 8102503 | no | no |  |  | no |  | 0 | 0 | 0 | 0 | 0 | 0 |  | 1 | 1 | 1 | 0 | 0 | 0
load_220342108 |  | node_1354241_626_15343908_638 |  | AN | 0 | Residential | 17892+7621.96j | 0 | 0 | 0 | 0 | 0 | [24 empty] | 8102503 | no | no |  |  | no |  | 0 | 0 | 0 | 0 | 0 | 0 |  | 1 | 1 | 1 | 0 | 0 | 0
load_220342109 |  | node_1354400_961_15343758_54 |  | AN | 0 | Residential | 4291.2+1828.044j | 0 | 0 | 0 | 0 | 0 | [24 empty] | 8102503 | no | no |  |  | no |  | 0 | 0 | 0 | 0 | 0 | 0 |  | 1 | 1 | 1 | 0 | 0 | 0
load_220342110 |  | node_1354541_351_15343737_486 |  | AN | 0 | Residential | 7336.8+3125.464j | 0 | 0 | 0 | 0 | 0 | [24 empty] | 8102503 | no | no |  |  | no |  | 0 | 0 | 0 | 0 | 0 | 0 |  | 1 | 1 | 1 | 0 | 0 | 0
load_220342111 |  | node_1354987_1_15343177_691 |  | AN | 0 | Residential | 57067.2+24310.525j | 0 | 0 | 0 | 0 | 0 | [24 empty] | 8102503 | no | no |  |  | no |  | 0 | 0 | 0 | 0 | 0 | 0 |  | 1 | 1 | 1 | 0 | 0 | 0
load_220342113 |  | node_1355282_031_15342718_237 |  | AN | 0 | Residential | 41824.8+17817.29j | 0 | 0 | 0 | 0 | 0 | [24 empty] | 8102503 | no | no |  |  | no |  | 0 | 0 | 0 | 0 | 0 | 0 |  | 1 | 1 | 1 | 0 | 0 | 0
load_220342114 |  | node_1355392_409_15342512_846 |  | AN | 0 | Residential | 7430.4+3165.337j | 0 | 0 | 0 | 0 | 0 | [24 empty] | 8102503 | no | no |  |  | no |  | 0 | 0 | 0 | 0 | 0 | 0 |  | 1 | 1 | 1 | 0 | 0 | 0
load_220342115 |  | node_1355181_127_15342487_143 |  | AN | 0 | Residential | 22708.8+9673.908j | 0 | 0 | 0 | 0 | 0 | [24 empty] | 8102503 | no | no |  |  | no |  | 0 | 0 | 0 | 0 | 0 | 0 |  | 1 | 1 | 1 | 0 | 0 | 0
load_220342116 |  | node_1349255_629_15347700_042 |  | AN | 0 | Residential | 15753.6+6711.005j | 0 | 0 | 0 | 0 | 0 | [24 empty] | 8102503 | no | no |  |  | no |  | 0 | 0 | 0 | 0 | 0 | 0 |  | 1 | 1 | 1 | 0 | 0 | 0
load_220342117 |  | node_1349469_996_15347626_406 |  | AN | 0 | Residential | 6861.6+2923.029j | 0 | 0 | 0 | 0 | 0 | [24 empty] | 8102503 | no | no |  |  | no |  | 0 | 0 | 0 | 0 | 0 | 0 |  | 1 | 1 | 1 | 0 | 0 | 0
load_220342118 |  | node_1355004_336_15342121_192 |  | AN | 0 | Residential | 13471.2+5738.707j | 0 | 0 | 0 | 0 | 0 | [24 empty] | 8102503 | no | no |  |  | no |  | 0 | 0 | 0 | 0 | 0 | 0 |  | 1 | 1 | 1 | 0 | 0 | 0
load_220342119 |  | node_1349692_266_15347680_268 |  | AN | 0 | Residential | 11880+5060.859j | 0 | 0 | 0 | 0 | 0 | [24 empty] | 8102503 | no | no |  |  | no |  | 0 | 0 | 0 | 0 | 0 | 0 |  | 1 | 1 | 1 | 0 | 0 | 0
load_220342120 |  | node_1349660_834_15347357_947 |  | AN | 0 | Residential | 11354.4+4836.954j | 0 | 0 | 0 | 0 | 0 | [24 empty] | 8102503 | no | no |  |  | no |  | 0 | 0 | 0 | 0 | 0 | 0 |  | 1 | 1 | 1 | 0 | 0 | 0
load_220342122 |  | node_1351189_171_15347464_252 |  | AN | 0 | Residential | 8071.2+3438.317j | 0 | 0 | 0 | 0 | 0 | [24 empty] | 8102503 | no | no |  |  | no |  | 0 | 0 | 0 | 0 | 0 | 0 |  | 1 | 1 | 1 | 0 | 0 | 0
load_220342233 |  | node_1357430_552_15333458_651 |  | AN | 0 | Residential | 4716+2009.008j | 0 | 0 | 0 | 0 | 0 | [24 empty] | 8102503 | no | no |  |  | no |  | 0 | 0 | 0 | 0 | 0 | 0 |  | 1 | 1 | 1 | 0 | 0 | 0
load_220342234 |  | node_1357361_603_15333707_805 |  | AN | 0 | Residential | 17640+7514.609j | 0 | 0 | 0 | 0 | 0 | [24 empty] | 8102503 | no | no |  |  | no |  | 0 | 0 | 0 | 0 | 0 | 0 |  | 1 | 1 | 1 | 0 | 0 | 0
load_220342235 |  | node_1356587_97_15332937_472 |  | AN | 0 | Residential | 29080.8+12388.369j | 0 | 0 | 0 | 0 | 0 | [24 empty] | 8102503 | no | no |  |  | no |  | 0 | 0 | 0 | 0 | 0 | 0 |  | 1 | 1 | 1 | 0 | 0 | 0
load_220342236 |  | node_1357814_564_15333795_756 |  | AN | 0 | Residential | 21520.8+9167.822j | 0 | 0 | 0 | 0 | 0 | [24 empty] | 8102503 | no | no |  |  | no |  | 0 | 0 | 0 | 0 | 0 | 0 |  | 1 | 1 | 1 | 0 | 0 | 0
load_220342237 |  | node_1358240_189_15334007_317 |  | AN | 0 | Residential | 28965.6+12339.294j | 0 | 0 | 0 | 0 | 0 | [24 empty] | 8102503 | no | no |  |  | no |  | 0 | 0 | 0 | 0 | 0 | 0 |  | 1 | 1 | 1 | 0 | 0 | 0
load_220342271 |  | node_1348983_452_15348196_514 |  | AN | 0 | Residential | 662.4+282.181j | 0 | 0 | 0 | 0 | 0 | [24 empty] | 8102503 | no | no |  |  | no |  | 0 | 0 | 0 | 0 | 0 | 0 |  | 1 | 1 | 1 | 0 | 0 | 0
load_220342272 |  | node_1348939_848_15348564_741 |  | AN | 0 | Residential | 2160+920.156j | 0 | 0 | 0 | 0 | 0 | [24 empty] | 8102503 | no | no |  |  | no |  | 0 | 0 | 0 | 0 | 0 | 0 |  | 1 | 1 | 1 | 0 | 0 | 0
load_220342273 |  | node_1349231_209_15349650_057 |  | AN | 0 | Residential | 17244+7345.913j | 0 | 0 | 0 | 0 | 0 | [24 empty] | 8102503 | no | no |  |  | no |  | 0 | 0 | 0 | 0 | 0 | 0 |  | 1 | 1 | 1 | 0 | 0 | 0
load_220342357 |  | node_1354283_705_15330498_841 |  | AN | 0 | Residential | 11016+4692.796j | 0 | 0 | 0 | 0 | 0 | [24 empty] | 8102503 | no | no |  |  | no |  | 0 | 0 | 0 | 0 | 0 | 0 |  | 1 | 1 | 1 | 0 | 0 | 0
load_220342358 |  | node_1353459_984_15331920_261 |  | AN | 0 | Residential | 7891.2+3361.637j | 0 | 0 | 0 | 0 | 0 | [24 empty] | 8102503 | no | no |  |  | no |  | 0 | 0 | 0 | 0 | 0 | 0 |  | 1 | 1 | 1 | 0 | 0 | 0
load_220342359 |  | node_1353762_992_15330839_641 |  | AN | 0 | Other | 0 | 0 | 0 | 0 | 0 | 0 | [24 empty] | 8102503 | no | no |  |  | no |  | 0 | 0 | 0 | 0 | 0 | 0 |  | 1 | 1 | 1 | 0 | 0 | 0
load_220342360 |  | node_1353384_306_15330980_755 |  | AN | 0 | NonResidential | 0 | 0 | 0 | 0 | 0 | 0 | [24 empty] | 8102503 | no | no |  |  | no |  | 0 | 0 | 0 | 0 | 0 | 0 |  | 1 | 1 | 1 | 0 | 0 | 0
load_220342370 |  | node_1354649_396_15347761_82 |  | AN | 0 | Residential | 6710.4+2858.618j | 0 | 0 | 0 | 0 | 0 | [24 empty] | 8102503 | no | no |  |  | no |  | 0 | 0 | 0 | 0 | 0 | 0 |  | 1 | 1 | 1 | 0 | 0 | 0
load_220342371 |  | node_1355297_609_15347781_245 |  | AN | 0 | Residential | 6199.2+2640.848j | 0 | 0 | 0 | 0 | 0 | [24 empty] | 8102503 | no | no |  |  | no |  | 0 | 0 | 0 | 0 | 0 | 0 |  | 1 | 1 | 1 | 0 | 0 | 0
load_220342372 |  | node_1355354_673_15347109_457 |  | AN | 0 | Residential | 6825.6+2907.693j | 0 | 0 | 0 | 0 | 0 | [24 empty] | 8102503 | no | no |  |  | no |  | 0 | 0 | 0 | 0 | 0 | 0 |  | 1 | 1 | 1 | 0 | 0 | 0
load_220342373 |  | node_1355509_675_15347667_128 |  | AN | 0 | Residential | 2664+1134.859j | 0 | 0 | 0 | 0 | 0 | [24 empty] | 8102503 | no | no |  |  | no |  | 0 | 0 | 0 | 0 | 0 | 0 |  | 1 | 1 | 1 | 0 | 0 | 0
load_220342374 |  | node_1355871_276_15347577_832 |  | AN | 0 | Residential | 11124+4738.804j | 0 | 0 | 0 | 0 | 0 | [24 empty] | 8102503 | no | no |  |  | no |  | 0 | 0 | 0 | 0 | 0 | 0 |  | 1 | 1 | 1 | 0 | 0 | 0
load_220342375 |  | node_1352326_579_15347269_217 |  | AN | 0 | Residential | 9194.4+3916.798j | 0 | 0 | 0 | 0 | 0 | [24 empty] | 8102503 | no | no |  |  | no |  | 0 | 0 | 0 | 0 | 0 | 0 |  | 1 | 1 | 1 | 0 | 0 | 0
load_220342376 |  | node_1353323_569_15347356_143 |  | AN | 0 | Residential | 0 | 0 | 0 | 0 | 0 | 0 | [24 empty] | 8102503 | no | no |  |  | no |  | 0 | 0 | 0 | 0 | 0 | 0 |  | 1 | 1 | 1 | 0 | 0 | 0
load_220342377 |  | node_1353597_449_15347444_834 |  | AN | 0 | Residential | 5824.8+2481.354j | 0 | 0 | 0 | 0 | 0 | [24 empty] | 8102503 | no | no |  |  | no |  | 0 | 0 | 0 | 0 | 0 | 0 |  | 1 | 1 | 1 | 0 | 0 | 0
load_220342378 |  | node_1353899_135_15347481_87 |  | AN | 0 | Residential | 12614.4+5373.712j | 0 | 0 | 0 | 0 | 0 | [24 empty] | 8102503 | no | no |  |  | no |  | 0 | 0 | 0 | 0 | 0 | 0 |  | 1 | 1 | 1 | 0 | 0 | 0
load_220342379 |  | node_1354222_968_15347584_252 |  | AN | 0 | Residential | 5976+2545.765j | 0 | 0 | 0 | 0 | 0 | [24 empty] | 8102503 | no | no |  |  | no |  | 0 | 0 | 0 | 0 | 0 | 0 |  | 1 | 1 | 1 | 0 | 0 | 0
load_220342425 |  | node_1353639_197_15347909_553 |  | AN | 0 | Residential | 13773.6+5867.529j | 0 | 0 | 0 | 0 | 0 | [24 empty] | 8102503 | no | no |  |  | no |  | 0 | 0 | 0 | 0 | 0 | 0 |  | 1 | 1 | 1 | 0 | 0 | 0
load_220342558 |  | node_1354116_322_15329183_435 |  | AN | 0 | NonResidential | 12333.333+5253.978j | 0 | 0 | 0 | 0 | 0 | [24 empty] | 8102503 | no | no |  |  | no |  | 0 | 0 | 0 | 0 | 0 | 0 |  | 1 | 1 | 1 | 0 | 0 | 0
load_220342559 |  | node_1354117_727_15329210_01 |  | BN | 0 | NonResidential | 0 | 12333.333+5253.978j | 0 | 0 | 0 | 0 | [24 empty] | 8102503 | no | no |  |  | no |  | 0 | 0 | 0 | 0 | 0 | 0 |  | 1 | 1 | 1 | 0 | 0 | 0
load_220342560 |  | node_1354109_852_15329158_204 |  | CN | 0 | NonResidential | 0 | 0 | 12333.333+5253.978j | 0 | 0 | 0 | [24 empty] | 8102503 | no | no |  |  | no |  | 0 | 0 | 0 | 0 | 0 | 0 |  | 1 | 1 | 1 | 0 | 0 | 0
load_220342561 |  | node_1354046_105_15329512_384 |  | AN | 0 | NonResidential | 0 | 0 | 0 | 0 | 0 | 0 | [24 empty] | 8102503 | no | no |  |  | no |  | 0 | 0 | 0 | 0 | 0 | 0 |  | 1 | 1 | 1 | 0 | 0 | 0
load_220342562 |  | node_1354039_875_15329487_047 |  | AN | 0 | NonResidential | 0 | 0 | 0 | 0 | 0 | 0 | [24 empty] | 8102503 | no | no |  |  | no |  | 0 | 0 | 0 | 0 | 0 | 0 |  | 1 | 1 | 1 | 0 | 0 | 0
load_220342563 |  | node_1355436_644_15330612_554 |  | AN | 0 | Residential | 3722.4+1585.736j | 0 | 0 | 0 | 0 | 0 | [24 empty] | 8102503 | no | no |  |  | no |  | 0 | 0 | 0 | 0 | 0 | 0 |  | 1 | 1 | 1 | 0 | 0 | 0
load_220342564 |  | node_1355117_807_15331087_134 |  | AN | 0 | Residential | 4766.4+2030.478j | 0 | 0 | 0 | 0 | 0 | [24 empty] | 8102503 | no | no |  |  | no |  | 0 | 0 | 0 | 0 | 0 | 0 |  | 1 | 1 | 1 | 0 | 0 | 0
load_220342565 |  | node_1355648_503_15331657_618 |  | AN | 0 | Residential | 15422.4+6569.915j | 0 | 0 | 0 | 0 | 0 | [24 empty] | 8102503 | no | no |  |  | no |  | 0 | 0 | 0 | 0 | 0 | 0 |  | 1 | 1 | 1 | 0 | 0 | 0
load_220342566 |  | node_1356005_175_15331923_632 |  | AN | 0 | Other | 0 | 0 | 0 | 0 | 0 | 0 | [24 empty] | 8102503 | no | no |  |  | no |  | 0 | 0 | 0 | 0 | 0 | 0 |  | 1 | 1 | 1 | 0 | 0 | 0
load_220342567 |  | node_1356735_214_15332553_521 |  | AN | 0 | Residential | 7286.4+3103.993j | 0 | 0 | 0 | 0 | 0 | [24 empty] | 8102503 | no | no |  |  | no |  | 0 | 0 | 0 | 0 | 0 | 0 |  | 1 | 1 | 1 | 0 | 0 | 0
load_220342568 |  | node_1358587_537_15334043_226 |  | AN | 0 | Residential | 37850.4+16124.203j | 0 | 0 | 0 | 0 | 0 | [24 empty] | 8102503 | no | no |  |  | no |  | 0 | 0 | 0 | 0 | 0 | 0 |  | 1 | 1 | 1 | 0 | 0 | 0
load_220342569 |  | node_1358850_147_15333893_753 |  | AN | 0 | Residential | 15753.6+6711.005j | 0 | 0 | 0 | 0 | 0 | [24 empty] | 8102503 | no | no |  |  | no |  | 0 | 0 | 0 | 0 | 0 | 0 |  | 1 | 1 | 1 | 0 | 0 | 0
load_220342609 |  | node_1356222_864_15332460_603 |  | AN | 0 | NonResidential | 14.4+6.134j | 0 | 0 | 0 | 0 | 0 | [24 empty] | 8102503 | no | no |  |  | no |  | 0 | 0 | 0 | 0 | 0 | 0 |  | 1 | 1 | 1 | 0 | 0 | 0
load_220342646 |  | node_1354090_002_15329813_427 |  | AN | 0 | Residential | 10346.4+4407.548j | 0 | 0 | 0 | 0 | 0 | [24 empty] | 8102503 | no | no |  |  | no |  | 0 | 0 | 0 | 0 | 0 | 0 |  | 1 | 1 | 1 | 0 | 0 | 0
load_220342647 |  | node_1354407_851_15330722_998 |  | AN | 0 | Residential | 4442.4+1892.454j | 0 | 0 | 0 | 0 | 0 | [24 empty] | 8102503 | no | no |  |  | no |  | 0 | 0 | 0 | 0 | 0 | 0 |  | 1 | 1 | 1 | 0 | 0 | 0
load_220342648 |  | node_1354506_676_15330847_43 |  | AN | 0 | Residential | 6235.2+2656.184j | 0 | 0 | 0 | 0 | 0 | [24 empty] | 8102503 | no | no |  |  | no |  | 0 | 0 | 0 | 0 | 0 | 0 |  | 1 | 1 | 1 | 0 | 0 | 0
load_220342649 |  | node_1354501_005_15331130_147 |  | AN | 0 | NonResidential | 2988+1272.883j | 0 | 0 | 0 | 0 | 0 | [24 empty] | 8102503 | no | no |  |  | no |  | 0 | 0 | 0 | 0 | 0 | 0 |  | 1 | 1 | 1 | 0 | 0 | 0
load_220342650 |  | node_1354070_639_15331437_559 |  | AN | 0 | NonResidential | 0 | 0 | 0 | 0 | 0 | 0 | [24 empty] | 8102503 | no | no |  |  | no |  | 0 | 0 | 0 | 0 | 0 | 0 |  | 1 | 1 | 1 | 0 | 0 | 0
load_220342651 |  | node_1354048_082_15331116_615 |  | AN | 0 | NonResidential | 244.8+104.284j | 0 | 0 | 0 | 0 | 0 | [24 empty] | 8102503 | no | no |  |  | no |  | 0 | 0 | 0 | 0 | 0 | 0 |  | 1 | 1 | 1 | 0 | 0 | 0
load_220342652 |  | node_1354216_793_15331589_173 |  | AN | 0 | Residential | 10512+4478.093j | 0 | 0 | 0 | 0 | 0 | [24 empty] | 8102503 | no | no |  |  | no |  | 0 | 0 | 0 | 0 | 0 | 0 |  | 1 | 1 | 1 | 0 | 0 | 0
load_220342653 |  | node_1354755_29_15331721_828 |  | AN | 0 | Residential | 26784+11409.936j | 0 | 0 | 0 | 0 | 0 | [24 empty] | 8102503 | no | no |  |  | no |  | 0 | 0 | 0 | 0 | 0 | 0 |  | 1 | 1 | 1 | 0 | 0 | 0
load_220342654 |  | node_1354857_539_15332009_836 |  | AN | 0 | Residential | 11671.2+4971.91j | 0 | 0 | 0 | 0 | 0 | [24 empty] | 8102503 | no | no |  |  | no |  | 0 | 0 | 0 | 0 | 0 | 0 |  | 1 | 1 | 1 | 0 | 0 | 0
load_220342657 |  | node_1355445_046_15333107_8 |  | AN | 0 | Residential | 0 | 0 | 0 | 0 | 0 | 0 | [24 empty] | 8102503 | no | no |  |  | no |  | 0 | 0 | 0 | 0 | 0 | 0 |  | 1 | 1 | 1 | 0 | 0 | 0
load_220342658 |  | node_1355334_126_15333163_542 |  | AN | 0 | Residential | 8604+3665.289j | 0 | 0 | 0 | 0 | 0 | [24 empty] | 8102503 | no | no |  |  | no |  | 0 | 0 | 0 | 0 | 0 | 0 |  | 1 | 1 | 1 | 0 | 0 | 0
load_220342659 |  | node_1355053_273_15333149_473 |  | AN | 0 | Residential | 1346.4+573.564j | 0 | 0 | 0 | 0 | 0 | [24 empty] | 8102503 | no | no |  |  | no |  | 0 | 0 | 0 | 0 | 0 | 0 |  | 1 | 1 | 1 | 0 | 0 | 0
load_220342660 |  | node_1355331_884_15333632_934 |  | AN | 0 | Residential | 2512.8+1070.448j | 0 | 0 | 0 | 0 | 0 | [24 empty] | 8102503 | no | no |  |  | no |  | 0 | 0 | 0 | 0 | 0 | 0 |  | 1 | 1 | 1 | 0 | 0 | 0
load_220342661 |  | node_1355692_684_15333614_663 |  | AN | 0 | Residential | 9057.6+3858.521j | 0 | 0 | 0 | 0 | 0 | [24 empty] | 8102503 | no | no |  |  | no |  | 0 | 0 | 0 | 0 | 0 | 0 |  | 1 | 1 | 1 | 0 | 0 | 0
load_220342662 |  | node_1355756_104_15333888_231 |  | AN | 0 | Residential | 3348+1426.242j | 0 | 0 | 0 | 0 | 0 | [24 empty] | 8102503 | no | no |  |  | no |  | 0 | 0 | 0 | 0 | 0 | 0 |  | 1 | 1 | 1 | 0 | 0 | 0
load_220342663 |  | node_1355974_855_15334309_508 |  | AN | 0 | Residential | 8042.4+3426.048j | 0 | 0 | 0 | 0 | 0 | [24 empty] | 8102503 | no | no |  |  | no |  | 0 | 0 | 0 | 0 | 0 | 0 |  | 1 | 1 | 1 | 0 | 0 | 0
load_220342664 |  | node_1356529_001_15334552_923 |  | AN | 0 | NonResidential | 6000+2555.989j | 0 | 0 | 0 | 0 | 0 | [24 empty] | 8102503 | no | no |  |  | no |  | 0 | 0 | 0 | 0 | 0 | 0 |  | 1 | 1 | 1 | 0 | 0 | 0
load_220342709 |  | node_1353722_686_15333014_817 |  | AN | 0 | Residential | 4039.2+1720.692j | 0 | 0 | 0 | 0 | 0 | [24 empty] | 8102503 | no | no |  |  | no |  | 0 | 0 | 0 | 0 | 0 | 0 |  | 1 | 1 | 1 | 0 | 0 | 0
load_220342710 |  | node_1353186_701_15333419_819 |  | AN | 0 | Residential | 5738.4+2444.548j | 0 | 0 | 0 | 0 | 0 | [24 empty] | 8102503 | no | no |  |  | no |  | 0 | 0 | 0 | 0 | 0 | 0 |  | 1 | 1 | 1 | 0 | 0 | 0
load_220342711 |  | node_1353747_872_15333359_663 |  | AN | 0 | Residential | 489.6+208.569j | 0 | 0 | 0 | 0 | 0 | [24 empty] | 8102503 | no | no |  |  | no |  | 0 | 0 | 0 | 0 | 0 | 0 |  | 1 | 1 | 1 | 0 | 0 | 0
load_220342712 |  | node_1353475_995_15333714_816 |  | AN | 0 | Residential | 6393.6+2723.662j | 0 | 0 | 0 | 0 | 0 | [24 empty] | 8102503 | no | no |  |  | no |  | 0 | 0 | 0 | 0 | 0 | 0 |  | 1 | 1 | 1 | 0 | 0 | 0
load_220342713 |  | node_1353427_456_15333929_429 |  | AN | 0 | Residential | 11008.8+4689.729j | 0 | 0 | 0 | 0 | 0 | [24 empty] | 8102503 | no | no |  |  | no |  | 0 | 0 | 0 | 0 | 0 | 0 |  | 1 | 1 | 1 | 0 | 0 | 0
load_220342714 |  | node_1353736_95_15334146_78 |  | AN | 0 | Residential | 2354.4+1002.97j | 0 | 0 | 0 | 0 | 0 | [24 empty] | 8102503 | no | no |  |  | no |  | 0 | 0 | 0 | 0 | 0 | 0 |  | 1 | 1 | 1 | 0 | 0 | 0
load_220342715 |  | node_1353429_854_15334310_491 |  | AN | 0 | Residential | 10605.6+4517.967j | 0 | 0 | 0 | 0 | 0 | [24 empty] | 8102503 | no | no |  |  | no |  | 0 | 0 | 0 | 0 | 0 | 0 |  | 1 | 1 | 1 | 0 | 0 | 0
load_220342716 |  | node_1353010_915_15334992_794 |  | AN | 0 | Residential | 11512.8+4904.432j | 0 | 0 | 0 | 0 | 0 | [24 empty] | 8102503 | no | no |  |  | no |  | 0 | 0 | 0 | 0 | 0 | 0 |  | 1 | 1 | 1 | 0 | 0 | 0
load_220342717 |  | node_1353272_457_15335522_948 |  | AN | 0 | Residential | 15544.8+6622.057j | 0 | 0 | 0 | 0 | 0 | [24 empty] | 8102503 | no | no |  |  | no |  | 0 | 0 | 0 | 0 | 0 | 0 |  | 1 | 1 | 1 | 0 | 0 | 0
load_220342718 |  | node_1352933_546_15336244_814 |  | AN | 0 | Residential | 6134.4+2613.243j | 0 | 0 | 0 | 0 | 0 | [24 empty] | 8102503 | no | no |  |  | no |  | 0 | 0 | 0 | 0 | 0 | 0 |  | 1 | 1 | 1 | 0 | 0 | 0
load_220342719 |  | node_1352863_179_15336630_352 |  | AN | 0 | Residential | 13017.6+5545.474j | 0 | 0 | 0 | 0 | 0 | [24 empty] | 8102503 | no | no |  |  | no |  | 0 | 0 | 0 | 0 | 0 | 0 |  | 1 | 1 | 1 | 0 | 0 | 0
load_220342720 |  | node_1353136_062_15337451_025 |  | AN | 0 | Residential | 165.6+70.545j | 0 | 0 | 0 | 0 | 0 | [24 empty] | 8102503 | no | no |  |  | no |  | 0 | 0 | 0 | 0 | 0 | 0 |  | 1 | 1 | 1 | 0 | 0 | 0
load_220342721 |  | node_1353113_462_15337824_509 |  | AN | 0 | Residential | 9036+3849.32j | 0 | 0 | 0 | 0 | 0 | [24 empty] | 8102503 | no | no |  |  | no |  | 0 | 0 | 0 | 0 | 0 | 0 |  | 1 | 1 | 1 | 0 | 0 | 0
load_220342722 |  | node_1352810_459_15338453_99 |  | AN | 0 | Residential | 13464+5735.64j | 0 | 0 | 0 | 0 | 0 | [24 empty] | 8102503 | no | no |  |  | no |  | 0 | 0 | 0 | 0 | 0 | 0 |  | 1 | 1 | 1 | 0 | 0 | 0
load_220342723 |  | node_1352568_509_15338717_41 |  | AN | 0 | Residential | 11412+4861.492j | 0 | 0 | 0 | 0 | 0 | [24 empty] | 8102503 | no | no |  |  | no |  | 0 | 0 | 0 | 0 | 0 | 0 |  | 1 | 1 | 1 | 0 | 0 | 0
load_220342725 |  | node_1351764_917_15339936_482 |  | AN | 0 | Other | 0 | 0 | 0 | 0 | 0 | 0 | [24 empty] | 8102503 | no | no |  |  | no |  | 0 | 0 | 0 | 0 | 0 | 0 |  | 1 | 1 | 1 | 0 | 0 | 0
load_220342726 |  | node_1351490_923_15340453_605 |  | AN | 0 | Residential | 41306.4+17596.453j | 0 | 0 | 0 | 0 | 0 | [24 empty] | 8102503 | no | no |  |  | no |  | 0 | 0 | 0 | 0 | 0 | 0 |  | 1 | 1 | 1 | 0 | 0 | 0
load_220342728 |  | node_1350284_785_15341637_822 |  | AN | 0 | Residential | 5846.4+2490.556j | 0 | 0 | 0 | 0 | 0 | [24 empty] | 8102503 | no | no |  |  | no |  | 0 | 0 | 0 | 0 | 0 | 0 |  | 1 | 1 | 1 | 0 | 0 | 0
load_220342729 |  | node_1350062_908_15342357_357 |  | AN | 0 | Residential | 15285.6+6511.638j | 0 | 0 | 0 | 0 | 0 | [24 empty] | 8102503 | no | no |  |  | no |  | 0 | 0 | 0 | 0 | 0 | 0 |  | 1 | 1 | 1 | 0 | 0 | 0
load_220342730 |  | node_1350024_687_15342776_905 |  | AN | 0 | Residential | 1872+797.469j | 0 | 0 | 0 | 0 | 0 | [24 empty] | 8102503 | no | no |  |  | no |  | 0 | 0 | 0 | 0 | 0 | 0 |  | 1 | 1 | 1 | 0 | 0 | 0
load_220342731 |  | node_1349984_148_15343229_637 |  | AN | 0 | Residential | 18460.8+7864.268j | 0 | 0 | 0 | 0 | 0 | [24 empty] | 8102503 | no | no |  |  | no |  | 0 | 0 | 0 | 0 | 0 | 0 |  | 1 | 1 | 1 | 0 | 0 | 0
load_220342733 |  | node_1349762_84_15344214_546 |  | AN | 0 | Residential | 2044.8+871.081j | 0 | 0 | 0 | 0 | 0 | [24 empty] | 8102503 | no | no |  |  | no |  | 0 | 0 | 0 | 0 | 0 | 0 |  | 1 | 1 | 1 | 0 | 0 | 0
load_220342734 |  | node_1349426_918_15344715_661 |  | AN | 0 | NonResidential | 5040+2147.031j | 0 | 0 | 0 | 0 | 0 | [24 empty] | 8102503 | no | no |  |  | no |  | 0 | 0 | 0 | 0 | 0 | 0 |  | 1 | 1 | 1 | 0 | 0 | 0
load_220342735 |  | node_1349204_529_15345134_336 |  | AN | 0 | Residential | 9763.2+4159.106j | 0 | 0 | 0 | 0 | 0 | [24 empty] | 8102503 | no | no |  |  | no |  | 0 | 0 | 0 | 0 | 0 | 0 |  | 1 | 1 | 1 | 0 | 0 | 0
load_220342736 |  | node_1348970_66_15345702_864 |  | AN | 0 | Residential | 10094.4+4300.196j | 0 | 0 | 0 | 0 | 0 | [24 empty] | 8102503 | no | no |  |  | no |  | 0 | 0 | 0 | 0 | 0 | 0 |  | 1 | 1 | 1 | 0 | 0 | 0
load_220342737 |  | node_1348747_074_15346222_51 |  | AN | 0 | Residential | 13248+5643.624j | 0 | 0 | 0 | 0 | 0 | [24 empty] | 8102503 | no | no |  |  | no |  | 0 | 0 | 0 | 0 | 0 | 0 |  | 1 | 1 | 1 | 0 | 0 | 0
load_220342738 |  | node_1348501_227_15346734_773 |  | AN | 0 | Residential | 2656.8+1131.792j | 0 | 0 | 0 | 0 | 0 | [24 empty] | 8102503 | no | no |  |  | no |  | 0 | 0 | 0 | 0 | 0 | 0 |  | 1 | 1 | 1 | 0 | 0 | 0
load_220342739 |  | node_1348376_973_15347031_848 |  | AN | 0 | Residential | 6091.2+2594.84j | 0 | 0 | 0 | 0 | 0 | [24 empty] | 8102503 | no | no |  |  | no |  | 0 | 0 | 0 | 0 | 0 | 0 |  | 1 | 1 | 1 | 0 | 0 | 0
load_220342741 |  | node_1347857_783_15347693_11 |  | AN | 0 | Residential | 2268+966.164j | 0 | 0 | 0 | 0 | 0 | [24 empty] | 8102503 | no | no |  |  | no |  | 0 | 0 | 0 | 0 | 0 | 0 |  | 1 | 1 | 1 | 0 | 0 | 0
load_220342742 |  | node_1347732_749_15347972_332 |  | AN | 0 | Residential | 11275.2+4803.215j | 0 | 0 | 0 | 0 | 0 | [24 empty] | 8102503 | no | no |  |  | no |  | 0 | 0 | 0 | 0 | 0 | 0 |  | 1 | 1 | 1 | 0 | 0 | 0
load_220342744 |  | node_1347315_574_15348693_028 |  | AN | 0 | Residential | 9806.4+4177.509j | 0 | 0 | 0 | 0 | 0 | [24 empty] | 8102503 | no | no |  |  | no |  | 0 | 0 | 0 | 0 | 0 | 0 |  | 1 | 1 | 1 | 0 | 0 | 0
load_220342745 |  | node_1347637_745_15349093_605 |  | AN | 0 | Residential | 4219.2+1797.372j | 0 | 0 | 0 | 0 | 0 | [24 empty] | 8102503 | no | no |  |  | no |  | 0 | 0 | 0 | 0 | 0 | 0 |  | 1 | 1 | 1 | 0 | 0 | 0
load_220342746 |  | node_1347055_191_15349383_703 |  | AN | 0 | Residential | 13370.4+5695.767j | 0 | 0 | 0 | 0 | 0 | [24 empty] | 8102503 | no | no |  |  | no |  | 0 | 0 | 0 | 0 | 0 | 0 |  | 1 | 1 | 1 | 0 | 0 | 0
load_220342747 |  | node_1346941_393_15349746_964 |  | AN | 0 | Residential | 42429.6+18074.934j | 0 | 0 | 0 | 0 | 0 | [24 empty] | 8102503 | no | no |  |  | no |  | 0 | 0 | 0 | 0 | 0 | 0 |  | 1 | 1 | 1 | 0 | 0 | 0
load_220342748 |  | node_1346839_155_15350109_01 |  | AN | 0 | NonResidential | 0 | 0 | 0 | 0 | 0 | 0 | [24 empty] | 8102503 | no | no |  |  | no |  | 0 | 0 | 0 | 0 | 0 | 0 |  | 1 | 1 | 1 | 0 | 0 | 0
load_220342749 |  | node_1346740_651_15350462_717 |  | AN | 0 | Residential | 3024+1288.219j | 0 | 0 | 0 | 0 | 0 | [24 empty] | 8102503 | no | no |  |  | no |  | 0 | 0 | 0 | 0 | 0 | 0 |  | 1 | 1 | 1 | 0 | 0 | 0
load_220342750 |  | node_1346659_382_15350798_933 |  | AN | 0 | Residential | 4060.8+1729.894j | 0 | 0 | 0 | 0 | 0 | [24 empty] | 8102503 | no | no |  |  | no |  | 0 | 0 | 0 | 0 | 0 | 0 |  | 1 | 1 | 1 | 0 | 0 | 0
load_220342754 |  | node_1355578_65_15334843_437 |  | AN | 0 | Residential | 8424+3588.609j | 0 | 0 | 0 | 0 | 0 | [24 empty] | 8102503 | no | no |  |  | no |  | 0 | 0 | 0 | 0 | 0 | 0 |  | 1 | 1 | 1 | 0 | 0 | 0
load_220359004 |  | node_1347016_596_15353474_134 |  | AN | 0 | Residential | 9878.4+4208.181j | 0 | 0 | 0 | 0 | 0 | [24 empty] | 8102503 | no | no |  |  | no |  | 0 | 0 | 0 | 0 | 0 | 0 |  | 1 | 1 | 1 | 0 | 0 | 0
load_220359006 |  | node_1346563_543_15351166_001 |  | AN | 0 | Residential | 6436.8+2742.065j | 0 | 0 | 0 | 0 | 0 | [24 empty] | 8102503 | no | no |  |  | no |  | 0 | 0 | 0 | 0 | 0 | 0 |  | 1 | 1 | 1 | 0 | 0 | 0
load_220359007 |  | node_1346297_093_15351376_411 |  | AN | 0 | Residential | 7876.8+3355.503j | 0 | 0 | 0 | 0 | 0 | [24 empty] | 8102503 | no | no |  |  | no |  | 0 | 0 | 0 | 0 | 0 | 0 |  | 1 | 1 | 1 | 0 | 0 | 0
load_220359008 |  | node_1346308_723_15351744_473 |  | AN | 0 | Residential | 12117.6+5162.076j | 0 | 0 | 0 | 0 | 0 | [24 empty] | 8102503 | no | no |  |  | no |  | 0 | 0 | 0 | 0 | 0 | 0 |  | 1 | 1 | 1 | 0 | 0 | 0
load_220359009 |  | node_1345917_383_15352345_002 |  | AN | 0 | Residential | 10087.2+4297.129j | 0 | 0 | 0 | 0 | 0 | [24 empty] | 8102503 | no | no |  |  | no |  | 0 | 0 | 0 | 0 | 0 | 0 |  | 1 | 1 | 1 | 0 | 0 | 0
load_220359010 |  | node_1345754_995_15352605_313 |  | AN | 0 | Residential | 37692+16056.725j | 0 | 0 | 0 | 0 | 0 | [24 empty] | 8102503 | no | no |  |  | no |  | 0 | 0 | 0 | 0 | 0 | 0 |  | 1 | 1 | 1 | 0 | 0 | 0
load_220359011 |  | node_1345506_495_15352853_248 |  | AN | 0 | Residential | 24213.6+10314.95j | 0 | 0 | 0 | 0 | 0 | [24 empty] | 8102503 | no | no |  |  | no |  | 0 | 0 | 0 | 0 | 0 | 0 |  | 1 | 1 | 1 | 0 | 0 | 0
load_220359012 |  | node_1345323_538_15353257_903 |  | AN | 0 | Residential | 16963.2+7226.293j | 0 | 0 | 0 | 0 | 0 | [24 empty] | 8102503 | no | no |  |  | no |  | 0 | 0 | 0 | 0 | 0 | 0 |  | 1 | 1 | 1 | 0 | 0 | 0
load_220359014 |  | node_1345022_587_15353642_453 |  | AN | 0 | Residential | 0 | 0 | 0 | 0 | 0 | 0 | [24 empty] | 8102503 | no | no |  |  | no |  | 0 | 0 | 0 | 0 | 0 | 0 |  | 1 | 1 | 1 | 0 | 0 | 0
load_220359015 |  | node_1344802_681_15353833_523 |  | AN | 0 | Residential | 28.8+12.269j | 0 | 0 | 0 | 0 | 0 | [24 empty] | 8102503 | no | no |  |  | no |  | 0 | 0 | 0 | 0 | 0 | 0 |  | 1 | 1 | 1 | 0 | 0 | 0
load_220430502 |  | node_1357298_159_15332669_461 |  | AN | 0 | Residential | 6588+2806.476j | 0 | 0 | 0 | 0 | 0 | [24 empty] | 8102503 | no | no |  |  | no |  | 0 | 0 | 0 | 0 | 0 | 0 |  | 1 | 1 | 1 | 0 | 0 | 0
load_220446257 |  | node_1355410_548_15336378_263 |  | AN | 0 | Residential | 6732+2867.82j | 0 | 0 | 0 | 0 | 0 | [24 empty] | 8102503 | no | no |  |  | no |  | 0 | 0 | 0 | 0 | 0 | 0 |  | 1 | 1 | 1 | 0 | 0 | 0
load_220514544 |  | node_1347666_997_15348128_541 |  | AN | 0 | Residential | 15508.8+6606.721j | 0 | 0 | 0 | 0 | 0 | [24 empty] | 8102503 | no | no |  |  | no |  | 0 | 0 | 0 | 0 | 0 | 0 |  | 1 | 1 | 1 | 0 | 0 | 0
load_220518651 |  | node_1355142_291_15335553_769 |  | AN | 0 | Residential | 7992+3404.578j | 0 | 0 | 0 | 0 | 0 | [24 empty] | 8102503 | no | no |  |  | no |  | 0 | 0 | 0 | 0 | 0 | 0 |  | 1 | 1 | 1 | 0 | 0 | 0
load_220518701 |  | node_1352179_587_15339148_555 |  | AN | 0 | Residential | 6314.4+2689.923j | 0 | 0 | 0 | 0 | 0 | [24 empty] | 8102503 | no | no |  |  | no |  | 0 | 0 | 0 | 0 | 0 | 0 |  | 1 | 1 | 1 | 0 | 0 | 0
load_220521524 |  | node_1353794_713_15332622_044 |  | AN | 0 | Residential | 15256.8+6499.37j | 0 | 0 | 0 | 0 | 0 | [24 empty] | 8102503 | no | no |  |  | no |  | 0 | 0 | 0 | 0 | 0 | 0 |  | 1 | 1 | 1 | 0 | 0 | 0
load_220531040 |  | node_1353917_587_15330317_846 |  | ABCN | 0 | NonResidential | 50666.667+21583.91j | 50666.667+21583.91j | 50666.667+21583.91j | 0 | 0 | 0 | [24 empty] | 8102503 | no | no |  |  | no |  | 0 | 0 | 0 | 0 | 0 | 0 |  | 1 | 1 | 1 | 0 | 0 | 0
load_220532486 |  | node_1349403_907_15348576_427 |  | AN | 0 | Residential | 0 | 0 | 0 | 0 | 0 | 0 | [24 empty] | 8102503 | no | no |  |  | no |  | 0 | 0 | 0 | 0 | 0 | 0 |  | 1 | 1 | 1 | 0 | 0 | 0
load_220533743 |  | node_1355837_181_15335312_374 |  | AN | 0 | Residential | 46951.2+20001.127j | 0 | 0 | 0 | 0 | 0 | [24 empty] | 8102503 | no | no |  |  | no |  | 0 | 0 | 0 | 0 | 0 | 0 |  | 1 | 1 | 1 | 0 | 0 | 0
load_220550896 |  | node_1351361_36_15340685_242 |  | AN | 0 | Residential | 12290.4+5235.688j | 0 | 0 | 0 | 0 | 0 | [24 empty] | 8102503 | no | no |  |  | no |  | 0 | 0 | 0 | 0 | 0 | 0 |  | 1 | 1 | 1 | 0 | 0 | 0
load_220551355 |  | node_1355532_66_15333297_383 |  | AN | 0 | Residential | 10648.8+4536.37j | 0 | 0 | 0 | 0 | 0 | [24 empty] | 8102503 | no | no |  |  | no |  | 0 | 0 | 0 | 0 | 0 | 0 |  | 1 | 1 | 1 | 0 | 0 | 0
load_220551788 |  | node_1355507_269_15336576_136 |  | AN | 0 | Residential | 19101.6+8137.248j | 0 | 0 | 0 | 0 | 0 | [24 empty] | 8102503 | no | no |  |  | no |  | 0 | 0 | 0 | 0 | 0 | 0 |  | 1 | 1 | 1 | 0 | 0 | 0
load_220552176 |  | node_1353667_878_15333195_058 |  | AN | 0 | Residential | 4003.2+1705.356j | 0 | 0 | 0 | 0 | 0 | [24 empty] | 8102503 | no | no |  |  | no |  | 0 | 0 | 0 | 0 | 0 | 0 |  | 1 | 1 | 1 | 0 | 0 | 0
load_220577297 |  | node_1359055_6_15334019_794 |  | AN | 0 | NonResidential | 1836+782.133j | 0 | 0 | 0 | 0 | 0 | [24 empty] | 8102503 | no | no |  |  | no |  | 0 | 0 | 0 | 0 | 0 | 0 |  | 1 | 1 | 1 | 0 | 0 | 0
load_220602582 |  | node_1354614_559_15332057_552 |  | AN | 0 | Residential | 16128+6870.499j | 0 | 0 | 0 | 0 | 0 | [24 empty] | 8102503 | no | no |  |  | no |  | 0 | 0 | 0 | 0 | 0 | 0 |  | 1 | 1 | 1 | 0 | 0 | 0
load_220624659 |  | node_1350309_725_15347527_112 |  | AN | 0 | Residential | 20462.4+8716.946j | 0 | 0 | 0 | 0 | 0 | [24 empty] | 8102503 | no | no |  |  | no |  | 0 | 0 | 0 | 0 | 0 | 0 |  | 1 | 1 | 1 | 0 | 0 | 0
load_220624817 |  | node_1350115_061_15347226_922 |  | AN | 0 | Residential | 6408+2729.797j | 0 | 0 | 0 | 0 | 0 | [24 empty] | 8102503 | no | no |  |  | no |  | 0 | 0 | 0 | 0 | 0 | 0 |  | 1 | 1 | 1 | 0 | 0 | 0
load_220625731 |  | node_1355159_001_15332548_193 |  | AN | 0 | Residential | 7207.2+3070.254j | 0 | 0 | 0 | 0 | 0 | [24 empty] | 8102503 | no | no |  |  | no |  | 0 | 0 | 0 | 0 | 0 | 0 |  | 1 | 1 | 1 | 0 | 0 | 0
load_220626734 |  | node_1348580_013_15347599_509 |  | AN | 0 | Residential | 8596.8+3662.221j | 0 | 0 | 0 | 0 | 0 | [24 empty] | 8102503 | no | no |  |  | no |  | 0 | 0 | 0 | 0 | 0 | 0 |  | 1 | 1 | 1 | 0 | 0 | 0
load_220627034 |  | node_1351225_468_15340933_423 |  | AN | 0 | Residential | 8308.8+3539.534j | 0 | 0 | 0 | 0 | 0 | [24 empty] | 8102503 | no | no |  |  | no |  | 0 | 0 | 0 | 0 | 0 | 0 |  | 1 | 1 | 1 | 0 | 0 | 0
load_220648330 |  | node_1354881_475_15331859_034 |  | AN | 0 | Other | 0 | 0 | 0 | 0 | 0 | 0 | [24 empty] | 8102503 | no | no |  |  | no |  | 0 | 0 | 0 | 0 | 0 | 0 |  | 1 | 1 | 1 | 0 | 0 | 0
load_220648470 |  | node_1353000_555_15336992_547 |  | AN | 0 | NonResidential | 0 | 0 | 0 | 0 | 0 | 0 | [24 empty] | 8102503 | no | no |  |  | no |  | 0 | 0 | 0 | 0 | 0 | 0 |  | 1 | 1 | 1 | 0 | 0 | 0
load_220649354 |  | node_1355252_92_15336395_819 |  | AN | 0 | Other | 0 | 0 | 0 | 0 | 0 | 0 | [24 empty] | 8102503 | no | no |  |  | no |  | 0 | 0 | 0 | 0 | 0 | 0 |  | 1 | 1 | 1 | 0 | 0 | 0
load_220651890 |  | node_1349926_445_15343894_109 |  | AN | 0 | Residential | 15040.8+6407.354j | 0 | 0 | 0 | 0 | 0 | [24 empty] | 8102503 | no | no |  |  | no |  | 0 | 0 | 0 | 0 | 0 | 0 |  | 1 | 1 | 1 | 0 | 0 | 0
load_220656454 |  | node_1355175_12_15343074_103 |  | AN | 0 | Residential | 3693.6+1573.467j | 0 | 0 | 0 | 0 | 0 | [24 empty] | 8102503 | no | no |  |  | no |  | 0 | 0 | 0 | 0 | 0 | 0 |  | 1 | 1 | 1 | 0 | 0 | 0
load_311927598 |  | node_1354169_791_15344185_964 |  | AN | 0 | Other | 0 | 0 | 0 | 0 | 0 | 0 | [24 empty] | 8102503 | no | no |  |  | no |  | 0 | 0 | 0 | 0 | 0 | 0 |  | 1 | 1 | 1 | 0 | 0 | 0
load_311994142 |  | node_1354445_344_15344311_07 |  | AN | 0 | Residential | 26906.4+11462.078j | 0 | 0 | 0 | 0 | 0 | [24 empty] | 8102503 | no | no |  |  | no |  | 0 | 0 | 0 | 0 | 0 | 0 |  | 1 | 1 | 1 | 0 | 0 | 0

## node
data_type | static
owner_type | feeder
owner | 8102503
object | node
name | groupid | parent | bustype | phases | nominal_voltage | dcircuit | selected | monitored | monitored_fields | class_monitored_fields | played | played_fields | subsystem | x | y | comments | dist_to_slack
node_1344802_681_15353833_523 |  |  | PQ | AN | 2771.281 | 8102503 | no | no |  |  | no |  |  | 1344802.681 | 15353833.523 |  | -1
node_1345022_587_15353642_453 |  |  | PQ | AN | 2771.281 | 8102503 | no | no |  |  | no |  |  | 1345022.587 | 15353642.453 |  | -1
node_1345323_538_15353257_903 |  |  | PQ | AN | 2771.281 | 8102503 | no | no |  |  | no |  |  | 1345323.538 | 15353257.903 |  | -1
node_1345506_495_15352853_248 |  |  | PQ | AN | 2771.281 | 8102503 | no | no |  |  | no |  |  | 1345506.495 | 15352853.248 |  | -1
node_1345754_995_15352605_313 |  |  | PQ | AN | 2771.281 | 8102503 | no | no |  |  | no |  |  | 1345754.995 | 15352605.313 |  | -1
node_1345917_383_15352345_002 |  |  | PQ | AN | 2771.281 | 8102503 | no | no |  |  | no |  |  | 1345917.383 | 15352345.002 |  | -1
node_1346073_592_15352040_45 |  |  | PQ | AD | 2771.281 | 8102503 | no | no |  |  | no |  |  | 1346073.592 | 15352040.45 |  | -1
node_1346297_093_15351376_411 |  |  | PQ | AN | 2771.281 | 8102503 | no | no |  |  | no |  |  | 1346297.093 | 15351376.411 |  | -1
node_1346308_723_15351744_473 |  |  | PQ | AN | 2771.281 | 8102503 | no | no |  |  | no |  |  | 1346308.723 | 15351744.473 |  | -1
node_1346563_543_15351166_001 |  |  | PQ | AN | 2771.281 | 8102503 | no | no |  |  | no |  |  | 1346563.543 | 15351166.001 |  | -1
node_1346659_382_15350798_933 |  |  | PQ | AN | 2771.281 | 8102503 | no | no |  |  | no |  |  | 1346659.382 | 15350798.933 |  | -1
node_1346740_651_15350462_717 |  |  | PQ | AN | 2771.281 | 8102503 | no | no |  |  | no |  |  | 1346740.651 | 15350462.717 |  | -1
node_1346839_155_15350109_01 |  |  | PQ | AN | 2771.281 | 8102503 | no | no |  |  | no |  |  | 1346839.155 | 15350109.01 |  | -1
node_1346941_393_15349746_964 |  |  | PQ | AN | 2771.281 | 8102503 | no | no |  |  | no |  |  | 1346941.393 | 15349746.964 |  | -1
node_1347016_596_15353474_134 |  |  | PQ | AN | 2771.281 | 8102503 | no | no |  |  | no |  |  | 1347016.596 | 15353474.134 |  | -1
node_1347055_191_15349383_703 |  |  | PQ | AN | 2771.281 | 8102503 | no | no |  |  | no |  |  | 1347055.191 | 15349383.703 |  | -1
node_1347315_574_15348693_028 |  |  | PQ | AN | 2771.281 | 8102503 | no | no |  |  | no |  |  | 1347315.574 | 15348693.028 |  | -1
node_1347637_745_15349093_605 |  |  | PQ | AN | 2771.281 | 8102503 | no | no |  |  | no |  |  | 1347637.745 | 15349093.605 |  | -1
node_1347666_997_15348128_541 |  |  | PQ | AN | 2771.281 | 8102503 | no | no |  |  | no |  |  | 1347666.997 | 15348128.541 |  | -1
node_1347732_749_15347972_332 |  |  | PQ | AN | 2771.281 | 8102503 | no | no |  |  | no |  |  | 1347732.749 | 15347972.332 |  | -1
node_1347857_783_15347693_11 |  |  | PQ | AN | 2771.281 | 8102503 | no | no |  |  | no |  |  | 1347857.783 | 15347693.11 |  | -1
node_1348227_816_15347530_108 |  |  | PQ | AN | 2771.281 | 8102503 | no | no |  |  | no |  |  | 1348227.816 | 15347530.108 |  | -1
node_1348376_973_15347031_848 |  |  | PQ | AN | 2771.281 | 8102503 | no | no |  |  | no |  |  | 1348376.973 | 15347031.848 |  | -1
node_1348501_227_15346734_773 |  |  | PQ | AN | 2771.281 | 8102503 | no | no |  |  | no |  |  | 1348501.227 | 15346734.773 |  | -1
node_1348580_013_15347599_509 |  |  | PQ | AN | 2771.281 | 8102503 | no | no |  |  | no |  |  | 1348580.013 | 15347599.509 |  | -1
node_1348747_074_15346222_51 |  |  | PQ | AN | 2771.281 | 8102503 | no | no |  |  | no |  |  | 1348747.074 | 15346222.51 |  | -1
node_1348939_848_15348564_741 |  |  | PQ | AN | 2771.281 | 8102503 | no | no |  |  | no |  |  | 1348939.848 | 15348564.741 |  | -1
node_1348970_66_15345702_864 |  |  | PQ | AN | 2771.281 | 8102503 | no | no |  |  | no |  |  | 1348970.66 | 15345702.864 |  | -1
node_1348983_452_15348196_514 |  |  | PQ | AN | 2771.281 | 8102503 | no | no |  |  | no |  |  | 1348983.452 | 15348196.514 |  | -1
node_1349204_529_15345134_336 |  |  | PQ | AN | 2771.281 | 8102503 | no | no |  |  | no |  |  | 1349204.529 | 15345134.336 |  | -1
node_1349231_209_15349650_057 |  |  | PQ | AN | 2771.281 | 8102503 | no | no |  |  | no |  |  | 1349231.209 | 15349650.057 |  | -1
node_1349255_629_15347700_042 |  |  | PQ | AN | 2771.281 | 8102503 | no | no |  |  | no |  |  | 1349255.629 | 15347700.042 |  | -1
node_1349403_907_15348576_427 |  |  | PQ | AN | 2771.281 | 8102503 | no | no |  |  | no |  |  | 1349403.907 | 15348576.427 |  | -1
node_1349426_918_15344715_661 |  |  | PQ | AN | 2771.281 | 8102503 | no | no |  |  | no |  |  | 1349426.918 | 15344715.661 |  | -1
node_1349469_996_15347626_406 |  |  | PQ | AN | 2771.281 | 8102503 | no | no |  |  | no |  |  | 1349469.996 | 15347626.406 |  | -1
node_1349660_834_15347357_947 |  |  | PQ | AN | 2771.281 | 8102503 | no | no |  |  | no |  |  | 1349660.834 | 15347357.947 |  | -1
node_1349692_266_15347680_268 |  |  | PQ | AN | 2771.281 | 8102503 | no | no |  |  | no |  |  | 1349692.266 | 15347680.268 |  | -1
node_1349762_84_15344214_546 |  |  | PQ | AN | 2771.281 | 8102503 | no | no |  |  | no |  |  | 1349762.84 | 15344214.546 |  | -1
node_1349926_445_15343894_109 |  |  | PQ | AN | 2771.281 | 8102503 | no | no |  |  | no |  |  | 1349926.445 | 15343894.109 |  | -1
node_1349984_148_15343229_637 |  |  | PQ | AN | 2771.281 | 8102503 | no | no |  |  | no |  |  | 1349984.148 | 15343229.637 |  | -1
node_1350024_687_15342776_905 |  |  | PQ | AN | 2771.281 | 8102503 | no | no |  |  | no |  |  | 1350024.687 | 15342776.905 |  | -1
node_1350062_908_15342357_357 |  |  | PQ | AN | 2771.281 | 8102503 | no | no |  |  | no |  |  | 1350062.908 | 15342357.357 |  | -1
node_1350115_061_15347226_922 |  |  | PQ | AN | 2771.281 | 8102503 | no | no |  |  | no |  |  | 1350115.061 | 15347226.922 |  | -1
node_1350284_785_15341637_822 |  |  | PQ | AN | 2771.281 | 8102503 | no | no |  |  | no |  |  | 1350284.785 | 15341637.822 |  | -1
node_1350309_725_15347527_112 |  |  | PQ | AN | 2771.281 | 8102503 | no | no |  |  | no |  |  | 1350309.725 | 15347527.112 |  | -1
node_1350595_285_15347448_029 |  |  | PQ | AN | 2771.281 | 8102503 | no | no |  |  | no |  |  | 1350595.285 | 15347448.029 |  | -1
node_1351019_753_15341030_209 |  |  | PQ | AD | 2771.281 | 8102503 | no | no |  |  | no |  |  | 1351019.753 | 15341030.209 |  | -1
node_1351189_171_15347464_252 |  |  | PQ | AN | 2771.281 | 8102503 | no | no |  |  | no |  |  | 1351189.171 | 15347464.252 |  | -1
node_1351225_468_15340933_423 |  |  | PQ | AN | 2771.281 | 8102503 | no | no |  |  | no |  |  | 1351225.468 | 15340933.423 |  | -1
node_1351361_36_15340685_242 |  |  | PQ | AN | 2771.281 | 8102503 | no | no |  |  | no |  |  | 1351361.36 | 15340685.242 |  | -1
node_1351490_923_15340453_605 |  |  | PQ | AN | 2771.281 | 8102503 | no | no |  |  | no |  |  | 1351490.923 | 15340453.605 |  | -1
node_1351661_646_15347529_079 |  |  | PQ | AN | 2771.281 | 8102503 | no | no |  |  | no |  |  | 1351661.646 | 15347529.079 |  | -1
node_1351764_917_15339936_482 |  |  | PQ | AN | 2771.281 | 8102503 | no | no |  |  | no |  |  | 1351764.917 | 15339936.482 |  | -1
node_1352066_364_15346841_333 |  |  | PQ | AN | 2771.281 | 8102503 | no | no |  |  | no |  |  | 1352066.364 | 15346841.333 |  | -1
node_1352179_587_15339148_555 |  |  | PQ | AN | 2771.281 | 8102503 | no | no |  |  | no |  |  | 1352179.587 | 15339148.555 |  | -1
node_1352291_306_15346523_738 |  |  | PQ | AN | 2771.281 | 8102503 | no | no |  |  | no |  |  | 1352291.306 | 15346523.738 |  | -1
node_1352326_579_15347269_217 |  |  | PQ | AN | 2771.281 | 8102503 | no | no |  |  | no |  |  | 1352326.579 | 15347269.217 |  | -1
node_1352509_524_15346212_547 |  |  | PQ | AN | 2771.281 | 8102503 | no | no |  |  | no |  |  | 1352509.524 | 15346212.547 |  | -1
node_1352568_509_15338717_41 |  |  | PQ | AN | 2771.281 | 8102503 | no | no |  |  | no |  |  | 1352568.509 | 15338717.41 |  | -1
node_1352810_459_15338453_99 |  |  | PQ | AN | 2771.281 | 8102503 | no | no |  |  | no |  |  | 1352810.459 | 15338453.99 |  | -1
node_1352863_179_15336630_352 |  |  | PQ | AN | 2771.281 | 8102503 | no | no |  |  | no |  |  | 1352863.179 | 15336630.352 |  | -1
node_1352913_344_15345818_607 |  |  | PQ | AN | 2771.281 | 8102503 | no | no |  |  | no |  |  | 1352913.344 | 15345818.607 |  | -1
node_1352933_546_15336244_814 |  |  | PQ | AN | 2771.281 | 8102503 | no | no |  |  | no |  |  | 1352933.546 | 15336244.814 |  | -1
node_1353000_555_15336992_547 |  |  | PQ | AN | 2771.281 | 8102503 | no | no |  |  | no |  |  | 1353000.555 | 15336992.547 |  | -1
node_1353010_915_15334992_794 |  |  | PQ | AN | 2771.281 | 8102503 | no | no |  |  | no |  |  | 1353010.915 | 15334992.794 |  | -1
node_1353113_462_15337824_509 |  |  | PQ | AN | 2771.281 | 8102503 | no | no |  |  | no |  |  | 1353113.462 | 15337824.509 |  | -1
node_1353136_062_15337451_025 |  |  | PQ | AN | 2771.281 | 8102503 | no | no |  |  | no |  |  | 1353136.062 | 15337451.025 |  | -1
node_1353163_946_15345513_974 |  |  | PQ | AN | 2771.281 | 8102503 | no | no |  |  | no |  |  | 1353163.946 | 15345513.974 |  | -1
node_1353186_701_15333419_819 |  |  | PQ | AN | 2771.281 | 8102503 | no | no |  |  | no |  |  | 1353186.701 | 15333419.819 |  | -1
node_1353272_457_15335522_948 |  |  | PQ | AN | 2771.281 | 8102503 | no | no |  |  | no |  |  | 1353272.457 | 15335522.948 |  | -1
node_1353323_569_15347356_143 |  |  | PQ | AN | 2771.281 | 8102503 | no | no |  |  | no |  |  | 1353323.569 | 15347356.143 |  | -1
node_1353384_306_15330980_755 |  |  | PQ | AN | 2771.281 | 8102503 | no | no |  |  | no |  |  | 1353384.306 | 15330980.755 |  | -1
node_1353427_456_15333929_429 |  |  | PQ | AN | 2771.281 | 8102503 | no | no |  |  | no |  |  | 1353427.456 | 15333929.429 |  | -1
node_1353429_854_15334310_491 |  |  | PQ | AN | 2771.281 | 8102503 | no | no |  |  | no |  |  | 1353429.854 | 15334310.491 |  | -1
node_1353459_984_15331920_261 |  |  | PQ | AN | 2771.281 | 8102503 | no | no |  |  | no |  |  | 1353459.984 | 15331920.261 |  | -1
node_1353468_051_15345255_552 |  |  | PQ | AN | 2771.281 | 8102503 | no | no |  |  | no |  |  | 1353468.051 | 15345255.552 |  | -1
node_1353475_995_15333714_816 |  |  | PQ | AN | 2771.281 | 8102503 | no | no |  |  | no |  |  | 1353475.995 | 15333714.816 |  | -1
node_1353597_449_15347444_834 |  |  | PQ | AN | 2771.281 | 8102503 | no | no |  |  | no |  |  | 1353597.449 | 15347444.834 |  | -1
node_1353639_197_15347909_553 |  |  | PQ | AN | 2771.281 | 8102503 | no | no |  |  | no |  |  | 1353639.197 | 15347909.553 |  | -1
node_1353667_878_15333195_058 |  |  | PQ | AN | 2771.281 | 8102503 | no | no |  |  | no |  |  | 1353667.878 | 15333195.058 |  | -1
node_1353721_434_15344953_853 |  |  | PQ | AN | 2771.281 | 8102503 | no | no |  |  | no |  |  | 1353721.434 | 15344953.853 |  | -1
node_1353722_686_15333014_817 |  |  | PQ | AN | 2771.281 | 8102503 | no | no |  |  | no |  |  | 1353722.686 | 15333014.817 |  | -1
node_1353736_95_15334146_78 |  |  | PQ | AN | 2771.281 | 8102503 | no | no |  |  | no |  |  | 1353736.95 | 15334146.78 |  | -1
node_1353747_872_15333359_663 |  |  | PQ | AN | 2771.281 | 8102503 | no | no |  |  | no |  |  | 1353747.872 | 15333359.663 |  | -1
node_1353762_992_15330839_641 |  |  | PQ | AN | 2771.281 | 8102503 | no | no |  |  | no |  |  | 1353762.992 | 15330839.641 |  | -1
node_1353770_647_15344551_575 |  |  | PQ | AN | 2771.281 | 8102503 | no | no |  |  | no |  |  | 1353770.647 | 15344551.575 |  | -1
node_1353794_713_15332622_044 |  |  | PQ | AN | 2771.281 | 8102503 | no | no |  |  | no |  |  | 1353794.713 | 15332622.044 |  | -1
node_1353899_135_15347481_87 |  |  | PQ | AN | 2771.281 | 8102503 | no | no |  |  | no |  |  | 1353899.135 | 15347481.87 |  | -1
node_1353917_587_15330317_846 |  |  | PQ | ABCN | 2771.281 | 8102503 | no | no |  |  | no |  |  | 1353917.587 | 15330317.846 |  | -1
node_1353970_246_15344266_705 |  |  | PQ | AN | 2771.281 | 8102503 | no | no |  |  | no |  |  | 1353970.246 | 15344266.705 |  | -1
node_1354016_741_15344409_796 |  |  | PQ | AN | 2771.281 | 8102503 | no | no |  |  | no |  |  | 1354016.741 | 15344409.796 |  | -1
node_1354039_875_15329487_047 |  |  | PQ | ABCN | 2771.281 | 8102503 | no | no |  |  | no |  |  | 1354039.875 | 15329487.047 |  | -1
node_1354046_105_15329512_384 |  |  | PQ | ABCN | 2771.281 | 8102503 | no | no |  |  | no |  |  | 1354046.105 | 15329512.384 |  | -1
node_1354048_082_15331116_615 |  |  | PQ | AN | 2771.281 | 8102503 | no | no |  |  | no |  |  | 1354048.082 | 15331116.615 |  | -1
node_1354070_639_15331437_559 |  |  | PQ | AN | 2771.281 | 8102503 | no | no |  |  | no |  |  | 1354070.639 | 15331437.559 |  | -1
node_1354090_002_15329813_427 |  |  | PQ | AN | 2771.281 | 8102503 | no | no |  |  | no |  |  | 1354090.002 | 15329813.427 |  | -1
node_1354109_852_15329158_204 |  |  | PQ | ABCN | 2771.281 | 8102503 | no | no |  |  | no |  |  | 1354109.852 | 15329158.204 |  | -1
node_1354116_322_15329183_435 |  |  | PQ | ABCN | 2771.281 | 8102503 | no | no |  |  | no |  |  | 1354116.322 | 15329183.435 |  | -1
node_1354117_727_15329210_01 |  |  | PQ | ABCN | 2771.281 | 8102503 | no | no |  |  | no |  |  | 1354117.727 | 15329210.01 |  | -1
node_1354169_791_15344185_964 |  |  | PQ | AN | 2771.281 | 8102503 | no | no |  |  | no |  |  | 1354169.791 | 15344185.964 |  | -1
node_1354216_793_15331589_173 |  |  | PQ | AN | 2771.281 | 8102503 | no | no |  |  | no |  |  | 1354216.793 | 15331589.173 |  | -1
node_1354222_968_15347584_252 |  |  | PQ | AN | 2771.281 | 8102503 | no | no |  |  | no |  |  | 1354222.968 | 15347584.252 |  | -1
node_1354241_626_15343908_638 |  |  | PQ | AN | 2771.281 | 8102503 | no | no |  |  | no |  |  | 1354241.626 | 15343908.638 |  | -1
node_1354283_705_15330498_841 |  |  | PQ | AN | 2771.281 | 8102503 | no | no |  |  | no |  |  | 1354283.705 | 15330498.841 |  | -1
node_1354400_961_15343758_54 |  |  | PQ | AN | 2771.281 | 8102503 | no | no |  |  | no |  |  | 1354400.961 | 15343758.54 |  | -1
node_1354407_851_15330722_998 |  |  | PQ | AN | 2771.281 | 8102503 | no | no |  |  | no |  |  | 1354407.851 | 15330722.998 |  | -1
node_1354445_344_15344311_07 |  |  | PQ | AN | 2771.281 | 8102503 | no | no |  |  | no |  |  | 1354445.344 | 15344311.07 |  | -1
node_1354501_005_15331130_147 |  |  | PQ | AN | 2771.281 | 8102503 | no | no |  |  | no |  |  | 1354501.005 | 15331130.147 |  | -1
node_1354506_676_15330847_43 |  |  | PQ | AN | 2771.281 | 8102503 | no | no |  |  | no |  |  | 1354506.676 | 15330847.43 |  | -1
node_1354541_351_15343737_486 |  |  | PQ | AN | 2771.281 | 8102503 | no | no |  |  | no |  |  | 1354541.351 | 15343737.486 |  | -1
node_1354614_559_15332057_552 |  |  | PQ | AN | 2771.281 | 8102503 | no | no |  |  | no |  |  | 1354614.559 | 15332057.552 |  | -1
node_1354649_396_15347761_82 |  |  | PQ | AN | 2771.281 | 8102503 | no | no |  |  | no |  |  | 1354649.396 | 15347761.82 |  | -1
node_1354755_29_15331721_828 |  |  | PQ | AN | 2771.281 | 8102503 | no | no |  |  | no |  |  | 1354755.29 | 15331721.828 |  | -1
node_1354857_539_15332009_836 |  |  | PQ | AN | 2771.281 | 8102503 | no | no |  |  | no |  |  | 1354857.539 | 15332009.836 |  | -1
node_1354881_475_15331859_034 |  |  | PQ | AN | 2771.281 | 8102503 | no | no |  |  | no |  |  | 1354881.475 | 15331859.034 |  | -1
node_1354987_1_15343177_691 |  |  | PQ | AN | 2771.281 | 8102503 | no | no |  |  | no |  |  | 1354987.1 | 15343177.691 |  | -1
node_1355004_336_15342121_192 |  |  | PQ | AN | 2771.281 | 8102503 | no | no |  |  | no |  |  | 1355004.336 | 15342121.192 |  | -1
node_1355053_273_15333149_473 |  |  | PQ | AN | 2771.281 | 8102503 | no | no |  |  | no |  |  | 1355053.273 | 15333149.473 |  | -1
node_1355117_807_15331087_134 |  |  | PQ | ABCN | 2771.281 | 8102503 | no | no |  |  | no |  |  | 1355117.807 | 15331087.134 |  | -1
node_1355142_291_15335553_769 |  |  | PQ | AN | 2771.281 | 8102503 | no | no |  |  | no |  |  | 1355142.291 | 15335553.769 |  | -1
node_1355159_001_15332548_193 |  |  | PQ | AN | 2771.281 | 8102503 | no | no |  |  | no |  |  | 1355159.001 | 15332548.193 |  | -1
node_1355175_12_15343074_103 |  |  | PQ | AN | 2771.281 | 8102503 | no | no |  |  | no |  |  | 1355175.12 | 15343074.103 |  | -1
node_1355181_127_15342487_143 |  |  | PQ | AN | 2771.281 | 8102503 | no | no |  |  | no |  |  | 1355181.127 | 15342487.143 |  | -1
node_1355252_92_15336395_819 |  |  | PQ | AN | 2771.281 | 8102503 | no | no |  |  | no |  |  | 1355252.92 | 15336395.819 |  | -1
node_1355282_031_15342718_237 |  |  | PQ | AN | 2771.281 | 8102503 | no | no |  |  | no |  |  | 1355282.031 | 15342718.237 |  | -1
node_1355297_609_15347781_245 |  |  | PQ | AN | 2771.281 | 8102503 | no | no |  |  | no |  |  | 1355297.609 | 15347781.245 |  | -1
node_1355331_884_15333632_934 |  |  | PQ | AN | 2771.281 | 8102503 | no | no |  |  | no |  |  | 1355331.884 | 15333632.934 |  | -1
node_1355334_126_15333163_542 |  |  | PQ | AN | 2771.281 | 8102503 | no | no |  |  | no |  |  | 1355334.126 | 15333163.542 |  | -1
node_1355346_118_15332920_559 |  |  | PQ | AN | 2771.281 | 8102503 | no | no |  |  | no |  |  | 1355346.118 | 15332920.559 |  | -1
node_1355354_673_15347109_457 |  |  | PQ | AN | 2771.281 | 8102503 | no | no |  |  | no |  |  | 1355354.673 | 15347109.457 |  | -1
node_1355392_409_15342512_846 |  |  | PQ | AN | 2771.281 | 8102503 | no | no |  |  | no |  |  | 1355392.409 | 15342512.846 |  | -1
node_1355410_548_15336378_263 |  |  | PQ | AN | 2771.281 | 8102503 | no | no |  |  | no |  |  | 1355410.548 | 15336378.263 |  | -1
node_1355436_644_15330612_554 |  |  | PQ | AN | 2771.281 | 8102503 | no | no |  |  | no |  |  | 1355436.644 | 15330612.554 |  | -1
node_1355445_046_15333107_8 |  |  | PQ | AN | 2771.281 | 8102503 | no | no |  |  | no |  |  | 1355445.046 | 15333107.8 |  | -1
node_1355507_269_15336576_136 |  |  | PQ | AN | 2771.281 | 8102503 | no | no |  |  | no |  |  | 1355507.269 | 15336576.136 |  | -1
node_1355509_675_15347667_128 |  |  | PQ | AN | 2771.281 | 8102503 | no | no |  |  | no |  |  | 1355509.675 | 15347667.128 |  | -1
node_1355532_66_15333297_383 |  |  | PQ | AN | 2771.281 | 8102503 | no | no |  |  | no |  |  | 1355532.66 | 15333297.383 |  | -1
node_1355578_65_15334843_437 |  |  | PQ | AN | 2771.281 | 8102503 | no | no |  |  | no |  |  | 1355578.65 | 15334843.437 |  | -1
node_1355648_503_15331657_618 |  |  | PQ | ABCN | 2771.281 | 8102503 | no | no |  |  | no |  |  | 1355648.503 | 15331657.618 |  | -1
node_1355692_684_15333614_663 |  |  | PQ | AN | 2771.281 | 8102503 | no | no |  |  | no |  |  | 1355692.684 | 15333614.663 |  | -1
node_1355756_104_15333888_231 |  |  | PQ | AN | 2771.281 | 8102503 | no | no |  |  | no |  |  | 1355756.104 | 15333888.231 |  | -1
node_1355837_181_15335312_374 |  |  | PQ | AN | 2771.281 | 8102503 | no | no |  |  | no |  |  | 1355837.181 | 15335312.374 |  | -1
node_1355871_276_15347577_832 |  |  | PQ | AN | 2771.281 | 8102503 | no | no |  |  | no |  |  | 1355871.276 | 15347577.832 |  | -1
node_1355974_855_15334309_508 |  |  | PQ | AN | 2771.281 | 8102503 | no | no |  |  | no |  |  | 1355974.855 | 15334309.508 |  | -1
node_1356005_175_15331923_632 |  |  | PQ | ABCN | 2771.281 | 8102503 | no | no |  |  | no |  |  | 1356005.175 | 15331923.632 |  | -1
node_1356222_864_15332460_603 |  |  | PQ | AN | 2771.281 | 8102503 | no | no |  |  | no |  |  | 1356222.864 | 15332460.603 |  | -1
node_1356529_001_15334552_923 |  |  | PQ | AN | 2771.281 | 8102503 | no | no |  |  | no |  |  | 1356529.001 | 15334552.923 |  | -1
node_1356587_97_15332937_472 |  |  | PQ | AN | 2771.281 | 8102503 | no | no |  |  | no |  |  | 1356587.97 | 15332937.472 |  | -1
node_1356735_214_15332553_521 |  |  | PQ | ABCN | 2771.281 | 8102503 | no | no |  |  | no |  |  | 1356735.214 | 15332553.521 |  | -1
node_1357298_159_15332669_461 |  |  | PQ | AN | 2771.281 | 8102503 | no | no |  |  | no |  |  | 1357298.159 | 15332669.461 |  | -1
node_1357361_603_15333707_805 |  |  | PQ | AN | 2771.281 | 8102503 | no | no |  |  | no |  |  | 1357361.603 | 15333707.805 |  | -1
node_1357430_552_15333458_651 |  |  | PQ | AN | 2771.281 | 8102503 | no | no |  |  | no |  |  | 1357430.552 | 15333458.651 |  | -1
node_1357814_564_15333795_756 |  |  | PQ | AN | 2771.281 | 8102503 | no | no |  |  | no |  |  | 1357814.564 | 15333795.756 |  | -1
node_1358240_189_15334007_317 |  |  | PQ | AN | 2771.281 | 8102503 | no | no |  |  | no |  |  | 1358240.189 | 15334007.317 |  | -1
node_1358587_537_15334043_226 |  |  | PQ | AN | 2771.281 | 8102503 | no | no |  |  | no |  |  | 1358587.537 | 15334043.226 |  | -1
node_1358850_147_15333893_753 |  |  | PQ | AN | 2771.281 | 8102503 | no | no |  |  | no |  |  | 1358850.147 | 15333893.753 |  | -1
node_1359055_6_15334019_794 |  |  | PQ | AN | 2771.281 | 8102503 | no | no |  |  | no |  |  | 1359055.6 | 15334019.794 |  | -1
node_8102503_200840645 |  |  | PQ | AN | 2771.281 | 8102503 | no | no |  |  | no |  |  | 1355969.39 | 15335457.117 |  | -1
node_8102503_200841279 |  |  | PQ | AN | 2771.281 | 8102503 | no | no |  |  | no |  |  | 1350584.686 | 15347420.176 |  | -1
node_8102503_200841280 |  |  | PQ | AN | 2771.281 | 8102503 | no | no |  |  | no |  |  | 1348211.407 | 15347568.952 |  | -1
node_8102503_200841282 |  |  | PQ | AD | 2771.281 | 8102503 | no | no |  |  | no |  |  | 1348429.889 | 15347606.847 |  | -1
node_8102503_200841284 |  |  | PQ | AN | 2771.281 | 8102503 | no | no |  |  | no |  |  | 1351644.329 | 15347502.29 |  | -1
node_8102503_200841285 |  |  | PQ | AD | 2771.281 | 8102503 | no | no |  |  | no |  |  | 1351846.82 | 15347207.054 |  | -1
node_8102503_200841286 |  |  | PQ | AN | 2771.281 | 8102503 | no | no |  |  | no |  |  | 1352081.773 | 15346868.441 |  | -1
node_8102503_200841287 |  |  | PQ | AN | 2771.281 | 8102503 | no | no |  |  | no |  |  | 1352313.569 | 15346546.602 |  | -1
node_8102503_200841289 |  |  | PQ | AN | 2771.281 | 8102503 | no | no |  |  | no |  |  | 1352529.167 | 15346235.328 |  | -1
node_8102503_200841291 |  |  | PQ | AD | 2771.281 | 8102503 | no | no |  |  | no |  |  | 1352767.587 | 15346010.267 |  | -1
node_8102503_200841292 |  |  | PQ | AN | 2771.281 | 8102503 | no | no |  |  | no |  |  | 1352925.634 | 15345839.957 |  | -1
node_8102503_200841293 |  |  | PQ | AN | 2771.281 | 8102503 | no | no |  |  | no |  |  | 1353185.028 | 15345539.638 |  | -1
node_8102503_200841294 |  |  | PQ | AN | 2771.281 | 8102503 | no | no |  |  | no |  |  | 1353437.799 | 15345234.109 |  | -1
node_8102503_200841296 |  |  | PQ | AN | 2771.281 | 8102503 | no | no |  |  | no |  |  | 1353692.892 | 15344937.393 |  | -1
node_8102503_200841298 |  |  | PQ | AD | 2771.281 | 8102503 | no | no |  |  | no |  |  | 1348835.701 | 15347703.048 |  | -1
node_8102503_200841299 |  |  | PQ | AD | 2771.281 | 8102503 | no | no |  |  | no |  |  | 1353910.045 | 15344663.332 |  | -1
node_8102503_200841300 |  |  | PQ | AN | 2771.281 | 8102503 | no | no |  |  | no |  |  | 1353793.815 | 15344576.852 |  | -1
node_8102503_200841301 |  |  | PQ | AN | 2771.281 | 8102503 | no | no |  |  | no |  |  | 1353976.744 | 15344400.685 |  | -1
node_8102503_200841302 |  |  | PQ | AN | 2771.281 | 8102503 | no | no |  |  | no |  |  | 1354000.736 | 15344281.407 |  | -1
node_8102503_200841303 |  |  | PQ | AD | 2771.281 | 8102503 | no | no |  |  | no |  |  | 1354133.06 | 15344107.181 |  | -1
node_8102503_200841304 |  |  | PQ | AN | 2771.281 | 8102503 | no | no |  |  | no |  |  | 1354265.454 | 15343941.404 |  | -1
node_8102503_200841305 |  |  | PQ | AN | 2771.281 | 8102503 | no | no |  |  | no |  |  | 1354418.228 | 15343785.845 |  | -1
node_8102503_200841306 |  |  | PQ | AD | 2771.281 | 8102503 | no | no |  |  | no |  |  | 1354680.979 | 15343535.217 |  | -1
node_8102503_200841307 |  |  | PQ | AN | 2771.281 | 8102503 | no | no |  |  | no |  |  | 1354557.504 | 15343725.859 |  | -1
node_8102503_200841308 |  |  | PQ | AD | 2771.281 | 8102503 | no | no |  |  | no |  |  | 1354817.409 | 15343385.949 |  | -1
node_8102503_200841309 |  |  | PQ | AN | 2771.281 | 8102503 | no | no |  |  | no |  |  | 1355008.778 | 15343198.955 |  | -1
node_8102503_200841312 |  |  | PQ | AN | 2771.281 | 8102503 | no | no |  |  | no |  |  | 1355246.3 | 15342711.799 |  | -1
node_8102503_200841314 |  |  | PQ | AD | 2771.281 | 8102503 | no | no |  |  | no |  |  | 1355267.541 | 15342501.187 |  | -1
node_8102503_200841315 |  |  | PQ | AN | 2771.281 | 8102503 | no | no |  |  | no |  |  | 1355359.891 | 15342508.569 |  | -1
node_8102503_200841316 |  |  | PQ | AN | 2771.281 | 8102503 | no | no |  |  | no |  |  | 1355209.465 | 15342487.249 |  | -1
node_8102503_200841317 |  |  | PQ | AN | 2771.281 | 8102503 | no | no |  |  | no |  |  | 1349253.796 | 15347654.938 |  | -1
node_8102503_200841318 |  |  | PQ | AN | 2771.281 | 8102503 | no | no |  |  | no |  |  | 1349461.562 | 15347656.942 |  | -1
node_8102503_200841319 |  |  | PQ | AD | 2771.281 | 8102503 | no | no |  |  | no |  |  | 1355270.033 | 15342188.905 |  | -1
node_8102503_200841320 |  |  | PQ | AN | 2771.281 | 8102503 | no | no |  |  | no |  |  | 1355035.186 | 15342128.177 |  | -1
node_8102503_200841321 |  |  | PQ | AN | 2771.281 | 8102503 | no | no |  |  | no |  |  | 1349686.592 | 15347632.61 |  | -1
node_8102503_200841322 |  |  | PQ | AN | 2771.281 | 8102503 | no | no |  |  | no |  |  | 1349665.026 | 15347391.368 |  | -1
node_8102503_200841326 |  |  | PQ | AD | 2771.281 | 8102503 | no | no |  |  | no |  |  | 1350518.948 | 15347435.085 |  | -1
node_8102503_200841327 |  |  | PQ | AD | 2771.281 | 8102503 | no | no |  |  | no |  |  | 1350771.032 | 15347375.045 |  | -1
node_8102503_200841328 |  |  | PQ | AD | 2771.281 | 8102503 | no | no |  |  | no |  |  | 1350963.766 | 15347399.481 |  | -1
node_8102503_200841329 |  |  | PQ | AN | 2771.281 | 8102503 | no | no |  |  | no |  |  | 1351192.393 | 15347431.198 |  | -1
node_8102503_200841592 |  |  | PQ | AN | 2771.281 | 8102503 | no | no |  |  | no |  |  | 1357357.638 | 15333652.663 |  | -1
node_8102503_200841593 |  |  | PQ | AD | 2771.281 | 8102503 | no | no |  |  | no |  |  | 1357156.544 | 15333532.69 |  | -1
node_8102503_200841594 |  |  | PQ | AD | 2771.281 | 8102503 | no | no |  |  | no |  |  | 1357065.074 | 15333457.823 |  | -1
node_8102503_200841595 |  |  | PQ | AD | 2771.281 | 8102503 | no | no |  |  | no |  |  | 1356833.635 | 15333220.047 |  | -1
node_8102503_200841596 |  |  | PQ | AD | 2771.281 | 8102503 | no | no |  |  | no |  |  | 1356713.013 | 15333083.902 |  | -1
node_8102503_200841597 |  |  | PQ | AN | 2771.281 | 8102503 | no | no |  |  | no |  |  | 1356611.492 | 15332962.249 |  | -1
node_8102503_200841598 |  |  | PQ | AD | 2771.281 | 8102503 | no | no |  |  | no |  |  | 1357488.861 | 15333703.881 |  | -1
node_8102503_200841600 |  |  | PQ | AD | 2771.281 | 8102503 | no | no |  |  | no |  |  | 1357642.589 | 15333771.575 |  | -1
node_8102503_200841601 |  |  | PQ | AN | 2771.281 | 8102503 | no | no |  |  | no |  |  | 1357807.159 | 15333835.973 |  | -1
node_8102503_200841602 |  |  | PQ | AD | 2771.281 | 8102503 | no | no |  |  | no |  |  | 1357973.658 | 15333896.97 |  | -1
node_8102503_200841603 |  |  | PQ | AN | 2771.281 | 8102503 | no | no |  |  | no |  |  | 1358222.417 | 15333986.837 |  | -1
node_8102503_200841674 |  |  | PQ | AD | 2771.281 | 8102503 | no | no |  |  | no |  |  | 1348890.972 | 15347965.467 |  | -1
node_8102503_200841675 |  |  | PQ | AN | 2771.281 | 8102503 | no | no |  |  | no |  |  | 1348940.74 | 15348218.097 |  | -1
node_8102503_200841677 |  |  | PQ | AN | 2771.281 | 8102503 | no | no |  |  | no |  |  | 1348973.376 | 15348566.839 |  | -1
node_8102503_200841678 |  |  | PQ | AD | 2771.281 | 8102503 | no | no |  |  | no |  |  | 1349002.878 | 15348906.181 |  | -1
node_8102503_200841679 |  |  | PQ | AN | 2771.281 | 8102503 | no | no |  |  | no |  |  | 1349216.662 | 15349621.256 |  | -1
node_8102503_200841680 |  |  | PQ | AD | 2771.281 | 8102503 | no | no |  |  | no |  |  | 1349130.253 | 15349300.516 |  | -1
node_8102503_200841899 |  |  | PQ | ABCD | 2771.281 | 8102503 | no | no |  |  | no |  |  | 1354137.686 | 15330140.034 |  | -1
node_8102503_200841900 |  |  | PQ | AD | 2771.281 | 8102503 | no | no |  |  | no |  |  | 1354212.157 | 15330317.924 |  | -1
node_8102503_200841901 |  |  | PQ | AN | 2771.281 | 8102503 | no | no |  |  | no |  |  | 1354268.565 | 15330469.61 |  | -1
node_8102503_200841902 |  |  | PQ | AN | 2771.281 | 8102503 | no | no |  |  | no |  |  | 1353454.057 | 15331889.868 |  | -1
node_8102503_200841903 |  |  | PQ | ABCN | 2771.281 | 8102503 | no | no |  |  | no |  |  | 1354001.37 | 15330302.426 |  | -1
node_8102503_200841904 |  |  | PQ | AD | 2771.281 | 8102503 | no | no |  |  | no |  |  | 1353909.378 | 15330482.447 |  | -1
node_8102503_200841905 |  |  | PQ | AD | 2771.281 | 8102503 | no | no |  |  | no |  |  | 1353817.565 | 15330660.8 |  | -1
node_8102503_200841906 |  |  | PQ | AN | 2771.281 | 8102503 | no | no |  |  | no |  |  | 1353737.44 | 15330816.419 |  | -1
node_8102503_200841907 |  |  | PQ | AD | 2771.281 | 8102503 | no | no |  |  | no |  |  | 1353580.295 | 15330923.26 |  | -1
node_8102503_200841908 |  |  | PQ | AN | 2771.281 | 8102503 | no | no |  |  | no |  |  | 1353400.669 | 15331020.959 |  | -1
node_8102503_200841912 |  |  | PQ | AD | 2771.281 | 8102503 | no | no |  |  | no |  |  | 1353419.212 | 15331642.813 |  | -1
node_8102503_200841931 |  |  | PQ | AD | 2771.281 | 8102503 | no | no |  |  | no |  |  | 1351959.826 | 15347356.015 |  | -1
node_8102503_200841932 |  |  | PQ | AN | 2771.281 | 8102503 | no | no |  |  | no |  |  | 1354648.058 | 15347735.324 |  | -1
node_8102503_200841933 |  |  | PQ | AD | 2771.281 | 8102503 | no | no |  |  | no |  |  | 1354932.806 | 15347706.361 |  | -1
node_8102503_200841934 |  |  | PQ | AN | 2771.281 | 8102503 | no | no |  |  | no |  |  | 1355293.928 | 15347748.294 |  | -1
node_8102503_200841935 |  |  | PQ | AD | 2771.281 | 8102503 | no | no |  |  | no |  |  | 1355320.548 | 15347523.139 |  | -1
node_8102503_200841936 |  |  | PQ | AN | 2771.281 | 8102503 | no | no |  |  | no |  |  | 1355355.648 | 15347139.277 |  | -1
node_8102503_200841937 |  |  | PQ | AN | 2771.281 | 8102503 | no | no |  |  | no |  |  | 1355516.829 | 15347699.137 |  | -1
node_8102503_200841938 |  |  | PQ | AN | 2771.281 | 8102503 | no | no |  |  | no |  |  | 1355838 | 15347592.81 |  | -1
node_8102503_200841939 |  |  | PQ | AN | 2771.281 | 8102503 | no | no |  |  | no |  |  | 1352328.308 | 15347307.979 |  | -1
node_8102503_200841940 |  |  | PQ | AD | 2771.281 | 8102503 | no | no |  |  | no |  |  | 1352705.78 | 15347263.806 |  | -1
node_8102503_200841941 |  |  | PQ | AD | 2771.281 | 8102503 | no | no |  |  | no |  |  | 1353046.509 | 15347224.472 |  | -1
node_8102503_200841942 |  |  | PQ | AN | 2771.281 | 8102503 | no | no |  |  | no |  |  | 1353337.483 | 15347318.267 |  | -1
node_8102503_200841944 |  |  | PQ | AN | 2771.281 | 8102503 | no | no |  |  | no |  |  | 1353610.311 | 15347409.609 |  | -1
node_8102503_200841946 |  |  | PQ | AN | 2771.281 | 8102503 | no | no |  |  | no |  |  | 1353891.977 | 15347505.223 |  | -1
node_8102503_200841947 |  |  | PQ | AN | 2771.281 | 8102503 | no | no |  |  | no |  |  | 1354218.802 | 15347621.561 |  | -1
node_8102503_200841948 |  |  | PQ | AD | 2771.281 | 8102503 | no | no |  |  | no |  |  | 1354430.394 | 15347682.057 |  | -1
node_8102503_200842053 |  |  | PQ | AD | 2771.281 | 8102503 | no | no |  |  | no |  |  | 1353122.128 | 15347306.003 |  | -1
node_8102503_200842054 |  |  | PQ | AD | 2771.281 | 8102503 | no | no |  |  | no |  |  | 1353296.141 | 15347527.265 |  | -1
node_8102503_200842055 |  |  | PQ | AD | 2771.281 | 8102503 | no | no |  |  | no |  |  | 1353444.781 | 15347753.919 |  | -1
node_8102503_200842056 |  |  | PQ | AN | 2771.281 | 8102503 | no | no |  |  | no |  |  | 1353611.688 | 15347931.799 |  | -1
node_8102503_200842400 |  |  | PQ | ABCD | 2771.281 | 8102503 | no | no |  |  | no |  |  | 1353880.98 | 15328692.9 |  | -1
node_8102503_200842402 |  |  | PQ | ABCD | 2771.281 | 8102503 | no | no |  |  | no |  |  | 1353989.931 | 15329009.923 |  | -1
node_8102503_200842403 |  |  | PQ | ABCN | 2771.281 | 8102503 | no | no |  |  | no |  |  | 1354040.498 | 15329208.742 |  | -1
node_8102503_200842404 |  |  | PQ | ABCN | 2771.281 | 8102503 | no | no |  |  | no |  |  | 1354100.8 | 15329468.685 |  | -1
node_8102503_200842405 |  |  | PQ | ABCD | 2771.281 | 8102503 | no | no |  |  | no |  |  | 1354180.816 | 15329573.608 |  | -1
node_8102503_200842406 |  |  | PQ | ABCD | 2771.281 | 8102503 | no | no |  |  | no |  |  | 1354289.681 | 15329738.839 |  | -1
node_8102503_200842408 |  |  | PQ | ABCD | 2771.281 | 8102503 | no | no |  |  | no |  |  | 1354277.14 | 15330106.791 |  | -1
node_8102503_200842409 |  |  | PQ | ABCD | 2771.281 | 8102503 | no | no |  |  | no |  |  | 1354546.164 | 15330107.711 |  | -1
node_8102503_200842410 |  |  | PQ | ABCD | 2771.281 | 8102503 | no | no |  |  | no |  |  | 1354687.307 | 15330307.659 |  | -1
node_8102503_200842411 |  |  | PQ | ABCD | 2771.281 | 8102503 | no | no |  |  | no |  |  | 1354826.939 | 15330509.28 |  | -1
node_8102503_200842413 |  |  | PQ | ABCD | 2771.281 | 8102503 | no | no |  |  | no |  |  | 1355024.887 | 15330871.803 |  | -1
node_8102503_200842414 |  |  | PQ | AN | 2771.281 | 8102503 | no | no |  |  | no |  |  | 1355423.238 | 15330613.349 |  | -1
node_8102503_200842415 |  |  | PQ | ABCN | 2771.281 | 8102503 | no | no |  |  | no |  |  | 1355132.126 | 15331059.471 |  | -1
node_8102503_200842417 |  |  | PQ | ABCD | 2771.281 | 8102503 | no | no |  |  | no |  |  | 1355242.85 | 15331262.825 |  | -1
node_8102503_200842418 |  |  | PQ | ABCD | 2771.281 | 8102503 | no | no |  |  | no |  |  | 1355365.002 | 15331475.899 |  | -1
node_8102503_200842419 |  |  | PQ | ABCD | 2771.281 | 8102503 | no | no |  |  | no |  |  | 1355492.576 | 15331576.556 |  | -1
node_8102503_200842420 |  |  | PQ | ABCN | 2771.281 | 8102503 | no | no |  |  | no |  |  | 1355631.615 | 15331680.165 |  | -1
node_8102503_200842421 |  |  | PQ | ABCD | 2771.281 | 8102503 | no | no |  |  | no |  |  | 1355766.281 | 15331787.144 |  | -1
node_8102503_200842422 |  |  | PQ | ABCN | 2771.281 | 8102503 | no | no |  |  | no |  |  | 1355989.137 | 15331953.938 |  | -1
node_8102503_200842424 |  |  | PQ | ABCD | 2771.281 | 8102503 | no | no |  |  | no |  |  | 1356189.27 | 15332109.455 |  | -1
node_8102503_200842425 |  |  | PQ | ABCD | 2771.281 | 8102503 | no | no |  |  | no |  |  | 1356411.023 | 15332274.531 |  | -1
node_8102503_200842426 |  |  | PQ | ABCD | 2771.281 | 8102503 | no | no |  |  | no |  |  | 1356570.846 | 15332391.634 |  | -1
node_8102503_200842427 |  |  | PQ | ABCN | 2771.281 | 8102503 | no | no |  |  | no |  |  | 1356732.106 | 15332516.905 |  | -1
node_8102503_200842429 |  |  | PQ | ABCD | 2771.281 | 8102503 | no | no |  |  | no |  |  | 1357139.334 | 15332822.4 |  | -1
node_8102503_200842430 |  |  | PQ | ABCD | 2771.281 | 8102503 | no | no |  |  | no |  |  | 1357309.165 | 15332946.229 |  | -1
node_8102503_200842431 |  |  | PQ | ABCD | 2771.281 | 8102503 | no | no |  |  | no |  |  | 1357461.418 | 15333063.065 |  | -1
node_8102503_200842432 |  |  | PQ | ABCD | 2771.281 | 8102503 | no | no |  |  | no |  |  | 1357618.673 | 15333170.984 |  | -1
node_8102503_200842433 |  |  | PQ | ABCD | 2771.281 | 8102503 | no | no |  |  | no |  |  | 1357820.694 | 15333297.264 |  | -1
node_8102503_200842434 |  |  | PQ | ABCD | 2771.281 | 8102503 | no | no |  |  | no |  |  | 1357984.298 | 15333390.463 |  | -1
node_8102503_200842435 |  |  | PQ | ABCD | 2771.281 | 8102503 | no | no |  |  | no |  |  | 1358150.23 | 15333497.099 |  | -1
node_8102503_200842436 |  |  | PQ | ABCD | 2771.281 | 8102503 | no | no |  |  | no |  |  | 1358368.481 | 15333641.167 |  | -1
node_8102503_200842437 |  |  | PQ | ABCD | 2771.281 | 8102503 | no | no |  |  | no |  |  | 1358605.28 | 15333781.577 |  | -1
node_8102503_200842438 |  |  | PQ | AN | 2771.281 | 8102503 | no | no |  |  | no |  |  | 1358558.261 | 15334033.039 |  | -1
node_8102503_200842440 |  |  | PQ | AN | 2771.281 | 8102503 | no | no |  |  | no |  |  | 1358832.716 | 15333932.266 |  | -1
node_8102503_200842442 |  |  | PQ | AD | 2771.281 | 8102503 | no | no |  |  | no |  |  | 1359280.726 | 15334253.755 |  | -1
node_8102503_200842589 |  |  | PQ | AD | 2771.281 | 8102503 | no | no |  |  | no |  |  | 1355170.432 | 15330779.668 |  | -1
node_8102503_200842615 |  |  | PQ | AD | 2771.281 | 8102503 | no | no |  |  | no |  |  | 1356324.355 | 15332381.563 |  | -1
node_8102503_200842616 |  |  | PQ | AN | 2771.281 | 8102503 | no | no |  |  | no |  |  | 1356253.436 | 15332474.242 |  | -1
node_8102503_200842716 |  |  | PQ | AN | 2771.281 | 8102503 | no | no |  |  | no |  |  | 1354068.384 | 15329821.124 |  | -1
node_8102503_200842718 |  |  | PQ | AD | 2771.281 | 8102503 | no | no |  |  | no |  |  | 1354121.64 | 15329934.007 |  | -1
node_8102503_200842719 |  |  | PQ | ABCD | 2771.281 | 8102503 | no | no |  |  | no |  |  | 1354198.505 | 15330124.705 |  | -1
node_8102503_200842720 |  |  | PQ | AN | 2771.281 | 8102503 | no | no |  |  | no |  |  | 1354422.564 | 15330752.311 |  | -1
node_8102503_200842721 |  |  | PQ | AN | 2771.281 | 8102503 | no | no |  |  | no |  |  | 1354472.546 | 15330858.818 |  | -1
node_8102503_200842723 |  |  | PQ | AD | 2771.281 | 8102503 | no | no |  |  | no |  |  | 1354501.616 | 15331007.914 |  | -1
node_8102503_200842725 |  |  | PQ | AN | 2771.281 | 8102503 | no | no |  |  | no |  |  | 1354532.811 | 15331116.021 |  | -1
node_8102503_200842726 |  |  | PQ | AD | 2771.281 | 8102503 | no | no |  |  | no |  |  | 1354568.898 | 15331234.428 |  | -1
node_8102503_200842727 |  |  | PQ | AD | 2771.281 | 8102503 | no | no |  |  | no |  |  | 1354601.216 | 15331333.248 |  | -1
node_8102503_200842728 |  |  | PQ | AD | 2771.281 | 8102503 | no | no |  |  | no |  |  | 1354343.372 | 15331370.171 |  | -1
node_8102503_200842729 |  |  | PQ | AD | 2771.281 | 8102503 | no | no |  |  | no |  |  | 1354536.504 | 15331341.696 |  | -1
node_8102503_200842730 |  |  | PQ | AD | 2771.281 | 8102503 | no | no |  |  | no |  |  | 1354171.124 | 15331397.027 |  | -1
node_8102503_200842731 |  |  | PQ | AN | 2771.281 | 8102503 | no | no |  |  | no |  |  | 1354087.685 | 15331407.924 |  | -1
node_8102503_200842732 |  |  | PQ | AN | 2771.281 | 8102503 | no | no |  |  | no |  |  | 1354054.753 | 15331146.298 |  | -1
node_8102503_200842733 |  |  | PQ | AN | 2771.281 | 8102503 | no | no |  |  | no |  |  | 1354191.315 | 15331570.305 |  | -1
node_8102503_200842735 |  |  | PQ | AD | 2771.281 | 8102503 | no | no |  |  | no |  |  | 1354649.541 | 15331496.604 |  | -1
node_8102503_200842736 |  |  | PQ | AD | 2771.281 | 8102503 | no | no |  |  | no |  |  | 1354690.027 | 15331625.867 |  | -1
node_8102503_200842737 |  |  | PQ | AN | 2771.281 | 8102503 | no | no |  |  | no |  |  | 1354725.563 | 15331731.534 |  | -1
node_8102503_200842738 |  |  | PQ | AD | 2771.281 | 8102503 | no | no |  |  | no |  |  | 1354721.925 | 15331839.396 |  | -1
node_8102503_200842739 |  |  | PQ | AD | 2771.281 | 8102503 | no | no |  |  | no |  |  | 1354960.221 | 15332227.052 |  | -1
node_8102503_200842740 |  |  | PQ | AN | 2771.281 | 8102503 | no | no |  |  | no |  |  | 1354869.488 | 15332048.789 |  | -1
node_8102503_200842741 |  |  | PQ | AD | 2771.281 | 8102503 | no | no |  |  | no |  |  | 1355009.688 | 15332326.982 |  | -1
node_8102503_200842744 |  |  | PQ | AD | 2771.281 | 8102503 | no | no |  |  | no |  |  | 1355225.111 | 15332754.07 |  | -1
node_8102503_200842745 |  |  | PQ | AN | 2771.281 | 8102503 | no | no |  |  | no |  |  | 1355313.749 | 15332938.458 |  | -1
node_8102503_200842746 |  |  | PQ | AN | 2771.281 | 8102503 | no | no |  |  | no |  |  | 1355411.973 | 15333127.756 |  | -1
node_8102503_200842747 |  |  | PQ | AN | 2771.281 | 8102503 | no | no |  |  | no |  |  | 1355329.631 | 15333133.424 |  | -1
node_8102503_200842748 |  |  | PQ | AN | 2771.281 | 8102503 | no | no |  |  | no |  |  | 1355082.905 | 15333149.954 |  | -1
node_8102503_200842751 |  |  | PQ | AD | 2771.281 | 8102503 | no | no |  |  | no |  |  | 1355591.537 | 15333481.226 |  | -1
node_8102503_200842752 |  |  | PQ | AN | 2771.281 | 8102503 | no | no |  |  | no |  |  | 1355359.831 | 15333616.443 |  | -1
node_8102503_200842753 |  |  | PQ | AN | 2771.281 | 8102503 | no | no |  |  | no |  |  | 1355663.258 | 15333632.582 |  | -1
node_8102503_200842755 |  |  | PQ | AN | 2771.281 | 8102503 | no | no |  |  | no |  |  | 1355778.773 | 15333858.297 |  | -1
node_8102503_200842757 |  |  | PQ | AN | 2771.281 | 8102503 | no | no |  |  | no |  |  | 1355992.494 | 15334286.292 |  | -1
node_8102503_200842758 |  |  | PQ | AD | 2771.281 | 8102503 | no | no |  |  | no |  |  | 1356233.778 | 15334405.045 |  | -1
node_8102503_200842759 |  |  | PQ | AN | 2771.281 | 8102503 | no | no |  |  | no |  |  | 1356502.471 | 15334538.977 |  | -1
node_8102503_200842877 |  |  | PQ | AN | 2771.281 | 8102503 | no | no |  |  | no |  |  | 1354871.314 | 15331821.918 |  | -1
node_8102503_200842878 |  |  | PQ | AD | 2771.281 | 8102503 | no | no |  |  | no |  |  | 1354980.363 | 15331798.861 |  | -1
node_8102503_200842879 |  |  | PQ | AD | 2771.281 | 8102503 | no | no |  |  | no |  |  | 1355248.842 | 15331734.058 |  | -1
node_8102503_200842880 |  |  | PQ | AD | 2771.281 | 8102503 | no | no |  |  | no |  |  | 1355270.129 | 15331681.137 |  | -1
node_8102503_200842881 |  |  | PQ | AN | 2771.281 | 8102503 | no | no |  |  | no |  |  | 1354587.211 | 15332034.495 |  | -1
node_8102503_200842882 |  |  | PQ | AD | 2771.281 | 8102503 | no | no |  |  | no |  |  | 1354463.628 | 15332135.438 |  | -1
node_8102503_200842883 |  |  | PQ | AD | 2771.281 | 8102503 | no | no |  |  | no |  |  | 1354245.118 | 15332302.733 |  | -1
node_8102503_200842884 |  |  | PQ | AN | 2771.281 | 8102503 | no | no |  |  | no |  |  | 1353824.47 | 15332633.511 |  | -1
node_8102503_200842885 |  |  | PQ | AN | 2771.281 | 8102503 | no | no |  |  | no |  |  | 1353687.667 | 15333002.773 |  | -1
node_8102503_200842886 |  |  | PQ | AD | 2771.281 | 8102503 | no | no |  |  | no |  |  | 1353564.399 | 15333382.72 |  | -1
node_8102503_200842887 |  |  | PQ | AN | 2771.281 | 8102503 | no | no |  |  | no |  |  | 1353216.873 | 15333419.384 |  | -1
node_8102503_200842888 |  |  | PQ | AN | 2771.281 | 8102503 | no | no |  |  | no |  |  | 1353706.249 | 15333368.518 |  | -1
node_8102503_200842889 |  |  | PQ | AN | 2771.281 | 8102503 | no | no |  |  | no |  |  | 1353506.736 | 15333716.933 |  | -1
node_8102503_200842891 |  |  | PQ | AN | 2771.281 | 8102503 | no | no |  |  | no |  |  | 1353455.275 | 15333939.102 |  | -1
node_8102503_200842893 |  |  | PQ | AD | 2771.281 | 8102503 | no | no |  |  | no |  |  | 1353418.061 | 15334119.659 |  | -1
node_8102503_200842894 |  |  | PQ | AN | 2771.281 | 8102503 | no | no |  |  | no |  |  | 1353698.87 | 15334149.327 |  | -1
node_8102503_200842895 |  |  | PQ | AN | 2771.281 | 8102503 | no | no |  |  | no |  |  | 1353393.801 | 15334316.867 |  | -1
node_8102503_200842896 |  |  | PQ | AD | 2771.281 | 8102503 | no | no |  |  | no |  |  | 1353358.538 | 15334520.221 |  | -1
node_8102503_200842897 |  |  | PQ | AD | 2771.281 | 8102503 | no | no |  |  | no |  |  | 1353346.332 | 15335196.172 |  | -1
node_8102503_200842898 |  |  | PQ | AD | 2771.281 | 8102503 | no | no |  |  | no |  |  | 1353263.417 | 15335128.735 |  | -1
node_8102503_200842899 |  |  | PQ | AD | 2771.281 | 8102503 | no | no |  |  | no |  |  | 1353191.571 | 15335085.088 |  | -1
node_8102503_200842900 |  |  | PQ | AN | 2771.281 | 8102503 | no | no |  |  | no |  |  | 1353025.347 | 15334972.039 |  | -1
node_8102503_200842902 |  |  | PQ | AN | 2771.281 | 8102503 | no | no |  |  | no |  |  | 1353235.92 | 15335519.696 |  | -1
node_8102503_200842903 |  |  | PQ | AD | 2771.281 | 8102503 | no | no |  |  | no |  |  | 1353170.82 | 15335697.247 |  | -1
node_8102503_200842904 |  |  | PQ | AD | 2771.281 | 8102503 | no | no |  |  | no |  |  | 1353064.851 | 15335980.182 |  | -1
node_8102503_200842905 |  |  | PQ | AN | 2771.281 | 8102503 | no | no |  |  | no |  |  | 1352963.867 | 15336262.459 |  | -1
node_8102503_200842907 |  |  | PQ | AN | 2771.281 | 8102503 | no | no |  |  | no |  |  | 1352893.21 | 15336631.356 |  | -1
node_8102503_200842908 |  |  | PQ | AN | 2771.281 | 8102503 | no | no |  |  | no |  |  | 1353029.125 | 15336989.351 |  | -1
node_8102503_200842911 |  |  | PQ | AN | 2771.281 | 8102503 | no | no |  |  | no |  |  | 1353100.749 | 15337451.968 |  | -1
node_8102503_200842912 |  |  | PQ | AN | 2771.281 | 8102503 | no | no |  |  | no |  |  | 1353145.513 | 15337820.215 |  | -1
node_8102503_200842914 |  |  | PQ | AD | 2771.281 | 8102503 | no | no |  |  | no |  |  | 1353185.806 | 15338188.83 |  | -1
node_8102503_200842915 |  |  | PQ | AN | 2771.281 | 8102503 | no | no |  |  | no |  |  | 1352828.504 | 15338478.695 |  | -1
node_8102503_200842916 |  |  | PQ | AN | 2771.281 | 8102503 | no | no |  |  | no |  |  | 1352545.326 | 15338698.085 |  | -1
node_8102503_200842917 |  |  | PQ | AD | 2771.281 | 8102503 | no | no |  |  | no |  |  | 1352287.715 | 15338886.216 |  | -1
node_8102503_200842918 |  |  | PQ | AN | 2771.281 | 8102503 | no | no |  |  | no |  |  | 1352152.425 | 15339123.929 |  | -1
node_8102503_200842921 |  |  | PQ | AN | 2771.281 | 8102503 | no | no |  |  | no |  |  | 1351728.757 | 15339913.402 |  | -1
node_8102503_200842922 |  |  | PQ | AD | 2771.281 | 8102503 | no | no |  |  | no |  |  | 1351571.012 | 15340210.558 |  | -1
node_8102503_200842924 |  |  | PQ | AN | 2771.281 | 8102503 | no | no |  |  | no |  |  | 1351456.85 | 15340421.904 |  | -1
node_8102503_200842925 |  |  | PQ | AN | 2771.281 | 8102503 | no | no |  |  | no |  |  | 1351335.856 | 15340662.914 |  | -1
node_8102503_200842926 |  |  | PQ | AN | 2771.281 | 8102503 | no | no |  |  | no |  |  | 1351197.839 | 15340904.35 |  | -1
node_8102503_200842930 |  |  | PQ | AD | 2771.281 | 8102503 | no | no |  |  | no |  |  | 1350487.649 | 15341483.286 |  | -1
node_8102503_200842931 |  |  | PQ | AN | 2771.281 | 8102503 | no | no |  |  | no |  |  | 1350303.197 | 15341654.299 |  | -1
node_8102503_200842932 |  |  | PQ | AD | 2771.281 | 8102503 | no | no |  |  | no |  |  | 1350064.548 | 15341975.766 |  | -1
node_8102503_200842933 |  |  | PQ | AD | 2771.281 | 8102503 | no | no |  |  | no |  |  | 1350060.623 | 15342122.472 |  | -1
node_8102503_200842934 |  |  | PQ | AN | 2771.281 | 8102503 | no | no |  |  | no |  |  | 1350032.061 | 15342343.962 |  | -1
node_8102503_200842935 |  |  | PQ | AD | 2771.281 | 8102503 | no | no |  |  | no |  |  | 1350009.467 | 15342552.685 |  | -1
node_8102503_200842936 |  |  | PQ | AN | 2771.281 | 8102503 | no | no |  |  | no |  |  | 1349988.89 | 15342766.649 |  | -1
node_8102503_200842937 |  |  | PQ | AD | 2771.281 | 8102503 | no | no |  |  | no |  |  | 1349971.586 | 15342993.189 |  | -1
node_8102503_200842938 |  |  | PQ | AN | 2771.281 | 8102503 | no | no |  |  | no |  |  | 1349953.025 | 15343218.833 |  | -1
node_8102503_200842941 |  |  | PQ | AD | 2771.281 | 8102503 | no | no |  |  | no |  |  | 1349922.75 | 15343543.97 |  | -1
node_8102503_200842942 |  |  | PQ | AN | 2771.281 | 8102503 | no | no |  |  | no |  |  | 1349896.064 | 15343874.733 |  | -1
node_8102503_200842943 |  |  | PQ | AN | 2771.281 | 8102503 | no | no |  |  | no |  |  | 1349743.192 | 15344200.832 |  | -1
node_8102503_200842944 |  |  | PQ | AD | 2771.281 | 8102503 | no | no |  |  | no |  |  | 1349643.038 | 15344378.044 |  | -1
node_8102503_200842945 |  |  | PQ | AD | 2771.281 | 8102503 | no | no |  |  | no |  |  | 1349557.221 | 15344551.903 |  | -1
node_8102503_200842946 |  |  | PQ | AN | 2771.281 | 8102503 | no | no |  |  | no |  |  | 1349443.115 | 15344726.97 |  | -1
node_8102503_200842947 |  |  | PQ | AD | 2771.281 | 8102503 | no | no |  |  | no |  |  | 1349336.693 | 15344943.594 |  | -1
node_8102503_200842948 |  |  | PQ | AN | 2771.281 | 8102503 | no | no |  |  | no |  |  | 1349227.356 | 15345143.2 |  | -1
node_8102503_200842949 |  |  | PQ | AD | 2771.281 | 8102503 | no | no |  |  | no |  |  | 1349104.214 | 15345399.909 |  | -1
node_8102503_200842950 |  |  | PQ | AN | 2771.281 | 8102503 | no | no |  |  | no |  |  | 1348942.953 | 15345690.794 |  | -1
node_8102503_200842951 |  |  | PQ | AD | 2771.281 | 8102503 | no | no |  |  | no |  |  | 1348851.495 | 15345948.706 |  | -1
node_8102503_200842952 |  |  | PQ | AN | 2771.281 | 8102503 | no | no |  |  | no |  |  | 1348717.964 | 15346214.44 |  | -1
node_8102503_200842953 |  |  | PQ | AD | 2771.281 | 8102503 | no | no |  |  | no |  |  | 1348606.279 | 15346465.567 |  | -1
node_8102503_200842954 |  |  | PQ | AN | 2771.281 | 8102503 | no | no |  |  | no |  |  | 1348483.852 | 15346710.56 |  | -1
node_8102503_200842955 |  |  | PQ | AN | 2771.281 | 8102503 | no | no |  |  | no |  |  | 1348347.842 | 15347019.003 |  | -1
node_8102503_200842956 |  |  | PQ | AD | 2771.281 | 8102503 | no | no |  |  | no |  |  | 1348228.897 | 15347282.049 |  | -1
node_8102503_200842957 |  |  | PQ | AD | 2771.281 | 8102503 | no | no |  |  | no |  |  | 1348037.486 | 15347538.342 |  | -1
node_8102503_200842958 |  |  | PQ | AN | 2771.281 | 8102503 | no | no |  |  | no |  |  | 1347879.747 | 15347705.63 |  | -1
node_8102503_200842959 |  |  | PQ | AN | 2771.281 | 8102503 | no | no |  |  | no |  |  | 1347756.912 | 15347986.293 |  | -1
node_8102503_200842962 |  |  | PQ | AD | 2771.281 | 8102503 | no | no |  |  | no |  |  | 1347537.146 | 15348463.168 |  | -1
node_8102503_200842963 |  |  | PQ | AN | 2771.281 | 8102503 | no | no |  |  | no |  |  | 1347345.809 | 15348708.597 |  | -1
node_8102503_200842964 |  |  | PQ | AD | 2771.281 | 8102503 | no | no |  |  | no |  |  | 1347387.524 | 15348765.117 |  | -1
node_8102503_200842965 |  |  | PQ | AD | 2771.281 | 8102503 | no | no |  |  | no |  |  | 1347414.643 | 15348970.911 |  | -1
node_8102503_200842966 |  |  | PQ | AN | 2771.281 | 8102503 | no | no |  |  | no |  |  | 1347608.721 | 15349093.803 |  | -1
node_8102503_200842968 |  |  | PQ | AD | 2771.281 | 8102503 | no | no |  |  | no |  |  | 1347099.141 | 15349087.319 |  | -1
node_8102503_200842969 |  |  | PQ | AN | 2771.281 | 8102503 | no | no |  |  | no |  |  | 1347024.424 | 15349372.709 |  | -1
node_8102503_200842971 |  |  | PQ | AN | 2771.281 | 8102503 | no | no |  |  | no |  |  | 1346903.483 | 15349733.797 |  | -1
node_8102503_200842972 |  |  | PQ | AN | 2771.281 | 8102503 | no | no |  |  | no |  |  | 1346802.159 | 15350091.143 |  | -1
node_8102503_200842973 |  |  | PQ | AN | 2771.281 | 8102503 | no | no |  |  | no |  |  | 1346703.029 | 15350447.643 |  | -1
node_8102503_200842974 |  |  | PQ | AN | 2771.281 | 8102503 | no | no |  |  | no |  |  | 1346621.216 | 15350787.721 |  | -1
node_8102503_200842987 |  |  | PQ | AD | 2771.281 | 8102503 | no | no |  |  | no |  |  | 1356264.61 | 15334748.979 |  | -1
node_8102503_200842988 |  |  | PQ | AD | 2771.281 | 8102503 | no | no |  |  | no |  |  | 1355931.755 | 15334757.437 |  | -1
node_8102503_200842989 |  |  | PQ | AN | 2771.281 | 8102503 | no | no |  |  | no |  |  | 1355537.456 | 15336555.18 |  | -1
node_8102503_200891902 |  |  | PQ | AD | 2771.281 | 8102503 | no | no |  |  | no |  |  | 1345679.354 | 15353079.434 |  | -1
node_8102503_200891903 |  |  | PQ | AD | 2771.281 | 8102503 | no | no |  |  | no |  |  | 1345938.662 | 15353159.44 |  | -1
node_8102503_200891904 |  |  | PQ | AD | 2771.281 | 8102503 | no | no |  |  | no |  |  | 1346199.418 | 15353236.244 |  | -1
node_8102503_200891905 |  |  | PQ | AD | 2771.281 | 8102503 | no | no |  |  | no |  |  | 1346453.319 | 15353309.671 |  | -1
node_8102503_200891906 |  |  | PQ | AD | 2771.281 | 8102503 | no | no |  |  | no |  |  | 1346717.505 | 15353385.837 |  | -1
node_8102503_200891907 |  |  | PQ | AN | 2771.281 | 8102503 | no | no |  |  | no |  |  | 1346978.94 | 15353467.455 |  | -1
node_8102503_200891914 |  |  | PQ | AN | 2771.281 | 8102503 | no | no |  |  | no |  |  | 1346532.687 | 15351146.479 |  | -1
node_8102503_200891916 |  |  | PQ | AN | 2771.281 | 8102503 | no | no |  |  | no |  |  | 1346322.063 | 15351396.036 |  | -1
node_8102503_200891917 |  |  | PQ | AN | 2771.281 | 8102503 | no | no |  |  | no |  |  | 1346269.457 | 15351730.514 |  | -1
node_8102503_200891918 |  |  | PQ | AD | 2771.281 | 8102503 | no | no |  |  | no |  |  | 1346077.509 | 15352034.399 |  | -1
node_8102503_200891919 |  |  | PQ | AN | 2771.281 | 8102503 | no | no |  |  | no |  |  | 1345885.776 | 15352330.597 |  | -1
node_8102503_200891921 |  |  | PQ | AN | 2771.281 | 8102503 | no | no |  |  | no |  |  | 1345724.286 | 15352583.484 |  | -1
node_8102503_200891924 |  |  | PQ | AN | 2771.281 | 8102503 | no | no |  |  | no |  |  | 1345530.406 | 15352873.675 |  | -1
node_8102503_200891927 |  |  | PQ | AD | 2771.281 | 8102503 | no | no |  |  | no |  |  | 1345439.902 | 15353008.13 |  | -1
node_8102503_200891928 |  |  | PQ | AN | 2771.281 | 8102503 | no | no |  |  | no |  |  | 1345290.145 | 15353241.367 |  | -1
node_8102503_200891929 |  |  | PQ | AD | 2771.281 | 8102503 | no | no |  |  | no |  |  | 1345156.62 | 15353245.232 |  | -1
node_8102503_200891930 |  |  | PQ | AD | 2771.281 | 8102503 | no | no |  |  | no |  |  | 1344852.938 | 15353146.907 |  | -1
node_8102503_200891931 |  |  | PQ | AD | 2771.281 | 8102503 | no | no |  |  | no |  |  | 1344563.459 | 15353062.029 |  | -1
node_8102503_200891932 |  |  | PQ | AD | 2771.281 | 8102503 | no | no |  |  | no |  |  | 1344295.015 | 15352992.77 |  | -1
node_8102503_200891934 |  |  | PQ | AN | 2771.281 | 8102503 | no | no |  |  | no |  |  | 1344994.423 | 15353620.861 |  | -1
node_8102503_200891936 |  |  | PQ | AN | 2771.281 | 8102503 | no | no |  |  | no |  |  | 1344818.845 | 15353813.317 |  | -1
node_8102503_200911574 |  |  | PQ | ABCD | 2771.281 | 8102503 | no | no |  |  | no |  |  | 1353856.093 | 15328681.913 |  | -1
node_8102503_200960965 |  |  | PQ | AD | 2771.281 | 8102503 | no | no |  |  | no |  |  | 1355430.972 | 15335032.071 |  | -1
node_8102503_200960966 |  |  | PQ | AD | 2771.281 | 8102503 | no | no |  |  | no |  |  | 1355253.47 | 15335285.709 |  | -1
node_8102503_200960967 |  |  | PQ | AN | 2771.281 | 8102503 | no | no |  |  | no |  |  | 1355178.893 | 15335544.366 |  | -1
node_8102503_200960978 |  |  | PQ | AN | 2771.281 | 8102503 | no | no |  |  | no |  |  | 1355640.052 | 15336720.767 |  | -1
node_8102503_200960979 |  |  | PQ | AN | 2771.281 | 8102503 | no | no |  |  | no |  |  | 1355448.444 | 15336321.443 |  | -1
node_8102503_200960980 |  |  | PQ | AD | 2771.281 | 8102503 | no | no |  |  | no |  |  | 1355263.328 | 15336094.792 |  | -1
node_8102503_200960981 |  |  | PQ | AD | 2771.281 | 8102503 | no | no |  |  | no |  |  | 1355204.559 | 15335819.785 |  | -1
node_8102503_200965393 |  |  | PQ | AN | 2771.281 | 8102503 | no | no |  |  | no |  |  | 1347707.84 | 15348133.82 |  | -1
node_8102503_200969960 |  |  | PQ | AD | 2771.281 | 8102503 | no | no |  |  | no |  |  | 1353377.719 | 15331344.899 |  | -1
node_8102503_200974844 |  |  | PQ | AN | 2771.281 | 8102503 | no | no |  |  | no |  |  | 1355768.998 | 15336186.783 |  | -1
node_8102503_200975196 |  |  | PQ | AN | 2771.281 | 8102503 | no | no |  |  | no |  |  | 1355599.904 | 15334866.575 |  | -1
node_8102503_200983089 |  |  | PQ | AN | 2771.281 | 8102503 | no | no |  |  | no |  |  | 1355503.177 | 15333304.606 |  | -1
node_8102503_200983814 |  |  | PQ | AN | 2771.281 | 8102503 | no | no |  |  | no |  |  | 1353608.72 | 15333255.428 |  | -1
node_8102503_201009690 |  |  | PQ | ABCD | 2771.281 | 8102503 | no | no |  |  | no |  |  | 1353904.52 | 15328771.051 |  | -1
node_8102503_201009695 |  |  | PQ | AD | 2771.281 | 8102503 | no | no |  |  | no |  |  | 1357421.478 | 15333276.068 |  | -1
node_8102503_201009696 |  |  | PQ | AN | 2771.281 | 8102503 | no | no |  |  | no |  |  | 1357379.121 | 15333474.466 |  | -1
node_8102503_201010490 |  |  | PQ | ABCD | 2771.281 | 8102503 | no | no |  |  | no |  |  | 1354392.146 | 15329894.634 |  | -1
node_8102503_201010496 |  |  | PQ | ABCD | 2771.281 | 8102503 | no | no |  |  | no |  |  | 1354924.144 | 15330692.03 |  | -1
node_8102503_201010497 |  |  | PQ | ABCD | 2771.281 | 8102503 | no | no |  |  | no |  |  | 1356941.59 | 15332674.883 |  | -1
node_8102503_201010568 |  |  | PQ | AN | 2771.281 | 8102503 | no | no |  |  | no |  |  | 1359061.307 | 15334074.601 |  | -1
node_8102503_201027281 |  |  | PQ | AN | 2771.281 | 8102503 | no | no |  |  | no |  |  | 1349368.708 | 15348582.299 |  | -1
node_8102503_201027352 |  |  | PQ | AN | 2771.281 | 8102503 | no | no |  |  | no |  |  | 1355804.377 | 15335399.484 |  | -1
node_8102503_201027353 |  |  | PQ | AN | 2771.281 | 8102503 | no | no |  |  | no |  |  | 1357272.979 | 15332693.999 |  | -1
node_8102503_201027355 |  |  | PQ | ABCN | 2771.281 | 8102503 | no | no |  |  | no |  |  | 1353942.578 | 15330313.757 |  | -1
node_8102503_201044329 |  |  | PQ | AN | 2771.281 | 8102503 | no | no |  |  | no |  |  | 1350301.782 | 15347490.596 |  | -1
node_8102503_201044330 |  |  | PQ | AD | 2771.281 | 8102503 | no | no |  |  | no |  |  | 1350296.719 | 15347384.766 |  | -1
node_8102503_201044331 |  |  | PQ | AN | 2771.281 | 8102503 | no | no |  |  | no |  |  | 1350139.819 | 15347248.435 |  | -1
node_8102503_201044332 |  |  | PQ | AD | 2771.281 | 8102503 | no | no |  |  | no |  |  | 1350012.54 | 15347560.668 |  | -1
node_8102503_201046966 |  |  | PQ | AN | 2771.281 | 8102503 | no | no |  |  | no |  |  | 1355131.054 | 15332561.155 |  | -1
node_8102503_201049093 |  |  | PQ | AN | 2771.281 | 8102503 | no | no |  |  | no |  |  | 1348566.05 | 15347633.484 |  | -1
node_8102503_201050801 |  |  | PQ | AD | 2771.281 | 8102503 | no | no |  |  | no |  |  | 1351030.88 | 15341021.787 |  | -1
node_8102503_201050802 |  |  | PQ | AD | 2771.281 | 8102503 | no | no |  |  | no |  |  | 1350864.226 | 15341136.717 |  | -1
node_8102503_201050808 |  |  | PQ | AD | 2771.281 | 8102503 | no | no |  |  | no |  |  | 1350656.777 | 15341329.364 |  | -1
node_8102503_201059676 |  |  | PQ | AN | 2771.281 | 8102503 | no | no |  |  | no |  |  | 1355406.806 | 15336349.855 |  | -1
node_8102503_201059778 |  |  | PQ | AN | 2771.281 | 8102503 | no | no |  |  | no |  |  | 1355284.063 | 15336385.529 |  | -1
node_8102503_201065957 |  |  | PQ | AD | 2771.281 | 8102503 | no | no |  |  | no |  |  | 1352013.687 | 15339393.514 |  | -1
node_8102503_201065958 |  |  | PQ | AD | 2771.281 | 8102503 | no | no |  |  | no |  |  | 1351836.014 | 15339715.824 |  | -1
node_8102503_201067378 |  |  | PQ | AN | 2771.281 | 8102503 | no | no |  |  | no |  |  | 1355143.579 | 15343067.14 |  | -1
node_8102503_311927597 |  |  | PQ | AN | 2771.281 | 8102503 | no | no |  |  | no |  |  | 1354158.858 | 15344161.478 |  | -1
node_8102503_311994141 |  |  | PQ | AN | 2771.281 | 8102503 | no | no |  |  | no |  |  | 1354450.651 | 15344281.875 |  | -1
node_SOURCE_8102503 |  |  | SWING | ABCN | 2771.281 | 8102503 | no | no |  |  | no |  |  | 1353847.959 | 15328635.13 |  | -1
node_intto1_8102503_200841280 |  |  | PQ | AD | 2771.281 | 8102503 | no | no |  |  | no |  |  | 1348211.407 | 15347568.952 |  | -1
node_intto1_8102503_200841308 |  |  | PQ | AD | 2771.281 | 8102503 | no | no |  |  | no |  |  | 1354817.409 | 15343385.949 |  | -1
node_intto1_8102503_200841675 |  |  | PQ | AD | 2771.281 | 8102503 | no | no |  |  | no |  |  | 1348940.74 | 15348218.097 |  | -1
node_intto1_8102503_200841904 |  |  | PQ | AD | 2771.281 | 8102503 | no | no |  |  | no |  |  | 1353909.378 | 15330482.447 |  | -1
node_intto1_8102503_200841931 |  |  | PQ | AD | 2771.281 | 8102503 | no | no |  |  | no |  |  | 1351959.826 | 15347356.015 |  | -1
node_intto1_8102503_200842420 |  |  | PQ | ABCD | 2771.281 | 8102503 | no | no |  |  | no |  |  | 1355631.615 | 15331680.165 |  | -1
node_intto1_8102503_200842737 |  |  | PQ | AD | 2771.281 | 8102503 | no | no |  |  | no |  |  | 1354725.563 | 15331731.534 |  | -1
node_intto1_8102503_200842741 |  |  | PQ | AD | 2771.281 | 8102503 | no | no |  |  | no |  |  | 1355009.688 | 15332326.982 |  | -1
node_intto1_8102503_200842879 |  |  | PQ | AD | 2771.281 | 8102503 | no | no |  |  | no |  |  | 1355248.842 | 15331734.058 |  | -1
node_intto1_8102503_200842881 |  |  | PQ | AD | 2771.281 | 8102503 | no | no |  |  | no |  |  | 1354587.211 | 15332034.495 |  | -1
node_intto1_8102503_200842911 |  |  | PQ | AD | 2771.281 | 8102503 | no | no |  |  | no |  |  | 1353100.749 | 15337451.968 |  | -1
node_intto1_8102503_200842930 |  |  | PQ | AD | 2771.281 | 8102503 | no | no |  |  | no |  |  | 1350487.649 | 15341483.286 |  | -1
node_intto1_8102503_200842946 |  |  | PQ | AD | 2771.281 | 8102503 | no | no |  |  | no |  |  | 1349443.115 | 15344726.97 |  | -1
node_intto1_8102503_200842962 |  |  | PQ | AD | 2771.281 | 8102503 | no | no |  |  | no |  |  | 1347537.146 | 15348463.168 |  | -1
node_intto1_8102503_200891902 |  |  | PQ | AD | 2771.281 | 8102503 | no | no |  |  | no |  |  | 1345679.354 | 15353079.434 |  | -1
node_intto1_8102503_200891929 |  |  | PQ | AD | 2771.281 | 8102503 | no | no |  |  | no |  |  | 1345156.62 | 15353245.232 |  | -1
node_intto1_8102503_200891930 |  |  | PQ | AD | 2771.281 | 8102503 | no | no |  |  | no |  |  | 1344852.938 | 15353146.907 |  | -1
node_intto1_8102503_200974844 |  |  | PQ | AN | 2771.281 | 8102503 | no | no |  |  | no |  |  | 1355768.998 | 15336186.783 |  | -1
node_intto1_8102503_201009695 |  |  | PQ | AD | 2771.281 | 8102503 | no | no |  |  | no |  |  | 1357421.478 | 15333276.068 |  | -1
node_intto1_8102503_201027281 |  |  | PQ | AN | 2771.281 | 8102503 | no | no |  |  | no |  |  | 1349368.708 | 15348582.299 |  | -1
node_intto1_8102503_201027355 |  |  | PQ | ABCN | 2771.281 | 8102503 | no | no |  |  | no |  |  | 1353942.578 | 15330313.757 |  | -1
node_intto1_8102503_201059778 |  |  | PQ | AN | 2771.281 | 8102503 | no | no |  |  | no |  |  | 1355284.063 | 15336385.529 |  | -1

## overhead_line
data_type | static
owner_type | feeder
owner | 8102503
object | overhead_line
name | groupid | phases | fr | to | length | configuration | dcircuit | selected | monitored | monitored_fields | class_monitored_fields | played | played_fields | comments | R | X | B | lim_kw
oh_line_8102503_200841279 |  | AD | node_8102503_200841326 | node_8102503_200841279 | 67.408 | bal_1P_4ACW | 8102503 | no | no |  |  | no |  |  | 0 | 0 | 0 | 0
oh_line_8102503_200841280 |  | AD | node_8102503_200842957 | node_intto1_8102503_200841280 | 176.595 | bal_1P_4ACW | 8102503 | no | no |  |  | no |  |  | 0 | 0 | 0 | 0
oh_line_8102503_200841282 |  | AD | node_8102503_200841280 | node_8102503_200841282 | 221.744 | bal_1P_4ACW | 8102503 | no | no |  |  | no |  |  | 0 | 0 | 0 | 0
oh_line_8102503_200841284 |  | AD | node_8102503_200841329 | node_8102503_200841284 | 457.493 | bal_1P_4ACW | 8102503 | no | no |  |  | no |  |  | 0 | 0 | 0 | 0
oh_line_8102503_200841285 |  | AD | node_8102503_200841284 | node_8102503_200841285 | 358.005 | bal_1P_4ACW | 8102503 | no | no |  |  | no |  |  | 0 | 0 | 0 | 0
oh_line_8102503_200841286 |  | AD | node_8102503_200841285 | node_8102503_200841286 | 412.143 | bal_1P_4ACW | 8102503 | no | no |  |  | no |  |  | 0 | 0 | 0 | 0
oh_line_8102503_200841287 |  | AD | node_8102503_200841286 | node_8102503_200841287 | 396.622 | bal_1P_4ACW | 8102503 | no | no |  |  | no |  |  | 0 | 0 | 0 | 0
oh_line_8102503_200841289 |  | AD | node_8102503_200841287 | node_8102503_200841289 | 378.648 | bal_1P_4ACW | 8102503 | no | no |  |  | no |  |  | 0 | 0 | 0 | 0
oh_line_8102503_200841291 |  | AD | node_8102503_200841289 | node_8102503_200841291 | 327.867 | bal_1P_4ACW | 8102503 | no | no |  |  | no |  |  | 0 | 0 | 0 | 0
oh_line_8102503_200841292 |  | AD | node_8102503_200841291 | node_8102503_200841292 | 232.345 | bal_1P_4ACW | 8102503 | no | no |  |  | no |  |  | 0 | 0 | 0 | 0
oh_line_8102503_200841293 |  | AD | node_8102503_200841292 | node_8102503_200841293 | 396.834 | bal_1P_4ACW | 8102503 | no | no |  |  | no |  |  | 0 | 0 | 0 | 0
oh_line_8102503_200841294 |  | AD | node_8102503_200841293 | node_8102503_200841294 | 396.536 | bal_1P_4ACW | 8102503 | no | no |  |  | no |  |  | 0 | 0 | 0 | 0
oh_line_8102503_200841296 |  | AD | node_8102503_200841294 | node_8102503_200841296 | 391.296 | bal_1P_4ACW | 8102503 | no | no |  |  | no |  |  | 0 | 0 | 0 | 0
oh_line_8102503_200841298 |  | AD | node_8102503_201049093 | node_8102503_200841298 | 278.479 | bal_1P_4ACW | 8102503 | no | no |  |  | no |  |  | 0 | 0 | 0 | 0
oh_line_8102503_200841299 |  | AD | node_8102503_200841296 | node_8102503_200841299 | 349.664 | bal_1P_4ACW | 8102503 | no | no |  |  | no |  |  | 0 | 0 | 0 | 0
oh_line_8102503_200841300 |  | AD | node_8102503_200841299 | node_8102503_200841300 | 144.873 | bal_1P_1/0AA | 8102503 | no | no |  |  | no |  |  | 0 | 0 | 0 | 0
oh_line_8102503_200841301 |  | AD | node_8102503_200841299 | node_8102503_200841301 | 270.983 | bal_1P_1/0AA | 8102503 | no | no |  |  | no |  |  | 0 | 0 | 0 | 0
oh_line_8102503_200841302 |  | AD | node_8102503_200841301 | node_8102503_200841302 | 121.667 | bal_1P_1/0AA | 8102503 | no | no |  |  | no |  |  | 0 | 0 | 0 | 0
oh_line_8102503_200841303 |  | AD | node_8102503_200841302 | node_8102503_200841303 | 218.78 | bal_1P_1/0AA | 8102503 | no | no |  |  | no |  |  | 0 | 0 | 0 | 0
oh_line_8102503_200841304 |  | AD | node_8102503_200841303 | node_8102503_200841304 | 212.156 | bal_1P_1/0AA | 8102503 | no | no |  |  | no |  |  | 0 | 0 | 0 | 0
oh_line_8102503_200841305 |  | AD | node_8102503_200841304 | node_8102503_200841305 | 218.033 | bal_1P_1/0AA | 8102503 | no | no |  |  | no |  |  | 0 | 0 | 0 | 0
oh_line_8102503_200841306 |  | AD | node_8102503_200841305 | node_8102503_200841306 | 363.115 | bal_1P_1/0AA | 8102503 | no | no |  |  | no |  |  | 0 | 0 | 0 | 0
oh_line_8102503_200841307 |  | AD | node_8102503_200841306 | node_8102503_200841307 | 227.135 | bal_1P_2AC | 8102503 | no | no |  |  | no |  |  | 0 | 0 | 0 | 0
oh_line_8102503_200841308 |  | AD | node_8102503_200841306 | node_intto1_8102503_200841308 | 202.223 | bal_1P_2AC | 8102503 | no | no |  |  | no |  |  | 0 | 0 | 0 | 0
oh_line_8102503_200841309 |  | AD | node_8102503_200841308 | node_8102503_200841309 | 267.561 | bal_1P_2AC | 8102503 | no | no |  |  | no |  |  | 0 | 0 | 0 | 0
oh_line_8102503_200841312 |  | AD | node_8102503_201067378 | node_8102503_200841312 | 369.89 | bal_1P_1/0AA | 8102503 | no | no |  |  | no |  |  | 0 | 0 | 0 | 0
oh_line_8102503_200841314 |  | AD | node_8102503_200841312 | node_8102503_200841314 | 211.68 | bal_1P_1/0AA | 8102503 | no | no |  |  | no |  |  | 0 | 0 | 0 | 0
oh_line_8102503_200841315 |  | AD | node_8102503_200841314 | node_8102503_200841315 | 92.645 | bal_1P_1/0AA | 8102503 | no | no |  |  | no |  |  | 0 | 0 | 0 | 0
oh_line_8102503_200841316 |  | AD | node_8102503_200841314 | node_8102503_200841316 | 59.725 | bal_1P_1/0AA | 8102503 | no | no |  |  | no |  |  | 0 | 0 | 0 | 0
oh_line_8102503_200841317 |  | AD | node_8102503_200841298 | node_8102503_200841317 | 420.853 | bal_1P_4ACW | 8102503 | no | no |  |  | no |  |  | 0 | 0 | 0 | 0
oh_line_8102503_200841318 |  | AD | node_8102503_200841317 | node_8102503_200841318 | 207.776 | bal_1P_4ACW | 8102503 | no | no |  |  | no |  |  | 0 | 0 | 0 | 0
oh_line_8102503_200841319 |  | AD | node_8102503_200841314 | node_8102503_200841319 | 312.292 | bal_1P_1/0AA | 8102503 | no | no |  |  | no |  |  | 0 | 0 | 0 | 0
oh_line_8102503_200841320 |  | AD | node_8102503_200841319 | node_8102503_200841320 | 242.572 | bal_1P_1/0AA | 8102503 | no | no |  |  | no |  |  | 0 | 0 | 0 | 0
oh_line_8102503_200841321 |  | AD | node_8102503_200841318 | node_8102503_200841321 | 226.342 | bal_1P_4ACW | 8102503 | no | no |  |  | no |  |  | 0 | 0 | 0 | 0
oh_line_8102503_200841322 |  | AD | node_8102503_200841321 | node_8102503_200841322 | 242.204 | bal_1P_1/0AA | 8102503 | no | no |  |  | no |  |  | 0 | 0 | 0 | 0
oh_line_8102503_200841326 |  | AD | node_8102503_201044329 | node_8102503_200841326 | 224.148 | bal_1P_4ACW | 8102503 | no | no |  |  | no |  |  | 0 | 0 | 0 | 0
oh_line_8102503_200841327 |  | AD | node_8102503_200841279 | node_8102503_200841327 | 191.733 | bal_1P_4ACW | 8102503 | no | no |  |  | no |  |  | 0 | 0 | 0 | 0
oh_line_8102503_200841328 |  | AD | node_8102503_200841327 | node_8102503_200841328 | 194.277 | bal_1P_4ACW | 8102503 | no | no |  |  | no |  |  | 0 | 0 | 0 | 0
oh_line_8102503_200841329 |  | AD | node_8102503_200841328 | node_8102503_200841329 | 230.817 | bal_1P_4ACW | 8102503 | no | no |  |  | no |  |  | 0 | 0 | 0 | 0
oh_line_8102503_200841592 |  | AD | node_8102503_201009696 | node_8102503_200841592 | 179.487 | bal_1P_1/0AC | 8102503 | no | no |  |  | no |  |  | 0 | 0 | 0 | 0
oh_line_8102503_200841593 |  | AD | node_8102503_200841592 | node_8102503_200841593 | 234.163 | bal_1P_1/0AC | 8102503 | no | no |  |  | no |  |  | 0 | 0 | 0 | 0
oh_line_8102503_200841594 |  | AD | node_8102503_200841593 | node_8102503_200841594 | 118.202 | bal_1P_1/0AC | 8102503 | no | no |  |  | no |  |  | 0 | 0 | 0 | 0
oh_line_8102503_200841595 |  | AD | node_8102503_200841594 | node_8102503_200841595 | 331.815 | bal_1P_1/0AC | 8102503 | no | no |  |  | no |  |  | 0 | 0 | 0 | 0
oh_line_8102503_200841596 |  | AD | node_8102503_200841595 | node_8102503_200841596 | 181.893 | bal_1P_1/0AC | 8102503 | no | no |  |  | no |  |  | 0 | 0 | 0 | 0
oh_line_8102503_200841597 |  | AD | node_8102503_200841596 | node_8102503_200841597 | 158.448 | bal_1P_1/0AC | 8102503 | no | no |  |  | no |  |  | 0 | 0 | 0 | 0
oh_line_8102503_200841598 |  | AD | node_8102503_200841592 | node_8102503_200841598 | 140.864 | bal_1P_1/0AC | 8102503 | no | no |  |  | no |  |  | 0 | 0 | 0 | 0
oh_line_8102503_200841600 |  | AD | node_8102503_200841598 | node_8102503_200841600 | 167.972 | bal_1P_1/0AC | 8102503 | no | no |  |  | no |  |  | 0 | 0 | 0 | 0
oh_line_8102503_200841601 |  | AD | node_8102503_200841600 | node_8102503_200841601 | 176.722 | bal_1P_1/0AC | 8102503 | no | no |  |  | no |  |  | 0 | 0 | 0 | 0
oh_line_8102503_200841602 |  | AD | node_8102503_200841601 | node_8102503_200841602 | 177.321 | bal_1P_1/0AC | 8102503 | no | no |  |  | no |  |  | 0 | 0 | 0 | 0
oh_line_8102503_200841603 |  | AD | node_8102503_200841602 | node_8102503_200841603 | 264.494 | bal_1P_1/0AC | 8102503 | no | no |  |  | no |  |  | 0 | 0 | 0 | 0
oh_line_8102503_200841674 |  | AD | node_8102503_200841298 | node_8102503_200841674 | 268.177 | bal_1P_2AC | 8102503 | no | no |  |  | no |  |  | 0 | 0 | 0 | 0
oh_line_8102503_200841675 |  | AD | node_8102503_200841674 | node_intto1_8102503_200841675 | 257.497 | bal_1P_2AC | 8102503 | no | no |  |  | no |  |  | 0 | 0 | 0 | 0
oh_line_8102503_200841677 |  | AD | node_8102503_200841675 | node_8102503_200841677 | 350.265 | bal_1P_2AC | 8102503 | no | no |  |  | no |  |  | 0 | 0 | 0 | 0
oh_line_8102503_200841678 |  | AD | node_8102503_200841677 | node_8102503_200841678 | 340.622 | bal_1P_2AC | 8102503 | no | no |  |  | no |  |  | 0 | 0 | 0 | 0
oh_line_8102503_200841679 |  | AD | node_8102503_200841680 | node_8102503_200841679 | 332.175 | bal_1P_2AC | 8102503 | no | no |  |  | no |  |  | 0 | 0 | 0 | 0
oh_line_8102503_200841680 |  | AD | node_8102503_200841678 | node_8102503_200841680 | 414.397 | bal_1P_2AC | 8102503 | no | no |  |  | no |  |  | 0 | 0 | 0 | 0
oh_line_8102503_200841899 |  | ABCD | node_8102503_200842719 | node_8102503_200841899 | 62.721 | bal_3P_1/0AC | 8102503 | no | no |  |  | no |  |  | 0 | 0 | 0 | 0
oh_line_8102503_200841900 |  | AD | node_8102503_200841899 | node_8102503_200841900 | 192.849 | bal_1P_1/0AA | 8102503 | no | no |  |  | no |  |  | 0 | 0 | 0 | 0
oh_line_8102503_200841901 |  | AD | node_8102503_200841900 | node_8102503_200841901 | 161.835 | bal_1P_1/0AA | 8102503 | no | no |  |  | no |  |  | 0 | 0 | 0 | 0
oh_line_8102503_200841902 |  | AD | node_8102503_200841912 | node_8102503_200841902 | 249.501 | bal_1P_1/0AA | 8102503 | no | no |  |  | no |  |  | 0 | 0 | 0 | 0
oh_line_8102503_200841903 |  | ABCD | node_8102503_200841899 | node_8102503_200841903 | 212.022 | bal_3P_1/0AC | 8102503 | no | no |  |  | no |  |  | 0 | 0 | 0 | 0
oh_line_8102503_200841904 |  | AD | node_8102503_200841903 | node_intto1_8102503_200841904 | 202.165 | bal_1P_1/0AC | 8102503 | no | no |  |  | no |  |  | 0 | 0 | 0 | 0
oh_line_8102503_200841905 |  | AD | node_8102503_200841904 | node_8102503_200841905 | 200.597 | bal_1P_1/0AC | 8102503 | no | no |  |  | no |  |  | 0 | 0 | 0 | 0
oh_line_8102503_200841906 |  | AD | node_8102503_200841905 | node_8102503_200841906 | 175.035 | bal_1P_1/0AC | 8102503 | no | no |  |  | no |  |  | 0 | 0 | 0 | 0
oh_line_8102503_200841907 |  | AD | node_8102503_200841906 | node_8102503_200841907 | 190.025 | bal_1P_1/0AC | 8102503 | no | no |  |  | no |  |  | 0 | 0 | 0 | 0
oh_line_8102503_200841908 |  | AD | node_8102503_200841907 | node_8102503_200841908 | 204.476 | bal_1P_1/0AC | 8102503 | no | no |  |  | no |  |  | 0 | 0 | 0 | 0
oh_line_8102503_200841912 |  | AD | node_8102503_200969960 | node_8102503_200841912 | 300.79 | bal_1P_1/0AC | 8102503 | no | no |  |  | no |  |  | 0 | 0 | 0 | 0
oh_line_8102503_200841931 |  | AD | node_8102503_200841285 | node_intto1_8102503_200841931 | 187.044 | bal_1P_2AC | 8102503 | no | no |  |  | no |  |  | 0 | 0 | 0 | 0
oh_line_8102503_200841932 |  | AD | node_8102503_200841948 | node_8102503_200841932 | 224.088 | bal_1P_1/0AA | 8102503 | no | no |  |  | no |  |  | 0 | 0 | 0 | 0
oh_line_8102503_200841933 |  | AD | node_8102503_200841932 | node_8102503_200841933 | 286.217 | bal_1P_1/0AA | 8102503 | no | no |  |  | no |  |  | 0 | 0 | 0 | 0
oh_line_8102503_200841934 |  | AD | node_8102503_200841933 | node_8102503_200841934 | 363.548 | bal_1P_1/0AA | 8102503 | no | no |  |  | no |  |  | 0 | 0 | 0 | 0
oh_line_8102503_200841935 |  | AD | node_8102503_200841934 | node_8102503_200841935 | 226.723 | bal_1P_1/0AA | 8102503 | no | no |  |  | no |  |  | 0 | 0 | 0 | 0
oh_line_8102503_200841936 |  | AD | node_8102503_200841935 | node_8102503_200841936 | 385.463 | bal_1P_1/0AA | 8102503 | no | no |  |  | no |  |  | 0 | 0 | 0 | 0
oh_line_8102503_200841937 |  | AD | node_8102503_200841934 | node_8102503_200841937 | 228.257 | bal_1P_1/0AA | 8102503 | no | no |  |  | no |  |  | 0 | 0 | 0 | 0
oh_line_8102503_200841938 |  | AD | node_8102503_200841937 | node_8102503_200841938 | 338.313 | bal_1P_1/0AA | 8102503 | no | no |  |  | no |  |  | 0 | 0 | 0 | 0
oh_line_8102503_200841939 |  | AD | node_8102503_200841931 | node_8102503_200841939 | 371.6 | bal_1P_2AC | 8102503 | no | no |  |  | no |  |  | 0 | 0 | 0 | 0
oh_line_8102503_200841940 |  | AD | node_8102503_200841939 | node_8102503_200841940 | 380.048 | bal_1P_2AC | 8102503 | no | no |  |  | no |  |  | 0 | 0 | 0 | 0
oh_line_8102503_200841941 |  | AD | node_8102503_200841940 | node_8102503_200841941 | 342.992 | bal_1P_2AC | 8102503 | no | no |  |  | no |  |  | 0 | 0 | 0 | 0
oh_line_8102503_200841942 |  | AD | node_8102503_200841941 | node_8102503_200841942 | 305.717 | bal_1P_2AC | 8102503 | no | no |  |  | no |  |  | 0 | 0 | 0 | 0
oh_line_8102503_200841944 |  | AD | node_8102503_200841942 | node_8102503_200841944 | 287.713 | bal_1P_2AC | 8102503 | no | no |  |  | no |  |  | 0 | 0 | 0 | 0
oh_line_8102503_200841946 |  | AD | node_8102503_200841944 | node_8102503_200841946 | 297.452 | bal_1P_2AC | 8102503 | no | no |  |  | no |  |  | 0 | 0 | 0 | 0
oh_line_8102503_200841947 |  | AD | node_8102503_200841946 | node_8102503_200841947 | 346.914 | bal_1P_2AC | 8102503 | no | no |  |  | no |  |  | 0 | 0 | 0 | 0
oh_line_8102503_200841948 |  | AD | node_8102503_200841947 | node_8102503_200841948 | 220.071 | bal_1P_1/0AA | 8102503 | no | no |  |  | no |  |  | 0 | 0 | 0 | 0
oh_line_8102503_200842053 |  | AD | node_8102503_200841941 | node_8102503_200842053 | 111.2 | bal_1P_1/0AA | 8102503 | no | no |  |  | no |  |  | 0 | 0 | 0 | 0
oh_line_8102503_200842054 |  | AD | node_8102503_200842053 | node_8102503_200842054 | 281.491 | bal_1P_1/0AA | 8102503 | no | no |  |  | no |  |  | 0 | 0 | 0 | 0
oh_line_8102503_200842055 |  | AD | node_8102503_200842054 | node_8102503_200842055 | 271.046 | bal_1P_1/0AA | 8102503 | no | no |  |  | no |  |  | 0 | 0 | 0 | 0
oh_line_8102503_200842056 |  | AD | node_8102503_200842055 | node_8102503_200842056 | 243.925 | bal_1P_1/0AA | 8102503 | no | no |  |  | no |  |  | 0 | 0 | 0 | 0
oh_line_8102503_200842400 |  | ABCD | node_8102503_200911574 | node_8102503_200842400 | 27.204 | bal_3P_477AL | 8102503 | no | no |  |  | no |  |  | 0 | 0 | 0 | 0
oh_line_8102503_200842402 |  | ABCD | node_8102503_201009690 | node_8102503_200842402 | 253.683 | bal_3P_477AL | 8102503 | no | no |  |  | no |  |  | 0 | 0 | 0 | 0
oh_line_8102503_200842403 |  | ABCD | node_8102503_200842402 | node_8102503_200842403 | 205.149 | bal_3P_477AL | 8102503 | no | no |  |  | no |  |  | 0 | 0 | 0 | 0
oh_line_8102503_200842404 |  | ABCD | node_8102503_200842403 | node_8102503_200842404 | 266.845 | bal_3P_477AL | 8102503 | no | no |  |  | no |  |  | 0 | 0 | 0 | 0
oh_line_8102503_200842405 |  | ABCD | node_8102503_200842404 | node_8102503_200842405 | 131.952 | bal_3P_2CU | 8102503 | no | no |  |  | no |  |  | 0 | 0 | 0 | 0
oh_line_8102503_200842406 |  | ABCD | node_8102503_200842405 | node_8102503_200842406 | 197.871 | bal_3P_2CU | 8102503 | no | no |  |  | no |  |  | 0 | 0 | 0 | 0
oh_line_8102503_200842408 |  | ABCD | node_8102503_201010490 | node_8102503_200842408 | 241.324 | bal_3P_1/0AC | 8102503 | no | no |  |  | no |  |  | 0 | 0 | 0 | 0
oh_line_8102503_200842409 |  | ABCD | node_8102503_201010490 | node_8102503_200842409 | 262.914 | bal_3P_2CU | 8102503 | no | no |  |  | no |  |  | 0 | 0 | 0 | 0
oh_line_8102503_200842410 |  | ABCD | node_8102503_200842409 | node_8102503_200842410 | 244.746 | bal_3P_2CU | 8102503 | no | no |  |  | no |  |  | 0 | 0 | 0 | 0
oh_line_8102503_200842411 |  | ABCD | node_8102503_200842410 | node_8102503_200842411 | 245.25 | bal_3P_2CU | 8102503 | no | no |  |  | no |  |  | 0 | 0 | 0 | 0
oh_line_8102503_200842413 |  | ABCD | node_8102503_201010496 | node_8102503_200842413 | 206.076 | bal_3P_2CU | 8102503 | no | no |  |  | no |  |  | 0 | 0 | 0 | 0
oh_line_8102503_200842414 |  | AD | node_8102503_200842589 | node_8102503_200842414 | 302.61 | bal_1P_2AC | 8102503 | no | no |  |  | no |  |  | 0 | 0 | 0 | 0
oh_line_8102503_200842415 |  | ABCD | node_8102503_200842413 | node_8102503_200842415 | 216.147 | bal_3P_2CU | 8102503 | no | no |  |  | no |  |  | 0 | 0 | 0 | 0
oh_line_8102503_200842417 |  | ABCD | node_8102503_200842415 | node_8102503_200842417 | 231.544 | bal_3P_2CU | 8102503 | no | no |  |  | no |  |  | 0 | 0 | 0 | 0
oh_line_8102503_200842418 |  | ABCD | node_8102503_200842417 | node_8102503_200842418 | 245.605 | bal_3P_2CU | 8102503 | no | no |  |  | no |  |  | 0 | 0 | 0 | 0
oh_line_8102503_200842419 |  | ABCD | node_8102503_200842418 | node_8102503_200842419 | 162.502 | bal_3P_2CU | 8102503 | no | no |  |  | no |  |  | 0 | 0 | 0 | 0
oh_line_8102503_200842420 |  | ABCD | node_8102503_200842419 | node_intto1_8102503_200842420 | 173.41 | bal_3P_2CU | 8102503 | no | no |  |  | no |  |  | 0 | 0 | 0 | 0
oh_line_8102503_200842421 |  | ABCD | node_8102503_200842420 | node_8102503_200842421 | 171.987 | bal_3P_2CU | 8102503 | no | no |  |  | no |  |  | 0 | 0 | 0 | 0
oh_line_8102503_200842422 |  | ABCD | node_8102503_200842421 | node_8102503_200842422 | 278.362 | bal_3P_2CU | 8102503 | no | no |  |  | no |  |  | 0 | 0 | 0 | 0
oh_line_8102503_200842424 |  | ABCD | node_8102503_200842422 | node_8102503_200842424 | 253.453 | bal_3P_2CU | 8102503 | no | no |  |  | no |  |  | 0 | 0 | 0 | 0
oh_line_8102503_200842425 |  | ABCD | node_8102503_200842424 | node_8102503_200842425 | 276.45 | bal_3P_2CU | 8102503 | no | no |  |  | no |  |  | 0 | 0 | 0 | 0
oh_line_8102503_200842426 |  | ABCD | node_8102503_200842425 | node_8102503_200842426 | 198.133 | bal_3P_2CU | 8102503 | no | no |  |  | no |  |  | 0 | 0 | 0 | 0
oh_line_8102503_200842427 |  | ABCD | node_8102503_200842426 | node_8102503_200842427 | 204.2 | bal_3P_2CU | 8102503 | no | no |  |  | no |  |  | 0 | 0 | 0 | 0
oh_line_8102503_200842429 |  | ABCD | node_8102503_201010497 | node_8102503_200842429 | 246.706 | bal_3P_2CU | 8102503 | no | no |  |  | no |  |  | 0 | 0 | 0 | 0
oh_line_8102503_200842430 |  | ABCD | node_8102503_200842429 | node_8102503_200842430 | 210.181 | bal_3P_2CU | 8102503 | no | no |  |  | no |  |  | 0 | 0 | 0 | 0
oh_line_8102503_200842431 |  | ABCD | node_8102503_200842430 | node_8102503_200842431 | 191.916 | bal_3P_2CU | 8102503 | no | no |  |  | no |  |  | 0 | 0 | 0 | 0
oh_line_8102503_200842432 |  | ABCD | node_8102503_200842431 | node_8102503_200842432 | 190.725 | bal_3P_2CU | 8102503 | no | no |  |  | no |  |  | 0 | 0 | 0 | 0
oh_line_8102503_200842433 |  | ABCD | node_8102503_200842432 | node_8102503_200842433 | 238.242 | bal_3P_2CU | 8102503 | no | no |  |  | no |  |  | 0 | 0 | 0 | 0
oh_line_8102503_200842434 |  | ABCD | node_8102503_200842433 | node_8102503_200842434 | 188.287 | bal_3P_2CU | 8102503 | no | no |  |  | no |  |  | 0 | 0 | 0 | 0
oh_line_8102503_200842435 |  | ABCD | node_8102503_200842434 | node_8102503_200842435 | 197.243 | bal_3P_2CU | 8102503 | no | no |  |  | no |  |  | 0 | 0 | 0 | 0
oh_line_8102503_200842436 |  | ABCD | node_8102503_200842435 | node_8102503_200842436 | 261.514 | bal_3P_2CU | 8102503 | no | no |  |  | no |  |  | 0 | 0 | 0 | 0
oh_line_8102503_200842437 |  | ABCD | node_8102503_200842436 | node_8102503_200842437 | 275.297 | bal_3P_2CU | 8102503 | no | no |  |  | no |  |  | 0 | 0 | 0 | 0
oh_line_8102503_200842438 |  | AD | node_8102503_200842437 | node_8102503_200842438 | 255.82 | bal_1P_2AC | 8102503 | no | no |  |  | no |  |  | 0 | 0 | 0 | 0
oh_line_8102503_200842440 |  | AD | node_8102503_200842437 | node_8102503_200842440 | 272.827 | bal_1P_2CU | 8102503 | no | no |  |  | no |  |  | 0 | 0 | 0 | 0
oh_line_8102503_200842442 |  | AD | node_8102503_201010568 | node_8102503_200842442 | 283.268 | bal_1P_2CU | 8102503 | no | no |  |  | no |  |  | 0 | 0 | 0 | 0
oh_line_8102503_200842589 |  | AD | node_8102503_200842413 | node_8102503_200842589 | 172.256 | bal_1P_2AC | 8102503 | no | no |  |  | no |  |  | 0 | 0 | 0 | 0
oh_line_8102503_200842615 |  | AD | node_8102503_200842425 | node_8102503_200842615 | 137.722 | bal_1P_6CU | 8102503 | no | no |  |  | no |  |  | 0 | 0 | 0 | 0
oh_line_8102503_200842616 |  | AD | node_8102503_200842615 | node_8102503_200842616 | 116.7 | bal_1P_6CU | 8102503 | no | no |  |  | no |  |  | 0 | 0 | 0 | 0
oh_line_8102503_200842716 |  | AD | node_8102503_200842718 | node_8102503_200842716 | 124.814 | bal_1P_1/0AC | 8102503 | no | no |  |  | no |  |  | 0 | 0 | 0 | 0
oh_line_8102503_200842718 |  | AD | node_8102503_200842719 | node_8102503_200842718 | 205.607 | bal_1P_1/0AC | 8102503 | no | no |  |  | no |  |  | 0 | 0 | 0 | 0
oh_line_8102503_200842719 |  | ABCD | node_8102503_200842408 | node_8102503_200842719 | 80.65 | bal_3P_1/0AC | 8102503 | no | no |  |  | no |  |  | 0 | 0 | 0 | 0
oh_line_8102503_200842720 |  | AD | node_8102503_200842721 | node_8102503_200842720 | 117.652 | bal_1P_1/0AA | 8102503 | no | no |  |  | no |  |  | 0 | 0 | 0 | 0
oh_line_8102503_200842721 |  | AD | node_8102503_200842723 | node_8102503_200842721 | 151.903 | bal_1P_6CU | 8102503 | no | no |  |  | no |  |  | 0 | 0 | 0 | 0
oh_line_8102503_200842723 |  | AD | node_8102503_200842725 | node_8102503_200842723 | 112.518 | bal_1P_6CU | 8102503 | no | no |  |  | no |  |  | 0 | 0 | 0 | 0
oh_line_8102503_200842725 |  | AD | node_8102503_200842726 | node_8102503_200842725 | 123.784 | bal_1P_6CU | 8102503 | no | no |  |  | no |  |  | 0 | 0 | 0 | 0
oh_line_8102503_200842726 |  | AD | node_8102503_200842727 | node_8102503_200842726 | 103.97 | bal_1P_6CU | 8102503 | no | no |  |  | no |  |  | 0 | 0 | 0 | 0
oh_line_8102503_200842727 |  | AD | node_8102503_200842735 | node_8102503_200842727 | 170.354 | bal_1P_6CU | 8102503 | no | no |  |  | no |  |  | 0 | 0 | 0 | 0
oh_line_8102503_200842728 |  | AD | node_8102503_200842729 | node_8102503_200842728 | 195.22 | bal_1P_1/0AC | 8102503 | no | no |  |  | no |  |  | 0 | 0 | 0 | 0
oh_line_8102503_200842729 |  | AD | node_8102503_200842727 | node_8102503_200842729 | 65.261 | bal_1P_1/0AC | 8102503 | no | no |  |  | no |  |  | 0 | 0 | 0 | 0
oh_line_8102503_200842730 |  | AD | node_8102503_200842728 | node_8102503_200842730 | 174.328 | bal_1P_1/0AC | 8102503 | no | no |  |  | no |  |  | 0 | 0 | 0 | 0
oh_line_8102503_200842731 |  | AD | node_8102503_200842730 | node_8102503_200842731 | 84.148 | bal_1P_1/0AC | 8102503 | no | no |  |  | no |  |  | 0 | 0 | 0 | 0
oh_line_8102503_200842732 |  | AD | node_8102503_200842731 | node_8102503_200842732 | 263.69 | bal_1P_1/0AC | 8102503 | no | no |  |  | no |  |  | 0 | 0 | 0 | 0
oh_line_8102503_200842733 |  | AD | node_8102503_200842730 | node_8102503_200842733 | 174.45 | bal_1P_1/0AC | 8102503 | no | no |  |  | no |  |  | 0 | 0 | 0 | 0
oh_line_8102503_200842735 |  | AD | node_8102503_200842736 | node_8102503_200842735 | 135.455 | bal_1P_6CU | 8102503 | no | no |  |  | no |  |  | 0 | 0 | 0 | 0
oh_line_8102503_200842736 |  | AD | node_8102503_200842737 | node_8102503_200842736 | 111.483 | bal_1P_6CU | 8102503 | no | no |  |  | no |  |  | 0 | 0 | 0 | 0
oh_line_8102503_200842737 |  | AD | node_8102503_200842738 | node_intto1_8102503_200842737 | 107.925 | bal_1P_1/0AC | 8102503 | no | no |  |  | no |  |  | 0 | 0 | 0 | 0
oh_line_8102503_200842738 |  | AD | node_8102503_200842877 | node_8102503_200842738 | 150.408 | bal_1P_4/0AC | 8102503 | no | no |  |  | no |  |  | 0 | 0 | 0 | 0
oh_line_8102503_200842739 |  | AD | node_8102503_200842738 | node_8102503_200842739 | 455.041 | bal_1P_8DCW | 8102503 | no | no |  |  | no |  |  | 0 | 0 | 0 | 0
oh_line_8102503_200842740 |  | AD | node_8102503_200842739 | node_8102503_200842740 | 200.025 | bal_1P_1/0AA | 8102503 | no | no |  |  | no |  |  | 0 | 0 | 0 | 0
oh_line_8102503_200842741 |  | AD | node_8102503_200842739 | node_intto1_8102503_200842741 | 111.504 | bal_1P_8DCW | 8102503 | no | no |  |  | no |  |  | 0 | 0 | 0 | 0
oh_line_8102503_200842744 |  | AD | node_8102503_201046966 | node_8102503_200842744 | 214.623 | bal_1P_8DCW | 8102503 | no | no |  |  | no |  |  | 0 | 0 | 0 | 0
oh_line_8102503_200842745 |  | AD | node_8102503_200842744 | node_8102503_200842745 | 204.586 | bal_1P_8DCW | 8102503 | no | no |  |  | no |  |  | 0 | 0 | 0 | 0
oh_line_8102503_200842746 |  | AD | node_8102503_200842745 | node_8102503_200842746 | 213.265 | bal_1P_8DCW | 8102503 | no | no |  |  | no |  |  | 0 | 0 | 0 | 0
oh_line_8102503_200842747 |  | AD | node_8102503_200842746 | node_8102503_200842747 | 82.537 | bal_1P_1/0AA | 8102503 | no | no |  |  | no |  |  | 0 | 0 | 0 | 0
oh_line_8102503_200842748 |  | AD | node_8102503_200842747 | node_8102503_200842748 | 247.279 | bal_1P_1/0AA | 8102503 | no | no |  |  | no |  |  | 0 | 0 | 0 | 0
oh_line_8102503_200842751 |  | AD | node_8102503_200983089 | node_8102503_200842751 | 197.489 | bal_1P_8DCW | 8102503 | no | no |  |  | no |  |  | 0 | 0 | 0 | 0
oh_line_8102503_200842752 |  | AD | node_8102503_200842751 | node_8102503_200842752 | 268.275 | bal_1P_2AC | 8102503 | no | no |  |  | no |  |  | 0 | 0 | 0 | 0
oh_line_8102503_200842753 |  | AD | node_8102503_200842751 | node_8102503_200842753 | 167.489 | bal_1P_8DCW | 8102503 | no | no |  |  | no |  |  | 0 | 0 | 0 | 0
oh_line_8102503_200842755 |  | AD | node_8102503_200842753 | node_8102503_200842755 | 253.556 | bal_1P_8DCW | 8102503 | no | no |  |  | no |  |  | 0 | 0 | 0 | 0
oh_line_8102503_200842757 |  | AD | node_8102503_200842755 | node_8102503_200842757 | 478.39 | bal_1P_8DCW | 8102503 | no | no |  |  | no |  |  | 0 | 0 | 0 | 0
oh_line_8102503_200842758 |  | AD | node_8102503_200842757 | node_8102503_200842758 | 268.924 | bal_1P_2AC | 8102503 | no | no |  |  | no |  |  | 0 | 0 | 0 | 0
oh_line_8102503_200842759 |  | AD | node_8102503_200842758 | node_8102503_200842759 | 300.223 | bal_1P_2AC | 8102503 | no | no |  |  | no |  |  | 0 | 0 | 0 | 0
oh_line_8102503_200842877 |  | AD | node_8102503_200842878 | node_8102503_200842877 | 111.46 | bal_1P_2AC | 8102503 | no | no |  |  | no |  |  | 0 | 0 | 0 | 0
oh_line_8102503_200842878 |  | AD | node_8102503_200842879 | node_8102503_200842878 | 276.19 | bal_1P_2AC | 8102503 | no | no |  |  | no |  |  | 0 | 0 | 0 | 0
oh_line_8102503_200842879 |  | AD | node_8102503_200842880 | node_intto1_8102503_200842879 | 57.045 | bal_1P_2AC | 8102503 | no | no |  |  | no |  |  | 0 | 0 | 0 | 0
oh_line_8102503_200842880 |  | AD | node_8102503_200842418 | node_8102503_200842880 | 226.105 | bal_1P_2AC | 8102503 | no | no |  |  | no |  |  | 0 | 0 | 0 | 0
oh_line_8102503_200842881 |  | AD | node_8102503_200842738 | node_intto1_8102503_200842881 | 237.09 | bal_1P_4/0AC | 8102503 | no | no |  |  | no |  |  | 0 | 0 | 0 | 0
oh_line_8102503_200842882 |  | AD | node_8102503_200842881 | node_8102503_200842882 | 159.569 | bal_1P_2AC | 8102503 | no | no |  |  | no |  |  | 0 | 0 | 0 | 0
oh_line_8102503_200842883 |  | AD | node_8102503_200842882 | node_8102503_200842883 | 275.199 | bal_1P_2AC | 8102503 | no | no |  |  | no |  |  | 0 | 0 | 0 | 0
oh_line_8102503_200842884 |  | AD | node_8102503_200842883 | node_8102503_200842884 | 535.125 | bal_1P_2AC | 8102503 | no | no |  |  | no |  |  | 0 | 0 | 0 | 0
oh_line_8102503_200842885 |  | AD | node_8102503_200842884 | node_8102503_200842885 | 393.788 | bal_1P_2AC | 8102503 | no | no |  |  | no |  |  | 0 | 0 | 0 | 0
oh_line_8102503_200842886 |  | AD | node_8102503_200983814 | node_8102503_200842886 | 134.787 | bal_1P_2AC | 8102503 | no | no |  |  | no |  |  | 0 | 0 | 0 | 0
oh_line_8102503_200842887 |  | AD | node_8102503_200842886 | node_8102503_200842887 | 349.455 | bal_1P_1/0AC | 8102503 | no | no |  |  | no |  |  | 0 | 0 | 0 | 0
oh_line_8102503_200842888 |  | AD | node_8102503_200842886 | node_8102503_200842888 | 142.559 | bal_1P_1/0AA | 8102503 | no | no |  |  | no |  |  | 0 | 0 | 0 | 0
oh_line_8102503_200842889 |  | AD | node_8102503_200842886 | node_8102503_200842889 | 339.151 | bal_1P_2AC | 8102503 | no | no |  |  | no |  |  | 0 | 0 | 0 | 0
oh_line_8102503_200842891 |  | AD | node_8102503_200842889 | node_8102503_200842891 | 228.051 | bal_1P_2AC | 8102503 | no | no |  |  | no |  |  | 0 | 0 | 0 | 0
oh_line_8102503_200842893 |  | AD | node_8102503_200842891 | node_8102503_200842893 | 184.352 | bal_1P_2AC | 8102503 | no | no |  |  | no |  |  | 0 | 0 | 0 | 0
oh_line_8102503_200842894 |  | AD | node_8102503_200842893 | node_8102503_200842894 | 282.371 | bal_1P_2AC | 8102503 | no | no |  |  | no |  |  | 0 | 0 | 0 | 0
oh_line_8102503_200842895 |  | AD | node_8102503_200842893 | node_8102503_200842895 | 198.695 | bal_1P_2AC | 8102503 | no | no |  |  | no |  |  | 0 | 0 | 0 | 0
oh_line_8102503_200842896 |  | AD | node_8102503_200842895 | node_8102503_200842896 | 206.389 | bal_1P_2AC | 8102503 | no | no |  |  | no |  |  | 0 | 0 | 0 | 0
oh_line_8102503_200842897 |  | AD | node_8102503_200842896 | node_8102503_200842897 | 676.061 | bal_1P_2AC | 8102503 | no | no |  |  | no |  |  | 0 | 0 | 0 | 0
oh_line_8102503_200842898 |  | AD | node_8102503_200842897 | node_8102503_200842898 | 106.877 | bal_1P_2AC | 8102503 | no | no |  |  | no |  |  | 0 | 0 | 0 | 0
oh_line_8102503_200842899 |  | AD | node_8102503_200842898 | node_8102503_200842899 | 84.065 | bal_1P_2AC | 8102503 | no | no |  |  | no |  |  | 0 | 0 | 0 | 0
oh_line_8102503_200842900 |  | AD | node_8102503_200842899 | node_8102503_200842900 | 201.024 | bal_1P_2AC | 8102503 | no | no |  |  | no |  |  | 0 | 0 | 0 | 0
oh_line_8102503_200842902 |  | AD | node_8102503_200842897 | node_8102503_200842902 | 341.846 | bal_1P_2AC | 8102503 | no | no |  |  | no |  |  | 0 | 0 | 0 | 0
oh_line_8102503_200842903 |  | AD | node_8102503_200842902 | node_8102503_200842903 | 189.109 | bal_1P_2AC | 8102503 | no | no |  |  | no |  |  | 0 | 0 | 0 | 0
oh_line_8102503_200842904 |  | AD | node_8102503_200842903 | node_8102503_200842904 | 302.129 | bal_1P_2AC | 8102503 | no | no |  |  | no |  |  | 0 | 0 | 0 | 0
oh_line_8102503_200842905 |  | AD | node_8102503_200842904 | node_8102503_200842905 | 299.797 | bal_1P_2AC | 8102503 | no | no |  |  | no |  |  | 0 | 0 | 0 | 0
oh_line_8102503_200842907 |  | AD | node_8102503_200842905 | node_8102503_200842907 | 375.603 | bal_1P_2AC | 8102503 | no | no |  |  | no |  |  | 0 | 0 | 0 | 0
oh_line_8102503_200842908 |  | AD | node_8102503_200842907 | node_8102503_200842908 | 382.928 | bal_1P_2AC | 8102503 | no | no |  |  | no |  |  | 0 | 0 | 0 | 0
oh_line_8102503_200842911 |  | AD | node_8102503_200842908 | node_intto1_8102503_200842911 | 468.129 | bal_1P_2AC | 8102503 | no | no |  |  | no |  |  | 0 | 0 | 0 | 0
oh_line_8102503_200842912 |  | AD | node_8102503_200842911 | node_8102503_200842912 | 370.958 | bal_1P_2AC | 8102503 | no | no |  |  | no |  |  | 0 | 0 | 0 | 0
oh_line_8102503_200842914 |  | AD | node_8102503_200842912 | node_8102503_200842914 | 370.811 | bal_1P_2AC | 8102503 | no | no |  |  | no |  |  | 0 | 0 | 0 | 0
oh_line_8102503_200842915 |  | AD | node_8102503_200842914 | node_8102503_200842915 | 460.094 | bal_1P_2AC | 8102503 | no | no |  |  | no |  |  | 0 | 0 | 0 | 0
oh_line_8102503_200842916 |  | AD | node_8102503_200842915 | node_8102503_200842916 | 358.221 | bal_1P_2AC | 8102503 | no | no |  |  | no |  |  | 0 | 0 | 0 | 0
oh_line_8102503_200842917 |  | AD | node_8102503_200842916 | node_8102503_200842917 | 318.993 | bal_1P_2AC | 8102503 | no | no |  |  | no |  |  | 0 | 0 | 0 | 0
oh_line_8102503_200842918 |  | AD | node_8102503_200842917 | node_8102503_200842918 | 273.515 | bal_1P_2AC | 8102503 | no | no |  |  | no |  |  | 0 | 0 | 0 | 0
oh_line_8102503_200842921 |  | AD | node_8102503_201065958 | node_8102503_200842921 | 224.813 | bal_1P_2AC | 8102503 | no | no |  |  | no |  |  | 0 | 0 | 0 | 0
oh_line_8102503_200842922 |  | AD | node_8102503_200842921 | node_8102503_200842922 | 336.431 | bal_1P_2AC | 8102503 | no | no |  |  | no |  |  | 0 | 0 | 0 | 0
oh_line_8102503_200842924 |  | AD | node_8102503_200842922 | node_8102503_200842924 | 240.208 | bal_1P_2AC | 8102503 | no | no |  |  | no |  |  | 0 | 0 | 0 | 0
oh_line_8102503_200842925 |  | AD | node_8102503_200842924 | node_8102503_200842925 | 269.676 | bal_1P_2AC | 8102503 | no | no |  |  | no |  |  | 0 | 0 | 0 | 0
oh_line_8102503_200842926 |  | AD | node_8102503_200842925 | node_8102503_200842926 | 278.101 | bal_1P_2AC | 8102503 | no | no |  |  | no |  |  | 0 | 0 | 0 | 0
oh_line_8102503_200842930 |  | AD | node_8102503_201050808 | node_intto1_8102503_200842930 | 228.685 | bal_1P_2AC | 8102503 | no | no |  |  | no |  |  | 0 | 0 | 0 | 0
oh_line_8102503_200842931 |  | AD | node_8102503_200842930 | node_8102503_200842931 | 251.531 | bal_1P_2AC | 8102503 | no | no |  |  | no |  |  | 0 | 0 | 0 | 0
oh_line_8102503_200842932 |  | AD | node_8102503_200842931 | node_8102503_200842932 | 400.367 | bal_1P_2AC | 8102503 | no | no |  |  | no |  |  | 0 | 0 | 0 | 0
oh_line_8102503_200842933 |  | AD | node_8102503_200842932 | node_8102503_200842933 | 146.759 | bal_1P_2AC | 8102503 | no | no |  |  | no |  |  | 0 | 0 | 0 | 0
oh_line_8102503_200842934 |  | AD | node_8102503_200842933 | node_8102503_200842934 | 223.324 | bal_1P_2AC | 8102503 | no | no |  |  | no |  |  | 0 | 0 | 0 | 0
oh_line_8102503_200842935 |  | AD | node_8102503_200842934 | node_8102503_200842935 | 209.943 | bal_1P_2AC | 8102503 | no | no |  |  | no |  |  | 0 | 0 | 0 | 0
oh_line_8102503_200842936 |  | AD | node_8102503_200842935 | node_8102503_200842936 | 214.951 | bal_1P_2AC | 8102503 | no | no |  |  | no |  |  | 0 | 0 | 0 | 0
oh_line_8102503_200842937 |  | AD | node_8102503_200842936 | node_8102503_200842937 | 227.201 | bal_1P_2AC | 8102503 | no | no |  |  | no |  |  | 0 | 0 | 0 | 0
oh_line_8102503_200842938 |  | AD | node_8102503_200842937 | node_8102503_200842938 | 226.406 | bal_1P_2AC | 8102503 | no | no |  |  | no |  |  | 0 | 0 | 0 | 0
oh_line_8102503_200842941 |  | AD | node_8102503_200842938 | node_8102503_200842941 | 326.544 | bal_1P_2AC | 8102503 | no | no |  |  | no |  |  | 0 | 0 | 0 | 0
oh_line_8102503_200842942 |  | AD | node_8102503_200842941 | node_8102503_200842942 | 331.837 | bal_1P_2AC | 8102503 | no | no |  |  | no |  |  | 0 | 0 | 0 | 0
oh_line_8102503_200842943 |  | AD | node_8102503_200842942 | node_8102503_200842943 | 360.153 | bal_1P_2AC | 8102503 | no | no |  |  | no |  |  | 0 | 0 | 0 | 0
oh_line_8102503_200842944 |  | AD | node_8102503_200842943 | node_8102503_200842944 | 203.556 | bal_1P_2AC | 8102503 | no | no |  |  | no |  |  | 0 | 0 | 0 | 0
oh_line_8102503_200842945 |  | AD | node_8102503_200842944 | node_8102503_200842945 | 193.885 | bal_1P_2AC | 8102503 | no | no |  |  | no |  |  | 0 | 0 | 0 | 0
oh_line_8102503_200842946 |  | AD | node_8102503_200842945 | node_intto1_8102503_200842946 | 208.979 | bal_1P_2AC | 8102503 | no | no |  |  | no |  |  | 0 | 0 | 0 | 0
oh_line_8102503_200842947 |  | AD | node_8102503_200842946 | node_8102503_200842947 | 241.353 | bal_1P_2AC | 8102503 | no | no |  |  | no |  |  | 0 | 0 | 0 | 0
oh_line_8102503_200842948 |  | AD | node_8102503_200842947 | node_8102503_200842948 | 227.59 | bal_1P_2AC | 8102503 | no | no |  |  | no |  |  | 0 | 0 | 0 | 0
oh_line_8102503_200842949 |  | AD | node_8102503_200842948 | node_8102503_200842949 | 284.716 | bal_1P_2AC | 8102503 | no | no |  |  | no |  |  | 0 | 0 | 0 | 0
oh_line_8102503_200842950 |  | AD | node_8102503_200842949 | node_8102503_200842950 | 332.595 | bal_1P_2AC | 8102503 | no | no |  |  | no |  |  | 0 | 0 | 0 | 0
oh_line_8102503_200842951 |  | AD | node_8102503_200842950 | node_8102503_200842951 | 273.648 | bal_1P_2AC | 8102503 | no | no |  |  | no |  |  | 0 | 0 | 0 | 0
oh_line_8102503_200842952 |  | AD | node_8102503_200842951 | node_8102503_200842952 | 297.397 | bal_1P_2AC | 8102503 | no | no |  |  | no |  |  | 0 | 0 | 0 | 0
oh_line_8102503_200842953 |  | AD | node_8102503_200842952 | node_8102503_200842953 | 274.843 | bal_1P_2AC | 8102503 | no | no |  |  | no |  |  | 0 | 0 | 0 | 0
oh_line_8102503_200842954 |  | AD | node_8102503_200842953 | node_8102503_200842954 | 273.879 | bal_1P_2AC | 8102503 | no | no |  |  | no |  |  | 0 | 0 | 0 | 0
oh_line_8102503_200842955 |  | AD | node_8102503_200842954 | node_8102503_200842955 | 337.099 | bal_1P_2AC | 8102503 | no | no |  |  | no |  |  | 0 | 0 | 0 | 0
oh_line_8102503_200842956 |  | AD | node_8102503_200842955 | node_8102503_200842956 | 288.689 | bal_1P_2AC | 8102503 | no | no |  |  | no |  |  | 0 | 0 | 0 | 0
oh_line_8102503_200842957 |  | AD | node_8102503_200842956 | node_8102503_200842957 | 319.882 | bal_1P_2AC | 8102503 | no | no |  |  | no |  |  | 0 | 0 | 0 | 0
oh_line_8102503_200842958 |  | AD | node_8102503_200842957 | node_8102503_200842958 | 229.928 | bal_1P_2AC | 8102503 | no | no |  |  | no |  |  | 0 | 0 | 0 | 0
oh_line_8102503_200842959 |  | AD | node_8102503_200842958 | node_8102503_200842959 | 306.366 | bal_1P_4ACW | 8102503 | no | no |  |  | no |  |  | 0 | 0 | 0 | 0
oh_line_8102503_200842962 |  | AD | node_8102503_200965393 | node_intto1_8102503_200842962 | 370.981 | bal_1P_4ACW | 8102503 | no | no |  |  | no |  |  | 0 | 0 | 0 | 0
oh_line_8102503_200842963 |  | AD | node_8102503_200842962 | node_8102503_200842963 | 311.2 | bal_1P_4ACW | 8102503 | no | no |  |  | no |  |  | 0 | 0 | 0 | 0
oh_line_8102503_200842964 |  | AD | node_8102503_200842963 | node_8102503_200842964 | 70.247 | bal_1P_1/0AC | 8102503 | no | no |  |  | no |  |  | 0 | 0 | 0 | 0
oh_line_8102503_200842965 |  | AD | node_8102503_200842964 | node_8102503_200842965 | 207.573 | bal_1P_1/0AC | 8102503 | no | no |  |  | no |  |  | 0 | 0 | 0 | 0
oh_line_8102503_200842966 |  | AD | node_8102503_200842965 | node_8102503_200842966 | 229.714 | bal_1P_1/0AC | 8102503 | no | no |  |  | no |  |  | 0 | 0 | 0 | 0
oh_line_8102503_200842968 |  | AD | node_8102503_200842963 | node_8102503_200842968 | 451.969 | bal_1P_4ACW | 8102503 | no | no |  |  | no |  |  | 0 | 0 | 0 | 0
oh_line_8102503_200842969 |  | AD | node_8102503_200842968 | node_8102503_200842969 | 295.009 | bal_1P_4ACW | 8102503 | no | no |  |  | no |  |  | 0 | 0 | 0 | 0
oh_line_8102503_200842971 |  | AD | node_8102503_200842969 | node_8102503_200842971 | 380.803 | bal_1P_4ACW | 8102503 | no | no |  |  | no |  |  | 0 | 0 | 0 | 0
oh_line_8102503_200842972 |  | AD | node_8102503_200842971 | node_8102503_200842972 | 371.433 | bal_1P_4ACW | 8102503 | no | no |  |  | no |  |  | 0 | 0 | 0 | 0
oh_line_8102503_200842973 |  | AD | node_8102503_200842972 | node_8102503_200842973 | 370.026 | bal_1P_4ACW | 8102503 | no | no |  |  | no |  |  | 0 | 0 | 0 | 0
oh_line_8102503_200842974 |  | AD | node_8102503_200842973 | node_8102503_200842974 | 349.78 | bal_1P_4ACW | 8102503 | no | no |  |  | no |  |  | 0 | 0 | 0 | 0
oh_line_8102503_200842987 |  | AD | node_8102503_200842758 | node_8102503_200842987 | 345.313 | bal_1P_1/0AA | 8102503 | no | no |  |  | no |  |  | 0 | 0 | 0 | 0
oh_line_8102503_200842988 |  | AD | node_8102503_200842987 | node_8102503_200842988 | 332.963 | bal_1P_1/0AA | 8102503 | no | no |  |  | no |  |  | 0 | 0 | 0 | 0
oh_line_8102503_200842989 |  | AD | node_8102503_200960979 | node_8102503_200842989 | 250.111 | bal_1P_1/0AA | 8102503 | no | no |  |  | no |  |  | 0 | 0 | 0 | 0
oh_line_8102503_200891902 |  | AD | node_8102503_200891927 | node_intto1_8102503_200891902 | 249.853 | bal_1P_1/0AA | 8102503 | no | no |  |  | no |  |  | 0 | 0 | 0 | 0
oh_line_8102503_200891903 |  | AD | node_8102503_200891902 | node_8102503_200891903 | 271.37 | bal_1P_1/0AA | 8102503 | no | no |  |  | no |  |  | 0 | 0 | 0 | 0
oh_line_8102503_200891904 |  | AD | node_8102503_200891903 | node_8102503_200891904 | 271.831 | bal_1P_1/0AA | 8102503 | no | no |  |  | no |  |  | 0 | 0 | 0 | 0
oh_line_8102503_200891905 |  | AD | node_8102503_200891904 | node_8102503_200891905 | 264.306 | bal_1P_1/0AA | 8102503 | no | no |  |  | no |  |  | 0 | 0 | 0 | 0
oh_line_8102503_200891906 |  | AD | node_8102503_200891905 | node_8102503_200891906 | 274.946 | bal_1P_1/0AA | 8102503 | no | no |  |  | no |  |  | 0 | 0 | 0 | 0
oh_line_8102503_200891907 |  | AD | node_8102503_200891906 | node_8102503_200891907 | 273.878 | bal_1P_1/0AA | 8102503 | no | no |  |  | no |  |  | 0 | 0 | 0 | 0
oh_line_8102503_200891914 |  | AD | node_8102503_200842974 | node_8102503_200891914 | 369.52 | bal_1P_4ACW | 8102503 | no | no |  |  | no |  |  | 0 | 0 | 0 | 0
oh_line_8102503_200891916 |  | AD | node_8102503_200891914 | node_8102503_200891916 | 326.559 | bal_1P_1/0AC | 8102503 | no | no |  |  | no |  |  | 0 | 0 | 0 | 0
oh_line_8102503_200891917 |  | AD | node_8102503_200891916 | node_8102503_200891917 | 338.59 | bal_1P_1/0AC | 8102503 | no | no |  |  | no |  |  | 0 | 0 | 0 | 0
oh_line_8102503_200891918 |  | AD | node_8102503_200891917 | node_8102503_200891918 | 359.429 | bal_1P_4ACW | 8102503 | no | no |  |  | no |  |  | 0 | 0 | 0 | 0
oh_line_8102503_200891919-1 |  | AD | node_8102503_200891918 | node_1346073_592_15352040_45 | 7.208 | bal_1P_4ACW | 8102503 | no | no |  |  | no |  |  | 0 | 0 | 0 | 0
oh_line_8102503_200891919-2 |  | AD | node_1346073_592_15352040_45 | node_8102503_200891919 | 345.63 | bal_1P_4ACW | 8102503 | no | no |  |  | no |  |  | 0 | 0 | 0 | 0
oh_line_8102503_200891921 |  | AD | node_8102503_200891919 | node_8102503_200891921 | 300.052 | bal_1P_4ACW | 8102503 | no | no |  |  | no |  |  | 0 | 0 | 0 | 0
oh_line_8102503_200891924 |  | AD | node_8102503_200891921 | node_8102503_200891924 | 348.999 | bal_1P_4ACW | 8102503 | no | no |  |  | no |  |  | 0 | 0 | 0 | 0
oh_line_8102503_200891927 |  | AD | node_8102503_200891924 | node_8102503_200891927 | 162.077 | bal_1P_4ACW | 8102503 | no | no |  |  | no |  |  | 0 | 0 | 0 | 0
oh_line_8102503_200891928 |  | AD | node_8102503_200891927 | node_8102503_200891928 | 277.176 | bal_1P_4ACW | 8102503 | no | no |  |  | no |  |  | 0 | 0 | 0 | 0
oh_line_8102503_200891929 |  | AD | node_8102503_200891928 | node_intto1_8102503_200891929 | 133.596 | bal_1P_2AC | 8102503 | no | no |  |  | no |  |  | 0 | 0 | 0 | 0
oh_line_8102503_200891930 |  | AD | node_8102503_200891929 | node_intto1_8102503_200891930 | 319.202 | bal_1P_2AC | 8102503 | no | no |  |  | no |  |  | 0 | 0 | 0 | 0
oh_line_8102503_200891931 |  | AD | node_8102503_200891930 | node_8102503_200891931 | 301.667 | bal_1P_2AC | 8102503 | no | no |  |  | no |  |  | 0 | 0 | 0 | 0
oh_line_8102503_200891932 |  | AD | node_8102503_200891931 | node_8102503_200891932 | 277.234 | bal_1P_2AC | 8102503 | no | no |  |  | no |  |  | 0 | 0 | 0 | 0
oh_line_8102503_200891934 |  | AD | node_8102503_200891928 | node_8102503_200891934 | 481.11 | bal_1P_4ACW | 8102503 | no | no |  |  | no |  |  | 0 | 0 | 0 | 0
oh_line_8102503_200891936 |  | AD | node_8102503_200891934 | node_8102503_200891936 | 260.513 | bal_1P_2AC | 8102503 | no | no |  |  | no |  |  | 0 | 0 | 0 | 0
oh_line_8102503_200911574 |  | ABCD | node_SOURCE_8102503 | node_8102503_200911574 | 47.485 | bal_3P_477AL | 8102503 | no | no |  |  | no |  |  | 0 | 0 | 0 | 0
oh_line_8102503_200960965 |  | AD | node_8102503_200975196 | node_8102503_200960965 | 236.49 | bal_1P_1/0AA | 8102503 | no | no |  |  | no |  |  | 0 | 0 | 0 | 0
oh_line_8102503_200960966 |  | AD | node_8102503_200960965 | node_8102503_200960966 | 309.579 | bal_1P_1/0AA | 8102503 | no | no |  |  | no |  |  | 0 | 0 | 0 | 0
oh_line_8102503_200960967 |  | AD | node_8102503_200960966 | node_8102503_200960967 | 269.194 | bal_1P_1/0AA | 8102503 | no | no |  |  | no |  |  | 0 | 0 | 0 | 0
oh_line_8102503_200960978 |  | AD | node_8102503_200842989 | node_8102503_200960978 | 194.796 | bal_1P_1/0AA | 8102503 | no | no |  |  | no |  |  | 0 | 0 | 0 | 0
oh_line_8102503_200960979 |  | AD | node_8102503_200960980 | node_8102503_200960979 | 292.641 | bal_1P_1/0AA | 8102503 | no | no |  |  | no |  |  | 0 | 0 | 0 | 0
oh_line_8102503_200960980 |  | AD | node_8102503_200960981 | node_8102503_200960980 | 281.217 | bal_1P_1/0AA | 8102503 | no | no |  |  | no |  |  | 0 | 0 | 0 | 0
oh_line_8102503_200960981 |  | AD | node_8102503_200960967 | node_8102503_200960981 | 276.612 | bal_1P_1/0AA | 8102503 | no | no |  |  | no |  |  | 0 | 0 | 0 | 0
oh_line_8102503_200965393 |  | AD | node_8102503_200842959 | node_8102503_200965393 | 155.474 | bal_1P_4ACW | 8102503 | no | no |  |  | no |  |  | 0 | 0 | 0 | 0
oh_line_8102503_200969960 |  | AD | node_8102503_200841908 | node_8102503_200969960 | 324.751 | bal_1P_1/0AC | 8102503 | no | no |  |  | no |  |  | 0 | 0 | 0 | 0
oh_line_8102503_200974844-1 |  | AN | node_8102503_200960979 | node_intto1_8102503_200974844 | 347.696 | bal_1P_DELTACUST | 8102503 | no | no |  |  | no |  |  | 0 | 0 | 0 | 0
oh_line_8102503_200975196 |  | AD | node_8102503_200842988 | node_8102503_200975196 | 349.336 | bal_1P_1/0AA | 8102503 | no | no |  |  | no |  |  | 0 | 0 | 0 | 0
oh_line_8102503_200983089 |  | AD | node_8102503_200842746 | node_8102503_200983089 | 198.983 | bal_1P_8DCW | 8102503 | no | no |  |  | no |  |  | 0 | 0 | 0 | 0
oh_line_8102503_200983814 |  | AD | node_8102503_200842885 | node_8102503_200983814 | 264.702 | bal_1P_2AC | 8102503 | no | no |  |  | no |  |  | 0 | 0 | 0 | 0
oh_line_8102503_201009690 |  | ABCD | node_8102503_200842400 | node_8102503_201009690 | 81.619 | bal_3P_477AL | 8102503 | no | no |  |  | no |  |  | 0 | 0 | 0 | 0
oh_line_8102503_201009695 |  | AD | node_8102503_200842431 | node_intto1_8102503_201009695 | 216.716 | bal_1P_4CU | 8102503 | no | no |  |  | no |  |  | 0 | 0 | 0 | 0
oh_line_8102503_201009696 |  | AD | node_8102503_201009695 | node_8102503_201009696 | 202.869 | bal_1P_4CU | 8102503 | no | no |  |  | no |  |  | 0 | 0 | 0 | 0
oh_line_8102503_201010490 |  | ABCD | node_8102503_200842406 | node_8102503_201010490 | 186.47 | bal_3P_2CU | 8102503 | no | no |  |  | no |  |  | 0 | 0 | 0 | 0
oh_line_8102503_201010496 |  | ABCD | node_8102503_200842411 | node_8102503_201010496 | 206.994 | bal_3P_2CU | 8102503 | no | no |  |  | no |  |  | 0 | 0 | 0 | 0
oh_line_8102503_201010497 |  | ABCD | node_8102503_200842427 | node_8102503_201010497 | 262.375 | bal_3P_2CU | 8102503 | no | no |  |  | no |  |  | 0 | 0 | 0 | 0
oh_line_8102503_201010568 |  | AD | node_8102503_200842440 | node_8102503_201010568 | 269.282 | bal_1P_2CU | 8102503 | no | no |  |  | no |  |  | 0 | 0 | 0 | 0
oh_line_8102503_201027353 |  | AD | node_8102503_200842429 | node_8102503_201027353 | 185.332 | bal_1P_1/0AA | 8102503 | no | no |  |  | no |  |  | 0 | 0 | 0 | 0
oh_line_8102503_201044329 |  | AD | node_8102503_201044332 | node_8102503_201044329 | 297.608 | bal_1P_4ACW | 8102503 | no | no |  |  | no |  |  | 0 | 0 | 0 | 0
oh_line_8102503_201044330 |  | AD | node_8102503_201044329 | node_8102503_201044330 | 105.951 | bal_1P_1/0AA | 8102503 | no | no |  |  | no |  |  | 0 | 0 | 0 | 0
oh_line_8102503_201044331 |  | AD | node_8102503_201044330 | node_8102503_201044331 | 207.856 | bal_1P_1/0AA | 8102503 | no | no |  |  | no |  |  | 0 | 0 | 0 | 0
oh_line_8102503_201044332 |  | AD | node_8102503_200841321 | node_8102503_201044332 | 333.793 | bal_1P_4ACW | 8102503 | no | no |  |  | no |  |  | 0 | 0 | 0 | 0
oh_line_8102503_201046966 |  | AD | node_8102503_200842741 | node_8102503_201046966 | 263.754 | bal_1P_8DCW | 8102503 | no | no |  |  | no |  |  | 0 | 0 | 0 | 0
oh_line_8102503_201049093 |  | AD | node_8102503_200841282 | node_8102503_201049093 | 138.742 | bal_1P_4ACW | 8102503 | no | no |  |  | no |  |  | 0 | 0 | 0 | 0
oh_line_8102503_201050801 |  | AD | node_8102503_200842926 | node_8102503_201050801 | 204.124 | bal_1P_2AC | 8102503 | no | no |  |  | no |  |  | 0 | 0 | 0 | 0
oh_line_8102503_201050802-1 |  | AD | node_8102503_201050801 | node_1351019_753_15341030_209 | 13.955 | bal_1P_2AC | 8102503 | no | no |  |  | no |  |  | 0 | 0 | 0 | 0
oh_line_8102503_201050802-2 |  | AD | node_1351019_753_15341030_209 | node_8102503_201050802 | 188.501 | bal_1P_2AC | 8102503 | no | no |  |  | no |  |  | 0 | 0 | 0 | 0
oh_line_8102503_201050808 |  | AD | node_8102503_201050802 | node_8102503_201050808 | 283.104 | bal_1P_2AC | 8102503 | no | no |  |  | no |  |  | 0 | 0 | 0 | 0
oh_line_8102503_201059676 |  | AD | node_8102503_200960979 | node_8102503_201059676 | 50.409 | bal_1P_1/0AA | 8102503 | no | no |  |  | no |  |  | 0 | 0 | 0 | 0
oh_line_8102503_201065957 |  | AD | node_8102503_200842918 | node_8102503_201065957 | 303.19 | bal_1P_2AC | 8102503 | no | no |  |  | no |  |  | 0 | 0 | 0 | 0
oh_line_8102503_201065958 |  | AD | node_8102503_201065957 | node_8102503_201065958 | 368.037 | bal_1P_2AC | 8102503 | no | no |  |  | no |  |  | 0 | 0 | 0 | 0
oh_line_8102503_201067378 |  | AD | node_8102503_200841309 | node_8102503_201067378 | 188.538 | bal_1P_1/0AA | 8102503 | no | no |  |  | no |  |  | 0 | 0 | 0 | 0
oh_line_8102503_311927597 |  | AD | node_8102503_200841303 | node_8102503_311927597 | 60.114 | bal_1P_1/0AA | 8102503 | no | no |  |  | no |  |  | 0 | 0 | 0 | 0
oh_line_TAP_OH_900689 |  | AN | node_8102503_200841279 | node_1350595_285_15347448_029 | 0.033 | unb_TAPWIRE_OH | 8102503 | no | no |  |  | no |  |  | 0 | 0 | 0 | 0
oh_line_TAP_OH_900690 |  | AN | node_8102503_200841280 | node_1348227_816_15347530_108 | 0.033 | unb_TAPWIRE_OH | 8102503 | no | no |  |  | no |  |  | 0 | 0 | 0 | 0
oh_line_TAP_OH_900691 |  | AN | node_8102503_200841284 | node_1351661_646_15347529_079 | 0.033 | unb_TAPWIRE_OH | 8102503 | no | no |  |  | no |  |  | 0 | 0 | 0 | 0
oh_line_TAP_OH_900692 |  | AN | node_8102503_200841286 | node_1352066_364_15346841_333 | 0.033 | unb_TAPWIRE_OH | 8102503 | no | no |  |  | no |  |  | 0 | 0 | 0 | 0
oh_line_TAP_OH_900693 |  | AN | node_8102503_200841287 | node_1352291_306_15346523_738 | 0.033 | unb_TAPWIRE_OH | 8102503 | no | no |  |  | no |  |  | 0 | 0 | 0 | 0
oh_line_TAP_OH_900694 |  | AN | node_8102503_200841289 | node_1352509_524_15346212_547 | 0.033 | unb_TAPWIRE_OH | 8102503 | no | no |  |  | no |  |  | 0 | 0 | 0 | 0
oh_line_TAP_OH_900695 |  | AN | node_8102503_200841292 | node_1352913_344_15345818_607 | 0.033 | unb_TAPWIRE_OH | 8102503 | no | no |  |  | no |  |  | 0 | 0 | 0 | 0
oh_line_TAP_OH_900696 |  | AN | node_8102503_200841293 | node_1353163_946_15345513_974 | 0.033 | unb_TAPWIRE_OH | 8102503 | no | no |  |  | no |  |  | 0 | 0 | 0 | 0
oh_line_TAP_OH_900697 |  | AN | node_8102503_200841294 | node_1353468_051_15345255_552 | 0.033 | unb_TAPWIRE_OH | 8102503 | no | no |  |  | no |  |  | 0 | 0 | 0 | 0
oh_line_TAP_OH_900698 |  | AN | node_8102503_200841296 | node_1353721_434_15344953_853 | 0.033 | unb_TAPWIRE_OH | 8102503 | no | no |  |  | no |  |  | 0 | 0 | 0 | 0
oh_line_TAP_OH_900699 |  | AN | node_8102503_200841300 | node_1353770_647_15344551_575 | 0.033 | unb_TAPWIRE_OH | 8102503 | no | no |  |  | no |  |  | 0 | 0 | 0 | 0
oh_line_TAP_OH_900700 |  | AN | node_8102503_200841301 | node_1354016_741_15344409_796 | 0.033 | unb_TAPWIRE_OH | 8102503 | no | no |  |  | no |  |  | 0 | 0 | 0 | 0
oh_line_TAP_OH_900701 |  | AN | node_8102503_200841302 | node_1353970_246_15344266_705 | 0.033 | unb_TAPWIRE_OH | 8102503 | no | no |  |  | no |  |  | 0 | 0 | 0 | 0
oh_line_TAP_OH_900702 |  | AN | node_8102503_200841304 | node_1354241_626_15343908_638 | 0.033 | unb_TAPWIRE_OH | 8102503 | no | no |  |  | no |  |  | 0 | 0 | 0 | 0
oh_line_TAP_OH_900703 |  | AN | node_8102503_200841305 | node_1354400_961_15343758_54 | 0.033 | unb_TAPWIRE_OH | 8102503 | no | no |  |  | no |  |  | 0 | 0 | 0 | 0
oh_line_TAP_OH_900704 |  | AN | node_8102503_200841307 | node_1354541_351_15343737_486 | 0.033 | unb_TAPWIRE_OH | 8102503 | no | no |  |  | no |  |  | 0 | 0 | 0 | 0
oh_line_TAP_OH_900705 |  | AN | node_8102503_200841309 | node_1354987_1_15343177_691 | 0.033 | unb_TAPWIRE_OH | 8102503 | no | no |  |  | no |  |  | 0 | 0 | 0 | 0
oh_line_TAP_OH_900706 |  | AN | node_8102503_200841312 | node_1355282_031_15342718_237 | 0.033 | unb_TAPWIRE_OH | 8102503 | no | no |  |  | no |  |  | 0 | 0 | 0 | 0
oh_line_TAP_OH_900707 |  | AN | node_8102503_200841315 | node_1355392_409_15342512_846 | 0.033 | unb_TAPWIRE_OH | 8102503 | no | no |  |  | no |  |  | 0 | 0 | 0 | 0
oh_line_TAP_OH_900708 |  | AN | node_8102503_200841316 | node_1355181_127_15342487_143 | 0.033 | unb_TAPWIRE_OH | 8102503 | no | no |  |  | no |  |  | 0 | 0 | 0 | 0
oh_line_TAP_OH_900709 |  | AN | node_8102503_200841317 | node_1349255_629_15347700_042 | 0.033 | unb_TAPWIRE_OH | 8102503 | no | no |  |  | no |  |  | 0 | 0 | 0 | 0
oh_line_TAP_OH_900710 |  | AN | node_8102503_200841318 | node_1349469_996_15347626_406 | 0.033 | unb_TAPWIRE_OH | 8102503 | no | no |  |  | no |  |  | 0 | 0 | 0 | 0
oh_line_TAP_OH_900711 |  | AN | node_8102503_200841320 | node_1355004_336_15342121_192 | 0.033 | unb_TAPWIRE_OH | 8102503 | no | no |  |  | no |  |  | 0 | 0 | 0 | 0
oh_line_TAP_OH_900712 |  | AN | node_8102503_200841321 | node_1349692_266_15347680_268 | 0.033 | unb_TAPWIRE_OH | 8102503 | no | no |  |  | no |  |  | 0 | 0 | 0 | 0
oh_line_TAP_OH_900713 |  | AN | node_8102503_200841322 | node_1349660_834_15347357_947 | 0.033 | unb_TAPWIRE_OH | 8102503 | no | no |  |  | no |  |  | 0 | 0 | 0 | 0
oh_line_TAP_OH_900714 |  | AN | node_8102503_200841329 | node_1351189_171_15347464_252 | 0.033 | unb_TAPWIRE_OH | 8102503 | no | no |  |  | no |  |  | 0 | 0 | 0 | 0
oh_line_TAP_OH_900802 |  | AN | node_8102503_200841592 | node_1357361_603_15333707_805 | 0.033 | unb_TAPWIRE_OH | 8102503 | no | no |  |  | no |  |  | 0 | 0 | 0 | 0
oh_line_TAP_OH_900803 |  | AN | node_8102503_200841597 | node_1356587_97_15332937_472 | 0.033 | unb_TAPWIRE_OH | 8102503 | no | no |  |  | no |  |  | 0 | 0 | 0 | 0
oh_line_TAP_OH_900804 |  | AN | node_8102503_200841601 | node_1357814_564_15333795_756 | 0.033 | unb_TAPWIRE_OH | 8102503 | no | no |  |  | no |  |  | 0 | 0 | 0 | 0
oh_line_TAP_OH_900805 |  | AN | node_8102503_200841603 | node_1358240_189_15334007_317 | 0.033 | unb_TAPWIRE_OH | 8102503 | no | no |  |  | no |  |  | 0 | 0 | 0 | 0
oh_line_TAP_OH_900837 |  | AN | node_8102503_200841675 | node_1348983_452_15348196_514 | 0.033 | unb_TAPWIRE_OH | 8102503 | no | no |  |  | no |  |  | 0 | 0 | 0 | 0
oh_line_TAP_OH_900838 |  | AN | node_8102503_200841677 | node_1348939_848_15348564_741 | 0.033 | unb_TAPWIRE_OH | 8102503 | no | no |  |  | no |  |  | 0 | 0 | 0 | 0
oh_line_TAP_OH_900839 |  | AN | node_8102503_200841679 | node_1349231_209_15349650_057 | 0.033 | unb_TAPWIRE_OH | 8102503 | no | no |  |  | no |  |  | 0 | 0 | 0 | 0
oh_line_TAP_OH_900915 |  | AN | node_8102503_200841901 | node_1354283_705_15330498_841 | 0.033 | unb_TAPWIRE_OH | 8102503 | no | no |  |  | no |  |  | 0 | 0 | 0 | 0
oh_line_TAP_OH_900916 |  | AN | node_8102503_200841902 | node_1353459_984_15331920_261 | 0.033 | unb_TAPWIRE_OH | 8102503 | no | no |  |  | no |  |  | 0 | 0 | 0 | 0
oh_line_TAP_OH_900917 |  | AN | node_8102503_200841906 | node_1353762_992_15330839_641 | 0.033 | unb_TAPWIRE_OH | 8102503 | no | no |  |  | no |  |  | 0 | 0 | 0 | 0
oh_line_TAP_OH_900918 |  | AN | node_8102503_200841908 | node_1353384_306_15330980_755 | 0.033 | unb_TAPWIRE_OH | 8102503 | no | no |  |  | no |  |  | 0 | 0 | 0 | 0
oh_line_TAP_OH_900928 |  | AN | node_8102503_200841932 | node_1354649_396_15347761_82 | 0.033 | unb_TAPWIRE_OH | 8102503 | no | no |  |  | no |  |  | 0 | 0 | 0 | 0
oh_line_TAP_OH_900929 |  | AN | node_8102503_200841934 | node_1355297_609_15347781_245 | 0.033 | unb_TAPWIRE_OH | 8102503 | no | no |  |  | no |  |  | 0 | 0 | 0 | 0
oh_line_TAP_OH_900930 |  | AN | node_8102503_200841936 | node_1355354_673_15347109_457 | 0.033 | unb_TAPWIRE_OH | 8102503 | no | no |  |  | no |  |  | 0 | 0 | 0 | 0
oh_line_TAP_OH_900931 |  | AN | node_8102503_200841937 | node_1355509_675_15347667_128 | 0.033 | unb_TAPWIRE_OH | 8102503 | no | no |  |  | no |  |  | 0 | 0 | 0 | 0
oh_line_TAP_OH_900932 |  | AN | node_8102503_200841938 | node_1355871_276_15347577_832 | 0.033 | unb_TAPWIRE_OH | 8102503 | no | no |  |  | no |  |  | 0 | 0 | 0 | 0
oh_line_TAP_OH_900933 |  | AN | node_8102503_200841939 | node_1352326_579_15347269_217 | 0.033 | unb_TAPWIRE_OH | 8102503 | no | no |  |  | no |  |  | 0 | 0 | 0 | 0
oh_line_TAP_OH_900934 |  | AN | node_8102503_200841942 | node_1353323_569_15347356_143 | 0.033 | unb_TAPWIRE_OH | 8102503 | no | no |  |  | no |  |  | 0 | 0 | 0 | 0
oh_line_TAP_OH_900935 |  | AN | node_8102503_200841944 | node_1353597_449_15347444_834 | 0.033 | unb_TAPWIRE_OH | 8102503 | no | no |  |  | no |  |  | 0 | 0 | 0 | 0
oh_line_TAP_OH_900936 |  | AN | node_8102503_200841946 | node_1353899_135_15347481_87 | 0.033 | unb_TAPWIRE_OH | 8102503 | no | no |  |  | no |  |  | 0 | 0 | 0 | 0
oh_line_TAP_OH_900937 |  | AN | node_8102503_200841947 | node_1354222_968_15347584_252 | 0.033 | unb_TAPWIRE_OH | 8102503 | no | no |  |  | no |  |  | 0 | 0 | 0 | 0
oh_line_TAP_OH_900980 |  | AN | node_8102503_200842056 | node_1353639_197_15347909_553 | 0.033 | unb_TAPWIRE_OH | 8102503 | no | no |  |  | no |  |  | 0 | 0 | 0 | 0
oh_line_TAP_OH_901112 |  | AN | node_8102503_200842414 | node_1355436_644_15330612_554 | 0.033 | unb_TAPWIRE_OH | 8102503 | no | no |  |  | no |  |  | 0 | 0 | 0 | 0
oh_line_TAP_OH_901113 |  | ABCN | node_8102503_200842415 | node_1355117_807_15331087_134 | 0.033 | unb_TAPWIRE_OH | 8102503 | no | no |  |  | no |  |  | 0 | 0 | 0 | 0
oh_line_TAP_OH_901114 |  | ABCN | node_8102503_200842420 | node_1355648_503_15331657_618 | 0.033 | unb_TAPWIRE_OH | 8102503 | no | no |  |  | no |  |  | 0 | 0 | 0 | 0
oh_line_TAP_OH_901115 |  | ABCN | node_8102503_200842422 | node_1356005_175_15331923_632 | 0.033 | unb_TAPWIRE_OH | 8102503 | no | no |  |  | no |  |  | 0 | 0 | 0 | 0
oh_line_TAP_OH_901116 |  | ABCN | node_8102503_200842427 | node_1356735_214_15332553_521 | 0.033 | unb_TAPWIRE_OH | 8102503 | no | no |  |  | no |  |  | 0 | 0 | 0 | 0
oh_line_TAP_OH_901117 |  | AN | node_8102503_200842438 | node_1358587_537_15334043_226 | 0.033 | unb_TAPWIRE_OH | 8102503 | no | no |  |  | no |  |  | 0 | 0 | 0 | 0
oh_line_TAP_OH_901118 |  | AN | node_8102503_200842440 | node_1358850_147_15333893_753 | 0.033 | unb_TAPWIRE_OH | 8102503 | no | no |  |  | no |  |  | 0 | 0 | 0 | 0
oh_line_TAP_OH_901147 |  | AN | node_8102503_200842616 | node_1356222_864_15332460_603 | 0.033 | unb_TAPWIRE_OH | 8102503 | no | no |  |  | no |  |  | 0 | 0 | 0 | 0
oh_line_TAP_OH_901179 |  | AN | node_8102503_200842716 | node_1354090_002_15329813_427 | 0.033 | unb_TAPWIRE_OH | 8102503 | no | no |  |  | no |  |  | 0 | 0 | 0 | 0
oh_line_TAP_OH_901180 |  | AN | node_8102503_200842720 | node_1354407_851_15330722_998 | 0.033 | unb_TAPWIRE_OH | 8102503 | no | no |  |  | no |  |  | 0 | 0 | 0 | 0
oh_line_TAP_OH_901181 |  | AN | node_8102503_200842721 | node_1354506_676_15330847_43 | 0.033 | unb_TAPWIRE_OH | 8102503 | no | no |  |  | no |  |  | 0 | 0 | 0 | 0
oh_line_TAP_OH_901182 |  | AN | node_8102503_200842725 | node_1354501_005_15331130_147 | 0.033 | unb_TAPWIRE_OH | 8102503 | no | no |  |  | no |  |  | 0 | 0 | 0 | 0
oh_line_TAP_OH_901183 |  | AN | node_8102503_200842731 | node_1354070_639_15331437_559 | 0.033 | unb_TAPWIRE_OH | 8102503 | no | no |  |  | no |  |  | 0 | 0 | 0 | 0
oh_line_TAP_OH_901184 |  | AN | node_8102503_200842732 | node_1354048_082_15331116_615 | 0.033 | unb_TAPWIRE_OH | 8102503 | no | no |  |  | no |  |  | 0 | 0 | 0 | 0
oh_line_TAP_OH_901185 |  | AN | node_8102503_200842733 | node_1354216_793_15331589_173 | 0.033 | unb_TAPWIRE_OH | 8102503 | no | no |  |  | no |  |  | 0 | 0 | 0 | 0
oh_line_TAP_OH_901186 |  | AN | node_8102503_200842737 | node_1354755_29_15331721_828 | 0.033 | unb_TAPWIRE_OH | 8102503 | no | no |  |  | no |  |  | 0 | 0 | 0 | 0
oh_line_TAP_OH_901187 |  | AN | node_8102503_200842740 | node_1354857_539_15332009_836 | 0.033 | unb_TAPWIRE_OH | 8102503 | no | no |  |  | no |  |  | 0 | 0 | 0 | 0
oh_line_TAP_OH_901188 |  | AN | node_8102503_200842745 | node_1355346_118_15332920_559 | 0.033 | unb_TAPWIRE_OH | 8102503 | no | no |  |  | no |  |  | 0 | 0 | 0 | 0
oh_line_TAP_OH_901189 |  | AN | node_8102503_200842746 | node_1355445_046_15333107_8 | 0.033 | unb_TAPWIRE_OH | 8102503 | no | no |  |  | no |  |  | 0 | 0 | 0 | 0
oh_line_TAP_OH_901190 |  | AN | node_8102503_200842747 | node_1355334_126_15333163_542 | 0.033 | unb_TAPWIRE_OH | 8102503 | no | no |  |  | no |  |  | 0 | 0 | 0 | 0
oh_line_TAP_OH_901191 |  | AN | node_8102503_200842748 | node_1355053_273_15333149_473 | 0.033 | unb_TAPWIRE_OH | 8102503 | no | no |  |  | no |  |  | 0 | 0 | 0 | 0
oh_line_TAP_OH_901192 |  | AN | node_8102503_200842752 | node_1355331_884_15333632_934 | 0.033 | unb_TAPWIRE_OH | 8102503 | no | no |  |  | no |  |  | 0 | 0 | 0 | 0
oh_line_TAP_OH_901193 |  | AN | node_8102503_200842753 | node_1355692_684_15333614_663 | 0.033 | unb_TAPWIRE_OH | 8102503 | no | no |  |  | no |  |  | 0 | 0 | 0 | 0
oh_line_TAP_OH_901194 |  | AN | node_8102503_200842755 | node_1355756_104_15333888_231 | 0.033 | unb_TAPWIRE_OH | 8102503 | no | no |  |  | no |  |  | 0 | 0 | 0 | 0
oh_line_TAP_OH_901195 |  | AN | node_8102503_200842757 | node_1355974_855_15334309_508 | 0.033 | unb_TAPWIRE_OH | 8102503 | no | no |  |  | no |  |  | 0 | 0 | 0 | 0
oh_line_TAP_OH_901196 |  | AN | node_8102503_200842759 | node_1356529_001_15334552_923 | 0.033 | unb_TAPWIRE_OH | 8102503 | no | no |  |  | no |  |  | 0 | 0 | 0 | 0
oh_line_TAP_OH_901232 |  | AN | node_8102503_200842877 | node_1354881_475_15331859_034 | 0.033 | unb_TAPWIRE_OH | 8102503 | no | no |  |  | no |  |  | 0 | 0 | 0 | 0
oh_line_TAP_OH_901233 |  | AN | node_8102503_200842881 | node_1354614_559_15332057_552 | 0.033 | unb_TAPWIRE_OH | 8102503 | no | no |  |  | no |  |  | 0 | 0 | 0 | 0
oh_line_TAP_OH_901234 |  | AN | node_8102503_200842884 | node_1353794_713_15332622_044 | 0.033 | unb_TAPWIRE_OH | 8102503 | no | no |  |  | no |  |  | 0 | 0 | 0 | 0
oh_line_TAP_OH_901235 |  | AN | node_8102503_200842885 | node_1353722_686_15333014_817 | 0.033 | unb_TAPWIRE_OH | 8102503 | no | no |  |  | no |  |  | 0 | 0 | 0 | 0
oh_line_TAP_OH_901236 |  | AN | node_8102503_200842887 | node_1353186_701_15333419_819 | 0.033 | unb_TAPWIRE_OH | 8102503 | no | no |  |  | no |  |  | 0 | 0 | 0 | 0
oh_line_TAP_OH_901237 |  | AN | node_8102503_200842888 | node_1353747_872_15333359_663 | 0.033 | unb_TAPWIRE_OH | 8102503 | no | no |  |  | no |  |  | 0 | 0 | 0 | 0
oh_line_TAP_OH_901238 |  | AN | node_8102503_200842889 | node_1353475_995_15333714_816 | 0.033 | unb_TAPWIRE_OH | 8102503 | no | no |  |  | no |  |  | 0 | 0 | 0 | 0
oh_line_TAP_OH_901239 |  | AN | node_8102503_200842891 | node_1353427_456_15333929_429 | 0.033 | unb_TAPWIRE_OH | 8102503 | no | no |  |  | no |  |  | 0 | 0 | 0 | 0
oh_line_TAP_OH_901240 |  | AN | node_8102503_200842894 | node_1353736_95_15334146_78 | 0.033 | unb_TAPWIRE_OH | 8102503 | no | no |  |  | no |  |  | 0 | 0 | 0 | 0
oh_line_TAP_OH_901241 |  | AN | node_8102503_200842895 | node_1353429_854_15334310_491 | 0.033 | unb_TAPWIRE_OH | 8102503 | no | no |  |  | no |  |  | 0 | 0 | 0 | 0
oh_line_TAP_OH_901242 |  | AN | node_8102503_200842900 | node_1353010_915_15334992_794 | 0.033 | unb_TAPWIRE_OH | 8102503 | no | no |  |  | no |  |  | 0 | 0 | 0 | 0
oh_line_TAP_OH_901243 |  | AN | node_8102503_200842902 | node_1353272_457_15335522_948 | 0.033 | unb_TAPWIRE_OH | 8102503 | no | no |  |  | no |  |  | 0 | 0 | 0 | 0
oh_line_TAP_OH_901244 |  | AN | node_8102503_200842905 | node_1352933_546_15336244_814 | 0.033 | unb_TAPWIRE_OH | 8102503 | no | no |  |  | no |  |  | 0 | 0 | 0 | 0
oh_line_TAP_OH_901245 |  | AN | node_8102503_200842907 | node_1352863_179_15336630_352 | 0.033 | unb_TAPWIRE_OH | 8102503 | no | no |  |  | no |  |  | 0 | 0 | 0 | 0
oh_line_TAP_OH_901246 |  | AN | node_8102503_200842908 | node_1353000_555_15336992_547 | 0.033 | unb_TAPWIRE_OH | 8102503 | no | no |  |  | no |  |  | 0 | 0 | 0 | 0
oh_line_TAP_OH_901247 |  | AN | node_8102503_200842911 | node_1353136_062_15337451_025 | 0.033 | unb_TAPWIRE_OH | 8102503 | no | no |  |  | no |  |  | 0 | 0 | 0 | 0
oh_line_TAP_OH_901248 |  | AN | node_8102503_200842912 | node_1353113_462_15337824_509 | 0.033 | unb_TAPWIRE_OH | 8102503 | no | no |  |  | no |  |  | 0 | 0 | 0 | 0
oh_line_TAP_OH_901249 |  | AN | node_8102503_200842915 | node_1352810_459_15338453_99 | 0.033 | unb_TAPWIRE_OH | 8102503 | no | no |  |  | no |  |  | 0 | 0 | 0 | 0
oh_line_TAP_OH_901250 |  | AN | node_8102503_200842916 | node_1352568_509_15338717_41 | 0.033 | unb_TAPWIRE_OH | 8102503 | no | no |  |  | no |  |  | 0 | 0 | 0 | 0
oh_line_TAP_OH_901251 |  | AN | node_8102503_200842918 | node_1352179_587_15339148_555 | 0.033 | unb_TAPWIRE_OH | 8102503 | no | no |  |  | no |  |  | 0 | 0 | 0 | 0
oh_line_TAP_OH_901252 |  | AN | node_8102503_200842921 | node_1351764_917_15339936_482 | 0.033 | unb_TAPWIRE_OH | 8102503 | no | no |  |  | no |  |  | 0 | 0 | 0 | 0
oh_line_TAP_OH_901253 |  | AN | node_8102503_200842924 | node_1351490_923_15340453_605 | 0.033 | unb_TAPWIRE_OH | 8102503 | no | no |  |  | no |  |  | 0 | 0 | 0 | 0
oh_line_TAP_OH_901254 |  | AN | node_8102503_200842925 | node_1351361_36_15340685_242 | 0.033 | unb_TAPWIRE_OH | 8102503 | no | no |  |  | no |  |  | 0 | 0 | 0 | 0
oh_line_TAP_OH_901255 |  | AN | node_8102503_200842926 | node_1351225_468_15340933_423 | 0.033 | unb_TAPWIRE_OH | 8102503 | no | no |  |  | no |  |  | 0 | 0 | 0 | 0
oh_line_TAP_OH_901256 |  | AN | node_8102503_200842931 | node_1350284_785_15341637_822 | 0.033 | unb_TAPWIRE_OH | 8102503 | no | no |  |  | no |  |  | 0 | 0 | 0 | 0
oh_line_TAP_OH_901257 |  | AN | node_8102503_200842934 | node_1350062_908_15342357_357 | 0.033 | unb_TAPWIRE_OH | 8102503 | no | no |  |  | no |  |  | 0 | 0 | 0 | 0
oh_line_TAP_OH_901258 |  | AN | node_8102503_200842936 | node_1350024_687_15342776_905 | 0.033 | unb_TAPWIRE_OH | 8102503 | no | no |  |  | no |  |  | 0 | 0 | 0 | 0
oh_line_TAP_OH_901259 |  | AN | node_8102503_200842938 | node_1349984_148_15343229_637 | 0.033 | unb_TAPWIRE_OH | 8102503 | no | no |  |  | no |  |  | 0 | 0 | 0 | 0
oh_line_TAP_OH_901260 |  | AN | node_8102503_200842942 | node_1349926_445_15343894_109 | 0.033 | unb_TAPWIRE_OH | 8102503 | no | no |  |  | no |  |  | 0 | 0 | 0 | 0
oh_line_TAP_OH_901261 |  | AN | node_8102503_200842943 | node_1349762_84_15344214_546 | 0.033 | unb_TAPWIRE_OH | 8102503 | no | no |  |  | no |  |  | 0 | 0 | 0 | 0
oh_line_TAP_OH_901262 |  | AN | node_8102503_200842946 | node_1349426_918_15344715_661 | 0.033 | unb_TAPWIRE_OH | 8102503 | no | no |  |  | no |  |  | 0 | 0 | 0 | 0
oh_line_TAP_OH_901263 |  | AN | node_8102503_200842948 | node_1349204_529_15345134_336 | 0.033 | unb_TAPWIRE_OH | 8102503 | no | no |  |  | no |  |  | 0 | 0 | 0 | 0
oh_line_TAP_OH_901264 |  | AN | node_8102503_200842950 | node_1348970_66_15345702_864 | 0.033 | unb_TAPWIRE_OH | 8102503 | no | no |  |  | no |  |  | 0 | 0 | 0 | 0
oh_line_TAP_OH_901265 |  | AN | node_8102503_200842952 | node_1348747_074_15346222_51 | 0.033 | unb_TAPWIRE_OH | 8102503 | no | no |  |  | no |  |  | 0 | 0 | 0 | 0
oh_line_TAP_OH_901266 |  | AN | node_8102503_200842954 | node_1348501_227_15346734_773 | 0.033 | unb_TAPWIRE_OH | 8102503 | no | no |  |  | no |  |  | 0 | 0 | 0 | 0
oh_line_TAP_OH_901267 |  | AN | node_8102503_200842955 | node_1348376_973_15347031_848 | 0.033 | unb_TAPWIRE_OH | 8102503 | no | no |  |  | no |  |  | 0 | 0 | 0 | 0
oh_line_TAP_OH_901268 |  | AN | node_8102503_200842958 | node_1347857_783_15347693_11 | 0.033 | unb_TAPWIRE_OH | 8102503 | no | no |  |  | no |  |  | 0 | 0 | 0 | 0
oh_line_TAP_OH_901269 |  | AN | node_8102503_200842959 | node_1347732_749_15347972_332 | 0.033 | unb_TAPWIRE_OH | 8102503 | no | no |  |  | no |  |  | 0 | 0 | 0 | 0
oh_line_TAP_OH_901270 |  | AN | node_8102503_200842963 | node_1347315_574_15348693_028 | 0.033 | unb_TAPWIRE_OH | 8102503 | no | no |  |  | no |  |  | 0 | 0 | 0 | 0
oh_line_TAP_OH_901271 |  | AN | node_8102503_200842966 | node_1347637_745_15349093_605 | 0.033 | unb_TAPWIRE_OH | 8102503 | no | no |  |  | no |  |  | 0 | 0 | 0 | 0
oh_line_TAP_OH_901272 |  | AN | node_8102503_200842969 | node_1347055_191_15349383_703 | 0.033 | unb_TAPWIRE_OH | 8102503 | no | no |  |  | no |  |  | 0 | 0 | 0 | 0
oh_line_TAP_OH_901273 |  | AN | node_8102503_200842971 | node_1346941_393_15349746_964 | 0.033 | unb_TAPWIRE_OH | 8102503 | no | no |  |  | no |  |  | 0 | 0 | 0 | 0
oh_line_TAP_OH_901274 |  | AN | node_8102503_200842972 | node_1346839_155_15350109_01 | 0.033 | unb_TAPWIRE_OH | 8102503 | no | no |  |  | no |  |  | 0 | 0 | 0 | 0
oh_line_TAP_OH_901275 |  | AN | node_8102503_200842973 | node_1346740_651_15350462_717 | 0.033 | unb_TAPWIRE_OH | 8102503 | no | no |  |  | no |  |  | 0 | 0 | 0 | 0
oh_line_TAP_OH_901276 |  | AN | node_8102503_200842974 | node_1346659_382_15350798_933 | 0.033 | unb_TAPWIRE_OH | 8102503 | no | no |  |  | no |  |  | 0 | 0 | 0 | 0
oh_line_TAP_OH_901280 |  | AN | node_8102503_200842989 | node_1355507_269_15336576_136 | 0.033 | unb_TAPWIRE_OH | 8102503 | no | no |  |  | no |  |  | 0 | 0 | 0 | 0
oh_line_TAP_OH_914784 |  | AN | node_8102503_200891907 | node_1347016_596_15353474_134 | 0.033 | unb_TAPWIRE_OH | 8102503 | no | no |  |  | no |  |  | 0 | 0 | 0 | 0
oh_line_TAP_OH_914786 |  | AN | node_8102503_200891914 | node_1346563_543_15351166_001 | 0.033 | unb_TAPWIRE_OH | 8102503 | no | no |  |  | no |  |  | 0 | 0 | 0 | 0
oh_line_TAP_OH_914787 |  | AN | node_8102503_200891916 | node_1346297_093_15351376_411 | 0.033 | unb_TAPWIRE_OH | 8102503 | no | no |  |  | no |  |  | 0 | 0 | 0 | 0
oh_line_TAP_OH_914788 |  | AN | node_8102503_200891917 | node_1346308_723_15351744_473 | 0.033 | unb_TAPWIRE_OH | 8102503 | no | no |  |  | no |  |  | 0 | 0 | 0 | 0
oh_line_TAP_OH_914789 |  | AN | node_8102503_200891919 | node_1345917_383_15352345_002 | 0.033 | unb_TAPWIRE_OH | 8102503 | no | no |  |  | no |  |  | 0 | 0 | 0 | 0
oh_line_TAP_OH_914790 |  | AN | node_8102503_200891921 | node_1345754_995_15352605_313 | 0.033 | unb_TAPWIRE_OH | 8102503 | no | no |  |  | no |  |  | 0 | 0 | 0 | 0
oh_line_TAP_OH_914791 |  | AN | node_8102503_200891924 | node_1345506_495_15352853_248 | 0.033 | unb_TAPWIRE_OH | 8102503 | no | no |  |  | no |  |  | 0 | 0 | 0 | 0
oh_line_TAP_OH_914792 |  | AN | node_8102503_200891928 | node_1345323_538_15353257_903 | 0.033 | unb_TAPWIRE_OH | 8102503 | no | no |  |  | no |  |  | 0 | 0 | 0 | 0
oh_line_TAP_OH_914794 |  | AN | node_8102503_200891934 | node_1345022_587_15353642_453 | 0.033 | unb_TAPWIRE_OH | 8102503 | no | no |  |  | no |  |  | 0 | 0 | 0 | 0
oh_line_TAP_OH_914795 |  | AN | node_8102503_200891936 | node_1344802_681_15353833_523 | 0.033 | unb_TAPWIRE_OH | 8102503 | no | no |  |  | no |  |  | 0 | 0 | 0 | 0
oh_line_TAP_OH_922268 |  | AN | node_8102503_200960967 | node_1355142_291_15335553_769 | 0.033 | unb_TAPWIRE_OH | 8102503 | no | no |  |  | no |  |  | 0 | 0 | 0 | 0
oh_line_TAP_OH_923200 |  | AN | node_8102503_200965393 | node_1347666_997_15348128_541 | 0.033 | unb_TAPWIRE_OH | 8102503 | no | no |  |  | no |  |  | 0 | 0 | 0 | 0
oh_line_TAP_OH_924963 |  | AN | node_8102503_200975196 | node_1355578_65_15334843_437 | 0.033 | unb_TAPWIRE_OH | 8102503 | no | no |  |  | no |  |  | 0 | 0 | 0 | 0
oh_line_TAP_OH_926523 |  | AN | node_8102503_200983089 | node_1355532_66_15333297_383 | 0.033 | unb_TAPWIRE_OH | 8102503 | no | no |  |  | no |  |  | 0 | 0 | 0 | 0
oh_line_TAP_OH_926661 |  | AN | node_8102503_200983814 | node_1353667_878_15333195_058 | 0.033 | unb_TAPWIRE_OH | 8102503 | no | no |  |  | no |  |  | 0 | 0 | 0 | 0
oh_line_TAP_OH_928491 |  | AN | node_8102503_201009696 | node_1357430_552_15333458_651 | 0.033 | unb_TAPWIRE_OH | 8102503 | no | no |  |  | no |  |  | 0 | 0 | 0 | 0
oh_line_TAP_OH_928692 |  | AN | node_8102503_201010568 | node_1359055_6_15334019_794 | 0.033 | unb_TAPWIRE_OH | 8102503 | no | no |  |  | no |  |  | 0 | 0 | 0 | 0
oh_line_TAP_OH_932246 |  | AN | node_8102503_201027353 | node_1357298_159_15332669_461 | 0.033 | unb_TAPWIRE_OH | 8102503 | no | no |  |  | no |  |  | 0 | 0 | 0 | 0
oh_line_TAP_OH_934650 |  | AN | node_8102503_201044329 | node_1350309_725_15347527_112 | 0.033 | unb_TAPWIRE_OH | 8102503 | no | no |  |  | no |  |  | 0 | 0 | 0 | 0
oh_line_TAP_OH_934651 |  | AN | node_8102503_201044331 | node_1350115_061_15347226_922 | 0.033 | unb_TAPWIRE_OH | 8102503 | no | no |  |  | no |  |  | 0 | 0 | 0 | 0
oh_line_TAP_OH_935061 |  | AN | node_8102503_201046966 | node_1355159_001_15332548_193 | 0.033 | unb_TAPWIRE_OH | 8102503 | no | no |  |  | no |  |  | 0 | 0 | 0 | 0
oh_line_TAP_OH_935369 |  | AN | node_8102503_201049093 | node_1348580_013_15347599_509 | 0.033 | unb_TAPWIRE_OH | 8102503 | no | no |  |  | no |  |  | 0 | 0 | 0 | 0
oh_line_TAP_OH_936600 |  | AN | node_8102503_201059676 | node_1355410_548_15336378_263 | 0.033 | unb_TAPWIRE_OH | 8102503 | no | no |  |  | no |  |  | 0 | 0 | 0 | 0
oh_line_TAP_OH_937973 |  | AN | node_8102503_201067378 | node_1355175_12_15343074_103 | 0.033 | unb_TAPWIRE_OH | 8102503 | no | no |  |  | no |  |  | 0 | 0 | 0 | 0
oh_line_TAP_OH_2138580 |  | ABCN | node_8102503_200842403 | node_1354116_322_15329183_435 | 0.033 | unb_TAPWIRE_OH | 8102503 | no | no |  |  | no |  |  | 0 | 0 | 0 | 0
oh_line_TAP_OH_2138581 |  | ABCN | node_8102503_200842403 | node_1354117_727_15329210_01 | 0.033 | unb_TAPWIRE_OH | 8102503 | no | no |  |  | no |  |  | 0 | 0 | 0 | 0
oh_line_TAP_OH_2138582 |  | ABCN | node_8102503_200842403 | node_1354109_852_15329158_204 | 0.033 | unb_TAPWIRE_OH | 8102503 | no | no |  |  | no |  |  | 0 | 0 | 0 | 0
oh_line_TAP_OH_2141335 |  | ABCN | node_8102503_200842404 | node_1354046_105_15329512_384 | 0.033 | unb_TAPWIRE_OH | 8102503 | no | no |  |  | no |  |  | 0 | 0 | 0 | 0
oh_line_TAP_OH_2141336 |  | ABCN | node_8102503_200842404 | node_1354039_875_15329487_047 | 0.033 | unb_TAPWIRE_OH | 8102503 | no | no |  |  | no |  |  | 0 | 0 | 0 | 0
oh_line_TAP_OH_3322499 |  | AN | node_8102503_311927597 | node_1354169_791_15344185_964 | 0.033 | unb_TAPWIRE_OH | 8102503 | no | no |  |  | no |  |  | 0 | 0 | 0 | 0

## overhead_line_conductor
data_type | static
owner_type | feeder
owner | 8102503
object | overhead_line_conductor
name | groupid | geometric_mean_radius | resistance | diameter | rating_summer_continuous | rating_summer_emergency | rating_winter_continuous | rating_winter_emergency | dcircuit | selected | comments
oh_cond_1/0_AAAC |  | 0.012 | 0.876 | 0.398 | 235 | 235 | 310 | 310 |  | no
oh_cond_1/0_ACSR |  | 0.012 | 0.888 | 0.398 | 265 | 265 | 330 | 330 |  | no
oh_cond_2/0_CU |  | 0.013 | 0.44 | 0.414 | 295 | 295 | 425 | 425 |  | no
oh_cond_2_ACSR |  | 0.01 | 1.41 | 0.325 | 195 | 195 | 245 | 245 |  | no
oh_cond_2_CU |  | 0.009 | 0.873 | 0.292 | 190 | 190 | 270 | 270 |  | no
oh_cond_3_#7_CWD_30% |  | 0.005 | 3.07 | 0.311 | 125 | 125 | 195 | 195 |  | no
oh_cond_4/0_ACSR |  | 0.017 | 0.445 | 0.563 | 410 | 410 | 515 | 515 |  | no
oh_cond_4A_CWD |  | 0.006 | 1.395 | 0.29 | 150 | 150 | 220 | 220 |  | no
oh_cond_4_CU |  | 0.007 | 1.388 | 0.232 | 140 | 140 | 200 | 200 |  | no
oh_cond_6_CU |  | 0.006 | 2.18 | 0.184 | 110 | 110 | 150 | 150 |  | no
oh_cond_8D_CWD |  | 0.004 | 3.51 | 0.219 | 85 | 85 | 135 | 135 |  | no
oh_cond_477_MCM_AL |  | 0.025 | 0.198 | 0.792 | 605 | 605 | 810 | 810 |  | no
oh_cond_WP-4/0-CU |  | 0.015 | 0.273 | 0.81 | 340 | 340 | 390 | 390 |  | no

## regulator
data_type | static
owner_type | feeder
owner | 8102503
object | regulator
name | groupid | phases | fr | to | configuration | sense_node | dcircuit | selected | monitored | monitored_fields | class_monitored_fields | played | played_fields | comments
regulator_220576649 |  | AD | node_intto1_8102503_200842930 | node_8102503_200842930 | config_regulator_220576649 |  | 8102503 | no | no |  |  | no

## regulator_configuration
data_type | static
owner_type | feeder
owner | 8102503
object | regulator_configuration
name | groupid | connect_type | band_center | band_width | time_delay | dwell_time | raise_taps | lower_taps | current_transducer_ratio | power_transducer_ratio | compensator_r_setting_A | compensator_x_setting_A | compensator_r_setting_B | compensator_x_setting_B | compensator_r_setting_C | compensator_x_setting_C | CT_phase | PT_phase | regulation | control_level | Control | Type | tap_pos_A | tap_pos_B | tap_pos_C | dcircuit | selected | comments
config_regulator_220576649 |  | WYE_WYE | 123 | 3 |  |  | 16 | 16 | 100 | 40 | 0 | 0 | 0 | 0 | 0 | 0 | A | A | 0.1 | INDIVIDUAL | OUTPUT_VOLTAGE | A | 0 | 0 | 0 |  | no

## switch
data_type | static
owner_type | feeder
owner | 8102503
object | switch
name | groupid | phases | fr | to | phase_A_state | phase_B_state | phase_C_state | operating_mode | status | dcircuit | selected | monitored | monitored_fields | class_monitored_fields | played | played_fields | comments
switch_220417316 |  | AD | node_intto1_8102503_200842881 | node_8102503_200842881 | CLOSED | CLOSED | CLOSED | INDIVIDUAL |  | 8102503 | no | no |  |  | no

## underground_line
data_type | static
owner_type | feeder
owner | 8102503
object | underground_line
name | groupid | phases | fr | to | length | configuration | dcircuit | selected | monitored | monitored_fields | class_monitored_fields | played | played_fields | comments
und_line_8102503_200840645 |  | AN | node_8102503_201027352 | node_8102503_200840645 | 174.789 | und_1P_2ALURD | 8102503 | no | no |  |  | no
und_line_8102503_201027281 |  | AN | node_8102503_200841677 | node_intto1_8102503_201027281 | 395.634 | und_1P_DELTACUST | 8102503 | no | no |  |  | no
und_line_8102503_201027352 |  | AN | node_8102503_200960978 | node_8102503_201027352 | 1331.463 | und_1P_2ALURD | 8102503 | no | no |  |  | no
und_line_8102503_201027355 |  | ABCN | node_8102503_200841903 | node_intto1_8102503_201027355 | 59.874 | und_3P_DELTACUST | 8102503 | no | no |  |  | no
und_line_8102503_201059778 |  | AN | node_8102503_201059676 | node_intto1_8102503_201059778 | 127.823 | und_1P_DELTACUST | 8102503 | no | no |  |  | no
und_line_8102503_311994141 |  | AN | node_8102503_311927597 | node_8102503_311994141 | 315.656 | und_1P_DELTACUST | 8102503 | no | no |  |  | no
und_line_TAP_UG_65337 |  | AN | node_8102503_201027281 | node_1349403_907_15348576_427 | 0.033 | und_TAPWIRE_UG | 8102503 | no | no |  |  | no
und_line_TAP_UG_65354 |  | AN | node_8102503_201027352 | node_1355837_181_15335312_374 | 0.033 | und_TAPWIRE_UG | 8102503 | no | no |  |  | no
und_line_TAP_UG_65355 |  | ABCN | node_8102503_201027355 | node_1353917_587_15330317_846 | 0.033 | und_TAPWIRE_UG | 8102503 | no | no |  |  | no
und_line_TAP_UG_69227 |  | AN | node_8102503_201059778 | node_1355252_92_15336395_819 | 0.033 | und_TAPWIRE_UG | 8102503 | no | no |  |  | no
und_line_TAP_UG_1792429 |  | AN | node_8102503_311994141 | node_1354445_344_15344311_07 | 0.033 | und_TAPWIRE_UG | 8102503 | no | no |  |  | no

## underground_line_conductor
data_type | static
owner_type | feeder
owner | 8102503
object | underground_line_conductor
name | groupid | outer_diameter | conductor_gmr | conductor_diameter | conductor_resistance | neutral_gmr | neutral_diameter | neutral_resistance | neutral_strands | insulation_relative_permitivitty | shield_gmr | shield_resistance | rating_summer_continuous | rating_summer_emergency | rating_winter_continuous | rating_winter_emergency | dcircuit | selected | comments
und_cond_1P_2ALURD | [12 empty] | 125 | 125 | 140 | 140 |  | no
und_cond_1P_DELTACUST | [12 empty] | 685 | 685 | 685 | 685 |  | no
und_cond_3P_DELTACUST | [12 empty] | 685 | 685 | 685 | 685 |  | no
und_cond_TAPWIRE_UG | [12 empty] | 99999999 | 99999999 | 99999999 | 99999999 |  | no