## capacitor
data_type | static
owner_type | feeder
owner | 8103401
object | capacitor
name | groupid | parent | phases | nominal_voltage | pt_phase | phases_connected | switchA | switchB | switchC | control | voltage_set_high | voltage_set_low | VAr_set_high | VAr_set_low | current_set_high | current_set_low | capacitor_A | capacitor_B | capacitor_C | cap_nominal_voltage | time_delay | dwell_time | lockout_time | remote_sense | remote_sense_B | control_level | dcircuit | selected | monitored | monitored_fields | class_monitored_fields | played | played_fields | comments
cap_220369123 |  | node_1345154_269_15396155_694 | AN | 0 |  | AN | CLOSED |  |  | MANUAL | [6 empty] | 50000 |  |  | 4800 | [6 empty] | 8103401 | no | no |  |  | no
cap_220369506 |  | node_1341672_31_15428395_199 | AN | 0 |  | AN | CLOSED |  |  | MANUAL | [6 empty] | 50000 |  |  | 4800 | [6 empty] | 8103401 | no | no |  |  | no
cap_220369507 |  | node_1333408_021_15413871_016 | AN | 0 |  | AN | CLOSED |  |  | MANUAL | [6 empty] | 50000 |  |  | 4800 | [6 empty] | 8103401 | no | no |  |  | no
cap_220369508 |  | node_1348878_969_15428801_163 | AN | 0 |  | AN | CLOSED |  |  | MANUAL | [6 empty] | 50000 |  |  | 4800 | [6 empty] | 8103401 | no | no |  |  | no
cap_220369510 |  | node_1340891_248_15410204_304 | AN | 0 |  | AN | CLOSED |  |  | MANUAL | [6 empty] | 50000 |  |  | 4800 | [6 empty] | 8103401 | no | no |  |  | no
cap_220535440 |  | node_1335115_652_15423319_21 | AN | 0 |  | AN | CLOSED |  |  | MANUAL | [6 empty] | 50000 |  |  | 4800 | [6 empty] | 8103401 | no | no |  |  | no
cap_220597700 |  | node_1351132_414_15434727_158 | ABCN | 0 |  | ABCN | CLOSED | CLOSED | CLOSED | MANUAL | [6 empty] | 50000 | 50000 | 50000 | 4800 | [6 empty] | 8103401 | no | no |  |  | no

## feeder
data_type | static
owner_type | feeder
owner | 8103401
object | feeder
name | transmission_bus | ARC | ADR | slack_bus | nom_voltages | num_nodes | num_ohlines | num_uglines | num_transformers | num_generators | num_pvs | num_storages | num_loads | miles | mw | mvar | losses_mw | losses_mvar | comments | use_feeder_load_shape | load_shape_scale | use_feeder_pv_shape | pv_shape_scale | description | restore_time | griddisconnect_scenario_probability | gridconnect_scenario_probability | use_energy_not_served | VOLL | discount_rate | yearly_load_growth_percent | planning_horizon | enable_traditional_project_deferral | lifetime_of_investment_years | start_year | base_year | year_the_investment_is_committed | revenue_requirement_scaling_factor | discount_rate | inflation_rate_for_investment | traditional_project_invested_capital | periodicity_of_investment_in_years | priority | maximum_total_investment_cost | DER_portfolio_NPV | DER_portfolio_BC_ratio | total_system_energy_avoided_cost_NPV | total_system_capacity_avoided_cost_NPV | total_system_ancillary_services_avoided_cost_NPV | total_system_CO2_avoided_cost_NPV | total_system_loss_of_load_avoided_cost_NPV | total_system_distribution_capacity_avoided_cost_NPV | total_system_investment_and_operational_cost_NPV | feeder_solar_pv_operating_cost_USdollarperkWh | feeder_energy_storage_operating_cost_USdollarperkWh | feeder_distributed_generator_operating_cost_USdollarperkWh | feeder_distributed_generator_CO2_cost_USdollarperkWh | feeder_demand_response_operating_cost_USdollarperkWh | feeder_solar_pv_investment_cost_USdollarperkW | feeder_energy_storage_investment_cost_USdollarperkW | feeder_distributed_generator_investment_cost_USdollarperkW | feeder_demand_response_investment_cost_USdollarperkW
8103401 |  | ts_slack | none | node_SOURCE_8103401 | 11.951,19918.584,2771.281,7199.558 | 1738 | 1581 | 41 | 13 | 0 | 0 | 0 | 444 | 62.134 | 4.536 | 1.932 | 0 | 0 |  | 0 | 0 | 1 | 0 |  | 0 | 0 | 0 | 0 | 0 | 0 | 0 | 0 | 0 | 0 | 0 | 0 | 0 | 0 | 0 | 0 | 0 | 0 | 0 | 999999999 | 0 | 0 | 0 | 0 | 0 | 0 | 0 | 0 | 0 | 0 | 0 | 0 | 0 | 0 | 0 | 0 | 0 | 0

## fuse
data_type | static
owner_type | feeder
owner | 8103401
object | fuse
name | groupid | phases | fr | to | phase_A_status | phase_B_status | phase_C_status | repair_dist_type | current_limit | mean_replacement_time | status | dcircuit | selected | monitored | monitored_fields | class_monitored_fields | played | played_fields | comments
fuse_220387372 |  | ABCD | node_intto1_8103401_200885469 | node_8103401_200885469 | GOOD | GOOD | GOOD |  | 100 |  |  | 8103401 | no | no |  |  | no
fuse_220387378 |  | AN | node_intto1_220387378 | node_220387378 | GOOD | GOOD | GOOD |  | 8 |  |  | 8103401 | no | no |  |  | no
fuse_220387382 |  | ABCN | node_intto1_220387382 | node_220387382 | GOOD | GOOD | GOOD |  | 20 |  |  | 8103401 | no | no |  |  | no
fuse_220387383 |  | AN | node_intto1_8103401_200885434 | node_8103401_200885434 | GOOD | GOOD | GOOD |  | 40 |  |  | 8103401 | no | no |  |  | no
fuse_220387384 |  | AN | node_intto1_8103401_200885432 | node_8103401_200885432 | GOOD | GOOD | GOOD |  | 40 |  |  | 8103401 | no | no |  |  | no
fuse_220387387 |  | AD | node_intto1_8103401_200885305 | node_8103401_200885305 | GOOD | GOOD | GOOD |  | 40 |  |  | 8103401 | no | no |  |  | no
fuse_220387389 |  | AD | node_intto1_8103401_200885550 | node_8103401_200885550 | GOOD | GOOD | GOOD |  | 30 |  |  | 8103401 | no | no |  |  | no
fuse_220387408 |  | AD | node_intto1_8103401_200980619 | node_8103401_200980619 | GOOD | GOOD | GOOD |  | 30 |  |  | 8103401 | no | no |  |  | no
fuse_220387409 |  | ABCN | node_intto1_220387409 | node_220387409 | GOOD | GOOD | GOOD |  | 300 |  |  | 8103401 | no | no |  |  | no
fuse_220387416 |  | AD | node_intto1_8103401_200884689 | node_8103401_200884689 | GOOD | GOOD | GOOD |  | 40 |  |  | 8103401 | no | no |  |  | no
fuse_220387417 |  | AD | node_intto1_8103401_200907851 | node_8103401_200907851 | GOOD | GOOD | GOOD |  | 25 |  |  | 8103401 | no | no |  |  | no
fuse_220387418 |  | AD | node_intto1_8103401_200980633 | node_8103401_200980633 | GOOD | GOOD | GOOD |  | 100 |  |  | 8103401 | no | no |  |  | no
fuse_220387419 |  | AD | node_intto1_8103401_201012895 | node_8103401_201012895 | GOOD | GOOD | GOOD |  | 20 |  |  | 8103401 | no | no |  |  | no
fuse_220387420 |  | AD | node_intto1_8103401_200884585 | node_8103401_200884585 | GOOD | GOOD | GOOD |  | 20 |  |  | 8103401 | no | no |  |  | no
fuse_220387421 |  | AD | node_intto1_8103401_200884572 | node_8103401_200884572 | GOOD | GOOD | GOOD |  | 20 |  |  | 8103401 | no | no |  |  | no
fuse_220387422 |  | AD | node_intto1_8103401_312133650 | node_8103401_312133650 | GOOD | GOOD | GOOD |  | 20 |  |  | 8103401 | no | no |  |  | no
fuse_220387424 |  | AD | node_intto1_8103401_200884521 | node_8103401_200884521 | GOOD | GOOD | GOOD |  | 20 |  |  | 8103401 | no | no |  |  | no
fuse_220387428 |  | AN | node_intto1_220387428 | node_220387428 | GOOD | GOOD | GOOD |  | 8 |  |  | 8103401 | no | no |  |  | no
fuse_220387434 |  | AN | node_intto1_220387434 | node_220387434 | GOOD | GOOD | GOOD |  | 12 |  |  | 8103401 | no | no |  |  | no
fuse_220387436 |  | AD | node_intto1_8103401_200884865 | node_8103401_200884865 | GOOD | GOOD | GOOD |  | 50 |  |  | 8103401 | no | no |  |  | no
fuse_220387481 |  | AN | node_intto1_8103401_200886327 | node_8103401_200886327 | GOOD | GOOD | GOOD |  | 25 |  |  | 8103401 | no | no |  |  | no
fuse_220387482 |  | AD | node_intto1_8103401_200886292 | node_8103401_200886292 | GOOD | GOOD | GOOD |  | 25 |  |  | 8103401 | no | no |  |  | no
fuse_220387483 |  | AD | node_intto1_8103401_200886353 | node_8103401_200886353 | GOOD | GOOD | GOOD |  | 40 |  |  | 8103401 | no | no |  |  | no
fuse_220387484 |  | AD | node_intto1_8103401_200886319 | node_8103401_200886319 | GOOD | GOOD | GOOD |  | 25 |  |  | 8103401 | no | no |  |  | no
fuse_220387485 |  | AD | node_intto1_8103401_200886283 | node_8103401_200886283 | GOOD | GOOD | GOOD |  | 40 |  |  | 8103401 | no | no |  |  | no
fuse_220387486 |  | AD | node_intto1_8103401_200886285 | node_8103401_200886285 | GOOD | GOOD | GOOD |  | 25 |  |  | 8103401 | no | no |  |  | no
fuse_220387489 |  | ABCD | node_intto1_8103401_200886329 | node_8103401_200886329 | GOOD | GOOD | GOOD |  | 65 |  |  | 8103401 | no | no |  |  | no
fuse_220387497 |  | AD | node_intto1_220387497 | node_220387497 | GOOD | GOOD | GOOD |  | 40 |  |  | 8103401 | no | no |  |  | no
fuse_220387499 |  | AD | node_intto1_8103401_200884503 | node_8103401_200884503 | GOOD | GOOD | GOOD |  | 40 |  |  | 8103401 | no | no |  |  | no
fuse_220387505 |  | AN | node_intto1_8103401_200886328 | node_8103401_200886328 | GOOD | GOOD | GOOD |  | 30 |  |  | 8103401 | no | no |  |  | no
fuse_220387507 |  | AD | node_intto1_8103401_200886383 | node_8103401_200886383 | GOOD | GOOD | GOOD |  | 25 |  |  | 8103401 | no | no |  |  | no
fuse_220387517 |  | AD | node_intto1_220387517 | node_220387517 | GOOD | GOOD | GOOD |  | 50 |  |  | 8103401 | no | no |  |  | no
fuse_220387590 |  | AD | node_intto1_8103401_200884180 | node_8103401_200884180 | GOOD | GOOD | GOOD |  | 85 |  |  | 8103401 | no | no |  |  | no
fuse_220387591 |  | AN | node_intto1_220387591 | node_220387591 | GOOD | GOOD | GOOD |  | 25 |  |  | 8103401 | no | no |  |  | no
fuse_220387592 |  | AD | node_intto1_8103401_200884158 | node_8103401_200884158 | GOOD | GOOD | GOOD |  | 25 |  |  | 8103401 | no | no |  |  | no
fuse_220387593 |  | AD | node_intto1_8103401_200884124 | node_8103401_200884124 | GOOD | GOOD | GOOD |  | 40 |  |  | 8103401 | no | no |  |  | no
fuse_220387596 |  | AD | node_intto1_8103401_200884207 | node_8103401_200884207 | GOOD | GOOD | GOOD |  | 50 |  |  | 8103401 | no | no |  |  | no
fuse_220387604 |  | AD | node_intto1_8103401_200884338 | node_8103401_200884338 | GOOD | GOOD | GOOD |  | 40 |  |  | 8103401 | no | no |  |  | no
fuse_220387606 |  | AD | node_intto1_8103401_200884488 | node_8103401_200884488 | GOOD | GOOD | GOOD |  | 300 |  |  | 8103401 | no | no |  |  | no
fuse_220387607 |  | AD | node_intto1_8103401_200884473 | node_8103401_200884473 | GOOD | GOOD | GOOD |  | 20 |  |  | 8103401 | no | no |  |  | no
fuse_220387608 |  | AD | node_intto1_8103401_200884469 | node_8103401_200884469 | GOOD | GOOD | GOOD |  | 20 |  |  | 8103401 | no | no |  |  | no
fuse_220387609 |  | AD | node_intto1_8103401_200884458 | node_8103401_200884458 | GOOD | GOOD | GOOD |  | 40 |  |  | 8103401 | no | no |  |  | no
fuse_220387610 |  | AD | node_intto1_8103401_200884569 | node_8103401_200884569 | GOOD | GOOD | GOOD |  | 40 |  |  | 8103401 | no | no |  |  | no
fuse_220387613 |  | AD | node_intto1_8103401_200884368 | node_8103401_200884368 | GOOD | GOOD | GOOD |  | 50 |  |  | 8103401 | no | no |  |  | no
fuse_220387614 |  | AD | node_intto1_8103401_200884603 | node_8103401_200884603 | GOOD | GOOD | GOOD |  | 40 |  |  | 8103401 | no | no |  |  | no
fuse_220387615 |  | AD | node_intto1_8103401_200884333 | node_8103401_200884333 | GOOD | GOOD | GOOD |  | 30 |  |  | 8103401 | no | no |  |  | no
fuse_220387616 |  | AD | node_intto1_8103401_200884303 | node_8103401_200884303 | GOOD | GOOD | GOOD |  | 30 |  |  | 8103401 | no | no |  |  | no
fuse_220387617 |  | AD | node_intto1_8103401_200884296 | node_8103401_200884296 | GOOD | GOOD | GOOD |  | 30 |  |  | 8103401 | no | no |  |  | no
fuse_220387618 |  | AD | node_intto1_8103401_200884257 | node_8103401_200884257 | GOOD | GOOD | GOOD |  | 65 |  |  | 8103401 | no | no |  |  | no
fuse_220387619 |  | AD | node_intto1_8103401_200884590 | node_8103401_200884590 | GOOD | GOOD | GOOD |  | 40 |  |  | 8103401 | no | no |  |  | no
fuse_220387637 |  | AN | node_intto1_8103401_201043434 | node_8103401_201043434 | GOOD | GOOD | GOOD |  | 20 |  |  | 8103401 | no | no |  |  | no
fuse_220388687 |  | AD | node_intto1_8103401_200839818 | node_8103401_200839818 | GOOD | GOOD | GOOD |  | 25 |  |  | 8103401 | no | no |  |  | no
fuse_220388688 |  | AD | node_intto1_8103401_200839855 | node_8103401_200839855 | GOOD | GOOD | GOOD |  | 40 |  |  | 8103401 | no | no |  |  | no
fuse_220388699 |  | AN | node_intto1_220388699 | node_220388699 | GOOD | GOOD | GOOD |  | 40 |  |  | 8103401 | no | no |  |  | no
fuse_220388701 |  | AN | node_intto1_220388701 | node_220388701 | GOOD | GOOD | GOOD |  | 30 |  |  | 8103401 | no | no |  |  | no
fuse_220436629 |  | AN | node_intto1_220436629 | node_220436629 | GOOD | GOOD | GOOD |  | 8 |  |  | 8103401 | no | no |  |  | no
fuse_220436630 |  | AN | node_intto1_220436630 | node_220436630 | GOOD | GOOD | GOOD |  | 8 |  |  | 8103401 | no | no |  |  | no
fuse_220436631 |  | AN | node_intto1_220436631 | node_220436631 | GOOD | GOOD | GOOD |  | 20 |  |  | 8103401 | no | no |  |  | no
fuse_220436632 |  | AN | node_intto1_220436632 | node_220436632 | GOOD | GOOD | GOOD |  | 12 |  |  | 8103401 | no | no |  |  | no
fuse_220457275 |  | AN | node_intto1_220457275 | node_220457275 | GOOD | GOOD | GOOD |  | 8 |  |  | 8103401 | no | no |  |  | no
fuse_220457276 |  | AN | node_intto1_220457276 | node_220457276 | GOOD | GOOD | GOOD |  | 20 |  |  | 8103401 | no | no |  |  | no
fuse_220457277 |  | AD | node_intto1_8103401_200884113 | node_8103401_200884113 | GOOD | GOOD | GOOD |  | 65 |  |  | 8103401 | no | no |  |  | no
fuse_220457278 |  | AD | node_intto1_8103401_200884104 | node_8103401_200884104 | GOOD | GOOD | GOOD |  | 25 |  |  | 8103401 | no | no |  |  | no
fuse_220515974 |  | AD | node_intto1_8103401_200884628 | node_8103401_200884628 | GOOD | GOOD | GOOD |  | 30 |  |  | 8103401 | no | no |  |  | no
fuse_220536730 |  | AN | node_intto1_8103401_310048040 | node_8103401_310048040 | GOOD | GOOD | GOOD |  | 2 |  |  | 8103401 | no | no |  |  | no
fuse_220537504 |  | AD | node_intto1_8103401_200884651 | node_8103401_200884651 | GOOD | GOOD | GOOD |  | 25 |  |  | 8103401 | no | no |  |  | no
fuse_220540860 |  | AD | node_intto1_8103401_200977821 | node_8103401_200977821 | GOOD | GOOD | GOOD |  | 40 |  |  | 8103401 | no | no |  |  | no
fuse_220540996 |  | AD | node_intto1_8103401_200840190 | node_8103401_200840190 | GOOD | GOOD | GOOD |  | 25 |  |  | 8103401 | no | no |  |  | no
fuse_220541055 |  | AN | node_intto1_8103401_310048042 | node_8103401_310048042 | GOOD | GOOD | GOOD |  | 15 |  |  | 8103401 | no | no |  |  | no
fuse_220575008 |  | AD | node_intto1_8103401_200884418 | node_8103401_200884418 | GOOD | GOOD | GOOD |  | 65 |  |  | 8103401 | no | no |  |  | no
fuse_220575011 |  | AN | node_intto1_8103401_201010121 | node_8103401_201010121 | GOOD | GOOD | GOOD |  | 40 |  |  | 8103401 | no | no |  |  | no
fuse_220575176 |  | ABCN | node_intto1_8103401_201009809 | node_8103401_201009809 | GOOD | GOOD | GOOD |  | 40 |  |  | 8103401 | no | no |  |  | no
fuse_220575687 |  | AD | node_intto1_220575687 | node_220575687 | GOOD | GOOD | GOOD |  | 20 |  |  | 8103401 | no | no |  |  | no
fuse_220598450 |  | AN | node_intto1_8103401_310048041 | node_8103401_310048041 | GOOD | GOOD | GOOD |  | 15 |  |  | 8103401 | no | no |  |  | no
fuse_220602595 |  | AD | node_intto1_8103401_201017948 | node_8103401_201017948 | GOOD | GOOD | GOOD |  | 20 |  |  | 8103401 | no | no |  |  | no
fuse_220655119 |  | AN | node_intto1_8103401_201065734 | node_8103401_201065734 | GOOD | GOOD | GOOD |  | 25 |  |  | 8103401 | no | no |  |  | no
fuse_310011528 |  | AD | node_intto1_8103401_310011527 | node_8103401_310011527 | GOOD | GOOD | GOOD |  | 40 |  |  | 8103401 | no | no |  |  | no
fuse_310019487 |  | AN | node_intto1_8103401_310019489 | node_8103401_310019489 | GOOD | GOOD | GOOD |  | 20 |  |  | 8103401 | no | no |  |  | no
fuse_311910639 |  | AN | node_intto1_8103401_311910638 | node_8103401_311910638 | GOOD | GOOD | GOOD |  | 15 |  |  | 8103401 | no | no |  |  | no
fuse_311987097 |  | AD | node_intto1_8103401_200884869 | node_8103401_200884869 | GOOD | GOOD | GOOD |  | 300 |  |  | 8103401 | no | no |  |  | no
fuse_311991021 |  | AN | node_intto1_8103401_311991020 | node_8103401_311991020 | GOOD | GOOD | GOOD |  | 15 |  |  | 8103401 | no | no |  |  | no
fuse_312005696 |  | AD | node_intto1_8103401_312005674 | node_8103401_312005674 | GOOD | GOOD | GOOD |  | 20 |  |  | 8103401 | no | no |  |  | no
fuse_312101179 |  | AD | node_intto1_312101179 | node_312101179 | GOOD | GOOD | GOOD |  | 100 |  |  | 8103401 | no | no |  |  | no
fuse_312111107 |  | AN | node_intto1_8103401_312111106 | node_8103401_312111106 | GOOD | GOOD | GOOD |  | 10 |  |  | 8103401 | no | no |  |  | no
fuse_312129615 |  | AN | node_intto1_8103401_312129613 | node_8103401_312129613 | GOOD | GOOD | GOOD |  | 12 |  |  | 8103401 | no | no |  |  | no

## line_configuration
data_type | static
owner_type | feeder
owner | 8103401
object | line_configuration
name | groupid | conductor_A | conductor_B | conductor_C | conductor_N | spacing | z11 | z12 | z13 | z21 | z22 | z23 | z31 | z32 | z33 | c11 | c12 | c13 | c21 | c22 | c23 | c31 | c32 | c33 | dcircuit | selected | comments
bal_1P_1/0AA |  | oh_cond_1/0_AAAC | oh_cond_1/0_AAAC | oh_cond_1/0_AAAC |  |  | 0.972+1.499j | 0.095+0.781j | 0.095+0.781j | 0.095+0.781j | 0.972+1.499j | 0.095+0.781j | 0.095+0.781j | 0.095+0.781j | 0.972+1.499j | 12.796 | -3.172 | -3.172 | -3.172 | 12.796 | -3.172 | -3.172 | -3.172 | 12.796 |  | no
bal_1P_1/0AA_1/0AA(N) |  | oh_cond_1/0_AAAC | oh_cond_1/0_AAAC | oh_cond_1/0_AAAC | oh_cond_1/0_AAAC |  | 1.078+1.186j | 0.201+0.467j | 0.201+0.467j | 0.201+0.467j | 1.078+1.186j | 0.201+0.467j | 0.201+0.467j | 0.201+0.467j | 1.078+1.186j | 13.243 | -2.726 | -2.726 | -2.726 | 13.243 | -2.726 | -2.726 | -2.726 | 13.243 |  | no
bal_1P_1/0AC |  | oh_cond_1/0_ACSR | oh_cond_1/0_ACSR | oh_cond_1/0_ACSR |  |  | 0.983+1.218j | 0.095+0.781j | 0.095+0.781j | 0.095+0.781j | 0.983+1.218j | 0.095+0.781j | 0.095+0.781j | 0.095+0.781j | 0.983+1.218j | 12.796 | -3.172 | -3.172 | -3.172 | 12.796 | -3.172 | -3.172 | -3.172 | 12.796 |  | no
bal_1P_1/0AC_1/0AC(N) |  | oh_cond_1/0_ACSR | oh_cond_1/0_ACSR | oh_cond_1/0_ACSR | oh_cond_1/0_ACSR |  | 1.091+1.185j | 0.203+0.469j | 0.203+0.469j | 0.203+0.469j | 1.091+1.185j | 0.203+0.469j | 0.203+0.469j | 0.203+0.469j | 1.091+1.185j | 13.243 | -2.726 | -2.726 | -2.726 | 13.243 | -2.726 | -2.726 | -2.726 | 13.243 |  | no
bal_1P_2AC |  | oh_cond_2_ACSR | oh_cond_2_ACSR | oh_cond_2_ACSR |  |  | 1.505+1.527j | 0.095+0.781j | 0.095+0.781j | 0.095+0.781j | 1.505+1.527j | 0.095+0.781j | 0.095+0.781j | 0.095+0.781j | 1.505+1.527j | 12.393 | -3.017 | -3.017 | -3.017 | 12.393 | -3.017 | -3.017 | -3.017 | 12.393 |  | no
bal_1P_2AC_2AC(N) |  | oh_cond_2_ACSR | oh_cond_2_ACSR | oh_cond_2_ACSR | oh_cond_2_ACSR |  | 1.645+1.289j | 0.235+0.543j | 0.235+0.543j | 0.235+0.543j | 1.645+1.289j | 0.235+0.543j | 0.235+0.543j | 0.235+0.543j | 1.645+1.289j | 12.813 | -2.597 | -2.597 | -2.597 | 12.813 | -2.597 | -2.597 | -2.597 | 12.813 |  | no
bal_1P_4/0AA_1/0AA(N) |  | oh_cond_4/0_AAAC | oh_cond_4/0_AAAC | oh_cond_4/0_AAAC | oh_cond_1/0_AAAC |  | 0.64+1.144j | 0.201+0.467j | 0.201+0.467j | 0.201+0.467j | 0.64+1.144j | 0.201+0.467j | 0.201+0.467j | 0.201+0.467j | 0.64+1.144j | 14.027 | -2.996 | -2.996 | -2.996 | 14.027 | -2.996 | -2.996 | -2.996 | 14.027 |  | no
bal_1P_4/0AC |  | oh_cond_4/0_ACSR | oh_cond_4/0_ACSR | oh_cond_4/0_ACSR |  |  | 0.54+1.457j | 0.095+0.781j | 0.095+0.781j | 0.095+0.781j | 0.54+1.457j | 0.095+0.781j | 0.095+0.781j | 0.095+0.781j | 0.54+1.457j | 13.554 | -3.469 | -3.469 | -3.469 | 13.554 | -3.469 | -3.469 | -3.469 | 13.554 |  | no
bal_1P_4AC |  | oh_cond_4_ACSR | oh_cond_4_ACSR | oh_cond_4_ACSR |  |  | 2.335+1.555j | 0.095+0.781j | 0.095+0.781j | 0.095+0.781j | 2.335+1.555j | 0.095+0.781j | 0.095+0.781j | 0.095+0.781j | 2.335+1.555j | 11.91 | -2.834 | -2.834 | -2.834 | 11.91 | -2.834 | -2.834 | -2.834 | 11.91 |  | no
bal_1P_4ACW |  | oh_cond_4A_CWD | oh_cond_4A_CWD | oh_cond_4A_CWD |  |  | 1.49+1.583j | 0.095+0.781j | 0.095+0.781j | 0.095+0.781j | 1.49+1.583j | 0.095+0.781j | 0.095+0.781j | 0.095+0.781j | 1.49+1.583j | 12.178 | -2.935 | -2.935 | -2.935 | 12.178 | -2.935 | -2.935 | -2.935 | 12.178 |  | no
bal_1P_6CU |  | oh_cond_6_CU | oh_cond_6_CU | oh_cond_6_CU |  |  | 2.275+1.583j | 0.095+0.781j | 0.095+0.781j | 0.095+0.781j | 2.275+1.583j | 0.095+0.781j | 0.095+0.781j | 0.095+0.781j | 2.275+1.583j | 11.393 | -2.641 | -2.641 | -2.641 | 11.393 | -2.641 | -2.641 | -2.641 | 11.393 |  | no
bal_1P_6DCW |  | oh_cond_6D_CWD | oh_cond_6D_CWD | oh_cond_6D_CWD |  |  | 2.315+1.619j | 0.095+0.781j | 0.095+0.781j | 0.095+0.781j | 2.315+1.619j | 0.095+0.781j | 0.095+0.781j | 0.095+0.781j | 2.315+1.619j | 12.087 | -2.901 | -2.901 | -2.901 | 12.087 | -2.901 | -2.901 | -2.901 | 12.087 |  | no
bal_1P_8DCW |  | oh_cond_8D_CWD | oh_cond_8D_CWD | oh_cond_8D_CWD |  |  | 3.605+1.647j | 0.095+0.781j | 0.095+0.781j | 0.095+0.781j | 3.605+1.647j | 0.095+0.781j | 0.095+0.781j | 0.095+0.781j | 3.605+1.647j | 11.681 | -2.748 | -2.748 | -2.748 | 11.681 | -2.748 | -2.748 | -2.748 | 11.681 |  | no
bal_1P_336AC_4/0AC(N) |  | oh_cond_336_5_ACSR | oh_cond_336_5_ACSR | oh_cond_336_5_ACSR | oh_cond_4/0_ACSR |  | 0.414+1.035j | 0.136+0.403j | 0.136+0.403j | 0.136+0.403j | 0.414+1.035j | 0.136+0.403j | 0.136+0.403j | 0.136+0.403j | 0.414+1.035j | 14.538 | -3.14 | -3.14 | -3.14 | 14.538 | -3.14 | -3.14 | -3.14 | 14.538 |  | no
bal_1P_DELTACUST |  | oh_cond_2/0_CU | oh_cond_2/0_CU | oh_cond_2/0_CU | oh_cond_3_#7_CWD_30% |  | 0.66+1.378j | 0.22+0.666j | 0.22+0.666j | 0.22+0.666j | 0.66+1.378j | 0.22+0.666j | 0.22+0.666j | 0.22+0.666j | 0.66+1.378j | 13.24 | -2.712 | -2.712 | -2.712 | 13.24 | -2.712 | -2.712 | -2.712 | 13.24 |  | no
bal_2P_4/0AA_1/0AA(N) |  | oh_cond_4/0_AAAC | oh_cond_4/0_AAAC | oh_cond_4/0_AAAC | oh_cond_1/0_AAAC |  | 0.64+1.144j | 0.201+0.467j | 0.201+0.467j | 0.201+0.467j | 0.64+1.144j | 0.201+0.467j | 0.201+0.467j | 0.201+0.467j | 0.64+1.144j | 14.027 | -2.996 | -2.996 | -2.996 | 14.027 | -2.996 | -2.996 | -2.996 | 14.027 |  | no
bal_3P_1/0AA_1/0AA(N) |  | oh_cond_1/0_AAAC | oh_cond_1/0_AAAC | oh_cond_1/0_AAAC | oh_cond_1/0_AAAC |  | 1.078+1.186j | 0.201+0.467j | 0.201+0.467j | 0.201+0.467j | 1.078+1.186j | 0.201+0.467j | 0.201+0.467j | 0.201+0.467j | 1.078+1.186j | 13.243 | -2.726 | -2.726 | -2.726 | 13.243 | -2.726 | -2.726 | -2.726 | 13.243 |  | no
bal_3P_1/0AC_1/0AA(N) |  | oh_cond_1/0_ACSR | oh_cond_1/0_ACSR | oh_cond_1/0_ACSR | oh_cond_1/0_AAAC |  | 1.089+1.184j | 0.201+0.467j | 0.201+0.467j | 0.201+0.467j | 1.089+1.184j | 0.201+0.467j | 0.201+0.467j | 0.201+0.467j | 1.089+1.184j | 13.243 | -2.726 | -2.726 | -2.726 | 13.243 | -2.726 | -2.726 | -2.726 | 13.243 |  | no
bal_3P_2/0CU_4/0AA(N) |  | oh_cond_2/0_CU | oh_cond_2/0_CU | oh_cond_2/0_CU | oh_cond_4/0_AAAC |  | 0.574+1.108j | 0.134+0.402j | 0.134+0.402j | 0.134+0.402j | 0.574+1.108j | 0.134+0.402j | 0.134+0.402j | 0.134+0.402j | 0.574+1.108j | 13.351 | -2.73 | -2.73 | -2.73 | 13.351 | -2.73 | -2.73 | -2.73 | 13.351 |  | no
bal_3P_2/0CU_4/0AC(N) |  | oh_cond_2/0_CU | oh_cond_2/0_CU | oh_cond_2/0_CU | oh_cond_4/0_ACSR |  | 0.576+1.109j | 0.136+0.403j | 0.136+0.403j | 0.136+0.403j | 0.576+1.109j | 0.136+0.403j | 0.136+0.403j | 0.136+0.403j | 0.576+1.109j | 13.351 | -2.73 | -2.73 | -2.73 | 13.351 | -2.73 | -2.73 | -2.73 | 13.351 |  | no
bal_3P_4/0AA_1/0AA(N) |  | oh_cond_4/0_AAAC | oh_cond_4/0_AAAC | oh_cond_4/0_AAAC | oh_cond_1/0_AAAC |  | 0.64+1.144j | 0.201+0.467j | 0.201+0.467j | 0.201+0.467j | 0.64+1.144j | 0.201+0.467j | 0.201+0.467j | 0.201+0.467j | 0.64+1.144j | 14.027 | -2.996 | -2.996 | -2.996 | 14.027 | -2.996 | -2.996 | -2.996 | 14.027 |  | no
bal_3P_4/0AA_4/0AA(N) |  | oh_cond_4/0_AAAC | oh_cond_4/0_AAAC | oh_cond_4/0_AAAC | oh_cond_4/0_AAAC |  | 0.573+1.078j | 0.134+0.402j | 0.134+0.402j | 0.134+0.402j | 0.573+1.078j | 0.134+0.402j | 0.134+0.402j | 0.134+0.402j | 0.573+1.078j | 14.052 | -2.971 | -2.971 | -2.971 | 14.052 | -2.971 | -2.971 | -2.971 | 14.052 |  | no
bal_3P_4/0AC |  | oh_cond_4/0_ACSR | oh_cond_4/0_ACSR | oh_cond_4/0_ACSR |  |  | 0.54+1.457j | 0.095+0.781j | 0.095+0.781j | 0.095+0.781j | 0.54+1.457j | 0.095+0.781j | 0.095+0.781j | 0.095+0.781j | 0.54+1.457j | 13.554 | -3.469 | -3.469 | -3.469 | 13.554 | -3.469 | -3.469 | -3.469 | 13.554 |  | no
bal_3P_4/0AC_1/0AA(N) |  | oh_cond_4/0_ACSR | oh_cond_4/0_ACSR | oh_cond_4/0_ACSR | oh_cond_1/0_AAAC |  | 0.646+1.144j | 0.201+0.467j | 0.201+0.467j | 0.201+0.467j | 0.646+1.144j | 0.201+0.467j | 0.201+0.467j | 0.201+0.467j | 0.646+1.144j | 14.027 | -2.996 | -2.996 | -2.996 | 14.027 | -2.996 | -2.996 | -2.996 | 14.027 |  | no
bal_3P_4/0AC_4/0AA(N) |  | oh_cond_4/0_ACSR | oh_cond_4/0_ACSR | oh_cond_4/0_ACSR | oh_cond_4/0_AAAC |  | 0.579+1.078j | 0.134+0.402j | 0.134+0.402j | 0.134+0.402j | 0.579+1.078j | 0.134+0.402j | 0.134+0.402j | 0.134+0.402j | 0.579+1.078j | 14.052 | -2.971 | -2.971 | -2.971 | 14.052 | -2.971 | -2.971 | -2.971 | 14.052 |  | no
bal_3P_336AC_4/0AA(N) |  | oh_cond_336_5_ACSR | oh_cond_336_5_ACSR | oh_cond_336_5_ACSR | oh_cond_4/0_AAAC |  | 0.412+1.034j | 0.134+0.402j | 0.134+0.402j | 0.134+0.402j | 0.412+1.034j | 0.134+0.402j | 0.134+0.402j | 0.134+0.402j | 0.412+1.034j | 14.538 | -3.14 | -3.14 | -3.14 | 14.538 | -3.14 | -3.14 | -3.14 | 14.538 |  | no
bal_3P_336AC_4/0AC(N) |  | oh_cond_336_5_ACSR | oh_cond_336_5_ACSR | oh_cond_336_5_ACSR | oh_cond_4/0_ACSR |  | 0.414+1.035j | 0.136+0.403j | 0.136+0.403j | 0.136+0.403j | 0.414+1.035j | 0.136+0.403j | 0.136+0.403j | 0.136+0.403j | 0.414+1.035j | 14.538 | -3.14 | -3.14 | -3.14 | 14.538 | -3.14 | -3.14 | -3.14 | 14.538 |  | no
unb_TAPWIRE_OH |  | oh_cond_WP-4/0-CU | oh_cond_WP-4/0-CU | oh_cond_WP-4/0-CU | oh_cond_WP-4/0-CU |  | 0.365+1.097j | 0.093+0.433j | 0.094+0.34j | 0.093+0.433j | 0.368+1.078j | 0.095+0.401j | 0.094+0.34j | 0.095+0.401j | 0.368+1.077j | 14.911 | -4.341 | -1.953 | -4.341 | 15.781 | -3.724 | -1.953 | -3.724 | 14.818 |  | no
und_1P_2ALURD |  | und_cond_1P_2ALURD | und_cond_1P_2ALURD | und_cond_1P_2ALURD |  |  | 2.379+0.823j | 0.0+0.0j | 0.0+0.0j | 0.0+0.0j | 2.379+0.823j | 0.0+0.0j | 0.0+0.0j | 0.0+0.0j | 2.379+0.823j | 401.497 | 0 | 0 | 0 | 401.497 | 0 | 0 | 0 | 401.497 |  | no
und_1P_2ALURD_2AL(N) |  | und_cond_1P_2ALURD_2AL(N) | und_cond_1P_2ALURD_2AL(N) | und_cond_1P_2ALURD_2AL(N) |  |  | 2.379+0.823j | 0.0+0.0j | 0.0+0.0j | 0.0+0.0j | 2.379+0.823j | 0.0+0.0j | 0.0+0.0j | 0.0+0.0j | 2.379+0.823j | 401.497 | 0 | 0 | 0 | 401.497 | 0 | 0 | 0 | 401.497 |  | no
und_1P_4CUURD_4CU(N) |  | und_cond_1P_4CUURD_4CU(N) | und_cond_1P_4CUURD_4CU(N) | und_cond_1P_4CUURD_4CU(N) |  |  | 2.337+0.852j | 0.0+0.0j | 0.0+0.0j | 0.0+0.0j | 2.337+0.852j | 0.0+0.0j | 0.0+0.0j | 0.0+0.0j | 2.337+0.852j | 318.933 | 0 | 0 | 0 | 318.933 | 0 | 0 | 0 | 318.933 |  | no
und_1P_DELTACUST |  | und_cond_1P_DELTACUST | und_cond_1P_DELTACUST | und_cond_1P_DELTACUST |  |  | 0.179+0.233j | 0.061-0.024j | 0.061-0.024j | 0.061-0.024j | 0.179+0.233j | 0.061-0.024j | 0.061-0.024j | 0.061-0.024j | 0.179+0.233j | 324.124 | 0 | 0 | 0 | 324.124 | 0 | 0 | 0 | 324.124 |  | no
und_1P_WYECUST |  | und_cond_1P_WYECUST | und_cond_1P_WYECUST | und_cond_1P_WYECUST |  |  | 0.179+0.233j | 0.061-0.024j | 0.061-0.024j | 0.061-0.024j | 0.179+0.233j | 0.061-0.024j | 0.061-0.024j | 0.061-0.024j | 0.179+0.233j | 324.124 | 0 | 0 | 0 | 324.124 | 0 | 0 | 0 | 324.124 |  | no
und_3P_DELTACUST |  | und_cond_3P_DELTACUST | und_cond_3P_DELTACUST | und_cond_3P_DELTACUST |  |  | 0.179+0.233j | 0.061-0.024j | 0.061-0.024j | 0.061-0.024j | 0.179+0.233j | 0.061-0.024j | 0.061-0.024j | 0.061-0.024j | 0.179+0.233j | 324.124 | 0 | 0 | 0 | 324.124 | 0 | 0 | 0 | 324.124 |  | no
und_TAPWIRE_UG |  | und_cond_TAPWIRE_UG | und_cond_TAPWIRE_UG | und_cond_TAPWIRE_UG |  |  | 0.001+0.001j | 0.0+0.0j | 0.0+0.0j | 0.0+0.0j | 0.001+0.001j | 0.0+0.0j | 0.0+0.0j | 0.0+0.0j | 0.001+0.001j | 0 | 0 | 0 | 0 | 0 | 0 | 0 | 0 | 0 |  | no

## load
data_type | static
owner_type | feeder
owner | 8103401
object | load
name | groupid | parent | bustype | phases | nominal_voltage | load_class | constant_power_A | constant_power_B | constant_power_C | constant_current_A | constant_current_B | constant_current_C | constant_impedance_A | constant_impedance_B | constant_impedance_C | base_power_A | base_power_B | base_power_C | power_pf_A | power_pf_B | power_pf_C | current_pf_A | current_pf_B | current_pf_C | impedance_pf_A | impedance_pf_B | impedance_pf_C | power_fraction_A | power_fraction_B | power_fraction_C | current_fraction_A | current_fraction_B | current_fraction_C | impedance_fraction_A | impedance_fraction_B | impedance_fraction_C | dcircuit | selected | monitored | monitored_fields | class_monitored_fields | played | played_fields | base_kw_A | base_kw_B | base_kw_C | kw_A | kw_B | kw_C | comments | critical_load | dem_resp_lb | dem_resp_ub | dem_resp_shortage_cost | dem_resp_surplus_cost | num_customers
load_220341555 |  | node_1343367_071_15397844_698 |  | AN | 0 | Residential | 4118.4+1754.431j | 0 | 0 | 0 | 0 | 0 | [24 empty] | 8103401 | no | no |  |  | no |  | 0 | 0 | 0 | 0 | 0 | 0 |  | 1 | 1 | 1 | 0 | 0 | 0
load_220341557 |  | node_1338073_825_15406361_65 |  | AN | 0 | Residential | 21.6+9.202j | 0 | 0 | 0 | 0 | 0 | [24 empty] | 8103401 | no | no |  |  | no |  | 0 | 0 | 0 | 0 | 0 | 0 |  | 1 | 1 | 1 | 0 | 0 | 0
load_220341559 |  | node_1337834_806_15405934_282 |  | AN | 0 | Residential | 13752+5858.327j | 0 | 0 | 0 | 0 | 0 | [24 empty] | 8103401 | no | no |  |  | no |  | 0 | 0 | 0 | 0 | 0 | 0 |  | 1 | 1 | 1 | 0 | 0 | 0
load_220341560 |  | node_1337320_197_15404665_078 |  | AN | 0 | Residential | 13687.2+5830.723j | 0 | 0 | 0 | 0 | 0 | [24 empty] | 8103401 | no | no |  |  | no |  | 0 | 0 | 0 | 0 | 0 | 0 |  | 1 | 1 | 1 | 0 | 0 | 0
load_220341561 |  | node_1336864_491_15404391_555 |  | AN | 0 | Residential | 9921.6+4226.584j | 0 | 0 | 0 | 0 | 0 | [24 empty] | 8103401 | no | no |  |  | no |  | 0 | 0 | 0 | 0 | 0 | 0 |  | 1 | 1 | 1 | 0 | 0 | 0
load_220341562 |  | node_1338099_57_15404849_736 |  | AN | 0 | Residential | 7588.8+3232.815j | 0 | 0 | 0 | 0 | 0 | [24 empty] | 8103401 | no | no |  |  | no |  | 0 | 0 | 0 | 0 | 0 | 0 |  | 1 | 1 | 1 | 0 | 0 | 0
load_220341565 |  | node_1338875_169_15404194_672 |  | AN | 0 | Residential | 51444+21915.052j | 0 | 0 | 0 | 0 | 0 | [24 empty] | 8103401 | no | no |  |  | no |  | 0 | 0 | 0 | 0 | 0 | 0 |  | 1 | 1 | 1 | 0 | 0 | 0
load_220341566 |  | node_1339050_889_15403908_747 |  | AN | 0 | Residential | 10908+4646.789j | 0 | 0 | 0 | 0 | 0 | [24 empty] | 8103401 | no | no |  |  | no |  | 0 | 0 | 0 | 0 | 0 | 0 |  | 1 | 1 | 1 | 0 | 0 | 0
load_220341567 |  | node_1339871_737_15402996_529 |  | AN | 0 | Residential | 2462.4+1048.978j | 0 | 0 | 0 | 0 | 0 | [24 empty] | 8103401 | no | no |  |  | no |  | 0 | 0 | 0 | 0 | 0 | 0 |  | 1 | 1 | 1 | 0 | 0 | 0
load_220341568 |  | node_1340151_025_15402778_39 |  | AN | 0 | NonResidential | 8121.6+3459.787j | 0 | 0 | 0 | 0 | 0 | [24 empty] | 8103401 | no | no |  |  | no |  | 0 | 0 | 0 | 0 | 0 | 0 |  | 1 | 1 | 1 | 0 | 0 | 0
load_220341569 |  | node_1340223_528_15402389_045 |  | AN | 0 | Residential | 16776+7146.546j | 0 | 0 | 0 | 0 | 0 | [24 empty] | 8103401 | no | no |  |  | no |  | 0 | 0 | 0 | 0 | 0 | 0 |  | 1 | 1 | 1 | 0 | 0 | 0
load_220341570 |  | node_1340325_647_15402124_931 |  | AN | 0 | Residential | 7005.6+2984.373j | 0 | 0 | 0 | 0 | 0 | [24 empty] | 8103401 | no | no |  |  | no |  | 0 | 0 | 0 | 0 | 0 | 0 |  | 1 | 1 | 1 | 0 | 0 | 0
load_220341571 |  | node_1340675_447_15401092_998 |  | AN | 0 | Residential | 5220+2223.711j | 0 | 0 | 0 | 0 | 0 | [24 empty] | 8103401 | no | no |  |  | no |  | 0 | 0 | 0 | 0 | 0 | 0 |  | 1 | 1 | 1 | 0 | 0 | 0
load_220341572 |  | node_1340774_706_15400806_931 |  | AN | 0 | Residential | 3139.2+1337.294j | 0 | 0 | 0 | 0 | 0 | [24 empty] | 8103401 | no | no |  |  | no |  | 0 | 0 | 0 | 0 | 0 | 0 |  | 1 | 1 | 1 | 0 | 0 | 0
load_220341574 |  | node_1341325_66_15398994_301 |  | AN | 0 | Residential | 1036.8+441.675j | 0 | 0 | 0 | 0 | 0 | [24 empty] | 8103401 | no | no |  |  | no |  | 0 | 0 | 0 | 0 | 0 | 0 |  | 1 | 1 | 1 | 0 | 0 | 0
load_220341575 |  | node_1342633_975_15398909_877 |  | AN | 0 | Residential | 16480.8+7020.791j | 0 | 0 | 0 | 0 | 0 | [24 empty] | 8103401 | no | no |  |  | no |  | 0 | 0 | 0 | 0 | 0 | 0 |  | 1 | 1 | 1 | 0 | 0 | 0
load_220341576 |  | node_1342898_492_15398753_96 |  | AN | 0 | Residential | 3391.2+1444.645j | 0 | 0 | 0 | 0 | 0 | [24 empty] | 8103401 | no | no |  |  | no |  | 0 | 0 | 0 | 0 | 0 | 0 |  | 1 | 1 | 1 | 0 | 0 | 0
load_220341577 |  | node_1343597_29_15398191_098 |  | AN | 0 | Residential | 16171.2+6888.902j | 0 | 0 | 0 | 0 | 0 | [24 empty] | 8103401 | no | no |  |  | no |  | 0 | 0 | 0 | 0 | 0 | 0 |  | 1 | 1 | 1 | 0 | 0 | 0
load_220341578 |  | node_1344185_515_15398504_932 |  | AN | 0 | Residential | 6357.6+2708.326j | 0 | 0 | 0 | 0 | 0 | [24 empty] | 8103401 | no | no |  |  | no |  | 0 | 0 | 0 | 0 | 0 | 0 |  | 1 | 1 | 1 | 0 | 0 | 0
load_220341579 |  | node_1343781_796_15397846_61 |  | AN | 0 | Residential | 2073.6+883.35j | 0 | 0 | 0 | 0 | 0 | [24 empty] | 8103401 | no | no |  |  | no |  | 0 | 0 | 0 | 0 | 0 | 0 |  | 1 | 1 | 1 | 0 | 0 | 0
load_220341580 |  | node_1344015_044_15397559_352 |  | AN | 0 | Residential | 2289.6+975.366j | 0 | 0 | 0 | 0 | 0 | [24 empty] | 8103401 | no | no |  |  | no |  | 0 | 0 | 0 | 0 | 0 | 0 |  | 1 | 1 | 1 | 0 | 0 | 0
load_220341581 |  | node_1344156_888_15397297_08 |  | AN | 0 | Residential | 20462.4+8716.946j | 0 | 0 | 0 | 0 | 0 | [24 empty] | 8103401 | no | no |  |  | no |  | 0 | 0 | 0 | 0 | 0 | 0 |  | 1 | 1 | 1 | 0 | 0 | 0
load_220341582 |  | node_1344950_211_15396410_555 |  | AN | 0 | Residential | 30096+12820.842j | 0 | 0 | 0 | 0 | 0 | [24 empty] | 8103401 | no | no |  |  | no |  | 0 | 0 | 0 | 0 | 0 | 0 |  | 1 | 1 | 1 | 0 | 0 | 0
load_220341583 |  | node_1344670_333_15395982_491 |  | AN | 0 | Residential | 1598.4+680.916j | 0 | 0 | 0 | 0 | 0 | [24 empty] | 8103401 | no | no |  |  | no |  | 0 | 0 | 0 | 0 | 0 | 0 |  | 1 | 1 | 1 | 0 | 0 | 0
load_220341584 |  | node_1345814_199_15395894_031 |  | AN | 0 | Residential | 0 | 0 | 0 | 0 | 0 | 0 | [24 empty] | 8103401 | no | no |  |  | no |  | 0 | 0 | 0 | 0 | 0 | 0 |  | 1 | 1 | 1 | 0 | 0 | 0
load_220341585 |  | node_1346546_761_15396081_15 |  | AN | 0 | Residential | 6746.4+2873.954j | 0 | 0 | 0 | 0 | 0 | [24 empty] | 8103401 | no | no |  |  | no |  | 0 | 0 | 0 | 0 | 0 | 0 |  | 1 | 1 | 1 | 0 | 0 | 0
load_220341700 |  | node_1340469_387_15402741_139 |  | AN | 0 | Residential | 5493.6+2340.264j | 0 | 0 | 0 | 0 | 0 | [24 empty] | 8103401 | no | no |  |  | no |  | 0 | 0 | 0 | 0 | 0 | 0 |  | 1 | 1 | 1 | 0 | 0 | 0
load_220341701 |  | node_1341284_944_15402833_05 |  | AN | 0 | Residential | 36+15.336j | 0 | 0 | 0 | 0 | 0 | [24 empty] | 8103401 | no | no |  |  | no |  | 0 | 0 | 0 | 0 | 0 | 0 |  | 1 | 1 | 1 | 0 | 0 | 0
load_220341708 |  | node_1346177_789_15403195_662 |  | AN | 0 | Residential | 4168.8+1775.901j | 0 | 0 | 0 | 0 | 0 | [24 empty] | 8103401 | no | no |  |  | no |  | 0 | 0 | 0 | 0 | 0 | 0 |  | 1 | 1 | 1 | 0 | 0 | 0
load_220341709 |  | node_1343569_983_15403242_417 |  | AN | 0 | Residential | 19044+8112.71j | 0 | 0 | 0 | 0 | 0 | [24 empty] | 8103401 | no | no |  |  | no |  | 0 | 0 | 0 | 0 | 0 | 0 |  | 1 | 1 | 1 | 0 | 0 | 0
load_220341710 |  | node_1345915_463_15403268_28 |  | AN | 0 | Residential | 10144.8+4321.667j | 0 | 0 | 0 | 0 | 0 | [24 empty] | 8103401 | no | no |  |  | no |  | 0 | 0 | 0 | 0 | 0 | 0 |  | 1 | 1 | 1 | 0 | 0 | 0
load_220341711 |  | node_1345443_895_15403349_326 |  | AN | 0 | Residential | 0 | 0 | 0 | 0 | 0 | 0 | [24 empty] | 8103401 | no | no |  |  | no |  | 0 | 0 | 0 | 0 | 0 | 0 |  | 1 | 1 | 1 | 0 | 0 | 0
load_220341712 |  | node_1360250_962_15406176_62 |  | AN | 0 | Residential | 10274.4+4376.876j | 0 | 0 | 0 | 0 | 0 | [24 empty] | 8103401 | no | no |  |  | no |  | 0 | 0 | 0 | 0 | 0 | 0 |  | 1 | 1 | 1 | 0 | 0 | 0
load_220341713 |  | node_1359690_961_15406439_563 |  | AN | 0 | Residential | 2692.8+1147.128j | 0 | 0 | 0 | 0 | 0 | [24 empty] | 8103401 | no | no |  |  | no |  | 0 | 0 | 0 | 0 | 0 | 0 |  | 1 | 1 | 1 | 0 | 0 | 0
load_220341714 |  | node_1359159_057_15406676_116 |  | AN | 0 | Residential | 5616+2392.406j | 0 | 0 | 0 | 0 | 0 | [24 empty] | 8103401 | no | no |  |  | no |  | 0 | 0 | 0 | 0 | 0 | 0 |  | 1 | 1 | 1 | 0 | 0 | 0
load_220341715 |  | node_1358885_333_15406751_944 |  | AN | 0 | Residential | 7488+3189.875j | 0 | 0 | 0 | 0 | 0 | [24 empty] | 8103401 | no | no |  |  | no |  | 0 | 0 | 0 | 0 | 0 | 0 |  | 1 | 1 | 1 | 0 | 0 | 0
load_220341716 |  | node_1358460_725_15406593_846 |  | AN | 0 | NonResidential | 14000+5963.975j | 0 | 0 | 0 | 0 | 0 | [24 empty] | 8103401 | no | no |  |  | no |  | 0 | 0 | 0 | 0 | 0 | 0 |  | 1 | 1 | 1 | 0 | 0 | 0
load_220341717 |  | node_1351475_424_15406560_631 |  | AN | 0 | Residential | 10252.8+4367.675j | 0 | 0 | 0 | 0 | 0 | [24 empty] | 8103401 | no | no |  |  | no |  | 0 | 0 | 0 | 0 | 0 | 0 |  | 1 | 1 | 1 | 0 | 0 | 0
load_220341718 |  | node_1351802_09_15404659_067 |  | AN | 0 | Residential | 5184+2208.375j | 0 | 0 | 0 | 0 | 0 | [24 empty] | 8103401 | no | no |  |  | no |  | 0 | 0 | 0 | 0 | 0 | 0 |  | 1 | 1 | 1 | 0 | 0 | 0
load_220341719 |  | node_1350168_188_15405207_53 |  | AN | 0 | Residential | 3888+1656.281j | 0 | 0 | 0 | 0 | 0 | [24 empty] | 8103401 | no | no |  |  | no |  | 0 | 0 | 0 | 0 | 0 | 0 |  | 1 | 1 | 1 | 0 | 0 | 0
load_220341720 |  | node_1348971_086_15404982_149 |  | AN | 0 | Residential | 3492+1487.586j | 0 | 0 | 0 | 0 | 0 | [24 empty] | 8103401 | no | no |  |  | no |  | 0 | 0 | 0 | 0 | 0 | 0 |  | 1 | 1 | 1 | 0 | 0 | 0
load_220341721 |  | node_1346528_148_15403079_259 |  | AN | 0 | Residential | 10080+4294.062j | 0 | 0 | 0 | 0 | 0 | [24 empty] | 8103401 | no | no |  |  | no |  | 0 | 0 | 0 | 0 | 0 | 0 |  | 1 | 1 | 1 | 0 | 0 | 0
load_220341722 |  | node_1346467_278_15402528_212 |  | AN | 0 | Residential | 3405.6+1450.78j | 0 | 0 | 0 | 0 | 0 | [24 empty] | 8103401 | no | no |  |  | no |  | 0 | 0 | 0 | 0 | 0 | 0 |  | 1 | 1 | 1 | 0 | 0 | 0
load_220341723 |  | node_1346513_572_15402174_736 |  | AN | 0 | Residential | 9468+4033.351j | 0 | 0 | 0 | 0 | 0 | [24 empty] | 8103401 | no | no |  |  | no |  | 0 | 0 | 0 | 0 | 0 | 0 |  | 1 | 1 | 1 | 0 | 0 | 0
load_220356287 |  | node_1354271_635_15417632_563 |  | AN | 0 | Residential | 5508+2346.398j | 0 | 0 | 0 | 0 | 0 | [24 empty] | 8103401 | no | no |  |  | no |  | 0 | 0 | 0 | 0 | 0 | 0 |  | 1 | 1 | 1 | 0 | 0 | 0
load_220356288 |  | node_1353764_516_15417442_326 |  | AN | 0 | Residential | 21528+9170.89j | 0 | 0 | 0 | 0 | 0 | [24 empty] | 8103401 | no | no |  |  | no |  | 0 | 0 | 0 | 0 | 0 | 0 |  | 1 | 1 | 1 | 0 | 0 | 0
load_220356289 |  | node_1353332_006_15417219_985 |  | AN | 0 | NonResidential | 0 | 0 | 0 | 0 | 0 | 0 | [24 empty] | 8103401 | no | no |  |  | no |  | 0 | 0 | 0 | 0 | 0 | 0 |  | 1 | 1 | 1 | 0 | 0 | 0
load_220356290 |  | node_1352800_004_15417287_993 |  | AN | 0 | Residential | 4521.6+1926.194j | 0 | 0 | 0 | 0 | 0 | [24 empty] | 8103401 | no | no |  |  | no |  | 0 | 0 | 0 | 0 | 0 | 0 |  | 1 | 1 | 1 | 0 | 0 | 0
load_220356291 |  | node_1352066_507_15417567_663 |  | AN | 0 | Other | 0 | 0 | 0 | 0 | 0 | 0 | [24 empty] | 8103401 | no | no |  |  | no |  | 0 | 0 | 0 | 0 | 0 | 0 |  | 1 | 1 | 1 | 0 | 0 | 0
load_220356293 |  | node_1351200_488_15417691_137 |  | AN | 0 | Residential | 2376+1012.172j | 0 | 0 | 0 | 0 | 0 | [24 empty] | 8103401 | no | no |  |  | no |  | 0 | 0 | 0 | 0 | 0 | 0 |  | 1 | 1 | 1 | 0 | 0 | 0
load_220356304 |  | node_1343898_46_15417751_641 |  | AN | 0 | Residential | 15055.2+6413.488j | 0 | 0 | 0 | 0 | 0 | [24 empty] | 8103401 | no | no |  |  | no |  | 0 | 0 | 0 | 0 | 0 | 0 |  | 1 | 1 | 1 | 0 | 0 | 0
load_220356305 |  | node_1343933_285_15417206_826 |  | AN | 0 | Residential | 10569.6+4502.631j | 0 | 0 | 0 | 0 | 0 | [24 empty] | 8103401 | no | no |  |  | no |  | 0 | 0 | 0 | 0 | 0 | 0 |  | 1 | 1 | 1 | 0 | 0 | 0
load_220356309 |  | node_1343997_699_15418559_487 |  | AN | 0 | Residential | 19288.8+8216.994j | 0 | 0 | 0 | 0 | 0 | [24 empty] | 8103401 | no | no |  |  | no |  | 0 | 0 | 0 | 0 | 0 | 0 |  | 1 | 1 | 1 | 0 | 0 | 0
load_220356310 |  | node_1343963_347_15420879_503 |  | AN | 0 | Residential | 5457.6+2324.928j | 0 | 0 | 0 | 0 | 0 | [24 empty] | 8103401 | no | no |  |  | no |  | 0 | 0 | 0 | 0 | 0 | 0 |  | 1 | 1 | 1 | 0 | 0 | 0
load_220356311 |  | node_1343958_122_15421235_545 |  | AN | 0 | Residential | 7257.6+3091.725j | 0 | 0 | 0 | 0 | 0 | [24 empty] | 8103401 | no | no |  |  | no |  | 0 | 0 | 0 | 0 | 0 | 0 |  | 1 | 1 | 1 | 0 | 0 | 0
load_220356312 |  | node_1343885_46_15421619_214 |  | AN | 0 | Residential | 6278.4+2674.587j | 0 | 0 | 0 | 0 | 0 | [24 empty] | 8103401 | no | no |  |  | no |  | 0 | 0 | 0 | 0 | 0 | 0 |  | 1 | 1 | 1 | 0 | 0 | 0
load_220356313 |  | node_1343943_109_15421898_911 |  | AN | 0 | Residential | 5781.6+2462.951j | 0 | 0 | 0 | 0 | 0 | [24 empty] | 8103401 | no | no |  |  | no |  | 0 | 0 | 0 | 0 | 0 | 0 |  | 1 | 1 | 1 | 0 | 0 | 0
load_220356314 |  | node_1343929_932_15422192_106 |  | AN | 0 | Residential | 1375.2+585.833j | 0 | 0 | 0 | 0 | 0 | [24 empty] | 8103401 | no | no |  |  | no |  | 0 | 0 | 0 | 0 | 0 | 0 |  | 1 | 1 | 1 | 0 | 0 | 0
load_220356316 |  | node_1343307_177_15422906_912 |  | AN | 0 | Residential | 24840+10581.796j | 0 | 0 | 0 | 0 | 0 | [24 empty] | 8103401 | no | no |  |  | no |  | 0 | 0 | 0 | 0 | 0 | 0 |  | 1 | 1 | 1 | 0 | 0 | 0
load_220356317 |  | node_1342814_712_15423899_332 |  | AN | 0 | Residential | 12175.2+5186.613j | 0 | 0 | 0 | 0 | 0 | [24 empty] | 8103401 | no | no |  |  | no |  | 0 | 0 | 0 | 0 | 0 | 0 |  | 1 | 1 | 1 | 0 | 0 | 0
load_220356318 |  | node_1342646_869_15424216_85 |  | AN | 0 | Residential | 4716+2009.008j | 0 | 0 | 0 | 0 | 0 | [24 empty] | 8103401 | no | no |  |  | no |  | 0 | 0 | 0 | 0 | 0 | 0 |  | 1 | 1 | 1 | 0 | 0 | 0
load_220356319 |  | node_1342422_572_15424574_686 |  | AN | 0 | Residential | 10382.4+4422.884j | 0 | 0 | 0 | 0 | 0 | [24 empty] | 8103401 | no | no |  |  | no |  | 0 | 0 | 0 | 0 | 0 | 0 |  | 1 | 1 | 1 | 0 | 0 | 0
load_220356321 |  | node_1342145_751_15426969_195 |  | AN | 0 | NonResidential | 3520.8+1499.855j | 0 | 0 | 0 | 0 | 0 | [24 empty] | 8103401 | no | no |  |  | no |  | 0 | 0 | 0 | 0 | 0 | 0 |  | 1 | 1 | 1 | 0 | 0 | 0
load_220356322 |  | node_1342063_13_15427226_577 |  | AN | 0 | Residential | 1922.4+818.939j | 0 | 0 | 0 | 0 | 0 | [24 empty] | 8103401 | no | no |  |  | no |  | 0 | 0 | 0 | 0 | 0 | 0 |  | 1 | 1 | 1 | 0 | 0 | 0
load_220356323 |  | node_1341980_071_15427502_025 |  | AN | 0 | Residential | 15256.8+6499.37j | 0 | 0 | 0 | 0 | 0 | [24 empty] | 8103401 | no | no |  |  | no |  | 0 | 0 | 0 | 0 | 0 | 0 |  | 1 | 1 | 1 | 0 | 0 | 0
load_220356324 |  | node_1341845_191_15427977_298 |  | AN | 0 | Residential | 4536+1932.328j | 0 | 0 | 0 | 0 | 0 | [24 empty] | 8103401 | no | no |  |  | no |  | 0 | 0 | 0 | 0 | 0 | 0 |  | 1 | 1 | 1 | 0 | 0 | 0
load_220356325 |  | node_1341484_052_15428863_318 |  | AN | 0 | Residential | 2325.6+990.701j | 0 | 0 | 0 | 0 | 0 | [24 empty] | 8103401 | no | no |  |  | no |  | 0 | 0 | 0 | 0 | 0 | 0 |  | 1 | 1 | 1 | 0 | 0 | 0
load_220356326 |  | node_1341395_598_15429819_481 |  | AN | 0 | Residential | 9460.8+4030.284j | 0 | 0 | 0 | 0 | 0 | [24 empty] | 8103401 | no | no |  |  | no |  | 0 | 0 | 0 | 0 | 0 | 0 |  | 1 | 1 | 1 | 0 | 0 | 0
load_220356327 |  | node_1340953_723_15430370_441 |  | AN | 0 | Residential | 14896.8+6346.01j | 0 | 0 | 0 | 0 | 0 | [24 empty] | 8103401 | no | no |  |  | no |  | 0 | 0 | 0 | 0 | 0 | 0 |  | 1 | 1 | 1 | 0 | 0 | 0
load_220356328 |  | node_1340831_545_15430737_245 |  | AN | 0 | Residential | 7905.6+3367.771j | 0 | 0 | 0 | 0 | 0 | [24 empty] | 8103401 | no | no |  |  | no |  | 0 | 0 | 0 | 0 | 0 | 0 |  | 1 | 1 | 1 | 0 | 0 | 0
load_220356329 |  | node_1340812_532_15431172_76 |  | AN | 0 | Other | 0 | 0 | 0 | 0 | 0 | 0 | [24 empty] | 8103401 | no | no |  |  | no |  | 0 | 0 | 0 | 0 | 0 | 0 |  | 1 | 1 | 1 | 0 | 0 | 0
load_220356330 |  | node_1340923_615_15431492_87 |  | AN | 0 | Residential | 8287.2+3530.332j | 0 | 0 | 0 | 0 | 0 | [24 empty] | 8103401 | no | no |  |  | no |  | 0 | 0 | 0 | 0 | 0 | 0 |  | 1 | 1 | 1 | 0 | 0 | 0
load_220356331 |  | node_1340909_159_15431663_766 |  | AN | 0 | Residential | 10821.6+4609.982j | 0 | 0 | 0 | 0 | 0 | [24 empty] | 8103401 | no | no |  |  | no |  | 0 | 0 | 0 | 0 | 0 | 0 |  | 1 | 1 | 1 | 0 | 0 | 0
load_220356335 |  | node_1349196_621_15413820_957 |  | AN | 0 | Residential | 3852+1640.945j | 0 | 0 | 0 | 0 | 0 | [24 empty] | 8103401 | no | no |  |  | no |  | 0 | 0 | 0 | 0 | 0 | 0 |  | 1 | 1 | 1 | 0 | 0 | 0
load_220356337 |  | node_1347011_173_15411524_401 |  | AN | 0 | NonResidential | 424.8+180.964j | 0 | 0 | 0 | 0 | 0 | [24 empty] | 8103401 | no | no |  |  | no |  | 0 | 0 | 0 | 0 | 0 | 0 |  | 1 | 1 | 1 | 0 | 0 | 0
load_220356340 |  | node_1343583_204_15411144_028 |  | AN | 0 | NonResidential | 0 | 0 | 0 | 0 | 0 | 0 | [24 empty] | 8103401 | no | no |  |  | no |  | 0 | 0 | 0 | 0 | 0 | 0 |  | 1 | 1 | 1 | 0 | 0 | 0
load_220356341 |  | node_1342834_237_15411388_857 |  | AN | 0 | Other | 0 | 0 | 0 | 0 | 0 | 0 | [24 empty] | 8103401 | no | no |  |  | no |  | 0 | 0 | 0 | 0 | 0 | 0 |  | 1 | 1 | 1 | 0 | 0 | 0
load_220356342 |  | node_1342669_096_15411440_876 |  | AN | 0 | Residential | 26380.8+11238.174j | 0 | 0 | 0 | 0 | 0 | [24 empty] | 8103401 | no | no |  |  | no |  | 0 | 0 | 0 | 0 | 0 | 0 |  | 1 | 1 | 1 | 0 | 0 | 0
load_220356343 |  | node_1350848_395_15416279_063 |  | AN | 0 | Residential | 6573.6+2800.342j | 0 | 0 | 0 | 0 | 0 | [24 empty] | 8103401 | no | no |  |  | no |  | 0 | 0 | 0 | 0 | 0 | 0 |  | 1 | 1 | 1 | 0 | 0 | 0
load_220356344 |  | node_1341959_753_15411483_379 |  | AN | 0 | Residential | 28728+12238.077j | 0 | 0 | 0 | 0 | 0 | [24 empty] | 8103401 | no | no |  |  | no |  | 0 | 0 | 0 | 0 | 0 | 0 |  | 1 | 1 | 1 | 0 | 0 | 0
load_220356345 |  | node_1341656_258_15411501_73 |  | AN | 0 | Residential | 9964.8+4244.987j | 0 | 0 | 0 | 0 | 0 | [24 empty] | 8103401 | no | no |  |  | no |  | 0 | 0 | 0 | 0 | 0 | 0 |  | 1 | 1 | 1 | 0 | 0 | 0
load_220356346 |  | node_1341101_53_15411581_48 |  | AN | 0 | Residential | 57780+24614.177j | 0 | 0 | 0 | 0 | 0 | [24 empty] | 8103401 | no | no |  |  | no |  | 0 | 0 | 0 | 0 | 0 | 0 |  | 1 | 1 | 1 | 0 | 0 | 0
load_220356347 |  | node_1340874_754_15411491_132 |  | AN | 0 | NonResidential | 2865.6+1220.74j | 0 | 0 | 0 | 0 | 0 | [24 empty] | 8103401 | no | no |  |  | no |  | 0 | 0 | 0 | 0 | 0 | 0 |  | 1 | 1 | 1 | 0 | 0 | 0
load_220356348 |  | node_1339687_022_15411586_613 |  | AN | 0 | Residential | 5176.8+2205.308j | 0 | 0 | 0 | 0 | 0 | [24 empty] | 8103401 | no | no |  |  | no |  | 0 | 0 | 0 | 0 | 0 | 0 |  | 1 | 1 | 1 | 0 | 0 | 0
load_220356349 |  | node_1339517_318_15411585_602 |  | AN | 0 | Residential | 4334.4+1846.447j | 0 | 0 | 0 | 0 | 0 | [24 empty] | 8103401 | no | no |  |  | no |  | 0 | 0 | 0 | 0 | 0 | 0 |  | 1 | 1 | 1 | 0 | 0 | 0
load_220356351 |  | node_1338931_22_15411582_258 |  | AN | 0 | Residential | 20750.4+8839.633j | 0 | 0 | 0 | 0 | 0 | [24 empty] | 8103401 | no | no |  |  | no |  | 0 | 0 | 0 | 0 | 0 | 0 |  | 1 | 1 | 1 | 0 | 0 | 0
load_220356352 |  | node_1338523_877_15411785_639 |  | AN | 0 | Residential | 9972+4248.054j | 0 | 0 | 0 | 0 | 0 | [24 empty] | 8103401 | no | no |  |  | no |  | 0 | 0 | 0 | 0 | 0 | 0 |  | 1 | 1 | 1 | 0 | 0 | 0
load_220356353 |  | node_1337188_403_15412524_265 |  | AN | 0 | Residential | 22269.6+9486.81j | 0 | 0 | 0 | 0 | 0 | [24 empty] | 8103401 | no | no |  |  | no |  | 0 | 0 | 0 | 0 | 0 | 0 |  | 1 | 1 | 1 | 0 | 0 | 0
load_220356354 |  | node_1336953_524_15412710_48 |  | AN | 0 | Residential | 20210.4+8609.594j | 0 | 0 | 0 | 0 | 0 | [24 empty] | 8103401 | no | no |  |  | no |  | 0 | 0 | 0 | 0 | 0 | 0 |  | 1 | 1 | 1 | 0 | 0 | 0
load_220356355 |  | node_1336671_779_15412919_789 |  | AN | 0 | Residential | 11894.4+5066.993j | 0 | 0 | 0 | 0 | 0 | [24 empty] | 8103401 | no | no |  |  | no |  | 0 | 0 | 0 | 0 | 0 | 0 |  | 1 | 1 | 1 | 0 | 0 | 0
load_220356356 |  | node_1336058_92_15413007_604 |  | AN | 0 | Residential | 4845.6+2064.217j | 0 | 0 | 0 | 0 | 0 | [24 empty] | 8103401 | no | no |  |  | no |  | 0 | 0 | 0 | 0 | 0 | 0 |  | 1 | 1 | 1 | 0 | 0 | 0
load_220356357 |  | node_1335727_222_15413155_817 |  | AN | 0 | NonResidential | 1461.6+622.639j | 0 | 0 | 0 | 0 | 0 | [24 empty] | 8103401 | no | no |  |  | no |  | 0 | 0 | 0 | 0 | 0 | 0 |  | 1 | 1 | 1 | 0 | 0 | 0
load_220356358 |  | node_1335471_401_15413186_347 |  | AN | 0 | NonResidential | 5673.6+2416.943j | 0 | 0 | 0 | 0 | 0 | [24 empty] | 8103401 | no | no |  |  | no |  | 0 | 0 | 0 | 0 | 0 | 0 |  | 1 | 1 | 1 | 0 | 0 | 0
load_220356359 |  | node_1335073_369_15413226_836 |  | AN | 0 | Other | 0 | 0 | 0 | 0 | 0 | 0 | [24 empty] | 8103401 | no | no |  |  | no |  | 0 | 0 | 0 | 0 | 0 | 0 |  | 1 | 1 | 1 | 0 | 0 | 0
load_220356360 |  | node_1334744_305_15413314_16 |  | AN | 0 | NonResidential | 36+15.336j | 0 | 0 | 0 | 0 | 0 | [24 empty] | 8103401 | no | no |  |  | no |  | 0 | 0 | 0 | 0 | 0 | 0 |  | 1 | 1 | 1 | 0 | 0 | 0
load_220356361 |  | node_1332958_247_15414133_806 |  | AN | 0 | Residential | 29808+12698.155j | 0 | 0 | 0 | 0 | 0 | [24 empty] | 8103401 | no | no |  |  | no |  | 0 | 0 | 0 | 0 | 0 | 0 |  | 1 | 1 | 1 | 0 | 0 | 0
load_220356362 |  | node_1332707_652_15414238_325 |  | AN | 0 | Residential | 10468.8+4459.69j | 0 | 0 | 0 | 0 | 0 | [24 empty] | 8103401 | no | no |  |  | no |  | 0 | 0 | 0 | 0 | 0 | 0 |  | 1 | 1 | 1 | 0 | 0 | 0
load_220356365 |  | node_1348851_304_15411680_742 |  | AN | 0 | Residential | 7250.4+3088.657j | 0 | 0 | 0 | 0 | 0 | [24 empty] | 8103401 | no | no |  |  | no |  | 0 | 0 | 0 | 0 | 0 | 0 |  | 1 | 1 | 1 | 0 | 0 | 0
load_220356366 |  | node_1349415_528_15411445_161 |  | AN | 0 | Residential | 7380+3143.867j | 0 | 0 | 0 | 0 | 0 | [24 empty] | 8103401 | no | no |  |  | no |  | 0 | 0 | 0 | 0 | 0 | 0 |  | 1 | 1 | 1 | 0 | 0 | 0
load_220356367 |  | node_1350152_244_15411142_88 |  | AN | 0 | Residential | 7516.8+3202.143j | 0 | 0 | 0 | 0 | 0 | [24 empty] | 8103401 | no | no |  |  | no |  | 0 | 0 | 0 | 0 | 0 | 0 |  | 1 | 1 | 1 | 0 | 0 | 0
load_220356369 |  | node_1351451_514_15410239_921 |  | AN | 0 | Residential | 3103.2+1321.958j | 0 | 0 | 0 | 0 | 0 | [24 empty] | 8103401 | no | no |  |  | no |  | 0 | 0 | 0 | 0 | 0 | 0 |  | 1 | 1 | 1 | 0 | 0 | 0
load_220356371 |  | node_1348299_537_15425663_075 |  | AN | 0 | Other | 0 | 0 | 0 | 0 | 0 | 0 | [24 empty] | 8103401 | no | no |  |  | no |  | 0 | 0 | 0 | 0 | 0 | 0 |  | 1 | 1 | 1 | 0 | 0 | 0
load_220356371-L-1 |  | node_1348299_537_15425663_075 |  | AN | 0 | Residential | 0 | 0 | 0 | 0 | 0 | 0 | [24 empty] | 8103401 | no | no |  |  | no |  | 0 | 0 | 0 | 0 | 0 | 0 |  | 1 | 1 | 1 | 0 | 0 | 0
load_220356372 |  | node_1353142_506_15423583_736 |  | AN | 0 | Residential | 6624+2821.812j | 0 | 0 | 0 | 0 | 0 | [24 empty] | 8103401 | no | no |  |  | no |  | 0 | 0 | 0 | 0 | 0 | 0 |  | 1 | 1 | 1 | 0 | 0 | 0
load_220356373 |  | node_1352936_965_15423610_308 |  | AN | 0 | Residential | 0 | 0 | 0 | 0 | 0 | 0 | [24 empty] | 8103401 | no | no |  |  | no |  | 0 | 0 | 0 | 0 | 0 | 0 |  | 1 | 1 | 1 | 0 | 0 | 0
load_220356374 |  | node_1352308_962_15423602_002 |  | AN | 0 | Residential | 6314.4+2689.923j | 0 | 0 | 0 | 0 | 0 | [24 empty] | 8103401 | no | no |  |  | no |  | 0 | 0 | 0 | 0 | 0 | 0 |  | 1 | 1 | 1 | 0 | 0 | 0
load_220356376 |  | node_1351559_207_15423521_003 |  | AN | 0 | Residential | 15580.8+6637.393j | 0 | 0 | 0 | 0 | 0 | [24 empty] | 8103401 | no | no |  |  | no |  | 0 | 0 | 0 | 0 | 0 | 0 |  | 1 | 1 | 1 | 0 | 0 | 0
load_220356377 |  | node_1351382_69_15423830_459 |  | AN | 0 | Residential | 14666.4+6247.86j | 0 | 0 | 0 | 0 | 0 | [24 empty] | 8103401 | no | no |  |  | no |  | 0 | 0 | 0 | 0 | 0 | 0 |  | 1 | 1 | 1 | 0 | 0 | 0
load_220356378 |  | node_1350390_285_15424179_388 |  | AN | 0 | Residential | 9360+3987.343j | 0 | 0 | 0 | 0 | 0 | [24 empty] | 8103401 | no | no |  |  | no |  | 0 | 0 | 0 | 0 | 0 | 0 |  | 1 | 1 | 1 | 0 | 0 | 0
load_220356379 |  | node_1350117_495_15424179_17 |  | AN | 0 | Residential | 0 | 0 | 0 | 0 | 0 | 0 | [24 empty] | 8103401 | no | no |  |  | no |  | 0 | 0 | 0 | 0 | 0 | 0 |  | 1 | 1 | 1 | 0 | 0 | 0
load_220356381 |  | node_1349278_944_15424115_845 |  | AN | 0 | Residential | 4392+1870.984j | 0 | 0 | 0 | 0 | 0 | [24 empty] | 8103401 | no | no |  |  | no |  | 0 | 0 | 0 | 0 | 0 | 0 |  | 1 | 1 | 1 | 0 | 0 | 0
load_220356382 |  | node_1349264_402_15424853_928 |  | AN | 0 | Residential | 5616+2392.406j | 0 | 0 | 0 | 0 | 0 | [24 empty] | 8103401 | no | no |  |  | no |  | 0 | 0 | 0 | 0 | 0 | 0 |  | 1 | 1 | 1 | 0 | 0 | 0
load_220356383 |  | node_1348805_356_15424752_534 |  | AN | 0 | Residential | 20527.2+8744.551j | 0 | 0 | 0 | 0 | 0 | [24 empty] | 8103401 | no | no |  |  | no |  | 0 | 0 | 0 | 0 | 0 | 0 |  | 1 | 1 | 1 | 0 | 0 | 0
load_220356385 |  | node_1348065_186_15425247_136 |  | AN | 0 | NonResidential | 7000+2981.988j | 0 | 0 | 0 | 0 | 0 | [24 empty] | 8103401 | no | no |  |  | no |  | 0 | 0 | 0 | 0 | 0 | 0 |  | 1 | 1 | 1 | 0 | 0 | 0
load_220356385-L-1 |  | node_1348065_186_15425247_136 |  | AN | 0 | Residential | 0 | 0 | 0 | 0 | 0 | 0 | [24 empty] | 8103401 | no | no |  |  | no |  | 0 | 0 | 0 | 0 | 0 | 0 |  | 1 | 1 | 1 | 0 | 0 | 0
load_220356386 |  | node_1348896_686_15425955_866 |  | AN | 0 | NonResidential | 22000+9371.961j | 0 | 0 | 0 | 0 | 0 | [24 empty] | 8103401 | no | no |  |  | no |  | 0 | 0 | 0 | 0 | 0 | 0 |  | 1 | 1 | 1 | 0 | 0 | 0
load_220356386-L1-1 |  | node_1348896_686_15425955_866 |  | AN | 0 | Other | 0 | 0 | 0 | 0 | 0 | 0 | [24 empty] | 8103401 | no | no |  |  | no |  | 0 | 0 | 0 | 0 | 0 | 0 |  | 1 | 1 | 1 | 0 | 0 | 0
load_220356387 |  | node_1349212_142_15427087_108 |  | AN | 0 | Residential | 24444+10413.1j | 0 | 0 | 0 | 0 | 0 | [24 empty] | 8103401 | no | no |  |  | no |  | 0 | 0 | 0 | 0 | 0 | 0 |  | 1 | 1 | 1 | 0 | 0 | 0
load_220356389 |  | node_1349115_765_15428666_812 |  | AN | 0 | Residential | 9957.6+4241.92j | 0 | 0 | 0 | 0 | 0 | [24 empty] | 8103401 | no | no |  |  | no |  | 0 | 0 | 0 | 0 | 0 | 0 |  | 1 | 1 | 1 | 0 | 0 | 0
load_220356390 |  | node_1348575_892_15429088_149 |  | AN | 0 | Residential | 17913.6+7631.162j | 0 | 0 | 0 | 0 | 0 | [24 empty] | 8103401 | no | no |  |  | no |  | 0 | 0 | 0 | 0 | 0 | 0 |  | 1 | 1 | 1 | 0 | 0 | 0
load_220356391 |  | node_1348254_956_15429546_834 |  | AN | 0 | Residential | 3182.4+1355.697j | 0 | 0 | 0 | 0 | 0 | [24 empty] | 8103401 | no | no |  |  | no |  | 0 | 0 | 0 | 0 | 0 | 0 |  | 1 | 1 | 1 | 0 | 0 | 0
load_220356392 |  | node_1348142_33_15429358_74 |  | AN | 0 | Residential | 18770.4+7996.157j | 0 | 0 | 0 | 0 | 0 | [24 empty] | 8103401 | no | no |  |  | no |  | 0 | 0 | 0 | 0 | 0 | 0 |  | 1 | 1 | 1 | 0 | 0 | 0
load_220356393 |  | node_1347856_075_15430068_071 |  | AN | 0 | Residential | 4082.4+1739.095j | 0 | 0 | 0 | 0 | 0 | [24 empty] | 8103401 | no | no |  |  | no |  | 0 | 0 | 0 | 0 | 0 | 0 |  | 1 | 1 | 1 | 0 | 0 | 0
load_220356394 |  | node_1347677_516_15431139_013 |  | AN | 0 | Residential | 6660+2837.148j | 0 | 0 | 0 | 0 | 0 | [24 empty] | 8103401 | no | no |  |  | no |  | 0 | 0 | 0 | 0 | 0 | 0 |  | 1 | 1 | 1 | 0 | 0 | 0
load_220356395 |  | node_1347552_267_15431353_719 |  | AN | 0 | Other | 0 | 0 | 0 | 0 | 0 | 0 | [24 empty] | 8103401 | no | no |  |  | no |  | 0 | 0 | 0 | 0 | 0 | 0 |  | 1 | 1 | 1 | 0 | 0 | 0
load_220356396 |  | node_1347729_489_15431975_201 |  | AN | 0 | Residential | 4125.6+1757.498j | 0 | 0 | 0 | 0 | 0 | [24 empty] | 8103401 | no | no |  |  | no |  | 0 | 0 | 0 | 0 | 0 | 0 |  | 1 | 1 | 1 | 0 | 0 | 0
load_220356397 |  | node_1347839_851_15432521_863 |  | AN | 0 | Residential | 8784+3741.968j | 0 | 0 | 0 | 0 | 0 | [24 empty] | 8103401 | no | no |  |  | no |  | 0 | 0 | 0 | 0 | 0 | 0 |  | 1 | 1 | 1 | 0 | 0 | 0
load_220356398 |  | node_1354195_917_15427548_178 |  | AN | 0 | Residential | 6400.8+2726.729j | 0 | 0 | 0 | 0 | 0 | [24 empty] | 8103401 | no | no |  |  | no |  | 0 | 0 | 0 | 0 | 0 | 0 |  | 1 | 1 | 1 | 0 | 0 | 0
load_220356399 |  | node_1354093_667_15427823_871 |  | AN | 0 | Residential | 2613.6+1113.389j | 0 | 0 | 0 | 0 | 0 | [24 empty] | 8103401 | no | no |  |  | no |  | 0 | 0 | 0 | 0 | 0 | 0 |  | 1 | 1 | 1 | 0 | 0 | 0
load_220356400 |  | node_1353975_137_15428044_945 |  | AN | 0 | Residential | 5817.6+2478.287j | 0 | 0 | 0 | 0 | 0 | [24 empty] | 8103401 | no | no |  |  | no |  | 0 | 0 | 0 | 0 | 0 | 0 |  | 1 | 1 | 1 | 0 | 0 | 0
load_220356403 |  | node_1344242_783_15421548_268 |  | AN | 0 | Residential | 12355.2+5263.293j | 0 | 0 | 0 | 0 | 0 | [24 empty] | 8103401 | no | no |  |  | no |  | 0 | 0 | 0 | 0 | 0 | 0 |  | 1 | 1 | 1 | 0 | 0 | 0
load_220356404 |  | node_1349197_096_15421672_334 |  | AN | 0 | Residential | 1584+674.781j | 0 | 0 | 0 | 0 | 0 | [24 empty] | 8103401 | no | no |  |  | no |  | 0 | 0 | 0 | 0 | 0 | 0 |  | 1 | 1 | 1 | 0 | 0 | 0
load_220356405 |  | node_1349645_505_15420933_556 |  | AN | 0 | Residential | 17503.2+7456.332j | 0 | 0 | 0 | 0 | 0 | [24 empty] | 8103401 | no | no |  |  | no |  | 0 | 0 | 0 | 0 | 0 | 0 |  | 1 | 1 | 1 | 0 | 0 | 0
load_220356406 |  | node_1344529_262_15421552_124 |  | AN | 0 | Other | 0 | 0 | 0 | 0 | 0 | 0 | [24 empty] | 8103401 | no | no |  |  | no |  | 0 | 0 | 0 | 0 | 0 | 0 |  | 1 | 1 | 1 | 0 | 0 | 0
load_220356408 |  | node_1346359_745_15421586_418 |  | AN | 0 | Residential | 11152.8+4751.073j | 0 | 0 | 0 | 0 | 0 | [24 empty] | 8103401 | no | no |  |  | no |  | 0 | 0 | 0 | 0 | 0 | 0 |  | 1 | 1 | 1 | 0 | 0 | 0
load_220356409 |  | node_1346736_624_15421667_36 |  | AN | 0 | Other | 0 | 0 | 0 | 0 | 0 | 0 | [24 empty] | 8103401 | no | no |  |  | no |  | 0 | 0 | 0 | 0 | 0 | 0 |  | 1 | 1 | 1 | 0 | 0 | 0
load_220356410 |  | node_1347072_608_15421619_061 |  | AN | 0 | Residential | 4658.4+1984.47j | 0 | 0 | 0 | 0 | 0 | [24 empty] | 8103401 | no | no |  |  | no |  | 0 | 0 | 0 | 0 | 0 | 0 |  | 1 | 1 | 1 | 0 | 0 | 0
load_220356411 |  | node_1347544_733_15421455_332 |  | AN | 0 | Residential | 5356.8+2281.987j | 0 | 0 | 0 | 0 | 0 | [24 empty] | 8103401 | no | no |  |  | no |  | 0 | 0 | 0 | 0 | 0 | 0 |  | 1 | 1 | 1 | 0 | 0 | 0
load_220356412 |  | node_1354726_709_15414781_905 |  | AN | 0 | Residential | 3434.4+1463.048j | 0 | 0 | 0 | 0 | 0 | [24 empty] | 8103401 | no | no |  |  | no |  | 0 | 0 | 0 | 0 | 0 | 0 |  | 1 | 1 | 1 | 0 | 0 | 0
load_220356413 |  | node_1350407_137_15413823_094 |  | AN | 0 | Residential | 36468+15535.303j | 0 | 0 | 0 | 0 | 0 | [24 empty] | 8103401 | no | no |  |  | no |  | 0 | 0 | 0 | 0 | 0 | 0 |  | 1 | 1 | 1 | 0 | 0 | 0
load_220356414 |  | node_1351089_29_15413612_524 |  | AN | 0 | Other | 0 | 0 | 0 | 0 | 0 | 0 | [24 empty] | 8103401 | no | no |  |  | no |  | 0 | 0 | 0 | 0 | 0 | 0 |  | 1 | 1 | 1 | 0 | 0 | 0
load_220356415 |  | node_1352875_513_15413556_84 |  | AN | 0 | Residential | 14040+5981.015j | 0 | 0 | 0 | 0 | 0 | [24 empty] | 8103401 | no | no |  |  | no |  | 0 | 0 | 0 | 0 | 0 | 0 |  | 1 | 1 | 1 | 0 | 0 | 0
load_220356417 |  | node_1353497_924_15414342_654 |  | AN | 0 | Residential | 4917.6+2094.889j | 0 | 0 | 0 | 0 | 0 | [24 empty] | 8103401 | no | no |  |  | no |  | 0 | 0 | 0 | 0 | 0 | 0 |  | 1 | 1 | 1 | 0 | 0 | 0
load_220356426 |  | node_1331877_473_15415513_795 |  | AN | 0 | Residential | 5443.2+2318.793j | 0 | 0 | 0 | 0 | 0 | [24 empty] | 8103401 | no | no |  |  | no |  | 0 | 0 | 0 | 0 | 0 | 0 |  | 1 | 1 | 1 | 0 | 0 | 0
load_220356427 |  | node_1332774_897_15416175_476 |  | AN | 0 | Residential | 13456.8+5732.573j | 0 | 0 | 0 | 0 | 0 | [24 empty] | 8103401 | no | no |  |  | no |  | 0 | 0 | 0 | 0 | 0 | 0 |  | 1 | 1 | 1 | 0 | 0 | 0
load_220356428 |  | node_1333118_761_15416428_828 |  | AN | 0 | Residential | 2592+1104.187j | 0 | 0 | 0 | 0 | 0 | [24 empty] | 8103401 | no | no |  |  | no |  | 0 | 0 | 0 | 0 | 0 | 0 |  | 1 | 1 | 1 | 0 | 0 | 0
load_220356429 |  | node_1340452_708_15419672_235 |  | AN | 0 | Residential | 11894.4+5066.993j | 0 | 0 | 0 | 0 | 0 | [24 empty] | 8103401 | no | no |  |  | no |  | 0 | 0 | 0 | 0 | 0 | 0 |  | 1 | 1 | 1 | 0 | 0 | 0
load_220356430 |  | node_1340356_448_15420043_038 |  | AN | 0 | Residential | 19843.2+8453.168j | 0 | 0 | 0 | 0 | 0 | [24 empty] | 8103401 | no | no |  |  | no |  | 0 | 0 | 0 | 0 | 0 | 0 |  | 1 | 1 | 1 | 0 | 0 | 0
load_220356433 |  | node_1337004_896_15423467_276 |  | AN | 0 | Residential | 0 | 0 | 0 | 0 | 0 | 0 | [24 empty] | 8103401 | no | no |  |  | no |  | 0 | 0 | 0 | 0 | 0 | 0 |  | 1 | 1 | 1 | 0 | 0 | 0
load_220356435 |  | node_1337655_604_15424005_943 |  | AN | 0 | Residential | 2628+1119.523j | 0 | 0 | 0 | 0 | 0 | [24 empty] | 8103401 | no | no |  |  | no |  | 0 | 0 | 0 | 0 | 0 | 0 |  | 1 | 1 | 1 | 0 | 0 | 0
load_220356436 |  | node_1335501_424_15423586_042 |  | AN | 0 | NonResidential | 5212.8+2220.644j | 0 | 0 | 0 | 0 | 0 | [24 empty] | 8103401 | no | no |  |  | no |  | 0 | 0 | 0 | 0 | 0 | 0 |  | 1 | 1 | 1 | 0 | 0 | 0
load_220356437 |  | node_1335350_572_15423290_197 |  | AN | 0 | Residential | 0 | 0 | 0 | 0 | 0 | 0 | [24 empty] | 8103401 | no | no |  |  | no |  | 0 | 0 | 0 | 0 | 0 | 0 |  | 1 | 1 | 1 | 0 | 0 | 0
load_220356438 |  | node_1332830_023_15423448_979 |  | AN | 0 | Residential | 12564+5352.242j | 0 | 0 | 0 | 0 | 0 | [24 empty] | 8103401 | no | no |  |  | no |  | 0 | 0 | 0 | 0 | 0 | 0 |  | 1 | 1 | 1 | 0 | 0 | 0
load_220356439 |  | node_1331882_064_15423809_764 |  | AN | 0 | Other | 0 | 0 | 0 | 0 | 0 | 0 | [24 empty] | 8103401 | no | no |  |  | no |  | 0 | 0 | 0 | 0 | 0 | 0 |  | 1 | 1 | 1 | 0 | 0 | 0
load_220356440 |  | node_1331566_644_15423827_467 |  | AN | 0 | Residential | 25178.4+10725.953j | 0 | 0 | 0 | 0 | 0 | [24 empty] | 8103401 | no | no |  |  | no |  | 0 | 0 | 0 | 0 | 0 | 0 |  | 1 | 1 | 1 | 0 | 0 | 0
load_220356441 |  | node_1340034_386_15420641_201 |  | AN | 0 | Residential | 11239.2+4787.879j | 0 | 0 | 0 | 0 | 0 | [24 empty] | 8103401 | no | no |  |  | no |  | 0 | 0 | 0 | 0 | 0 | 0 |  | 1 | 1 | 1 | 0 | 0 | 0
load_220356442 |  | node_1332145_7_15422463_54 |  | AN | 0 | Residential | 8553.6+3643.818j | 0 | 0 | 0 | 0 | 0 | [24 empty] | 8103401 | no | no |  |  | no |  | 0 | 0 | 0 | 0 | 0 | 0 |  | 1 | 1 | 1 | 0 | 0 | 0
load_220356443 |  | node_1330713_891_15424032_896 |  | AN | 0 | Residential | 27288+11624.639j | 0 | 0 | 0 | 0 | 0 | [24 empty] | 8103401 | no | no |  |  | no |  | 0 | 0 | 0 | 0 | 0 | 0 |  | 1 | 1 | 1 | 0 | 0 | 0
load_220356444 |  | node_1329176_007_15424891_94 |  | AN | 0 | Residential | 15364.8+6545.377j | 0 | 0 | 0 | 0 | 0 | [24 empty] | 8103401 | no | no |  |  | no |  | 0 | 0 | 0 | 0 | 0 | 0 |  | 1 | 1 | 1 | 0 | 0 | 0
load_220356445 |  | node_1329622_058_15425322_392 |  | AN | 0 | Residential | 0 | 0 | 0 | 0 | 0 | 0 | [24 empty] | 8103401 | no | no |  |  | no |  | 0 | 0 | 0 | 0 | 0 | 0 |  | 1 | 1 | 1 | 0 | 0 | 0
load_220356447 |  | node_1329388_88_15423807_254 |  | AN | 0 | NonResidential | 12000+5111.979j | 0 | 0 | 0 | 0 | 0 | [24 empty] | 8103401 | no | no |  |  | no |  | 0 | 0 | 0 | 0 | 0 | 0 |  | 1 | 1 | 1 | 0 | 0 | 0
load_220356448 |  | node_1328195_566_15423225_158 |  | AN | 0 | Residential | 8762.4+3732.767j | 0 | 0 | 0 | 0 | 0 | [24 empty] | 8103401 | no | no |  |  | no |  | 0 | 0 | 0 | 0 | 0 | 0 |  | 1 | 1 | 1 | 0 | 0 | 0
load_220356452 |  | node_1339824_974_15407651_99 |  | AN | 0 | Residential | 1670.4+711.587j | 0 | 0 | 0 | 0 | 0 | [24 empty] | 8103401 | no | no |  |  | no |  | 0 | 0 | 0 | 0 | 0 | 0 |  | 1 | 1 | 1 | 0 | 0 | 0
load_220356453 |  | node_1340869_963_15410853_796 |  | AN | 0 | Residential | 38613.6+16449.325j | 0 | 0 | 0 | 0 | 0 | [24 empty] | 8103401 | no | no |  |  | no |  | 0 | 0 | 0 | 0 | 0 | 0 |  | 1 | 1 | 1 | 0 | 0 | 0
load_220356454 |  | node_1340891_718_15409821_641 |  | AN | 0 | Residential | 12592.8+5364.51j | 0 | 0 | 0 | 0 | 0 | [24 empty] | 8103401 | no | no |  |  | no |  | 0 | 0 | 0 | 0 | 0 | 0 |  | 1 | 1 | 1 | 0 | 0 | 0
load_220356456 |  | node_1347805_457_15414799_234 |  | AN | 0 | Residential | 7329.6+3122.397j | 0 | 0 | 0 | 0 | 0 | [24 empty] | 8103401 | no | no |  |  | no |  | 0 | 0 | 0 | 0 | 0 | 0 |  | 1 | 1 | 1 | 0 | 0 | 0
load_220356458 |  | node_1347178_558_15416004_096 |  | AN | 0 | Residential | 3945.6+1680.819j | 0 | 0 | 0 | 0 | 0 | [24 empty] | 8103401 | no | no |  |  | no |  | 0 | 0 | 0 | 0 | 0 | 0 |  | 1 | 1 | 1 | 0 | 0 | 0
load_220356459 |  | node_1337528_096_15427716_187 |  | AN | 0 | Residential | 17294.4+7367.384j | 0 | 0 | 0 | 0 | 0 | [24 empty] | 8103401 | no | no |  |  | no |  | 0 | 0 | 0 | 0 | 0 | 0 |  | 1 | 1 | 1 | 0 | 0 | 0
load_220356460 |  | node_1338838_9_15427851_437 |  | AN | 0 | Residential | 2678.4+1140.994j | 0 | 0 | 0 | 0 | 0 | [24 empty] | 8103401 | no | no |  |  | no |  | 0 | 0 | 0 | 0 | 0 | 0 |  | 1 | 1 | 1 | 0 | 0 | 0
load_220356462 |  | node_1337233_8_15426780_563 |  | AN | 0 | NonResidential | 122.4+52.142j | 0 | 0 | 0 | 0 | 0 | [24 empty] | 8103401 | no | no |  |  | no |  | 0 | 0 | 0 | 0 | 0 | 0 |  | 1 | 1 | 1 | 0 | 0 | 0
load_220356463 |  | node_1337198_629_15427135_673 |  | AN | 0 | Residential | 5486.4+2337.197j | 0 | 0 | 0 | 0 | 0 | [24 empty] | 8103401 | no | no |  |  | no |  | 0 | 0 | 0 | 0 | 0 | 0 |  | 1 | 1 | 1 | 0 | 0 | 0
load_220356464 |  | node_1337227_205_15427610_575 |  | AN | 0 | Residential | 10785.6+4594.646j | 0 | 0 | 0 | 0 | 0 | [24 empty] | 8103401 | no | no |  |  | no |  | 0 | 0 | 0 | 0 | 0 | 0 |  | 1 | 1 | 1 | 0 | 0 | 0
load_220356466 |  | node_1351840_338_15417869_731 |  | AN | 0 | Residential | 2138.4+910.955j | 0 | 0 | 0 | 0 | 0 | [24 empty] | 8103401 | no | no |  |  | no |  | 0 | 0 | 0 | 0 | 0 | 0 |  | 1 | 1 | 1 | 0 | 0 | 0
load_220356467 |  | node_1351823_868_15418988_404 |  | AN | 0 | Residential | 11613.6+4947.373j | 0 | 0 | 0 | 0 | 0 | [24 empty] | 8103401 | no | no |  |  | no |  | 0 | 0 | 0 | 0 | 0 | 0 |  | 1 | 1 | 1 | 0 | 0 | 0
load_220356468 |  | node_1351978_399_15419340_12 |  | AN | 0 | Residential | 13572+5781.648j | 0 | 0 | 0 | 0 | 0 | [24 empty] | 8103401 | no | no |  |  | no |  | 0 | 0 | 0 | 0 | 0 | 0 |  | 1 | 1 | 1 | 0 | 0 | 0
load_220356469 |  | node_1352105_32_15420016_188 |  | AN | 0 | Residential | 17647.2+7517.676j | 0 | 0 | 0 | 0 | 0 | [24 empty] | 8103401 | no | no |  |  | no |  | 0 | 0 | 0 | 0 | 0 | 0 |  | 1 | 1 | 1 | 0 | 0 | 0
load_220356471 |  | node_1351488_544_15420231_027 |  | AN | 0 | Residential | 10123.2+4312.465j | 0 | 0 | 0 | 0 | 0 | [24 empty] | 8103401 | no | no |  |  | no |  | 0 | 0 | 0 | 0 | 0 | 0 |  | 1 | 1 | 1 | 0 | 0 | 0
load_220356472 |  | node_1350954_428_15420655_132 |  | AN | 0 | Residential | 1555.2+662.512j | 0 | 0 | 0 | 0 | 0 | [24 empty] | 8103401 | no | no |  |  | no |  | 0 | 0 | 0 | 0 | 0 | 0 |  | 1 | 1 | 1 | 0 | 0 | 0
load_220356473 |  | node_1334737_701_15427215_735 |  | AN | 0 | Residential | 5414.4+2306.525j | 0 | 0 | 0 | 0 | 0 | [24 empty] | 8103401 | no | no |  |  | no |  | 0 | 0 | 0 | 0 | 0 | 0 |  | 1 | 1 | 1 | 0 | 0 | 0
load_220356474 |  | node_1335396_428_15429499_724 |  | AN | 0 | Residential | 4680+1993.672j | 0 | 0 | 0 | 0 | 0 | [24 empty] | 8103401 | no | no |  |  | no |  | 0 | 0 | 0 | 0 | 0 | 0 |  | 1 | 1 | 1 | 0 | 0 | 0
load_220356475 |  | node_1333623_284_15423974_359 |  | AN | 0 | Residential | 6314.4+2689.923j | 0 | 0 | 0 | 0 | 0 | [24 empty] | 8103401 | no | no |  |  | no |  | 0 | 0 | 0 | 0 | 0 | 0 |  | 1 | 1 | 1 | 0 | 0 | 0
load_220356476 |  | node_1334440_211_15425713_729 |  | AN | 0 | Other | 0 | 0 | 0 | 0 | 0 | 0 | [24 empty] | 8103401 | no | no |  |  | no |  | 0 | 0 | 0 | 0 | 0 | 0 |  | 1 | 1 | 1 | 0 | 0 | 0
load_220356477 |  | node_1334611_782_15426169_725 |  | AN | 0 | Residential | 15537.6+6618.99j | 0 | 0 | 0 | 0 | 0 | [24 empty] | 8103401 | no | no |  |  | no |  | 0 | 0 | 0 | 0 | 0 | 0 |  | 1 | 1 | 1 | 0 | 0 | 0
load_220356479 |  | node_1331312_787_15417187_421 |  | AN | 0 | Residential | 10908+4646.789j | 0 | 0 | 0 | 0 | 0 | [24 empty] | 8103401 | no | no |  |  | no |  | 0 | 0 | 0 | 0 | 0 | 0 |  | 1 | 1 | 1 | 0 | 0 | 0
load_220356480 |  | node_1331218_101_15417477_717 |  | AN | 0 | Residential | 4759.2+2027.411j | 0 | 0 | 0 | 0 | 0 | [24 empty] | 8103401 | no | no |  |  | no |  | 0 | 0 | 0 | 0 | 0 | 0 |  | 1 | 1 | 1 | 0 | 0 | 0
load_220356481 |  | node_1331284_844_15418665_943 |  | AN | 0 | Other | 0 | 0 | 0 | 0 | 0 | 0 | [24 empty] | 8103401 | no | no |  |  | no |  | 0 | 0 | 0 | 0 | 0 | 0 |  | 1 | 1 | 1 | 0 | 0 | 0
load_220356483 |  | node_1340965_822_15411966_45 |  | AN | 0 | Residential | 5803.2+2472.153j | 0 | 0 | 0 | 0 | 0 | [24 empty] | 8103401 | no | no |  |  | no |  | 0 | 0 | 0 | 0 | 0 | 0 |  | 1 | 1 | 1 | 0 | 0 | 0
load_220356484 |  | node_1340927_029_15414919_094 |  | AN | 0 | Residential | 5486.4+2337.197j | 0 | 0 | 0 | 0 | 0 | [24 empty] | 8103401 | no | no |  |  | no |  | 0 | 0 | 0 | 0 | 0 | 0 |  | 1 | 1 | 1 | 0 | 0 | 0
load_220356485 |  | node_1340477_717_15415191_397 |  | AN | 0 | Residential | 10180.8+4337.003j | 0 | 0 | 0 | 0 | 0 | [24 empty] | 8103401 | no | no |  |  | no |  | 0 | 0 | 0 | 0 | 0 | 0 |  | 1 | 1 | 1 | 0 | 0 | 0
load_220356487 |  | node_1340779_593_15416551_559 |  | AN | 0 | Residential | 2865.6+1220.74j | 0 | 0 | 0 | 0 | 0 | [24 empty] | 8103401 | no | no |  |  | no |  | 0 | 0 | 0 | 0 | 0 | 0 |  | 1 | 1 | 1 | 0 | 0 | 0
load_220356488 |  | node_1340874_784_15417039_633 |  | AN | 0 | Residential | 7747.2+3300.293j | 0 | 0 | 0 | 0 | 0 | [24 empty] | 8103401 | no | no |  |  | no |  | 0 | 0 | 0 | 0 | 0 | 0 |  | 1 | 1 | 1 | 0 | 0 | 0
load_220356489 |  | node_1340965_633_15412396_573 |  | AN | 0 | Residential | 2635.2+1122.59j | 0 | 0 | 0 | 0 | 0 | [24 empty] | 8103401 | no | no |  |  | no |  | 0 | 0 | 0 | 0 | 0 | 0 |  | 1 | 1 | 1 | 0 | 0 | 0
load_220356491 |  | node_1340970_062_15412850_798 |  | AN | 0 | Residential | 7768.8+3309.495j | 0 | 0 | 0 | 0 | 0 | [24 empty] | 8103401 | no | no |  |  | no |  | 0 | 0 | 0 | 0 | 0 | 0 |  | 1 | 1 | 1 | 0 | 0 | 0
load_220356492 |  | node_1340871_396_15414593_2 |  | AN | 0 | Residential | 2700+1150.195j | 0 | 0 | 0 | 0 | 0 | [24 empty] | 8103401 | no | no |  |  | no |  | 0 | 0 | 0 | 0 | 0 | 0 |  | 1 | 1 | 1 | 0 | 0 | 0
load_220356494 |  | node_1344457_524_15410728_955 |  | AN | 0 | Residential | 15379.2+6551.512j | 0 | 0 | 0 | 0 | 0 | [24 empty] | 8103401 | no | no |  |  | no |  | 0 | 0 | 0 | 0 | 0 | 0 |  | 1 | 1 | 1 | 0 | 0 | 0
load_220356495 |  | node_1344471_134_15409347_305 |  | AN | 0 | Residential | 3772.8+1607.206j | 0 | 0 | 0 | 0 | 0 | [24 empty] | 8103401 | no | no |  |  | no |  | 0 | 0 | 0 | 0 | 0 | 0 |  | 1 | 1 | 1 | 0 | 0 | 0
load_220356501 |  | node_1341771_107_15424513_402 |  | AN | 0 | Residential | 3686.4+1570.4j | 0 | 0 | 0 | 0 | 0 | [24 empty] | 8103401 | no | no |  |  | no |  | 0 | 0 | 0 | 0 | 0 | 0 |  | 1 | 1 | 1 | 0 | 0 | 0
load_220356502 |  | node_1341541_014_15424573_796 |  | AN | 0 | Residential | 0 | 0 | 0 | 0 | 0 | 0 | [24 empty] | 8103401 | no | no |  |  | no |  | 0 | 0 | 0 | 0 | 0 | 0 |  | 1 | 1 | 1 | 0 | 0 | 0
load_220356503 |  | node_1340957_566_15424900_581 |  | AN | 0 | Residential | 11052+4708.132j | 0 | 0 | 0 | 0 | 0 | [24 empty] | 8103401 | no | no |  |  | no |  | 0 | 0 | 0 | 0 | 0 | 0 |  | 1 | 1 | 1 | 0 | 0 | 0
load_220356504 |  | node_1352951_673_15409384_372 |  | AN | 0 | Residential | 5443.2+2318.793j | 0 | 0 | 0 | 0 | 0 | [24 empty] | 8103401 | no | no |  |  | no |  | 0 | 0 | 0 | 0 | 0 | 0 |  | 1 | 1 | 1 | 0 | 0 | 0
load_220356506 |  | node_1351655_408_15409390_795 |  | AN | 0 | Residential | 7560+3220.547j | 0 | 0 | 0 | 0 | 0 | [24 empty] | 8103401 | no | no |  |  | no |  | 0 | 0 | 0 | 0 | 0 | 0 |  | 1 | 1 | 1 | 0 | 0 | 0
load_220356507 |  | node_1351648_123_15409263_089 |  | AN | 0 | Other | 0 | 0 | 0 | 0 | 0 | 0 | [24 empty] | 8103401 | no | no |  |  | no |  | 0 | 0 | 0 | 0 | 0 | 0 |  | 1 | 1 | 1 | 0 | 0 | 0
load_220356509 |  | node_1351451_135_15407337_781 |  | AN | 0 | Residential | 10807.2+4603.848j | 0 | 0 | 0 | 0 | 0 | [24 empty] | 8103401 | no | no |  |  | no |  | 0 | 0 | 0 | 0 | 0 | 0 |  | 1 | 1 | 1 | 0 | 0 | 0
load_220356510 |  | node_1351488_187_15406897_391 |  | AN | 0 | Other | 0 | 0 | 0 | 0 | 0 | 0 | [24 empty] | 8103401 | no | no |  |  | no |  | 0 | 0 | 0 | 0 | 0 | 0 |  | 1 | 1 | 1 | 0 | 0 | 0
load_220356511 |  | node_1353938_127_15431708_541 |  | AN | 0 | Residential | 2304+981.5j | 0 | 0 | 0 | 0 | 0 | [24 empty] | 8103401 | no | no |  |  | no |  | 0 | 0 | 0 | 0 | 0 | 0 |  | 1 | 1 | 1 | 0 | 0 | 0
load_220356512 |  | node_1353238_093_15432623_048 |  | AN | 0 | Residential | 3225.6+1374.1j | 0 | 0 | 0 | 0 | 0 | [24 empty] | 8103401 | no | no |  |  | no |  | 0 | 0 | 0 | 0 | 0 | 0 |  | 1 | 1 | 1 | 0 | 0 | 0
load_220356513 |  | node_1353040_303_15432735_105 |  | AN | 0 | Residential | 58017.6+24715.394j | 0 | 0 | 0 | 0 | 0 | [24 empty] | 8103401 | no | no |  |  | no |  | 0 | 0 | 0 | 0 | 0 | 0 |  | 1 | 1 | 1 | 0 | 0 | 0
load_220356567 |  | node_1356067_447_15417570_071 |  | AN | 0 | Residential | 2887.2+1229.942j | 0 | 0 | 0 | 0 | 0 | [24 empty] | 8103401 | no | no |  |  | no |  | 0 | 0 | 0 | 0 | 0 | 0 |  | 1 | 1 | 1 | 0 | 0 | 0
load_220356568 |  | node_1355634_647_15417694_001 |  | AN | 0 | NonResidential | 3434.4+1463.048j | 0 | 0 | 0 | 0 | 0 | [24 empty] | 8103401 | no | no |  |  | no |  | 0 | 0 | 0 | 0 | 0 | 0 |  | 1 | 1 | 1 | 0 | 0 | 0
load_220356569 |  | node_1356426_018_15419334_781 |  | AN | 0 | Other | 0 | 0 | 0 | 0 | 0 | 0 | [24 empty] | 8103401 | no | no |  |  | no |  | 0 | 0 | 0 | 0 | 0 | 0 |  | 1 | 1 | 1 | 0 | 0 | 0
load_220356570 |  | node_1356019_112_15419215_51 |  | AN | 0 | Residential | 8395.2+3576.34j | 0 | 0 | 0 | 0 | 0 | [24 empty] | 8103401 | no | no |  |  | no |  | 0 | 0 | 0 | 0 | 0 | 0 |  | 1 | 1 | 1 | 0 | 0 | 0
load_220356573 |  | node_1356135_176_15419711_093 |  | AN | 0 | Residential | 6249.6+2662.318j | 0 | 0 | 0 | 0 | 0 | [24 empty] | 8103401 | no | no |  |  | no |  | 0 | 0 | 0 | 0 | 0 | 0 |  | 1 | 1 | 1 | 0 | 0 | 0
load_220356574 |  | node_1355851_455_15420737_696 |  | AN | 0 | Residential | 3276+1395.57j | 0 | 0 | 0 | 0 | 0 | [24 empty] | 8103401 | no | no |  |  | no |  | 0 | 0 | 0 | 0 | 0 | 0 |  | 1 | 1 | 1 | 0 | 0 | 0
load_220356575 |  | node_1355845_189_15421311_253 |  | AN | 0 | Residential | 5709.6+2432.279j | 0 | 0 | 0 | 0 | 0 | [24 empty] | 8103401 | no | no |  |  | no |  | 0 | 0 | 0 | 0 | 0 | 0 |  | 1 | 1 | 1 | 0 | 0 | 0
load_220356577 |  | node_1354339_515_15427183_567 |  | AN | 0 | Residential | 2289.6+975.366j | 0 | 0 | 0 | 0 | 0 | [24 empty] | 8103401 | no | no |  |  | no |  | 0 | 0 | 0 | 0 | 0 | 0 |  | 1 | 1 | 1 | 0 | 0 | 0
load_220356581 |  | node_1355803_072_15415497_807 |  | AN | 0 | Residential | 8344.8+3554.87j | 0 | 0 | 0 | 0 | 0 | [24 empty] | 8103401 | no | no |  |  | no |  | 0 | 0 | 0 | 0 | 0 | 0 |  | 1 | 1 | 1 | 0 | 0 | 0
load_220356582 |  | node_1356235_402_15415819_812 |  | AN | 0 | Residential | 26388+11241.241j | 0 | 0 | 0 | 0 | 0 | [24 empty] | 8103401 | no | no |  |  | no |  | 0 | 0 | 0 | 0 | 0 | 0 |  | 1 | 1 | 1 | 0 | 0 | 0
load_220356584 |  | node_1356210_706_15416382_584 |  | AN | 0 | Residential | 15494.4+6600.587j | 0 | 0 | 0 | 0 | 0 | [24 empty] | 8103401 | no | no |  |  | no |  | 0 | 0 | 0 | 0 | 0 | 0 |  | 1 | 1 | 1 | 0 | 0 | 0
load_220356585 |  | node_1356261_953_15416691_319 |  | AN | 0 | Residential | 5025.6+2140.897j | 0 | 0 | 0 | 0 | 0 | [24 empty] | 8103401 | no | no |  |  | no |  | 0 | 0 | 0 | 0 | 0 | 0 |  | 1 | 1 | 1 | 0 | 0 | 0
load_220356586 |  | node_1356237_124_15417060_501 |  | AN | 0 | Residential | 3830.4+1631.744j | 0 | 0 | 0 | 0 | 0 | [24 empty] | 8103401 | no | no |  |  | no |  | 0 | 0 | 0 | 0 | 0 | 0 |  | 1 | 1 | 1 | 0 | 0 | 0
load_220356659 |  | node_1359416_339_15409890_57 |  | AN | 0 | Residential | 6537.6+2785.006j | 0 | 0 | 0 | 0 | 0 | [24 empty] | 8103401 | no | no |  |  | no |  | 0 | 0 | 0 | 0 | 0 | 0 |  | 1 | 1 | 1 | 0 | 0 | 0
load_220356661 |  | node_1359079_625_15408530_687 |  | AN | 0 | Residential | 59097.6+25175.472j | 0 | 0 | 0 | 0 | 0 | [24 empty] | 8103401 | no | no |  |  | no |  | 0 | 0 | 0 | 0 | 0 | 0 |  | 1 | 1 | 1 | 0 | 0 | 0
load_220356663 |  | node_1359135_601_15412208_614 |  | AN | 0 | NonResidential | 6000+2555.989j | 0 | 0 | 0 | 0 | 0 | [24 empty] | 8103401 | no | no |  |  | no |  | 0 | 0 | 0 | 0 | 0 | 0 |  | 1 | 1 | 1 | 0 | 0 | 0
load_220356669 |  | node_1356416_874_15417537_014 |  | AN | 0 | Residential | 13428+5720.304j | 0 | 0 | 0 | 0 | 0 | [24 empty] | 8103401 | no | no |  |  | no |  | 0 | 0 | 0 | 0 | 0 | 0 |  | 1 | 1 | 1 | 0 | 0 | 0
load_220356670 |  | node_1357243_451_15417498_578 |  | AN | 0 | Residential | 8100+3450.586j | 0 | 0 | 0 | 0 | 0 | [24 empty] | 8103401 | no | no |  |  | no |  | 0 | 0 | 0 | 0 | 0 | 0 |  | 1 | 1 | 1 | 0 | 0 | 0
load_220356671 |  | node_1358078_072_15417496_298 |  | AN | 0 | Residential | 51141.6+21786.23j | 0 | 0 | 0 | 0 | 0 | [24 empty] | 8103401 | no | no |  |  | no |  | 0 | 0 | 0 | 0 | 0 | 0 |  | 1 | 1 | 1 | 0 | 0 | 0
load_220356710 |  | node_1356386_362_15415453_85 |  | AN | 0 | Residential | 10648.8+4536.37j | 0 | 0 | 0 | 0 | 0 | [24 empty] | 8103401 | no | no |  |  | no |  | 0 | 0 | 0 | 0 | 0 | 0 |  | 1 | 1 | 1 | 0 | 0 | 0
load_220356726 |  | node_1358450_864_15407081_562 |  | AN | 0 | Other | 0 | 0 | 0 | 0 | 0 | 0 | [24 empty] | 8103401 | no | no |  |  | no |  | 0 | 0 | 0 | 0 | 0 | 0 |  | 1 | 1 | 1 | 0 | 0 | 0
load_220356727 |  | node_1357506_206_15407995_041 |  | AN | 0 | NonResidential | 0 | 0 | 0 | 0 | 0 | 0 | [24 empty] | 8103401 | no | no |  |  | no |  | 0 | 0 | 0 | 0 | 0 | 0 |  | 1 | 1 | 1 | 0 | 0 | 0
load_220356728 |  | node_1356006_029_15408550_578 |  | AN | 0 | Residential | 1706.4+726.923j | 0 | 0 | 0 | 0 | 0 | [24 empty] | 8103401 | no | no |  |  | no |  | 0 | 0 | 0 | 0 | 0 | 0 |  | 1 | 1 | 1 | 0 | 0 | 0
load_220356729 |  | node_1355454_948_15408565_682 |  | AN | 0 | Residential | 6040.8+2573.37j | 0 | 0 | 0 | 0 | 0 | [24 empty] | 8103401 | no | no |  |  | no |  | 0 | 0 | 0 | 0 | 0 | 0 |  | 1 | 1 | 1 | 0 | 0 | 0
load_220356730 |  | node_1354398_048_15408449_527 |  | AN | 0 | NonResidential | 1749.6+745.326j | 0 | 0 | 0 | 0 | 0 | [24 empty] | 8103401 | no | no |  |  | no |  | 0 | 0 | 0 | 0 | 0 | 0 |  | 1 | 1 | 1 | 0 | 0 | 0
load_220356734 |  | node_1359043_421_15414413_01 |  | AN | 0 | Residential | 4190.4+1785.103j | 0 | 0 | 0 | 0 | 0 | [24 empty] | 8103401 | no | no |  |  | no |  | 0 | 0 | 0 | 0 | 0 | 0 |  | 1 | 1 | 1 | 0 | 0 | 0
load_220356735 |  | node_1359027_68_15414929_275 |  | AN | 0 | Residential | 23284.8+9919.283j | 0 | 0 | 0 | 0 | 0 | [24 empty] | 8103401 | no | no |  |  | no |  | 0 | 0 | 0 | 0 | 0 | 0 |  | 1 | 1 | 1 | 0 | 0 | 0
load_220356736 |  | node_1359026_777_15415163_503 |  | AN | 0 | Residential | 6012+2561.101j | 0 | 0 | 0 | 0 | 0 | [24 empty] | 8103401 | no | no |  |  | no |  | 0 | 0 | 0 | 0 | 0 | 0 |  | 1 | 1 | 1 | 0 | 0 | 0
load_220356737 |  | node_1359014_879_15415666_73 |  | AN | 0 | Residential | 3693.6+1573.467j | 0 | 0 | 0 | 0 | 0 | [24 empty] | 8103401 | no | no |  |  | no |  | 0 | 0 | 0 | 0 | 0 | 0 |  | 1 | 1 | 1 | 0 | 0 | 0
load_220356738 |  | node_1359009_392_15415960_167 |  | AN | 0 | Residential | 4809.6+2048.881j | 0 | 0 | 0 | 0 | 0 | [24 empty] | 8103401 | no | no |  |  | no |  | 0 | 0 | 0 | 0 | 0 | 0 |  | 1 | 1 | 1 | 0 | 0 | 0
load_220356739 |  | node_1359066_871_15416326_268 |  | AN | 0 | Residential | 9597.6+4088.56j | 0 | 0 | 0 | 0 | 0 | [24 empty] | 8103401 | no | no |  |  | no |  | 0 | 0 | 0 | 0 | 0 | 0 |  | 1 | 1 | 1 | 0 | 0 | 0
load_220356741 |  | node_1358291_574_15422095_036 |  | AN | 0 | Residential | 2916+1242.211j | 0 | 0 | 0 | 0 | 0 | [24 empty] | 8103401 | no | no |  |  | no |  | 0 | 0 | 0 | 0 | 0 | 0 |  | 1 | 1 | 1 | 0 | 0 | 0
load_220356742 |  | node_1359998_106_15413181_741 |  | AN | 0 | Residential | 19065.6+8121.912j | 0 | 0 | 0 | 0 | 0 | [24 empty] | 8103401 | no | no |  |  | no |  | 0 | 0 | 0 | 0 | 0 | 0 |  | 1 | 1 | 1 | 0 | 0 | 0
load_220356743 |  | node_1359728_178_15413235_82 |  | AN | 0 | Residential | 7509.6+3199.076j | 0 | 0 | 0 | 0 | 0 | [24 empty] | 8103401 | no | no |  |  | no |  | 0 | 0 | 0 | 0 | 0 | 0 |  | 1 | 1 | 1 | 0 | 0 | 0
load_220356744 |  | node_1358414_966_15413659_639 |  | AN | 0 | Residential | 8949.6+3812.514j | 0 | 0 | 0 | 0 | 0 | [24 empty] | 8103401 | no | no |  |  | no |  | 0 | 0 | 0 | 0 | 0 | 0 |  | 1 | 1 | 1 | 0 | 0 | 0
load_220356758 |  | node_1359099_238_15422866_946 |  | AN | 0 | NonResidential | 13000+5537.977j | 0 | 0 | 0 | 0 | 0 | [24 empty] | 8103401 | no | no |  |  | no |  | 0 | 0 | 0 | 0 | 0 | 0 |  | 1 | 1 | 1 | 0 | 0 | 0
load_220356759 |  | node_1359146_558_15422620_795 |  | AN | 0 | Residential | 7920+3373.906j | 0 | 0 | 0 | 0 | 0 | [24 empty] | 8103401 | no | no |  |  | no |  | 0 | 0 | 0 | 0 | 0 | 0 |  | 1 | 1 | 1 | 0 | 0 | 0
load_220356760 |  | node_1359206_499_15422356_89 |  | AN | 0 | NonResidential | 5047.2+2150.098j | 0 | 0 | 0 | 0 | 0 | [24 empty] | 8103401 | no | no |  |  | no |  | 0 | 0 | 0 | 0 | 0 | 0 |  | 1 | 1 | 1 | 0 | 0 | 0
load_220356761 |  | node_1359254_672_15422057_647 |  | AN | 0 | Residential | 2707.2+1153.262j | 0 | 0 | 0 | 0 | 0 | [24 empty] | 8103401 | no | no |  |  | no |  | 0 | 0 | 0 | 0 | 0 | 0 |  | 1 | 1 | 1 | 0 | 0 | 0
load_220356766 |  | node_1356693_586_15427407_228 |  | AN | 0 | Residential | 2923.2+1245.278j | 0 | 0 | 0 | 0 | 0 | [24 empty] | 8103401 | no | no |  |  | no |  | 0 | 0 | 0 | 0 | 0 | 0 |  | 1 | 1 | 1 | 0 | 0 | 0
load_220356767 |  | node_1356472_204_15427772_056 |  | AN | 0 | Residential | 5450.4+2321.861j | 0 | 0 | 0 | 0 | 0 | [24 empty] | 8103401 | no | no |  |  | no |  | 0 | 0 | 0 | 0 | 0 | 0 |  | 1 | 1 | 1 | 0 | 0 | 0
load_220356768 |  | node_1356205_797_15428158_69 |  | AN | 0 | Residential | 10022.4+4269.525j | 0 | 0 | 0 | 0 | 0 | [24 empty] | 8103401 | no | no |  |  | no |  | 0 | 0 | 0 | 0 | 0 | 0 |  | 1 | 1 | 1 | 0 | 0 | 0
load_220356769 |  | node_1355978_131_15428590_994 |  | AN | 0 | Residential | 2131.2+907.887j | 0 | 0 | 0 | 0 | 0 | [24 empty] | 8103401 | no | no |  |  | no |  | 0 | 0 | 0 | 0 | 0 | 0 |  | 1 | 1 | 1 | 0 | 0 | 0
load_220356770 |  | node_1355676_038_15429059_413 |  | AN | 0 | Residential | 26121.6+11127.755j | 0 | 0 | 0 | 0 | 0 | [24 empty] | 8103401 | no | no |  |  | no |  | 0 | 0 | 0 | 0 | 0 | 0 |  | 1 | 1 | 1 | 0 | 0 | 0
load_220356771 |  | node_1355887_452_15429312_14 |  | AN | 0 | Residential | 9237.6+3935.201j | 0 | 0 | 0 | 0 | 0 | [24 empty] | 8103401 | no | no |  |  | no |  | 0 | 0 | 0 | 0 | 0 | 0 |  | 1 | 1 | 1 | 0 | 0 | 0
load_220356772 |  | node_1355433_395_15429451_707 |  | AN | 0 | Residential | 6782.4+2889.29j | 0 | 0 | 0 | 0 | 0 | [24 empty] | 8103401 | no | no |  |  | no |  | 0 | 0 | 0 | 0 | 0 | 0 |  | 1 | 1 | 1 | 0 | 0 | 0
load_220356774 |  | node_1354882_771_15430315_676 |  | AN | 0 | Residential | 3492+1487.586j | 0 | 0 | 0 | 0 | 0 | [24 empty] | 8103401 | no | no |  |  | no |  | 0 | 0 | 0 | 0 | 0 | 0 |  | 1 | 1 | 1 | 0 | 0 | 0
load_220356775 |  | node_1354364_149_15431125_813 |  | AN | 0 | Residential | 0 | 0 | 0 | 0 | 0 | 0 | [24 empty] | 8103401 | no | no |  |  | no |  | 0 | 0 | 0 | 0 | 0 | 0 |  | 1 | 1 | 1 | 0 | 0 | 0
load_220356776 |  | node_1358389_213_15423736_19 |  | AN | 0 | Residential | 6120+2607.109j | 0 | 0 | 0 | 0 | 0 | [24 empty] | 8103401 | no | no |  |  | no |  | 0 | 0 | 0 | 0 | 0 | 0 |  | 1 | 1 | 1 | 0 | 0 | 0
load_220356777 |  | node_1358651_927_15424013_731 |  | AN | 0 | Residential | 7466.4+3180.673j | 0 | 0 | 0 | 0 | 0 | [24 empty] | 8103401 | no | no |  |  | no |  | 0 | 0 | 0 | 0 | 0 | 0 |  | 1 | 1 | 1 | 0 | 0 | 0
load_220356778 |  | node_1358187_986_15424265_764 |  | AN | 0 | NonResidential | 0 | 0 | 0 | 0 | 0 | 0 | [24 empty] | 8103401 | no | no |  |  | no |  | 0 | 0 | 0 | 0 | 0 | 0 |  | 1 | 1 | 1 | 0 | 0 | 0
load_220356779 |  | node_1358172_213_15424462_461 |  | AN | 0 | Residential | 10497.6+4471.959j | 0 | 0 | 0 | 0 | 0 | [24 empty] | 8103401 | no | no |  |  | no |  | 0 | 0 | 0 | 0 | 0 | 0 |  | 1 | 1 | 1 | 0 | 0 | 0
load_220356780 |  | node_1358049_834_15424764_14 |  | AN | 0 | Residential | 5421.6+2309.592j | 0 | 0 | 0 | 0 | 0 | [24 empty] | 8103401 | no | no |  |  | no |  | 0 | 0 | 0 | 0 | 0 | 0 |  | 1 | 1 | 1 | 0 | 0 | 0
load_220356781 |  | node_1357134_901_15426634_374 |  | AN | 0 | Residential | 1267.2+539.825j | 0 | 0 | 0 | 0 | 0 | [24 empty] | 8103401 | no | no |  |  | no |  | 0 | 0 | 0 | 0 | 0 | 0 |  | 1 | 1 | 1 | 0 | 0 | 0
load_220356972 |  | node_1349997_473_15437239_708 |  | AN | 0 | NonResidential | 0 | 0 | 0 | 0 | 0 | 0 | [24 empty] | 8103401 | no | no |  |  | no |  | 0 | 0 | 0 | 0 | 0 | 0 |  | 1 | 1 | 1 | 0 | 0 | 0
load_220356973 |  | node_1349739_978_15437382_22 |  | AN | 0 | Residential | 95983.2+40888.672j | 0 | 0 | 0 | 0 | 0 | [24 empty] | 8103401 | no | no |  |  | no |  | 0 | 0 | 0 | 0 | 0 | 0 |  | 1 | 1 | 1 | 0 | 0 | 0
load_220356974 |  | node_1347837_284_15433164_581 |  | AN | 0 | Residential | 576+245.375j | 0 | 0 | 0 | 0 | 0 | [24 empty] | 8103401 | no | no |  |  | no |  | 0 | 0 | 0 | 0 | 0 | 0 |  | 1 | 1 | 1 | 0 | 0 | 0
load_220356975 |  | node_1347648_194_15433796_389 |  | AN | 0 | Residential | 6962.4+2965.97j | 0 | 0 | 0 | 0 | 0 | [24 empty] | 8103401 | no | no |  |  | no |  | 0 | 0 | 0 | 0 | 0 | 0 |  | 1 | 1 | 1 | 0 | 0 | 0
load_220356976 |  | node_1349711_83_15439404_737 |  | AN | 0 | Residential | 12369.6+5269.428j | 0 | 0 | 0 | 0 | 0 | [24 empty] | 8103401 | no | no |  |  | no |  | 0 | 0 | 0 | 0 | 0 | 0 |  | 1 | 1 | 1 | 0 | 0 | 0
load_220356977 |  | node_1350987_881_15436095_827 |  | AN | 0 | Other | 0 | 0 | 0 | 0 | 0 | 0 | [24 empty] | 8103401 | no | no |  |  | no |  | 0 | 0 | 0 | 0 | 0 | 0 |  | 1 | 1 | 1 | 0 | 0 | 0
load_220356978 |  | node_1350319_453_15436674_388 |  | AN | 0 | Residential | 107992.8+46004.74j | 0 | 0 | 0 | 0 | 0 | [24 empty] | 8103401 | no | no |  |  | no |  | 0 | 0 | 0 | 0 | 0 | 0 |  | 1 | 1 | 1 | 0 | 0 | 0
load_220356979 |  | node_1350209_269_15436979_283 |  | AN | 0 | Residential | 13039.2+5554.676j | 0 | 0 | 0 | 0 | 0 | [24 empty] | 8103401 | no | no |  |  | no |  | 0 | 0 | 0 | 0 | 0 | 0 |  | 1 | 1 | 1 | 0 | 0 | 0
load_220356980 |  | node_1350335_72_15437091_4 |  | AN | 0 | Other | 0 | 0 | 0 | 0 | 0 | 0 | [24 empty] | 8103401 | no | no |  |  | no |  | 0 | 0 | 0 | 0 | 0 | 0 |  | 1 | 1 | 1 | 0 | 0 | 0
load_220356982 |  | node_1350665_846_15437116_926 |  | AN | 0 | Residential | 17647.2+7517.676j | 0 | 0 | 0 | 0 | 0 | [24 empty] | 8103401 | no | no |  |  | no |  | 0 | 0 | 0 | 0 | 0 | 0 |  | 1 | 1 | 1 | 0 | 0 | 0
load_220356984 |  | node_1348311_981_15441288_658 |  | AN | 0 | Residential | 25452+10842.507j | 0 | 0 | 0 | 0 | 0 | [24 empty] | 8103401 | no | no |  |  | no |  | 0 | 0 | 0 | 0 | 0 | 0 |  | 1 | 1 | 1 | 0 | 0 | 0
load_220356986 |  | node_1343509_59_15442011_776 |  | AN | 0 | Other | 0 | 0 | 0 | 0 | 0 | 0 | [24 empty] | 8103401 | no | no |  |  | no |  | 0 | 0 | 0 | 0 | 0 | 0 |  | 1 | 1 | 1 | 0 | 0 | 0
load_220356987 |  | node_1344479_367_15442352_933 |  | AN | 0 | Residential | 6955.2+2962.903j | 0 | 0 | 0 | 0 | 0 | [24 empty] | 8103401 | no | no |  |  | no |  | 0 | 0 | 0 | 0 | 0 | 0 |  | 1 | 1 | 1 | 0 | 0 | 0
load_220356988 |  | node_1344276_689_15442595_721 |  | AN | 0 | Residential | 11678.4+4974.978j | 0 | 0 | 0 | 0 | 0 | [24 empty] | 8103401 | no | no |  |  | no |  | 0 | 0 | 0 | 0 | 0 | 0 |  | 1 | 1 | 1 | 0 | 0 | 0
load_220356989 |  | node_1343661_659_15442824_894 |  | AN | 0 | Residential | 7293.6+3107.061j | 0 | 0 | 0 | 0 | 0 | [24 empty] | 8103401 | no | no |  |  | no |  | 0 | 0 | 0 | 0 | 0 | 0 |  | 1 | 1 | 1 | 0 | 0 | 0
load_220356990 |  | node_1343397_931_15443822_38 |  | AN | 0 | Residential | 12304.8+5241.823j | 0 | 0 | 0 | 0 | 0 | [24 empty] | 8103401 | no | no |  |  | no |  | 0 | 0 | 0 | 0 | 0 | 0 |  | 1 | 1 | 1 | 0 | 0 | 0
load_220356991 |  | node_1343444_04_15442702_564 |  | AN | 0 | Residential | 15465.6+6588.318j | 0 | 0 | 0 | 0 | 0 | [24 empty] | 8103401 | no | no |  |  | no |  | 0 | 0 | 0 | 0 | 0 | 0 |  | 1 | 1 | 1 | 0 | 0 | 0
load_220356992 |  | node_1343509_792_15442443_49 |  | AN | 0 | Residential | 6667.2+2840.215j | 0 | 0 | 0 | 0 | 0 | [24 empty] | 8103401 | no | no |  |  | no |  | 0 | 0 | 0 | 0 | 0 | 0 |  | 1 | 1 | 1 | 0 | 0 | 0
load_220356993 |  | node_1348517_481_15435077_171 |  | AN | 0 | Residential | 11376+4846.156j | 0 | 0 | 0 | 0 | 0 | [24 empty] | 8103401 | no | no |  |  | no |  | 0 | 0 | 0 | 0 | 0 | 0 |  | 1 | 1 | 1 | 0 | 0 | 0
load_220356996 |  | node_1351403_479_15434269_287 |  | AN | 0 | Residential | 5119.2+2180.77j | 0 | 0 | 0 | 0 | 0 | [24 empty] | 8103401 | no | no |  |  | no |  | 0 | 0 | 0 | 0 | 0 | 0 |  | 1 | 1 | 1 | 0 | 0 | 0
load_220356997 |  | node_1351092_989_15434846_14 |  | AN | 0 | Residential | 5580+2377.07j | 0 | 0 | 0 | 0 | 0 | [24 empty] | 8103401 | no | no |  |  | no |  | 0 | 0 | 0 | 0 | 0 | 0 |  | 1 | 1 | 1 | 0 | 0 | 0
load_220356998 |  | node_1350943_873_15435072_988 |  | AN | 0 | Residential | 33228+14155.069j | 0 | 0 | 0 | 0 | 0 | [24 empty] | 8103401 | no | no |  |  | no |  | 0 | 0 | 0 | 0 | 0 | 0 |  | 1 | 1 | 1 | 0 | 0 | 0
load_220356999 |  | node_1350388_641_15435164_608 |  | AN | 0 | NonResidential | 770.4+328.189j | 0 | 0 | 0 | 0 | 0 | [24 empty] | 8103401 | no | no |  |  | no |  | 0 | 0 | 0 | 0 | 0 | 0 |  | 1 | 1 | 1 | 0 | 0 | 0
load_220357000 |  | node_1347535_212_15437503_956 |  | AN | 0 | Residential | 3621.6+1542.795j | 0 | 0 | 0 | 0 | 0 | [24 empty] | 8103401 | no | no |  |  | no |  | 0 | 0 | 0 | 0 | 0 | 0 |  | 1 | 1 | 1 | 0 | 0 | 0
load_220357001 |  | node_1346948_058_15438462_54 |  | AN | 0 | Residential | 14047.2+5984.082j | 0 | 0 | 0 | 0 | 0 | [24 empty] | 8103401 | no | no |  |  | no |  | 0 | 0 | 0 | 0 | 0 | 0 |  | 1 | 1 | 1 | 0 | 0 | 0
load_220357002 |  | node_1345654_157_15441131_042 |  | AN | 0 | Residential | 14918.4+6355.212j | 0 | 0 | 0 | 0 | 0 | [24 empty] | 8103401 | no | no |  |  | no |  | 0 | 0 | 0 | 0 | 0 | 0 |  | 1 | 1 | 1 | 0 | 0 | 0
load_220357003 |  | node_1345244_119_15441390_67 |  | AN | 0 | Residential | 3492+1487.586j | 0 | 0 | 0 | 0 | 0 | [24 empty] | 8103401 | no | no |  |  | no |  | 0 | 0 | 0 | 0 | 0 | 0 |  | 1 | 1 | 1 | 0 | 0 | 0
load_220357004 |  | node_1345001_393_15441901_892 |  | AN | 0 | Residential | 1692+720.789j | 0 | 0 | 0 | 0 | 0 | [24 empty] | 8103401 | no | no |  |  | no |  | 0 | 0 | 0 | 0 | 0 | 0 |  | 1 | 1 | 1 | 0 | 0 | 0
load_220357005 |  | node_1344548_427_15443306_508 |  | AN | 0 | Residential | 5284.8+2251.315j | 0 | 0 | 0 | 0 | 0 | [24 empty] | 8103401 | no | no |  |  | no |  | 0 | 0 | 0 | 0 | 0 | 0 |  | 1 | 1 | 1 | 0 | 0 | 0
load_220357007 |  | node_1352876_192_15433005_916 |  | AN | 0 | Residential | 2736+1165.531j | 0 | 0 | 0 | 0 | 0 | [24 empty] | 8103401 | no | no |  |  | no |  | 0 | 0 | 0 | 0 | 0 | 0 |  | 1 | 1 | 1 | 0 | 0 | 0
load_220357008 |  | node_1352503_3_15433500_219 |  | AN | 0 | Residential | 11196+4769.476j | 0 | 0 | 0 | 0 | 0 | [24 empty] | 8103401 | no | no |  |  | no |  | 0 | 0 | 0 | 0 | 0 | 0 |  | 1 | 1 | 1 | 0 | 0 | 0
load_220357009 |  | node_1352392_184_15433837_026 |  | AN | 0 | Residential | 7380+3143.867j | 0 | 0 | 0 | 0 | 0 | [24 empty] | 8103401 | no | no |  |  | no |  | 0 | 0 | 0 | 0 | 0 | 0 |  | 1 | 1 | 1 | 0 | 0 | 0
load_220428573 |  | node_1345168_745_15403550_288 |  | AN | 0 | Residential | 5983.2+2548.833j | 0 | 0 | 0 | 0 | 0 | [24 empty] | 8103401 | no | no |  |  | no |  | 0 | 0 | 0 | 0 | 0 | 0 |  | 1 | 1 | 1 | 0 | 0 | 0
load_220430511 |  | node_1343704_728_15397296_917 |  | AN | 0 | NonResidential | 12319.2+5247.957j | 0 | 0 | 0 | 0 | 0 | [24 empty] | 8103401 | no | no |  |  | no |  | 0 | 0 | 0 | 0 | 0 | 0 |  | 1 | 1 | 1 | 0 | 0 | 0
load_220432302 |  | node_1356876_208_15416349_471 |  | AN | 0 | Residential | 8899.2+3791.043j | 0 | 0 | 0 | 0 | 0 | [24 empty] | 8103401 | no | no |  |  | no |  | 0 | 0 | 0 | 0 | 0 | 0 |  | 1 | 1 | 1 | 0 | 0 | 0
load_220432609 |  | node_1355287_005_15422031_479 |  | AN | 0 | Residential | 4334.4+1846.447j | 0 | 0 | 0 | 0 | 0 | [24 empty] | 8103401 | no | no |  |  | no |  | 0 | 0 | 0 | 0 | 0 | 0 |  | 1 | 1 | 1 | 0 | 0 | 0
load_220432847 |  | node_1346360_131_15441389_706 |  | AN | 0 | Residential | 8877.6+3781.842j | 0 | 0 | 0 | 0 | 0 | [24 empty] | 8103401 | no | no |  |  | no |  | 0 | 0 | 0 | 0 | 0 | 0 |  | 1 | 1 | 1 | 0 | 0 | 0
load_220433121 |  | node_1354682_12_15427203_3 |  | AN | 0 | Residential | 5155.2+2196.106j | 0 | 0 | 0 | 0 | 0 | [24 empty] | 8103401 | no | no |  |  | no |  | 0 | 0 | 0 | 0 | 0 | 0 |  | 1 | 1 | 1 | 0 | 0 | 0
load_220439523 |  | node_1337939_034_15422959_055 |  | AN | 0 | Residential | 3895.2+1659.348j | 0 | 0 | 0 | 0 | 0 | [24 empty] | 8103401 | no | no |  |  | no |  | 0 | 0 | 0 | 0 | 0 | 0 |  | 1 | 1 | 1 | 0 | 0 | 0
load_220440471 |  | node_1344139_095_15411036_008 |  | AN | 0 | Residential | 7257.6+3091.725j | 0 | 0 | 0 | 0 | 0 | [24 empty] | 8103401 | no | no |  |  | no |  | 0 | 0 | 0 | 0 | 0 | 0 |  | 1 | 1 | 1 | 0 | 0 | 0
load_220457967 |  | node_1344370_03_15443648_515 |  | AN | 0 | NonResidential | 5500.8+2343.331j | 0 | 0 | 0 | 0 | 0 | [24 empty] | 8103401 | no | no |  |  | no |  | 0 | 0 | 0 | 0 | 0 | 0 |  | 1 | 1 | 1 | 0 | 0 | 0
load_220470227 |  | node_1348104_108_15417854_789 |  | AN | 0 | Residential | 3643.2+1551.997j | 0 | 0 | 0 | 0 | 0 | [24 empty] | 8103401 | no | no |  |  | no |  | 0 | 0 | 0 | 0 | 0 | 0 |  | 1 | 1 | 1 | 0 | 0 | 0
load_220470258 |  | node_1347349_482_15417587_126 |  | AN | 0 | Residential | 6184.8+2634.714j | 0 | 0 | 0 | 0 | 0 | [24 empty] | 8103401 | no | no |  |  | no |  | 0 | 0 | 0 | 0 | 0 | 0 |  | 1 | 1 | 1 | 0 | 0 | 0
load_220470262 |  | node_1345733_377_15417617_807 |  | AN | 0 | Residential | 7560+3220.547j | 0 | 0 | 0 | 0 | 0 | [24 empty] | 8103401 | no | no |  |  | no |  | 0 | 0 | 0 | 0 | 0 | 0 |  | 1 | 1 | 1 | 0 | 0 | 0
load_220470264 |  | node_1343999_143_15418151_705 |  | AN | 0 | NonResidential | 10310.4+4392.212j | 0 | 0 | 0 | 0 | 0 | [24 empty] | 8103401 | no | no |  |  | no |  | 0 | 0 | 0 | 0 | 0 | 0 |  | 1 | 1 | 1 | 0 | 0 | 0
load_220470267 |  | node_1346545_162_15417304_009 |  | AN | 0 | Residential | 12808.8+5456.526j | 0 | 0 | 0 | 0 | 0 | [24 empty] | 8103401 | no | no |  |  | no |  | 0 | 0 | 0 | 0 | 0 | 0 |  | 1 | 1 | 1 | 0 | 0 | 0
load_220470270 |  | node_1346691_613_15417087_238 |  | AN | 0 | Residential | 7192.8+3064.12j | 0 | 0 | 0 | 0 | 0 | [24 empty] | 8103401 | no | no |  |  | no |  | 0 | 0 | 0 | 0 | 0 | 0 |  | 1 | 1 | 1 | 0 | 0 | 0
load_220470299 |  | node_1346347_961_15418037_338 |  | AN | 0 | Residential | 16819.2+7164.949j | 0 | 0 | 0 | 0 | 0 | [24 empty] | 8103401 | no | no |  |  | no |  | 0 | 0 | 0 | 0 | 0 | 0 |  | 1 | 1 | 1 | 0 | 0 | 0
load_220498998 |  | node_1350714_911_15417735_132 |  | AN | 0 | Residential | 17272.8+7358.182j | 0 | 0 | 0 | 0 | 0 | [24 empty] | 8103401 | no | no |  |  | no |  | 0 | 0 | 0 | 0 | 0 | 0 |  | 1 | 1 | 1 | 0 | 0 | 0
load_220499181 |  | node_1345173_821_15417605_035 |  | AN | 0 | Residential | 13680+5827.656j | 0 | 0 | 0 | 0 | 0 | [24 empty] | 8103401 | no | no |  |  | no |  | 0 | 0 | 0 | 0 | 0 | 0 |  | 1 | 1 | 1 | 0 | 0 | 0
load_220499183 |  | node_1344369_468_15418017_035 |  | AN | 0 | Other | 0 | 0 | 0 | 0 | 0 | 0 | [24 empty] | 8103401 | no | no |  |  | no |  | 0 | 0 | 0 | 0 | 0 | 0 |  | 1 | 1 | 1 | 0 | 0 | 0
load_220513616 |  | node_1342720_285_15417106_065 |  | AN | 0 | Residential | 3240+1380.234j | 0 | 0 | 0 | 0 | 0 | [24 empty] | 8103401 | no | no |  |  | no |  | 0 | 0 | 0 | 0 | 0 | 0 |  | 1 | 1 | 1 | 0 | 0 | 0
load_220517558 |  | node_1349043_937_15425555_952 |  | AN | 0 | NonResidential | 6000+2555.989j | 0 | 0 | 0 | 0 | 0 | [24 empty] | 8103401 | no | no |  |  | no |  | 0 | 0 | 0 | 0 | 0 | 0 |  | 1 | 1 | 1 | 0 | 0 | 0
load_220518511 |  | node_1354348_162_15424581_528 |  | AN | 0 | Residential | 19936.8+8493.041j | 0 | 0 | 0 | 0 | 0 | [24 empty] | 8103401 | no | no |  |  | no |  | 0 | 0 | 0 | 0 | 0 | 0 |  | 1 | 1 | 1 | 0 | 0 | 0
load_220520836 |  | node_1338599_911_15404346_379 |  | AN | 0 | Residential | 16704+7115.874j | 0 | 0 | 0 | 0 | 0 | [24 empty] | 8103401 | no | no |  |  | no |  | 0 | 0 | 0 | 0 | 0 | 0 |  | 1 | 1 | 1 | 0 | 0 | 0
load_220527090 |  | node_1346718_272_15440375_563 |  | AN | 0 | NonResidential | 9000+3833.984j | 0 | 0 | 0 | 0 | 0 | [24 empty] | 8103401 | no | no |  |  | no |  | 0 | 0 | 0 | 0 | 0 | 0 |  | 1 | 1 | 1 | 0 | 0 | 0
load_220527354 |  | node_1341469_437_15402897_409 |  | AN | 0 | Residential | 20448+8710.812j | 0 | 0 | 0 | 0 | 0 | [24 empty] | 8103401 | no | no |  |  | no |  | 0 | 0 | 0 | 0 | 0 | 0 |  | 1 | 1 | 1 | 0 | 0 | 0
load_220530382 |  | node_1338843_426_15430006_809 |  | AN | 0 | Residential | 5184+2208.375j | 0 | 0 | 0 | 0 | 0 | [24 empty] | 8103401 | no | no |  |  | no |  | 0 | 0 | 0 | 0 | 0 | 0 |  | 1 | 1 | 1 | 0 | 0 | 0
load_220530672 |  | node_1346776_068_15440020_852 |  | AN | 0 | NonResidential | 8000+3407.986j | 0 | 0 | 0 | 0 | 0 | [24 empty] | 8103401 | no | no |  |  | no |  | 0 | 0 | 0 | 0 | 0 | 0 |  | 1 | 1 | 1 | 0 | 0 | 0
load_220530997 |  | node_1343841_662_15443434_618 |  | AN | 0 | NonResidential | 5000+2129.991j | 0 | 0 | 0 | 0 | 0 | [24 empty] | 8103401 | no | no |  |  | no |  | 0 | 0 | 0 | 0 | 0 | 0 |  | 1 | 1 | 1 | 0 | 0 | 0
load_220531069 |  | node_1357992_718_15425719_046 |  | AN | 0 | Other | 0 | 0 | 0 | 0 | 0 | 0 | [24 empty] | 8103401 | no | no |  |  | no |  | 0 | 0 | 0 | 0 | 0 | 0 |  | 1 | 1 | 1 | 0 | 0 | 0
load_220532932 |  | node_1354436_612_15416673_981 |  | AN | 0 | Other | 0 | 0 | 0 | 0 | 0 | 0 | [24 empty] | 8103401 | no | no |  |  | no |  | 0 | 0 | 0 | 0 | 0 | 0 |  | 1 | 1 | 1 | 0 | 0 | 0
load_220535511 |  | node_1343922_301_15422400_936 |  | AN | 0 | Residential | 7077.6+3015.045j | 0 | 0 | 0 | 0 | 0 | [24 empty] | 8103401 | no | no |  |  | no |  | 0 | 0 | 0 | 0 | 0 | 0 |  | 1 | 1 | 1 | 0 | 0 | 0
load_220535512 |  | node_1358690_563_15423261_426 |  | AN | 0 | Residential | 7344+3128.531j | 0 | 0 | 0 | 0 | 0 | [24 empty] | 8103401 | no | no |  |  | no |  | 0 | 0 | 0 | 0 | 0 | 0 |  | 1 | 1 | 1 | 0 | 0 | 0
load_220535562 |  | node_1347673_994_15430400_907 |  | AN | 0 | Residential | 972+414.07j | 0 | 0 | 0 | 0 | 0 | [24 empty] | 8103401 | no | no |  |  | no |  | 0 | 0 | 0 | 0 | 0 | 0 |  | 1 | 1 | 1 | 0 | 0 | 0
load_220535581 |  | node_1337477_692_15423493_127 |  | AN | 0 | NonResidential | 1137.6+484.616j | 0 | 0 | 0 | 0 | 0 | [24 empty] | 8103401 | no | no |  |  | no |  | 0 | 0 | 0 | 0 | 0 | 0 |  | 1 | 1 | 1 | 0 | 0 | 0
load_220537016 |  | node_1341715_032_15402809_272 |  | AN | 0 | Other | 0 | 0 | 0 | 0 | 0 | 0 | [24 empty] | 8103401 | no | no |  |  | no |  | 0 | 0 | 0 | 0 | 0 | 0 |  | 1 | 1 | 1 | 0 | 0 | 0
load_220539650 |  | node_1347747_658_15417622_116 |  | AN | 0 | Other | 0 | 0 | 0 | 0 | 0 | 0 | [24 empty] | 8103401 | no | no |  |  | no |  | 0 | 0 | 0 | 0 | 0 | 0 |  | 1 | 1 | 1 | 0 | 0 | 0
load_220541837 |  | node_1349443_206_15417541_382 |  | AN | 0 | Residential | 6040.8+2573.37j | 0 | 0 | 0 | 0 | 0 | [24 empty] | 8103401 | no | no |  |  | no |  | 0 | 0 | 0 | 0 | 0 | 0 |  | 1 | 1 | 1 | 0 | 0 | 0
load_220542548 |  | node_1344922_189_15411188_073 |  | AN | 0 | Residential | 12016.8+5119.135j | 0 | 0 | 0 | 0 | 0 | [24 empty] | 8103401 | no | no |  |  | no |  | 0 | 0 | 0 | 0 | 0 | 0 |  | 1 | 1 | 1 | 0 | 0 | 0
load_220543030 |  | node_1354352_036_15426881_594 |  | AN | 0 | Residential | 6228+2653.117j | 0 | 0 | 0 | 0 | 0 | [24 empty] | 8103401 | no | no |  |  | no |  | 0 | 0 | 0 | 0 | 0 | 0 |  | 1 | 1 | 1 | 0 | 0 | 0
load_220544048 |  | node_1346921_087_15404090_698 |  | AN | 0 | NonResidential | 540+230.039j | 0 | 0 | 0 | 0 | 0 | [24 empty] | 8103401 | no | no |  |  | no |  | 0 | 0 | 0 | 0 | 0 | 0 |  | 1 | 1 | 1 | 0 | 0 | 0
load_220544865 |  | node_1332233_759_15424182_571 |  | AN | 0 | Other | 0 | 0 | 0 | 0 | 0 | 0 | [24 empty] | 8103401 | no | no |  |  | no |  | 0 | 0 | 0 | 0 | 0 | 0 |  | 1 | 1 | 1 | 0 | 0 | 0
load_220545179 |  | node_1338103_874_15411987_426 |  | AN | 0 | Other | 0 | 0 | 0 | 0 | 0 | 0 | [24 empty] | 8103401 | no | no |  |  | no |  | 0 | 0 | 0 | 0 | 0 | 0 |  | 1 | 1 | 1 | 0 | 0 | 0
load_220546093 |  | node_1338363_719_15404534_017 |  | AN | 0 | Residential | 9280.8+3953.604j | 0 | 0 | 0 | 0 | 0 | [24 empty] | 8103401 | no | no |  |  | no |  | 0 | 0 | 0 | 0 | 0 | 0 |  | 1 | 1 | 1 | 0 | 0 | 0
load_220547342 |  | node_1343992_348_15418967_971 |  | AN | 0 | Other | 0 | 0 | 0 | 0 | 0 | 0 | [24 empty] | 8103401 | no | no |  |  | no |  | 0 | 0 | 0 | 0 | 0 | 0 |  | 1 | 1 | 1 | 0 | 0 | 0
load_220549406 |  | node_1350325_844_15437266_235 |  | AN | 0 | Other | 0 | 0 | 0 | 0 | 0 | 0 | [24 empty] | 8103401 | no | no |  |  | no |  | 0 | 0 | 0 | 0 | 0 | 0 |  | 1 | 1 | 1 | 0 | 0 | 0
load_220549409 |  | node_1351645_729_15405893_804 |  | AN | 0 | Residential | 5248.8+2235.979j | 0 | 0 | 0 | 0 | 0 | [24 empty] | 8103401 | no | no |  |  | no |  | 0 | 0 | 0 | 0 | 0 | 0 |  | 1 | 1 | 1 | 0 | 0 | 0
load_220550387 |  | node_1349203_167_15427380_654 |  | AN | 0 | Residential | 0 | 0 | 0 | 0 | 0 | 0 | [24 empty] | 8103401 | no | no |  |  | no |  | 0 | 0 | 0 | 0 | 0 | 0 |  | 1 | 1 | 1 | 0 | 0 | 0
load_220556933 |  | node_1346787_663_15406783_247 |  | AN | 0 | Residential | 3132+1334.226j | 0 | 0 | 0 | 0 | 0 | [24 empty] | 8103401 | no | no |  |  | no |  | 0 | 0 | 0 | 0 | 0 | 0 |  | 1 | 1 | 1 | 0 | 0 | 0
load_220566251 |  | node_1334605_345_15412773_182 |  | AN | 0 | Residential | 14292+6088.367j | 0 | 0 | 0 | 0 | 0 | [24 empty] | 8103401 | no | no |  |  | no |  | 0 | 0 | 0 | 0 | 0 | 0 |  | 1 | 1 | 1 | 0 | 0 | 0
load_220569533 |  | node_1342314_813_15425023_603 |  | AN | 0 | Residential | 3204+1364.898j | 0 | 0 | 0 | 0 | 0 | [24 empty] | 8103401 | no | no |  |  | no |  | 0 | 0 | 0 | 0 | 0 | 0 |  | 1 | 1 | 1 | 0 | 0 | 0
load_220573022 |  | node_1354370_982_15415042_405 |  | AN | 0 | Residential | 3211.2+1367.965j | 0 | 0 | 0 | 0 | 0 | [24 empty] | 8103401 | no | no |  |  | no |  | 0 | 0 | 0 | 0 | 0 | 0 |  | 1 | 1 | 1 | 0 | 0 | 0
load_220573125 |  | node_1350238_488_15414328_569 |  | AN | 0 | Other | 0 | 0 | 0 | 0 | 0 | 0 | [24 empty] | 8103401 | no | no |  |  | no |  | 0 | 0 | 0 | 0 | 0 | 0 |  | 1 | 1 | 1 | 0 | 0 | 0
load_220574696 |  | node_1335893_276_15419323_96 |  | AN | 0 | NonResidential | 258666.667+110191.539j | 0 | 0 | 0 | 0 | 0 | [24 empty] | 8103401 | no | no |  |  | no |  | 0 | 0 | 0 | 0 | 0 | 0 |  | 1 | 1 | 1 | 0 | 0 | 0
load_220574703 |  | node_1335883_598_15419300_651 |  | BN | 0 | NonResidential | 0 | 258666.667+110191.539j | 0 | 0 | 0 | 0 | [24 empty] | 8103401 | no | no |  |  | no |  | 0 | 0 | 0 | 0 | 0 | 0 |  | 1 | 1 | 1 | 0 | 0 | 0
load_220574704 |  | node_1335907_073_15419343_143 |  | CN | 0 | NonResidential | 0 | 0 | 258666.667+110191.539j | 0 | 0 | 0 | [24 empty] | 8103401 | no | no |  |  | no |  | 0 | 0 | 0 | 0 | 0 | 0 |  | 1 | 1 | 1 | 0 | 0 | 0
load_220574975 |  | node_1340684_029_15419466_114 |  | AN | 0 | Residential | 2152.8+917.089j | 0 | 0 | 0 | 0 | 0 | [24 empty] | 8103401 | no | no |  |  | no |  | 0 | 0 | 0 | 0 | 0 | 0 |  | 1 | 1 | 1 | 0 | 0 | 0
load_220574976 |  | node_1338240_723_15419822_443 |  | AN | 0 | Residential | 7142.4+3042.65j | 0 | 0 | 0 | 0 | 0 | [24 empty] | 8103401 | no | no |  |  | no |  | 0 | 0 | 0 | 0 | 0 | 0 |  | 1 | 1 | 1 | 0 | 0 | 0
load_220574977 |  | node_1337564_139_15419837_449 |  | AN | 0 | Residential | 8064+3435.25j | 0 | 0 | 0 | 0 | 0 | [24 empty] | 8103401 | no | no |  |  | no |  | 0 | 0 | 0 | 0 | 0 | 0 |  | 1 | 1 | 1 | 0 | 0 | 0
load_220574978 |  | node_1335999_84_15419355_736 |  | AN | 0 | Residential | 5544+2361.734j | 0 | 0 | 0 | 0 | 0 | [24 empty] | 8103401 | no | no |  |  | no |  | 0 | 0 | 0 | 0 | 0 | 0 |  | 1 | 1 | 1 | 0 | 0 | 0
load_220574979 |  | node_1335141_564_15418438_972 |  | AN | 0 | Residential | 7826.4+3334.032j | 0 | 0 | 0 | 0 | 0 | [24 empty] | 8103401 | no | no |  |  | no |  | 0 | 0 | 0 | 0 | 0 | 0 |  | 1 | 1 | 1 | 0 | 0 | 0
load_220574980 |  | node_1354552_131_15416256_391 |  | AN | 0 | Residential | 2088+889.484j | 0 | 0 | 0 | 0 | 0 | [24 empty] | 8103401 | no | no |  |  | no |  | 0 | 0 | 0 | 0 | 0 | 0 |  | 1 | 1 | 1 | 0 | 0 | 0
load_220575290 |  | node_1342160_778_15418945_677 |  | AN | 0 | Residential | 6933.6+2953.701j | 0 | 0 | 0 | 0 | 0 | [24 empty] | 8103401 | no | no |  |  | no |  | 0 | 0 | 0 | 0 | 0 | 0 |  | 1 | 1 | 1 | 0 | 0 | 0
load_220576921 |  | node_1349269_538_15424509_491 |  | AN | 0 | Residential | 9367.2+3990.41j | 0 | 0 | 0 | 0 | 0 | [24 empty] | 8103401 | no | no |  |  | no |  | 0 | 0 | 0 | 0 | 0 | 0 |  | 1 | 1 | 1 | 0 | 0 | 0
load_220577905 |  | node_1351779_475_15404920_019 |  | AN | 0 | Residential | 0 | 0 | 0 | 0 | 0 | 0 | [24 empty] | 8103401 | no | no |  |  | no |  | 0 | 0 | 0 | 0 | 0 | 0 |  | 1 | 1 | 1 | 0 | 0 | 0
load_220583292 |  | node_1332175_993_15415931_72 |  | AN | 0 | Residential | 7243.2+3085.59j | 0 | 0 | 0 | 0 | 0 | [24 empty] | 8103401 | no | no |  |  | no |  | 0 | 0 | 0 | 0 | 0 | 0 |  | 1 | 1 | 1 | 0 | 0 | 0
load_220595025 |  | node_1336832_694_15419298_326 |  | AN | 0 | Other | 0 | 0 | 0 | 0 | 0 | 0 | [24 empty] | 8103401 | no | no |  |  | no |  | 0 | 0 | 0 | 0 | 0 | 0 |  | 1 | 1 | 1 | 0 | 0 | 0
load_220595043 |  | node_1336945_114_15419253_486 |  | AN | 0 | Other | 0 | 0 | 0 | 0 | 0 | 0 | [24 empty] | 8103401 | no | no |  |  | no |  | 0 | 0 | 0 | 0 | 0 | 0 |  | 1 | 1 | 1 | 0 | 0 | 0
load_220595044 |  | node_1336921_738_15419233_855 |  | AN | 0 | Other | 0 | 0 | 0 | 0 | 0 | 0 | [24 empty] | 8103401 | no | no |  |  | no |  | 0 | 0 | 0 | 0 | 0 | 0 |  | 1 | 1 | 1 | 0 | 0 | 0
load_220595609 |  | node_1344827_361_15421557_765 |  | AN | 0 | Residential | 11743.2+5002.582j | 0 | 0 | 0 | 0 | 0 | [24 empty] | 8103401 | no | no |  |  | no |  | 0 | 0 | 0 | 0 | 0 | 0 |  | 1 | 1 | 1 | 0 | 0 | 0
load_220597633 |  | node_1350462_657_15411006_355 |  | AN | 0 | Residential | 7192.8+3064.12j | 0 | 0 | 0 | 0 | 0 | [24 empty] | 8103401 | no | no |  |  | no |  | 0 | 0 | 0 | 0 | 0 | 0 |  | 1 | 1 | 1 | 0 | 0 | 0
load_220597913 |  | node_1359210_723_15411586_351 |  | AN | 0 | Residential | 2973.6+1266.748j | 0 | 0 | 0 | 0 | 0 | [24 empty] | 8103401 | no | no |  |  | no |  | 0 | 0 | 0 | 0 | 0 | 0 |  | 1 | 1 | 1 | 0 | 0 | 0
load_220597915 |  | node_1359059_716_15413850_238 |  | AN | 0 | Residential | 16394.4+6983.985j | 0 | 0 | 0 | 0 | 0 | [24 empty] | 8103401 | no | no |  |  | no |  | 0 | 0 | 0 | 0 | 0 | 0 |  | 1 | 1 | 1 | 0 | 0 | 0
load_220597917 |  | node_1359231_001_15409543_003 |  | AN | 0 | Residential | 0 | 0 | 0 | 0 | 0 | 0 | [24 empty] | 8103401 | no | no |  |  | no |  | 0 | 0 | 0 | 0 | 0 | 0 |  | 1 | 1 | 1 | 0 | 0 | 0
load_220597918 |  | node_1359151_583_15410278_082 |  | AN | 0 | Residential | 17272.8+7358.182j | 0 | 0 | 0 | 0 | 0 | [24 empty] | 8103401 | no | no |  |  | no |  | 0 | 0 | 0 | 0 | 0 | 0 |  | 1 | 1 | 1 | 0 | 0 | 0
load_220597919 |  | node_1359061_196_15413542_821 |  | AN | 0 | Other | 0 | 0 | 0 | 0 | 0 | 0 | [24 empty] | 8103401 | no | no |  |  | no |  | 0 | 0 | 0 | 0 | 0 | 0 |  | 1 | 1 | 1 | 0 | 0 | 0
load_220597920 |  | node_1358709_689_15412831_565 |  | AN | 0 | Residential | 8776.8+3738.901j | 0 | 0 | 0 | 0 | 0 | [24 empty] | 8103401 | no | no |  |  | no |  | 0 | 0 | 0 | 0 | 0 | 0 |  | 1 | 1 | 1 | 0 | 0 | 0
load_220597924 |  | node_1359215_642_15409983_283 |  | AN | 0 | Residential | 4737.6+2018.209j | 0 | 0 | 0 | 0 | 0 | [24 empty] | 8103401 | no | no |  |  | no |  | 0 | 0 | 0 | 0 | 0 | 0 |  | 1 | 1 | 1 | 0 | 0 | 0
load_220598448 |  | node_1358656_44_15410083_659 |  | AN | 0 | Other | 0 | 0 | 0 | 0 | 0 | 0 | [24 empty] | 8103401 | no | no |  |  | no |  | 0 | 0 | 0 | 0 | 0 | 0 |  | 1 | 1 | 1 | 0 | 0 | 0
load_220598902 |  | node_1351926_098_15409723_778 |  | AN | 0 | NonResidential | 151.2+64.411j | 0 | 0 | 0 | 0 | 0 | [24 empty] | 8103401 | no | no |  |  | no |  | 0 | 0 | 0 | 0 | 0 | 0 |  | 1 | 1 | 1 | 0 | 0 | 0
load_220602600 |  | node_1338943_366_15406941_239 |  | AN | 0 | Residential | 9064.8+3861.589j | 0 | 0 | 0 | 0 | 0 | [24 empty] | 8103401 | no | no |  |  | no |  | 0 | 0 | 0 | 0 | 0 | 0 |  | 1 | 1 | 1 | 0 | 0 | 0
load_220602981 |  | node_1340457_403_15408953_439 |  | AN | 0 | Residential | 16862.4+7183.352j | 0 | 0 | 0 | 0 | 0 | [24 empty] | 8103401 | no | no |  |  | no |  | 0 | 0 | 0 | 0 | 0 | 0 |  | 1 | 1 | 1 | 0 | 0 | 0
load_220603034 |  | node_1343327_61_15443628_286 |  | AN | 0 | Residential | 7.2+3.067j | 0 | 0 | 0 | 0 | 0 | [24 empty] | 8103401 | no | no |  |  | no |  | 0 | 0 | 0 | 0 | 0 | 0 |  | 1 | 1 | 1 | 0 | 0 | 0
load_220606723 |  | node_1341381_885_15429344_597 |  | AN | 0 | Other | 0 | 0 | 0 | 0 | 0 | 0 | [24 empty] | 8103401 | no | no |  |  | no |  | 0 | 0 | 0 | 0 | 0 | 0 |  | 1 | 1 | 1 | 0 | 0 | 0
load_220614050 |  | node_1351072_146_15410753_62 |  | AN | 0 | Other | 0 | 0 | 0 | 0 | 0 | 0 | [24 empty] | 8103401 | no | no |  |  | no |  | 0 | 0 | 0 | 0 | 0 | 0 |  | 1 | 1 | 1 | 0 | 0 | 0
load_220617561 |  | node_1355171_633_15415143_641 |  | AN | 0 | Residential | 3182.4+1355.697j | 0 | 0 | 0 | 0 | 0 | [24 empty] | 8103401 | no | no |  |  | no |  | 0 | 0 | 0 | 0 | 0 | 0 |  | 1 | 1 | 1 | 0 | 0 | 0
load_220617637 |  | node_1355029_195_15415051_213 |  | AN | 0 | Residential | 3189.6+1358.764j | 0 | 0 | 0 | 0 | 0 | [24 empty] | 8103401 | no | no |  |  | no |  | 0 | 0 | 0 | 0 | 0 | 0 |  | 1 | 1 | 1 | 0 | 0 | 0
load_220617647 |  | node_1356170_774_15416139_123 |  | AN | 0 | Residential | 9864+4202.046j | 0 | 0 | 0 | 0 | 0 | [24 empty] | 8103401 | no | no |  |  | no |  | 0 | 0 | 0 | 0 | 0 | 0 |  | 1 | 1 | 1 | 0 | 0 | 0
load_220622631 |  | node_1349280_787_15423680_981 |  | AN | 0 | Residential | 4636.8+1975.269j | 0 | 0 | 0 | 0 | 0 | [24 empty] | 8103401 | no | no |  |  | no |  | 0 | 0 | 0 | 0 | 0 | 0 |  | 1 | 1 | 1 | 0 | 0 | 0
load_220624438 |  | node_1340797_318_15408049_366 |  | AN | 0 | Residential | 4953.6+2110.225j | 0 | 0 | 0 | 0 | 0 | [24 empty] | 8103401 | no | no |  |  | no |  | 0 | 0 | 0 | 0 | 0 | 0 |  | 1 | 1 | 1 | 0 | 0 | 0
load_220624505 |  | node_1330115_662_15422911_559 |  | AN | 0 | Other | 0 | 0 | 0 | 0 | 0 | 0 | [24 empty] | 8103401 | no | no |  |  | no |  | 0 | 0 | 0 | 0 | 0 | 0 |  | 1 | 1 | 1 | 0 | 0 | 0
load_220625367 |  | node_1345403_327_15421569_584 |  | AN | 0 | Residential | 5544+2361.734j | 0 | 0 | 0 | 0 | 0 | [24 empty] | 8103401 | no | no |  |  | no |  | 0 | 0 | 0 | 0 | 0 | 0 |  | 1 | 1 | 1 | 0 | 0 | 0
load_220625909 |  | node_1353917_03_15418961_278 |  | AN | 0 | Residential | 6516+2775.804j | 0 | 0 | 0 | 0 | 0 | [24 empty] | 8103401 | no | no |  |  | no |  | 0 | 0 | 0 | 0 | 0 | 0 |  | 1 | 1 | 1 | 0 | 0 | 0
load_220625910 |  | node_1353536_003_15419350_967 |  | AN | 0 | Residential | 3996+1702.289j | 0 | 0 | 0 | 0 | 0 | [24 empty] | 8103401 | no | no |  |  | no |  | 0 | 0 | 0 | 0 | 0 | 0 |  | 1 | 1 | 1 | 0 | 0 | 0
load_220625911 |  | node_1354230_904_15418807_487 |  | AN | 0 | Residential | 19764+8419.429j | 0 | 0 | 0 | 0 | 0 | [24 empty] | 8103401 | no | no |  |  | no |  | 0 | 0 | 0 | 0 | 0 | 0 |  | 1 | 1 | 1 | 0 | 0 | 0
load_220625912 |  | node_1353690_961_15419119_738 |  | AN | 0 | Residential | 7149.6+3045.717j | 0 | 0 | 0 | 0 | 0 | [24 empty] | 8103401 | no | no |  |  | no |  | 0 | 0 | 0 | 0 | 0 | 0 |  | 1 | 1 | 1 | 0 | 0 | 0
load_220625913 |  | node_1353519_426_15419584_666 |  | AN | 0 | Residential | 1159.2+493.817j | 0 | 0 | 0 | 0 | 0 | [24 empty] | 8103401 | no | no |  |  | no |  | 0 | 0 | 0 | 0 | 0 | 0 |  | 1 | 1 | 1 | 0 | 0 | 0
load_220628442 |  | node_1344485_178_15444950_678 |  | AN | 0 | Residential | 134028+57095.689j | 0 | 0 | 0 | 0 | 0 | [24 empty] | 8103401 | no | no |  |  | no |  | 0 | 0 | 0 | 0 | 0 | 0 |  | 1 | 1 | 1 | 0 | 0 | 0
load_220635649 |  | node_1336703_63_15412223_569 |  | AN | 0 | Residential | 6206.4+2643.915j | 0 | 0 | 0 | 0 | 0 | [24 empty] | 8103401 | no | no |  |  | no |  | 0 | 0 | 0 | 0 | 0 | 0 |  | 1 | 1 | 1 | 0 | 0 | 0
load_220636506 |  | node_1351169_074_15411347_053 |  | AN | 0 | Residential | 7495.2+3192.942j | 0 | 0 | 0 | 0 | 0 | [24 empty] | 8103401 | no | no |  |  | no |  | 0 | 0 | 0 | 0 | 0 | 0 |  | 1 | 1 | 1 | 0 | 0 | 0
load_220636507 |  | node_1349784_99_15424644_735 |  | AN | 0 | Residential | 2340+996.836j | 0 | 0 | 0 | 0 | 0 | [24 empty] | 8103401 | no | no |  |  | no |  | 0 | 0 | 0 | 0 | 0 | 0 |  | 1 | 1 | 1 | 0 | 0 | 0
load_220647781 |  | node_1350790_901_15436398_008 |  | AN | 0 | Other | 0 | 0 | 0 | 0 | 0 | 0 | [24 empty] | 8103401 | no | no |  |  | no |  | 0 | 0 | 0 | 0 | 0 | 0 |  | 1 | 1 | 1 | 0 | 0 | 0
load_220647873 |  | node_1337210_283_15423956_447 |  | AN | 0 | Residential | 7495.2+3192.942j | 0 | 0 | 0 | 0 | 0 | [24 empty] | 8103401 | no | no |  |  | no |  | 0 | 0 | 0 | 0 | 0 | 0 |  | 1 | 1 | 1 | 0 | 0 | 0
load_220648209 |  | node_1340971_334_15413227_381 |  | AN | 0 | Residential | 100.8+42.941j | 0 | 0 | 0 | 0 | 0 | [24 empty] | 8103401 | no | no |  |  | no |  | 0 | 0 | 0 | 0 | 0 | 0 |  | 1 | 1 | 1 | 0 | 0 | 0
load_220648544 |  | node_1352154_734_15418384_417 |  | AN | 0 | Residential | 9712.8+4137.635j | 0 | 0 | 0 | 0 | 0 | [24 empty] | 8103401 | no | no |  |  | no |  | 0 | 0 | 0 | 0 | 0 | 0 |  | 1 | 1 | 1 | 0 | 0 | 0
load_220648547 |  | node_1341134_273_15431977_806 |  | AN | 0 | Residential | 8611.2+3668.356j | 0 | 0 | 0 | 0 | 0 | [24 empty] | 8103401 | no | no |  |  | no |  | 0 | 0 | 0 | 0 | 0 | 0 |  | 1 | 1 | 1 | 0 | 0 | 0
load_220648649 |  | node_1344187_871_15407232_949 |  | AN | 0 | Residential | 5536.8+2358.667j | 0 | 0 | 0 | 0 | 0 | [24 empty] | 8103401 | no | no |  |  | no |  | 0 | 0 | 0 | 0 | 0 | 0 |  | 1 | 1 | 1 | 0 | 0 | 0
load_220648651 |  | node_1331899_7_15414035_196 |  | AN | 0 | Other | 0 | 0 | 0 | 0 | 0 | 0 | [24 empty] | 8103401 | no | no |  |  | no |  | 0 | 0 | 0 | 0 | 0 | 0 |  | 1 | 1 | 1 | 0 | 0 | 0
load_220650457 |  | node_1344464_612_15409981_938 |  | AN | 0 | NonResidential | 11160+4754.14j | 0 | 0 | 0 | 0 | 0 | [24 empty] | 8103401 | no | no |  |  | no |  | 0 | 0 | 0 | 0 | 0 | 0 |  | 1 | 1 | 1 | 0 | 0 | 0
load_220655113 |  | node_1328171_348_15424645_228 |  | AN | 0 | Other | 0 | 0 | 0 | 0 | 0 | 0 | [24 empty] | 8103401 | no | no |  |  | no |  | 0 | 0 | 0 | 0 | 0 | 0 |  | 1 | 1 | 1 | 0 | 0 | 0
load_220657633 |  | node_1340739_774_15403061_772 |  | AN | 0 | Residential | 2476.8+1055.112j | 0 | 0 | 0 | 0 | 0 | [24 empty] | 8103401 | no | no |  |  | no |  | 0 | 0 | 0 | 0 | 0 | 0 |  | 1 | 1 | 1 | 0 | 0 | 0
load_310003788 |  | node_1341376_964_15417012_069 |  | AN | 0 | Residential | 6112.8+2604.042j | 0 | 0 | 0 | 0 | 0 | [24 empty] | 8103401 | no | no |  |  | no |  | 0 | 0 | 0 | 0 | 0 | 0 |  | 1 | 1 | 1 | 0 | 0 | 0
load_310009355 |  | node_1346918_473_15405581_587 |  | AN | 0 | Residential | 25048.8+10670.744j | 0 | 0 | 0 | 0 | 0 | [24 empty] | 8103401 | no | no |  |  | no |  | 0 | 0 | 0 | 0 | 0 | 0 |  | 1 | 1 | 1 | 0 | 0 | 0
load_310011375 |  | node_1341451_45_15399724_001 |  | AN | 0 | Residential | 17632.8+7511.541j | 0 | 0 | 0 | 0 | 0 | [24 empty] | 8103401 | no | no |  |  | no |  | 0 | 0 | 0 | 0 | 0 | 0 |  | 1 | 1 | 1 | 0 | 0 | 0
load_310025478 |  | node_1359084_355_15412744_442 |  | AN | 0 | Residential | 7192.8+3064.12j | 0 | 0 | 0 | 0 | 0 | [24 empty] | 8103401 | no | no |  |  | no |  | 0 | 0 | 0 | 0 | 0 | 0 |  | 1 | 1 | 1 | 0 | 0 | 0
load_310026001 |  | node_1349216_101_15428507_008 |  | AN | 0 | Other | 0 | 0 | 0 | 0 | 0 | 0 | [24 empty] | 8103401 | no | no |  |  | no |  | 0 | 0 | 0 | 0 | 0 | 0 |  | 1 | 1 | 1 | 0 | 0 | 0
load_310027002 |  | node_1349366_931_15428042_39 |  | AN | 0 | NonResidential | 49000+20873.913j | 0 | 0 | 0 | 0 | 0 | [24 empty] | 8103401 | no | no |  |  | no |  | 0 | 0 | 0 | 0 | 0 | 0 |  | 1 | 1 | 1 | 0 | 0 | 0
load_310044485 |  | node_1340815_702_15416239_804 |  | AN | 0 | Residential | 0 | 0 | 0 | 0 | 0 | 0 | [24 empty] | 8103401 | no | no |  |  | no |  | 0 | 0 | 0 | 0 | 0 | 0 |  | 1 | 1 | 1 | 0 | 0 | 0
load_310059477 |  | node_1332912_951_15413974_713 |  | AN | 0 | NonResidential | 86.4+36.806j | 0 | 0 | 0 | 0 | 0 | [24 empty] | 8103401 | no | no |  |  | no |  | 0 | 0 | 0 | 0 | 0 | 0 |  | 1 | 1 | 1 | 0 | 0 | 0
load_310059766 |  | node_1352364_894_15419952_722 |  | AN | 0 | Residential | 3124.8+1331.159j | 0 | 0 | 0 | 0 | 0 | [24 empty] | 8103401 | no | no |  |  | no |  | 0 | 0 | 0 | 0 | 0 | 0 |  | 1 | 1 | 1 | 0 | 0 | 0
load_310060985 |  | node_1336907_55_15424946_398 |  | AN | 0 | Residential | 5104.8+2174.636j | 0 | 0 | 0 | 0 | 0 | [24 empty] | 8103401 | no | no |  |  | no |  | 0 | 0 | 0 | 0 | 0 | 0 |  | 1 | 1 | 1 | 0 | 0 | 0
load_310060986 |  | node_1337045_128_15425606_851 |  | AN | 0 | Residential | 7999.2+3407.645j | 0 | 0 | 0 | 0 | 0 | [24 empty] | 8103401 | no | no |  |  | no |  | 0 | 0 | 0 | 0 | 0 | 0 |  | 1 | 1 | 1 | 0 | 0 | 0
load_310061375 |  | node_1339161_156_15411507_26 |  | AN | 0 | Residential | 943.2+401.802j | 0 | 0 | 0 | 0 | 0 | [24 empty] | 8103401 | no | no |  |  | no |  | 0 | 0 | 0 | 0 | 0 | 0 |  | 1 | 1 | 1 | 0 | 0 | 0
load_310061376 |  | node_1349062_118_15412467_797 |  | AN | 0 | Residential | 5313.6+2263.584j | 0 | 0 | 0 | 0 | 0 | [24 empty] | 8103401 | no | no |  |  | no |  | 0 | 0 | 0 | 0 | 0 | 0 |  | 1 | 1 | 1 | 0 | 0 | 0
load_311874993 |  | node_1340817_619_15415586_722 |  | AN | 0 | Residential | 12024+5122.203j | 0 | 0 | 0 | 0 | 0 | [24 empty] | 8103401 | no | no |  |  | no |  | 0 | 0 | 0 | 0 | 0 | 0 |  | 1 | 1 | 1 | 0 | 0 | 0
load_311880655 |  | node_1337760_872_15427918_534 |  | AN | 0 | NonResidential | 136.8+58.277j | 0 | 0 | 0 | 0 | 0 | [24 empty] | 8103401 | no | no |  |  | no |  | 0 | 0 | 0 | 0 | 0 | 0 |  | 1 | 1 | 1 | 0 | 0 | 0
load_311892161 |  | node_1358390_973_15418193_39 |  | AN | 0 | Other | 0 | 0 | 0 | 0 | 0 | 0 | [24 empty] | 8103401 | no | no |  |  | no |  | 0 | 0 | 0 | 0 | 0 | 0 |  | 1 | 1 | 1 | 0 | 0 | 0
load_311902268 |  | node_1349210_997_15427850_331 |  | AN | 0 | Residential | 13024.8+5548.542j | 0 | 0 | 0 | 0 | 0 | [24 empty] | 8103401 | no | no |  |  | no |  | 0 | 0 | 0 | 0 | 0 | 0 |  | 1 | 1 | 1 | 0 | 0 | 0
load_311903625 |  | node_1331249_454_15418363_327 |  | AN | 0 | Residential | 13860+5904.335j | 0 | 0 | 0 | 0 | 0 | [24 empty] | 8103401 | no | no |  |  | no |  | 0 | 0 | 0 | 0 | 0 | 0 |  | 1 | 1 | 1 | 0 | 0 | 0
load_311910134 |  | node_1358373_71_15423525_728 |  | AN | 0 | NonResidential | 0 | 0 | 0 | 0 | 0 | 0 | [24 empty] | 8103401 | no | no |  |  | no |  | 0 | 0 | 0 | 0 | 0 | 0 |  | 1 | 1 | 1 | 0 | 0 | 0
load_311910641 |  | node_1359507_233_15408560_391 |  | AN | 0 | Other | 0 | 0 | 0 | 0 | 0 | 0 | [24 empty] | 8103401 | no | no |  |  | no |  | 0 | 0 | 0 | 0 | 0 | 0 |  | 1 | 1 | 1 | 0 | 0 | 0
load_311924583 |  | node_1359067_581_15413244_365 |  | AN | 0 | Residential | 17820+7591.288j | 0 | 0 | 0 | 0 | 0 | [24 empty] | 8103401 | no | no |  |  | no |  | 0 | 0 | 0 | 0 | 0 | 0 |  | 1 | 1 | 1 | 0 | 0 | 0
load_311984395 |  | node_1340779_67_15415883_815 |  | AN | 0 | NonResidential | 7.2+3.067j | 0 | 0 | 0 | 0 | 0 | [24 empty] | 8103401 | no | no |  |  | no |  | 0 | 0 | 0 | 0 | 0 | 0 |  | 1 | 1 | 1 | 0 | 0 | 0
load_311989281 |  | node_1347893_124_15405009_39 |  | AN | 0 | Residential | 9180+3910.664j | 0 | 0 | 0 | 0 | 0 | [24 empty] | 8103401 | no | no |  |  | no |  | 0 | 0 | 0 | 0 | 0 | 0 |  | 1 | 1 | 1 | 0 | 0 | 0
load_311991024 |  | node_1345091_89_15409128_818 |  | AN | 0 | Residential | 4507.2+1920.059j | 0 | 0 | 0 | 0 | 0 | [24 empty] | 8103401 | no | no |  |  | no |  | 0 | 0 | 0 | 0 | 0 | 0 |  | 1 | 1 | 1 | 0 | 0 | 0
load_311992340 |  | node_1358917_529_15420563_29 |  | AN | 0 | Residential | 208.8+88.948j | 0 | 0 | 0 | 0 | 0 | [24 empty] | 8103401 | no | no |  |  | no |  | 0 | 0 | 0 | 0 | 0 | 0 |  | 1 | 1 | 1 | 0 | 0 | 0
load_311997707 |  | node_1327902_019_15423209_922 |  | AN | 0 | Residential | 8964+3818.648j | 0 | 0 | 0 | 0 | 0 | [24 empty] | 8103401 | no | no |  |  | no |  | 0 | 0 | 0 | 0 | 0 | 0 |  | 1 | 1 | 1 | 0 | 0 | 0
load_312022182 |  | node_1359022_635_15408903_288 |  | AN | 0 | Residential | 4564.8+1944.597j | 0 | 0 | 0 | 0 | 0 | [24 empty] | 8103401 | no | no |  |  | no |  | 0 | 0 | 0 | 0 | 0 | 0 |  | 1 | 1 | 1 | 0 | 0 | 0
load_312033027 |  | node_1330301_034_15423035_177 |  | AN | 0 | Residential | 26373.6+11235.107j | 0 | 0 | 0 | 0 | 0 | [24 empty] | 8103401 | no | no |  |  | no |  | 0 | 0 | 0 | 0 | 0 | 0 |  | 1 | 1 | 1 | 0 | 0 | 0
load_312076235 |  | node_1359108_72_15414159_947 |  | AN | 0 | Residential | 0 | 0 | 0 | 0 | 0 | 0 | [24 empty] | 8103401 | no | no |  |  | no |  | 0 | 0 | 0 | 0 | 0 | 0 |  | 1 | 1 | 1 | 0 | 0 | 0
load_312076235-L-1 |  | node_1359108_72_15414159_947 |  | AN | 0 | Residential | 0 | 0 | 0 | 0 | 0 | 0 | [24 empty] | 8103401 | no | no |  |  | no |  | 0 | 0 | 0 | 0 | 0 | 0 |  | 1 | 1 | 1 | 0 | 0 | 0
load_312084674 |  | node_1355410_903_15429752_679 |  | AN | 0 | NonResidential | 496.8+211.636j | 0 | 0 | 0 | 0 | 0 | [24 empty] | 8103401 | no | no |  |  | no |  | 0 | 0 | 0 | 0 | 0 | 0 |  | 1 | 1 | 1 | 0 | 0 | 0
load_312086519 |  | node_1353723_842_15408944_307 |  | AN | 0 | Residential | 17330.4+7382.719j | 0 | 0 | 0 | 0 | 0 | [24 empty] | 8103401 | no | no |  |  | no |  | 0 | 0 | 0 | 0 | 0 | 0 |  | 1 | 1 | 1 | 0 | 0 | 0
load_312088243 |  | node_1344939_096_15442102_153 |  | AN | 0 | Residential | 0 | 0 | 0 | 0 | 0 | 0 | [24 empty] | 8103401 | no | no |  |  | no |  | 0 | 0 | 0 | 0 | 0 | 0 |  | 1 | 1 | 1 | 0 | 0 | 0
load_312095284 |  | node_1338596_638_15408183_598 |  | AN | 0 | Residential | 4039.2+1720.692j | 0 | 0 | 0 | 0 | 0 | [24 empty] | 8103401 | no | no |  |  | no |  | 0 | 0 | 0 | 0 | 0 | 0 |  | 1 | 1 | 1 | 0 | 0 | 0
load_312111109 |  | node_1352626_09_15419735_348 |  | AN | 0 | Other | 0 | 0 | 0 | 0 | 0 | 0 | [24 empty] | 8103401 | no | no |  |  | no |  | 0 | 0 | 0 | 0 | 0 | 0 |  | 1 | 1 | 1 | 0 | 0 | 0
load_312117175 |  | node_1354746_999_15419059_233 |  | AN | 0 | Other | 0 | 0 | 0 | 0 | 0 | 0 | [24 empty] | 8103401 | no | no |  |  | no |  | 0 | 0 | 0 | 0 | 0 | 0 |  | 1 | 1 | 1 | 0 | 0 | 0
load_312118426 |  | node_1338324_741_15406561_213 |  | AN | 0 | Other | 0 | 0 | 0 | 0 | 0 | 0 | [24 empty] | 8103401 | no | no |  |  | no |  | 0 | 0 | 0 | 0 | 0 | 0 |  | 1 | 1 | 1 | 0 | 0 | 0
load_312123886 |  | node_1331708_883_15416011_365 |  | AN | 0 | Other | 0 | 0 | 0 | 0 | 0 | 0 | [24 empty] | 8103401 | no | no |  |  | no |  | 0 | 0 | 0 | 0 | 0 | 0 |  | 1 | 1 | 1 | 0 | 0 | 0
load_312129614 |  | node_1336761_568_15407777_335 |  | AN | 0 | Other | 0 | 0 | 0 | 0 | 0 | 0 | [24 empty] | 8103401 | no | no |  |  | no |  | 0 | 0 | 0 | 0 | 0 | 0 |  | 1 | 1 | 1 | 0 | 0 | 0
load_312137951 |  | node_1337022_866_15406441_288 |  | AN | 0 | Other | 0 | 0 | 0 | 0 | 0 | 0 | [24 empty] | 8103401 | no | no |  |  | no |  | 0 | 0 | 0 | 0 | 0 | 0 |  | 1 | 1 | 1 | 0 | 0 | 0
load_312139127 |  | node_1337655_361_15419848_414 |  | AN | 0 | Other | 0 | 0 | 0 | 0 | 0 | 0 | [24 empty] | 8103401 | no | no |  |  | no |  | 0 | 0 | 0 | 0 | 0 | 0 |  | 1 | 1 | 1 | 0 | 0 | 0

## node
data_type | static
owner_type | feeder
owner | 8103401
object | node
name | groupid | parent | bustype | phases | nominal_voltage | dcircuit | selected | monitored | monitored_fields | class_monitored_fields | played | played_fields | subsystem | x | y | comments | dist_to_slack
node_434X2-312115023 |  |  | PQ | ABCN | 19918.584 | 8103401 | no | no |  |  | no |  |  | 1350945.111 | 15417684.782 |  | -1
node_1327902_019_15423209_922 |  |  | PQ | AN | 2771.281 | 8103401 | no | no |  |  | no |  |  | 1327902.019 | 15423209.922 |  | -1
node_1328171_348_15424645_228 |  |  | PQ | AN | 2771.281 | 8103401 | no | no |  |  | no |  |  | 1328171.348 | 15424645.228 |  | -1
node_1328195_566_15423225_158 |  |  | PQ | AN | 2771.281 | 8103401 | no | no |  |  | no |  |  | 1328195.566 | 15423225.158 |  | -1
node_1329176_007_15424891_94 |  |  | PQ | AN | 2771.281 | 8103401 | no | no |  |  | no |  |  | 1329176.007 | 15424891.94 |  | -1
node_1329388_88_15423807_254 |  |  | PQ | AN | 2771.281 | 8103401 | no | no |  |  | no |  |  | 1329388.88 | 15423807.254 |  | -1
node_1329622_058_15425322_392 |  |  | PQ | AN | 2771.281 | 8103401 | no | no |  |  | no |  |  | 1329622.058 | 15425322.392 |  | -1
node_1330115_662_15422911_559 |  |  | PQ | AN | 2771.281 | 8103401 | no | no |  |  | no |  |  | 1330115.662 | 15422911.559 |  | -1
node_1330301_034_15423035_177 |  |  | PQ | AN | 2771.281 | 8103401 | no | no |  |  | no |  |  | 1330301.034 | 15423035.177 |  | -1
node_1330713_891_15424032_896 |  |  | PQ | AN | 2771.281 | 8103401 | no | no |  |  | no |  |  | 1330713.891 | 15424032.896 |  | -1
node_1331218_101_15417477_717 |  |  | PQ | AN | 2771.281 | 8103401 | no | no |  |  | no |  |  | 1331218.101 | 15417477.717 |  | -1
node_1331249_454_15418363_327 |  |  | PQ | AN | 2771.281 | 8103401 | no | no |  |  | no |  |  | 1331249.454 | 15418363.327 |  | -1
node_1331284_844_15418665_943 |  |  | PQ | AN | 2771.281 | 8103401 | no | no |  |  | no |  |  | 1331284.844 | 15418665.943 |  | -1
node_1331312_787_15417187_421 |  |  | PQ | AN | 2771.281 | 8103401 | no | no |  |  | no |  |  | 1331312.787 | 15417187.421 |  | -1
node_1331566_644_15423827_467 |  |  | PQ | AN | 2771.281 | 8103401 | no | no |  |  | no |  |  | 1331566.644 | 15423827.467 |  | -1
node_1331708_883_15416011_365 |  |  | PQ | AN | 2771.281 | 8103401 | no | no |  |  | no |  |  | 1331708.883 | 15416011.365 |  | -1
node_1331877_473_15415513_795 |  |  | PQ | AN | 2771.281 | 8103401 | no | no |  |  | no |  |  | 1331877.473 | 15415513.795 |  | -1
node_1331882_064_15423809_764 |  |  | PQ | AN | 2771.281 | 8103401 | no | no |  |  | no |  |  | 1331882.064 | 15423809.764 |  | -1
node_1331899_7_15414035_196 |  |  | PQ | AN | 2771.281 | 8103401 | no | no |  |  | no |  |  | 1331899.7 | 15414035.196 |  | -1
node_1332145_7_15422463_54 |  |  | PQ | AN | 2771.281 | 8103401 | no | no |  |  | no |  |  | 1332145.7 | 15422463.54 |  | -1
node_1332175_993_15415931_72 |  |  | PQ | AN | 2771.281 | 8103401 | no | no |  |  | no |  |  | 1332175.993 | 15415931.72 |  | -1
node_1332233_759_15424182_571 |  |  | PQ | AN | 2771.281 | 8103401 | no | no |  |  | no |  |  | 1332233.759 | 15424182.571 |  | -1
node_1332707_652_15414238_325 |  |  | PQ | AN | 2771.281 | 8103401 | no | no |  |  | no |  |  | 1332707.652 | 15414238.325 |  | -1
node_1332774_897_15416175_476 |  |  | PQ | AN | 2771.281 | 8103401 | no | no |  |  | no |  |  | 1332774.897 | 15416175.476 |  | -1
node_1332830_023_15423448_979 |  |  | PQ | AN | 2771.281 | 8103401 | no | no |  |  | no |  |  | 1332830.023 | 15423448.979 |  | -1
node_1332912_951_15413974_713 |  |  | PQ | AN | 2771.281 | 8103401 | no | no |  |  | no |  |  | 1332912.951 | 15413974.713 |  | -1
node_1332958_247_15414133_806 |  |  | PQ | AN | 2771.281 | 8103401 | no | no |  |  | no |  |  | 1332958.247 | 15414133.806 |  | -1
node_1333118_761_15416428_828 |  |  | PQ | AN | 2771.281 | 8103401 | no | no |  |  | no |  |  | 1333118.761 | 15416428.828 |  | -1
node_1333408_021_15413871_016 |  |  | PQ | AD | 2771.281 | 8103401 | no | no |  |  | no |  |  | 1333408.021 | 15413871.016 |  | -1
node_1333623_284_15423974_359 |  |  | PQ | AN | 2771.281 | 8103401 | no | no |  |  | no |  |  | 1333623.284 | 15423974.359 |  | -1
node_1334440_211_15425713_729 |  |  | PQ | AN | 2771.281 | 8103401 | no | no |  |  | no |  |  | 1334440.211 | 15425713.729 |  | -1
node_1334605_345_15412773_182 |  |  | PQ | AN | 2771.281 | 8103401 | no | no |  |  | no |  |  | 1334605.345 | 15412773.182 |  | -1
node_1334611_782_15426169_725 |  |  | PQ | AN | 2771.281 | 8103401 | no | no |  |  | no |  |  | 1334611.782 | 15426169.725 |  | -1
node_1334737_701_15427215_735 |  |  | PQ | AN | 2771.281 | 8103401 | no | no |  |  | no |  |  | 1334737.701 | 15427215.735 |  | -1
node_1334744_305_15413314_16 |  |  | PQ | AN | 2771.281 | 8103401 | no | no |  |  | no |  |  | 1334744.305 | 15413314.16 |  | -1
node_1335073_369_15413226_836 |  |  | PQ | AN | 2771.281 | 8103401 | no | no |  |  | no |  |  | 1335073.369 | 15413226.836 |  | -1
node_1335115_652_15423319_21 |  |  | PQ | AD | 2771.281 | 8103401 | no | no |  |  | no |  |  | 1335115.652 | 15423319.21 |  | -1
node_1335141_564_15418438_972 |  |  | PQ | AN | 19918.584 | 8103401 | no | no |  |  | no |  |  | 1335141.564 | 15418438.972 |  | -1
node_1335350_572_15423290_197 |  |  | PQ | AN | 2771.281 | 8103401 | no | no |  |  | no |  |  | 1335350.572 | 15423290.197 |  | -1
node_1335396_428_15429499_724 |  |  | PQ | AN | 2771.281 | 8103401 | no | no |  |  | no |  |  | 1335396.428 | 15429499.724 |  | -1
node_1335471_401_15413186_347 |  |  | PQ | AN | 2771.281 | 8103401 | no | no |  |  | no |  |  | 1335471.401 | 15413186.347 |  | -1
node_1335501_424_15423586_042 |  |  | PQ | AN | 2771.281 | 8103401 | no | no |  |  | no |  |  | 1335501.424 | 15423586.042 |  | -1
node_1335727_222_15413155_817 |  |  | PQ | AN | 2771.281 | 8103401 | no | no |  |  | no |  |  | 1335727.222 | 15413155.817 |  | -1
node_1335883_598_15419300_651 |  |  | PQ | ABCN | 19918.584 | 8103401 | no | no |  |  | no |  |  | 1335883.598 | 15419300.651 |  | -1
node_1335893_276_15419323_96 |  |  | PQ | ABCN | 19918.584 | 8103401 | no | no |  |  | no |  |  | 1335893.276 | 15419323.96 |  | -1
node_1335907_073_15419343_143 |  |  | PQ | ABCN | 19918.584 | 8103401 | no | no |  |  | no |  |  | 1335907.073 | 15419343.143 |  | -1
node_1335999_84_15419355_736 |  |  | PQ | ABCN | 19918.584 | 8103401 | no | no |  |  | no |  |  | 1335999.84 | 15419355.736 |  | -1
node_1336058_92_15413007_604 |  |  | PQ | AN | 2771.281 | 8103401 | no | no |  |  | no |  |  | 1336058.92 | 15413007.604 |  | -1
node_1336671_779_15412919_789 |  |  | PQ | AN | 2771.281 | 8103401 | no | no |  |  | no |  |  | 1336671.779 | 15412919.789 |  | -1
node_1336703_63_15412223_569 |  |  | PQ | AN | 2771.281 | 8103401 | no | no |  |  | no |  |  | 1336703.63 | 15412223.569 |  | -1
node_1336761_568_15407777_335 |  |  | PQ | AN | 2771.281 | 8103401 | no | no |  |  | no |  |  | 1336761.568 | 15407777.335 |  | -1
node_1336832_694_15419298_326 |  |  | PQ | AN | 19918.584 | 8103401 | no | no |  |  | no |  |  | 1336832.694 | 15419298.326 |  | -1
node_1336864_491_15404391_555 |  |  | PQ | AN | 2771.281 | 8103401 | no | no |  |  | no |  |  | 1336864.491 | 15404391.555 |  | -1
node_1336907_55_15424946_398 |  |  | PQ | AN | 2771.281 | 8103401 | no | no |  |  | no |  |  | 1336907.55 | 15424946.398 |  | -1
node_1336921_738_15419233_855 |  |  | PQ | ABCN | 19918.584 | 8103401 | no | no |  |  | no |  |  | 1336921.738 | 15419233.855 |  | -1
node_1336945_114_15419253_486 |  |  | PQ | ABCN | 19918.584 | 8103401 | no | no |  |  | no |  |  | 1336945.114 | 15419253.486 |  | -1
node_1336953_524_15412710_48 |  |  | PQ | AN | 2771.281 | 8103401 | no | no |  |  | no |  |  | 1336953.524 | 15412710.48 |  | -1
node_1337004_896_15423467_276 |  |  | PQ | AN | 2771.281 | 8103401 | no | no |  |  | no |  |  | 1337004.896 | 15423467.276 |  | -1
node_1337022_866_15406441_288 |  |  | PQ | AN | 2771.281 | 8103401 | no | no |  |  | no |  |  | 1337022.866 | 15406441.288 |  | -1
node_1337045_128_15425606_851 |  |  | PQ | AN | 2771.281 | 8103401 | no | no |  |  | no |  |  | 1337045.128 | 15425606.851 |  | -1
node_1337188_403_15412524_265 |  |  | PQ | AN | 2771.281 | 8103401 | no | no |  |  | no |  |  | 1337188.403 | 15412524.265 |  | -1
node_1337198_629_15427135_673 |  |  | PQ | AN | 2771.281 | 8103401 | no | no |  |  | no |  |  | 1337198.629 | 15427135.673 |  | -1
node_1337210_283_15423956_447 |  |  | PQ | AN | 2771.281 | 8103401 | no | no |  |  | no |  |  | 1337210.283 | 15423956.447 |  | -1
node_1337227_205_15427610_575 |  |  | PQ | AN | 2771.281 | 8103401 | no | no |  |  | no |  |  | 1337227.205 | 15427610.575 |  | -1
node_1337233_8_15426780_563 |  |  | PQ | AN | 2771.281 | 8103401 | no | no |  |  | no |  |  | 1337233.8 | 15426780.563 |  | -1
node_1337320_197_15404665_078 |  |  | PQ | AN | 2771.281 | 8103401 | no | no |  |  | no |  |  | 1337320.197 | 15404665.078 |  | -1
node_1337477_692_15423493_127 |  |  | PQ | AN | 2771.281 | 8103401 | no | no |  |  | no |  |  | 1337477.692 | 15423493.127 |  | -1
node_1337528_096_15427716_187 |  |  | PQ | AN | 2771.281 | 8103401 | no | no |  |  | no |  |  | 1337528.096 | 15427716.187 |  | -1
node_1337564_139_15419837_449 |  |  | PQ | ABCN | 19918.584 | 8103401 | no | no |  |  | no |  |  | 1337564.139 | 15419837.449 |  | -1
node_1337655_361_15419848_414 |  |  | PQ | ABCN | 19918.584 | 8103401 | no | no |  |  | no |  |  | 1337655.361 | 15419848.414 |  | -1
node_1337655_604_15424005_943 |  |  | PQ | AN | 2771.281 | 8103401 | no | no |  |  | no |  |  | 1337655.604 | 15424005.943 |  | -1
node_1337760_872_15427918_534 |  |  | PQ | AN | 2771.281 | 8103401 | no | no |  |  | no |  |  | 1337760.872 | 15427918.534 |  | -1
node_1337834_806_15405934_282 |  |  | PQ | AN | 2771.281 | 8103401 | no | no |  |  | no |  |  | 1337834.806 | 15405934.282 |  | -1
node_1337939_034_15422959_055 |  |  | PQ | AN | 2771.281 | 8103401 | no | no |  |  | no |  |  | 1337939.034 | 15422959.055 |  | -1
node_1338073_825_15406361_65 |  |  | PQ | AN | 2771.281 | 8103401 | no | no |  |  | no |  |  | 1338073.825 | 15406361.65 |  | -1
node_1338099_57_15404849_736 |  |  | PQ | AN | 2771.281 | 8103401 | no | no |  |  | no |  |  | 1338099.57 | 15404849.736 |  | -1
node_1338103_874_15411987_426 |  |  | PQ | AN | 2771.281 | 8103401 | no | no |  |  | no |  |  | 1338103.874 | 15411987.426 |  | -1
node_1338240_723_15419822_443 |  |  | PQ | ABCN | 19918.584 | 8103401 | no | no |  |  | no |  |  | 1338240.723 | 15419822.443 |  | -1
node_1338324_741_15406561_213 |  |  | PQ | AN | 2771.281 | 8103401 | no | no |  |  | no |  |  | 1338324.741 | 15406561.213 |  | -1
node_1338363_719_15404534_017 |  |  | PQ | AN | 2771.281 | 8103401 | no | no |  |  | no |  |  | 1338363.719 | 15404534.017 |  | -1
node_1338523_877_15411785_639 |  |  | PQ | AN | 2771.281 | 8103401 | no | no |  |  | no |  |  | 1338523.877 | 15411785.639 |  | -1
node_1338596_638_15408183_598 |  |  | PQ | AN | 2771.281 | 8103401 | no | no |  |  | no |  |  | 1338596.638 | 15408183.598 |  | -1
node_1338599_911_15404346_379 |  |  | PQ | AN | 2771.281 | 8103401 | no | no |  |  | no |  |  | 1338599.911 | 15404346.379 |  | -1
node_1338838_9_15427851_437 |  |  | PQ | AN | 2771.281 | 8103401 | no | no |  |  | no |  |  | 1338838.9 | 15427851.437 |  | -1
node_1338843_426_15430006_809 |  |  | PQ | AN | 2771.281 | 8103401 | no | no |  |  | no |  |  | 1338843.426 | 15430006.809 |  | -1
node_1338875_169_15404194_672 |  |  | PQ | AN | 2771.281 | 8103401 | no | no |  |  | no |  |  | 1338875.169 | 15404194.672 |  | -1
node_1338931_22_15411582_258 |  |  | PQ | AN | 2771.281 | 8103401 | no | no |  |  | no |  |  | 1338931.22 | 15411582.258 |  | -1
node_1338943_366_15406941_239 |  |  | PQ | AN | 2771.281 | 8103401 | no | no |  |  | no |  |  | 1338943.366 | 15406941.239 |  | -1
node_1339050_889_15403908_747 |  |  | PQ | AN | 2771.281 | 8103401 | no | no |  |  | no |  |  | 1339050.889 | 15403908.747 |  | -1
node_1339161_156_15411507_26 |  |  | PQ | AN | 2771.281 | 8103401 | no | no |  |  | no |  |  | 1339161.156 | 15411507.26 |  | -1
node_1339517_318_15411585_602 |  |  | PQ | AN | 2771.281 | 8103401 | no | no |  |  | no |  |  | 1339517.318 | 15411585.602 |  | -1
node_1339687_022_15411586_613 |  |  | PQ | AN | 2771.281 | 8103401 | no | no |  |  | no |  |  | 1339687.022 | 15411586.613 |  | -1
node_1339824_974_15407651_99 |  |  | PQ | AN | 2771.281 | 8103401 | no | no |  |  | no |  |  | 1339824.974 | 15407651.99 |  | -1
node_1339871_737_15402996_529 |  |  | PQ | AN | 2771.281 | 8103401 | no | no |  |  | no |  |  | 1339871.737 | 15402996.529 |  | -1
node_1340034_386_15420641_201 |  |  | PQ | AN | 2771.281 | 8103401 | no | no |  |  | no |  |  | 1340034.386 | 15420641.201 |  | -1
node_1340151_025_15402778_39 |  |  | PQ | AN | 2771.281 | 8103401 | no | no |  |  | no |  |  | 1340151.025 | 15402778.39 |  | -1
node_1340223_528_15402389_045 |  |  | PQ | AN | 2771.281 | 8103401 | no | no |  |  | no |  |  | 1340223.528 | 15402389.045 |  | -1
node_1340325_647_15402124_931 |  |  | PQ | AN | 2771.281 | 8103401 | no | no |  |  | no |  |  | 1340325.647 | 15402124.931 |  | -1
node_1340356_448_15420043_038 |  |  | PQ | AN | 2771.281 | 8103401 | no | no |  |  | no |  |  | 1340356.448 | 15420043.038 |  | -1
node_1340452_708_15419672_235 |  |  | PQ | AN | 2771.281 | 8103401 | no | no |  |  | no |  |  | 1340452.708 | 15419672.235 |  | -1
node_1340457_403_15408953_439 |  |  | PQ | AN | 2771.281 | 8103401 | no | no |  |  | no |  |  | 1340457.403 | 15408953.439 |  | -1
node_1340469_387_15402741_139 |  |  | PQ | AN | 2771.281 | 8103401 | no | no |  |  | no |  |  | 1340469.387 | 15402741.139 |  | -1
node_1340477_717_15415191_397 |  |  | PQ | AN | 2771.281 | 8103401 | no | no |  |  | no |  |  | 1340477.717 | 15415191.397 |  | -1
node_1340675_447_15401092_998 |  |  | PQ | AN | 2771.281 | 8103401 | no | no |  |  | no |  |  | 1340675.447 | 15401092.998 |  | -1
node_1340684_029_15419466_114 |  |  | PQ | ABCN | 19918.584 | 8103401 | no | no |  |  | no |  |  | 1340684.029 | 15419466.114 |  | -1
node_1340739_774_15403061_772 |  |  | PQ | AN | 2771.281 | 8103401 | no | no |  |  | no |  |  | 1340739.774 | 15403061.772 |  | -1
node_1340774_706_15400806_931 |  |  | PQ | AN | 2771.281 | 8103401 | no | no |  |  | no |  |  | 1340774.706 | 15400806.931 |  | -1
node_1340779_67_15415883_815 |  |  | PQ | AN | 2771.281 | 8103401 | no | no |  |  | no |  |  | 1340779.67 | 15415883.815 |  | -1
node_1340779_593_15416551_559 |  |  | PQ | AN | 2771.281 | 8103401 | no | no |  |  | no |  |  | 1340779.593 | 15416551.559 |  | -1
node_1340797_318_15408049_366 |  |  | PQ | AN | 2771.281 | 8103401 | no | no |  |  | no |  |  | 1340797.318 | 15408049.366 |  | -1
node_1340812_532_15431172_76 |  |  | PQ | AN | 2771.281 | 8103401 | no | no |  |  | no |  |  | 1340812.532 | 15431172.76 |  | -1
node_1340815_702_15416239_804 |  |  | PQ | AN | 2771.281 | 8103401 | no | no |  |  | no |  |  | 1340815.702 | 15416239.804 |  | -1
node_1340817_619_15415586_722 |  |  | PQ | AN | 2771.281 | 8103401 | no | no |  |  | no |  |  | 1340817.619 | 15415586.722 |  | -1
node_1340831_545_15430737_245 |  |  | PQ | AN | 2771.281 | 8103401 | no | no |  |  | no |  |  | 1340831.545 | 15430737.245 |  | -1
node_1340869_963_15410853_796 |  |  | PQ | AN | 2771.281 | 8103401 | no | no |  |  | no |  |  | 1340869.963 | 15410853.796 |  | -1
node_1340871_396_15414593_2 |  |  | PQ | AN | 2771.281 | 8103401 | no | no |  |  | no |  |  | 1340871.396 | 15414593.2 |  | -1
node_1340874_754_15411491_132 |  |  | PQ | AN | 2771.281 | 8103401 | no | no |  |  | no |  |  | 1340874.754 | 15411491.132 |  | -1
node_1340874_784_15417039_633 |  |  | PQ | AN | 2771.281 | 8103401 | no | no |  |  | no |  |  | 1340874.784 | 15417039.633 |  | -1
node_1340891_248_15410204_304 |  |  | PQ | AD | 2771.281 | 8103401 | no | no |  |  | no |  |  | 1340891.248 | 15410204.304 |  | -1
node_1340891_718_15409821_641 |  |  | PQ | AN | 2771.281 | 8103401 | no | no |  |  | no |  |  | 1340891.718 | 15409821.641 |  | -1
node_1340909_159_15431663_766 |  |  | PQ | AN | 2771.281 | 8103401 | no | no |  |  | no |  |  | 1340909.159 | 15431663.766 |  | -1
node_1340923_615_15431492_87 |  |  | PQ | AN | 2771.281 | 8103401 | no | no |  |  | no |  |  | 1340923.615 | 15431492.87 |  | -1
node_1340927_029_15414919_094 |  |  | PQ | AN | 2771.281 | 8103401 | no | no |  |  | no |  |  | 1340927.029 | 15414919.094 |  | -1
node_1340953_723_15430370_441 |  |  | PQ | AN | 2771.281 | 8103401 | no | no |  |  | no |  |  | 1340953.723 | 15430370.441 |  | -1
node_1340957_566_15424900_581 |  |  | PQ | AN | 2771.281 | 8103401 | no | no |  |  | no |  |  | 1340957.566 | 15424900.581 |  | -1
node_1340965_633_15412396_573 |  |  | PQ | AN | 2771.281 | 8103401 | no | no |  |  | no |  |  | 1340965.633 | 15412396.573 |  | -1
node_1340965_822_15411966_45 |  |  | PQ | AN | 2771.281 | 8103401 | no | no |  |  | no |  |  | 1340965.822 | 15411966.45 |  | -1
node_1340970_062_15412850_798 |  |  | PQ | AN | 2771.281 | 8103401 | no | no |  |  | no |  |  | 1340970.062 | 15412850.798 |  | -1
node_1340971_334_15413227_381 |  |  | PQ | AN | 2771.281 | 8103401 | no | no |  |  | no |  |  | 1340971.334 | 15413227.381 |  | -1
node_1341101_53_15411581_48 |  |  | PQ | AN | 2771.281 | 8103401 | no | no |  |  | no |  |  | 1341101.53 | 15411581.48 |  | -1
node_1341134_273_15431977_806 |  |  | PQ | AN | 2771.281 | 8103401 | no | no |  |  | no |  |  | 1341134.273 | 15431977.806 |  | -1
node_1341284_944_15402833_05 |  |  | PQ | AN | 2771.281 | 8103401 | no | no |  |  | no |  |  | 1341284.944 | 15402833.05 |  | -1
node_1341325_66_15398994_301 |  |  | PQ | AN | 2771.281 | 8103401 | no | no |  |  | no |  |  | 1341325.66 | 15398994.301 |  | -1
node_1341376_964_15417012_069 |  |  | PQ | AN | 2771.281 | 8103401 | no | no |  |  | no |  |  | 1341376.964 | 15417012.069 |  | -1
node_1341381_885_15429344_597 |  |  | PQ | AN | 2771.281 | 8103401 | no | no |  |  | no |  |  | 1341381.885 | 15429344.597 |  | -1
node_1341395_598_15429819_481 |  |  | PQ | AN | 2771.281 | 8103401 | no | no |  |  | no |  |  | 1341395.598 | 15429819.481 |  | -1
node_1341451_45_15399724_001 |  |  | PQ | AN | 2771.281 | 8103401 | no | no |  |  | no |  |  | 1341451.45 | 15399724.001 |  | -1
node_1341469_437_15402897_409 |  |  | PQ | AN | 2771.281 | 8103401 | no | no |  |  | no |  |  | 1341469.437 | 15402897.409 |  | -1
node_1341484_052_15428863_318 |  |  | PQ | AN | 2771.281 | 8103401 | no | no |  |  | no |  |  | 1341484.052 | 15428863.318 |  | -1
node_1341541_014_15424573_796 |  |  | PQ | AN | 2771.281 | 8103401 | no | no |  |  | no |  |  | 1341541.014 | 15424573.796 |  | -1
node_1341656_258_15411501_73 |  |  | PQ | AN | 2771.281 | 8103401 | no | no |  |  | no |  |  | 1341656.258 | 15411501.73 |  | -1
node_1341672_31_15428395_199 |  |  | PQ | AD | 2771.281 | 8103401 | no | no |  |  | no |  |  | 1341672.31 | 15428395.199 |  | -1
node_1341715_032_15402809_272 |  |  | PQ | AN | 2771.281 | 8103401 | no | no |  |  | no |  |  | 1341715.032 | 15402809.272 |  | -1
node_1341771_107_15424513_402 |  |  | PQ | AN | 2771.281 | 8103401 | no | no |  |  | no |  |  | 1341771.107 | 15424513.402 |  | -1
node_1341845_191_15427977_298 |  |  | PQ | AN | 2771.281 | 8103401 | no | no |  |  | no |  |  | 1341845.191 | 15427977.298 |  | -1
node_1341959_753_15411483_379 |  |  | PQ | AN | 2771.281 | 8103401 | no | no |  |  | no |  |  | 1341959.753 | 15411483.379 |  | -1
node_1341980_071_15427502_025 |  |  | PQ | AN | 2771.281 | 8103401 | no | no |  |  | no |  |  | 1341980.071 | 15427502.025 |  | -1
node_1342063_13_15427226_577 |  |  | PQ | AN | 2771.281 | 8103401 | no | no |  |  | no |  |  | 1342063.13 | 15427226.577 |  | -1
node_1342145_751_15426969_195 |  |  | PQ | AN | 2771.281 | 8103401 | no | no |  |  | no |  |  | 1342145.751 | 15426969.195 |  | -1
node_1342160_778_15418945_677 |  |  | PQ | ABCN | 19918.584 | 8103401 | no | no |  |  | no |  |  | 1342160.778 | 15418945.677 |  | -1
node_1342314_813_15425023_603 |  |  | PQ | AN | 2771.281 | 8103401 | no | no |  |  | no |  |  | 1342314.813 | 15425023.603 |  | -1
node_1342422_572_15424574_686 |  |  | PQ | AN | 2771.281 | 8103401 | no | no |  |  | no |  |  | 1342422.572 | 15424574.686 |  | -1
node_1342633_975_15398909_877 |  |  | PQ | AN | 2771.281 | 8103401 | no | no |  |  | no |  |  | 1342633.975 | 15398909.877 |  | -1
node_1342646_869_15424216_85 |  |  | PQ | AN | 2771.281 | 8103401 | no | no |  |  | no |  |  | 1342646.869 | 15424216.85 |  | -1
node_1342669_096_15411440_876 |  |  | PQ | AN | 2771.281 | 8103401 | no | no |  |  | no |  |  | 1342669.096 | 15411440.876 |  | -1
node_1342720_285_15417106_065 |  |  | PQ | AN | 2771.281 | 8103401 | no | no |  |  | no |  |  | 1342720.285 | 15417106.065 |  | -1
node_1342814_712_15423899_332 |  |  | PQ | AN | 2771.281 | 8103401 | no | no |  |  | no |  |  | 1342814.712 | 15423899.332 |  | -1
node_1342834_237_15411388_857 |  |  | PQ | AN | 2771.281 | 8103401 | no | no |  |  | no |  |  | 1342834.237 | 15411388.857 |  | -1
node_1342898_492_15398753_96 |  |  | PQ | AN | 2771.281 | 8103401 | no | no |  |  | no |  |  | 1342898.492 | 15398753.96 |  | -1
node_1343307_177_15422906_912 |  |  | PQ | AN | 2771.281 | 8103401 | no | no |  |  | no |  |  | 1343307.177 | 15422906.912 |  | -1
node_1343327_61_15443628_286 |  |  | PQ | AN | 2771.281 | 8103401 | no | no |  |  | no |  |  | 1343327.61 | 15443628.286 |  | -1
node_1343367_071_15397844_698 |  |  | PQ | AN | 2771.281 | 8103401 | no | no |  |  | no |  |  | 1343367.071 | 15397844.698 |  | -1
node_1343397_931_15443822_38 |  |  | PQ | AN | 2771.281 | 8103401 | no | no |  |  | no |  |  | 1343397.931 | 15443822.38 |  | -1
node_1343444_04_15442702_564 |  |  | PQ | AN | 2771.281 | 8103401 | no | no |  |  | no |  |  | 1343444.04 | 15442702.564 |  | -1
node_1343509_59_15442011_776 |  |  | PQ | AN | 2771.281 | 8103401 | no | no |  |  | no |  |  | 1343509.59 | 15442011.776 |  | -1
node_1343509_792_15442443_49 |  |  | PQ | AN | 2771.281 | 8103401 | no | no |  |  | no |  |  | 1343509.792 | 15442443.49 |  | -1
node_1343569_983_15403242_417 |  |  | PQ | AN | 2771.281 | 8103401 | no | no |  |  | no |  |  | 1343569.983 | 15403242.417 |  | -1
node_1343583_204_15411144_028 |  |  | PQ | AN | 2771.281 | 8103401 | no | no |  |  | no |  |  | 1343583.204 | 15411144.028 |  | -1
node_1343597_29_15398191_098 |  |  | PQ | AN | 2771.281 | 8103401 | no | no |  |  | no |  |  | 1343597.29 | 15398191.098 |  | -1
node_1343661_659_15442824_894 |  |  | PQ | AN | 2771.281 | 8103401 | no | no |  |  | no |  |  | 1343661.659 | 15442824.894 |  | -1
node_1343704_728_15397296_917 |  |  | PQ | AN | 2771.281 | 8103401 | no | no |  |  | no |  |  | 1343704.728 | 15397296.917 |  | -1
node_1343781_796_15397846_61 |  |  | PQ | AN | 2771.281 | 8103401 | no | no |  |  | no |  |  | 1343781.796 | 15397846.61 |  | -1
node_1343841_662_15443434_618 |  |  | PQ | AN | 2771.281 | 8103401 | no | no |  |  | no |  |  | 1343841.662 | 15443434.618 |  | -1
node_1343885_46_15421619_214 |  |  | PQ | AN | 2771.281 | 8103401 | no | no |  |  | no |  |  | 1343885.46 | 15421619.214 |  | -1
node_1343898_46_15417751_641 |  |  | PQ | AN | 2771.281 | 8103401 | no | no |  |  | no |  |  | 1343898.46 | 15417751.641 |  | -1
node_1343922_301_15422400_936 |  |  | PQ | AN | 2771.281 | 8103401 | no | no |  |  | no |  |  | 1343922.301 | 15422400.936 |  | -1
node_1343929_932_15422192_106 |  |  | PQ | AN | 2771.281 | 8103401 | no | no |  |  | no |  |  | 1343929.932 | 15422192.106 |  | -1
node_1343933_285_15417206_826 |  |  | PQ | AN | 2771.281 | 8103401 | no | no |  |  | no |  |  | 1343933.285 | 15417206.826 |  | -1
node_1343943_109_15421898_911 |  |  | PQ | AN | 2771.281 | 8103401 | no | no |  |  | no |  |  | 1343943.109 | 15421898.911 |  | -1
node_1343958_122_15421235_545 |  |  | PQ | AN | 2771.281 | 8103401 | no | no |  |  | no |  |  | 1343958.122 | 15421235.545 |  | -1
node_1343963_347_15420879_503 |  |  | PQ | AN | 2771.281 | 8103401 | no | no |  |  | no |  |  | 1343963.347 | 15420879.503 |  | -1
node_1343992_348_15418967_971 |  |  | PQ | AN | 2771.281 | 8103401 | no | no |  |  | no |  |  | 1343992.348 | 15418967.971 |  | -1
node_1343997_699_15418559_487 |  |  | PQ | AN | 2771.281 | 8103401 | no | no |  |  | no |  |  | 1343997.699 | 15418559.487 |  | -1
node_1343999_143_15418151_705 |  |  | PQ | ABCN | 19918.584 | 8103401 | no | no |  |  | no |  |  | 1343999.143 | 15418151.705 |  | -1
node_1344015_044_15397559_352 |  |  | PQ | AN | 2771.281 | 8103401 | no | no |  |  | no |  |  | 1344015.044 | 15397559.352 |  | -1
node_1344139_095_15411036_008 |  |  | PQ | AN | 2771.281 | 8103401 | no | no |  |  | no |  |  | 1344139.095 | 15411036.008 |  | -1
node_1344156_888_15397297_08 |  |  | PQ | AN | 2771.281 | 8103401 | no | no |  |  | no |  |  | 1344156.888 | 15397297.08 |  | -1
node_1344185_515_15398504_932 |  |  | PQ | AN | 2771.281 | 8103401 | no | no |  |  | no |  |  | 1344185.515 | 15398504.932 |  | -1
node_1344187_871_15407232_949 |  |  | PQ | AN | 2771.281 | 8103401 | no | no |  |  | no |  |  | 1344187.871 | 15407232.949 |  | -1
node_1344242_783_15421548_268 |  |  | PQ | AN | 2771.281 | 8103401 | no | no |  |  | no |  |  | 1344242.783 | 15421548.268 |  | -1
node_1344276_689_15442595_721 |  |  | PQ | AN | 2771.281 | 8103401 | no | no |  |  | no |  |  | 1344276.689 | 15442595.721 |  | -1
node_1344369_468_15418017_035 |  |  | PQ | ABCN | 19918.584 | 8103401 | no | no |  |  | no |  |  | 1344369.468 | 15418017.035 |  | -1
node_1344370_03_15443648_515 |  |  | PQ | AN | 2771.281 | 8103401 | no | no |  |  | no |  |  | 1344370.03 | 15443648.515 |  | -1
node_1344457_524_15410728_955 |  |  | PQ | AN | 2771.281 | 8103401 | no | no |  |  | no |  |  | 1344457.524 | 15410728.955 |  | -1
node_1344464_612_15409981_938 |  |  | PQ | AN | 2771.281 | 8103401 | no | no |  |  | no |  |  | 1344464.612 | 15409981.938 |  | -1
node_1344471_134_15409347_305 |  |  | PQ | AN | 2771.281 | 8103401 | no | no |  |  | no |  |  | 1344471.134 | 15409347.305 |  | -1
node_1344479_367_15442352_933 |  |  | PQ | AN | 2771.281 | 8103401 | no | no |  |  | no |  |  | 1344479.367 | 15442352.933 |  | -1
node_1344485_178_15444950_678 |  |  | PQ | AN | 2771.281 | 8103401 | no | no |  |  | no |  |  | 1344485.178 | 15444950.678 |  | -1
node_1344529_262_15421552_124 |  |  | PQ | AN | 2771.281 | 8103401 | no | no |  |  | no |  |  | 1344529.262 | 15421552.124 |  | -1
node_1344548_427_15443306_508 |  |  | PQ | AN | 2771.281 | 8103401 | no | no |  |  | no |  |  | 1344548.427 | 15443306.508 |  | -1
node_1344670_333_15395982_491 |  |  | PQ | AN | 2771.281 | 8103401 | no | no |  |  | no |  |  | 1344670.333 | 15395982.491 |  | -1
node_1344827_361_15421557_765 |  |  | PQ | AN | 2771.281 | 8103401 | no | no |  |  | no |  |  | 1344827.361 | 15421557.765 |  | -1
node_1344922_189_15411188_073 |  |  | PQ | AN | 2771.281 | 8103401 | no | no |  |  | no |  |  | 1344922.189 | 15411188.073 |  | -1
node_1344939_096_15442102_153 |  |  | PQ | AN | 2771.281 | 8103401 | no | no |  |  | no |  |  | 1344939.096 | 15442102.153 |  | -1
node_1344950_211_15396410_555 |  |  | PQ | AN | 2771.281 | 8103401 | no | no |  |  | no |  |  | 1344950.211 | 15396410.555 |  | -1
node_1345001_393_15441901_892 |  |  | PQ | AN | 2771.281 | 8103401 | no | no |  |  | no |  |  | 1345001.393 | 15441901.892 |  | -1
node_1345091_89_15409128_818 |  |  | PQ | AN | 2771.281 | 8103401 | no | no |  |  | no |  |  | 1345091.89 | 15409128.818 |  | -1
node_1345154_269_15396155_694 |  |  | PQ | AD | 2771.281 | 8103401 | no | no |  |  | no |  |  | 1345154.269 | 15396155.694 |  | -1
node_1345168_745_15403550_288 |  |  | PQ | AN | 2771.281 | 8103401 | no | no |  |  | no |  |  | 1345168.745 | 15403550.288 |  | -1
node_1345173_821_15417605_035 |  |  | PQ | ABCN | 19918.584 | 8103401 | no | no |  |  | no |  |  | 1345173.821 | 15417605.035 |  | -1
node_1345244_119_15441390_67 |  |  | PQ | AN | 2771.281 | 8103401 | no | no |  |  | no |  |  | 1345244.119 | 15441390.67 |  | -1
node_1345403_327_15421569_584 |  |  | PQ | AN | 2771.281 | 8103401 | no | no |  |  | no |  |  | 1345403.327 | 15421569.584 |  | -1
node_1345443_895_15403349_326 |  |  | PQ | AN | 2771.281 | 8103401 | no | no |  |  | no |  |  | 1345443.895 | 15403349.326 |  | -1
node_1345654_157_15441131_042 |  |  | PQ | AN | 2771.281 | 8103401 | no | no |  |  | no |  |  | 1345654.157 | 15441131.042 |  | -1
node_1345733_377_15417617_807 |  |  | PQ | ABCN | 19918.584 | 8103401 | no | no |  |  | no |  |  | 1345733.377 | 15417617.807 |  | -1
node_1345814_199_15395894_031 |  |  | PQ | AN | 2771.281 | 8103401 | no | no |  |  | no |  |  | 1345814.199 | 15395894.031 |  | -1
node_1345915_463_15403268_28 |  |  | PQ | AN | 2771.281 | 8103401 | no | no |  |  | no |  |  | 1345915.463 | 15403268.28 |  | -1
node_1346177_789_15403195_662 |  |  | PQ | AN | 2771.281 | 8103401 | no | no |  |  | no |  |  | 1346177.789 | 15403195.662 |  | -1
node_1346347_961_15418037_338 |  |  | PQ | AN | 19918.584 | 8103401 | no | no |  |  | no |  |  | 1346347.961 | 15418037.338 |  | -1
node_1346359_745_15421586_418 |  |  | PQ | AN | 2771.281 | 8103401 | no | no |  |  | no |  |  | 1346359.745 | 15421586.418 |  | -1
node_1346360_131_15441389_706 |  |  | PQ | AN | 2771.281 | 8103401 | no | no |  |  | no |  |  | 1346360.131 | 15441389.706 |  | -1
node_1346467_278_15402528_212 |  |  | PQ | AN | 2771.281 | 8103401 | no | no |  |  | no |  |  | 1346467.278 | 15402528.212 |  | -1
node_1346513_572_15402174_736 |  |  | PQ | AN | 2771.281 | 8103401 | no | no |  |  | no |  |  | 1346513.572 | 15402174.736 |  | -1
node_1346528_148_15403079_259 |  |  | PQ | AN | 2771.281 | 8103401 | no | no |  |  | no |  |  | 1346528.148 | 15403079.259 |  | -1
node_1346545_162_15417304_009 |  |  | PQ | AN | 19918.584 | 8103401 | no | no |  |  | no |  |  | 1346545.162 | 15417304.009 |  | -1
node_1346546_761_15396081_15 |  |  | PQ | AN | 2771.281 | 8103401 | no | no |  |  | no |  |  | 1346546.761 | 15396081.15 |  | -1
node_1346691_613_15417087_238 |  |  | PQ | AN | 19918.584 | 8103401 | no | no |  |  | no |  |  | 1346691.613 | 15417087.238 |  | -1
node_1346718_272_15440375_563 |  |  | PQ | AN | 2771.281 | 8103401 | no | no |  |  | no |  |  | 1346718.272 | 15440375.563 |  | -1
node_1346736_624_15421667_36 |  |  | PQ | AN | 2771.281 | 8103401 | no | no |  |  | no |  |  | 1346736.624 | 15421667.36 |  | -1
node_1346776_068_15440020_852 |  |  | PQ | AN | 2771.281 | 8103401 | no | no |  |  | no |  |  | 1346776.068 | 15440020.852 |  | -1
node_1346787_663_15406783_247 |  |  | PQ | AN | 2771.281 | 8103401 | no | no |  |  | no |  |  | 1346787.663 | 15406783.247 |  | -1
node_1346918_473_15405581_587 |  |  | PQ | AN | 2771.281 | 8103401 | no | no |  |  | no |  |  | 1346918.473 | 15405581.587 |  | -1
node_1346921_087_15404090_698 |  |  | PQ | AN | 2771.281 | 8103401 | no | no |  |  | no |  |  | 1346921.087 | 15404090.698 |  | -1
node_1346948_058_15438462_54 |  |  | PQ | AN | 2771.281 | 8103401 | no | no |  |  | no |  |  | 1346948.058 | 15438462.54 |  | -1
node_1347011_173_15411524_401 |  |  | PQ | AN | 2771.281 | 8103401 | no | no |  |  | no |  |  | 1347011.173 | 15411524.401 |  | -1
node_1347072_608_15421619_061 |  |  | PQ | AN | 2771.281 | 8103401 | no | no |  |  | no |  |  | 1347072.608 | 15421619.061 |  | -1
node_1347178_558_15416004_096 |  |  | PQ | AN | 2771.281 | 8103401 | no | no |  |  | no |  |  | 1347178.558 | 15416004.096 |  | -1
node_1347349_482_15417587_126 |  |  | PQ | ABCN | 19918.584 | 8103401 | no | no |  |  | no |  |  | 1347349.482 | 15417587.126 |  | -1
node_1347535_212_15437503_956 |  |  | PQ | AN | 2771.281 | 8103401 | no | no |  |  | no |  |  | 1347535.212 | 15437503.956 |  | -1
node_1347544_733_15421455_332 |  |  | PQ | AN | 2771.281 | 8103401 | no | no |  |  | no |  |  | 1347544.733 | 15421455.332 |  | -1
node_1347552_267_15431353_719 |  |  | PQ | AN | 2771.281 | 8103401 | no | no |  |  | no |  |  | 1347552.267 | 15431353.719 |  | -1
node_1347648_194_15433796_389 |  |  | PQ | AN | 2771.281 | 8103401 | no | no |  |  | no |  |  | 1347648.194 | 15433796.389 |  | -1
node_1347673_994_15430400_907 |  |  | PQ | AN | 2771.281 | 8103401 | no | no |  |  | no |  |  | 1347673.994 | 15430400.907 |  | -1
node_1347677_516_15431139_013 |  |  | PQ | AN | 2771.281 | 8103401 | no | no |  |  | no |  |  | 1347677.516 | 15431139.013 |  | -1
node_1347729_489_15431975_201 |  |  | PQ | AN | 2771.281 | 8103401 | no | no |  |  | no |  |  | 1347729.489 | 15431975.201 |  | -1
node_1347747_658_15417622_116 |  |  | PQ | ABCN | 19918.584 | 8103401 | no | no |  |  | no |  |  | 1347747.658 | 15417622.116 |  | -1
node_1347805_457_15414799_234 |  |  | PQ | AN | 2771.281 | 8103401 | no | no |  |  | no |  |  | 1347805.457 | 15414799.234 |  | -1
node_1347837_284_15433164_581 |  |  | PQ | AN | 2771.281 | 8103401 | no | no |  |  | no |  |  | 1347837.284 | 15433164.581 |  | -1
node_1347839_851_15432521_863 |  |  | PQ | AN | 2771.281 | 8103401 | no | no |  |  | no |  |  | 1347839.851 | 15432521.863 |  | -1
node_1347856_075_15430068_071 |  |  | PQ | AN | 2771.281 | 8103401 | no | no |  |  | no |  |  | 1347856.075 | 15430068.071 |  | -1
node_1347893_124_15405009_39 |  |  | PQ | AN | 2771.281 | 8103401 | no | no |  |  | no |  |  | 1347893.124 | 15405009.39 |  | -1
node_1348065_186_15425247_136 |  |  | PQ | AN | 2771.281 | 8103401 | no | no |  |  | no |  |  | 1348065.186 | 15425247.136 |  | -1
node_1348104_108_15417854_789 |  |  | PQ | AN | 19918.584 | 8103401 | no | no |  |  | no |  |  | 1348104.108 | 15417854.789 |  | -1
node_1348142_33_15429358_74 |  |  | PQ | AN | 2771.281 | 8103401 | no | no |  |  | no |  |  | 1348142.33 | 15429358.74 |  | -1
node_1348254_956_15429546_834 |  |  | PQ | AN | 2771.281 | 8103401 | no | no |  |  | no |  |  | 1348254.956 | 15429546.834 |  | -1
node_1348299_537_15425663_075 |  |  | PQ | AN | 2771.281 | 8103401 | no | no |  |  | no |  |  | 1348299.537 | 15425663.075 |  | -1
node_1348311_981_15441288_658 |  |  | PQ | AN | 2771.281 | 8103401 | no | no |  |  | no |  |  | 1348311.981 | 15441288.658 |  | -1
node_1348517_481_15435077_171 |  |  | PQ | AN | 2771.281 | 8103401 | no | no |  |  | no |  |  | 1348517.481 | 15435077.171 |  | -1
node_1348575_892_15429088_149 |  |  | PQ | AN | 2771.281 | 8103401 | no | no |  |  | no |  |  | 1348575.892 | 15429088.149 |  | -1
node_1348805_356_15424752_534 |  |  | PQ | AN | 2771.281 | 8103401 | no | no |  |  | no |  |  | 1348805.356 | 15424752.534 |  | -1
node_1348851_304_15411680_742 |  |  | PQ | AN | 2771.281 | 8103401 | no | no |  |  | no |  |  | 1348851.304 | 15411680.742 |  | -1
node_1348878_969_15428801_163 |  |  | PQ | AD | 2771.281 | 8103401 | no | no |  |  | no |  |  | 1348878.969 | 15428801.163 |  | -1
node_1348896_686_15425955_866 |  |  | PQ | AN | 2771.281 | 8103401 | no | no |  |  | no |  |  | 1348896.686 | 15425955.866 |  | -1
node_1348971_086_15404982_149 |  |  | PQ | AN | 2771.281 | 8103401 | no | no |  |  | no |  |  | 1348971.086 | 15404982.149 |  | -1
node_1349043_937_15425555_952 |  |  | PQ | AN | 2771.281 | 8103401 | no | no |  |  | no |  |  | 1349043.937 | 15425555.952 |  | -1
node_1349062_118_15412467_797 |  |  | PQ | AN | 19918.584 | 8103401 | no | no |  |  | no |  |  | 1349062.118 | 15412467.797 |  | -1
node_1349115_765_15428666_812 |  |  | PQ | AN | 2771.281 | 8103401 | no | no |  |  | no |  |  | 1349115.765 | 15428666.812 |  | -1
node_1349196_621_15413820_957 |  |  | PQ | ABN | 19918.584 | 8103401 | no | no |  |  | no |  |  | 1349196.621 | 15413820.957 |  | -1
node_1349197_096_15421672_334 |  |  | PQ | AN | 2771.281 | 8103401 | no | no |  |  | no |  |  | 1349197.096 | 15421672.334 |  | -1
node_1349203_167_15427380_654 |  |  | PQ | AN | 2771.281 | 8103401 | no | no |  |  | no |  |  | 1349203.167 | 15427380.654 |  | -1
node_1349210_997_15427850_331 |  |  | PQ | AN | 2771.281 | 8103401 | no | no |  |  | no |  |  | 1349210.997 | 15427850.331 |  | -1
node_1349212_142_15427087_108 |  |  | PQ | AN | 2771.281 | 8103401 | no | no |  |  | no |  |  | 1349212.142 | 15427087.108 |  | -1
node_1349216_101_15428507_008 |  |  | PQ | AN | 2771.281 | 8103401 | no | no |  |  | no |  |  | 1349216.101 | 15428507.008 |  | -1
node_1349264_402_15424853_928 |  |  | PQ | AN | 2771.281 | 8103401 | no | no |  |  | no |  |  | 1349264.402 | 15424853.928 |  | -1
node_1349269_538_15424509_491 |  |  | PQ | AN | 2771.281 | 8103401 | no | no |  |  | no |  |  | 1349269.538 | 15424509.491 |  | -1
node_1349278_944_15424115_845 |  |  | PQ | AN | 2771.281 | 8103401 | no | no |  |  | no |  |  | 1349278.944 | 15424115.845 |  | -1
node_1349280_787_15423680_981 |  |  | PQ | AN | 2771.281 | 8103401 | no | no |  |  | no |  |  | 1349280.787 | 15423680.981 |  | -1
node_1349366_931_15428042_39 |  |  | PQ | AN | 2771.281 | 8103401 | no | no |  |  | no |  |  | 1349366.931 | 15428042.39 |  | -1
node_1349415_528_15411445_161 |  |  | PQ | AN | 2771.281 | 8103401 | no | no |  |  | no |  |  | 1349415.528 | 15411445.161 |  | -1
node_1349443_206_15417541_382 |  |  | PQ | ABCN | 19918.584 | 8103401 | no | no |  |  | no |  |  | 1349443.206 | 15417541.382 |  | -1
node_1349645_505_15420933_556 |  |  | PQ | AN | 2771.281 | 8103401 | no | no |  |  | no |  |  | 1349645.505 | 15420933.556 |  | -1
node_1349711_83_15439404_737 |  |  | PQ | AN | 2771.281 | 8103401 | no | no |  |  | no |  |  | 1349711.83 | 15439404.737 |  | -1
node_1349739_978_15437382_22 |  |  | PQ | AN | 7199.558 | 8103401 | no | no |  |  | no |  |  | 1349739.978 | 15437382.22 |  | -1
node_1349784_99_15424644_735 |  |  | PQ | AN | 2771.281 | 8103401 | no | no |  |  | no |  |  | 1349784.99 | 15424644.735 |  | -1
node_1349997_473_15437239_708 |  |  | PQ | AN | 7199.558 | 8103401 | no | no |  |  | no |  |  | 1349997.473 | 15437239.708 |  | -1
node_1350117_495_15424179_17 |  |  | PQ | AN | 2771.281 | 8103401 | no | no |  |  | no |  |  | 1350117.495 | 15424179.17 |  | -1
node_1350152_244_15411142_88 |  |  | PQ | AN | 2771.281 | 8103401 | no | no |  |  | no |  |  | 1350152.244 | 15411142.88 |  | -1
node_1350168_188_15405207_53 |  |  | PQ | AN | 2771.281 | 8103401 | no | no |  |  | no |  |  | 1350168.188 | 15405207.53 |  | -1
node_1350209_269_15436979_283 |  |  | PQ | AN | 2771.281 | 8103401 | no | no |  |  | no |  |  | 1350209.269 | 15436979.283 |  | -1
node_1350238_488_15414328_569 |  |  | PQ | AN | 11.951 | 8103401 | no | no |  |  | no |  |  | 1350238.488 | 15414328.569 |  | -1
node_1350319_453_15436674_388 |  |  | PQ | AN | 2771.281 | 8103401 | no | no |  |  | no |  |  | 1350319.453 | 15436674.388 |  | -1
node_1350325_844_15437266_235 |  |  | PQ | AN | 2771.281 | 8103401 | no | no |  |  | no |  |  | 1350325.844 | 15437266.235 |  | -1
node_1350335_72_15437091_4 |  |  | PQ | AN | 2771.281 | 8103401 | no | no |  |  | no |  |  | 1350335.72 | 15437091.4 |  | -1
node_1350388_641_15435164_608 |  |  | PQ | AN | 2771.281 | 8103401 | no | no |  |  | no |  |  | 1350388.641 | 15435164.608 |  | -1
node_1350390_285_15424179_388 |  |  | PQ | AN | 2771.281 | 8103401 | no | no |  |  | no |  |  | 1350390.285 | 15424179.388 |  | -1
node_1350407_137_15413823_094 |  |  | PQ | AN | 11.951 | 8103401 | no | no |  |  | no |  |  | 1350407.137 | 15413823.094 |  | -1
node_1350462_657_15411006_355 |  |  | PQ | AN | 2771.281 | 8103401 | no | no |  |  | no |  |  | 1350462.657 | 15411006.355 |  | -1
node_1350665_846_15437116_926 |  |  | PQ | AN | 2771.281 | 8103401 | no | no |  |  | no |  |  | 1350665.846 | 15437116.926 |  | -1
node_1350714_911_15417735_132 |  |  | PQ | ABCN | 19918.584 | 8103401 | no | no |  |  | no |  |  | 1350714.911 | 15417735.132 |  | -1
node_1350790_901_15436398_008 |  |  | PQ | AN | 2771.281 | 8103401 | no | no |  |  | no |  |  | 1350790.901 | 15436398.008 |  | -1
node_1350848_395_15416279_063 |  |  | PQ | ABN | 19918.584 | 8103401 | no | no |  |  | no |  |  | 1350848.395 | 15416279.063 |  | -1
node_1350943_873_15435072_988 |  |  | PQ | ABCN | 2771.281 | 8103401 | no | no |  |  | no |  |  | 1350943.873 | 15435072.988 |  | -1
node_1350954_428_15420655_132 |  |  | PQ | AN | 2771.281 | 8103401 | no | no |  |  | no |  |  | 1350954.428 | 15420655.132 |  | -1
node_1350987_881_15436095_827 |  |  | PQ | AN | 2771.281 | 8103401 | no | no |  |  | no |  |  | 1350987.881 | 15436095.827 |  | -1
node_1351072_146_15410753_62 |  |  | PQ | AN | 2771.281 | 8103401 | no | no |  |  | no |  |  | 1351072.146 | 15410753.62 |  | -1
node_1351089_29_15413612_524 |  |  | PQ | AN | 11.951 | 8103401 | no | no |  |  | no |  |  | 1351089.29 | 15413612.524 |  | -1
node_1351092_989_15434846_14 |  |  | PQ | ABCN | 2771.281 | 8103401 | no | no |  |  | no |  |  | 1351092.989 | 15434846.14 |  | -1
node_1351132_414_15434727_158 |  |  | PQ | ABCD | 2771.281 | 8103401 | no | no |  |  | no |  |  | 1351132.414 | 15434727.158 |  | -1
node_1351169_074_15411347_053 |  |  | PQ | AN | 2771.281 | 8103401 | no | no |  |  | no |  |  | 1351169.074 | 15411347.053 |  | -1
node_1351200_488_15417691_137 |  |  | PQ | ABCN | 19918.584 | 8103401 | no | no |  |  | no |  |  | 1351200.488 | 15417691.137 |  | -1
node_1351382_69_15423830_459 |  |  | PQ | AN | 2771.281 | 8103401 | no | no |  |  | no |  |  | 1351382.69 | 15423830.459 |  | -1
node_1351403_479_15434269_287 |  |  | PQ | ABCN | 2771.281 | 8103401 | no | no |  |  | no |  |  | 1351403.479 | 15434269.287 |  | -1
node_1351451_135_15407337_781 |  |  | PQ | AN | 2771.281 | 8103401 | no | no |  |  | no |  |  | 1351451.135 | 15407337.781 |  | -1
node_1351451_514_15410239_921 |  |  | PQ | AN | 2771.281 | 8103401 | no | no |  |  | no |  |  | 1351451.514 | 15410239.921 |  | -1
node_1351475_424_15406560_631 |  |  | PQ | AN | 2771.281 | 8103401 | no | no |  |  | no |  |  | 1351475.424 | 15406560.631 |  | -1
node_1351488_187_15406897_391 |  |  | PQ | AN | 2771.281 | 8103401 | no | no |  |  | no |  |  | 1351488.187 | 15406897.391 |  | -1
node_1351488_544_15420231_027 |  |  | PQ | AN | 2771.281 | 8103401 | no | no |  |  | no |  |  | 1351488.544 | 15420231.027 |  | -1
node_1351559_207_15423521_003 |  |  | PQ | AN | 2771.281 | 8103401 | no | no |  |  | no |  |  | 1351559.207 | 15423521.003 |  | -1
node_1351645_729_15405893_804 |  |  | PQ | AN | 2771.281 | 8103401 | no | no |  |  | no |  |  | 1351645.729 | 15405893.804 |  | -1
node_1351648_123_15409263_089 |  |  | PQ | AN | 2771.281 | 8103401 | no | no |  |  | no |  |  | 1351648.123 | 15409263.089 |  | -1
node_1351655_408_15409390_795 |  |  | PQ | AN | 2771.281 | 8103401 | no | no |  |  | no |  |  | 1351655.408 | 15409390.795 |  | -1
node_1351779_475_15404920_019 |  |  | PQ | AN | 2771.281 | 8103401 | no | no |  |  | no |  |  | 1351779.475 | 15404920.019 |  | -1
node_1351802_09_15404659_067 |  |  | PQ | AN | 2771.281 | 8103401 | no | no |  |  | no |  |  | 1351802.09 | 15404659.067 |  | -1
node_1351823_868_15418988_404 |  |  | PQ | AN | 2771.281 | 8103401 | no | no |  |  | no |  |  | 1351823.868 | 15418988.404 |  | -1
node_1351840_338_15417869_731 |  |  | PQ | AN | 2771.281 | 8103401 | no | no |  |  | no |  |  | 1351840.338 | 15417869.731 |  | -1
node_1351926_098_15409723_778 |  |  | PQ | AN | 2771.281 | 8103401 | no | no |  |  | no |  |  | 1351926.098 | 15409723.778 |  | -1
node_1351978_399_15419340_12 |  |  | PQ | AN | 2771.281 | 8103401 | no | no |  |  | no |  |  | 1351978.399 | 15419340.12 |  | -1
node_1352066_507_15417567_663 |  |  | PQ | ABCN | 19918.584 | 8103401 | no | no |  |  | no |  |  | 1352066.507 | 15417567.663 |  | -1
node_1352105_32_15420016_188 |  |  | PQ | AN | 2771.281 | 8103401 | no | no |  |  | no |  |  | 1352105.32 | 15420016.188 |  | -1
node_1352154_734_15418384_417 |  |  | PQ | AN | 2771.281 | 8103401 | no | no |  |  | no |  |  | 1352154.734 | 15418384.417 |  | -1
node_1352308_962_15423602_002 |  |  | PQ | AN | 2771.281 | 8103401 | no | no |  |  | no |  |  | 1352308.962 | 15423602.002 |  | -1
node_1352364_894_15419952_722 |  |  | PQ | AN | 2771.281 | 8103401 | no | no |  |  | no |  |  | 1352364.894 | 15419952.722 |  | -1
node_1352392_184_15433837_026 |  |  | PQ | ABCN | 2771.281 | 8103401 | no | no |  |  | no |  |  | 1352392.184 | 15433837.026 |  | -1
node_1352503_3_15433500_219 |  |  | PQ | ABCN | 2771.281 | 8103401 | no | no |  |  | no |  |  | 1352503.3 | 15433500.219 |  | -1
node_1352626_09_15419735_348 |  |  | PQ | AN | 2771.281 | 8103401 | no | no |  |  | no |  |  | 1352626.09 | 15419735.348 |  | -1
node_1352800_004_15417287_993 |  |  | PQ | ABCN | 19918.584 | 8103401 | no | no |  |  | no |  |  | 1352800.004 | 15417287.993 |  | -1
node_1352875_513_15413556_84 |  |  | PQ | AN | 11.951 | 8103401 | no | no |  |  | no |  |  | 1352875.513 | 15413556.84 |  | -1
node_1352876_192_15433005_916 |  |  | PQ | ABCN | 2771.281 | 8103401 | no | no |  |  | no |  |  | 1352876.192 | 15433005.916 |  | -1
node_1352936_965_15423610_308 |  |  | PQ | AN | 2771.281 | 8103401 | no | no |  |  | no |  |  | 1352936.965 | 15423610.308 |  | -1
node_1352951_673_15409384_372 |  |  | PQ | AN | 2771.281 | 8103401 | no | no |  |  | no |  |  | 1352951.673 | 15409384.372 |  | -1
node_1353040_303_15432735_105 |  |  | PQ | ABCN | 2771.281 | 8103401 | no | no |  |  | no |  |  | 1353040.303 | 15432735.105 |  | -1
node_1353142_506_15423583_736 |  |  | PQ | AN | 2771.281 | 8103401 | no | no |  |  | no |  |  | 1353142.506 | 15423583.736 |  | -1
node_1353238_093_15432623_048 |  |  | PQ | ABCN | 2771.281 | 8103401 | no | no |  |  | no |  |  | 1353238.093 | 15432623.048 |  | -1
node_1353332_006_15417219_985 |  |  | PQ | ABCN | 19918.584 | 8103401 | no | no |  |  | no |  |  | 1353332.006 | 15417219.985 |  | -1
node_1353497_924_15414342_654 |  |  | PQ | AN | 11.951 | 8103401 | no | no |  |  | no |  |  | 1353497.924 | 15414342.654 |  | -1
node_1353519_426_15419584_666 |  |  | PQ | AN | 2771.281 | 8103401 | no | no |  |  | no |  |  | 1353519.426 | 15419584.666 |  | -1
node_1353536_003_15419350_967 |  |  | PQ | AN | 2771.281 | 8103401 | no | no |  |  | no |  |  | 1353536.003 | 15419350.967 |  | -1
node_1353690_961_15419119_738 |  |  | PQ | AN | 2771.281 | 8103401 | no | no |  |  | no |  |  | 1353690.961 | 15419119.738 |  | -1
node_1353723_842_15408944_307 |  |  | PQ | AN | 2771.281 | 8103401 | no | no |  |  | no |  |  | 1353723.842 | 15408944.307 |  | -1
node_1353764_516_15417442_326 |  |  | PQ | ABCN | 19918.584 | 8103401 | no | no |  |  | no |  |  | 1353764.516 | 15417442.326 |  | -1
node_1353917_03_15418961_278 |  |  | PQ | AN | 2771.281 | 8103401 | no | no |  |  | no |  |  | 1353917.03 | 15418961.278 |  | -1
node_1353938_127_15431708_541 |  |  | PQ | ABCN | 2771.281 | 8103401 | no | no |  |  | no |  |  | 1353938.127 | 15431708.541 |  | -1
node_1353975_137_15428044_945 |  |  | PQ | AN | 2771.281 | 8103401 | no | no |  |  | no |  |  | 1353975.137 | 15428044.945 |  | -1
node_1354093_667_15427823_871 |  |  | PQ | AN | 2771.281 | 8103401 | no | no |  |  | no |  |  | 1354093.667 | 15427823.871 |  | -1
node_1354195_917_15427548_178 |  |  | PQ | AN | 2771.281 | 8103401 | no | no |  |  | no |  |  | 1354195.917 | 15427548.178 |  | -1
node_1354230_904_15418807_487 |  |  | PQ | AN | 2771.281 | 8103401 | no | no |  |  | no |  |  | 1354230.904 | 15418807.487 |  | -1
node_1354271_635_15417632_563 |  |  | PQ | ABCN | 19918.584 | 8103401 | no | no |  |  | no |  |  | 1354271.635 | 15417632.563 |  | -1
node_1354339_515_15427183_567 |  |  | PQ | AN | 2771.281 | 8103401 | no | no |  |  | no |  |  | 1354339.515 | 15427183.567 |  | -1
node_1354348_162_15424581_528 |  |  | PQ | AN | 2771.281 | 8103401 | no | no |  |  | no |  |  | 1354348.162 | 15424581.528 |  | -1
node_1354352_036_15426881_594 |  |  | PQ | AN | 2771.281 | 8103401 | no | no |  |  | no |  |  | 1354352.036 | 15426881.594 |  | -1
node_1354364_149_15431125_813 |  |  | PQ | ABCN | 2771.281 | 8103401 | no | no |  |  | no |  |  | 1354364.149 | 15431125.813 |  | -1
node_1354370_982_15415042_405 |  |  | PQ | AN | 11.951 | 8103401 | no | no |  |  | no |  |  | 1354370.982 | 15415042.405 |  | -1
node_1354398_048_15408449_527 |  |  | PQ | AN | 2771.281 | 8103401 | no | no |  |  | no |  |  | 1354398.048 | 15408449.527 |  | -1
node_1354436_612_15416673_981 |  |  | PQ | AN | 19918.584 | 8103401 | no | no |  |  | no |  |  | 1354436.612 | 15416673.981 |  | -1
node_1354552_131_15416256_391 |  |  | PQ | AN | 19918.584 | 8103401 | no | no |  |  | no |  |  | 1354552.131 | 15416256.391 |  | -1
node_1354682_12_15427203_3 |  |  | PQ | AN | 2771.281 | 8103401 | no | no |  |  | no |  |  | 1354682.12 | 15427203.3 |  | -1
node_1354726_709_15414781_905 |  |  | PQ | AN | 11.951 | 8103401 | no | no |  |  | no |  |  | 1354726.709 | 15414781.905 |  | -1
node_1354746_999_15419059_233 |  |  | PQ | AN | 2771.281 | 8103401 | no | no |  |  | no |  |  | 1354746.999 | 15419059.233 |  | -1
node_1354882_771_15430315_676 |  |  | PQ | ABCN | 2771.281 | 8103401 | no | no |  |  | no |  |  | 1354882.771 | 15430315.676 |  | -1
node_1355029_195_15415051_213 |  |  | PQ | AN | 11.951 | 8103401 | no | no |  |  | no |  |  | 1355029.195 | 15415051.213 |  | -1
node_1355171_633_15415143_641 |  |  | PQ | AN | 11.951 | 8103401 | no | no |  |  | no |  |  | 1355171.633 | 15415143.641 |  | -1
node_1355287_005_15422031_479 |  |  | PQ | AN | 2771.281 | 8103401 | no | no |  |  | no |  |  | 1355287.005 | 15422031.479 |  | -1
node_1355410_903_15429752_679 |  |  | PQ | AN | 2771.281 | 8103401 | no | no |  |  | no |  |  | 1355410.903 | 15429752.679 |  | -1
node_1355433_395_15429451_707 |  |  | PQ | ABCN | 2771.281 | 8103401 | no | no |  |  | no |  |  | 1355433.395 | 15429451.707 |  | -1
node_1355454_948_15408565_682 |  |  | PQ | AN | 2771.281 | 8103401 | no | no |  |  | no |  |  | 1355454.948 | 15408565.682 |  | -1
node_1355634_647_15417694_001 |  |  | PQ | ABCN | 19918.584 | 8103401 | no | no |  |  | no |  |  | 1355634.647 | 15417694.001 |  | -1
node_1355676_038_15429059_413 |  |  | PQ | ABCN | 2771.281 | 8103401 | no | no |  |  | no |  |  | 1355676.038 | 15429059.413 |  | -1
node_1355803_072_15415497_807 |  |  | PQ | AN | 11.951 | 8103401 | no | no |  |  | no |  |  | 1355803.072 | 15415497.807 |  | -1
node_1355845_189_15421311_253 |  |  | PQ | AN | 2771.281 | 8103401 | no | no |  |  | no |  |  | 1355845.189 | 15421311.253 |  | -1
node_1355851_455_15420737_696 |  |  | PQ | AN | 2771.281 | 8103401 | no | no |  |  | no |  |  | 1355851.455 | 15420737.696 |  | -1
node_1355887_452_15429312_14 |  |  | PQ | AN | 2771.281 | 8103401 | no | no |  |  | no |  |  | 1355887.452 | 15429312.14 |  | -1
node_1355978_131_15428590_994 |  |  | PQ | ABCN | 2771.281 | 8103401 | no | no |  |  | no |  |  | 1355978.131 | 15428590.994 |  | -1
node_1356006_029_15408550_578 |  |  | PQ | AN | 2771.281 | 8103401 | no | no |  |  | no |  |  | 1356006.029 | 15408550.578 |  | -1
node_1356019_112_15419215_51 |  |  | PQ | ABCN | 19918.584 | 8103401 | no | no |  |  | no |  |  | 1356019.112 | 15419215.51 |  | -1
node_1356067_447_15417570_071 |  |  | PQ | ABCN | 19918.584 | 8103401 | no | no |  |  | no |  |  | 1356067.447 | 15417570.071 |  | -1
node_1356135_176_15419711_093 |  |  | PQ | AN | 2771.281 | 8103401 | no | no |  |  | no |  |  | 1356135.176 | 15419711.093 |  | -1
node_1356170_774_15416139_123 |  |  | PQ | AN | 11.951 | 8103401 | no | no |  |  | no |  |  | 1356170.774 | 15416139.123 |  | -1
node_1356205_797_15428158_69 |  |  | PQ | ABCN | 2771.281 | 8103401 | no | no |  |  | no |  |  | 1356205.797 | 15428158.69 |  | -1
node_1356210_706_15416382_584 |  |  | PQ | AN | 11.951 | 8103401 | no | no |  |  | no |  |  | 1356210.706 | 15416382.584 |  | -1
node_1356235_402_15415819_812 |  |  | PQ | AN | 11.951 | 8103401 | no | no |  |  | no |  |  | 1356235.402 | 15415819.812 |  | -1
node_1356237_124_15417060_501 |  |  | PQ | AN | 11.951 | 8103401 | no | no |  |  | no |  |  | 1356237.124 | 15417060.501 |  | -1
node_1356261_953_15416691_319 |  |  | PQ | AN | 11.951 | 8103401 | no | no |  |  | no |  |  | 1356261.953 | 15416691.319 |  | -1
node_1356386_362_15415453_85 |  |  | PQ | AN | 11.951 | 8103401 | no | no |  |  | no |  |  | 1356386.362 | 15415453.85 |  | -1
node_1356416_874_15417537_014 |  |  | PQ | AN | 2771.281 | 8103401 | no | no |  |  | no |  |  | 1356416.874 | 15417537.014 |  | -1
node_1356426_018_15419334_781 |  |  | PQ | ABCN | 19918.584 | 8103401 | no | no |  |  | no |  |  | 1356426.018 | 15419334.781 |  | -1
node_1356472_204_15427772_056 |  |  | PQ | ABCN | 2771.281 | 8103401 | no | no |  |  | no |  |  | 1356472.204 | 15427772.056 |  | -1
node_1356693_586_15427407_228 |  |  | PQ | ABCN | 2771.281 | 8103401 | no | no |  |  | no |  |  | 1356693.586 | 15427407.228 |  | -1
node_1356876_208_15416349_471 |  |  | PQ | AN | 11.951 | 8103401 | no | no |  |  | no |  |  | 1356876.208 | 15416349.471 |  | -1
node_1357134_901_15426634_374 |  |  | PQ | ABCN | 2771.281 | 8103401 | no | no |  |  | no |  |  | 1357134.901 | 15426634.374 |  | -1
node_1357243_451_15417498_578 |  |  | PQ | AN | 2771.281 | 8103401 | no | no |  |  | no |  |  | 1357243.451 | 15417498.578 |  | -1
node_1357506_206_15407995_041 |  |  | PQ | AN | 2771.281 | 8103401 | no | no |  |  | no |  |  | 1357506.206 | 15407995.041 |  | -1
node_1357992_718_15425719_046 |  |  | PQ | AN | 2771.281 | 8103401 | no | no |  |  | no |  |  | 1357992.718 | 15425719.046 |  | -1
node_1358049_834_15424764_14 |  |  | PQ | ABCN | 2771.281 | 8103401 | no | no |  |  | no |  |  | 1358049.834 | 15424764.14 |  | -1
node_1358078_072_15417496_298 |  |  | PQ | AN | 2771.281 | 8103401 | no | no |  |  | no |  |  | 1358078.072 | 15417496.298 |  | -1
node_1358172_213_15424462_461 |  |  | PQ | ABCN | 2771.281 | 8103401 | no | no |  |  | no |  |  | 1358172.213 | 15424462.461 |  | -1
node_1358187_986_15424265_764 |  |  | PQ | ABCN | 2771.281 | 8103401 | no | no |  |  | no |  |  | 1358187.986 | 15424265.764 |  | -1
node_1358291_574_15422095_036 |  |  | PQ | ABCN | 19918.584 | 8103401 | no | no |  |  | no |  |  | 1358291.574 | 15422095.036 |  | -1
node_1358373_71_15423525_728 |  |  | PQ | ABCN | 2771.281 | 8103401 | no | no |  |  | no |  |  | 1358373.71 | 15423525.728 |  | -1
node_1358389_213_15423736_19 |  |  | PQ | ABCN | 2771.281 | 8103401 | no | no |  |  | no |  |  | 1358389.213 | 15423736.19 |  | -1
node_1358390_973_15418193_39 |  |  | PQ | AN | 2771.281 | 8103401 | no | no |  |  | no |  |  | 1358390.973 | 15418193.39 |  | -1
node_1358414_966_15413659_639 |  |  | PQ | AN | 2771.281 | 8103401 | no | no |  |  | no |  |  | 1358414.966 | 15413659.639 |  | -1
node_1358450_864_15407081_562 |  |  | PQ | AN | 2771.281 | 8103401 | no | no |  |  | no |  |  | 1358450.864 | 15407081.562 |  | -1
node_1358460_725_15406593_846 |  |  | PQ | AN | 2771.281 | 8103401 | no | no |  |  | no |  |  | 1358460.725 | 15406593.846 |  | -1
node_1358651_927_15424013_731 |  |  | PQ | AN | 2771.281 | 8103401 | no | no |  |  | no |  |  | 1358651.927 | 15424013.731 |  | -1
node_1358656_44_15410083_659 |  |  | PQ | AN | 2771.281 | 8103401 | no | no |  |  | no |  |  | 1358656.44 | 15410083.659 |  | -1
node_1358690_563_15423261_426 |  |  | PQ | ABCN | 2771.281 | 8103401 | no | no |  |  | no |  |  | 1358690.563 | 15423261.426 |  | -1
node_1358709_689_15412831_565 |  |  | PQ | AN | 2771.281 | 8103401 | no | no |  |  | no |  |  | 1358709.689 | 15412831.565 |  | -1
node_1358885_333_15406751_944 |  |  | PQ | AN | 2771.281 | 8103401 | no | no |  |  | no |  |  | 1358885.333 | 15406751.944 |  | -1
node_1358917_529_15420563_29 |  |  | PQ | ABCN | 19918.584 | 8103401 | no | no |  |  | no |  |  | 1358917.529 | 15420563.29 |  | -1
node_1359009_392_15415960_167 |  |  | PQ | AN | 2771.281 | 8103401 | no | no |  |  | no |  |  | 1359009.392 | 15415960.167 |  | -1
node_1359014_879_15415666_73 |  |  | PQ | AN | 2771.281 | 8103401 | no | no |  |  | no |  |  | 1359014.879 | 15415666.73 |  | -1
node_1359022_635_15408903_288 |  |  | PQ | AN | 2771.281 | 8103401 | no | no |  |  | no |  |  | 1359022.635 | 15408903.288 |  | -1
node_1359026_777_15415163_503 |  |  | PQ | AN | 2771.281 | 8103401 | no | no |  |  | no |  |  | 1359026.777 | 15415163.503 |  | -1
node_1359027_68_15414929_275 |  |  | PQ | AN | 2771.281 | 8103401 | no | no |  |  | no |  |  | 1359027.68 | 15414929.275 |  | -1
node_1359043_421_15414413_01 |  |  | PQ | AN | 2771.281 | 8103401 | no | no |  |  | no |  |  | 1359043.421 | 15414413.01 |  | -1
node_1359059_716_15413850_238 |  |  | PQ | AN | 2771.281 | 8103401 | no | no |  |  | no |  |  | 1359059.716 | 15413850.238 |  | -1
node_1359061_196_15413542_821 |  |  | PQ | AN | 2771.281 | 8103401 | no | no |  |  | no |  |  | 1359061.196 | 15413542.821 |  | -1
node_1359066_871_15416326_268 |  |  | PQ | AN | 2771.281 | 8103401 | no | no |  |  | no |  |  | 1359066.871 | 15416326.268 |  | -1
node_1359067_581_15413244_365 |  |  | PQ | AN | 2771.281 | 8103401 | no | no |  |  | no |  |  | 1359067.581 | 15413244.365 |  | -1
node_1359079_625_15408530_687 |  |  | PQ | AN | 2771.281 | 8103401 | no | no |  |  | no |  |  | 1359079.625 | 15408530.687 |  | -1
node_1359084_355_15412744_442 |  |  | PQ | AN | 2771.281 | 8103401 | no | no |  |  | no |  |  | 1359084.355 | 15412744.442 |  | -1
node_1359099_238_15422866_946 |  |  | PQ | AN | 19918.584 | 8103401 | no | no |  |  | no |  |  | 1359099.238 | 15422866.946 |  | -1
node_1359108_72_15414159_947 |  |  | PQ | AN | 2771.281 | 8103401 | no | no |  |  | no |  |  | 1359108.72 | 15414159.947 |  | -1
node_1359135_601_15412208_614 |  |  | PQ | AN | 2771.281 | 8103401 | no | no |  |  | no |  |  | 1359135.601 | 15412208.614 |  | -1
node_1359146_558_15422620_795 |  |  | PQ | AN | 19918.584 | 8103401 | no | no |  |  | no |  |  | 1359146.558 | 15422620.795 |  | -1
node_1359151_583_15410278_082 |  |  | PQ | AN | 2771.281 | 8103401 | no | no |  |  | no |  |  | 1359151.583 | 15410278.082 |  | -1
node_1359159_057_15406676_116 |  |  | PQ | AN | 2771.281 | 8103401 | no | no |  |  | no |  |  | 1359159.057 | 15406676.116 |  | -1
node_1359206_499_15422356_89 |  |  | PQ | AN | 19918.584 | 8103401 | no | no |  |  | no |  |  | 1359206.499 | 15422356.89 |  | -1
node_1359210_723_15411586_351 |  |  | PQ | AN | 2771.281 | 8103401 | no | no |  |  | no |  |  | 1359210.723 | 15411586.351 |  | -1
node_1359215_642_15409983_283 |  |  | PQ | AN | 2771.281 | 8103401 | no | no |  |  | no |  |  | 1359215.642 | 15409983.283 |  | -1
node_1359231_001_15409543_003 |  |  | PQ | AN | 2771.281 | 8103401 | no | no |  |  | no |  |  | 1359231.001 | 15409543.003 |  | -1
node_1359254_672_15422057_647 |  |  | PQ | AN | 19918.584 | 8103401 | no | no |  |  | no |  |  | 1359254.672 | 15422057.647 |  | -1
node_1359416_339_15409890_57 |  |  | PQ | AN | 2771.281 | 8103401 | no | no |  |  | no |  |  | 1359416.339 | 15409890.57 |  | -1
node_1359507_233_15408560_391 |  |  | PQ | AN | 2771.281 | 8103401 | no | no |  |  | no |  |  | 1359507.233 | 15408560.391 |  | -1
node_1359690_961_15406439_563 |  |  | PQ | AN | 2771.281 | 8103401 | no | no |  |  | no |  |  | 1359690.961 | 15406439.563 |  | -1
node_1359728_178_15413235_82 |  |  | PQ | AN | 2771.281 | 8103401 | no | no |  |  | no |  |  | 1359728.178 | 15413235.82 |  | -1
node_1359998_106_15413181_741 |  |  | PQ | AN | 2771.281 | 8103401 | no | no |  |  | no |  |  | 1359998.106 | 15413181.741 |  | -1
node_1360250_962_15406176_62 |  |  | PQ | AN | 2771.281 | 8103401 | no | no |  |  | no |  |  | 1360250.962 | 15406176.62 |  | -1
node_8103401_200839805 |  |  | PQ | AN | 2771.281 | 8103401 | no | no |  |  | no |  |  | 1343384.16 | 15397874.238 |  | -1
node_8103401_200839806 |  |  | PQ | AN | 2771.281 | 8103401 | no | no |  |  | no |  |  | 1343727.389 | 15397320.983 |  | -1
node_8103401_200839808 |  |  | PQ | AN | 2771.281 | 8103401 | no | no |  |  | no |  |  | 1338095.823 | 15406335.13 |  | -1
node_8103401_200839810 |  |  | PQ | AN | 2771.281 | 8103401 | no | no |  |  | no |  |  | 1338343.033 | 15406530.541 |  | -1
node_8103401_200839812 |  |  | PQ | AN | 2771.281 | 8103401 | no | no |  |  | no |  |  | 1337806.001 | 15405938.279 |  | -1
node_8103401_200839814 |  |  | PQ | AD | 2771.281 | 8103401 | no | no |  |  | no |  |  | 1337812.657 | 15405655.738 |  | -1
node_8103401_200839815 |  |  | PQ | AD | 2771.281 | 8103401 | no | no |  |  | no |  |  | 1337825.468 | 15405445.003 |  | -1
node_8103401_200839816 |  |  | PQ | AD | 2771.281 | 8103401 | no | no |  |  | no |  |  | 1337846.485 | 15405029.269 |  | -1
node_8103401_200839817 |  |  | PQ | AD | 2771.281 | 8103401 | no | no |  |  | no |  |  | 1337576.173 | 15404732.442 |  | -1
node_8103401_200839818 |  |  | PQ | AN | 2771.281 | 8103401 | no | no |  |  | no |  |  | 1337331.212 | 15404639.006 |  | -1
node_8103401_200839819 |  |  | PQ | AD | 2771.281 | 8103401 | no | no |  |  | no |  |  | 1337117.45 | 15404532.952 |  | -1
node_8103401_200839820 |  |  | PQ | AN | 2771.281 | 8103401 | no | no |  |  | no |  |  | 1336892.436 | 15404410.608 |  | -1
node_8103401_200839821 |  |  | PQ | AN | 2771.281 | 8103401 | no | no |  |  | no |  |  | 1338078.479 | 15404825.497 |  | -1
node_8103401_200839823 |  |  | PQ | AN | 2771.281 | 8103401 | no | no |  |  | no |  |  | 1338390.822 | 15404561.547 |  | -1
node_8103401_200839824 |  |  | PQ | AN | 2771.281 | 8103401 | no | no |  |  | no |  |  | 1338621.387 | 15404371.41 |  | -1
node_8103401_200839826 |  |  | PQ | AN | 2771.281 | 8103401 | no | no |  |  | no |  |  | 1338852.422 | 15404173.578 |  | -1
node_8103401_200839828 |  |  | PQ | AN | 2771.281 | 8103401 | no | no |  |  | no |  |  | 1339078.762 | 15403934.625 |  | -1
node_8103401_200839829 |  |  | PQ | AD | 2771.281 | 8103401 | no | no |  |  | no |  |  | 1339373.512 | 15403598.785 |  | -1
node_8103401_200839830 |  |  | PQ | AD | 2771.281 | 8103401 | no | no |  |  | no |  |  | 1339630.69 | 15403315.848 |  | -1
node_8103401_200839831 |  |  | PQ | AN | 2771.281 | 8103401 | no | no |  |  | no |  |  | 1339900.447 | 15403018.741 |  | -1
node_8103401_200839832 |  |  | PQ | AN | 2771.281 | 8103401 | no | no |  |  | no |  |  | 1340141.527 | 15402746.296 |  | -1
node_8103401_200839834 |  |  | PQ | AN | 2771.281 | 8103401 | no | no |  |  | no |  |  | 1340251.442 | 15402398.295 |  | -1
node_8103401_200839835 |  |  | PQ | AN | 2771.281 | 8103401 | no | no |  |  | no |  |  | 1340353.485 | 15402129.274 |  | -1
node_8103401_200839836 |  |  | PQ | AD | 2771.281 | 8103401 | no | no |  |  | no |  |  | 1340469.001 | 15401773.474 |  | -1
node_8103401_200839837 |  |  | PQ | AD | 2771.281 | 8103401 | no | no |  |  | no |  |  | 1340581.176 | 15401440.262 |  | -1
node_8103401_200839838 |  |  | PQ | AN | 2771.281 | 8103401 | no | no |  |  | no |  |  | 1340704.795 | 15401106.045 |  | -1
node_8103401_200839839 |  |  | PQ | AN | 2771.281 | 8103401 | no | no |  |  | no |  |  | 1340800.091 | 15400816.742 |  | -1
node_8103401_200839840 |  |  | PQ | AD | 2771.281 | 8103401 | no | no |  |  | no |  |  | 1340897.459 | 15400532.962 |  | -1
node_8103401_200839841 |  |  | PQ | AD | 2771.281 | 8103401 | no | no |  |  | no |  |  | 1340980.001 | 15400291.171 |  | -1
node_8103401_200839842 |  |  | PQ | AD | 2771.281 | 8103401 | no | no |  |  | no |  |  | 1341075.057 | 15400004.145 |  | -1
node_8103401_200839843 |  |  | PQ | AN | 2771.281 | 8103401 | no | no |  |  | no |  |  | 1341426.483 | 15399701.652 |  | -1
node_8103401_200839845 |  |  | PQ | AD | 2771.281 | 8103401 | no | no |  |  | no |  |  | 1341685.22 | 15399479.432 |  | -1
node_8103401_200839846 |  |  | PQ | AD | 2771.281 | 8103401 | no | no |  |  | no |  |  | 1341528.523 | 15399225.672 |  | -1
node_8103401_200839847 |  |  | PQ | AN | 2771.281 | 8103401 | no | no |  |  | no |  |  | 1341346.586 | 15399024.17 |  | -1
node_8103401_200839848 |  |  | PQ | AD | 2771.281 | 8103401 | no | no |  |  | no |  |  | 1341957.45 | 15399231.28 |  | -1
node_8103401_200839849 |  |  | PQ | AD | 2771.281 | 8103401 | no | no |  |  | no |  |  | 1342301.891 | 15399089.454 |  | -1
node_8103401_200839850 |  |  | PQ | AN | 2771.281 | 8103401 | no | no |  |  | no |  |  | 1342640.136 | 15398945.423 |  | -1
node_8103401_200839852 |  |  | PQ | AN | 2771.281 | 8103401 | no | no |  |  | no |  |  | 1342912.653 | 15398780.391 |  | -1
node_8103401_200839853 |  |  | PQ | AD | 2771.281 | 8103401 | no | no |  |  | no |  |  | 1343214.547 | 15398605.176 |  | -1
node_8103401_200839854 |  |  | PQ | AD | 2771.281 | 8103401 | no | no |  |  | no |  |  | 1343492.926 | 15398442.299 |  | -1
node_8103401_200839855 |  |  | PQ | AN | 2771.281 | 8103401 | no | no |  |  | no |  |  | 1343632.875 | 15398188.183 |  | -1
node_8103401_200839857 |  |  | PQ | AN | 2771.281 | 8103401 | no | no |  |  | no |  |  | 1344153.952 | 15398493.906 |  | -1
node_8103401_200839858 |  |  | PQ | AN | 2771.281 | 8103401 | no | no |  |  | no |  |  | 1343817.01 | 15397863.955 |  | -1
node_8103401_200839859 |  |  | PQ | AN | 2771.281 | 8103401 | no | no |  |  | no |  |  | 1343983.615 | 15397547.351 |  | -1
node_8103401_200839860 |  |  | PQ | AD | 2771.281 | 8103401 | no | no |  |  | no |  |  | 1343942.189 | 15397495.69 |  | -1
node_8103401_200839861 |  |  | PQ | AN | 2771.281 | 8103401 | no | no |  |  | no |  |  | 1344132.195 | 15397283.173 |  | -1
node_8103401_200839863 |  |  | PQ | AD | 2771.281 | 8103401 | no | no |  |  | no |  |  | 1344303.404 | 15397037.743 |  | -1
node_8103401_200839864 |  |  | PQ | AD | 2771.281 | 8103401 | no | no |  |  | no |  |  | 1344472.412 | 15396799.06 |  | -1
node_8103401_200839865 |  |  | PQ | AD | 2771.281 | 8103401 | no | no |  |  | no |  |  | 1344699.46 | 15396591.441 |  | -1
node_8103401_200839866 |  |  | PQ | AN | 2771.281 | 8103401 | no | no |  |  | no |  |  | 1344925.946 | 15396388.592 |  | -1
node_8103401_200839867 |  |  | PQ | AD | 2771.281 | 8103401 | no | no |  |  | no |  |  | 1344941.836 | 15396248.198 |  | -1
node_8103401_200839868 |  |  | PQ | AN | 2771.281 | 8103401 | no | no |  |  | no |  |  | 1344694.188 | 15396003.811 |  | -1
node_8103401_200839869 |  |  | PQ | AD | 2771.281 | 8103401 | no | no |  |  | no |  |  | 1345157.197 | 15396152.707 |  | -1
node_8103401_200839870 |  |  | PQ | AD | 2771.281 | 8103401 | no | no |  |  | no |  |  | 1345477.598 | 15396015.027 |  | -1
node_8103401_200839871 |  |  | PQ | AN | 2771.281 | 8103401 | no | no |  |  | no |  |  | 1345816.379 | 15395926.934 |  | -1
node_8103401_200839872 |  |  | PQ | AD | 2771.281 | 8103401 | no | no |  |  | no |  |  | 1346296.601 | 15395912.576 |  | -1
node_8103401_200839873 |  |  | PQ | AN | 2771.281 | 8103401 | no | no |  |  | no |  |  | 1346557.063 | 15396047.36 |  | -1
node_8103401_200839874 |  |  | PQ | AD | 2771.281 | 8103401 | no | no |  |  | no |  |  | 1346865.211 | 15396057.378 |  | -1
node_8103401_200840141 |  |  | PQ | AN | 2771.281 | 8103401 | no | no |  |  | no |  |  | 1340762.89 | 15403043.337 |  | -1
node_8103401_200840142 |  |  | PQ | AD | 2771.281 | 8103401 | no | no |  |  | no |  |  | 1340196.645 | 15402749.226 |  | -1
node_8103401_200840143 |  |  | PQ | AN | 2771.281 | 8103401 | no | no |  |  | no |  |  | 1340463.142 | 15402773.817 |  | -1
node_8103401_200840144 |  |  | PQ | AD | 2771.281 | 8103401 | no | no |  |  | no |  |  | 1340693.177 | 15402789.947 |  | -1
node_8103401_200840145 |  |  | PQ | AD | 2771.281 | 8103401 | no | no |  |  | no |  |  | 1340950.851 | 15402860.97 |  | -1
node_8103401_200840146 |  |  | PQ | AD | 2771.281 | 8103401 | no | no |  |  | no |  |  | 1340921.131 | 15402876.326 |  | -1
node_8103401_200840147 |  |  | PQ | AN | 2771.281 | 8103401 | no | no |  |  | no |  |  | 1341110.922 | 15402859.188 |  | -1
node_8103401_200840148 |  |  | PQ | AN | 2771.281 | 8103401 | no | no |  |  | no |  |  | 1341276.089 | 15402858.875 |  | -1
node_8103401_200840149 |  |  | PQ | AN | 2771.281 | 8103401 | no | no |  |  | no |  |  | 1341467.803 | 15402868.638 |  | -1
node_8103401_200840161 |  |  | PQ | AN | 2771.281 | 8103401 | no | no |  |  | no |  |  | 1346152.814 | 15403144.757 |  | -1
node_8103401_200840162 |  |  | PQ | AD | 2771.281 | 8103401 | no | no |  |  | no |  |  | 1343839.816 | 15403098.977 |  | -1
node_8103401_200840163 |  |  | PQ | AN | 2771.281 | 8103401 | no | no |  |  | no |  |  | 1343572.69 | 15403220.633 |  | -1
node_8103401_200840164 |  |  | PQ | AD | 2771.281 | 8103401 | no | no |  |  | no |  |  | 1343623.883 | 15403054.005 |  | -1
node_8103401_200840165 |  |  | PQ | AN | 2771.281 | 8103401 | no | no |  |  | no |  |  | 1345908.436 | 15403227.543 |  | -1
node_8103401_200840166 |  |  | PQ | AD | 2771.281 | 8103401 | no | no |  |  | no |  |  | 1345659.934 | 15403218.989 |  | -1
node_8103401_200840167 |  |  | PQ | AN | 2771.281 | 8103401 | no | no |  |  | no |  |  | 1345426.861 | 15403307.375 |  | -1
node_8103401_200840168 |  |  | PQ | AN | 2771.281 | 8103401 | no | no |  |  | no |  |  | 1345174.714 | 15403518.038 |  | -1
node_8103401_200840169 |  |  | PQ | AD | 2771.281 | 8103401 | no | no |  |  | no |  |  | 1345183.728 | 15403301.172 |  | -1
node_8103401_200840170 |  |  | PQ | AD | 2771.281 | 8103401 | no | no |  |  | no |  |  | 1344881.258 | 15403292.381 |  | -1
node_8103401_200840171 |  |  | PQ | AD | 2771.281 | 8103401 | no | no |  |  | no |  |  | 1344587.295 | 15403288.086 |  | -1
node_8103401_200840172 |  |  | PQ | AD | 2771.281 | 8103401 | no | no |  |  | no |  |  | 1344383.186 | 15403243.066 |  | -1
node_8103401_200840173 |  |  | PQ | AD | 2771.281 | 8103401 | no | no |  |  | no |  |  | 1344109.406 | 15403181.695 |  | -1
node_8103401_200840174 |  |  | PQ | AN | 2771.281 | 8103401 | no | no |  |  | no |  |  | 1360263.693 | 15406215.197 |  | -1
node_8103401_200840176 |  |  | PQ | AD | 2771.281 | 8103401 | no | no |  |  | no |  |  | 1360016.032 | 15406323.832 |  | -1
node_8103401_200840177 |  |  | PQ | AN | 2771.281 | 8103401 | no | no |  |  | no |  |  | 1359708.333 | 15406462.783 |  | -1
node_8103401_200840178 |  |  | PQ | AD | 2771.281 | 8103401 | no | no |  |  | no |  |  | 1359438.766 | 15406589.754 |  | -1
node_8103401_200840179 |  |  | PQ | AN | 2771.281 | 8103401 | no | no |  |  | no |  |  | 1359172.031 | 15406710.695 |  | -1
node_8103401_200840180 |  |  | PQ | AN | 2771.281 | 8103401 | no | no |  |  | no |  |  | 1358899.838 | 15406780.273 |  | -1
node_8103401_200840181 |  |  | PQ | AD | 2771.281 | 8103401 | no | no |  |  | no |  |  | 1358647.257 | 15406999.434 |  | -1
node_8103401_200840182 |  |  | PQ | AN | 2771.281 | 8103401 | no | no |  |  | no |  |  | 1358469.755 | 15406621.075 |  | -1
node_8103401_200840183 |  |  | PQ | AN | 2771.281 | 8103401 | no | no |  |  | no |  |  | 1351509.763 | 15406565.806 |  | -1
node_8103401_200840184 |  |  | PQ | AD | 2771.281 | 8103401 | no | no |  |  | no |  |  | 1351610.412 | 15406217.868 |  | -1
node_8103401_200840185 |  |  | PQ | AN | 2771.281 | 8103401 | no | no |  |  | no |  |  | 1351675.466 | 15405899.546 |  | -1
node_8103401_200840186 |  |  | PQ | AD | 2771.281 | 8103401 | no | no |  |  | no |  |  | 1351736.742 | 15405589.683 |  | -1
node_8103401_200840187 |  |  | PQ | AD | 2771.281 | 8103401 | no | no |  |  | no |  |  | 1351792.82 | 15405282.8 |  | -1
node_8103401_200840189 |  |  | PQ | AN | 2771.281 | 8103401 | no | no |  |  | no |  |  | 1351797.055 | 15404692.351 |  | -1
node_8103401_200840190 |  |  | PQ | AD | 2771.281 | 8103401 | no | no |  |  | no |  |  | 1351577.94 | 15405279.242 |  | -1
node_8103401_200840191 |  |  | PQ | AD | 2771.281 | 8103401 | no | no |  |  | no |  |  | 1351344.811 | 15405286.038 |  | -1
node_8103401_200840192 |  |  | PQ | AD | 2771.281 | 8103401 | no | no |  |  | no |  |  | 1350942.608 | 15405268.525 |  | -1
node_8103401_200840193 |  |  | PQ | AD | 2771.281 | 8103401 | no | no |  |  | no |  |  | 1350476.122 | 15405251.189 |  | -1
node_8103401_200840194 |  |  | PQ | AN | 2771.281 | 8103401 | no | no |  |  | no |  |  | 1350158.762 | 15405237.65 |  | -1
node_8103401_200840196 |  |  | PQ | AD | 2771.281 | 8103401 | no | no |  |  | no |  |  | 1349770.051 | 15405164.899 |  | -1
node_8103401_200840197 |  |  | PQ | AD | 2771.281 | 8103401 | no | no |  |  | no |  |  | 1349360.834 | 15405088.423 |  | -1
node_8103401_200840198 |  |  | PQ | AN | 2771.281 | 8103401 | no | no |  |  | no |  |  | 1348968.551 | 15405015.827 |  | -1
node_8103401_200840199 |  |  | PQ | AD | 2771.281 | 8103401 | no | no |  |  | no |  |  | 1348660.337 | 15405029.866 |  | -1
node_8103401_200840200 |  |  | PQ | AD | 2771.281 | 8103401 | no | no |  |  | no |  |  | 1348245.648 | 15404959.664 |  | -1
node_8103401_200840201 |  |  | PQ | AN | 2771.281 | 8103401 | no | no |  |  | no |  |  | 1347893.569 | 15404941.648 |  | -1
node_8103401_200840202 |  |  | PQ | AD | 2771.281 | 8103401 | no | no |  |  | no |  |  | 1347628.72 | 15404934.447 |  | -1
node_8103401_200840203 |  |  | PQ | AD | 2771.281 | 8103401 | no | no |  |  | no |  |  | 1347375.33 | 15404925.035 |  | -1
node_8103401_200840204 |  |  | PQ | AD | 2771.281 | 8103401 | no | no |  |  | no |  |  | 1347029.455 | 15404910.829 |  | -1
node_8103401_200840205 |  |  | PQ | AD | 2771.281 | 8103401 | no | no |  |  | no |  |  | 1347216.618 | 15404830.291 |  | -1
node_8103401_200840206 |  |  | PQ | AD | 2771.281 | 8103401 | no | no |  |  | no |  |  | 1347173.199 | 15404706.393 |  | -1
node_8103401_200840207 |  |  | PQ | AD | 2771.281 | 8103401 | no | no |  |  | no |  |  | 1347054.385 | 15404390.175 |  | -1
node_8103401_200840208 |  |  | PQ | AN | 2771.281 | 8103401 | no | no |  |  | no |  |  | 1346947.811 | 15404079.847 |  | -1
node_8103401_200840209 |  |  | PQ | AD | 2771.281 | 8103401 | no | no |  |  | no |  |  | 1346879.838 | 15403855.485 |  | -1
node_8103401_200840210 |  |  | PQ | AD | 2771.281 | 8103401 | no | no |  |  | no |  |  | 1346779.326 | 15403627.846 |  | -1
node_8103401_200840211 |  |  | PQ | AD | 2771.281 | 8103401 | no | no |  |  | no |  |  | 1346634.092 | 15403351.826 |  | -1
node_8103401_200840212 |  |  | PQ | AN | 2771.281 | 8103401 | no | no |  |  | no |  |  | 1346494.472 | 15403088.417 |  | -1
node_8103401_200840214 |  |  | PQ | AD | 2771.281 | 8103401 | no | no |  |  | no |  |  | 1346499.006 | 15402734.588 |  | -1
node_8103401_200840215 |  |  | PQ | AN | 2771.281 | 8103401 | no | no |  |  | no |  |  | 1346503.426 | 15402528.987 |  | -1
node_8103401_200840216 |  |  | PQ | AN | 2771.281 | 8103401 | no | no |  |  | no |  |  | 1346516.404 | 15402210.156 |  | -1
node_8103401_200884057 |  |  | PQ | AN | 19918.584 | 8103401 | no | no |  |  | no |  |  | 1348098.025 | 15417835.944 |  | -1
node_8103401_200884058 |  |  | PQ | AN | 19918.584 | 8103401 | no | no |  |  | no |  |  | 1346347.066 | 15418004.047 |  | -1
node_8103401_200884059 |  |  | PQ | AN | 2771.281 | 8103401 | no | no |  |  | no |  |  | 1340590.029 | 15430591.1 |  | -1
node_8103401_200884061 |  |  | PQ | ABCN | 19918.584 | 8103401 | no | no |  |  | no |  |  | 1354476.253 | 15417669.588 |  | -1
node_8103401_200884062 |  |  | PQ | ABCN | 19918.584 | 8103401 | no | no |  |  | no |  |  | 1354282.044 | 15417599.045 |  | -1
node_8103401_200884063 |  |  | PQ | ABCN | 19918.584 | 8103401 | no | no |  |  | no |  |  | 1354021.932 | 15417506.815 |  | -1
node_8103401_200884064 |  |  | PQ | ABCN | 19918.584 | 8103401 | no | no |  |  | no |  |  | 1353773.391 | 15417420.404 |  | -1
node_8103401_200884066 |  |  | PQ | ABCN | 19918.584 | 8103401 | no | no |  |  | no |  |  | 1353615.002 | 15417352.452 |  | -1
node_8103401_200884067 |  |  | PQ | ABCN | 19918.584 | 8103401 | no | no |  |  | no |  |  | 1353328.313 | 15417248.912 |  | -1
node_8103401_200884068 |  |  | PQ | ABCN | 19918.584 | 8103401 | no | no |  |  | no |  |  | 1353070.419 | 15417305.913 |  | -1
node_8103401_200884069 |  |  | PQ | ABCN | 19918.584 | 8103401 | no | no |  |  | no |  |  | 1352807.772 | 15417320.876 |  | -1
node_8103401_200884071 |  |  | PQ | ABCN | 19918.584 | 8103401 | no | no |  |  | no |  |  | 1352621.659 | 15417377.134 |  | -1
node_8103401_200884072 |  |  | PQ | ABCN | 19918.584 | 8103401 | no | no |  |  | no |  |  | 1352424.744 | 15417433.701 |  | -1
node_8103401_200884073 |  |  | PQ | ABCN | 19918.584 | 8103401 | no | no |  |  | no |  |  | 1352165.852 | 15417517.029 |  | -1
node_8103401_200884074 |  |  | PQ | ABCN | 19918.584 | 8103401 | no | no |  |  | no |  |  | 1352056.329 | 15417539.405 |  | -1
node_8103401_200884075 |  |  | PQ | ABCN | 19918.584 | 8103401 | no | no |  |  | no |  |  | 1351937.673 | 15417559.189 |  | -1
node_8103401_200884076 |  |  | PQ | ABCN | 19918.584 | 8103401 | no | no |  |  | no |  |  | 1351690.08 | 15417567.437 |  | -1
node_8103401_200884077 |  |  | PQ | ABCN | 19918.584 | 8103401 | no | no |  |  | no |  |  | 1351407.322 | 15417642.519 |  | -1
node_8103401_200884078 |  |  | PQ | ABCN | 19918.584 | 8103401 | no | no |  |  | no |  |  | 1351197.81 | 15417654.33 |  | -1
node_8103401_200884080 |  |  | PQ | ABCN | 19918.584 | 8103401 | no | no |  |  | no |  |  | 1350949.841 | 15417684.458 |  | -1
node_8103401_200884089 |  |  | PQ | AN | 19918.584 | 8103401 | no | no |  |  | no |  |  | 1348069.207 | 15417633.134 |  | -1
node_8103401_200884091 |  |  | PQ | ABCN | 19918.584 | 8103401 | no | no |  |  | no |  |  | 1347352.087 | 15417555.077 |  | -1
node_8103401_200884092 |  |  | PQ | ABCN | 19918.584 | 8103401 | no | no |  |  | no |  |  | 1347136.282 | 15417542.037 |  | -1
node_8103401_200884094 |  |  | PQ | AN | 19918.584 | 8103401 | no | no |  |  | no |  |  | 1346534.132 | 15417474.803 |  | -1
node_8103401_200884095 |  |  | PQ | AN | 19918.584 | 8103401 | no | no |  |  | no |  |  | 1346582.59 | 15417315.788 |  | -1
node_8103401_200884096 |  |  | PQ | AN | 19918.584 | 8103401 | no | no |  |  | no |  |  | 1346678.139 | 15417119.483 |  | -1
node_8103401_200884098 |  |  | PQ | AN | 19918.584 | 8103401 | no | no |  |  | no |  |  | 1346263.537 | 15417594.52 |  | -1
node_8103401_200884103 |  |  | PQ | AN | 2771.281 | 8103401 | no | no |  |  | no |  |  | 1343934.422 | 15417745.687 |  | -1
node_8103401_200884104 |  |  | PQ | AN | 2771.281 | 8103401 | no | no |  |  | no |  |  | 1343898.242 | 15417204.868 |  | -1
node_8103401_200884111 |  |  | PQ | AN | 2771.281 | 8103401 | no | no |  |  | no |  |  | 1343965.241 | 15418556.842 |  | -1
node_8103401_200884113 |  |  | PQ | AN | 2771.281 | 8103401 | no | no |  |  | no |  |  | 1343958.669 | 15418968.851 |  | -1
node_8103401_200884114 |  |  | PQ | AD | 2771.281 | 8103401 | no | no |  |  | no |  |  | 1343952.865 | 15419375.868 |  | -1
node_8103401_200884115 |  |  | PQ | AD | 2771.281 | 8103401 | no | no |  |  | no |  |  | 1343944.92 | 15419791.854 |  | -1
node_8103401_200884116 |  |  | PQ | AD | 2771.281 | 8103401 | no | no |  |  | no |  |  | 1343938.802 | 15420155.795 |  | -1
node_8103401_200884117 |  |  | PQ | AD | 2771.281 | 8103401 | no | no |  |  | no |  |  | 1343934.395 | 15420515.263 |  | -1
node_8103401_200884118 |  |  | PQ | AN | 2771.281 | 8103401 | no | no |  |  | no |  |  | 1343928.717 | 15420876.649 |  | -1
node_8103401_200884120 |  |  | PQ | AN | 2771.281 | 8103401 | no | no |  |  | no |  |  | 1343920.769 | 15421241.982 |  | -1
node_8103401_200884122 |  |  | PQ | AD | 2771.281 | 8103401 | no | no |  |  | no |  |  | 1343922.934 | 15421499.838 |  | -1
node_8103401_200884123 |  |  | PQ | AN | 2771.281 | 8103401 | no | no |  |  | no |  |  | 1343914.761 | 15421620.764 |  | -1
node_8103401_200884124 |  |  | PQ | AN | 2771.281 | 8103401 | no | no |  |  | no |  |  | 1343912.279 | 15421900.891 |  | -1
node_8103401_200884125 |  |  | PQ | AN | 2771.281 | 8103401 | no | no |  |  | no |  |  | 1343902.055 | 15422191.748 |  | -1
node_8103401_200884126 |  |  | PQ | AN | 2771.281 | 8103401 | no | no |  |  | no |  |  | 1343891.767 | 15422387.08 |  | -1
node_8103401_200884127 |  |  | PQ | AD | 2771.281 | 8103401 | no | no |  |  | no |  |  | 1343588.569 | 15422760.666 |  | -1
node_8103401_200884128 |  |  | PQ | AD | 2771.281 | 8103401 | no | no |  |  | no |  |  | 1343300.336 | 15423168.324 |  | -1
node_8103401_200884129 |  |  | PQ | AN | 2771.281 | 8103401 | no | no |  |  | no |  |  | 1343306.664 | 15422942.817 |  | -1
node_8103401_200884130 |  |  | PQ | AD | 2771.281 | 8103401 | no | no |  |  | no |  |  | 1343061.634 | 15423515.613 |  | -1
node_8103401_200884131 |  |  | PQ | AN | 2771.281 | 8103401 | no | no |  |  | no |  |  | 1342780.742 | 15423888.623 |  | -1
node_8103401_200884132 |  |  | PQ | AD | 2771.281 | 8103401 | no | no |  |  | no |  |  | 1342677.485 | 15424078.198 |  | -1
node_8103401_200884136 |  |  | PQ | AN | 2771.281 | 8103401 | no | no |  |  | no |  |  | 1342436.234 | 15424607.568 |  | -1
node_8103401_200884138 |  |  | PQ | AN | 2771.281 | 8103401 | no | no |  |  | no |  |  | 1342343.797 | 15425028.198 |  | -1
node_8103401_200884140 |  |  | PQ | AD | 2771.281 | 8103401 | no | no |  |  | no |  |  | 1342307.073 | 15425955.805 |  | -1
node_8103401_200884141 |  |  | PQ | AD | 2771.281 | 8103401 | no | no |  |  | no |  |  | 1342293.893 | 15426354.16 |  | -1
node_8103401_200884143 |  |  | PQ | AD | 2771.281 | 8103401 | no | no |  |  | no |  |  | 1342207.126 | 15426641.49 |  | -1
node_8103401_200884144 |  |  | PQ | AN | 2771.281 | 8103401 | no | no |  |  | no |  |  | 1342109.899 | 15426962.365 |  | -1
node_8103401_200884145 |  |  | PQ | AN | 2771.281 | 8103401 | no | no |  |  | no |  |  | 1342031.856 | 15427227.015 |  | -1
node_8103401_200884146 |  |  | PQ | AN | 2771.281 | 8103401 | no | no |  |  | no |  |  | 1341944.559 | 15427501.915 |  | -1
node_8103401_200884148 |  |  | PQ | AN | 2771.281 | 8103401 | no | no |  |  | no |  |  | 1341801.999 | 15427972.418 |  | -1
node_8103401_200884149 |  |  | PQ | AD | 2771.281 | 8103401 | no | no |  |  | no |  |  | 1341670.842 | 15428399.984 |  | -1
node_8103401_200884150 |  |  | PQ | AN | 2771.281 | 8103401 | no | no |  |  | no |  |  | 1341504.057 | 15428877.733 |  | -1
node_8103401_200884152 |  |  | PQ | AN | 2771.281 | 8103401 | no | no |  |  | no |  |  | 1341350.695 | 15429335.649 |  | -1
node_8103401_200884153 |  |  | PQ | AD | 2771.281 | 8103401 | no | no |  |  | no |  |  | 1341173.063 | 15429832.854 |  | -1
node_8103401_200884154 |  |  | PQ | AN | 2771.281 | 8103401 | no | no |  |  | no |  |  | 1341360.319 | 15429826.259 |  | -1
node_8103401_200884155 |  |  | PQ | AN | 2771.281 | 8103401 | no | no |  |  | no |  |  | 1340992.732 | 15430386.432 |  | -1
node_8103401_200884157 |  |  | PQ | AD | 2771.281 | 8103401 | no | no |  |  | no |  |  | 1340870.532 | 15430719.595 |  | -1
node_8103401_200884158 |  |  | PQ | AN | 2771.281 | 8103401 | no | no |  |  | no |  |  | 1340844.29 | 15430708.471 |  | -1
node_8103401_200884159 |  |  | PQ | AN | 2771.281 | 8103401 | no | no |  |  | no |  |  | 1340841.305 | 15431175.492 |  | -1
node_8103401_200884160 |  |  | PQ | AN | 2771.281 | 8103401 | no | no |  |  | no |  |  | 1340888.265 | 15431494.234 |  | -1
node_8103401_200884161 |  |  | PQ | AN | 2771.281 | 8103401 | no | no |  |  | no |  |  | 1340875.833 | 15431665.893 |  | -1
node_8103401_200884162 |  |  | PQ | AD | 2771.281 | 8103401 | no | no |  |  | no |  |  | 1340848.759 | 15431945.073 |  | -1
node_8103401_200884166 |  |  | PQ | AN | 2771.281 | 8103401 | no | no |  |  | no |  |  | 1331893.922 | 15414066.233 |  | -1
node_8103401_200884167 |  |  | PQ | ABN | 19918.584 | 8103401 | no | no |  |  | no |  |  | 1351313.699 | 15417385.699 |  | -1
node_8103401_200884168 |  |  | PQ | ABN | 19918.584 | 8103401 | no | no |  |  | no |  |  | 1351214.327 | 15417131.119 |  | -1
node_8103401_200884169 |  |  | PQ | ABN | 19918.584 | 8103401 | no | no |  |  | no |  |  | 1349220.505 | 15413799.513 |  | -1
node_8103401_200884170 |  |  | PQ | ABN | 19918.584 | 8103401 | no | no |  |  | no |  |  | 1349029.772 | 15413612.722 |  | -1
node_8103401_200884171 |  |  | PQ | ABN | 19918.584 | 8103401 | no | no |  |  | no |  |  | 1348782.63 | 15413380.077 |  | -1
node_8103401_200884172 |  |  | PQ | ABN | 19918.584 | 8103401 | no | no |  |  | no |  |  | 1348542.007 | 15413141.593 |  | -1
node_8103401_200884173 |  |  | PQ | ABN | 19918.584 | 8103401 | no | no |  |  | no |  |  | 1348461.737 | 15412959.452 |  | -1
node_8103401_200884174 |  |  | PQ | ABN | 19918.584 | 8103401 | no | no |  |  | no |  |  | 1348314.22 | 15412631.766 |  | -1
node_8103401_200884175 |  |  | PQ | AN | 19918.584 | 8103401 | no | no |  |  | no |  |  | 1348380.331 | 15412577.12 |  | -1
node_8103401_200884176 |  |  | PQ | ABN | 19918.584 | 8103401 | no | no |  |  | no |  |  | 1348206.628 | 15412336.683 |  | -1
node_8103401_200884177 |  |  | PQ | ABN | 19918.584 | 8103401 | no | no |  |  | no |  |  | 1348096.533 | 15412033.275 |  | -1
node_8103401_200884178 |  |  | PQ | ABN | 19918.584 | 8103401 | no | no |  |  | no |  |  | 1347823.795 | 15411916.838 |  | -1
node_8103401_200884179 |  |  | PQ | AD | 2771.281 | 8103401 | no | no |  |  | no |  |  | 1347499.447 | 15411773.592 |  | -1
node_8103401_200884180 |  |  | PQ | AN | 2771.281 | 8103401 | no | no |  |  | no |  |  | 1347005.469 | 15411553.226 |  | -1
node_8103401_200884182 |  |  | PQ | AD | 2771.281 | 8103401 | no | no |  |  | no |  |  | 1346277.061 | 15411410.9 |  | -1
node_8103401_200884183 |  |  | PQ | ABN | 19918.584 | 8103401 | no | no |  |  | no |  |  | 1351118.097 | 15416883.182 |  | -1
node_8103401_200884184 |  |  | PQ | ABN | 19918.584 | 8103401 | no | no |  |  | no |  |  | 1350996.127 | 15416572.438 |  | -1
node_8103401_200884185 |  |  | PQ | AD | 2771.281 | 8103401 | no | no |  |  | no |  |  | 1346062.545 | 15411374.381 |  | -1
node_8103401_200884186 |  |  | PQ | AD | 2771.281 | 8103401 | no | no |  |  | no |  |  | 1345889.178 | 15411343.316 |  | -1
node_8103401_200884187 |  |  | PQ | AD | 2771.281 | 8103401 | no | no |  |  | no |  |  | 1345457.151 | 15411257.883 |  | -1
node_8103401_200884190 |  |  | PQ | AN | 2771.281 | 8103401 | no | no |  |  | no |  |  | 1344144.154 | 15411000.843 |  | -1
node_8103401_200884191 |  |  | PQ | AD | 2771.281 | 8103401 | no | no |  |  | no |  |  | 1343976.349 | 15410977.413 |  | -1
node_8103401_200884192 |  |  | PQ | AN | 2771.281 | 8103401 | no | no |  |  | no |  |  | 1343572.174 | 15411112.681 |  | -1
node_8103401_200884194 |  |  | PQ | AN | 2771.281 | 8103401 | no | no |  |  | no |  |  | 1342823.973 | 15411358.987 |  | -1
node_8103401_200884195 |  |  | PQ | AN | 2771.281 | 8103401 | no | no |  |  | no |  |  | 1342663.083 | 15411409.575 |  | -1
node_8103401_200884197 |  |  | PQ | AD | 2771.281 | 8103401 | no | no |  |  | no |  |  | 1342345.131 | 15411426.848 |  | -1
node_8103401_200884198 |  |  | PQ | ABN | 19918.584 | 8103401 | no | no |  |  | no |  |  | 1350875.146 | 15416261.024 |  | -1
node_8103401_200884200 |  |  | PQ | AN | 2771.281 | 8103401 | no | no |  |  | no |  |  | 1341960.688 | 15411449.932 |  | -1
node_8103401_200884201 |  |  | PQ | AN | 2771.281 | 8103401 | no | no |  |  | no |  |  | 1341658.566 | 15411472.571 |  | -1
node_8103401_200884202 |  |  | PQ | AD | 2771.281 | 8103401 | no | no |  |  | no |  |  | 1341273.076 | 15411472.468 |  | -1
node_8103401_200884203 |  |  | PQ | AN | 2771.281 | 8103401 | no | no |  |  | no |  |  | 1341087.002 | 15411545.417 |  | -1
node_8103401_200884204 |  |  | PQ | AN | 2771.281 | 8103401 | no | no |  |  | no |  |  | 1340895.645 | 15411512.509 |  | -1
node_8103401_200884205 |  |  | PQ | AD | 2771.281 | 8103401 | no | no |  |  | no |  |  | 1340531.182 | 15411581.478 |  | -1
node_8103401_200884206 |  |  | PQ | AD | 2771.281 | 8103401 | no | no |  |  | no |  |  | 1340099.231 | 15411569.507 |  | -1
node_8103401_200884207 |  |  | PQ | AN | 2771.281 | 8103401 | no | no |  |  | no |  |  | 1339681.732 | 15411555.009 |  | -1
node_8103401_200884208 |  |  | PQ | AN | 2771.281 | 8103401 | no | no |  |  | no |  |  | 1339511.449 | 15411553.874 |  | -1
node_8103401_200884209 |  |  | PQ | AN | 2771.281 | 8103401 | no | no |  |  | no |  |  | 1339184.952 | 15411542.415 |  | -1
node_8103401_200884210 |  |  | PQ | AN | 2771.281 | 8103401 | no | no |  |  | no |  |  | 1338935.609 | 15411613.447 |  | -1
node_8103401_200884212 |  |  | PQ | ABN | 19918.584 | 8103401 | no | no |  |  | no |  |  | 1350724.018 | 15415920.496 |  | -1
node_8103401_200884213 |  |  | PQ | AN | 2771.281 | 8103401 | no | no |  |  | no |  |  | 1338501.068 | 15411753.197 |  | -1
node_8103401_200884214 |  |  | PQ | AN | 2771.281 | 8103401 | no | no |  |  | no |  |  | 1338082.801 | 15411959.948 |  | -1
node_8103401_200884215 |  |  | PQ | AD | 2771.281 | 8103401 | no | no |  |  | no |  |  | 1337789.878 | 15412100.878 |  | -1
node_8103401_200884216 |  |  | PQ | AD | 2771.281 | 8103401 | no | no |  |  | no |  |  | 1337484.141 | 15412245.527 |  | -1
node_8103401_200884217 |  |  | PQ | AN | 2771.281 | 8103401 | no | no |  |  | no |  |  | 1337167.06 | 15412497.678 |  | -1
node_8103401_200884220 |  |  | PQ | AN | 2771.281 | 8103401 | no | no |  |  | no |  |  | 1336927.122 | 15412681.086 |  | -1
node_8103401_200884221 |  |  | PQ | AD | 2771.281 | 8103401 | no | no |  |  | no |  |  | 1336766.998 | 15412809.965 |  | -1
node_8103401_200884222 |  |  | PQ | AN | 2771.281 | 8103401 | no | no |  |  | no |  |  | 1336650.155 | 15412882.336 |  | -1
node_8103401_200884223 |  |  | PQ | AD | 2771.281 | 8103401 | no | no |  |  | no |  |  | 1336387.294 | 15412957.357 |  | -1
node_8103401_200884224 |  |  | PQ | AN | 2771.281 | 8103401 | no | no |  |  | no |  |  | 1336066.136 | 15413034.274 |  | -1
node_8103401_200884226 |  |  | PQ | AN | 2771.281 | 8103401 | no | no |  |  | no |  |  | 1335720.508 | 15413124.764 |  | -1
node_8103401_200884227 |  |  | PQ | AN | 2771.281 | 8103401 | no | no |  |  | no |  |  | 1335464.835 | 15413152.168 |  | -1
node_8103401_200884228 |  |  | PQ | AD | 2771.281 | 8103401 | no | no |  |  | no |  |  | 1335272.158 | 15413141.862 |  | -1
node_8103401_200884229 |  |  | PQ | AN | 2771.281 | 8103401 | no | no |  |  | no |  |  | 1335065.873 | 15413190.611 |  | -1
node_8103401_200884230 |  |  | PQ | AD | 2771.281 | 8103401 | no | no |  |  | no |  |  | 1334899.278 | 15413242.366 |  | -1
node_8103401_200884231 |  |  | PQ | ABN | 19918.584 | 8103401 | no | no |  |  | no |  |  | 1350582.299 | 15415578.629 |  | -1
node_8103401_200884232 |  |  | PQ | ABN | 19918.584 | 8103401 | no | no |  |  | no |  |  | 1350441.536 | 15415257.819 |  | -1
node_8103401_200884233 |  |  | PQ | AN | 2771.281 | 8103401 | no | no |  |  | no |  |  | 1334733.72 | 15413284.204 |  | -1
node_8103401_200884234 |  |  | PQ | AD | 2771.281 | 8103401 | no | no |  |  | no |  |  | 1334516.526 | 15413335.47 |  | -1
node_8103401_200884235 |  |  | PQ | AD | 2771.281 | 8103401 | no | no |  |  | no |  |  | 1334295.743 | 15413392.634 |  | -1
node_8103401_200884236 |  |  | PQ | AD | 2771.281 | 8103401 | no | no |  |  | no |  |  | 1334079.577 | 15413537.398 |  | -1
node_8103401_200884238 |  |  | PQ | AD | 2771.281 | 8103401 | no | no |  |  | no |  |  | 1333856.456 | 15413644.099 |  | -1
node_8103401_200884239 |  |  | PQ | AD | 2771.281 | 8103401 | no | no |  |  | no |  |  | 1333641.889 | 15413757.254 |  | -1
node_8103401_200884240 |  |  | PQ | AD | 2771.281 | 8103401 | no | no |  |  | no |  |  | 1333403.444 | 15413873.243 |  | -1
node_8103401_200884241 |  |  | PQ | AD | 2771.281 | 8103401 | no | no |  |  | no |  |  | 1333158.173 | 15414001.631 |  | -1
node_8103401_200884242 |  |  | PQ | AN | 2771.281 | 8103401 | no | no |  |  | no |  |  | 1332964.101 | 15414103.008 |  | -1
node_8103401_200884243 |  |  | PQ | AN | 2771.281 | 8103401 | no | no |  |  | no |  |  | 1332692.244 | 15414215.947 |  | -1
node_8103401_200884244 |  |  | PQ | AD | 2771.281 | 8103401 | no | no |  |  | no |  |  | 1332430.664 | 15414316.819 |  | -1
node_8103401_200884245 |  |  | PQ | AD | 2771.281 | 8103401 | no | no |  |  | no |  |  | 1332160.159 | 15414425.865 |  | -1
node_8103401_200884246 |  |  | PQ | AD | 2771.281 | 8103401 | no | no |  |  | no |  |  | 1331958.173 | 15414483.617 |  | -1
node_8103401_200884247 |  |  | PQ | AD | 2771.281 | 8103401 | no | no |  |  | no |  |  | 1331769.846 | 15414521.744 |  | -1
node_8103401_200884250 |  |  | PQ | ABN | 19918.584 | 8103401 | no | no |  |  | no |  |  | 1350307.375 | 15414941.446 |  | -1
node_8103401_200884251 |  |  | PQ | ABN | 19918.584 | 8103401 | no | no |  |  | no |  |  | 1350171.88 | 15414622.447 |  | -1
node_8103401_200884252 |  |  | PQ | ABN | 19918.584 | 8103401 | no | no |  |  | no |  |  | 1349899.715 | 15414390.065 |  | -1
node_8103401_200884253 |  |  | PQ | ABN | 19918.584 | 8103401 | no | no |  |  | no |  |  | 1349659.923 | 15414181.608 |  | -1
node_8103401_200884254 |  |  | PQ | ABN | 19918.584 | 8103401 | no | no |  |  | no |  |  | 1349437.381 | 15413984.099 |  | -1
node_8103401_200884256 |  |  | PQ | AD | 2771.281 | 8103401 | no | no |  |  | no |  |  | 1348531.754 | 15411856.792 |  | -1
node_8103401_200884257 |  |  | PQ | AN | 2771.281 | 8103401 | no | no |  |  | no |  |  | 1348866.293 | 15411713.402 |  | -1
node_8103401_200884259 |  |  | PQ | AN | 2771.281 | 8103401 | no | no |  |  | no |  |  | 1349431.768 | 15411479.103 |  | -1
node_8103401_200884260 |  |  | PQ | AD | 2771.281 | 8103401 | no | no |  |  | no |  |  | 1349837.798 | 15411301.521 |  | -1
node_8103401_200884261 |  |  | PQ | AN | 2771.281 | 8103401 | no | no |  |  | no |  |  | 1350167.954 | 15411170.636 |  | -1
node_8103401_200884263 |  |  | PQ | AN | 2771.281 | 8103401 | no | no |  |  | no |  |  | 1350473.192 | 15411038.793 |  | -1
node_8103401_200884264 |  |  | PQ | AN | 2771.281 | 8103401 | no | no |  |  | no |  |  | 1351092.927 | 15410784.734 |  | -1
node_8103401_200884265 |  |  | PQ | AN | 2771.281 | 8103401 | no | no |  |  | no |  |  | 1351477.247 | 15410259.129 |  | -1
node_8103401_200884266 |  |  | PQ | AD | 2771.281 | 8103401 | no | no |  |  | no |  |  | 1351723.32 | 15409939.199 |  | -1
node_8103401_200884268 |  |  | PQ | AN | 2771.281 | 8103401 | no | no |  |  | no |  |  | 1348298.277 | 15425629.407 |  | -1
node_8103401_200884269 |  |  | PQ | AD | 2771.281 | 8103401 | no | no |  |  | no |  |  | 1354385.775 | 15422808.947 |  | -1
node_8103401_200884270 |  |  | PQ | AD | 2771.281 | 8103401 | no | no |  |  | no |  |  | 1353960.811 | 15423063.372 |  | -1
node_8103401_200884271 |  |  | PQ | AD | 2771.281 | 8103401 | no | no |  |  | no |  |  | 1353552.315 | 15423304.661 |  | -1
node_8103401_200884272 |  |  | PQ | AN | 2771.281 | 8103401 | no | no |  |  | no |  |  | 1353129.349 | 15423548.962 |  | -1
node_8103401_200884273 |  |  | PQ | AN | 2771.281 | 8103401 | no | no |  |  | no |  |  | 1352927.71 | 15423575.88 |  | -1
node_8103401_200884274 |  |  | PQ | AD | 2771.281 | 8103401 | no | no |  |  | no |  |  | 1352622.505 | 15423576.067 |  | -1
node_8103401_200884275 |  |  | PQ | AN | 2771.281 | 8103401 | no | no |  |  | no |  |  | 1352309.307 | 15423568.068 |  | -1
node_8103401_200884276 |  |  | PQ | AD | 2771.281 | 8103401 | no | no |  |  | no |  |  | 1351983.807 | 15423452.391 |  | -1
node_8103401_200884277 |  |  | PQ | AN | 2771.281 | 8103401 | no | no |  |  | no |  |  | 1351579.15 | 15423548.19 |  | -1
node_8103401_200884279 |  |  | PQ | AN | 2771.281 | 8103401 | no | no |  |  | no |  |  | 1351363.849 | 15423810.049 |  | -1
node_8103401_200884280 |  |  | PQ | AD | 2771.281 | 8103401 | no | no |  |  | no |  |  | 1351146.108 | 15423993.662 |  | -1
node_8103401_200884281 |  |  | PQ | AD | 2771.281 | 8103401 | no | no |  |  | no |  |  | 1350874.723 | 15424092.952 |  | -1
node_8103401_200884282 |  |  | PQ | AD | 2771.281 | 8103401 | no | no |  |  | no |  |  | 1350643.304 | 15424116.15 |  | -1
node_8103401_200884283 |  |  | PQ | AN | 2771.281 | 8103401 | no | no |  |  | no |  |  | 1350381.221 | 15424146.952 |  | -1
node_8103401_200884284 |  |  | PQ | AN | 2771.281 | 8103401 | no | no |  |  | no |  |  | 1350111.886 | 15424154.19 |  | -1
node_8103401_200884285 |  |  | PQ | AD | 2771.281 | 8103401 | no | no |  |  | no |  |  | 1349677.915 | 15424153.619 |  | -1
node_8103401_200884286 |  |  | PQ | AD | 2771.281 | 8103401 | no | no |  |  | no |  |  | 1349495.177 | 15424052.82 |  | -1
node_8103401_200884288 |  |  | PQ | AD | 2771.281 | 8103401 | no | no |  |  | no |  |  | 1349249.109 | 15423801.924 |  | -1
node_8103401_200884289 |  |  | PQ | AN | 2771.281 | 8103401 | no | no |  |  | no |  |  | 1349243.529 | 15424116.17 |  | -1
node_8103401_200884291 |  |  | PQ | AN | 2771.281 | 8103401 | no | no |  |  | no |  |  | 1349224.301 | 15424858.734 |  | -1
node_8103401_200884292 |  |  | PQ | AD | 2771.281 | 8103401 | no | no |  |  | no |  |  | 1349141.832 | 15424847.291 |  | -1
node_8103401_200884293 |  |  | PQ | AN | 2771.281 | 8103401 | no | no |  |  | no |  |  | 1348830.085 | 15424759.989 |  | -1
node_8103401_200884294 |  |  | PQ | AD | 2771.281 | 8103401 | no | no |  |  | no |  |  | 1349211.855 | 15425110.956 |  | -1
node_8103401_200884295 |  |  | PQ | AD | 2771.281 | 8103401 | no | no |  |  | no |  |  | 1349217.94 | 15425401.402 |  | -1
node_8103401_200884296 |  |  | PQ | AN | 2771.281 | 8103401 | no | no |  |  | no |  |  | 1349027.229 | 15425527.02 |  | -1
node_8103401_200884297 |  |  | PQ | AD | 2771.281 | 8103401 | no | no |  |  | no |  |  | 1348770.488 | 15425456.115 |  | -1
node_8103401_200884298 |  |  | PQ | AD | 2771.281 | 8103401 | no | no |  |  | no |  |  | 1348382.143 | 15425350.949 |  | -1
node_8103401_200884299 |  |  | PQ | AN | 2771.281 | 8103401 | no | no |  |  | no |  |  | 1348093.479 | 15425256.337 |  | -1
node_8103401_200884300 |  |  | PQ | AD | 2771.281 | 8103401 | no | no |  |  | no |  |  | 1349198.92 | 15425931.796 |  | -1
node_8103401_200884301 |  |  | PQ | AN | 2771.281 | 8103401 | no | no |  |  | no |  |  | 1348924.932 | 15425957.894 |  | -1
node_8103401_200884302 |  |  | PQ | AD | 2771.281 | 8103401 | no | no |  |  | no |  |  | 1349185.733 | 15426508.077 |  | -1
node_8103401_200884303 |  |  | PQ | AN | 2771.281 | 8103401 | no | no |  |  | no |  |  | 1349168.548 | 15427088.649 |  | -1
node_8103401_200884305 |  |  | PQ | AD | 2771.281 | 8103401 | no | no |  |  | no |  |  | 1349158.816 | 15427667.033 |  | -1
node_8103401_200884306 |  |  | PQ | AN | 2771.281 | 8103401 | no | no |  |  | no |  |  | 1349149.958 | 15428038.676 |  | -1
node_8103401_200884307 |  |  | PQ | AN | 2771.281 | 8103401 | no | no |  |  | no |  |  | 1349145.188 | 15428510.306 |  | -1
node_8103401_200884308 |  |  | PQ | AN | 2771.281 | 8103401 | no | no |  |  | no |  |  | 1349131.572 | 15428609.035 |  | -1
node_8103401_200884309 |  |  | PQ | AD | 2771.281 | 8103401 | no | no |  |  | no |  |  | 1348873.694 | 15428806.927 |  | -1
node_8103401_200884310 |  |  | PQ | AN | 2771.281 | 8103401 | no | no |  |  | no |  |  | 1348596.39 | 15429116.284 |  | -1
node_8103401_200884312 |  |  | PQ | AN | 2771.281 | 8103401 | no | no |  |  | no |  |  | 1348227.343 | 15429512.9 |  | -1
node_8103401_200884313 |  |  | PQ | AD | 2771.281 | 8103401 | no | no |  |  | no |  |  | 1347949.221 | 15429816.84 |  | -1
node_8103401_200884314 |  |  | PQ | AN | 2771.281 | 8103401 | no | no |  |  | no |  |  | 1348166.817 | 15429370.982 |  | -1
node_8103401_200884317 |  |  | PQ | AN | 2771.281 | 8103401 | no | no |  |  | no |  |  | 1347824.002 | 15430050.19 |  | -1
node_8103401_200884318 |  |  | PQ | AN | 2771.281 | 8103401 | no | no |  |  | no |  |  | 1347640.446 | 15430392.897 |  | -1
node_8103401_200884319 |  |  | PQ | AD | 2771.281 | 8103401 | no | no |  |  | no |  |  | 1347561.304 | 15430545.647 |  | -1
node_8103401_200884320 |  |  | PQ | AD | 2771.281 | 8103401 | no | no |  |  | no |  |  | 1347576.8 | 15430678.983 |  | -1
node_8103401_200884321 |  |  | PQ | AN | 2771.281 | 8103401 | no | no |  |  | no |  |  | 1347625.548 | 15431112.462 |  | -1
node_8103401_200884322 |  |  | PQ | AN | 2771.281 | 8103401 | no | no |  |  | no |  |  | 1347577.288 | 15431345.743 |  | -1
node_8103401_200884323 |  |  | PQ | AN | 2771.281 | 8103401 | no | no |  |  | no |  |  | 1347700.335 | 15431977.552 |  | -1
node_8103401_200884324 |  |  | PQ | AD | 2771.281 | 8103401 | no | no |  |  | no |  |  | 1347771.031 | 15432327.827 |  | -1
node_8103401_200884325 |  |  | PQ | AN | 2771.281 | 8103401 | no | no |  |  | no |  |  | 1347805.38 | 15432516.341 |  | -1
node_8103401_200884326 |  |  | PQ | AD | 2771.281 | 8103401 | no | no |  |  | no |  |  | 1347858.489 | 15432784.525 |  | -1
node_8103401_200884327 |  |  | PQ | AD | 2771.281 | 8103401 | no | no |  |  | no |  |  | 1354354.312 | 15423282.674 |  | -1
node_8103401_200884329 |  |  | PQ | AN | 2771.281 | 8103401 | no | no |  |  | no |  |  | 1354163.746 | 15427533.438 |  | -1
node_8103401_200884330 |  |  | PQ | AN | 2771.281 | 8103401 | no | no |  |  | no |  |  | 1354066.347 | 15427811.65 |  | -1
node_8103401_200884331 |  |  | PQ | AN | 2771.281 | 8103401 | no | no |  |  | no |  |  | 1353989.477 | 15428003.414 |  | -1
node_8103401_200884332 |  |  | PQ | AD | 2771.281 | 8103401 | no | no |  |  | no |  |  | 1353741.199 | 15427894.867 |  | -1
node_8103401_200884333 |  |  | PQ | AD | 2771.281 | 8103401 | no | no |  |  | no |  |  | 1354334.053 | 15423589.898 |  | -1
node_8103401_200884334 |  |  | PQ | AD | 2771.281 | 8103401 | no | no |  |  | no |  |  | 1354328.536 | 15423858.527 |  | -1
node_8103401_200884335 |  |  | PQ | AD | 2771.281 | 8103401 | no | no |  |  | no |  |  | 1354320.455 | 15424227.309 |  | -1
node_8103401_200884336 |  |  | PQ | AN | 2771.281 | 8103401 | no | no |  |  | no |  |  | 1354315.152 | 15424584.39 |  | -1
node_8103401_200884337 |  |  | PQ | AD | 2771.281 | 8103401 | no | no |  |  | no |  |  | 1343983.379 | 15421577.634 |  | -1
node_8103401_200884338 |  |  | PQ | AN | 2771.281 | 8103401 | no | no |  |  | no |  |  | 1344236.203 | 15421583.194 |  | -1
node_8103401_200884339 |  |  | PQ | AD | 2771.281 | 8103401 | no | no |  |  | no |  |  | 1348234.359 | 15421515.403 |  | -1
node_8103401_200884340 |  |  | PQ | AD | 2771.281 | 8103401 | no | no |  |  | no |  |  | 1348639.247 | 15421686.145 |  | -1
node_8103401_200884341 |  |  | PQ | AD | 2771.281 | 8103401 | no | no |  |  | no |  |  | 1348965.294 | 15421645.017 |  | -1
node_8103401_200884342 |  |  | PQ | AN | 2771.281 | 8103401 | no | no |  |  | no |  |  | 1349168.199 | 15421660.319 |  | -1
node_8103401_200884343 |  |  | PQ | AD | 2771.281 | 8103401 | no | no |  |  | no |  |  | 1349118.471 | 15421613.184 |  | -1
node_8103401_200884344 |  |  | PQ | AD | 2771.281 | 8103401 | no | no |  |  | no |  |  | 1349446.693 | 15421384.806 |  | -1
node_8103401_200884345 |  |  | PQ | AD | 2771.281 | 8103401 | no | no |  |  | no |  |  | 1349414.302 | 15421355.547 |  | -1
node_8103401_200884346 |  |  | PQ | AD | 2771.281 | 8103401 | no | no |  |  | no |  |  | 1349560.798 | 15421181.627 |  | -1
node_8103401_200884347 |  |  | PQ | AN | 2771.281 | 8103401 | no | no |  |  | no |  |  | 1349632.035 | 15420958.959 |  | -1
node_8103401_200884348 |  |  | PQ | AN | 2771.281 | 8103401 | no | no |  |  | no |  |  | 1344528.069 | 15421583.121 |  | -1
node_8103401_200884349 |  |  | PQ | AN | 2771.281 | 8103401 | no | no |  |  | no |  |  | 1344823.211 | 15421592.905 |  | -1
node_8103401_200884350 |  |  | PQ | AD | 2771.281 | 8103401 | no | no |  |  | no |  |  | 1345109.734 | 15421597.513 |  | -1
node_8103401_200884351 |  |  | PQ | AN | 2771.281 | 8103401 | no | no |  |  | no |  |  | 1345401.428 | 15421604.173 |  | -1
node_8103401_200884352 |  |  | PQ | AD | 2771.281 | 8103401 | no | no |  |  | no |  |  | 1345653.036 | 15421611.864 |  | -1
node_8103401_200884353 |  |  | PQ | AD | 2771.281 | 8103401 | no | no |  |  | no |  |  | 1346003.234 | 15421617.785 |  | -1
node_8103401_200884354 |  |  | PQ | AN | 2771.281 | 8103401 | no | no |  |  | no |  |  | 1346357.195 | 15421630.362 |  | -1
node_8103401_200884355 |  |  | PQ | AN | 2771.281 | 8103401 | no | no |  |  | no |  |  | 1346734.583 | 15421637.386 |  | -1
node_8103401_200884356 |  |  | PQ | AN | 2771.281 | 8103401 | no | no |  |  | no |  |  | 1347070.658 | 15421587.537 |  | -1
node_8103401_200884358 |  |  | PQ | AD | 2771.281 | 8103401 | no | no |  |  | no |  |  | 1347331.125 | 15421571.002 |  | -1
node_8103401_200884359 |  |  | PQ | AN | 2771.281 | 8103401 | no | no |  |  | no |  |  | 1347555.589 | 15421486.616 |  | -1
node_8103401_200884360 |  |  | PQ | AD | 2771.281 | 8103401 | no | no |  |  | no |  |  | 1347706.942 | 15421428.967 |  | -1
node_8103401_200884361 |  |  | PQ | AD | 2771.281 | 8103401 | no | no |  |  | no |  |  | 1347874.46 | 15421373.245 |  | -1
node_8103401_200884362 |  |  | PQ | AN | 11.951 | 8103401 | no | no |  |  | no |  |  | 1350270.704 | 15414344.736 |  | -1
node_8103401_200884363 |  |  | PQ | AD | 11.951 | 8103401 | no | no |  |  | no |  |  | 1353777.464 | 15414474.078 |  | -1
node_8103401_200884364 |  |  | PQ | AD | 11.951 | 8103401 | no | no |  |  | no |  |  | 1354088.544 | 15414622.523 |  | -1
node_8103401_200884365 |  |  | PQ | AD | 11.951 | 8103401 | no | no |  |  | no |  |  | 1354390.036 | 15414759.04 |  | -1
node_8103401_200884366 |  |  | PQ | AN | 11.951 | 8103401 | no | no |  |  | no |  |  | 1354713.481 | 15414816.903 |  | -1
node_8103401_200884368 |  |  | PQ | AN | 11.951 | 8103401 | no | no |  |  | no |  |  | 1350441.042 | 15413851.177 |  | -1
node_8103401_200884369 |  |  | PQ | AN | 11.951 | 8103401 | no | no |  |  | no |  |  | 1351096.152 | 15413653.581 |  | -1
node_8103401_200884370 |  |  | PQ | AD | 11.951 | 8103401 | no | no |  |  | no |  |  | 1351621.203 | 15413650.13 |  | -1
node_8103401_200884371 |  |  | PQ | AD | 11.951 | 8103401 | no | no |  |  | no |  |  | 1352090.373 | 15413624.076 |  | -1
node_8103401_200884372 |  |  | PQ | AD | 11.951 | 8103401 | no | no |  |  | no |  |  | 1352485.389 | 15413606.553 |  | -1
node_8103401_200884373 |  |  | PQ | AN | 11.951 | 8103401 | no | no |  |  | no |  |  | 1352880.973 | 15413593.291 |  | -1
node_8103401_200884374 |  |  | PQ | AD | 11.951 | 8103401 | no | no |  |  | no |  |  | 1353310.495 | 15413577.595 |  | -1
node_8103401_200884375 |  |  | PQ | AD | 11.951 | 8103401 | no | no |  |  | no |  |  | 1353460.823 | 15414031.82 |  | -1
node_8103401_200884376 |  |  | PQ | AD | 11.951 | 8103401 | no | no |  |  | no |  |  | 1353274.774 | 15413813.877 |  | -1
node_8103401_200884377 |  |  | PQ | AD | 11.951 | 8103401 | no | no |  |  | no |  |  | 1353245.259 | 15414065.059 |  | -1
node_8103401_200884378 |  |  | PQ | AN | 11.951 | 8103401 | no | no |  |  | no |  |  | 1353495.911 | 15414307.738 |  | -1
node_8103401_200884390 |  |  | PQ | ABCN | 19918.584 | 8103401 | no | no |  |  | no |  |  | 1336825.13 | 15419895.074 |  | -1
node_8103401_200884392 |  |  | PQ | ABCN | 19918.584 | 8103401 | no | no |  |  | no |  |  | 1343110.446 | 15418498.079 |  | -1
node_8103401_200884397 |  |  | PQ | AD | 19918.584 | 8103401 | no | no |  |  | no |  |  | 1335821.85 | 15419136.034 |  | -1
node_8103401_200884398 |  |  | PQ | AD | 19918.584 | 8103401 | no | no |  |  | no |  |  | 1335506.163 | 15418815.199 |  | -1
node_8103401_200884399 |  |  | PQ | AD | 19918.584 | 8103401 | no | no |  |  | no |  |  | 1335271.299 | 15418572.825 |  | -1
node_8103401_200884400 |  |  | PQ | AN | 19918.584 | 8103401 | no | no |  |  | no |  |  | 1335162.139 | 15418458.746 |  | -1
node_8103401_200884401 |  |  | PQ | ABCN | 19918.584 | 8103401 | no | no |  |  | no |  |  | 1342683.527 | 15418679.55 |  | -1
node_8103401_200884402 |  |  | PQ | ABCN | 19918.584 | 8103401 | no | no |  |  | no |  |  | 1342149.309 | 15418912.479 |  | -1
node_8103401_200884411 |  |  | PQ | AD | 2771.281 | 8103401 | no | no |  |  | no |  |  | 1331618.726 | 15416340.678 |  | -1
node_8103401_200884414 |  |  | PQ | AN | 2771.281 | 8103401 | no | no |  |  | no |  |  | 1332756.588 | 15416195.667 |  | -1
node_8103401_200884415 |  |  | PQ | AN | 2771.281 | 8103401 | no | no |  |  | no |  |  | 1333083.653 | 15416411.277 |  | -1
node_8103401_200884417 |  |  | PQ | AN | 2771.281 | 8103401 | no | no |  |  | no |  |  | 1340408.068 | 15419675.432 |  | -1
node_8103401_200884418 |  |  | PQ | AN | 2771.281 | 8103401 | no | no |  |  | no |  |  | 1340319.466 | 15420032.985 |  | -1
node_8103401_200884419 |  |  | PQ | AD | 2771.281 | 8103401 | no | no |  |  | no |  |  | 1338390.731 | 15422381.332 |  | -1
node_8103401_200884420 |  |  | PQ | AD | 2771.281 | 8103401 | no | no |  |  | no |  |  | 1338115.692 | 15422709.321 |  | -1
node_8103401_200884421 |  |  | PQ | AN | 2771.281 | 8103401 | no | no |  |  | no |  |  | 1337913.982 | 15422936.27 |  | -1
node_8103401_200884422 |  |  | PQ | AD | 2771.281 | 8103401 | no | no |  |  | no |  |  | 1337598.41 | 15423303.335 |  | -1
node_8103401_200884423 |  |  | PQ | AN | 2771.281 | 8103401 | no | no |  |  | no |  |  | 1337453.689 | 15423468.324 |  | -1
node_8103401_200884424 |  |  | PQ | AD | 2771.281 | 8103401 | no | no |  |  | no |  |  | 1337357.461 | 15423578.94 |  | -1
node_8103401_200884425 |  |  | PQ | AD | 2771.281 | 8103401 | no | no |  |  | no |  |  | 1337325.633 | 15423441.241 |  | -1
node_8103401_200884426 |  |  | PQ | AN | 2771.281 | 8103401 | no | no |  |  | no |  |  | 1337006.669 | 15423431.833 |  | -1
node_8103401_200884427 |  |  | PQ | AD | 2771.281 | 8103401 | no | no |  |  | no |  |  | 1336681.352 | 15423428.098 |  | -1
node_8103401_200884428 |  |  | PQ | AN | 2771.281 | 8103401 | no | no |  |  | no |  |  | 1337232.743 | 15423978.704 |  | -1
node_8103401_200884429 |  |  | PQ | AD | 2771.281 | 8103401 | no | no |  |  | no |  |  | 1337308.73 | 15423983.235 |  | -1
node_8103401_200884430 |  |  | PQ | AN | 2771.281 | 8103401 | no | no |  |  | no |  |  | 1337624.254 | 15424002.279 |  | -1
node_8103401_200884434 |  |  | PQ | AD | 2771.281 | 8103401 | no | no |  |  | no |  |  | 1336400.914 | 15423427.101 |  | -1
node_8103401_200884435 |  |  | PQ | AD | 2771.281 | 8103401 | no | no |  |  | no |  |  | 1336122.838 | 15423332.806 |  | -1
node_8103401_200884436 |  |  | PQ | AD | 2771.281 | 8103401 | no | no |  |  | no |  |  | 1335541.058 | 15423372.191 |  | -1
node_8103401_200884437 |  |  | PQ | AD | 2771.281 | 8103401 | no | no |  |  | no |  |  | 1340232.29 | 15420365.368 |  | -1
node_8103401_200884438 |  |  | PQ | AN | 2771.281 | 8103401 | no | no |  |  | no |  |  | 1335510.69 | 15423554.096 |  | -1
node_8103401_200884439 |  |  | PQ | AD | 2771.281 | 8103401 | no | no |  |  | no |  |  | 1335112.137 | 15423337.181 |  | -1
node_8103401_200884440 |  |  | PQ | AD | 2771.281 | 8103401 | no | no |  |  | no |  |  | 1335120.119 | 15423296.374 |  | -1
node_8103401_200884441 |  |  | PQ | AN | 2771.281 | 8103401 | no | no |  |  | no |  |  | 1335351.091 | 15423329.204 |  | -1
node_8103401_200884442 |  |  | PQ | AD | 2771.281 | 8103401 | no | no |  |  | no |  |  | 1334578.026 | 15423364.781 |  | -1
node_8103401_200884443 |  |  | PQ | AD | 2771.281 | 8103401 | no | no |  |  | no |  |  | 1334219.181 | 15423380.583 |  | -1
node_8103401_200884444 |  |  | PQ | AD | 2771.281 | 8103401 | no | no |  |  | no |  |  | 1333851.952 | 15423416.347 |  | -1
node_8103401_200884445 |  |  | PQ | AD | 2771.281 | 8103401 | no | no |  |  | no |  |  | 1333520.141 | 15423420.491 |  | -1
node_8103401_200884446 |  |  | PQ | AD | 2771.281 | 8103401 | no | no |  |  | no |  |  | 1333180.564 | 15423439.711 |  | -1
node_8103401_200884447 |  |  | PQ | AN | 2771.281 | 8103401 | no | no |  |  | no |  |  | 1332836.1 | 15423425.458 |  | -1
node_8103401_200884448 |  |  | PQ | AD | 2771.281 | 8103401 | no | no |  |  | no |  |  | 1332367.477 | 15423396.191 |  | -1
node_8103401_200884449 |  |  | PQ | AD | 2771.281 | 8103401 | no | no |  |  | no |  |  | 1332053.55 | 15423696.451 |  | -1
node_8103401_200884450 |  |  | PQ | AN | 2771.281 | 8103401 | no | no |  |  | no |  |  | 1332214.804 | 15424168.154 |  | -1
node_8103401_200884452 |  |  | PQ | AN | 2771.281 | 8103401 | no | no |  |  | no |  |  | 1331865.84 | 15423788.919 |  | -1
node_8103401_200884453 |  |  | PQ | AN | 2771.281 | 8103401 | no | no |  |  | no |  |  | 1331561.195 | 15423861.396 |  | -1
node_8103401_200884456 |  |  | PQ | AD | 2771.281 | 8103401 | no | no |  |  | no |  |  | 1332303.286 | 15423135.747 |  | -1
node_8103401_200884457 |  |  | PQ | AN | 2771.281 | 8103401 | no | no |  |  | no |  |  | 1340006.218 | 15420620.817 |  | -1
node_8103401_200884458 |  |  | PQ | AD | 2771.281 | 8103401 | no | no |  |  | no |  |  | 1332245.154 | 15422894.497 |  | -1
node_8103401_200884459 |  |  | PQ | AN | 2771.281 | 8103401 | no | no |  |  | no |  |  | 1332154.058 | 15422503.729 |  | -1
node_8103401_200884461 |  |  | PQ | AD | 2771.281 | 8103401 | no | no |  |  | no |  |  | 1339782.337 | 15420861.484 |  | -1
node_8103401_200884462 |  |  | PQ | AD | 2771.281 | 8103401 | no | no |  |  | no |  |  | 1339579.436 | 15421089.182 |  | -1
node_8103401_200884463 |  |  | PQ | AD | 2771.281 | 8103401 | no | no |  |  | no |  |  | 1339316.258 | 15421377.87 |  | -1
node_8103401_200884464 |  |  | PQ | AD | 2771.281 | 8103401 | no | no |  |  | no |  |  | 1339097.347 | 15421621.83 |  | -1
node_8103401_200884465 |  |  | PQ | AD | 2771.281 | 8103401 | no | no |  |  | no |  |  | 1338855.3 | 15421844.06 |  | -1
node_8103401_200884466 |  |  | PQ | AD | 2771.281 | 8103401 | no | no |  |  | no |  |  | 1338611.509 | 15422126.773 |  | -1
node_8103401_200884468 |  |  | PQ | AD | 2771.281 | 8103401 | no | no |  |  | no |  |  | 1329646.646 | 15423962.844 |  | -1
node_8103401_200884469 |  |  | PQ | AD | 2771.281 | 8103401 | no | no |  |  | no |  |  | 1329796.6 | 15424084.65 |  | -1
node_8103401_200884470 |  |  | PQ | AD | 2771.281 | 8103401 | no | no |  |  | no |  |  | 1330096.076 | 15424175.532 |  | -1
node_8103401_200884471 |  |  | PQ | AD | 2771.281 | 8103401 | no | no |  |  | no |  |  | 1330422.59 | 15424176.618 |  | -1
node_8103401_200884472 |  |  | PQ | AN | 2771.281 | 8103401 | no | no |  |  | no |  |  | 1330694.413 | 15424014.629 |  | -1
node_8103401_200884473 |  |  | PQ | AD | 2771.281 | 8103401 | no | no |  |  | no |  |  | 1329757.951 | 15424380.555 |  | -1
node_8103401_200884474 |  |  | PQ | AD | 2771.281 | 8103401 | no | no |  |  | no |  |  | 1329720.297 | 15424661.494 |  | -1
node_8103401_200884475 |  |  | PQ | AD | 2771.281 | 8103401 | no | no |  |  | no |  |  | 1329677.77 | 15424927.37 |  | -1
node_8103401_200884476 |  |  | PQ | AD | 2771.281 | 8103401 | no | no |  |  | no |  |  | 1329446.1 | 15424921.755 |  | -1
node_8103401_200884477 |  |  | PQ | AN | 2771.281 | 8103401 | no | no |  |  | no |  |  | 1329209.388 | 15424897.014 |  | -1
node_8103401_200884478 |  |  | PQ | AN | 2771.281 | 8103401 | no | no |  |  | no |  |  | 1329623.588 | 15425292.424 |  | -1
node_8103401_200884483 |  |  | PQ | AN | 2771.281 | 8103401 | no | no |  |  | no |  |  | 1330355.791 | 15423039.291 |  | -1
node_8103401_200884486 |  |  | PQ | AN | 2771.281 | 8103401 | no | no |  |  | no |  |  | 1329394.845 | 15423776.223 |  | -1
node_8103401_200884487 |  |  | PQ | AD | 2771.281 | 8103401 | no | no |  |  | no |  |  | 1329138.173 | 15423711.047 |  | -1
node_8103401_200884488 |  |  | PQ | AD | 2771.281 | 8103401 | no | no |  |  | no |  |  | 1328899.17 | 15423577.572 |  | -1
node_8103401_200884489 |  |  | PQ | AD | 2771.281 | 8103401 | no | no |  |  | no |  |  | 1328676.253 | 15423452.494 |  | -1
node_8103401_200884490 |  |  | PQ | AD | 2771.281 | 8103401 | no | no |  |  | no |  |  | 1328433.683 | 15423357.87 |  | -1
node_8103401_200884491 |  |  | PQ | AN | 2771.281 | 8103401 | no | no |  |  | no |  |  | 1328185.576 | 15423262.094 |  | -1
node_8103401_200884493 |  |  | PQ | AD | 2771.281 | 8103401 | no | no |  |  | no |  |  | 1340892.076 | 15411332.525 |  | -1
node_8103401_200884503 |  |  | PQ | AN | 2771.281 | 8103401 | no | no |  |  | no |  |  | 1338920.549 | 15406965.658 |  | -1
node_8103401_200884504 |  |  | PQ | AD | 2771.281 | 8103401 | no | no |  |  | no |  |  | 1339120.871 | 15407184.132 |  | -1
node_8103401_200884505 |  |  | PQ | AD | 2771.281 | 8103401 | no | no |  |  | no |  |  | 1339332.506 | 15407414.31 |  | -1
node_8103401_200884506 |  |  | PQ | AD | 2771.281 | 8103401 | no | no |  |  | no |  |  | 1339497.126 | 15407664.44 |  | -1
node_8103401_200884507 |  |  | PQ | AN | 2771.281 | 8103401 | no | no |  |  | no |  |  | 1339802.366 | 15407660.864 |  | -1
node_8103401_200884508 |  |  | PQ | AN | 2771.281 | 8103401 | no | no |  |  | no |  |  | 1339652.905 | 15407968.829 |  | -1
node_8103401_200884510 |  |  | PQ | AD | 2771.281 | 8103401 | no | no |  |  | no |  |  | 1340904.505 | 15411188.151 |  | -1
node_8103401_200884511 |  |  | PQ | AN | 2771.281 | 8103401 | no | no |  |  | no |  |  | 1340904.382 | 15410855.433 |  | -1
node_8103401_200884513 |  |  | PQ | AD | 2771.281 | 8103401 | no | no |  |  | no |  |  | 1340907.791 | 15410428.272 |  | -1
node_8103401_200884514 |  |  | PQ | AD | 2771.281 | 8103401 | no | no |  |  | no |  |  | 1340889.892 | 15410185.944 |  | -1
node_8103401_200884515 |  |  | PQ | AN | 2771.281 | 8103401 | no | no |  |  | no |  |  | 1340865.213 | 15409841.924 |  | -1
node_8103401_200884516 |  |  | PQ | AD | 2771.281 | 8103401 | no | no |  |  | no |  |  | 1340677.616 | 15409488.014 |  | -1
node_8103401_200884520 |  |  | PQ | AD | 2771.281 | 8103401 | no | no |  |  | no |  |  | 1348384.039 | 15413499.691 |  | -1
node_8103401_200884521 |  |  | PQ | AD | 2771.281 | 8103401 | no | no |  |  | no |  |  | 1348173.991 | 15413940.308 |  | -1
node_8103401_200884522 |  |  | PQ | AD | 2771.281 | 8103401 | no | no |  |  | no |  |  | 1347946.721 | 15414422.841 |  | -1
node_8103401_200884523 |  |  | PQ | AN | 2771.281 | 8103401 | no | no |  |  | no |  |  | 1347777.029 | 15414787.588 |  | -1
node_8103401_200884525 |  |  | PQ | AD | 2771.281 | 8103401 | no | no |  |  | no |  |  | 1347543.637 | 15415191.369 |  | -1
node_8103401_200884526 |  |  | PQ | AD | 2771.281 | 8103401 | no | no |  |  | no |  |  | 1347374.801 | 15415503.682 |  | -1
node_8103401_200884527 |  |  | PQ | AD | 2771.281 | 8103401 | no | no |  |  | no |  |  | 1347205.014 | 15415798.762 |  | -1
node_8103401_200884528 |  |  | PQ | AN | 2771.281 | 8103401 | no | no |  |  | no |  |  | 1347177.697 | 15415971.021 |  | -1
node_8103401_200884534 |  |  | PQ | AD | 2771.281 | 8103401 | no | no |  |  | no |  |  | 1337253.442 | 15424245.723 |  | -1
node_8103401_200884535 |  |  | PQ | AN | 2771.281 | 8103401 | no | no |  |  | no |  |  | 1337507.451 | 15427747.557 |  | -1
node_8103401_200884537 |  |  | PQ | AN | 2771.281 | 8103401 | no | no |  |  | no |  |  | 1337774.32 | 15427879.641 |  | -1
node_8103401_200884538 |  |  | PQ | AD | 2771.281 | 8103401 | no | no |  |  | no |  |  | 1338040.127 | 15428036.716 |  | -1
node_8103401_200884539 |  |  | PQ | AD | 2771.281 | 8103401 | no | no |  |  | no |  |  | 1338067.953 | 15428047.504 |  | -1
node_8103401_200884540 |  |  | PQ | AD | 2771.281 | 8103401 | no | no |  |  | no |  |  | 1338244.597 | 15427897.591 |  | -1
node_8103401_200884541 |  |  | PQ | AD | 2771.281 | 8103401 | no | no |  |  | no |  |  | 1338430.515 | 15427752.361 |  | -1
node_8103401_200884542 |  |  | PQ | AD | 2771.281 | 8103401 | no | no |  |  | no |  |  | 1338667.932 | 15427614.175 |  | -1
node_8103401_200884543 |  |  | PQ | AN | 2771.281 | 8103401 | no | no |  |  | no |  |  | 1338821.906 | 15427829.628 |  | -1
node_8103401_200884544 |  |  | PQ | AN | 2771.281 | 8103401 | no | no |  |  | no |  |  | 1336948.429 | 15424995.947 |  | -1
node_8103401_200884545 |  |  | PQ | AD | 2771.281 | 8103401 | no | no |  |  | no |  |  | 1337109.276 | 15425260.938 |  | -1
node_8103401_200884547 |  |  | PQ | AD | 2771.281 | 8103401 | no | no |  |  | no |  |  | 1337035.184 | 15425989.86 |  | -1
node_8103401_200884548 |  |  | PQ | AD | 2771.281 | 8103401 | no | no |  |  | no |  |  | 1337054.555 | 15426554.215 |  | -1
node_8103401_200884549 |  |  | PQ | AD | 2771.281 | 8103401 | no | no |  |  | no |  |  | 1337133.713 | 15426538.971 |  | -1
node_8103401_200884550 |  |  | PQ | AN | 2771.281 | 8103401 | no | no |  |  | no |  |  | 1337217.438 | 15426751.518 |  | -1
node_8103401_200884551 |  |  | PQ | AN | 2771.281 | 8103401 | no | no |  |  | no |  |  | 1337163.983 | 15427138.314 |  | -1
node_8103401_200884552 |  |  | PQ | AN | 2771.281 | 8103401 | no | no |  |  | no |  |  | 1337246.459 | 15427591.327 |  | -1
node_8103401_200884553 |  |  | PQ | AD | 2771.281 | 8103401 | no | no |  |  | no |  |  | 1337321.581 | 15427613.509 |  | -1
node_8103401_200884555 |  |  | PQ | AN | 2771.281 | 8103401 | no | no |  |  | no |  |  | 1351874.098 | 15417872.307 |  | -1
node_8103401_200884556 |  |  | PQ | AN | 2771.281 | 8103401 | no | no |  |  | no |  |  | 1351870.779 | 15418302.307 |  | -1
node_8103401_200884557 |  |  | PQ | AN | 2771.281 | 8103401 | no | no |  |  | no |  |  | 1351854.877 | 15418983.872 |  | -1
node_8103401_200884559 |  |  | PQ | AD | 2771.281 | 8103401 | no | no |  |  | no |  |  | 1351906.333 | 15419182.744 |  | -1
node_8103401_200884560 |  |  | PQ | AN | 2771.281 | 8103401 | no | no |  |  | no |  |  | 1351945.628 | 15419340.136 |  | -1
node_8103401_200884561 |  |  | PQ | AN | 2771.281 | 8103401 | no | no |  |  | no |  |  | 1352107.314 | 15419982.553 |  | -1
node_8103401_200884564 |  |  | PQ | AD | 2771.281 | 8103401 | no | no |  |  | no |  |  | 1351831.779 | 15419979.269 |  | -1
node_8103401_200884565 |  |  | PQ | AN | 2771.281 | 8103401 | no | no |  |  | no |  |  | 1351469.061 | 15420203.301 |  | -1
node_8103401_200884567 |  |  | PQ | AD | 2771.281 | 8103401 | no | no |  |  | no |  |  | 1351220.502 | 15420426.368 |  | -1
node_8103401_200884568 |  |  | PQ | AN | 2771.281 | 8103401 | no | no |  |  | no |  |  | 1350979.842 | 15420634.301 |  | -1
node_8103401_200884569 |  |  | PQ | AD | 2771.281 | 8103401 | no | no |  |  | no |  |  | 1333381.753 | 15423715.22 |  | -1
node_8103401_200884570 |  |  | PQ | AD | 2771.281 | 8103401 | no | no |  |  | no |  |  | 1334769.046 | 15426863.954 |  | -1
node_8103401_200884571 |  |  | PQ | AN | 2771.281 | 8103401 | no | no |  |  | no |  |  | 1334774.96 | 15427204.333 |  | -1
node_8103401_200884572 |  |  | PQ | AD | 2771.281 | 8103401 | no | no |  |  | no |  |  | 1334894.801 | 15427441.252 |  | -1
node_8103401_200884573 |  |  | PQ | AD | 2771.281 | 8103401 | no | no |  |  | no |  |  | 1335112.974 | 15427838.05 |  | -1
node_8103401_200884574 |  |  | PQ | AD | 2771.281 | 8103401 | no | no |  |  | no |  |  | 1335289.522 | 15428290.152 |  | -1
node_8103401_200884575 |  |  | PQ | AD | 2771.281 | 8103401 | no | no |  |  | no |  |  | 1335335.736 | 15428451.75 |  | -1
node_8103401_200884576 |  |  | PQ | AD | 2771.281 | 8103401 | no | no |  |  | no |  |  | 1335237.919 | 15428899.472 |  | -1
node_8103401_200884577 |  |  | PQ | AD | 2771.281 | 8103401 | no | no |  |  | no |  |  | 1335314.296 | 15429186.98 |  | -1
node_8103401_200884578 |  |  | PQ | AN | 2771.281 | 8103401 | no | no |  |  | no |  |  | 1335386.296 | 15429478.953 |  | -1
node_8103401_200884579 |  |  | PQ | AN | 2771.281 | 8103401 | no | no |  |  | no |  |  | 1333598.688 | 15423992.32 |  | -1
node_8103401_200884580 |  |  | PQ | AD | 2771.281 | 8103401 | no | no |  |  | no |  |  | 1333874.91 | 15424379.075 |  | -1
node_8103401_200884581 |  |  | PQ | AD | 2771.281 | 8103401 | no | no |  |  | no |  |  | 1334152.908 | 15424763.672 |  | -1
node_8103401_200884582 |  |  | PQ | AD | 2771.281 | 8103401 | no | no |  |  | no |  |  | 1334401.798 | 15425118.963 |  | -1
node_8103401_200884583 |  |  | PQ | AD | 2771.281 | 8103401 | no | no |  |  | no |  |  | 1334588.753 | 15425376.373 |  | -1
node_8103401_200884584 |  |  | PQ | AD | 2771.281 | 8103401 | no | no |  |  | no |  |  | 1334665.414 | 15425767.777 |  | -1
node_8103401_200884585 |  |  | PQ | AN | 2771.281 | 8103401 | no | no |  |  | no |  |  | 1334472.924 | 15425731.035 |  | -1
node_8103401_200884586 |  |  | PQ | AD | 2771.281 | 8103401 | no | no |  |  | no |  |  | 1334598.864 | 15425937.083 |  | -1
node_8103401_200884587 |  |  | PQ | AN | 2771.281 | 8103401 | no | no |  |  | no |  |  | 1334624.916 | 15426130.596 |  | -1
node_8103401_200884588 |  |  | PQ | AD | 2771.281 | 8103401 | no | no |  |  | no |  |  | 1334752.151 | 15426173.572 |  | -1
node_8103401_200884589 |  |  | PQ | AD | 2771.281 | 8103401 | no | no |  |  | no |  |  | 1334762.003 | 15426520.677 |  | -1
node_8103401_200884590 |  |  | PQ | AD | 2771.281 | 8103401 | no | no |  |  | no |  |  | 1331821.491 | 15415133.42 |  | -1
node_8103401_200884591 |  |  | PQ | AN | 2771.281 | 8103401 | no | no |  |  | no |  |  | 1331758.348 | 15415988.59 |  | -1
node_8103401_200884592 |  |  | PQ | AN | 2771.281 | 8103401 | no | no |  |  | no |  |  | 1331848.402 | 15415517.225 |  | -1
node_8103401_200884593 |  |  | PQ | AD | 2771.281 | 8103401 | no | no |  |  | no |  |  | 1331464.831 | 15416718.196 |  | -1
node_8103401_200884594 |  |  | PQ | AN | 2771.281 | 8103401 | no | no |  |  | no |  |  | 1331281.143 | 15417174.914 |  | -1
node_8103401_200884595 |  |  | PQ | AN | 2771.281 | 8103401 | no | no |  |  | no |  |  | 1331171.625 | 15417467.507 |  | -1
node_8103401_200884596 |  |  | PQ | AD | 2771.281 | 8103401 | no | no |  |  | no |  |  | 1331052.422 | 15417775.635 |  | -1
node_8103401_200884597 |  |  | PQ | AD | 2771.281 | 8103401 | no | no |  |  | no |  |  | 1331123.923 | 15418060.719 |  | -1
node_8103401_200884598 |  |  | PQ | AN | 2771.281 | 8103401 | no | no |  |  | no |  |  | 1331202.119 | 15418347.706 |  | -1
node_8103401_200884599 |  |  | PQ | AN | 2771.281 | 8103401 | no | no |  |  | no |  |  | 1331270.645 | 15418634.562 |  | -1
node_8103401_200884600 |  |  | PQ | AD | 2771.281 | 8103401 | no | no |  |  | no |  |  | 1343516.469 | 15417174.31 |  | -1
node_8103401_200884601 |  |  | PQ | AD | 2771.281 | 8103401 | no | no |  |  | no |  |  | 1343134.257 | 15417138.403 |  | -1
node_8103401_200884602 |  |  | PQ | AN | 2771.281 | 8103401 | no | no |  |  | no |  |  | 1342752.175 | 15417105.594 |  | -1
node_8103401_200884603 |  |  | PQ | AN | 2771.281 | 8103401 | no | no |  |  | no |  |  | 1340922.066 | 15411971.573 |  | -1
node_8103401_200884604 |  |  | PQ | AN | 2771.281 | 8103401 | no | no |  |  | no |  |  | 1340884.342 | 15414917.054 |  | -1
node_8103401_200884605 |  |  | PQ | AD | 2771.281 | 8103401 | no | no |  |  | no |  |  | 1340812.549 | 15415288.751 |  | -1
node_8103401_200884606 |  |  | PQ | AN | 2771.281 | 8103401 | no | no |  |  | no |  |  | 1340496.793 | 15415200.06 |  | -1
node_8103401_200884607 |  |  | PQ | AN | 2771.281 | 8103401 | no | no |  |  | no |  |  | 1340840.709 | 15415588.931 |  | -1
node_8103401_200884609 |  |  | PQ | AN | 2771.281 | 8103401 | no | no |  |  | no |  |  | 1340859.032 | 15415916.424 |  | -1
node_8103401_200884610 |  |  | PQ | AN | 2771.281 | 8103401 | no | no |  |  | no |  |  | 1340848.026 | 15416270.685 |  | -1
node_8103401_200884611 |  |  | PQ | AN | 2771.281 | 8103401 | no | no |  |  | no |  |  | 1340802.306 | 15416547.465 |  | -1
node_8103401_200884612 |  |  | PQ | AD | 2771.281 | 8103401 | no | no |  |  | no |  |  | 1340842.286 | 15416777.237 |  | -1
node_8103401_200884613 |  |  | PQ | AN | 2771.281 | 8103401 | no | no |  |  | no |  |  | 1340884.47 | 15417003.37 |  | -1
node_8103401_200884614 |  |  | PQ | AD | 2771.281 | 8103401 | no | no |  |  | no |  |  | 1340937.808 | 15416975.177 |  | -1
node_8103401_200884615 |  |  | PQ | AD | 2771.281 | 8103401 | no | no |  |  | no |  |  | 1341155.056 | 15416981.916 |  | -1
node_8103401_200884616 |  |  | PQ | AN | 2771.281 | 8103401 | no | no |  |  | no |  |  | 1340922.277 | 15412404.168 |  | -1
node_8103401_200884617 |  |  | PQ | AN | 2771.281 | 8103401 | no | no |  |  | no |  |  | 1341375.716 | 15416996.365 |  | -1
node_8103401_200884618 |  |  | PQ | AD | 2771.281 | 8103401 | no | no |  |  | no |  |  | 1340925.891 | 15412692.354 |  | -1
node_8103401_200884619 |  |  | PQ | AN | 2771.281 | 8103401 | no | no |  |  | no |  |  | 1340930.447 | 15412852.165 |  | -1
node_8103401_200884620 |  |  | PQ | AN | 2771.281 | 8103401 | no | no |  |  | no |  |  | 1340929.584 | 15413232.15 |  | -1
node_8103401_200884622 |  |  | PQ | AD | 2771.281 | 8103401 | no | no |  |  | no |  |  | 1340920.392 | 15413579.114 |  | -1
node_8103401_200884623 |  |  | PQ | AD | 2771.281 | 8103401 | no | no |  |  | no |  |  | 1340910.318 | 15413918.09 |  | -1
node_8103401_200884624 |  |  | PQ | AD | 2771.281 | 8103401 | no | no |  |  | no |  |  | 1340898.168 | 15414256.939 |  | -1
node_8103401_200884625 |  |  | PQ | AN | 2771.281 | 8103401 | no | no |  |  | no |  |  | 1340889.016 | 15414597.783 |  | -1
node_8103401_200884628 |  |  | PQ | AD | 2771.281 | 8103401 | no | no |  |  | no |  |  | 1344489.855 | 15410888.176 |  | -1
node_8103401_200884629 |  |  | PQ | AD | 2771.281 | 8103401 | no | no |  |  | no |  |  | 1344572.826 | 15408558.641 |  | -1
node_8103401_200884630 |  |  | PQ | AD | 2771.281 | 8103401 | no | no |  |  | no |  |  | 1344590.133 | 15408266.629 |  | -1
node_8103401_200884631 |  |  | PQ | AD | 2771.281 | 8103401 | no | no |  |  | no |  |  | 1344433.588 | 15408012.562 |  | -1
node_8103401_200884632 |  |  | PQ | AD | 2771.281 | 8103401 | no | no |  |  | no |  |  | 1344296.032 | 15407761.447 |  | -1
node_8103401_200884633 |  |  | PQ | AD | 2771.281 | 8103401 | no | no |  |  | no |  |  | 1344234.876 | 15407565.243 |  | -1
node_8103401_200884634 |  |  | PQ | AN | 2771.281 | 8103401 | no | no |  |  | no |  |  | 1344227.575 | 15407263.338 |  | -1
node_8103401_200884635 |  |  | PQ | AN | 2771.281 | 8103401 | no | no |  |  | no |  |  | 1344486.729 | 15410734.958 |  | -1
node_8103401_200884636 |  |  | PQ | AD | 2771.281 | 8103401 | no | no |  |  | no |  |  | 1344534.525 | 15410566.756 |  | -1
node_8103401_200884637 |  |  | PQ | AD | 2771.281 | 8103401 | no | no |  |  | no |  |  | 1344491.334 | 15410300.048 |  | -1
node_8103401_200884638 |  |  | PQ | AN | 2771.281 | 8103401 | no | no |  |  | no |  |  | 1344496.694 | 15409979.392 |  | -1
node_8103401_200884639 |  |  | PQ | AD | 2771.281 | 8103401 | no | no |  |  | no |  |  | 1344497.516 | 15409668.979 |  | -1
node_8103401_200884640 |  |  | PQ | AN | 2771.281 | 8103401 | no | no |  |  | no |  |  | 1344498.494 | 15409352.762 |  | -1
node_8103401_200884641 |  |  | PQ | AN | 2771.281 | 8103401 | no | no |  |  | no |  |  | 1344559.946 | 15409097.258 |  | -1
node_8103401_200884642 |  |  | PQ | AD | 2771.281 | 8103401 | no | no |  |  | no |  |  | 1344555.889 | 15408823.402 |  | -1
node_8103401_200884644 |  |  | PQ | AN | 2771.281 | 8103401 | no | no |  |  | no |  |  | 1354260.716 | 15418854.829 |  | -1
node_8103401_200884646 |  |  | PQ | AN | 2771.281 | 8103401 | no | no |  |  | no |  |  | 1353933.111 | 15418990.784 |  | -1
node_8103401_200884647 |  |  | PQ | AN | 2771.281 | 8103401 | no | no |  |  | no |  |  | 1353711.209 | 15419141.371 |  | -1
node_8103401_200884649 |  |  | PQ | AN | 2771.281 | 8103401 | no | no |  |  | no |  |  | 1353563.131 | 15419363.312 |  | -1
node_8103401_200884651 |  |  | PQ | AN | 2771.281 | 8103401 | no | no |  |  | no |  |  | 1341769.853 | 15424551.373 |  | -1
node_8103401_200884654 |  |  | PQ | AN | 2771.281 | 8103401 | no | no |  |  | no |  |  | 1341557.625 | 15424604.198 |  | -1
node_8103401_200884655 |  |  | PQ | AD | 2771.281 | 8103401 | no | no |  |  | no |  |  | 1341508.567 | 15424649.112 |  | -1
node_8103401_200884656 |  |  | PQ | AD | 2771.281 | 8103401 | no | no |  |  | no |  |  | 1341250.911 | 15424771.46 |  | -1
node_8103401_200884657 |  |  | PQ | AN | 2771.281 | 8103401 | no | no |  |  | no |  |  | 1340980.496 | 15424890.841 |  | -1
node_8103401_200884658 |  |  | PQ | AD | 2771.281 | 8103401 | no | no |  |  | no |  |  | 1354085.632 | 15408652.516 |  | -1
node_8103401_200884659 |  |  | PQ | AD | 2771.281 | 8103401 | no | no |  |  | no |  |  | 1353716.243 | 15408860.318 |  | -1
node_8103401_200884660 |  |  | PQ | AD | 2771.281 | 8103401 | no | no |  |  | no |  |  | 1353318.682 | 15409104.973 |  | -1
node_8103401_200884661 |  |  | PQ | AN | 2771.281 | 8103401 | no | no |  |  | no |  |  | 1352931.711 | 15409351.591 |  | -1
node_8103401_200884662 |  |  | PQ | AD | 2771.281 | 8103401 | no | no |  |  | no |  |  | 1352552.413 | 15409476.499 |  | -1
node_8103401_200884663 |  |  | PQ | AD | 2771.281 | 8103401 | no | no |  |  | no |  |  | 1352174.86 | 15409603.047 |  | -1
node_8103401_200884666 |  |  | PQ | AN | 2771.281 | 8103401 | no | no |  |  | no |  |  | 1351685.326 | 15409373.299 |  | -1
node_8103401_200884667 |  |  | PQ | AN | 2771.281 | 8103401 | no | no |  |  | no |  |  | 1351619.332 | 15409282.174 |  | -1
node_8103401_200884669 |  |  | PQ | AD | 2771.281 | 8103401 | no | no |  |  | no |  |  | 1351453.326 | 15409038.762 |  | -1
node_8103401_200884673 |  |  | PQ | AD | 2771.281 | 8103401 | no | no |  |  | no |  |  | 1351408.012 | 15408032.396 |  | -1
node_8103401_200884674 |  |  | PQ | AD | 2771.281 | 8103401 | no | no |  |  | no |  |  | 1351180.797 | 15408000.182 |  | -1
node_8103401_200884675 |  |  | PQ | AD | 2771.281 | 8103401 | no | no |  |  | no |  |  | 1351449.726 | 15407771.684 |  | -1
node_8103401_200884676 |  |  | PQ | AN | 2771.281 | 8103401 | no | no |  |  | no |  |  | 1351478.468 | 15407336.181 |  | -1
node_8103401_200884677 |  |  | PQ | AN | 2771.281 | 8103401 | no | no |  |  | no |  |  | 1351518.209 | 15406900.629 |  | -1
node_8103401_200884678 |  |  | PQ | ABCD | 2771.281 | 8103401 | no | no |  |  | no |  |  | 1354256.539 | 15431337.802 |  | -1
node_8103401_200884679 |  |  | PQ | ABCD | 2771.281 | 8103401 | no | no |  |  | no |  |  | 1354084.207 | 15431579.098 |  | -1
node_8103401_200884680 |  |  | PQ | ABCN | 2771.281 | 8103401 | no | no |  |  | no |  |  | 1353971.933 | 15431736.196 |  | -1
node_8103401_200884681 |  |  | PQ | ABCD | 2771.281 | 8103401 | no | no |  |  | no |  |  | 1353827.838 | 15431925.457 |  | -1
node_8103401_200884684 |  |  | PQ | ABCD | 2771.281 | 8103401 | no | no |  |  | no |  |  | 1353518.555 | 15432285.37 |  | -1
node_8103401_200884686 |  |  | PQ | ABCD | 2771.281 | 8103401 | no | no |  |  | no |  |  | 1353368.105 | 15432452.024 |  | -1
node_8103401_200884687 |  |  | PQ | ABCN | 2771.281 | 8103401 | no | no |  |  | no |  |  | 1353218.456 | 15432604.163 |  | -1
node_8103401_200884688 |  |  | PQ | ABCN | 2771.281 | 8103401 | no | no |  |  | no |  |  | 1353076.251 | 15432766.151 |  | -1
node_8103401_200884689 |  |  | PQ | AD | 2771.281 | 8103401 | no | no |  |  | no |  |  | 1353295.166 | 15432780.694 |  | -1
node_8103401_200884836 |  |  | PQ | ABCN | 19918.584 | 8103401 | no | no |  |  | no |  |  | 1356084.091 | 15417597.641 |  | -1
node_8103401_200884838 |  |  | PQ | ABCN | 19918.584 | 8103401 | no | no |  |  | no |  |  | 1355865.055 | 15417621.966 |  | -1
node_8103401_200884839 |  |  | PQ | ABCN | 19918.584 | 8103401 | no | no |  |  | no |  |  | 1355627.092 | 15417657.014 |  | -1
node_8103401_200884841 |  |  | PQ | ABCN | 19918.584 | 8103401 | no | no |  |  | no |  |  | 1355468.007 | 15417682.712 |  | -1
node_8103401_200884842 |  |  | PQ | ABCN | 19918.584 | 8103401 | no | no |  |  | no |  |  | 1355117.689 | 15417735.008 |  | -1
node_8103401_200884845 |  |  | PQ | ABCN | 19918.584 | 8103401 | no | no |  |  | no |  |  | 1358004.943 | 15419568.703 |  | -1
node_8103401_200884846 |  |  | PQ | ABCN | 19918.584 | 8103401 | no | no |  |  | no |  |  | 1357758.911 | 15419671.684 |  | -1
node_8103401_200884847 |  |  | PQ | ABCN | 19918.584 | 8103401 | no | no |  |  | no |  |  | 1357502.614 | 15419773.739 |  | -1
node_8103401_200884848 |  |  | PQ | ABCN | 19918.584 | 8103401 | no | no |  |  | no |  |  | 1357316.204 | 15419780.919 |  | -1
node_8103401_200884849 |  |  | PQ | ABCN | 19918.584 | 8103401 | no | no |  |  | no |  |  | 1357079.998 | 15419681.497 |  | -1
node_8103401_200884850 |  |  | PQ | ABCN | 19918.584 | 8103401 | no | no |  |  | no |  |  | 1356855.259 | 15419602.211 |  | -1
node_8103401_200884851 |  |  | PQ | ABCN | 19918.584 | 8103401 | no | no |  |  | no |  |  | 1356690.513 | 15419426.233 |  | -1
node_8103401_200884852 |  |  | PQ | ABCN | 19918.584 | 8103401 | no | no |  |  | no |  |  | 1356441.809 | 15419304.456 |  | -1
node_8103401_200884853 |  |  | PQ | ABCN | 19918.584 | 8103401 | no | no |  |  | no |  |  | 1356302.509 | 15419254.964 |  | -1
node_8103401_200884854 |  |  | PQ | ABCN | 19918.584 | 8103401 | no | no |  |  | no |  |  | 1356048.323 | 15419219.906 |  | -1
node_8103401_200884855 |  |  | PQ | ABCN | 19918.584 | 8103401 | no | no |  |  | no |  |  | 1356060.768 | 15418890.054 |  | -1
node_8103401_200884857 |  |  | PQ | ABCN | 19918.584 | 8103401 | no | no |  |  | no |  |  | 1356064.811 | 15418583.272 |  | -1
node_8103401_200884858 |  |  | PQ | ABCN | 19918.584 | 8103401 | no | no |  |  | no |  |  | 1356075.472 | 15418276.112 |  | -1
node_8103401_200884859 |  |  | PQ | ABCN | 19918.584 | 8103401 | no | no |  |  | no |  |  | 1356080.791 | 15417966.158 |  | -1
node_8103401_200884860 |  |  | PQ | ABCN | 19918.584 | 8103401 | no | no |  |  | no |  |  | 1356084.386 | 15417780.889 |  | -1
node_8103401_200884862 |  |  | PQ | AN | 2771.281 | 8103401 | no | no |  |  | no |  |  | 1356103.782 | 15419507.496 |  | -1
node_8103401_200884863 |  |  | PQ | AN | 2771.281 | 8103401 | no | no |  |  | no |  |  | 1356101.461 | 15419714.436 |  | -1
node_8103401_200884865 |  |  | PQ | AD | 2771.281 | 8103401 | no | no |  |  | no |  |  | 1356100.907 | 15419908.26 |  | -1
node_8103401_200884866 |  |  | PQ | AD | 2771.281 | 8103401 | no | no |  |  | no |  |  | 1356101.069 | 15420306.08 |  | -1
node_8103401_200884867 |  |  | PQ | AN | 2771.281 | 8103401 | no | no |  |  | no |  |  | 1355828.122 | 15420721.001 |  | -1
node_8103401_200884868 |  |  | PQ | AD | 2771.281 | 8103401 | no | no |  |  | no |  |  | 1355630.606 | 15421031.963 |  | -1
node_8103401_200884869 |  |  | PQ | AN | 2771.281 | 8103401 | no | no |  |  | no |  |  | 1355820.034 | 15421286.854 |  | -1
node_8103401_200884870 |  |  | PQ | AD | 2771.281 | 8103401 | no | no |  |  | no |  |  | 1355294.906 | 15421548.688 |  | -1
node_8103401_200884871 |  |  | PQ | AD | 2771.281 | 8103401 | no | no |  |  | no |  |  | 1355054.68 | 15421878.968 |  | -1
node_8103401_200884872 |  |  | PQ | AD | 2771.281 | 8103401 | no | no |  |  | no |  |  | 1354819.086 | 15422216.212 |  | -1
node_8103401_200884873 |  |  | PQ | AD | 2771.281 | 8103401 | no | no |  |  | no |  |  | 1354607.029 | 15422500.978 |  | -1
node_8103401_200884874 |  |  | PQ | AN | 2771.281 | 8103401 | no | no |  |  | no |  |  | 1354646.68 | 15427196.383 |  | -1
node_8103401_200884875 |  |  | PQ | AN | 2771.281 | 8103401 | no | no |  |  | no |  |  | 1354322.367 | 15426877.719 |  | -1
node_8103401_200884876 |  |  | PQ | AN | 2771.281 | 8103401 | no | no |  |  | no |  |  | 1354306.867 | 15427164.737 |  | -1
node_8103401_200884877 |  |  | PQ | AD | 2771.281 | 8103401 | no | no |  |  | no |  |  | 1354348.004 | 15427109.344 |  | -1
node_8103401_200884878 |  |  | PQ | AD | 2771.281 | 8103401 | no | no |  |  | no |  |  | 1354365.48 | 15425050.059 |  | -1
node_8103401_200884879 |  |  | PQ | AD | 2771.281 | 8103401 | no | no |  |  | no |  |  | 1354351.676 | 15425562.637 |  | -1
node_8103401_200884880 |  |  | PQ | AD | 2771.281 | 8103401 | no | no |  |  | no |  |  | 1354339.919 | 15426005 |  | -1
node_8103401_200884881 |  |  | PQ | AD | 2771.281 | 8103401 | no | no |  |  | no |  |  | 1354330.973 | 15426457.679 |  | -1
node_8103401_200884882 |  |  | PQ | AN | 11.951 | 8103401 | no | no |  |  | no |  |  | 1356847.73 | 15416359.465 |  | -1
node_8103401_200884883 |  |  | PQ | AN | 11.951 | 8103401 | no | no |  |  | no |  |  | 1355046.386 | 15415025.059 |  | -1
node_8103401_200884884 |  |  | PQ | AN | 11.951 | 8103401 | no | no |  |  | no |  |  | 1355197.585 | 15415123.928 |  | -1
node_8103401_200884886 |  |  | PQ | AD | 11.951 | 8103401 | no | no |  |  | no |  |  | 1355504.437 | 15415335.732 |  | -1
node_8103401_200884887 |  |  | PQ | AN | 11.951 | 8103401 | no | no |  |  | no |  |  | 1355790.133 | 15415523.786 |  | -1
node_8103401_200884888 |  |  | PQ | AN | 11.951 | 8103401 | no | no |  |  | no |  |  | 1356210.235 | 15415815.131 |  | -1
node_8103401_200884889 |  |  | PQ | AN | 11.951 | 8103401 | no | no |  |  | no |  |  | 1356204.342 | 15416144.997 |  | -1
node_8103401_200884891 |  |  | PQ | AN | 11.951 | 8103401 | no | no |  |  | no |  |  | 1356245.75 | 15416388.981 |  | -1
node_8103401_200884892 |  |  | PQ | AD | 11.951 | 8103401 | no | no |  |  | no |  |  | 1356289.637 | 15416375.478 |  | -1
node_8103401_200884893 |  |  | PQ | AN | 11.951 | 8103401 | no | no |  |  | no |  |  | 1356228.706 | 15416699.291 |  | -1
node_8103401_200884895 |  |  | PQ | AN | 11.951 | 8103401 | no | no |  |  | no |  |  | 1356224.218 | 15417019.849 |  | -1
node_8103401_200885108 |  |  | PQ | AN | 2771.281 | 8103401 | no | no |  |  | no |  |  | 1359384.718 | 15409912.841 |  | -1
node_8103401_200885109 |  |  | PQ | AD | 2771.281 | 8103401 | no | no |  |  | no |  |  | 1359169.073 | 15412937.408 |  | -1
node_8103401_200885110 |  |  | PQ | AN | 2771.281 | 8103401 | no | no |  |  | no |  |  | 1359192.257 | 15409967.014 |  | -1
node_8103401_200885111 |  |  | PQ | AD | 2771.281 | 8103401 | no | no |  |  | no |  |  | 1359216.423 | 15409955.486 |  | -1
node_8103401_200885112 |  |  | PQ | AD | 2771.281 | 8103401 | no | no |  |  | no |  |  | 1359194.862 | 15409720.344 |  | -1
node_8103401_200885113 |  |  | PQ | AN | 2771.281 | 8103401 | no | no |  |  | no |  |  | 1359201.313 | 15409530.759 |  | -1
node_8103401_200885114 |  |  | PQ | AD | 2771.281 | 8103401 | no | no |  |  | no |  |  | 1359117.252 | 15409237.714 |  | -1
node_8103401_200885115 |  |  | PQ | AN | 2771.281 | 8103401 | no | no |  |  | no |  |  | 1359100.016 | 15408891.629 |  | -1
node_8103401_200885116 |  |  | PQ | AN | 2771.281 | 8103401 | no | no |  |  | no |  |  | 1359079.7 | 15408559.328 |  | -1
node_8103401_200885117 |  |  | PQ | AD | 2771.281 | 8103401 | no | no |  |  | no |  |  | 1359167.477 | 15412721.953 |  | -1
node_8103401_200885118 |  |  | PQ | AN | 2771.281 | 8103401 | no | no |  |  | no |  |  | 1359094.005 | 15412761.486 |  | -1
node_8103401_200885119 |  |  | PQ | AN | 2771.281 | 8103401 | no | no |  |  | no |  |  | 1358739.416 | 15412843.693 |  | -1
node_8103401_200885120 |  |  | PQ | AD | 2771.281 | 8103401 | no | no |  |  | no |  |  | 1359171.106 | 15412351.619 |  | -1
node_8103401_200885121 |  |  | PQ | AN | 2771.281 | 8103401 | no | no |  |  | no |  |  | 1359175.041 | 15412206.598 |  | -1
node_8103401_200885122 |  |  | PQ | AD | 2771.281 | 8103401 | no | no |  |  | no |  |  | 1359175.712 | 15411962.039 |  | -1
node_8103401_200885123 |  |  | PQ | AN | 2771.281 | 8103401 | no | no |  |  | no |  |  | 1359177.323 | 15411580.624 |  | -1
node_8103401_200885125 |  |  | PQ | AD | 2771.281 | 8103401 | no | no |  |  | no |  |  | 1359181.289 | 15411258.772 |  | -1
node_8103401_200885126 |  |  | PQ | AD | 2771.281 | 8103401 | no | no |  |  | no |  |  | 1359184.86 | 15410931.44 |  | -1
node_8103401_200885127 |  |  | PQ | AD | 2771.281 | 8103401 | no | no |  |  | no |  |  | 1359187.949 | 15410609.376 |  | -1
node_8103401_200885128 |  |  | PQ | AN | 2771.281 | 8103401 | no | no |  |  | no |  |  | 1359191.17 | 15410279.209 |  | -1
node_8103401_200885137 |  |  | PQ | AN | 2771.281 | 8103401 | no | no |  |  | no |  |  | 1356158.46 | 15417599.675 |  | -1
node_8103401_200885138 |  |  | PQ | AN | 2771.281 | 8103401 | no | no |  |  | no |  |  | 1356413.47 | 15417582.563 |  | -1
node_8103401_200885139 |  |  | PQ | AD | 2771.281 | 8103401 | no | no |  |  | no |  |  | 1356752.621 | 15417603.414 |  | -1
node_8103401_200885140 |  |  | PQ | AN | 2771.281 | 8103401 | no | no |  |  | no |  |  | 1357231.859 | 15417535.604 |  | -1
node_8103401_200885141 |  |  | PQ | AD | 2771.281 | 8103401 | no | no |  |  | no |  |  | 1357373.456 | 15417599.127 |  | -1
node_8103401_200885142 |  |  | PQ | AD | 2771.281 | 8103401 | no | no |  |  | no |  |  | 1357571.184 | 15417591.322 |  | -1
node_8103401_200885143 |  |  | PQ | AD | 2771.281 | 8103401 | no | no |  |  | no |  |  | 1357772.493 | 15417546.025 |  | -1
node_8103401_200885144 |  |  | PQ | AD | 2771.281 | 8103401 | no | no |  |  | no |  |  | 1357915.848 | 15417545.944 |  | -1
node_8103401_200885146 |  |  | PQ | AN | 2771.281 | 8103401 | no | no |  |  | no |  |  | 1358078.126 | 15417542.835 |  | -1
node_8103401_200885258 |  |  | PQ | AD | 11.951 | 8103401 | no | no |  |  | no |  |  | 1356262.926 | 15415738.062 |  | -1
node_8103401_200885259 |  |  | PQ | AD | 11.951 | 8103401 | no | no |  |  | no |  |  | 1356138.4 | 15415526.583 |  | -1
node_8103401_200885260 |  |  | PQ | AN | 11.951 | 8103401 | no | no |  |  | no |  |  | 1356358.971 | 15415469.066 |  | -1
node_8103401_200885269 |  |  | PQ | ABCN | 19918.584 | 8103401 | no | no |  |  | no |  |  | 1360032.144 | 15422696.636 |  | -1
node_8103401_200885270 |  |  | PQ | AN | 19918.584 | 8103401 | no | no |  |  | no |  |  | 1360002.119 | 15422426.756 |  | -1
node_8103401_200885271 |  |  | PQ | AN | 19918.584 | 8103401 | no | no |  |  | no |  |  | 1360103.635 | 15422141.909 |  | -1
node_8103401_200885272 |  |  | PQ | AN | 19918.584 | 8103401 | no | no |  |  | no |  |  | 1360194.549 | 15421859.499 |  | -1
node_8103401_200885297 |  |  | PQ | AN | 2771.281 | 8103401 | no | no |  |  | no |  |  | 1358471.636 | 15407099.326 |  | -1
node_8103401_200885298 |  |  | PQ | AD | 2771.281 | 8103401 | no | no |  |  | no |  |  | 1358176.897 | 15407347.646 |  | -1
node_8103401_200885299 |  |  | PQ | AD | 2771.281 | 8103401 | no | no |  |  | no |  |  | 1357947.251 | 15407555.419 |  | -1
node_8103401_200885300 |  |  | PQ | AD | 2771.281 | 8103401 | no | no |  |  | no |  |  | 1357710.974 | 15407758.677 |  | -1
node_8103401_200885301 |  |  | PQ | AN | 2771.281 | 8103401 | no | no |  |  | no |  |  | 1357481.036 | 15407958.87 |  | -1
node_8103401_200885302 |  |  | PQ | AD | 2771.281 | 8103401 | no | no |  |  | no |  |  | 1357102.571 | 15408057.712 |  | -1
node_8103401_200885303 |  |  | PQ | AD | 2771.281 | 8103401 | no | no |  |  | no |  |  | 1356808.316 | 15408136.061 |  | -1
node_8103401_200885304 |  |  | PQ | AD | 2771.281 | 8103401 | no | no |  |  | no |  |  | 1356412.256 | 15408414.688 |  | -1
node_8103401_200885305 |  |  | PQ | AN | 2771.281 | 8103401 | no | no |  |  | no |  |  | 1356019.426 | 15408581.694 |  | -1
node_8103401_200885306 |  |  | PQ | AD | 2771.281 | 8103401 | no | no |  |  | no |  |  | 1355866.293 | 15408638.951 |  | -1
node_8103401_200885307 |  |  | PQ | AN | 2771.281 | 8103401 | no | no |  |  | no |  |  | 1355452.001 | 15408596.13 |  | -1
node_8103401_200885308 |  |  | PQ | AD | 2771.281 | 8103401 | no | no |  |  | no |  |  | 1355052.547 | 15408539.42 |  | -1
node_8103401_200885309 |  |  | PQ | AD | 2771.281 | 8103401 | no | no |  |  | no |  |  | 1354656.745 | 15408504.509 |  | -1
node_8103401_200885310 |  |  | PQ | AN | 2771.281 | 8103401 | no | no |  |  | no |  |  | 1354397.966 | 15408476.15 |  | -1
node_8103401_200885311 |  |  | PQ | AD | 2771.281 | 8103401 | no | no |  |  | no |  |  | 1359111.813 | 15413017.484 |  | -1
node_8103401_200885312 |  |  | PQ | AN | 2771.281 | 8103401 | no | no |  |  | no |  |  | 1359104.589 | 15413245.083 |  | -1
node_8103401_200885313 |  |  | PQ | AN | 2771.281 | 8103401 | no | no |  |  | no |  |  | 1359098.201 | 15413548.241 |  | -1
node_8103401_200885314 |  |  | PQ | AD | 2771.281 | 8103401 | no | no |  |  | no |  |  | 1359089.847 | 15413738.806 |  | -1
node_8103401_200885315 |  |  | PQ | AN | 2771.281 | 8103401 | no | no |  |  | no |  |  | 1359085.601 | 15413856.392 |  | -1
node_8103401_200885316 |  |  | PQ | AN | 2771.281 | 8103401 | no | no |  |  | no |  |  | 1359080.68 | 15414151.621 |  | -1
node_8103401_200885317 |  |  | PQ | AN | 2771.281 | 8103401 | no | no |  |  | no |  |  | 1359075.09 | 15414416.424 |  | -1
node_8103401_200885318 |  |  | PQ | AD | 2771.281 | 8103401 | no | no |  |  | no |  |  | 1359069.394 | 15414683.295 |  | -1
node_8103401_200885319 |  |  | PQ | AN | 2771.281 | 8103401 | no | no |  |  | no |  |  | 1359063.495 | 15414926.126 |  | -1
node_8103401_200885321 |  |  | PQ | AN | 2771.281 | 8103401 | no | no |  |  | no |  |  | 1359059.515 | 15415165.473 |  | -1
node_8103401_200885322 |  |  | PQ | AD | 2771.281 | 8103401 | no | no |  |  | no |  |  | 1359049.975 | 15415407.93 |  | -1
node_8103401_200885323 |  |  | PQ | AN | 2771.281 | 8103401 | no | no |  |  | no |  |  | 1359044.88 | 15415673.376 |  | -1
node_8103401_200885324 |  |  | PQ | AN | 2771.281 | 8103401 | no | no |  |  | no |  |  | 1359040.683 | 15415964.881 |  | -1
node_8103401_200885325 |  |  | PQ | AN | 2771.281 | 8103401 | no | no |  |  | no |  |  | 1359027.748 | 15416331.189 |  | -1
node_8103401_200885326 |  |  | PQ | AD | 2771.281 | 8103401 | no | no |  |  | no |  |  | 1359023.304 | 15416610.881 |  | -1
node_8103401_200885327 |  |  | PQ | AD | 2771.281 | 8103401 | no | no |  |  | no |  |  | 1359017.21 | 15416887.34 |  | -1
node_8103401_200885328 |  |  | PQ | AD | 2771.281 | 8103401 | no | no |  |  | no |  |  | 1359009.143 | 15417180.014 |  | -1
node_8103401_200885329 |  |  | PQ | AD | 2771.281 | 8103401 | no | no |  |  | no |  |  | 1359009.898 | 15417382.988 |  | -1
node_8103401_200885330 |  |  | PQ | AD | 2771.281 | 8103401 | no | no |  |  | no |  |  | 1359000.66 | 15417587.262 |  | -1
node_8103401_200885331 |  |  | PQ | AD | 2771.281 | 8103401 | no | no |  |  | no |  |  | 1358996.811 | 15417836.812 |  | -1
node_8103401_200885332 |  |  | PQ | AN | 2771.281 | 8103401 | no | no |  |  | no |  |  | 1358995.287 | 15418052.485 |  | -1
node_8103401_200885333 |  |  | PQ | ABCN | 19918.584 | 8103401 | no | no |  |  | no |  |  | 1358626.919 | 15421008.815 |  | -1
node_8103401_200885334 |  |  | PQ | ABCN | 19918.584 | 8103401 | no | no |  |  | no |  |  | 1358570.075 | 15421132.41 |  | -1
node_8103401_200885335 |  |  | PQ | ABCN | 19918.584 | 8103401 | no | no |  |  | no |  |  | 1358450.562 | 15421365.105 |  | -1
node_8103401_200885336 |  |  | PQ | ABCN | 19918.584 | 8103401 | no | no |  |  | no |  |  | 1358335.125 | 15421573.235 |  | -1
node_8103401_200885337 |  |  | PQ | ABCN | 19918.584 | 8103401 | no | no |  |  | no |  |  | 1358229.177 | 15421775.092 |  | -1
node_8103401_200885338 |  |  | PQ | ABCN | 19918.584 | 8103401 | no | no |  |  | no |  |  | 1358226.527 | 15421841.209 |  | -1
node_8103401_200885339 |  |  | PQ | ABCN | 19918.584 | 8103401 | no | no |  |  | no |  |  | 1358244.158 | 15422088.769 |  | -1
node_8103401_200885342 |  |  | PQ | ABCN | 19918.584 | 8103401 | no | no |  |  | no |  |  | 1358994.491 | 15422963.62 |  | -1
node_8103401_200885343 |  |  | PQ | ABCN | 19918.584 | 8103401 | no | no |  |  | no |  |  | 1359252.986 | 15422959.923 |  | -1
node_8103401_200885344 |  |  | PQ | ABCN | 19918.584 | 8103401 | no | no |  |  | no |  |  | 1359537.305 | 15422957.049 |  | -1
node_8103401_200885345 |  |  | PQ | ABCN | 19918.584 | 8103401 | no | no |  |  | no |  |  | 1359811.68 | 15422973.407 |  | -1
node_8103401_200885348 |  |  | PQ | AD | 2771.281 | 8103401 | no | no |  |  | no |  |  | 1359879.148 | 15413035.575 |  | -1
node_8103401_200885349 |  |  | PQ | AD | 2771.281 | 8103401 | no | no |  |  | no |  |  | 1359638.121 | 15413027.919 |  | -1
node_8103401_200885350 |  |  | PQ | AD | 2771.281 | 8103401 | no | no |  |  | no |  |  | 1359396.135 | 15413025.827 |  | -1
node_8103401_200885351 |  |  | PQ | ABCN | 19918.584 | 8103401 | no | no |  |  | no |  |  | 1358371.783 | 15422336.328 |  | -1
node_8103401_200885352 |  |  | PQ | ABCN | 19918.584 | 8103401 | no | no |  |  | no |  |  | 1358760.445 | 15422730.662 |  | -1
node_8103401_200885354 |  |  | PQ | AN | 2771.281 | 8103401 | no | no |  |  | no |  |  | 1359959.787 | 15413188.653 |  | -1
node_8103401_200885355 |  |  | PQ | AN | 2771.281 | 8103401 | no | no |  |  | no |  |  | 1359719.888 | 15413204.315 |  | -1
node_8103401_200885356 |  |  | PQ | AD | 2771.281 | 8103401 | no | no |  |  | no |  |  | 1358768.565 | 15413700.697 |  | -1
node_8103401_200885357 |  |  | PQ | AN | 2771.281 | 8103401 | no | no |  |  | no |  |  | 1358448.572 | 15413679.038 |  | -1
node_8103401_200885431 |  |  | PQ | AN | 2771.281 | 8103401 | no | no |  |  | no |  |  | 1357796.671 | 15425528.015 |  | -1
node_8103401_200885432 |  |  | PQ | AN | 2771.281 | 8103401 | no | no |  |  | no |  |  | 1357971.835 | 15425692.27 |  | -1
node_8103401_200885433 |  |  | PQ | ABCN | 19918.584 | 8103401 | no | no |  |  | no |  |  | 1358930.287 | 15422837.195 |  | -1
node_8103401_200885434 |  |  | PQ | AN | 19918.584 | 8103401 | no | no |  |  | no |  |  | 1359097.914 | 15422832.585 |  | -1
node_8103401_200885436 |  |  | PQ | AN | 19918.584 | 8103401 | no | no |  |  | no |  |  | 1359124.676 | 15422612.419 |  | -1
node_8103401_200885437 |  |  | PQ | AN | 19918.584 | 8103401 | no | no |  |  | no |  |  | 1359176.472 | 15422375.349 |  | -1
node_8103401_200885438 |  |  | PQ | AN | 19918.584 | 8103401 | no | no |  |  | no |  |  | 1359115.201 | 15422337.982 |  | -1
node_8103401_200885439 |  |  | PQ | AN | 19918.584 | 8103401 | no | no |  |  | no |  |  | 1359280.706 | 15422081.114 |  | -1
node_8103401_200885441 |  |  | PQ | ABCN | 2771.281 | 8103401 | no | no |  |  | no |  |  | 1358804.057 | 15422960.846 |  | -1
node_8103401_200885442 |  |  | PQ | ABCN | 2771.281 | 8103401 | no | no |  |  | no |  |  | 1358660.84 | 15423244.881 |  | -1
node_8103401_200885443 |  |  | PQ | ABCD | 2771.281 | 8103401 | no | no |  |  | no |  |  | 1356944.241 | 15427036.402 |  | -1
node_8103401_200885444 |  |  | PQ | ABCD | 2771.281 | 8103401 | no | no |  |  | no |  |  | 1356834.63 | 15427229.39 |  | -1
node_8103401_200885445 |  |  | PQ | ABCN | 2771.281 | 8103401 | no | no |  |  | no |  |  | 1356724.27 | 15427420.401 |  | -1
node_8103401_200885447 |  |  | PQ | ABCD | 2771.281 | 8103401 | no | no |  |  | no |  |  | 1356615.425 | 15427599.738 |  | -1
node_8103401_200885448 |  |  | PQ | ABCN | 2771.281 | 8103401 | no | no |  |  | no |  |  | 1356502.529 | 15427785.866 |  | -1
node_8103401_200885450 |  |  | PQ | ABCD | 2771.281 | 8103401 | no | no |  |  | no |  |  | 1356369.463 | 15427974.879 |  | -1
node_8103401_200885451 |  |  | PQ | ABCN | 2771.281 | 8103401 | no | no |  |  | no |  |  | 1356232.058 | 15428178.047 |  | -1
node_8103401_200885454 |  |  | PQ | ABCD | 2771.281 | 8103401 | no | no |  |  | no |  |  | 1356092.942 | 15428373.1 |  | -1
node_8103401_200885455 |  |  | PQ | ABCN | 2771.281 | 8103401 | no | no |  |  | no |  |  | 1355952.925 | 15428571.66 |  | -1
node_8103401_200885456 |  |  | PQ | ABCD | 2771.281 | 8103401 | no | no |  |  | no |  |  | 1355853.548 | 15428723.646 |  | -1
node_8103401_200885457 |  |  | PQ | ABCD | 2771.281 | 8103401 | no | no |  |  | no |  |  | 1355737.565 | 15428910.561 |  | -1
node_8103401_200885459 |  |  | PQ | ABCN | 2771.281 | 8103401 | no | no |  |  | no |  |  | 1355656.32 | 15429046.801 |  | -1
node_8103401_200885460 |  |  | PQ | ABCD | 2771.281 | 8103401 | no | no |  |  | no |  |  | 1355520.265 | 15429264.822 |  | -1
node_8103401_200885461 |  |  | PQ | AN | 2771.281 | 8103401 | no | no |  |  | no |  |  | 1355856.059 | 15429309.211 |  | -1
node_8103401_200885462 |  |  | PQ | ABCN | 2771.281 | 8103401 | no | no |  |  | no |  |  | 1355411.754 | 15429437.898 |  | -1
node_8103401_200885463 |  |  | PQ | ABCD | 2771.281 | 8103401 | no | no |  |  | no |  |  | 1355269.585 | 15429658.101 |  | -1
node_8103401_200885464 |  |  | PQ | ABCD | 2771.281 | 8103401 | no | no |  |  | no |  |  | 1355124.541 | 15429886.295 |  | -1
node_8103401_200885465 |  |  | PQ | ABCD | 2771.281 | 8103401 | no | no |  |  | no |  |  | 1354987.993 | 15430085.145 |  | -1
node_8103401_200885466 |  |  | PQ | ABCN | 2771.281 | 8103401 | no | no |  |  | no |  |  | 1354861.044 | 15430303.546 |  | -1
node_8103401_200885467 |  |  | PQ | ABCD | 2771.281 | 8103401 | no | no |  |  | no |  |  | 1354774.301 | 15430469.625 |  | -1
node_8103401_200885468 |  |  | PQ | ABCD | 2771.281 | 8103401 | no | no |  |  | no |  |  | 1354680.933 | 15430644.003 |  | -1
node_8103401_200885469 |  |  | PQ | ABCD | 2771.281 | 8103401 | no | no |  |  | no |  |  | 1358515.595 | 15423402.068 |  | -1
node_8103401_200885470 |  |  | PQ | ABCN | 2771.281 | 8103401 | no | no |  |  | no |  |  | 1358458.651 | 15423581.035 |  | -1
node_8103401_200885471 |  |  | PQ | ABCD | 2771.281 | 8103401 | no | no |  |  | no |  |  | 1354532.816 | 15430940.145 |  | -1
node_8103401_200885473 |  |  | PQ | ABCN | 2771.281 | 8103401 | no | no |  |  | no |  |  | 1354398.316 | 15431147.293 |  | -1
node_8103401_200885476 |  |  | PQ | ABCN | 2771.281 | 8103401 | no | no |  |  | no |  |  | 1358414.844 | 15423748.818 |  | -1
node_8103401_200885479 |  |  | PQ | ABCD | 2771.281 | 8103401 | no | no |  |  | no |  |  | 1358317.223 | 15424006.264 |  | -1
node_8103401_200885480 |  |  | PQ | AD | 2771.281 | 8103401 | no | no |  |  | no |  |  | 1358490.644 | 15423998.66 |  | -1
node_8103401_200885481 |  |  | PQ | AN | 2771.281 | 8103401 | no | no |  |  | no |  |  | 1358639.953 | 15424045 |  | -1
node_8103401_200885482 |  |  | PQ | ABCN | 2771.281 | 8103401 | no | no |  |  | no |  |  | 1358222.16 | 15424252.919 |  | -1
node_8103401_200885485 |  |  | PQ | ABCN | 2771.281 | 8103401 | no | no |  |  | no |  |  | 1358139.718 | 15424443.426 |  | -1
node_8103401_200885486 |  |  | PQ | ABCN | 2771.281 | 8103401 | no | no |  |  | no |  |  | 1358014.26 | 15424741.641 |  | -1
node_8103401_200885487 |  |  | PQ | ABCD | 2771.281 | 8103401 | no | no |  |  | no |  |  | 1357913.088 | 15424976.355 |  | -1
node_8103401_200885488 |  |  | PQ | ABCD | 2771.281 | 8103401 | no | no |  |  | no |  |  | 1357819.029 | 15425186.175 |  | -1
node_8103401_200885489 |  |  | PQ | ABCD | 2771.281 | 8103401 | no | no |  |  | no |  |  | 1357711.522 | 15425422.371 |  | -1
node_8103401_200885490 |  |  | PQ | ABCD | 2771.281 | 8103401 | no | no |  |  | no |  |  | 1357601.518 | 15425660.858 |  | -1
node_8103401_200885491 |  |  | PQ | ABCD | 2771.281 | 8103401 | no | no |  |  | no |  |  | 1357488.587 | 15425905.588 |  | -1
node_8103401_200885492 |  |  | PQ | ABCD | 2771.281 | 8103401 | no | no |  |  | no |  |  | 1357375.521 | 15426157.319 |  | -1
node_8103401_200885493 |  |  | PQ | ABCD | 2771.281 | 8103401 | no | no |  |  | no |  |  | 1357268.378 | 15426400.541 |  | -1
node_8103401_200885494 |  |  | PQ | ABCN | 2771.281 | 8103401 | no | no |  |  | no |  |  | 1357160.313 | 15426636.409 |  | -1
node_8103401_200885496 |  |  | PQ | ABCD | 2771.281 | 8103401 | no | no |  |  | no |  |  | 1357056.923 | 15426837.398 |  | -1
node_8103401_200885542 |  |  | PQ | ABCN | 19918.584 | 8103401 | no | no |  |  | no |  |  | 1358634.251 | 15419448.095 |  | -1
node_8103401_200885543 |  |  | PQ | ABCN | 19918.584 | 8103401 | no | no |  |  | no |  |  | 1358393.405 | 15419489.042 |  | -1
node_8103401_200885544 |  |  | PQ | AD | 2771.281 | 8103401 | no | no |  |  | no |  |  | 1358986.622 | 15418352.554 |  | -1
node_8103401_200885545 |  |  | PQ | AD | 2771.281 | 8103401 | no | no |  |  | no |  |  | 1358979.888 | 15418545.094 |  | -1
node_8103401_200885546 |  |  | PQ | AD | 2771.281 | 8103401 | no | no |  |  | no |  |  | 1358984.893 | 15418695.88 |  | -1
node_8103401_200885547 |  |  | PQ | AD | 2771.281 | 8103401 | no | no |  |  | no |  |  | 1358992.98 | 15418937.628 |  | -1
node_8103401_200885548 |  |  | PQ | AD | 2771.281 | 8103401 | no | no |  |  | no |  |  | 1358994.689 | 15418985.732 |  | -1
node_8103401_200885549 |  |  | PQ | AD | 2771.281 | 8103401 | no | no |  |  | no |  |  | 1358996.304 | 15418991.111 |  | -1
node_8103401_200885550 |  |  | PQ | AD | 2771.281 | 8103401 | no | no |  |  | no |  |  | 1358996.179 | 15419044.207 |  | -1
node_8103401_200885551 |  |  | PQ | AD | 2771.281 | 8103401 | no | no |  |  | no |  |  | 1359001.345 | 15419092.921 |  | -1
node_8103401_200885552 |  |  | PQ | AN | 2771.281 | 8103401 | no | no |  |  | no |  |  | 1358995.534 | 15419235.978 |  | -1
node_8103401_200885553 |  |  | PQ | ABCN | 19918.584 | 8103401 | no | no |  |  | no |  |  | 1358994.701 | 15419389.668 |  | -1
node_8103401_200885554 |  |  | PQ | ABCN | 19918.584 | 8103401 | no | no |  |  | no |  |  | 1358990.799 | 15419563.219 |  | -1
node_8103401_200885555 |  |  | PQ | ABCN | 19918.584 | 8103401 | no | no |  |  | no |  |  | 1358988.773 | 15419710.23 |  | -1
node_8103401_200885556 |  |  | PQ | ABCN | 19918.584 | 8103401 | no | no |  |  | no |  |  | 1358987.963 | 15419927.896 |  | -1
node_8103401_200885557 |  |  | PQ | ABCN | 19918.584 | 8103401 | no | no |  |  | no |  |  | 1358985.651 | 15420141.194 |  | -1
node_8103401_200885559 |  |  | PQ | ABCN | 19918.584 | 8103401 | no | no |  |  | no |  |  | 1358869.838 | 15420540.351 |  | -1
node_8103401_200885560 |  |  | PQ | ABCN | 19918.584 | 8103401 | no | no |  |  | no |  |  | 1358767.246 | 15420737.114 |  | -1
node_8103401_200886262 |  |  | PQ | AN | 7199.558 | 8103401 | no | no |  |  | no |  |  | 1350021.831 | 15437221.655 |  | -1
node_8103401_200886263 |  |  | PQ | AN | 7199.558 | 8103401 | no | no |  |  | no |  |  | 1349769.39 | 15437369.113 |  | -1
node_8103401_200886265 |  |  | PQ | AN | 2771.281 | 8103401 | no | no |  |  | no |  |  | 1347805.096 | 15433151.095 |  | -1
node_8103401_200886266 |  |  | PQ | AD | 2771.281 | 8103401 | no | no |  |  | no |  |  | 1347727.19 | 15433474.873 |  | -1
node_8103401_200886267 |  |  | PQ | AN | 2771.281 | 8103401 | no | no |  |  | no |  |  | 1347628.873 | 15433772.122 |  | -1
node_8103401_200886269 |  |  | PQ | AD | 2771.281 | 8103401 | no | no |  |  | no |  |  | 1350562.455 | 15435704.985 |  | -1
node_8103401_200886270 |  |  | PQ | AN | 2771.281 | 8103401 | no | no |  |  | no |  |  | 1349729.757 | 15439379.884 |  | -1
node_8103401_200886271 |  |  | PQ | AD | 2771.281 | 8103401 | no | no |  |  | no |  |  | 1350510.776 | 15436168.752 |  | -1
node_8103401_200886272 |  |  | PQ | AN | 2771.281 | 8103401 | no | no |  |  | no |  |  | 1350787.527 | 15436373.994 |  | -1
node_8103401_200886273 |  |  | PQ | AN | 2771.281 | 8103401 | no | no |  |  | no |  |  | 1350971.318 | 15436127.113 |  | -1
node_8103401_200886274 |  |  | PQ | AN | 2771.281 | 8103401 | no | no |  |  | no |  |  | 1350348.525 | 15436659.396 |  | -1
node_8103401_200886279 |  |  | PQ | AN | 2771.281 | 8103401 | no | no |  |  | no |  |  | 1350240.07 | 15436982.827 |  | -1
node_8103401_200886280 |  |  | PQ | AN | 2771.281 | 8103401 | no | no |  |  | no |  |  | 1350281.409 | 15437276.355 |  | -1
node_8103401_200886281 |  |  | PQ | AN | 2771.281 | 8103401 | no | no |  |  | no |  |  | 1350351.988 | 15437123.113 |  | -1
node_8103401_200886282 |  |  | PQ | AD | 7199.558 | 8103401 | no | no |  |  | no |  |  | 1350106.181 | 15437225.416 |  | -1
node_8103401_200886283 |  |  | PQ | AN | 2771.281 | 8103401 | no | no |  |  | no |  |  | 1350630.473 | 15437118.957 |  | -1
node_8103401_200886285 |  |  | PQ | AD | 2771.281 | 8103401 | no | no |  |  | no |  |  | 1350207.315 | 15437511.484 |  | -1
node_8103401_200886287 |  |  | PQ | AD | 2771.281 | 8103401 | no | no |  |  | no |  |  | 1350200.076 | 15437745.539 |  | -1
node_8103401_200886288 |  |  | PQ | AD | 2771.281 | 8103401 | no | no |  |  | no |  |  | 1350166.713 | 15438114.867 |  | -1
node_8103401_200886289 |  |  | PQ | AD | 2771.281 | 8103401 | no | no |  |  | no |  |  | 1350145.08 | 15438545.786 |  | -1
node_8103401_200886290 |  |  | PQ | AD | 2771.281 | 8103401 | no | no |  |  | no |  |  | 1349852.595 | 15439116.125 |  | -1
node_8103401_200886291 |  |  | PQ | AN | 2771.281 | 8103401 | no | no |  |  | no |  |  | 1346378.977 | 15441358.873 |  | -1
node_8103401_200886292 |  |  | PQ | AD | 2771.281 | 8103401 | no | no |  |  | no |  |  | 1346253.885 | 15440738.915 |  | -1
node_8103401_200886293 |  |  | PQ | AD | 2771.281 | 8103401 | no | no |  |  | no |  |  | 1346594.56 | 15440910.519 |  | -1
node_8103401_200886294 |  |  | PQ | AD | 2771.281 | 8103401 | no | no |  |  | no |  |  | 1346951.999 | 15440989.705 |  | -1
node_8103401_200886295 |  |  | PQ | AD | 2771.281 | 8103401 | no | no |  |  | no |  |  | 1347312.31 | 15441076.257 |  | -1
node_8103401_200886296 |  |  | PQ | AD | 2771.281 | 8103401 | no | no |  |  | no |  |  | 1347587.93 | 15441126.462 |  | -1
node_8103401_200886297 |  |  | PQ | AD | 2771.281 | 8103401 | no | no |  |  | no |  |  | 1347874.896 | 15441335.526 |  | -1
node_8103401_200886298 |  |  | PQ | AN | 2771.281 | 8103401 | no | no |  |  | no |  |  | 1348274.12 | 15441295.92 |  | -1
node_8103401_200886299 |  |  | PQ | AN | 2771.281 | 8103401 | no | no |  |  | no |  |  | 1343815.29 | 15443434.412 |  | -1
node_8103401_200886300 |  |  | PQ | AD | 2771.281 | 8103401 | no | no |  |  | no |  |  | 1344815.799 | 15441980.014 |  | -1
node_8103401_200886301 |  |  | PQ | AD | 2771.281 | 8103401 | no | no |  |  | no |  |  | 1343483.967 | 15442266.372 |  | -1
node_8103401_200886302 |  |  | PQ | AN | 2771.281 | 8103401 | no | no |  |  | no |  |  | 1343482.754 | 15442033.677 |  | -1
node_8103401_200886304 |  |  | PQ | AD | 2771.281 | 8103401 | no | no |  |  | no |  |  | 1344641.248 | 15442159.225 |  | -1
node_8103401_200886305 |  |  | PQ | AN | 2771.281 | 8103401 | no | no |  |  | no |  |  | 1344463.403 | 15442335.106 |  | -1
node_8103401_200886306 |  |  | PQ | AN | 2771.281 | 8103401 | no | no |  |  | no |  |  | 1344250.603 | 15442580.658 |  | -1
node_8103401_200886307 |  |  | PQ | AD | 2771.281 | 8103401 | no | no |  |  | no |  |  | 1343969.932 | 15442718.649 |  | -1
node_8103401_200886308 |  |  | PQ | AN | 2771.281 | 8103401 | no | no |  |  | no |  |  | 1343680.92 | 15442860.553 |  | -1
node_8103401_200886310 |  |  | PQ | AD | 2771.281 | 8103401 | no | no |  |  | no |  |  | 1343473.214 | 15442958.362 |  | -1
node_8103401_200886311 |  |  | PQ | AN | 2771.281 | 8103401 | no | no |  |  | no |  |  | 1343422.165 | 15443277.755 |  | -1
node_8103401_200886312 |  |  | PQ | AN | 2771.281 | 8103401 | no | no |  |  | no |  |  | 1343392.315 | 15443631.589 |  | -1
node_8103401_200886313 |  |  | PQ | AN | 2771.281 | 8103401 | no | no |  |  | no |  |  | 1343392.649 | 15443795.551 |  | -1
node_8103401_200886314 |  |  | PQ | AN | 2771.281 | 8103401 | no | no |  |  | no |  |  | 1343475.184 | 15442707.861 |  | -1
node_8103401_200886315 |  |  | PQ | AN | 2771.281 | 8103401 | no | no |  |  | no |  |  | 1343477.864 | 15442454.616 |  | -1
node_8103401_200886317 |  |  | PQ | AD | 2771.281 | 8103401 | no | no |  |  | no |  |  | 1347600.912 | 15437284.114 |  | -1
node_8103401_200886318 |  |  | PQ | AN | 2771.281 | 8103401 | no | no |  |  | no |  |  | 1348499.664 | 15435101.827 |  | -1
node_8103401_200886319 |  |  | PQ | AD | 2771.281 | 8103401 | no | no |  |  | no |  |  | 1347730.11 | 15437062.109 |  | -1
node_8103401_200886320 |  |  | PQ | AD | 2771.281 | 8103401 | no | no |  |  | no |  |  | 1347858.086 | 15436841.782 |  | -1
node_8103401_200886321 |  |  | PQ | AD | 2771.281 | 8103401 | no | no |  |  | no |  |  | 1347893.198 | 15436659.813 |  | -1
node_8103401_200886322 |  |  | PQ | AD | 2771.281 | 8103401 | no | no |  |  | no |  |  | 1347932.413 | 15436417.451 |  | -1
node_8103401_200886323 |  |  | PQ | AD | 2771.281 | 8103401 | no | no |  |  | no |  |  | 1347970.92 | 15436179.03 |  | -1
node_8103401_200886324 |  |  | PQ | AD | 2771.281 | 8103401 | no | no |  |  | no |  |  | 1348000.507 | 15435953.243 |  | -1
node_8103401_200886325 |  |  | PQ | AD | 2771.281 | 8103401 | no | no |  |  | no |  |  | 1348110.568 | 15435703.117 |  | -1
node_8103401_200886326 |  |  | PQ | AD | 2771.281 | 8103401 | no | no |  |  | no |  |  | 1348207.953 | 15435488.836 |  | -1
node_8103401_200886327 |  |  | PQ | AN | 2771.281 | 8103401 | no | no |  |  | no |  |  | 1346682.788 | 15440382.027 |  | -1
node_8103401_200886328 |  |  | PQ | AN | 2771.281 | 8103401 | no | no |  |  | no |  |  | 1346749.965 | 15440038.972 |  | -1
node_8103401_200886329 |  |  | PQ | ABCD | 2771.281 | 8103401 | no | no |  |  | no |  |  | 1352154.074 | 15433896.496 |  | -1
node_8103401_200886331 |  |  | PQ | ABCD | 2771.281 | 8103401 | no | no |  |  | no |  |  | 1352061.719 | 15433957.054 |  | -1
node_8103401_200886332 |  |  | PQ | ABCD | 2771.281 | 8103401 | no | no |  |  | no |  |  | 1351960.512 | 15434014.589 |  | -1
node_8103401_200886333 |  |  | PQ | ABCD | 2771.281 | 8103401 | no | no |  |  | no |  |  | 1351865.822 | 15434069.402 |  | -1
node_8103401_200886334 |  |  | PQ | ABCD | 2771.281 | 8103401 | no | no |  |  | no |  |  | 1351752.211 | 15434122.259 |  | -1
node_8103401_200886335 |  |  | PQ | ABCD | 2771.281 | 8103401 | no | no |  |  | no |  |  | 1351636.638 | 15434191.461 |  | -1
node_8103401_200886336 |  |  | PQ | ABCD | 2771.281 | 8103401 | no | no |  |  | no |  |  | 1351546.216 | 15434243.868 |  | -1
node_8103401_200886337 |  |  | PQ | ABCN | 2771.281 | 8103401 | no | no |  |  | no |  |  | 1351423.571 | 15434299.733 |  | -1
node_8103401_200886338 |  |  | PQ | ABCD | 2771.281 | 8103401 | no | no |  |  | no |  |  | 1351354.797 | 15434404.443 |  | -1
node_8103401_200886339 |  |  | PQ | ABCD | 2771.281 | 8103401 | no | no |  |  | no |  |  | 1351282.326 | 15434510.71 |  | -1
node_8103401_200886340 |  |  | PQ | ABCD | 2771.281 | 8103401 | no | no |  |  | no |  |  | 1351205.849 | 15434617.837 |  | -1
node_8103401_200886341 |  |  | PQ | ABCD | 2771.281 | 8103401 | no | no |  |  | no |  |  | 1351135.271 | 15434723.002 |  | -1
node_8103401_200886342 |  |  | PQ | ABCN | 2771.281 | 8103401 | no | no |  |  | no |  |  | 1351060.024 | 15434832.457 |  | -1
node_8103401_200886343 |  |  | PQ | ABCD | 2771.281 | 8103401 | no | no |  |  | no |  |  | 1351022.688 | 15434889.66 |  | -1
node_8103401_200886344 |  |  | PQ | ABCD | 2771.281 | 8103401 | no | no |  |  | no |  |  | 1350992.308 | 15434979.511 |  | -1
node_8103401_200886345 |  |  | PQ | ABCN | 2771.281 | 8103401 | no | no |  |  | no |  |  | 1350918.19 | 15435055.248 |  | -1
node_8103401_200886346 |  |  | PQ | ABCD | 2771.281 | 8103401 | no | no |  |  | no |  |  | 1350827.716 | 15435143.505 |  | -1
node_8103401_200886348 |  |  | PQ | ABCD | 2771.281 | 8103401 | no | no |  |  | no |  |  | 1350795.111 | 15435260.189 |  | -1
node_8103401_200886351 |  |  | PQ | ABCD | 2771.281 | 8103401 | no | no |  |  | no |  |  | 1350614.389 | 15435305.153 |  | -1
node_8103401_200886352 |  |  | PQ | AD | 2771.281 | 8103401 | no | no |  |  | no |  |  | 1350502.867 | 15435266.003 |  | -1
node_8103401_200886353 |  |  | PQ | AN | 2771.281 | 8103401 | no | no |  |  | no |  |  | 1350407.933 | 15435156.61 |  | -1
node_8103401_200886354 |  |  | PQ | AD | 2771.281 | 8103401 | no | no |  |  | no |  |  | 1350368.321 | 15435093.957 |  | -1
node_8103401_200886355 |  |  | PQ | AD | 2771.281 | 8103401 | no | no |  |  | no |  |  | 1350107.232 | 15435185.361 |  | -1
node_8103401_200886356 |  |  | PQ | AD | 2771.281 | 8103401 | no | no |  |  | no |  |  | 1349802.089 | 15435451.694 |  | -1
node_8103401_200886357 |  |  | PQ | AD | 2771.281 | 8103401 | no | no |  |  | no |  |  | 1349561.817 | 15435634.137 |  | -1
node_8103401_200886358 |  |  | PQ | AD | 2771.281 | 8103401 | no | no |  |  | no |  |  | 1349257.766 | 15435846.096 |  | -1
node_8103401_200886359 |  |  | PQ | AD | 2771.281 | 8103401 | no | no |  |  | no |  |  | 1348992.626 | 15436038.703 |  | -1
node_8103401_200886360 |  |  | PQ | AD | 2771.281 | 8103401 | no | no |  |  | no |  |  | 1348701.097 | 15436320.648 |  | -1
node_8103401_200886361 |  |  | PQ | AD | 2771.281 | 8103401 | no | no |  |  | no |  |  | 1348432.133 | 15436578.479 |  | -1
node_8103401_200886362 |  |  | PQ | AD | 2771.281 | 8103401 | no | no |  |  | no |  |  | 1348196.565 | 15436795.617 |  | -1
node_8103401_200886363 |  |  | PQ | AD | 2771.281 | 8103401 | no | no |  |  | no |  |  | 1347906.739 | 15437087.391 |  | -1
node_8103401_200886364 |  |  | PQ | AD | 2771.281 | 8103401 | no | no |  |  | no |  |  | 1347669.552 | 15437313.857 |  | -1
node_8103401_200886365 |  |  | PQ | AN | 2771.281 | 8103401 | no | no |  |  | no |  |  | 1347520.902 | 15437449.839 |  | -1
node_8103401_200886366 |  |  | PQ | AD | 2771.281 | 8103401 | no | no |  |  | no |  |  | 1347404.541 | 15437571.584 |  | -1
node_8103401_200886367 |  |  | PQ | AD | 2771.281 | 8103401 | no | no |  |  | no |  |  | 1347259.715 | 15437831.317 |  | -1
node_8103401_200886368 |  |  | PQ | AD | 2771.281 | 8103401 | no | no |  |  | no |  |  | 1347081.038 | 15438161.011 |  | -1
node_8103401_200886369 |  |  | PQ | AN | 2771.281 | 8103401 | no | no |  |  | no |  |  | 1346919.374 | 15438452.701 |  | -1
node_8103401_200886370 |  |  | PQ | AD | 2771.281 | 8103401 | no | no |  |  | no |  |  | 1346745.431 | 15438805.224 |  | -1
node_8103401_200886371 |  |  | PQ | AD | 2771.281 | 8103401 | no | no |  |  | no |  |  | 1346578.677 | 15439156.564 |  | -1
node_8103401_200886372 |  |  | PQ | AD | 2771.281 | 8103401 | no | no |  |  | no |  |  | 1346406.627 | 15439499.554 |  | -1
node_8103401_200886373 |  |  | PQ | AD | 2771.281 | 8103401 | no | no |  |  | no |  |  | 1346208.668 | 15439916.585 |  | -1
node_8103401_200886374 |  |  | PQ | AD | 2771.281 | 8103401 | no | no |  |  | no |  |  | 1346053.431 | 15440248.86 |  | -1
node_8103401_200886375 |  |  | PQ | AD | 2771.281 | 8103401 | no | no |  |  | no |  |  | 1345900.165 | 15440560.115 |  | -1
node_8103401_200886376 |  |  | PQ | AN | 2771.281 | 8103401 | no | no |  |  | no |  |  | 1346050.558 | 15440485.772 |  | -1
node_8103401_200886377 |  |  | PQ | AN | 2771.281 | 8103401 | no | no |  |  | no |  |  | 1345622.231 | 15441121.086 |  | -1
node_8103401_200886380 |  |  | PQ | AN | 2771.281 | 8103401 | no | no |  |  | no |  |  | 1345273.56 | 15441410.584 |  | -1
node_8103401_200886382 |  |  | PQ | AD | 2771.281 | 8103401 | no | no |  |  | no |  |  | 1345083.243 | 15441574.958 |  | -1
node_8103401_200886383 |  |  | PQ | AD | 2771.281 | 8103401 | no | no |  |  | no |  |  | 1345006.271 | 15441780.1 |  | -1
node_8103401_200886384 |  |  | PQ | AN | 2771.281 | 8103401 | no | no |  |  | no |  |  | 1344969.082 | 15441893.194 |  | -1
node_8103401_200886385 |  |  | PQ | AN | 2771.281 | 8103401 | no | no |  |  | no |  |  | 1344912.178 | 15442089.185 |  | -1
node_8103401_200886386 |  |  | PQ | AD | 2771.281 | 8103401 | no | no |  |  | no |  |  | 1344818.69 | 15442356.694 |  | -1
node_8103401_200886387 |  |  | PQ | AD | 2771.281 | 8103401 | no | no |  |  | no |  |  | 1344721.198 | 15442655.76 |  | -1
node_8103401_200886388 |  |  | PQ | AD | 2771.281 | 8103401 | no | no |  |  | no |  |  | 1344637.573 | 15442963.601 |  | -1
node_8103401_200886389 |  |  | PQ | AN | 2771.281 | 8103401 | no | no |  |  | no |  |  | 1344528.392 | 15443300.089 |  | -1
node_8103401_200886390 |  |  | PQ | AN | 2771.281 | 8103401 | no | no |  |  | no |  |  | 1344406.433 | 15443658.154 |  | -1
node_8103401_200886391 |  |  | PQ | AD | 2771.281 | 8103401 | no | no |  |  | no |  |  | 1344417.816 | 15443907.065 |  | -1
node_8103401_200886392 |  |  | PQ | AD | 2771.281 | 8103401 | no | no |  |  | no |  |  | 1344437.971 | 15444142.069 |  | -1
node_8103401_200886393 |  |  | PQ | AN | 2771.281 | 8103401 | no | no |  |  | no |  |  | 1344484.283 | 15444935.01 |  | -1
node_8103401_200886394 |  |  | PQ | ABCN | 2771.281 | 8103401 | no | no |  |  | no |  |  | 1352855.991 | 15432987.816 |  | -1
node_8103401_200886395 |  |  | PQ | ABCD | 2771.281 | 8103401 | no | no |  |  | no |  |  | 1352675.115 | 15433234.711 |  | -1
node_8103401_200886396 |  |  | PQ | ABCN | 2771.281 | 8103401 | no | no |  |  | no |  |  | 1352538.022 | 15433514.686 |  | -1
node_8103401_200886399 |  |  | PQ | ABCN | 2771.281 | 8103401 | no | no |  |  | no |  |  | 1352409.178 | 15433892.553 |  | -1
node_8103401_200907850 |  |  | PQ | AD | 2771.281 | 8103401 | no | no |  |  | no |  |  | 1331820.82 | 15414350.721 |  | -1
node_8103401_200907851 |  |  | PQ | AD | 11.951 | 8103401 | no | no |  |  | no |  |  | 1356574.138 | 15416368.956 |  | -1
node_8103401_200907852 |  |  | PQ | AD | 2771.281 | 8103401 | no | no |  |  | no |  |  | 1351129.333 | 15411059.625 |  | -1
node_8103401_200907862 |  |  | PQ | AD | 2771.281 | 8103401 | no | no |  |  | no |  |  | 1349781.097 | 15424371.439 |  | -1
node_8103401_200907863 |  |  | PQ | AN | 7199.558 | 8103401 | no | no |  |  | no |  |  | 1350065.771 | 15437222.834 |  | -1
node_8103401_200907864 |  |  | PQ | AN | 7199.558 | 8103401 | no | no |  |  | no |  |  | 1349982.958 | 15437182.506 |  | -1
node_8103401_200940906 |  |  | PQ | ABCN | 19918.584 | 8103401 | no | no |  |  | no |  |  | 1359982.683 | 15422960.261 |  | -1
node_8103401_200943346 |  |  | PQ | ABCN | 19918.584 | 8103401 | no | no |  |  | no |  |  | 1358980.369 | 15420330.548 |  | -1
node_8103401_200948367 |  |  | PQ | ABCN | 19918.584 | 8103401 | no | no |  |  | no |  |  | 1343975.118 | 15418133.287 |  | -1
node_8103401_200950396 |  |  | PQ | AD | 2771.281 | 8103401 | no | no |  |  | no |  |  | 1346549.717 | 15411467.392 |  | -1
node_8103401_200950436 |  |  | PQ | AN | 19918.584 | 8103401 | no | no |  |  | no |  |  | 1354468.313 | 15417571.677 |  | -1
node_8103401_200950759 |  |  | PQ | ABCN | 19918.584 | 8103401 | no | no |  |  | no |  |  | 1348061.679 | 15417565.783 |  | -1
node_8103401_200950760 |  |  | PQ | ABCN | 19918.584 | 8103401 | no | no |  |  | no |  |  | 1348192.317 | 15417555.053 |  | -1
node_8103401_200950761 |  |  | PQ | ABCN | 19918.584 | 8103401 | no | no |  |  | no |  |  | 1348469.199 | 15417486.563 |  | -1
node_8103401_200950762 |  |  | PQ | ABCN | 19918.584 | 8103401 | no | no |  |  | no |  |  | 1348710.887 | 15417467.686 |  | -1
node_8103401_200950763 |  |  | PQ | ABCN | 19918.584 | 8103401 | no | no |  |  | no |  |  | 1348983.403 | 15417439.254 |  | -1
node_8103401_200950764 |  |  | PQ | ABCN | 19918.584 | 8103401 | no | no |  |  | no |  |  | 1349228.833 | 15417458.663 |  | -1
node_8103401_200950765 |  |  | PQ | ABCN | 19918.584 | 8103401 | no | no |  |  | no |  |  | 1349442.076 | 15417515.554 |  | -1
node_8103401_200950766 |  |  | PQ | ABCN | 19918.584 | 8103401 | no | no |  |  | no |  |  | 1349715.284 | 15417559.916 |  | -1
node_8103401_200950767 |  |  | PQ | ABCN | 19918.584 | 8103401 | no | no |  |  | no |  |  | 1349921.509 | 15417594.614 |  | -1
node_8103401_200950768 |  |  | PQ | ABCN | 19918.584 | 8103401 | no | no |  |  | no |  |  | 1350205.56 | 15417634.143 |  | -1
node_8103401_200950769 |  |  | PQ | ABCN | 19918.584 | 8103401 | no | no |  |  | no |  |  | 1350432.14 | 15417670.83 |  | -1
node_8103401_200950770 |  |  | PQ | ABCN | 19918.584 | 8103401 | no | no |  |  | no |  |  | 1350712.855 | 15417700.701 |  | -1
node_8103401_200950898 |  |  | PQ | ABCN | 19918.584 | 8103401 | no | no |  |  | no |  |  | 1346891.923 | 15417523.307 |  | -1
node_8103401_200950901 |  |  | PQ | ABCN | 19918.584 | 8103401 | no | no |  |  | no |  |  | 1347549.918 | 15417560.022 |  | -1
node_8103401_200950902 |  |  | PQ | ABCN | 19918.584 | 8103401 | no | no |  |  | no |  |  | 1347745.256 | 15417588.114 |  | -1
node_8103401_200950968 |  |  | PQ | ABCN | 19918.584 | 8103401 | no | no |  |  | no |  |  | 1342910.676 | 15418583.296 |  | -1
node_8103401_200950969 |  |  | PQ | ABCN | 19918.584 | 8103401 | no | no |  |  | no |  |  | 1343363.238 | 15418390.785 |  | -1
node_8103401_200950970 |  |  | PQ | ABCN | 19918.584 | 8103401 | no | no |  |  | no |  |  | 1343616.755 | 15418284.925 |  | -1
node_8103401_200950971 |  |  | PQ | ABCN | 19918.584 | 8103401 | no | no |  |  | no |  |  | 1343845.3 | 15418184.948 |  | -1
node_8103401_200950972 |  |  | PQ | AN | 2771.281 | 8103401 | no | no |  |  | no |  |  | 1343965.045 | 15418300.558 |  | -1
node_8103401_200950973 |  |  | PQ | AN | 2771.281 | 8103401 | no | no |  |  | no |  |  | 1343934.091 | 15417944.179 |  | -1
node_8103401_200950974 |  |  | PQ | ABCN | 19918.584 | 8103401 | no | no |  |  | no |  |  | 1344143.832 | 15418068.08 |  | -1
node_8103401_200950975 |  |  | PQ | ABCN | 19918.584 | 8103401 | no | no |  |  | no |  |  | 1344357.457 | 15417984.032 |  | -1
node_8103401_200950976 |  |  | PQ | ABCN | 19918.584 | 8103401 | no | no |  |  | no |  |  | 1344620.972 | 15417829.302 |  | -1
node_8103401_200950977 |  |  | PQ | ABCN | 19918.584 | 8103401 | no | no |  |  | no |  |  | 1344913.58 | 15417729.143 |  | -1
node_8103401_200950978 |  |  | PQ | ABCN | 19918.584 | 8103401 | no | no |  |  | no |  |  | 1345178.519 | 15417632.658 |  | -1
node_8103401_200950979 |  |  | PQ | ABCN | 19918.584 | 8103401 | no | no |  |  | no |  |  | 1345433.278 | 15417613.124 |  | -1
node_8103401_200950980 |  |  | PQ | ABCN | 19918.584 | 8103401 | no | no |  |  | no |  |  | 1345728.057 | 15417586.928 |  | -1
node_8103401_200950981 |  |  | PQ | ABCN | 19918.584 | 8103401 | no | no |  |  | no |  |  | 1345978.823 | 15417564.673 |  | -1
node_8103401_200950982 |  |  | PQ | ABCN | 19918.584 | 8103401 | no | no |  |  | no |  |  | 1346166.944 | 15417549.998 |  | -1
node_8103401_200950983 |  |  | PQ | ABCN | 19918.584 | 8103401 | no | no |  |  | no |  |  | 1346376.495 | 15417530.898 |  | -1
node_8103401_200950984 |  |  | PQ | ABCN | 19918.584 | 8103401 | no | no |  |  | no |  |  | 1346630.328 | 15417506.314 |  | -1
node_8103401_200951014 |  |  | PQ | ABCN | 19918.584 | 8103401 | no | no |  |  | no |  |  | 1341680.902 | 15419119.556 |  | -1
node_8103401_200951015 |  |  | PQ | ABCN | 19918.584 | 8103401 | no | no |  |  | no |  |  | 1341910.575 | 15419015.51 |  | -1
node_8103401_200951016 |  |  | PQ | ABCN | 19918.584 | 8103401 | no | no |  |  | no |  |  | 1342429.435 | 15418794.234 |  | -1
node_8103401_200959370 |  |  | PQ | ABCN | 19918.584 | 8103401 | no | no |  |  | no |  |  | 1341509.134 | 15419193.8 |  | -1
node_8103401_200961540 |  |  | PQ | AN | 2771.281 | 8103401 | no | no |  |  | no |  |  | 1341679.704 | 15402831.158 |  | -1
node_8103401_200969583 |  |  | PQ | AD | 2771.281 | 8103401 | no | no |  |  | no |  |  | 1346961.379 | 15405164.663 |  | -1
node_8103401_200969584 |  |  | PQ | AD | 2771.281 | 8103401 | no | no |  |  | no |  |  | 1346878.106 | 15405471.911 |  | -1
node_8103401_200972428 |  |  | PQ | AN | 2771.281 | 8103401 | no | no |  |  | no |  |  | 1338883.262 | 15430026.086 |  | -1
node_8103401_200974838 |  |  | PQ | AN | 2771.281 | 8103401 | no | no |  |  | no |  |  | 1344926.224 | 15411152.491 |  | -1
node_8103401_200977820 |  |  | PQ | AD | 2771.281 | 8103401 | no | no |  |  | no |  |  | 1331299.313 | 15423821.611 |  | -1
node_8103401_200977821 |  |  | PQ | AD | 2771.281 | 8103401 | no | no |  |  | no |  |  | 1331100.036 | 15423823.88 |  | -1
node_8103401_200977822 |  |  | PQ | AD | 2771.281 | 8103401 | no | no |  |  | no |  |  | 1330924.036 | 15423880.482 |  | -1
node_8103401_200980619 |  |  | PQ | AD | 2771.281 | 8103401 | no | no |  |  | no |  |  | 1351373.834 | 15408307.662 |  | -1
node_8103401_200980633 |  |  | PQ | AD | 2771.281 | 8103401 | no | no |  |  | no |  |  | 1351281.984 | 15408778.372 |  | -1
node_8103401_200981820 |  |  | PQ | ABCN | 19918.584 | 8103401 | no | no |  |  | no |  |  | 1358242.416 | 15419524.477 |  | -1
node_8103401_200982792 |  |  | PQ | AN | 2771.281 | 8103401 | no | no |  |  | no |  |  | 1349166.241 | 15427385.431 |  | -1
node_8103401_200988183 |  |  | PQ | AD | 2771.281 | 8103401 | no | no |  |  | no |  |  | 1344485.514 | 15411069.894 |  | -1
node_8103401_200993740 |  |  | PQ | AN | 2771.281 | 8103401 | no | no |  |  | no |  |  | 1334561.995 | 15413052.416 |  | -1
node_8103401_200996128 |  |  | PQ | AN | 2771.281 | 8103401 | no | no |  |  | no |  |  | 1334597.34 | 15412805.397 |  | -1
node_8103401_201008759 |  |  | PQ | AN | 2771.281 | 8103401 | no | no |  |  | no |  |  | 1352124.526 | 15418372.329 |  | -1
node_8103401_201009032 |  |  | PQ | AN | 2771.281 | 8103401 | no | no |  |  | no |  |  | 1351806.27 | 15404924.933 |  | -1
node_8103401_201009805 |  |  | PQ | ABCN | 19918.584 | 8103401 | no | no |  |  | no |  |  | 1341076.667 | 15419330.733 |  | -1
node_8103401_201009806 |  |  | PQ | ABCN | 19918.584 | 8103401 | no | no |  |  | no |  |  | 1340682.596 | 15419433.433 |  | -1
node_8103401_201009807 |  |  | PQ | ABCN | 19918.584 | 8103401 | no | no |  |  | no |  |  | 1340371.165 | 15419469.184 |  | -1
node_8103401_201009808 |  |  | PQ | ABCN | 19918.584 | 8103401 | no | no |  |  | no |  |  | 1340102.296 | 15419548.317 |  | -1
node_8103401_201009809 |  |  | PQ | ABCN | 19918.584 | 8103401 | no | no |  |  | no |  |  | 1339656.434 | 15419702.276 |  | -1
node_8103401_201009810 |  |  | PQ | ABCN | 19918.584 | 8103401 | no | no |  |  | no |  |  | 1339370.328 | 15419741.978 |  | -1
node_8103401_201009811 |  |  | PQ | ABCN | 19918.584 | 8103401 | no | no |  |  | no |  |  | 1339166.228 | 15419765.171 |  | -1
node_8103401_201009812 |  |  | PQ | ABCN | 19918.584 | 8103401 | no | no |  |  | no |  |  | 1338549.427 | 15419889.406 |  | -1
node_8103401_201009813 |  |  | PQ | ABCN | 19918.584 | 8103401 | no | no |  |  | no |  |  | 1338239.13 | 15419856.524 |  | -1
node_8103401_201009814 |  |  | PQ | ABCN | 19918.584 | 8103401 | no | no |  |  | no |  |  | 1337696.076 | 15419868.25 |  | -1
node_8103401_201009815 |  |  | PQ | ABCN | 19918.584 | 8103401 | no | no |  |  | no |  |  | 1337294.003 | 15419930.744 |  | -1
node_8103401_201009816 |  |  | PQ | ABCN | 19918.584 | 8103401 | no | no |  |  | no |  |  | 1337044.482 | 15419933.844 |  | -1
node_8103401_201009817 |  |  | PQ | ABCN | 19918.584 | 8103401 | no | no |  |  | no |  |  | 1336667.07 | 15419838.575 |  | -1
node_8103401_201009818 |  |  | PQ | ABCN | 19918.584 | 8103401 | no | no |  |  | no |  |  | 1336410.505 | 15419639.361 |  | -1
node_8103401_201009819 |  |  | PQ | ABCN | 19918.584 | 8103401 | no | no |  |  | no |  |  | 1336270.691 | 15419529.229 |  | -1
node_8103401_201009820 |  |  | PQ | ABCN | 19918.584 | 8103401 | no | no |  |  | no |  |  | 1335951.442 | 15419278.682 |  | -1
node_8103401_201009821 |  |  | PQ | ABCN | 19918.584 | 8103401 | no | no |  |  | no |  |  | 1337564.871 | 15419874.756 |  | -1
node_8103401_201009860 |  |  | PQ | ABCN | 19918.584 | 8103401 | no | no |  |  | no |  |  | 1336036.692 | 15419342.974 |  | -1
node_8103401_201009861 |  |  | PQ | ABCN | 19918.584 | 8103401 | no | no |  |  | no |  |  | 1341273.986 | 15419284.177 |  | -1
node_8103401_201009892 |  |  | PQ | ABCN | 19918.584 | 8103401 | no | no |  |  | no |  |  | 1337970.24 | 15419866.272 |  | -1
node_8103401_201010072 |  |  | PQ | AN | 19918.584 | 8103401 | no | no |  |  | no |  |  | 1354520.062 | 15417526.664 |  | -1
node_8103401_201010121 |  |  | PQ | AN | 19918.584 | 8103401 | no | no |  |  | no |  |  | 1354551.221 | 15416291.769 |  | -1
node_8103401_201010395 |  |  | PQ | AN | 2771.281 | 8103401 | no | no |  |  | no |  |  | 1349231.567 | 15424493.238 |  | -1
node_8103401_201011698 |  |  | PQ | ABCD | 2771.281 | 8103401 | no | no |  |  | no |  |  | 1353675.932 | 15432109.185 |  | -1
node_8103401_201012484 |  |  | PQ | AD | 2771.281 | 8103401 | no | no |  |  | no |  |  | 1332403.258 | 15415989.385 |  | -1
node_8103401_201012895 |  |  | PQ | AN | 2771.281 | 8103401 | no | no |  |  | no |  |  | 1332174.522 | 15415963.461 |  | -1
node_8103401_201013311 |  |  | PQ | AD | 2771.281 | 8103401 | no | no |  |  | no |  |  | 1351352.675 | 15408584.821 |  | -1
node_8103401_201014059 |  |  | PQ | AN | 19918.584 | 8103401 | no | no |  |  | no |  |  | 1336865.924 | 15419299.826 |  | -1
node_8103401_201014069 |  |  | PQ | ABCN | 19918.584 | 8103401 | no | no |  |  | no |  |  | 1336578.018 | 15419766.335 |  | -1
node_8103401_201014070 |  |  | PQ | ABCN | 19918.584 | 8103401 | no | no |  |  | no |  |  | 1336769.514 | 15419692.253 |  | -1
node_8103401_201014071 |  |  | PQ | ABCN | 19918.584 | 8103401 | no | no |  |  | no |  |  | 1336863.431 | 15419560.918 |  | -1
node_8103401_201014072 |  |  | PQ | ABCN | 19918.584 | 8103401 | no | no |  |  | no |  |  | 1336937.998 | 15419451.084 |  | -1
node_8103401_201014073 |  |  | PQ | ABCN | 19918.584 | 8103401 | no | no |  |  | no |  |  | 1336896.548 | 15419296.261 |  | -1
node_8103401_201014616 |  |  | PQ | AD | 2771.281 | 8103401 | no | no |  |  | no |  |  | 1342323.464 | 15425499.985 |  | -1
node_8103401_201014717 |  |  | PQ | ABCN | 19918.584 | 8103401 | no | no |  |  | no |  |  | 1338852.26 | 15419831.648 |  | -1
node_8103401_201014979 |  |  | PQ | ABCN | 19918.584 | 8103401 | no | no |  |  | no |  |  | 1354772.56 | 15417785.52 |  | -1
node_8103401_201015211 |  |  | PQ | AN | 2771.281 | 8103401 | no | no |  |  | no |  |  | 1359129.251 | 15409964.565 |  | -1
node_8103401_201015548 |  |  | PQ | AN | 2771.281 | 8103401 | no | no |  |  | no |  |  | 1351908.848 | 15409691.938 |  | -1
node_8103401_201017946 |  |  | PQ | AN | 2771.281 | 8103401 | no | no |  |  | no |  |  | 1330088.773 | 15422990.863 |  | -1
node_8103401_201017947 |  |  | PQ | AD | 2771.281 | 8103401 | no | no |  |  | no |  |  | 1329885.036 | 15423992.14 |  | -1
node_8103401_201017948 |  |  | PQ | AD | 2771.281 | 8103401 | no | no |  |  | no |  |  | 1329979.491 | 15423731.793 |  | -1
node_8103401_201017949 |  |  | PQ | AD | 2771.281 | 8103401 | no | no |  |  | no |  |  | 1330135.892 | 15423510.706 |  | -1
node_8103401_201017950 |  |  | PQ | AD | 2771.281 | 8103401 | no | no |  |  | no |  |  | 1330311.087 | 15423331.561 |  | -1
node_8103401_201017951 |  |  | PQ | AD | 2771.281 | 8103401 | no | no |  |  | no |  |  | 1330345.399 | 15423131.052 |  | -1
node_8103401_201018224 |  |  | PQ | AN | 2771.281 | 8103401 | no | no |  |  | no |  |  | 1340434.96 | 15409003.741 |  | -1
node_8103401_201018258 |  |  | PQ | AD | 2771.281 | 8103401 | no | no |  |  | no |  |  | 1340527.995 | 15409190.872 |  | -1
node_8103401_201018398 |  |  | PQ | AD | 2771.281 | 8103401 | no | no |  |  | no |  |  | 1338507.698 | 15406660.144 |  | -1
node_8103401_201018454 |  |  | PQ | AD | 2771.281 | 8103401 | no | no |  |  | no |  |  | 1339843.794 | 15408406.451 |  | -1
node_8103401_201018455 |  |  | PQ | AD | 2771.281 | 8103401 | no | no |  |  | no |  |  | 1339666.844 | 15408154.031 |  | -1
node_8103401_201018456 |  |  | PQ | AD | 2771.281 | 8103401 | no | no |  |  | no |  |  | 1340294.038 | 15408897.529 |  | -1
node_8103401_201018457 |  |  | PQ | AD | 2771.281 | 8103401 | no | no |  |  | no |  |  | 1340101.815 | 15408691.34 |  | -1
node_8103401_201018458 |  |  | PQ | AD | 2771.281 | 8103401 | no | no |  |  | no |  |  | 1339949.498 | 15408518.778 |  | -1
node_8103401_201018459 |  |  | PQ | AD | 2771.281 | 8103401 | no | no |  |  | no |  |  | 1338678.804 | 15406797.535 |  | -1
node_8103401_201041218 |  |  | PQ | AN | 2771.281 | 8103401 | no | no |  |  | no |  |  | 1349279.303 | 15423718.122 |  | -1
node_8103401_201043434 |  |  | PQ | AN | 2771.281 | 8103401 | no | no |  |  | no |  |  | 1340535.911 | 15407974.824 |  | -1
node_8103401_201044503 |  |  | PQ | AN | 11.951 | 8103401 | no | no |  |  | no |  |  | 1354396.512 | 15415005.102 |  | -1
node_8103401_201046102 |  |  | PQ | AN | 2771.281 | 8103401 | no | no |  |  | no |  |  | 1336695.298 | 15412254.979 |  | -1
node_8103401_201047119 |  |  | PQ | AN | 2771.281 | 8103401 | no | no |  |  | no |  |  | 1342615.218 | 15424207.913 |  | -1
node_8103401_201047541 |  |  | PQ | AN | 2771.281 | 8103401 | no | no |  |  | no |  |  | 1352615.043 | 15419980.408 |  | -1
node_8103401_201047542 |  |  | PQ | AD | 2771.281 | 8103401 | no | no |  |  | no |  |  | 1352801.965 | 15419980.112 |  | -1
node_8103401_201047543 |  |  | PQ | AD | 2771.281 | 8103401 | no | no |  |  | no |  |  | 1353058.99 | 15419874.285 |  | -1
node_8103401_201047544 |  |  | PQ | AD | 2771.281 | 8103401 | no | no |  |  | no |  |  | 1353228.892 | 15419728.514 |  | -1
node_8103401_201047545 |  |  | PQ | AN | 2771.281 | 8103401 | no | no |  |  | no |  |  | 1353495.047 | 15419563.308 |  | -1
node_8103401_201047574 |  |  | PQ | AN | 2771.281 | 8103401 | no | no |  |  | no |  |  | 1349783.18 | 15424616.002 |  | -1
node_8103401_201047639 |  |  | PQ | AN | 2771.281 | 8103401 | no | no |  |  | no |  |  | 1351167.356 | 15411320.373 |  | -1
node_8103401_201047739 |  |  | PQ | AN | 2771.281 | 8103401 | no | no |  |  | no |  |  | 1341104.59 | 15431971.587 |  | -1
node_8103401_201053511 |  |  | PQ | AN | 2771.281 | 8103401 | no | no |  |  | no |  |  | 1336731.311 | 15412513.905 |  | -1
node_8103401_201055362 |  |  | PQ | AN | 2771.281 | 8103401 | no | no |  |  | no |  |  | 1355260.993 | 15422014.099 |  | -1
node_8103401_201063902 |  |  | PQ | AD | 2771.281 | 8103401 | no | no |  |  | no |  |  | 1342548.562 | 15424348.721 |  | -1
node_8103401_201065733 |  |  | PQ | AN | 2771.281 | 8103401 | no | no |  |  | no |  |  | 1327917.656 | 15423254.573 |  | -1
node_8103401_201065734 |  |  | PQ | AN | 2771.281 | 8103401 | no | no |  |  | no |  |  | 1328162.706 | 15424604.683 |  | -1
node_8103401_201068853 |  |  | PQ | AD | 2771.281 | 8103401 | no | no |  |  | no |  |  | 1346616.169 | 15405630.745 |  | -1
node_8103401_201068854 |  |  | PQ | AN | 2771.281 | 8103401 | no | no |  |  | no |  |  | 1346357.956 | 15405784.919 |  | -1
node_8103401_310009353 |  |  | PQ | AN | 2771.281 | 8103401 | no | no |  |  | no |  |  | 1346930.101 | 15405486.071 |  | -1
node_8103401_310011486 |  |  | PQ | AD | 2771.281 | 8103401 | no | no |  |  | no |  |  | 1335847.498 | 15423339.068 |  | -1
node_8103401_310011520 |  |  | PQ | AD | 2771.281 | 8103401 | no | no |  |  | no |  |  | 1337248.769 | 15424527.907 |  | -1
node_8103401_310011525 |  |  | PQ | AD | 2771.281 | 8103401 | no | no |  |  | no |  |  | 1337255.056 | 15424808.731 |  | -1
node_8103401_310011527 |  |  | PQ | AD | 2771.281 | 8103401 | no | no |  |  | no |  |  | 1337223.358 | 15425032.836 |  | -1
node_8103401_310011550 |  |  | PQ | AN | 2771.281 | 8103401 | no | no |  |  | no |  |  | 1337061.4 | 15425502.596 |  | -1
node_8103401_310011557 |  |  | PQ | AD | 2771.281 | 8103401 | no | no |  |  | no |  |  | 1337074.761 | 15425784.193 |  | -1
node_8103401_310011558 |  |  | PQ | AD | 2771.281 | 8103401 | no | no |  |  | no |  |  | 1337045.09 | 15426209.415 |  | -1
node_8103401_310017229 |  |  | PQ | AN | 19918.584 | 8103401 | no | no |  |  | no |  |  | 1349029.832 | 15412549.007 |  | -1
node_8103401_310019489 |  |  | PQ | AN | 2771.281 | 8103401 | no | no |  |  | no |  |  | 1332912.315 | 15414013.477 |  | -1
node_8103401_310026997 |  |  | PQ | AN | 2771.281 | 8103401 | no | no |  |  | no |  |  | 1349307.899 | 15428069.15 |  | -1
node_8103401_310039893 |  |  | PQ | AN | 2771.281 | 8103401 | no | no |  |  | no |  |  | 1352361.498 | 15419982.173 |  | -1
node_8103401_310048040 |  |  | PQ | AN | 19918.584 | 8103401 | no | no |  |  | no |  |  | 1354435.81 | 15416717.821 |  | -1
node_8103401_310048041 |  |  | PQ | AN | 2771.281 | 8103401 | no | no |  |  | no |  |  | 1358687.156 | 15410074.178 |  | -1
node_8103401_310048042 |  |  | PQ | AN | 2771.281 | 8103401 | no | no |  |  | no |  |  | 1346747.645 | 15406783.108 |  | -1
node_8103401_310048681 |  |  | PQ | AD | 2771.281 | 8103401 | no | no |  |  | no |  |  | 1343047.5 | 15411280.642 |  | -1
node_8103401_311884790 |  |  | PQ | AN | 2771.281 | 8103401 | no | no |  |  | no |  |  | 1351925.116 | 15417621.481 |  | -1
node_8103401_311884862 |  |  | PQ | AN | 2771.281 | 8103401 | no | no |  |  | no |  |  | 1348534.525 | 15413160.214 |  | -1
node_8103401_311884866 |  |  | PQ | AN | 11.951 | 8103401 | no | no |  |  | no |  |  | 1350197.365 | 15414549.721 |  | -1
node_8103401_311892159 |  |  | PQ | AN | 2771.281 | 8103401 | no | no |  |  | no |  |  | 1358418.717 | 15418099.849 |  | -1
node_8103401_311902267 |  |  | PQ | AN | 2771.281 | 8103401 | no | no |  |  | no |  |  | 1349156.147 | 15427851.419 |  | -1
node_8103401_311910637 |  |  | PQ | AN | 2771.281 | 8103401 | no | no |  |  | no |  |  | 1359149.075 | 15408558.713 |  | -1
node_8103401_311910638 |  |  | PQ | AN | 2771.281 | 8103401 | no | no |  |  | no |  |  | 1359459.371 | 15408560.11 |  | -1
node_8103401_311912709 |  |  | PQ | AN | 2771.281 | 8103401 | no | no |  |  | no |  |  | 1347780.555 | 15411898.447 |  | -1
node_8103401_311912723 |  |  | PQ | AN | 2771.281 | 8103401 | no | no |  |  | no |  |  | 1348156.331 | 15412011.379 |  | -1
node_8103401_311912733 |  |  | PQ | AD | 2771.281 | 8103401 | no | no |  |  | no |  |  | 1340379.831 | 15419520.086 |  | -1
node_8103401_311991020 |  |  | PQ | AN | 2771.281 | 8103401 | no | no |  |  | no |  |  | 1345039.36 | 15409127.775 |  | -1
node_8103401_311997692 |  |  | PQ | AD | 2771.281 | 8103401 | no | no |  |  | no |  |  | 1337323.104 | 15405957.466 |  | -1
node_8103401_311997699 |  |  | PQ | AD | 2771.281 | 8103401 | no | no |  |  | no |  |  | 1337168.58 | 15406200.098 |  | -1
node_8103401_311997700 |  |  | PQ | AN | 2771.281 | 8103401 | no | no |  |  | no |  |  | 1336999.944 | 15406419.943 |  | -1
node_8103401_311997701 |  |  | PQ | AD | 2771.281 | 8103401 | no | no |  |  | no |  |  | 1336830.41 | 15406644.569 |  | -1
node_8103401_311997702 |  |  | PQ | AN | 2771.281 | 8103401 | no | no |  |  | no |  |  | 1336733.053 | 15406837.029 |  | -1
node_8103401_311997703 |  |  | PQ | AD | 2771.281 | 8103401 | no | no |  |  | no |  |  | 1336648.666 | 15407014.146 |  | -1
node_8103401_312003316 |  |  | PQ | AD | 2771.281 | 8103401 | no | no |  |  | no |  |  | 1355516.706 | 15421364.877 |  | -1
node_8103401_312003317 |  |  | PQ | AD | 2771.281 | 8103401 | no | no |  |  | no |  |  | 1355229.01 | 15421772.469 |  | -1
node_8103401_312003786 |  |  | PQ | AD | 2771.281 | 8103401 | no | no |  |  | no |  |  | 1351913.053 | 15419564.189 |  | -1
node_8103401_312003791 |  |  | PQ | AD | 2771.281 | 8103401 | no | no |  |  | no |  |  | 1351876.384 | 15419751.46 |  | -1
node_8103401_312005673 |  |  | PQ | AD | 2771.281 | 8103401 | no | no |  |  | no |  |  | 1339651.185 | 15408281.062 |  | -1
node_8103401_312005674 |  |  | PQ | AD | 2771.281 | 8103401 | no | no |  |  | no |  |  | 1339416.943 | 15408446.436 |  | -1
node_8103401_312005675 |  |  | PQ | AD | 2771.281 | 8103401 | no | no |  |  | no |  |  | 1339166.373 | 15408581.509 |  | -1
node_8103401_312005678 |  |  | PQ | AD | 2771.281 | 8103401 | no | no |  |  | no |  |  | 1338900.989 | 15408684.18 |  | -1
node_8103401_312005679 |  |  | PQ | AD | 2771.281 | 8103401 | no | no |  |  | no |  |  | 1338644.913 | 15408790.895 |  | -1
node_8103401_312005684 |  |  | PQ | AD | 2771.281 | 8103401 | no | no |  |  | no |  |  | 1338456.619 | 15408893.251 |  | -1
node_8103401_312005692 |  |  | PQ | AD | 2771.281 | 8103401 | no | no |  |  | no |  |  | 1338364.677 | 15409092.136 |  | -1
node_8103401_312005694 |  |  | PQ | AD | 2771.281 | 8103401 | no | no |  |  | no |  |  | 1338311.866 | 15409179.53 |  | -1
node_8103401_312005695 |  |  | PQ | AD | 2771.281 | 8103401 | no | no |  |  | no |  |  | 1338378.26 | 15409186.979 |  | -1
node_8103401_312084673 |  |  | PQ | AN | 2771.281 | 8103401 | no | no |  |  | no |  |  | 1355404.414 | 15429726.404 |  | -1
node_8103401_312086518 |  |  | PQ | AN | 2771.281 | 8103401 | no | no |  |  | no |  |  | 1353723.757 | 15408919.469 |  | -1
node_8103401_312095282 |  |  | PQ | AN | 2771.281 | 8103401 | no | no |  |  | no |  |  | 1338837.351 | 15408632.348 |  | -1
node_8103401_312095283 |  |  | PQ | AN | 2771.281 | 8103401 | no | no |  |  | no |  |  | 1338635.531 | 15408209.963 |  | -1
node_8103401_312101178 |  |  | PQ | AD | 2771.281 | 8103401 | no | no |  |  | no |  |  | 1337109.35 | 15426846.693 |  | -1
node_8103401_312101410 |  |  | PQ | AD | 2771.281 | 8103401 | no | no |  |  | no |  |  | 1350784.684 | 15410911.095 |  | -1
node_8103401_312101411 |  |  | PQ | AD | 2771.281 | 8103401 | no | no |  |  | no |  |  | 1351283.254 | 15410524.434 |  | -1
node_8103401_312101412 |  |  | PQ | AD | 11.951 | 8103401 | no | no |  |  | no |  |  | 1350771.941 | 15413751.368 |  | -1
node_8103401_312105206 |  |  | PQ | ABCN | 19918.584 | 8103401 | no | no |  |  | no |  |  | 1360046.244 | 15422881.888 |  | -1
node_8103401_312105207 |  |  | PQ | ABCN | 19918.584 | 8103401 | no | no |  |  | no |  |  | 1360102.693 | 15422720.807 |  | -1
node_8103401_312105209 |  |  | PQ | ABCN | 19918.584 | 8103401 | no | no |  |  | no |  |  | 1360298.363 | 15422420.695 |  | -1
node_8103401_312105210 |  |  | PQ | ABCN | 19918.584 | 8103401 | no | no |  |  | no |  |  | 1360435.624 | 15422278.913 |  | -1
node_8103401_312105211 |  |  | PQ | ABCN | 19918.584 | 8103401 | no | no |  |  | no |  |  | 1360590.362 | 15422300.95 |  | -1
node_8103401_312105212 |  |  | PQ | ABCN | 19918.584 | 8103401 | no | no |  |  | no |  |  | 1360645.434 | 15422410.209 |  | -1
node_8103401_312108583 |  |  | PQ | ABCN | 19918.584 | 8103401 | no | no |  |  | no |  |  | 1344020.351 | 15418115.805 |  | -1
node_8103401_312108584 |  |  | PQ | ABCN | 19918.584 | 8103401 | no | no |  |  | no |  |  | 1344011.962 | 15418118.767 |  | -1
node_8103401_312108585 |  |  | PQ | ABCN | 19918.584 | 8103401 | no | no |  |  | no |  |  | 1344003.682 | 15418122.247 |  | -1
node_8103401_312108609 |  |  | PQ | ABCN | 19918.584 | 8103401 | no | no |  |  | no |  |  | 1337633.685 | 15419931.501 |  | -1
node_8103401_312108610 |  |  | PQ | ABCN | 19918.584 | 8103401 | no | no |  |  | no |  |  | 1337625.729 | 15419961.084 |  | -1
node_8103401_312111106 |  |  | PQ | AN | 2771.281 | 8103401 | no | no |  |  | no |  |  | 1352618.92 | 15419777.92 |  | -1
node_8103401_312117171 |  |  | PQ | AD | 2771.281 | 8103401 | no | no |  |  | no |  |  | 1354522.892 | 15418873.203 |  | -1
node_8103401_312117174 |  |  | PQ | AN | 2771.281 | 8103401 | no | no |  |  | no |  |  | 1354721.953 | 15419007.441 |  | -1
node_8103401_312128510 |  |  | PQ | ABCN | 19918.584 | 8103401 | no | no |  |  | no |  |  | 1336700.455 | 15419850.509 |  | -1
node_8103401_312129613 |  |  | PQ | AN | 2771.281 | 8103401 | no | no |  |  | no |  |  | 1336757.805 | 15407687.218 |  | -1
node_8103401_312133650 |  |  | PQ | AD | 2771.281 | 8103401 | no | no |  |  | no |  |  | 1351862.792 | 15418644.622 |  | -1
node_8103401_312139126 |  |  | PQ | ABCN | 19918.584 | 8103401 | no | no |  |  | no |  |  | 1337655.31 | 15419870.271 |  | -1
node_8103401_312148676 |  |  | PQ | ABCN | 19918.584 | 8103401 | no | no |  |  | no |  |  | 1340884.667 | 15419378.228 |  | -1
node_8103401_312148677 |  |  | PQ | ABCN | 19918.584 | 8103401 | no | no |  |  | no |  |  | 1340563.499 | 15419418.728 |  | -1
node_8103401_312148678 |  |  | PQ | ABCN | 19918.584 | 8103401 | no | no |  |  | no |  |  | 1339514.277 | 15419722.002 |  | -1
node_8103401_312148679 |  |  | PQ | ABCN | 19918.584 | 8103401 | no | no |  |  | no |  |  | 1339013.996 | 15419797.402 |  | -1
node_8103401_312148680 |  |  | PQ | ABCN | 19918.584 | 8103401 | no | no |  |  | no |  |  | 1338395.185 | 15419873.06 |  | -1
node_220387378 |  |  | PQ | AN | 19918.584 | 8103401 | no | no |  |  | no |  |  | 1358995.353 | 15419269.287 |  | -1
node_220387382 |  |  | PQ | ABCN | 19918.584 | 8103401 | no | no |  |  | no |  |  | 1358822.639 | 15422942.643 |  | -1
node_220387409 |  |  | PQ | ABCN | 19918.584 | 8103401 | no | no |  |  | no |  |  | 1358237.39 | 15419525.413 |  | -1
node_220387428 |  |  | PQ | AN | 19918.584 | 8103401 | no | no |  |  | no |  |  | 1356147.894 | 15417599.386 |  | -1
node_220387434 |  |  | PQ | AN | 19918.584 | 8103401 | no | no |  |  | no |  |  | 1356097.337 | 15419474.072 |  | -1
node_220387497 |  |  | PQ | AD | 2771.281 | 8103401 | no | no |  |  | no |  |  | 1350266.485 | 15437272.016 |  | -1
node_220387517 |  |  | PQ | AD | 2771.281 | 8103401 | no | no |  |  | no |  |  | 1340906.647 | 15410412.784 |  | -1
node_220387591 |  |  | PQ | AN | 19918.584 | 8103401 | no | no |  |  | no |  |  | 1347797.073 | 15411905.728 |  | -1
node_220388699 |  |  | PQ | AN | 2771.281 | 8103401 | no | no |  |  | no |  |  | 1341115.774 | 15402859.179 |  | -1
node_220388701 |  |  | PQ | AN | 2771.281 | 8103401 | no | no |  |  | no |  |  | 1341271.237 | 15402858.884 |  | -1
node_220417135 |  |  | PQ | AD | 7199.558 | 8103401 | no | no |  |  | no |  |  | 1350115.03 | 15437227.988 |  | -1
node_220417211 |  |  | PQ | AD | 2771.281 | 8103401 | no | no |  |  | no |  |  | 1337356.063 | 15423583.42 |  | -1
node_220436629 |  |  | PQ | AN | 19918.584 | 8103401 | no | no |  |  | no |  |  | 1351933.928 | 15417578.243 |  | -1
node_220436630 |  |  | PQ | AN | 19918.584 | 8103401 | no | no |  |  | no |  |  | 1348539.288 | 15413148.39 |  | -1
node_220436631 |  |  | PQ | AN | 19918.584 | 8103401 | no | no |  |  | no |  |  | 1348133.665 | 15412019.922 |  | -1
node_220436632 |  |  | PQ | AN | 19918.584 | 8103401 | no | no |  |  | no |  |  | 1350178.722 | 15414601.962 |  | -1
node_220457275 |  |  | PQ | AN | 19918.584 | 8103401 | no | no |  |  | no |  |  | 1343939.043 | 15417967.63 |  | -1
node_220457276 |  |  | PQ | AN | 19918.584 | 8103401 | no | no |  |  | no |  |  | 1343966.865 | 15418275.367 |  | -1
node_220465131 |  |  | PQ | AN | 7199.558 | 8103401 | no | no |  |  | no |  |  | 1350123.905 | 15437230.568 |  | -1
node_220465253 |  |  | PQ | ABCN | 2771.281 | 8103401 | no | no |  |  | no |  |  | 1358812.117 | 15422952.951 |  | -1
node_220465298 |  |  | PQ | AN | 2771.281 | 8103401 | no | no |  |  | no |  |  | 1351929.974 | 15417597.594 |  | -1
node_220465299 |  |  | PQ | AN | 2771.281 | 8103401 | no | no |  |  | no |  |  | 1356154.039 | 15417599.554 |  | -1
node_220465385 |  |  | PQ | AN | 2771.281 | 8103401 | no | no |  |  | no |  |  | 1356100.998 | 15419493.059 |  | -1
node_220465486 |  |  | PQ | AN | 2771.281 | 8103401 | no | no |  |  | no |  |  | 1358995.429 | 15419255.199 |  | -1
node_220470234 |  |  | PQ | AN | 2771.281 | 8103401 | no | no |  |  | no |  |  | 1343965.782 | 15418290.359 |  | -1
node_220470300 |  |  | PQ | AN | 2771.281 | 8103401 | no | no |  |  | no |  |  | 1343936.504 | 15417955.609 |  | -1
node_220474231 |  |  | PQ | AN | 2771.281 | 8103401 | no | no |  |  | no |  |  | 1347788.13 | 15411901.811 |  | -1
node_220523215 |  |  | PQ | AN | 11.951 | 8103401 | no | no |  |  | no |  |  | 1350186.652 | 15414579.663 |  | -1
node_220523556 |  |  | PQ | AN | 2771.281 | 8103401 | no | no |  |  | no |  |  | 1348536.946 | 15413154.23 |  | -1
node_220523557 |  |  | PQ | AN | 2771.281 | 8103401 | no | no |  |  | no |  |  | 1348144.395 | 15412016.294 |  | -1
node_220549625 |  |  | PQ | ABCN | 19918.584 | 8103401 | no | no |  |  | no |  |  | 1358232.74 | 15419526.279 |  | -1
node_220574963 |  |  | PQ | AD | 2771.281 | 8103401 | no | no |  |  | no |  |  | 1340378.451 | 15419512.493 |  | -1
node_220575687 |  |  | PQ | AD | 19918.584 | 8103401 | no | no |  |  | no |  |  | 1340377.034 | 15419503.837 |  | -1
node_312101179 |  |  | PQ | AD | 2771.281 | 8103401 | no | no |  |  | no |  |  | 1337353.891 | 15423590.381 |  | -1
node_312115022 |  |  | PQ | ABCN | 19918.584 | 8103401 | no | no |  |  | no |  |  | 1350939.891 | 15417685.14 |  | -1
node_SOURCE_8103401 |  |  | SWING | ABCN | 19918.584 | 8103401 | no | no |  |  | no |  |  | 1359928.47 | 15422943.228 |  | -1
node_intto1_434X2-312115023 |  |  | PQ | ABCN | 19918.584 | 8103401 | no | no |  |  | no |  |  | 1350945.111 | 15417684.782 |  | -1
node_intto1_8103401_200839818 |  |  | PQ | AD | 2771.281 | 8103401 | no | no |  |  | no |  |  | 1337331.212 | 15404639.006 |  | -1
node_intto1_8103401_200839855 |  |  | PQ | AD | 2771.281 | 8103401 | no | no |  |  | no |  |  | 1343632.875 | 15398188.183 |  | -1
node_intto1_8103401_200840190 |  |  | PQ | AD | 2771.281 | 8103401 | no | no |  |  | no |  |  | 1351577.94 | 15405279.242 |  | -1
node_intto1_8103401_200884077 |  |  | PQ | ABCN | 19918.584 | 8103401 | no | no |  |  | no |  |  | 1351407.322 | 15417642.519 |  | -1
node_intto1_8103401_200884104 |  |  | PQ | AD | 2771.281 | 8103401 | no | no |  |  | no |  |  | 1343898.242 | 15417204.868 |  | -1
node_intto1_8103401_200884113 |  |  | PQ | AD | 2771.281 | 8103401 | no | no |  |  | no |  |  | 1343958.669 | 15418968.851 |  | -1
node_intto1_8103401_200884124 |  |  | PQ | AD | 2771.281 | 8103401 | no | no |  |  | no |  |  | 1343912.279 | 15421900.891 |  | -1
node_intto1_8103401_200884158 |  |  | PQ | AD | 2771.281 | 8103401 | no | no |  |  | no |  |  | 1340844.29 | 15430708.471 |  | -1
node_intto1_8103401_200884180 |  |  | PQ | AD | 2771.281 | 8103401 | no | no |  |  | no |  |  | 1347005.469 | 15411553.226 |  | -1
node_intto1_8103401_200884202 |  |  | PQ | AD | 2771.281 | 8103401 | no | no |  |  | no |  |  | 1341273.076 | 15411472.468 |  | -1
node_intto1_8103401_200884207 |  |  | PQ | AD | 2771.281 | 8103401 | no | no |  |  | no |  |  | 1339681.732 | 15411555.009 |  | -1
node_intto1_8103401_200884257 |  |  | PQ | AD | 2771.281 | 8103401 | no | no |  |  | no |  |  | 1348866.293 | 15411713.402 |  | -1
node_intto1_8103401_200884272 |  |  | PQ | AD | 2771.281 | 8103401 | no | no |  |  | no |  |  | 1353129.349 | 15423548.962 |  | -1
node_intto1_8103401_200884296 |  |  | PQ | AD | 2771.281 | 8103401 | no | no |  |  | no |  |  | 1349027.229 | 15425527.02 |  | -1
node_intto1_8103401_200884303 |  |  | PQ | AD | 2771.281 | 8103401 | no | no |  |  | no |  |  | 1349168.548 | 15427088.649 |  | -1
node_intto1_8103401_200884333 |  |  | PQ | AD | 2771.281 | 8103401 | no | no |  |  | no |  |  | 1354334.053 | 15423589.898 |  | -1
node_intto1_8103401_200884338 |  |  | PQ | AD | 2771.281 | 8103401 | no | no |  |  | no |  |  | 1344236.203 | 15421583.194 |  | -1
node_intto1_8103401_200884368 |  |  | PQ | AD | 11.951 | 8103401 | no | no |  |  | no |  |  | 1350441.042 | 15413851.177 |  | -1
node_intto1_8103401_200884418 |  |  | PQ | AD | 2771.281 | 8103401 | no | no |  |  | no |  |  | 1340319.466 | 15420032.985 |  | -1
node_intto1_8103401_200884447 |  |  | PQ | AD | 2771.281 | 8103401 | no | no |  |  | no |  |  | 1332836.1 | 15423425.458 |  | -1
node_intto1_8103401_200884458 |  |  | PQ | AD | 2771.281 | 8103401 | no | no |  |  | no |  |  | 1332245.154 | 15422894.497 |  | -1
node_intto1_8103401_200884469 |  |  | PQ | AD | 2771.281 | 8103401 | no | no |  |  | no |  |  | 1329796.6 | 15424084.65 |  | -1
node_intto1_8103401_200884473 |  |  | PQ | AD | 2771.281 | 8103401 | no | no |  |  | no |  |  | 1329757.951 | 15424380.555 |  | -1
node_intto1_8103401_200884488 |  |  | PQ | AD | 2771.281 | 8103401 | no | no |  |  | no |  |  | 1328899.17 | 15423577.572 |  | -1
node_intto1_8103401_200884503 |  |  | PQ | AD | 2771.281 | 8103401 | no | no |  |  | no |  |  | 1338920.549 | 15406965.658 |  | -1
node_intto1_8103401_200884521 |  |  | PQ | AD | 2771.281 | 8103401 | no | no |  |  | no |  |  | 1348173.991 | 15413940.308 |  | -1
node_intto1_8103401_200884569 |  |  | PQ | AD | 2771.281 | 8103401 | no | no |  |  | no |  |  | 1333381.753 | 15423715.22 |  | -1
node_intto1_8103401_200884572 |  |  | PQ | AD | 2771.281 | 8103401 | no | no |  |  | no |  |  | 1334894.801 | 15427441.252 |  | -1
node_intto1_8103401_200884585 |  |  | PQ | AD | 2771.281 | 8103401 | no | no |  |  | no |  |  | 1334472.924 | 15425731.035 |  | -1
node_intto1_8103401_200884590 |  |  | PQ | AD | 2771.281 | 8103401 | no | no |  |  | no |  |  | 1331821.491 | 15415133.42 |  | -1
node_intto1_8103401_200884603 |  |  | PQ | AD | 2771.281 | 8103401 | no | no |  |  | no |  |  | 1340922.066 | 15411971.573 |  | -1
node_intto1_8103401_200884628 |  |  | PQ | AD | 2771.281 | 8103401 | no | no |  |  | no |  |  | 1344489.855 | 15410888.176 |  | -1
node_intto1_8103401_200884651 |  |  | PQ | AD | 2771.281 | 8103401 | no | no |  |  | no |  |  | 1341769.853 | 15424551.373 |  | -1
node_intto1_8103401_200884689 |  |  | PQ | AD | 2771.281 | 8103401 | no | no |  |  | no |  |  | 1353295.166 | 15432780.694 |  | -1
node_intto1_8103401_200884838 |  |  | PQ | ABCN | 19918.584 | 8103401 | no | no |  |  | no |  |  | 1355865.055 | 15417621.966 |  | -1
node_intto1_8103401_200884865 |  |  | PQ | AD | 2771.281 | 8103401 | no | no |  |  | no |  |  | 1356100.907 | 15419908.26 |  | -1
node_intto1_8103401_200884869 |  |  | PQ | AD | 2771.281 | 8103401 | no | no |  |  | no |  |  | 1355820.034 | 15421286.854 |  | -1
node_intto1_8103401_200885305 |  |  | PQ | AD | 2771.281 | 8103401 | no | no |  |  | no |  |  | 1356019.426 | 15408581.694 |  | -1
node_intto1_8103401_200885432 |  |  | PQ | AN | 2771.281 | 8103401 | no | no |  |  | no |  |  | 1357971.835 | 15425692.27 |  | -1
node_intto1_8103401_200885434 |  |  | PQ | AN | 19918.584 | 8103401 | no | no |  |  | no |  |  | 1359097.914 | 15422832.585 |  | -1
node_intto1_8103401_200885459 |  |  | PQ | ABCD | 2771.281 | 8103401 | no | no |  |  | no |  |  | 1355656.32 | 15429046.801 |  | -1
node_intto1_8103401_200885469 |  |  | PQ | ABCD | 2771.281 | 8103401 | no | no |  |  | no |  |  | 1358515.595 | 15423402.068 |  | -1
node_intto1_8103401_200885550 |  |  | PQ | AD | 2771.281 | 8103401 | no | no |  |  | no |  |  | 1358996.179 | 15419044.207 |  | -1
node_intto1_8103401_200886269 |  |  | PQ | AD | 2771.281 | 8103401 | no | no |  |  | no |  |  | 1350562.455 | 15435704.985 |  | -1
node_intto1_8103401_200886274 |  |  | PQ | AD | 2771.281 | 8103401 | no | no |  |  | no |  |  | 1350348.525 | 15436659.396 |  | -1
node_intto1_8103401_200886283 |  |  | PQ | AD | 2771.281 | 8103401 | no | no |  |  | no |  |  | 1350630.473 | 15437118.957 |  | -1
node_intto1_8103401_200886285 |  |  | PQ | AD | 2771.281 | 8103401 | no | no |  |  | no |  |  | 1350207.315 | 15437511.484 |  | -1
node_intto1_8103401_200886292 |  |  | PQ | AD | 2771.281 | 8103401 | no | no |  |  | no |  |  | 1346253.885 | 15440738.915 |  | -1
node_intto1_8103401_200886319 |  |  | PQ | AD | 2771.281 | 8103401 | no | no |  |  | no |  |  | 1347730.11 | 15437062.109 |  | -1
node_intto1_8103401_200886327 |  |  | PQ | AN | 2771.281 | 8103401 | no | no |  |  | no |  |  | 1346682.788 | 15440382.027 |  | -1
node_intto1_8103401_200886328 |  |  | PQ | AN | 2771.281 | 8103401 | no | no |  |  | no |  |  | 1346749.965 | 15440038.972 |  | -1
node_intto1_8103401_200886329 |  |  | PQ | ABCD | 2771.281 | 8103401 | no | no |  |  | no |  |  | 1352154.074 | 15433896.496 |  | -1
node_intto1_8103401_200886353 |  |  | PQ | AD | 2771.281 | 8103401 | no | no |  |  | no |  |  | 1350407.933 | 15435156.61 |  | -1
node_intto1_8103401_200886383 |  |  | PQ | AD | 2771.281 | 8103401 | no | no |  |  | no |  |  | 1345006.271 | 15441780.1 |  | -1
node_intto1_8103401_200907851 |  |  | PQ | AD | 11.951 | 8103401 | no | no |  |  | no |  |  | 1356574.138 | 15416368.956 |  | -1
node_intto1_8103401_200977821 |  |  | PQ | AD | 2771.281 | 8103401 | no | no |  |  | no |  |  | 1331100.036 | 15423823.88 |  | -1
node_intto1_8103401_200980619 |  |  | PQ | AD | 2771.281 | 8103401 | no | no |  |  | no |  |  | 1351373.834 | 15408307.662 |  | -1
node_intto1_8103401_200980633 |  |  | PQ | AD | 2771.281 | 8103401 | no | no |  |  | no |  |  | 1351281.984 | 15408778.372 |  | -1
node_intto1_8103401_200981820 |  |  | PQ | ABCN | 19918.584 | 8103401 | no | no |  |  | no |  |  | 1358242.416 | 15419524.477 |  | -1
node_intto1_8103401_201009809 |  |  | PQ | ABCN | 19918.584 | 8103401 | no | no |  |  | no |  |  | 1339656.434 | 15419702.276 |  | -1
node_intto1_8103401_201010121 |  |  | PQ | AN | 19918.584 | 8103401 | no | no |  |  | no |  |  | 1354551.221 | 15416291.769 |  | -1
node_intto1_8103401_201012895 |  |  | PQ | AD | 2771.281 | 8103401 | no | no |  |  | no |  |  | 1332174.522 | 15415963.461 |  | -1
node_intto1_8103401_201014070 |  |  | PQ | ABCN | 19918.584 | 8103401 | no | no |  |  | no |  |  | 1336769.514 | 15419692.253 |  | -1
node_intto1_8103401_201017948 |  |  | PQ | AD | 2771.281 | 8103401 | no | no |  |  | no |  |  | 1329979.491 | 15423731.793 |  | -1
node_intto1_8103401_201043434 |  |  | PQ | AN | 2771.281 | 8103401 | no | no |  |  | no |  |  | 1340535.911 | 15407974.824 |  | -1
node_intto1_8103401_201065734 |  |  | PQ | AN | 2771.281 | 8103401 | no | no |  |  | no |  |  | 1328162.706 | 15424604.683 |  | -1
node_intto1_8103401_310011527 |  |  | PQ | AD | 2771.281 | 8103401 | no | no |  |  | no |  |  | 1337223.358 | 15425032.836 |  | -1
node_intto1_8103401_310019489 |  |  | PQ | AN | 2771.281 | 8103401 | no | no |  |  | no |  |  | 1332912.315 | 15414013.477 |  | -1
node_intto1_8103401_310048040 |  |  | PQ | AN | 19918.584 | 8103401 | no | no |  |  | no |  |  | 1354435.81 | 15416717.821 |  | -1
node_intto1_8103401_310048041 |  |  | PQ | AN | 2771.281 | 8103401 | no | no |  |  | no |  |  | 1358687.156 | 15410074.178 |  | -1
node_intto1_8103401_310048042 |  |  | PQ | AN | 2771.281 | 8103401 | no | no |  |  | no |  |  | 1346747.645 | 15406783.108 |  | -1
node_intto1_8103401_311910638 |  |  | PQ | AN | 2771.281 | 8103401 | no | no |  |  | no |  |  | 1359459.371 | 15408560.11 |  | -1
node_intto1_8103401_311991020 |  |  | PQ | AN | 2771.281 | 8103401 | no | no |  |  | no |  |  | 1345039.36 | 15409127.775 |  | -1
node_intto1_8103401_312005674 |  |  | PQ | AD | 2771.281 | 8103401 | no | no |  |  | no |  |  | 1339416.943 | 15408446.436 |  | -1
node_intto1_8103401_312108585 |  |  | PQ | ABCN | 19918.584 | 8103401 | no | no |  |  | no |  |  | 1344003.682 | 15418122.247 |  | -1
node_intto1_8103401_312108610 |  |  | PQ | ABCN | 19918.584 | 8103401 | no | no |  |  | no |  |  | 1337625.729 | 15419961.084 |  | -1
node_intto1_8103401_312111106 |  |  | PQ | AN | 2771.281 | 8103401 | no | no |  |  | no |  |  | 1352618.92 | 15419777.92 |  | -1
node_intto1_8103401_312129613 |  |  | PQ | AN | 2771.281 | 8103401 | no | no |  |  | no |  |  | 1336757.805 | 15407687.218 |  | -1
node_intto1_8103401_312133650 |  |  | PQ | AD | 2771.281 | 8103401 | no | no |  |  | no |  |  | 1351862.792 | 15418644.622 |  | -1
node_intto1_220387378 |  |  | PQ | AN | 19918.584 | 8103401 | no | no |  |  | no |  |  | 1358995.353 | 15419269.287 |  | -1
node_intto1_220387382 |  |  | PQ | ABCN | 19918.584 | 8103401 | no | no |  |  | no |  |  | 1358822.639 | 15422942.643 |  | -1
node_intto1_220387409 |  |  | PQ | ABCN | 19918.584 | 8103401 | no | no |  |  | no |  |  | 1358237.39 | 15419525.413 |  | -1
node_intto1_220387428 |  |  | PQ | AN | 19918.584 | 8103401 | no | no |  |  | no |  |  | 1356147.894 | 15417599.386 |  | -1
node_intto1_220387434 |  |  | PQ | AN | 19918.584 | 8103401 | no | no |  |  | no |  |  | 1356097.337 | 15419474.072 |  | -1
node_intto1_220387497 |  |  | PQ | AD | 2771.281 | 8103401 | no | no |  |  | no |  |  | 1350266.485 | 15437272.016 |  | -1
node_intto1_220387517 |  |  | PQ | AD | 2771.281 | 8103401 | no | no |  |  | no |  |  | 1340906.647 | 15410412.784 |  | -1
node_intto1_220387591 |  |  | PQ | AN | 19918.584 | 8103401 | no | no |  |  | no |  |  | 1347797.073 | 15411905.728 |  | -1
node_intto1_220388699 |  |  | PQ | AN | 2771.281 | 8103401 | no | no |  |  | no |  |  | 1341115.774 | 15402859.179 |  | -1
node_intto1_220388701 |  |  | PQ | AN | 2771.281 | 8103401 | no | no |  |  | no |  |  | 1341271.237 | 15402858.884 |  | -1
node_intto1_220417135 |  |  | PQ | AD | 7199.558 | 8103401 | no | no |  |  | no |  |  | 1350115.03 | 15437227.988 |  | -1
node_intto1_220417211 |  |  | PQ | AD | 2771.281 | 8103401 | no | no |  |  | no |  |  | 1337356.063 | 15423583.42 |  | -1
node_intto1_220436629 |  |  | PQ | AN | 19918.584 | 8103401 | no | no |  |  | no |  |  | 1351933.928 | 15417578.243 |  | -1
node_intto1_220436630 |  |  | PQ | AN | 19918.584 | 8103401 | no | no |  |  | no |  |  | 1348539.288 | 15413148.39 |  | -1
node_intto1_220436631 |  |  | PQ | AN | 19918.584 | 8103401 | no | no |  |  | no |  |  | 1348133.665 | 15412019.922 |  | -1
node_intto1_220436632 |  |  | PQ | AN | 19918.584 | 8103401 | no | no |  |  | no |  |  | 1350178.722 | 15414601.962 |  | -1
node_intto1_220457275 |  |  | PQ | AN | 19918.584 | 8103401 | no | no |  |  | no |  |  | 1343939.043 | 15417967.63 |  | -1
node_intto1_220457276 |  |  | PQ | AN | 19918.584 | 8103401 | no | no |  |  | no |  |  | 1343966.865 | 15418275.367 |  | -1
node_intto1_220465131 |  |  | PQ | AD | 2771.281 | 8103401 | no | no |  |  | no |  |  | 1350123.905 | 15437230.568 |  | -1
node_intto1_220465253 |  |  | PQ | ABCN | 19918.584 | 8103401 | no | no |  |  | no |  |  | 1358812.117 | 15422952.951 |  | -1
node_intto1_220465298 |  |  | PQ | AN | 19918.584 | 8103401 | no | no |  |  | no |  |  | 1351929.974 | 15417597.594 |  | -1
node_intto1_220465299 |  |  | PQ | AN | 19918.584 | 8103401 | no | no |  |  | no |  |  | 1356154.039 | 15417599.554 |  | -1
node_intto1_220465385 |  |  | PQ | AN | 19918.584 | 8103401 | no | no |  |  | no |  |  | 1356100.998 | 15419493.059 |  | -1
node_intto1_220465486 |  |  | PQ | AN | 19918.584 | 8103401 | no | no |  |  | no |  |  | 1358995.429 | 15419255.199 |  | -1
node_intto1_220470234 |  |  | PQ | AN | 19918.584 | 8103401 | no | no |  |  | no |  |  | 1343965.782 | 15418290.359 |  | -1
node_intto1_220470300 |  |  | PQ | AN | 19918.584 | 8103401 | no | no |  |  | no |  |  | 1343936.504 | 15417955.609 |  | -1
node_intto1_220474231 |  |  | PQ | AN | 19918.584 | 8103401 | no | no |  |  | no |  |  | 1347788.13 | 15411901.811 |  | -1
node_intto1_220523215 |  |  | PQ | AN | 19918.584 | 8103401 | no | no |  |  | no |  |  | 1350186.652 | 15414579.663 |  | -1
node_intto1_220523556 |  |  | PQ | AN | 19918.584 | 8103401 | no | no |  |  | no |  |  | 1348536.946 | 15413154.23 |  | -1
node_intto1_220523557 |  |  | PQ | AN | 19918.584 | 8103401 | no | no |  |  | no |  |  | 1348144.395 | 15412016.294 |  | -1
node_intto1_220549625 |  |  | PQ | ABCN | 19918.584 | 8103401 | no | no |  |  | no |  |  | 1358232.74 | 15419526.279 |  | -1
node_intto1_220574963 |  |  | PQ | AD | 19918.584 | 8103401 | no | no |  |  | no |  |  | 1340378.451 | 15419512.493 |  | -1
node_intto1_220575687 |  |  | PQ | AD | 19918.584 | 8103401 | no | no |  |  | no |  |  | 1340377.034 | 15419503.837 |  | -1
node_intto1_312101179 |  |  | PQ | AD | 2771.281 | 8103401 | no | no |  |  | no |  |  | 1337353.891 | 15423590.381 |  | -1
node_intto1_312115022 |  |  | PQ | ABCN | 19918.584 | 8103401 | no | no |  |  | no |  |  | 1350939.891 | 15417685.14 |  | -1

## overhead_line
data_type | static
owner_type | feeder
owner | 8103401
object | overhead_line
name | groupid | phases | fr | to | length | configuration | dcircuit | selected | monitored | monitored_fields | class_monitored_fields | played | played_fields | comments | R | X | B | lim_kw
oh_line_8103401_200839805 |  | AD | node_8103401_200839855 | node_8103401_200839805 | 400.526 | bal_1P_1/0AA | 8103401 | no | no |  |  | no |  |  | 0 | 0 | 0 | 0
oh_line_8103401_200839806 |  | AD | node_8103401_200839860 | node_8103401_200839806 | 276.877 | bal_1P_1/0AA | 8103401 | no | no |  |  | no |  |  | 0 | 0 | 0 | 0
oh_line_8103401_200839808 |  | AD | node_8103401_200839810 | node_8103401_200839808 | 315.116 | bal_1P_1/0AA | 8103401 | no | no |  |  | no |  |  | 0 | 0 | 0 | 0
oh_line_8103401_200839810 |  | AD | node_8103401_201018398 | node_8103401_200839810 | 209.55 | bal_1P_1/0AA | 8103401 | no | no |  |  | no |  |  | 0 | 0 | 0 | 0
oh_line_8103401_200839812 |  | AD | node_8103401_200839808 | node_8103401_200839812 | 491.414 | bal_1P_1/0AA | 8103401 | no | no |  |  | no |  |  | 0 | 0 | 0 | 0
oh_line_8103401_200839814 |  | AD | node_8103401_200839812 | node_8103401_200839814 | 282.619 | bal_1P_2AC | 8103401 | no | no |  |  | no |  |  | 0 | 0 | 0 | 0
oh_line_8103401_200839815 |  | AD | node_8103401_200839814 | node_8103401_200839815 | 211.124 | bal_1P_2AC | 8103401 | no | no |  |  | no |  |  | 0 | 0 | 0 | 0
oh_line_8103401_200839816 |  | AD | node_8103401_200839815 | node_8103401_200839816 | 416.265 | bal_1P_2AC | 8103401 | no | no |  |  | no |  |  | 0 | 0 | 0 | 0
oh_line_8103401_200839817 |  | AD | node_8103401_200839816 | node_8103401_200839817 | 401.465 | bal_1P_1/0AA | 8103401 | no | no |  |  | no |  |  | 0 | 0 | 0 | 0
oh_line_8103401_200839818 |  | AD | node_8103401_200839817 | node_intto1_8103401_200839818 | 262.176 | bal_1P_1/0AA | 8103401 | no | no |  |  | no |  |  | 0 | 0 | 0 | 0
oh_line_8103401_200839819 |  | AD | node_8103401_200839818 | node_8103401_200839819 | 238.625 | bal_1P_1/0AA | 8103401 | no | no |  |  | no |  |  | 0 | 0 | 0 | 0
oh_line_8103401_200839820 |  | AD | node_8103401_200839819 | node_8103401_200839820 | 256.123 | bal_1P_1/0AA | 8103401 | no | no |  |  | no |  |  | 0 | 0 | 0 | 0
oh_line_8103401_200839821 |  | AD | node_8103401_200839816 | node_8103401_200839821 | 308.779 | bal_1P_2AC | 8103401 | no | no |  |  | no |  |  | 0 | 0 | 0 | 0
oh_line_8103401_200839823 |  | AD | node_8103401_200839821 | node_8103401_200839823 | 408.935 | bal_1P_2AC | 8103401 | no | no |  |  | no |  |  | 0 | 0 | 0 | 0
oh_line_8103401_200839824 |  | AD | node_8103401_200839823 | node_8103401_200839824 | 298.851 | bal_1P_2AC | 8103401 | no | no |  |  | no |  |  | 0 | 0 | 0 | 0
oh_line_8103401_200839826 |  | AD | node_8103401_200839824 | node_8103401_200839826 | 304.163 | bal_1P_2AC | 8103401 | no | no |  |  | no |  |  | 0 | 0 | 0 | 0
oh_line_8103401_200839828 |  | AD | node_8103401_200839826 | node_8103401_200839828 | 329.132 | bal_1P_2AC | 8103401 | no | no |  |  | no |  |  | 0 | 0 | 0 | 0
oh_line_8103401_200839829 |  | AD | node_8103401_200839828 | node_8103401_200839829 | 446.84 | bal_1P_2AC | 8103401 | no | no |  |  | no |  |  | 0 | 0 | 0 | 0
oh_line_8103401_200839830 |  | AD | node_8103401_200839829 | node_8103401_200839830 | 382.353 | bal_1P_2AC | 8103401 | no | no |  |  | no |  |  | 0 | 0 | 0 | 0
oh_line_8103401_200839831 |  | AD | node_8103401_200839830 | node_8103401_200839831 | 401.3 | bal_1P_2AC | 8103401 | no | no |  |  | no |  |  | 0 | 0 | 0 | 0
oh_line_8103401_200839832 |  | AD | node_8103401_200839831 | node_8103401_200839832 | 363.794 | bal_1P_2AC | 8103401 | no | no |  |  | no |  |  | 0 | 0 | 0 | 0
oh_line_8103401_200839834 |  | AD | node_8103401_200839832 | node_8103401_200839834 | 364.947 | bal_1P_2AC | 8103401 | no | no |  |  | no |  |  | 0 | 0 | 0 | 0
oh_line_8103401_200839835 |  | AD | node_8103401_200839834 | node_8103401_200839835 | 287.723 | bal_1P_2AC | 8103401 | no | no |  |  | no |  |  | 0 | 0 | 0 | 0
oh_line_8103401_200839836 |  | AD | node_8103401_200839835 | node_8103401_200839836 | 374.082 | bal_1P_2AC | 8103401 | no | no |  |  | no |  |  | 0 | 0 | 0 | 0
oh_line_8103401_200839837 |  | AD | node_8103401_200839836 | node_8103401_200839837 | 351.588 | bal_1P_2AC | 8103401 | no | no |  |  | no |  |  | 0 | 0 | 0 | 0
oh_line_8103401_200839838 |  | AD | node_8103401_200839837 | node_8103401_200839838 | 356.346 | bal_1P_2AC | 8103401 | no | no |  |  | no |  |  | 0 | 0 | 0 | 0
oh_line_8103401_200839839 |  | AD | node_8103401_200839838 | node_8103401_200839839 | 304.594 | bal_1P_2AC | 8103401 | no | no |  |  | no |  |  | 0 | 0 | 0 | 0
oh_line_8103401_200839840 |  | AD | node_8103401_200839839 | node_8103401_200839840 | 300.02 | bal_1P_2AC | 8103401 | no | no |  |  | no |  |  | 0 | 0 | 0 | 0
oh_line_8103401_200839841 |  | AD | node_8103401_200839840 | node_8103401_200839841 | 255.492 | bal_1P_2AC | 8103401 | no | no |  |  | no |  |  | 0 | 0 | 0 | 0
oh_line_8103401_200839842 |  | AD | node_8103401_200839841 | node_8103401_200839842 | 302.356 | bal_1P_2AC | 8103401 | no | no |  |  | no |  |  | 0 | 0 | 0 | 0
oh_line_8103401_200839843 |  | AD | node_8103401_200839842 | node_8103401_200839843 | 463.683 | bal_1P_2AC | 8103401 | no | no |  |  | no |  |  | 0 | 0 | 0 | 0
oh_line_8103401_200839845 |  | AD | node_8103401_200839843 | node_8103401_200839845 | 341.067 | bal_1P_2AC | 8103401 | no | no |  |  | no |  |  | 0 | 0 | 0 | 0
oh_line_8103401_200839846 |  | AD | node_8103401_200839845 | node_8103401_200839846 | 298.241 | bal_1P_1/0AA | 8103401 | no | no |  |  | no |  |  | 0 | 0 | 0 | 0
oh_line_8103401_200839847 |  | AD | node_8103401_200839846 | node_8103401_200839847 | 271.486 | bal_1P_1/0AA | 8103401 | no | no |  |  | no |  |  | 0 | 0 | 0 | 0
oh_line_8103401_200839848 |  | AD | node_8103401_200839845 | node_8103401_200839848 | 368.36 | bal_1P_2AC | 8103401 | no | no |  |  | no |  |  | 0 | 0 | 0 | 0
oh_line_8103401_200839849 |  | AD | node_8103401_200839848 | node_8103401_200839849 | 372.497 | bal_1P_2AC | 8103401 | no | no |  |  | no |  |  | 0 | 0 | 0 | 0
oh_line_8103401_200839850 |  | AD | node_8103401_200839849 | node_8103401_200839850 | 367.633 | bal_1P_2AC | 8103401 | no | no |  |  | no |  |  | 0 | 0 | 0 | 0
oh_line_8103401_200839852 |  | AD | node_8103401_200839850 | node_8103401_200839852 | 318.593 | bal_1P_2AC | 8103401 | no | no |  |  | no |  |  | 0 | 0 | 0 | 0
oh_line_8103401_200839853 |  | AD | node_8103401_200839852 | node_8103401_200839853 | 349.056 | bal_1P_2AC | 8103401 | no | no |  |  | no |  |  | 0 | 0 | 0 | 0
oh_line_8103401_200839854 |  | AD | node_8103401_200839853 | node_8103401_200839854 | 322.528 | bal_1P_2AC | 8103401 | no | no |  |  | no |  |  | 0 | 0 | 0 | 0
oh_line_8103401_200839855 |  | AD | node_8103401_200839854 | node_intto1_8103401_200839855 | 290.104 | bal_1P_2AC | 8103401 | no | no |  |  | no |  |  | 0 | 0 | 0 | 0
oh_line_8103401_200839857 |  | AD | node_8103401_200839855 | node_8103401_200839857 | 604.142 | bal_1P_1/0AA | 8103401 | no | no |  |  | no |  |  | 0 | 0 | 0 | 0
oh_line_8103401_200839858 |  | AD | node_8103401_200839855 | node_8103401_200839858 | 372.867 | bal_1P_2AC | 8103401 | no | no |  |  | no |  |  | 0 | 0 | 0 | 0
oh_line_8103401_200839859 |  | AD | node_8103401_200839858 | node_8103401_200839859 | 357.765 | bal_1P_2AC | 8103401 | no | no |  |  | no |  |  | 0 | 0 | 0 | 0
oh_line_8103401_200839860 |  | AD | node_8103401_200839859 | node_8103401_200839860 | 66.219 | bal_1P_1/0AA | 8103401 | no | no |  |  | no |  |  | 0 | 0 | 0 | 0
oh_line_8103401_200839861 |  | AD | node_8103401_200839859 | node_8103401_200839861 | 303.094 | bal_1P_2AC | 8103401 | no | no |  |  | no |  |  | 0 | 0 | 0 | 0
oh_line_8103401_200839863 |  | AD | node_8103401_200839861 | node_8103401_200839863 | 299.246 | bal_1P_2AC | 8103401 | no | no |  |  | no |  |  | 0 | 0 | 0 | 0
oh_line_8103401_200839864 |  | AD | node_8103401_200839863 | node_8103401_200839864 | 292.461 | bal_1P_2AC | 8103401 | no | no |  |  | no |  |  | 0 | 0 | 0 | 0
oh_line_8103401_200839865 |  | AD | node_8103401_200839864 | node_8103401_200839865 | 307.663 | bal_1P_2AC | 8103401 | no | no |  |  | no |  |  | 0 | 0 | 0 | 0
oh_line_8103401_200839866 |  | AD | node_8103401_200839865 | node_8103401_200839866 | 304.046 | bal_1P_2AC | 8103401 | no | no |  |  | no |  |  | 0 | 0 | 0 | 0
oh_line_8103401_200839867 |  | AD | node_8103401_200839866 | node_8103401_200839867 | 141.291 | bal_1P_1/0AA | 8103401 | no | no |  |  | no |  |  | 0 | 0 | 0 | 0
oh_line_8103401_200839868 |  | AD | node_8103401_200839867 | node_8103401_200839868 | 347.929 | bal_1P_1/0AA | 8103401 | no | no |  |  | no |  |  | 0 | 0 | 0 | 0
oh_line_8103401_200839869-1 |  | AD | node_8103401_200839866 | node_1345154_269_15396155_694 | 326.149 | bal_1P_2AC | 8103401 | no | no |  |  | no |  |  | 0 | 0 | 0 | 0
oh_line_8103401_200839869-2 |  | AD | node_1345154_269_15396155_694 | node_8103401_200839869 | 4.183 | bal_1P_2AC | 8103401 | no | no |  |  | no |  |  | 0 | 0 | 0 | 0
oh_line_8103401_200839870 |  | AD | node_8103401_200839869 | node_8103401_200839870 | 348.729 | bal_1P_2AC | 8103401 | no | no |  |  | no |  |  | 0 | 0 | 0 | 0
oh_line_8103401_200839871 |  | AD | node_8103401_200839870 | node_8103401_200839871 | 350.047 | bal_1P_2AC | 8103401 | no | no |  |  | no |  |  | 0 | 0 | 0 | 0
oh_line_8103401_200839872 |  | AD | node_8103401_200839871 | node_8103401_200839872 | 480.437 | bal_1P_2AC | 8103401 | no | no |  |  | no |  |  | 0 | 0 | 0 | 0
oh_line_8103401_200839873 |  | AD | node_8103401_200839872 | node_8103401_200839873 | 293.27 | bal_1P_2AC | 8103401 | no | no |  |  | no |  |  | 0 | 0 | 0 | 0
oh_line_8103401_200839874 |  | AD | node_8103401_200839873 | node_8103401_200839874 | 308.311 | bal_1P_2AC | 8103401 | no | no |  |  | no |  |  | 0 | 0 | 0 | 0
oh_line_8103401_200840141 |  | AD | node_8103401_200840146 | node_8103401_200840141 | 230.071 | bal_1P_1/0AA | 8103401 | no | no |  |  | no |  |  | 0 | 0 | 0 | 0
oh_line_8103401_200840142 |  | AD | node_8103401_200839832 | node_8103401_200840142 | 55.197 | bal_1P_1/0AC | 8103401 | no | no |  |  | no |  |  | 0 | 0 | 0 | 0
oh_line_8103401_200840143 |  | AD | node_8103401_200840142 | node_8103401_200840143 | 267.628 | bal_1P_1/0AC | 8103401 | no | no |  |  | no |  |  | 0 | 0 | 0 | 0
oh_line_8103401_200840144 |  | AD | node_8103401_200840143 | node_8103401_200840144 | 230.6 | bal_1P_1/0AA | 8103401 | no | no |  |  | no |  |  | 0 | 0 | 0 | 0
oh_line_8103401_200840145 |  | AD | node_8103401_200840144 | node_8103401_200840145 | 267.283 | bal_1P_1/0AA | 8103401 | no | no |  |  | no |  |  | 0 | 0 | 0 | 0
oh_line_8103401_200840146 |  | AD | node_8103401_200840145 | node_8103401_200840146 | 33.453 | bal_1P_1/0AA | 8103401 | no | no |  |  | no |  |  | 0 | 0 | 0 | 0
oh_line_8103401_200840147 |  | AD | node_8103401_200840145 | node_8103401_200840147 | 160.081 | bal_1P_1/0AA | 8103401 | no | no |  |  | no |  |  | 0 | 0 | 0 | 0
oh_line_8103401_200840149 |  | AD | node_8103401_200840148 | node_8103401_200840149 | 191.963 | bal_1P_1/0AA | 8103401 | no | no |  |  | no |  |  | 0 | 0 | 0 | 0
oh_line_8103401_200840161 |  | AD | node_8103401_200840212 | node_8103401_200840161 | 346.272 | bal_1P_1/0AA | 8103401 | no | no |  |  | no |  |  | 0 | 0 | 0 | 0
oh_line_8103401_200840162 |  | AD | node_8103401_200840173 | node_8103401_200840162 | 281.994 | bal_1P_1/0AA | 8103401 | no | no |  |  | no |  |  | 0 | 0 | 0 | 0
oh_line_8103401_200840163 |  | AD | node_8103401_200840164 | node_8103401_200840163 | 174.315 | bal_1P_1/0AA | 8103401 | no | no |  |  | no |  |  | 0 | 0 | 0 | 0
oh_line_8103401_200840164 |  | AD | node_8103401_200840162 | node_8103401_200840164 | 220.567 | bal_1P_1/0AA | 8103401 | no | no |  |  | no |  |  | 0 | 0 | 0 | 0
oh_line_8103401_200840165 |  | AD | node_8103401_200840161 | node_8103401_200840165 | 258.019 | bal_1P_1/0AA | 8103401 | no | no |  |  | no |  |  | 0 | 0 | 0 | 0
oh_line_8103401_200840166 |  | AD | node_8103401_200840165 | node_8103401_200840166 | 248.649 | bal_1P_1/0AA | 8103401 | no | no |  |  | no |  |  | 0 | 0 | 0 | 0
oh_line_8103401_200840167 |  | AD | node_8103401_200840166 | node_8103401_200840167 | 249.27 | bal_1P_1/0AA | 8103401 | no | no |  |  | no |  |  | 0 | 0 | 0 | 0
oh_line_8103401_200840168 |  | AD | node_8103401_200840167 | node_8103401_200840168 | 328.568 | bal_1P_1/0AA | 8103401 | no | no |  |  | no |  |  | 0 | 0 | 0 | 0
oh_line_8103401_200840169 |  | AD | node_8103401_200840167 | node_8103401_200840169 | 243.212 | bal_1P_1/0AA | 8103401 | no | no |  |  | no |  |  | 0 | 0 | 0 | 0
oh_line_8103401_200840170 |  | AD | node_8103401_200840169 | node_8103401_200840170 | 302.598 | bal_1P_1/0AA | 8103401 | no | no |  |  | no |  |  | 0 | 0 | 0 | 0
oh_line_8103401_200840171 |  | AD | node_8103401_200840170 | node_8103401_200840171 | 293.994 | bal_1P_1/0AA | 8103401 | no | no |  |  | no |  |  | 0 | 0 | 0 | 0
oh_line_8103401_200840172 |  | AD | node_8103401_200840171 | node_8103401_200840172 | 209.016 | bal_1P_1/0AA | 8103401 | no | no |  |  | no |  |  | 0 | 0 | 0 | 0
oh_line_8103401_200840173 |  | AD | node_8103401_200840172 | node_8103401_200840173 | 280.574 | bal_1P_1/0AA | 8103401 | no | no |  |  | no |  |  | 0 | 0 | 0 | 0
oh_line_8103401_200840174 |  | AD | node_8103401_200840176 | node_8103401_200840174 | 270.439 | bal_1P_2AC | 8103401 | no | no |  |  | no |  |  | 0 | 0 | 0 | 0
oh_line_8103401_200840176 |  | AD | node_8103401_200840177 | node_8103401_200840176 | 337.619 | bal_1P_2AC | 8103401 | no | no |  |  | no |  |  | 0 | 0 | 0 | 0
oh_line_8103401_200840177 |  | AD | node_8103401_200840178 | node_8103401_200840177 | 297.973 | bal_1P_2AC | 8103401 | no | no |  |  | no |  |  | 0 | 0 | 0 | 0
oh_line_8103401_200840178 |  | AD | node_8103401_200840179 | node_8103401_200840178 | 292.872 | bal_1P_2AC | 8103401 | no | no |  |  | no |  |  | 0 | 0 | 0 | 0
oh_line_8103401_200840179 |  | AD | node_8103401_200840180 | node_8103401_200840179 | 280.945 | bal_1P_2AC | 8103401 | no | no |  |  | no |  |  | 0 | 0 | 0 | 0
oh_line_8103401_200840180 |  | AD | node_8103401_200840181 | node_8103401_200840180 | 334.408 | bal_1P_2AC | 8103401 | no | no |  |  | no |  |  | 0 | 0 | 0 | 0
oh_line_8103401_200840181 |  | AD | node_8103401_200885297 | node_8103401_200840181 | 202.043 | bal_1P_2AC | 8103401 | no | no |  |  | no |  |  | 0 | 0 | 0 | 0
oh_line_8103401_200840182 |  | AD | node_8103401_200840181 | node_8103401_200840182 | 417.926 | bal_1P_2AC | 8103401 | no | no |  |  | no |  |  | 0 | 0 | 0 | 0
oh_line_8103401_200840183 |  | AD | node_8103401_200884677 | node_8103401_200840183 | 334.93 | bal_1P_2AC | 8103401 | no | no |  |  | no |  |  | 0 | 0 | 0 | 0
oh_line_8103401_200840184 |  | AD | node_8103401_200840183 | node_8103401_200840184 | 362.203 | bal_1P_2AC | 8103401 | no | no |  |  | no |  |  | 0 | 0 | 0 | 0
oh_line_8103401_200840185 |  | AD | node_8103401_200840184 | node_8103401_200840185 | 324.901 | bal_1P_2AC | 8103401 | no | no |  |  | no |  |  | 0 | 0 | 0 | 0
oh_line_8103401_200840186 |  | AD | node_8103401_200840185 | node_8103401_200840186 | 315.864 | bal_1P_2AC | 8103401 | no | no |  |  | no |  |  | 0 | 0 | 0 | 0
oh_line_8103401_200840187 |  | AD | node_8103401_200840186 | node_8103401_200840187 | 311.964 | bal_1P_2AC | 8103401 | no | no |  |  | no |  |  | 0 | 0 | 0 | 0
oh_line_8103401_200840189 |  | AD | node_8103401_201009032 | node_8103401_200840189 | 232.765 | bal_1P_2AC | 8103401 | no | no |  |  | no |  |  | 0 | 0 | 0 | 0
oh_line_8103401_200840190 |  | AD | node_8103401_200840187 | node_intto1_8103401_200840190 | 214.91 | bal_1P_2AC | 8103401 | no | no |  |  | no |  |  | 0 | 0 | 0 | 0
oh_line_8103401_200840191 |  | AD | node_8103401_200840190 | node_8103401_200840191 | 233.228 | bal_1P_2AC | 8103401 | no | no |  |  | no |  |  | 0 | 0 | 0 | 0
oh_line_8103401_200840192 |  | AD | node_8103401_200840191 | node_8103401_200840192 | 402.584 | bal_1P_2AC | 8103401 | no | no |  |  | no |  |  | 0 | 0 | 0 | 0
oh_line_8103401_200840193 |  | AD | node_8103401_200840192 | node_8103401_200840193 | 466.808 | bal_1P_2AC | 8103401 | no | no |  |  | no |  |  | 0 | 0 | 0 | 0
oh_line_8103401_200840194 |  | AD | node_8103401_200840193 | node_8103401_200840194 | 317.649 | bal_1P_2AC | 8103401 | no | no |  |  | no |  |  | 0 | 0 | 0 | 0
oh_line_8103401_200840196 |  | AD | node_8103401_200840194 | node_8103401_200840196 | 395.46 | bal_1P_2AC | 8103401 | no | no |  |  | no |  |  | 0 | 0 | 0 | 0
oh_line_8103401_200840197 |  | AD | node_8103401_200840196 | node_8103401_200840197 | 416.301 | bal_1P_2AC | 8103401 | no | no |  |  | no |  |  | 0 | 0 | 0 | 0
oh_line_8103401_200840198 |  | AD | node_8103401_200840197 | node_8103401_200840198 | 398.944 | bal_1P_2AC | 8103401 | no | no |  |  | no |  |  | 0 | 0 | 0 | 0
oh_line_8103401_200840199 |  | AD | node_8103401_200840198 | node_8103401_200840199 | 308.533 | bal_1P_2AC | 8103401 | no | no |  |  | no |  |  | 0 | 0 | 0 | 0
oh_line_8103401_200840200 |  | AD | node_8103401_200840199 | node_8103401_200840200 | 420.59 | bal_1P_2AC | 8103401 | no | no |  |  | no |  |  | 0 | 0 | 0 | 0
oh_line_8103401_200840201 |  | AD | node_8103401_200840200 | node_8103401_200840201 | 352.539 | bal_1P_1/0AA | 8103401 | no | no |  |  | no |  |  | 0 | 0 | 0 | 0
oh_line_8103401_200840202 |  | AD | node_8103401_200840201 | node_8103401_200840202 | 264.947 | bal_1P_1/0AA | 8103401 | no | no |  |  | no |  |  | 0 | 0 | 0 | 0
oh_line_8103401_200840203 |  | AD | node_8103401_200840202 | node_8103401_200840203 | 253.565 | bal_1P_1/0AA | 8103401 | no | no |  |  | no |  |  | 0 | 0 | 0 | 0
oh_line_8103401_200840204 |  | AD | node_8103401_200840203 | node_8103401_200840204 | 346.167 | bal_1P_1/0AA | 8103401 | no | no |  |  | no |  |  | 0 | 0 | 0 | 0
oh_line_8103401_200840205 |  | AD | node_8103401_200840204 | node_8103401_200840205 | 203.756 | bal_1P_1/0AA | 8103401 | no | no |  |  | no |  |  | 0 | 0 | 0 | 0
oh_line_8103401_200840206 |  | AD | node_8103401_200840205 | node_8103401_200840206 | 131.287 | bal_1P_1/0AA | 8103401 | no | no |  |  | no |  |  | 0 | 0 | 0 | 0
oh_line_8103401_200840207 |  | AD | node_8103401_200840206 | node_8103401_200840207 | 337.802 | bal_1P_1/0AA | 8103401 | no | no |  |  | no |  |  | 0 | 0 | 0 | 0
oh_line_8103401_200840208 |  | AD | node_8103401_200840207 | node_8103401_200840208 | 328.118 | bal_1P_1/0AA | 8103401 | no | no |  |  | no |  |  | 0 | 0 | 0 | 0
oh_line_8103401_200840209 |  | AD | node_8103401_200840208 | node_8103401_200840209 | 234.432 | bal_1P_1/0AA | 8103401 | no | no |  |  | no |  |  | 0 | 0 | 0 | 0
oh_line_8103401_200840210 |  | AD | node_8103401_200840209 | node_8103401_200840210 | 248.842 | bal_1P_1/0AA | 8103401 | no | no |  |  | no |  |  | 0 | 0 | 0 | 0
oh_line_8103401_200840211 |  | AD | node_8103401_200840210 | node_8103401_200840211 | 311.898 | bal_1P_1/0AA | 8103401 | no | no |  |  | no |  |  | 0 | 0 | 0 | 0
oh_line_8103401_200840212 |  | AD | node_8103401_200840211 | node_8103401_200840212 | 298.124 | bal_1P_1/0AA | 8103401 | no | no |  |  | no |  |  | 0 | 0 | 0 | 0
oh_line_8103401_200840214 |  | AD | node_8103401_200840212 | node_8103401_200840214 | 353.859 | bal_1P_1/0AA | 8103401 | no | no |  |  | no |  |  | 0 | 0 | 0 | 0
oh_line_8103401_200840215 |  | AD | node_8103401_200840214 | node_8103401_200840215 | 205.648 | bal_1P_1/0AA | 8103401 | no | no |  |  | no |  |  | 0 | 0 | 0 | 0
oh_line_8103401_200840216 |  | AD | node_8103401_200840215 | node_8103401_200840216 | 319.096 | bal_1P_1/0AA | 8103401 | no | no |  |  | no |  |  | 0 | 0 | 0 | 0
oh_line_8103401_200884057 |  | AD | node_8103401_200884089 | node_8103401_200884057 | 204.847 | bal_1P_1/0AA | 8103401 | no | no |  |  | no |  |  | 0 | 0 | 0 | 0
oh_line_8103401_200884058 |  | AN | node_8103401_200884098 | node_8103401_200884058 | 417.959 | bal_1P_1/0AA_1/0AA(N) | 8103401 | no | no |  |  | no |  |  | 0 | 0 | 0 | 0
oh_line_8103401_200884059 |  | AD | node_8103401_200884158 | node_8103401_200884059 | 280.044 | bal_1P_1/0AA | 8103401 | no | no |  |  | no |  |  | 0 | 0 | 0 | 0
oh_line_8103401_200884061 |  | ABCN | node_8103401_201014979 | node_8103401_200884061 | 318.18 | bal_3P_336AC_4/0AA(N) | 8103401 | no | no |  |  | no |  |  | 0 | 0 | 0 | 0
oh_line_8103401_200884062 |  | ABCN | node_8103401_200884061 | node_8103401_200884062 | 206.624 | bal_3P_336AC_4/0AA(N) | 8103401 | no | no |  |  | no |  |  | 0 | 0 | 0 | 0
oh_line_8103401_200884063 |  | ABCN | node_8103401_200884062 | node_8103401_200884063 | 275.98 | bal_3P_336AC_4/0AA(N) | 8103401 | no | no |  |  | no |  |  | 0 | 0 | 0 | 0
oh_line_8103401_200884064 |  | ABCN | node_8103401_200884063 | node_8103401_200884064 | 263.134 | bal_3P_336AC_4/0AA(N) | 8103401 | no | no |  |  | no |  |  | 0 | 0 | 0 | 0
oh_line_8103401_200884066 |  | ABCN | node_8103401_200884064 | node_8103401_200884066 | 172.35 | bal_3P_336AC_4/0AA(N) | 8103401 | no | no |  |  | no |  |  | 0 | 0 | 0 | 0
oh_line_8103401_200884067 |  | ABCN | node_8103401_200884066 | node_8103401_200884067 | 304.813 | bal_3P_336AC_4/0AA(N) | 8103401 | no | no |  |  | no |  |  | 0 | 0 | 0 | 0
oh_line_8103401_200884068 |  | ABCN | node_8103401_200884067 | node_8103401_200884068 | 264.119 | bal_3P_336AC_4/0AA(N) | 8103401 | no | no |  |  | no |  |  | 0 | 0 | 0 | 0
oh_line_8103401_200884069 |  | ABCN | node_8103401_200884068 | node_8103401_200884069 | 263.073 | bal_3P_336AC_4/0AA(N) | 8103401 | no | no |  |  | no |  |  | 0 | 0 | 0 | 0
oh_line_8103401_200884071 |  | ABCN | node_8103401_200884069 | node_8103401_200884071 | 194.43 | bal_3P_336AC_4/0AA(N) | 8103401 | no | no |  |  | no |  |  | 0 | 0 | 0 | 0
oh_line_8103401_200884072 |  | ABCN | node_8103401_200884071 | node_8103401_200884072 | 204.879 | bal_3P_336AC_4/0AA(N) | 8103401 | no | no |  |  | no |  |  | 0 | 0 | 0 | 0
oh_line_8103401_200884073 |  | ABCN | node_8103401_200884072 | node_8103401_200884073 | 271.972 | bal_3P_336AC_4/0AA(N) | 8103401 | no | no |  |  | no |  |  | 0 | 0 | 0 | 0
oh_line_8103401_200884074 |  | ABCN | node_8103401_200884073 | node_8103401_200884074 | 111.785 | bal_3P_336AC_4/0AA(N) | 8103401 | no | no |  |  | no |  |  | 0 | 0 | 0 | 0
oh_line_8103401_200884075 |  | ABCN | node_8103401_200884074 | node_8103401_200884075 | 120.294 | bal_3P_336AC_4/0AC(N) | 8103401 | no | no |  |  | no |  |  | 0 | 0 | 0 | 0
oh_line_8103401_200884076 |  | ABCN | node_8103401_200884075 | node_8103401_200884076 | 247.731 | bal_3P_336AC_4/0AC(N) | 8103401 | no | no |  |  | no |  |  | 0 | 0 | 0 | 0
oh_line_8103401_200884077 |  | ABCN | node_8103401_200884076 | node_intto1_8103401_200884077 | 292.557 | bal_3P_336AC_4/0AA(N) | 8103401 | no | no |  |  | no |  |  | 0 | 0 | 0 | 0
oh_line_8103401_200884078 |  | ABCN | node_8103401_200884077 | node_8103401_200884078 | 209.844 | bal_3P_4/0AA_1/0AA(N) | 8103401 | no | no |  |  | no |  |  | 0 | 0 | 0 | 0
oh_line_8103401_200884080 |  | ABCN | node_8103401_200884078 | node_8103401_200884080 | 249.793 | bal_3P_4/0AA_1/0AA(N) | 8103401 | no | no |  |  | no |  |  | 0 | 0 | 0 | 0
oh_line_8103401_200884089 |  | AN | node_8103401_200950759 | node_8103401_200884089 | 67.77 | bal_1P_1/0AA_1/0AA(N) | 8103401 | no | no |  |  | no |  |  | 0 | 0 | 0 | 0
oh_line_8103401_200884091 |  | ABCN | node_8103401_200950901 | node_8103401_200884091 | 197.892 | bal_3P_4/0AA_1/0AA(N) | 8103401 | no | no |  |  | no |  |  | 0 | 0 | 0 | 0
oh_line_8103401_200884092 |  | ABCN | node_8103401_200884091 | node_8103401_200884092 | 216.198 | bal_3P_4/0AA_1/0AA(N) | 8103401 | no | no |  |  | no |  |  | 0 | 0 | 0 | 0
oh_line_8103401_200884094 |  | AN | node_8103401_200950984 | node_8103401_200884094 | 101.225 | bal_1P_1/0AA_1/0AA(N) | 8103401 | no | no |  |  | no |  |  | 0 | 0 | 0 | 0
oh_line_8103401_200884095 |  | AD | node_8103401_200884094 | node_8103401_200884095 | 166.234 | bal_1P_1/0AA | 8103401 | no | no |  |  | no |  |  | 0 | 0 | 0 | 0
oh_line_8103401_200884096 |  | AN | node_8103401_200884095 | node_8103401_200884096 | 218.324 | bal_1P_1/0AA_1/0AA(N) | 8103401 | no | no |  |  | no |  |  | 0 | 0 | 0 | 0
oh_line_8103401_200884098 |  | AN | node_8103401_200950982 | node_8103401_200884098 | 106.36 | bal_1P_1/0AA_1/0AA(N) | 8103401 | no | no |  |  | no |  |  | 0 | 0 | 0 | 0
oh_line_8103401_200884103 |  | AD | node_8103401_200950973 | node_8103401_200884103 | 198.492 | bal_1P_1/0AA | 8103401 | no | no |  |  | no |  |  | 0 | 0 | 0 | 0
oh_line_8103401_200884104 |  | AD | node_8103401_200884103 | node_intto1_8103401_200884104 | 542.028 | bal_1P_2AC | 8103401 | no | no |  |  | no |  |  | 0 | 0 | 0 | 0
oh_line_8103401_200884111 |  | AD | node_8103401_200950972 | node_8103401_200884111 | 256.285 | bal_1P_2AC | 8103401 | no | no |  |  | no |  |  | 0 | 0 | 0 | 0
oh_line_8103401_200884113 |  | AD | node_8103401_200884111 | node_intto1_8103401_200884113 | 412.061 | bal_1P_2AC | 8103401 | no | no |  |  | no |  |  | 0 | 0 | 0 | 0
oh_line_8103401_200884114 |  | AD | node_8103401_200884113 | node_8103401_200884114 | 407.058 | bal_1P_2AC | 8103401 | no | no |  |  | no |  |  | 0 | 0 | 0 | 0
oh_line_8103401_200884115 |  | AD | node_8103401_200884114 | node_8103401_200884115 | 416.062 | bal_1P_2AC | 8103401 | no | no |  |  | no |  |  | 0 | 0 | 0 | 0
oh_line_8103401_200884116 |  | AD | node_8103401_200884115 | node_8103401_200884116 | 363.992 | bal_1P_2AC | 8103401 | no | no |  |  | no |  |  | 0 | 0 | 0 | 0
oh_line_8103401_200884117 |  | AD | node_8103401_200884116 | node_8103401_200884117 | 359.495 | bal_1P_2AC | 8103401 | no | no |  |  | no |  |  | 0 | 0 | 0 | 0
oh_line_8103401_200884118 |  | AD | node_8103401_200884117 | node_8103401_200884118 | 361.431 | bal_1P_2AC | 8103401 | no | no |  |  | no |  |  | 0 | 0 | 0 | 0
oh_line_8103401_200884120 |  | AD | node_8103401_200884118 | node_8103401_200884120 | 365.42 | bal_1P_2AC | 8103401 | no | no |  |  | no |  |  | 0 | 0 | 0 | 0
oh_line_8103401_200884122 |  | AD | node_8103401_200884120 | node_8103401_200884122 | 257.865 | bal_1P_2AC | 8103401 | no | no |  |  | no |  |  | 0 | 0 | 0 | 0
oh_line_8103401_200884123 |  | AD | node_8103401_200884122 | node_8103401_200884123 | 121.202 | bal_1P_2AC | 8103401 | no | no |  |  | no |  |  | 0 | 0 | 0 | 0
oh_line_8103401_200884124 |  | AD | node_8103401_200884123 | node_intto1_8103401_200884124 | 280.137 | bal_1P_2AC | 8103401 | no | no |  |  | no |  |  | 0 | 0 | 0 | 0
oh_line_8103401_200884125 |  | AD | node_8103401_200884124 | node_8103401_200884125 | 291.037 | bal_1P_2AC | 8103401 | no | no |  |  | no |  |  | 0 | 0 | 0 | 0
oh_line_8103401_200884126 |  | AD | node_8103401_200884125 | node_8103401_200884126 | 195.603 | bal_1P_2AC | 8103401 | no | no |  |  | no |  |  | 0 | 0 | 0 | 0
oh_line_8103401_200884127 |  | AD | node_8103401_200884126 | node_8103401_200884127 | 481.14 | bal_1P_2AC | 8103401 | no | no |  |  | no |  |  | 0 | 0 | 0 | 0
oh_line_8103401_200884128 |  | AD | node_8103401_200884127 | node_8103401_200884128 | 499.263 | bal_1P_2AC | 8103401 | no | no |  |  | no |  |  | 0 | 0 | 0 | 0
oh_line_8103401_200884129 |  | AD | node_8103401_200884128 | node_8103401_200884129 | 225.596 | bal_1P_2AC | 8103401 | no | no |  |  | no |  |  | 0 | 0 | 0 | 0
oh_line_8103401_200884130 |  | AD | node_8103401_200884128 | node_8103401_200884130 | 421.412 | bal_1P_2AC | 8103401 | no | no |  |  | no |  |  | 0 | 0 | 0 | 0
oh_line_8103401_200884131 |  | AD | node_8103401_200884130 | node_8103401_200884131 | 466.944 | bal_1P_2AC | 8103401 | no | no |  |  | no |  |  | 0 | 0 | 0 | 0
oh_line_8103401_200884132 |  | AD | node_8103401_200884131 | node_8103401_200884132 | 215.872 | bal_1P_2AC | 8103401 | no | no |  |  | no |  |  | 0 | 0 | 0 | 0
oh_line_8103401_200884136 |  | AD | node_8103401_201063902 | node_8103401_200884136 | 282.17 | bal_1P_2AC | 8103401 | no | no |  |  | no |  |  | 0 | 0 | 0 | 0
oh_line_8103401_200884138 |  | AD | node_8103401_200884136 | node_8103401_200884138 | 430.667 | bal_1P_2AC | 8103401 | no | no |  |  | no |  |  | 0 | 0 | 0 | 0
oh_line_8103401_200884140 |  | AD | node_8103401_201014616 | node_8103401_200884140 | 456.115 | bal_1P_2AC | 8103401 | no | no |  |  | no |  |  | 0 | 0 | 0 | 0
oh_line_8103401_200884141 |  | AD | node_8103401_200884140 | node_8103401_200884141 | 398.574 | bal_1P_2AC | 8103401 | no | no |  |  | no |  |  | 0 | 0 | 0 | 0
oh_line_8103401_200884143 |  | AD | node_8103401_200884141 | node_8103401_200884143 | 300.144 | bal_1P_2AC | 8103401 | no | no |  |  | no |  |  | 0 | 0 | 0 | 0
oh_line_8103401_200884144 |  | AD | node_8103401_200884143 | node_8103401_200884144 | 335.282 | bal_1P_2AC | 8103401 | no | no |  |  | no |  |  | 0 | 0 | 0 | 0
oh_line_8103401_200884145 |  | AD | node_8103401_200884144 | node_8103401_200884145 | 275.917 | bal_1P_2AC | 8103401 | no | no |  |  | no |  |  | 0 | 0 | 0 | 0
oh_line_8103401_200884146 |  | AD | node_8103401_200884145 | node_8103401_200884146 | 288.428 | bal_1P_2AC | 8103401 | no | no |  |  | no |  |  | 0 | 0 | 0 | 0
oh_line_8103401_200884148 |  | AD | node_8103401_200884146 | node_8103401_200884148 | 491.627 | bal_1P_2AC | 8103401 | no | no |  |  | no |  |  | 0 | 0 | 0 | 0
oh_line_8103401_200884149-1 |  | AD | node_1341672_31_15428395_199 | node_8103401_200884149 | 5.005 | bal_1P_2AC | 8103401 | no | no |  |  | no |  |  | 0 | 0 | 0 | 0
oh_line_8103401_200884149-2 |  | AD | node_8103401_200884148 | node_1341672_31_15428395_199 | 442.225 | bal_1P_2AC | 8103401 | no | no |  |  | no |  |  | 0 | 0 | 0 | 0
oh_line_8103401_200884150 |  | AD | node_8103401_200884149 | node_8103401_200884150 | 506.025 | bal_1P_2AC | 8103401 | no | no |  |  | no |  |  | 0 | 0 | 0 | 0
oh_line_8103401_200884152 |  | AD | node_8103401_200884150 | node_8103401_200884152 | 482.915 | bal_1P_2AC | 8103401 | no | no |  |  | no |  |  | 0 | 0 | 0 | 0
oh_line_8103401_200884153 |  | AD | node_8103401_200884152 | node_8103401_200884153 | 527.983 | bal_1P_2AC | 8103401 | no | no |  |  | no |  |  | 0 | 0 | 0 | 0
oh_line_8103401_200884154 |  | AD | node_8103401_200884153 | node_8103401_200884154 | 187.372 | bal_1P_1/0AA | 8103401 | no | no |  |  | no |  |  | 0 | 0 | 0 | 0
oh_line_8103401_200884155 |  | AD | node_8103401_200884153 | node_8103401_200884155 | 582.21 | bal_1P_2AC | 8103401 | no | no |  |  | no |  |  | 0 | 0 | 0 | 0
oh_line_8103401_200884157 |  | AD | node_8103401_200884155 | node_8103401_200884157 | 354.866 | bal_1P_2AC | 8103401 | no | no |  |  | no |  |  | 0 | 0 | 0 | 0
oh_line_8103401_200884158 |  | AD | node_8103401_200884157 | node_intto1_8103401_200884158 | 28.502 | bal_1P_1/0AA | 8103401 | no | no |  |  | no |  |  | 0 | 0 | 0 | 0
oh_line_8103401_200884159 |  | AD | node_8103401_200884157 | node_8103401_200884159 | 456.833 | bal_1P_2AC | 8103401 | no | no |  |  | no |  |  | 0 | 0 | 0 | 0
oh_line_8103401_200884160 |  | AD | node_8103401_200884159 | node_8103401_200884160 | 322.182 | bal_1P_1/0AA | 8103401 | no | no |  |  | no |  |  | 0 | 0 | 0 | 0
oh_line_8103401_200884161 |  | AD | node_8103401_200884160 | node_8103401_200884161 | 172.109 | bal_1P_1/0AA | 8103401 | no | no |  |  | no |  |  | 0 | 0 | 0 | 0
oh_line_8103401_200884162 |  | AD | node_8103401_200884161 | node_8103401_200884162 | 280.49 | bal_1P_1/0AA | 8103401 | no | no |  |  | no |  |  | 0 | 0 | 0 | 0
oh_line_8103401_200884166 |  | AD | node_8103401_200907850 | node_8103401_200884166 | 293.73 | bal_1P_1/0AA | 8103401 | no | no |  |  | no |  |  | 0 | 0 | 0 | 0
oh_line_8103401_200884167 |  | ABN | node_8103401_200884077 | node_8103401_200884167 | 273.353 | bal_2P_4/0AA_1/0AA(N) | 8103401 | no | no |  |  | no |  |  | 0 | 0 | 0 | 0
oh_line_8103401_200884168 |  | ABN | node_8103401_200884167 | node_8103401_200884168 | 273.287 | bal_2P_4/0AA_1/0AA(N) | 8103401 | no | no |  |  | no |  |  | 0 | 0 | 0 | 0
oh_line_8103401_200884169 |  | ABN | node_8103401_200884254 | node_8103401_200884169 | 284.793 | bal_2P_4/0AA_1/0AA(N) | 8103401 | no | no |  |  | no |  |  | 0 | 0 | 0 | 0
oh_line_8103401_200884170 |  | ABN | node_8103401_200884169 | node_8103401_200884170 | 266.965 | bal_2P_4/0AA_1/0AA(N) | 8103401 | no | no |  |  | no |  |  | 0 | 0 | 0 | 0
oh_line_8103401_200884171 |  | ABN | node_8103401_200884170 | node_8103401_200884171 | 339.415 | bal_2P_4/0AA_1/0AA(N) | 8103401 | no | no |  |  | no |  |  | 0 | 0 | 0 | 0
oh_line_8103401_200884172 |  | ABN | node_8103401_200884171 | node_8103401_200884172 | 338.783 | bal_2P_4/0AA_1/0AA(N) | 8103401 | no | no |  |  | no |  |  | 0 | 0 | 0 | 0
oh_line_8103401_200884173 |  | ABN | node_8103401_200884172 | node_8103401_200884173 | 199.045 | bal_2P_4/0AA_1/0AA(N) | 8103401 | no | no |  |  | no |  |  | 0 | 0 | 0 | 0
oh_line_8103401_200884174 |  | ABN | node_8103401_200884173 | node_8103401_200884174 | 359.359 | bal_2P_4/0AA_1/0AA(N) | 8103401 | no | no |  |  | no |  |  | 0 | 0 | 0 | 0
oh_line_8103401_200884175 |  | AN | node_8103401_200884174 | node_8103401_200884175 | 85.772 | bal_1P_1/0AA_1/0AA(N) | 8103401 | no | no |  |  | no |  |  | 0 | 0 | 0 | 0
oh_line_8103401_200884176 |  | ABN | node_8103401_200884174 | node_8103401_200884176 | 314.087 | bal_2P_4/0AA_1/0AA(N) | 8103401 | no | no |  |  | no |  |  | 0 | 0 | 0 | 0
oh_line_8103401_200884177 |  | ABN | node_8103401_200884176 | node_8103401_200884177 | 322.764 | bal_2P_4/0AA_1/0AA(N) | 8103401 | no | no |  |  | no |  |  | 0 | 0 | 0 | 0
oh_line_8103401_200884178 |  | ABN | node_8103401_200884177 | node_8103401_200884178 | 296.553 | bal_2P_4/0AA_1/0AA(N) | 8103401 | no | no |  |  | no |  |  | 0 | 0 | 0 | 0
oh_line_8103401_200884179 |  | AD | node_8103401_311912709 | node_8103401_200884179 | 307.588 | bal_1P_2AC | 8103401 | no | no |  |  | no |  |  | 0 | 0 | 0 | 0
oh_line_8103401_200884180 |  | AD | node_8103401_200884179 | node_intto1_8103401_200884180 | 540.915 | bal_1P_2AC | 8103401 | no | no |  |  | no |  |  | 0 | 0 | 0 | 0
oh_line_8103401_200884182 |  | AD | node_8103401_200950396 | node_8103401_200884182 | 278.447 | bal_1P_2AC | 8103401 | no | no |  |  | no |  |  | 0 | 0 | 0 | 0
oh_line_8103401_200884183 |  | ABN | node_8103401_200884168 | node_8103401_200884183 | 265.957 | bal_2P_4/0AA_1/0AA(N) | 8103401 | no | no |  |  | no |  |  | 0 | 0 | 0 | 0
oh_line_8103401_200884184 |  | ABN | node_8103401_200884183 | node_8103401_200884184 | 333.824 | bal_2P_4/0AA_1/0AA(N) | 8103401 | no | no |  |  | no |  |  | 0 | 0 | 0 | 0
oh_line_8103401_200884185 |  | AD | node_8103401_200884182 | node_8103401_200884185 | 217.603 | bal_1P_2AC | 8103401 | no | no |  |  | no |  |  | 0 | 0 | 0 | 0
oh_line_8103401_200884186 |  | AD | node_8103401_200884185 | node_8103401_200884186 | 176.127 | bal_1P_2AC | 8103401 | no | no |  |  | no |  |  | 0 | 0 | 0 | 0
oh_line_8103401_200884187 |  | AD | node_8103401_200884186 | node_8103401_200884187 | 440.394 | bal_1P_2AC | 8103401 | no | no |  |  | no |  |  | 0 | 0 | 0 | 0
oh_line_8103401_200884190 |  | AD | node_8103401_200988183 | node_8103401_200884190 | 348.274 | bal_1P_2AC | 8103401 | no | no |  |  | no |  |  | 0 | 0 | 0 | 0
oh_line_8103401_200884191 |  | AD | node_8103401_200884190 | node_8103401_200884191 | 169.433 | bal_1P_2AC | 8103401 | no | no |  |  | no |  |  | 0 | 0 | 0 | 0
oh_line_8103401_200884192 |  | AD | node_8103401_200884191 | node_8103401_200884192 | 426.21 | bal_1P_2AC | 8103401 | no | no |  |  | no |  |  | 0 | 0 | 0 | 0
oh_line_8103401_200884194 |  | AD | node_8103401_310048681 | node_8103401_200884194 | 236.858 | bal_1P_2AC | 8103401 | no | no |  |  | no |  |  | 0 | 0 | 0 | 0
oh_line_8103401_200884195 |  | AD | node_8103401_200884194 | node_8103401_200884195 | 168.657 | bal_1P_2AC | 8103401 | no | no |  |  | no |  |  | 0 | 0 | 0 | 0
oh_line_8103401_200884197 |  | AD | node_8103401_200884195 | node_8103401_200884197 | 318.421 | bal_1P_2AC | 8103401 | no | no |  |  | no |  |  | 0 | 0 | 0 | 0
oh_line_8103401_200884198 |  | ABN | node_8103401_200884184 | node_8103401_200884198 | 334.088 | bal_2P_4/0AA_1/0AA(N) | 8103401 | no | no |  |  | no |  |  | 0 | 0 | 0 | 0
oh_line_8103401_200884200 |  | AD | node_8103401_200884197 | node_8103401_200884200 | 385.135 | bal_1P_2AC | 8103401 | no | no |  |  | no |  |  | 0 | 0 | 0 | 0
oh_line_8103401_200884201 |  | AD | node_8103401_200884200 | node_8103401_200884201 | 302.969 | bal_1P_2AC | 8103401 | no | no |  |  | no |  |  | 0 | 0 | 0 | 0
oh_line_8103401_200884202 |  | AD | node_8103401_200884201 | node_intto1_8103401_200884202 | 385.49 | bal_1P_2AC | 8103401 | no | no |  |  | no |  |  | 0 | 0 | 0 | 0
oh_line_8103401_200884203 |  | AD | node_8103401_200884202 | node_8103401_200884203 | 199.863 | bal_1P_2AC | 8103401 | no | no |  |  | no |  |  | 0 | 0 | 0 | 0
oh_line_8103401_200884204 |  | AD | node_8103401_200884203 | node_8103401_200884204 | 194.166 | bal_1P_2AC | 8103401 | no | no |  |  | no |  |  | 0 | 0 | 0 | 0
oh_line_8103401_200884205 |  | AD | node_8103401_200884204 | node_8103401_200884205 | 370.931 | bal_1P_2AC | 8103401 | no | no |  |  | no |  |  | 0 | 0 | 0 | 0
oh_line_8103401_200884206 |  | AD | node_8103401_200884205 | node_8103401_200884206 | 432.117 | bal_1P_2AC | 8103401 | no | no |  |  | no |  |  | 0 | 0 | 0 | 0
oh_line_8103401_200884207 |  | AD | node_8103401_200884206 | node_intto1_8103401_200884207 | 417.751 | bal_1P_2AC | 8103401 | no | no |  |  | no |  |  | 0 | 0 | 0 | 0
oh_line_8103401_200884208 |  | AD | node_8103401_200884207 | node_8103401_200884208 | 170.287 | bal_1P_2AC | 8103401 | no | no |  |  | no |  |  | 0 | 0 | 0 | 0
oh_line_8103401_200884209 |  | AD | node_8103401_200884208 | node_8103401_200884209 | 326.698 | bal_1P_2AC | 8103401 | no | no |  |  | no |  |  | 0 | 0 | 0 | 0
oh_line_8103401_200884210 |  | AD | node_8103401_200884209 | node_8103401_200884210 | 259.263 | bal_1P_2AC | 8103401 | no | no |  |  | no |  |  | 0 | 0 | 0 | 0
oh_line_8103401_200884212 |  | ABN | node_8103401_200884198 | node_8103401_200884212 | 372.558 | bal_2P_4/0AA_1/0AA(N) | 8103401 | no | no |  |  | no |  |  | 0 | 0 | 0 | 0
oh_line_8103401_200884213 |  | AD | node_8103401_200884210 | node_8103401_200884213 | 456.46 | bal_1P_2AC | 8103401 | no | no |  |  | no |  |  | 0 | 0 | 0 | 0
oh_line_8103401_200884214 |  | AD | node_8103401_200884213 | node_8103401_200884214 | 466.576 | bal_1P_2AC | 8103401 | no | no |  |  | no |  |  | 0 | 0 | 0 | 0
oh_line_8103401_200884215 |  | AD | node_8103401_200884214 | node_8103401_200884215 | 325.062 | bal_1P_2AC | 8103401 | no | no |  |  | no |  |  | 0 | 0 | 0 | 0
oh_line_8103401_200884216 |  | AD | node_8103401_200884215 | node_8103401_200884216 | 338.228 | bal_1P_2AC | 8103401 | no | no |  |  | no |  |  | 0 | 0 | 0 | 0
oh_line_8103401_200884217 |  | AD | node_8103401_200884216 | node_8103401_200884217 | 405.118 | bal_1P_2AC | 8103401 | no | no |  |  | no |  |  | 0 | 0 | 0 | 0
oh_line_8103401_200884220 |  | AD | node_8103401_200884217 | node_8103401_200884220 | 302.008 | bal_1P_2AC | 8103401 | no | no |  |  | no |  |  | 0 | 0 | 0 | 0
oh_line_8103401_200884221 |  | AD | node_8103401_200884220 | node_8103401_200884221 | 205.547 | bal_1P_2AC | 8103401 | no | no |  |  | no |  |  | 0 | 0 | 0 | 0
oh_line_8103401_200884222 |  | AD | node_8103401_200884221 | node_8103401_200884222 | 137.441 | bal_1P_2AC | 8103401 | no | no |  |  | no |  |  | 0 | 0 | 0 | 0
oh_line_8103401_200884223 |  | AD | node_8103401_200884222 | node_8103401_200884223 | 273.357 | bal_1P_4ACW | 8103401 | no | no |  |  | no |  |  | 0 | 0 | 0 | 0
oh_line_8103401_200884224 |  | AD | node_8103401_200884223 | node_8103401_200884224 | 330.241 | bal_1P_4ACW | 8103401 | no | no |  |  | no |  |  | 0 | 0 | 0 | 0
oh_line_8103401_200884226 |  | AD | node_8103401_200884224 | node_8103401_200884226 | 357.277 | bal_1P_4ACW | 8103401 | no | no |  |  | no |  |  | 0 | 0 | 0 | 0
oh_line_8103401_200884227 |  | AD | node_8103401_200884226 | node_8103401_200884227 | 257.138 | bal_1P_4ACW | 8103401 | no | no |  |  | no |  |  | 0 | 0 | 0 | 0
oh_line_8103401_200884228 |  | AD | node_8103401_200884227 | node_8103401_200884228 | 192.952 | bal_1P_4/0AC | 8103401 | no | no |  |  | no |  |  | 0 | 0 | 0 | 0
oh_line_8103401_200884229 |  | AD | node_8103401_200884228 | node_8103401_200884229 | 211.967 | bal_1P_4/0AC | 8103401 | no | no |  |  | no |  |  | 0 | 0 | 0 | 0
oh_line_8103401_200884230 |  | AD | node_8103401_200884229 | node_8103401_200884230 | 174.448 | bal_1P_4/0AC | 8103401 | no | no |  |  | no |  |  | 0 | 0 | 0 | 0
oh_line_8103401_200884231 |  | ABN | node_8103401_200884212 | node_8103401_200884231 | 370.078 | bal_2P_4/0AA_1/0AA(N) | 8103401 | no | no |  |  | no |  |  | 0 | 0 | 0 | 0
oh_line_8103401_200884232 |  | ABN | node_8103401_200884231 | node_8103401_200884232 | 350.333 | bal_2P_4/0AA_1/0AA(N) | 8103401 | no | no |  |  | no |  |  | 0 | 0 | 0 | 0
oh_line_8103401_200884233 |  | AD | node_8103401_200884230 | node_8103401_200884233 | 170.763 | bal_1P_4/0AC | 8103401 | no | no |  |  | no |  |  | 0 | 0 | 0 | 0
oh_line_8103401_200884234 |  | AD | node_8103401_200884233 | node_8103401_200884234 | 223.163 | bal_1P_4/0AC | 8103401 | no | no |  |  | no |  |  | 0 | 0 | 0 | 0
oh_line_8103401_200884235 |  | AD | node_8103401_200884234 | node_8103401_200884235 | 228.063 | bal_1P_4/0AC | 8103401 | no | no |  |  | no |  |  | 0 | 0 | 0 | 0
oh_line_8103401_200884236 |  | AD | node_8103401_200884235 | node_8103401_200884236 | 260.163 | bal_1P_4/0AC | 8103401 | no | no |  |  | no |  |  | 0 | 0 | 0 | 0
oh_line_8103401_200884238 |  | AD | node_8103401_200884236 | node_8103401_200884238 | 247.321 | bal_1P_4/0AC | 8103401 | no | no |  |  | no |  |  | 0 | 0 | 0 | 0
oh_line_8103401_200884239 |  | AD | node_8103401_200884238 | node_8103401_200884239 | 242.576 | bal_1P_4/0AC | 8103401 | no | no |  |  | no |  |  | 0 | 0 | 0 | 0
oh_line_8103401_200884240-1 |  | AD | node_1333408_021_15413871_016 | node_8103401_200884240 | 5.09 | bal_1P_4/0AC | 8103401 | no | no |  |  | no |  |  | 0 | 0 | 0 | 0
oh_line_8103401_200884240-2 |  | AD | node_8103401_200884239 | node_1333408_021_15413871_016 | 260.07 | bal_1P_4/0AC | 8103401 | no | no |  |  | no |  |  | 0 | 0 | 0 | 0
oh_line_8103401_200884241 |  | AD | node_8103401_200884240 | node_8103401_200884241 | 276.841 | bal_1P_4/0AC | 8103401 | no | no |  |  | no |  |  | 0 | 0 | 0 | 0
oh_line_8103401_200884242 |  | AD | node_8103401_200884241 | node_8103401_200884242 | 218.956 | bal_1P_4/0AC | 8103401 | no | no |  |  | no |  |  | 0 | 0 | 0 | 0
oh_line_8103401_200884243 |  | AD | node_8103401_200884242 | node_8103401_200884243 | 294.383 | bal_1P_4/0AC | 8103401 | no | no |  |  | no |  |  | 0 | 0 | 0 | 0
oh_line_8103401_200884244 |  | AD | node_8103401_200884243 | node_8103401_200884244 | 280.355 | bal_1P_4/0AC | 8103401 | no | no |  |  | no |  |  | 0 | 0 | 0 | 0
oh_line_8103401_200884245 |  | AD | node_8103401_200884244 | node_8103401_200884245 | 291.657 | bal_1P_4/0AC | 8103401 | no | no |  |  | no |  |  | 0 | 0 | 0 | 0
oh_line_8103401_200884246 |  | AD | node_8103401_200884245 | node_8103401_200884246 | 210.08 | bal_1P_4/0AC | 8103401 | no | no |  |  | no |  |  | 0 | 0 | 0 | 0
oh_line_8103401_200884247 |  | AD | node_8103401_200884246 | node_8103401_200884247 | 192.148 | bal_1P_4/0AC | 8103401 | no | no |  |  | no |  |  | 0 | 0 | 0 | 0
oh_line_8103401_200884250 |  | ABN | node_8103401_200884232 | node_8103401_200884250 | 343.644 | bal_2P_4/0AA_1/0AA(N) | 8103401 | no | no |  |  | no |  |  | 0 | 0 | 0 | 0
oh_line_8103401_200884251 |  | ABN | node_8103401_200884250 | node_8103401_200884251 | 346.582 | bal_2P_4/0AA_1/0AA(N) | 8103401 | no | no |  |  | no |  |  | 0 | 0 | 0 | 0
oh_line_8103401_200884252 |  | ABN | node_8103401_200884251 | node_8103401_200884252 | 357.876 | bal_2P_4/0AA_1/0AA(N) | 8103401 | no | no |  |  | no |  |  | 0 | 0 | 0 | 0
oh_line_8103401_200884253 |  | ABN | node_8103401_200884252 | node_8103401_200884253 | 317.733 | bal_2P_4/0AA_1/0AA(N) | 8103401 | no | no |  |  | no |  |  | 0 | 0 | 0 | 0
oh_line_8103401_200884254 |  | ABN | node_8103401_200884253 | node_8103401_200884254 | 297.548 | bal_2P_4/0AA_1/0AA(N) | 8103401 | no | no |  |  | no |  |  | 0 | 0 | 0 | 0
oh_line_8103401_200884256 |  | AD | node_8103401_311912723 | node_8103401_200884256 | 406.004 | bal_1P_2AC | 8103401 | no | no |  |  | no |  |  | 0 | 0 | 0 | 0
oh_line_8103401_200884257 |  | AD | node_8103401_200884256 | node_intto1_8103401_200884257 | 363.985 | bal_1P_2AC | 8103401 | no | no |  |  | no |  |  | 0 | 0 | 0 | 0
oh_line_8103401_200884259 |  | AD | node_8103401_200884257 | node_8103401_200884259 | 612.092 | bal_1P_2AC | 8103401 | no | no |  |  | no |  |  | 0 | 0 | 0 | 0
oh_line_8103401_200884260 |  | AD | node_8103401_200884259 | node_8103401_200884260 | 443.166 | bal_1P_2AC | 8103401 | no | no |  |  | no |  |  | 0 | 0 | 0 | 0
oh_line_8103401_200884261 |  | AD | node_8103401_200884260 | node_8103401_200884261 | 355.153 | bal_1P_2AC | 8103401 | no | no |  |  | no |  |  | 0 | 0 | 0 | 0
oh_line_8103401_200884263 |  | AD | node_8103401_200884261 | node_8103401_200884263 | 332.495 | bal_1P_2AC | 8103401 | no | no |  |  | no |  |  | 0 | 0 | 0 | 0
oh_line_8103401_200884264 |  | AD | node_8103401_312101410 | node_8103401_200884264 | 333.138 | bal_1P_2AC | 8103401 | no | no |  |  | no |  |  | 0 | 0 | 0 | 0
oh_line_8103401_200884265 |  | AD | node_8103401_312101411 | node_8103401_200884265 | 328.664 | bal_1P_2AC | 8103401 | no | no |  |  | no |  |  | 0 | 0 | 0 | 0
oh_line_8103401_200884266 |  | AD | node_8103401_200884265 | node_8103401_200884266 | 403.617 | bal_1P_2AC | 8103401 | no | no |  |  | no |  |  | 0 | 0 | 0 | 0
oh_line_8103401_200884268 |  | AD | node_8103401_200884298 | node_8103401_200884268 | 290.813 | bal_1P_1/0AA | 8103401 | no | no |  |  | no |  |  | 0 | 0 | 0 | 0
oh_line_8103401_200884269 |  | AD | node_8103401_200884873 | node_8103401_200884269 | 379.207 | bal_1P_2AC | 8103401 | no | no |  |  | no |  |  | 0 | 0 | 0 | 0
oh_line_8103401_200884270 |  | AD | node_8103401_200884269 | node_8103401_200884270 | 495.305 | bal_1P_2AC | 8103401 | no | no |  |  | no |  |  | 0 | 0 | 0 | 0
oh_line_8103401_200884271 |  | AD | node_8103401_200884270 | node_8103401_200884271 | 474.436 | bal_1P_2AC | 8103401 | no | no |  |  | no |  |  | 0 | 0 | 0 | 0
oh_line_8103401_200884272 |  | AD | node_8103401_200884271 | node_intto1_8103401_200884272 | 488.45 | bal_1P_2AC | 8103401 | no | no |  |  | no |  |  | 0 | 0 | 0 | 0
oh_line_8103401_200884273 |  | AD | node_8103401_200884272 | node_8103401_200884273 | 203.428 | bal_1P_2AC | 8103401 | no | no |  |  | no |  |  | 0 | 0 | 0 | 0
oh_line_8103401_200884274 |  | AD | node_8103401_200884273 | node_8103401_200884274 | 305.205 | bal_1P_2AC | 8103401 | no | no |  |  | no |  |  | 0 | 0 | 0 | 0
oh_line_8103401_200884275 |  | AD | node_8103401_200884274 | node_8103401_200884275 | 313.3 | bal_1P_2AC | 8103401 | no | no |  |  | no |  |  | 0 | 0 | 0 | 0
oh_line_8103401_200884276 |  | AD | node_8103401_200884275 | node_8103401_200884276 | 345.444 | bal_1P_2AC | 8103401 | no | no |  |  | no |  |  | 0 | 0 | 0 | 0
oh_line_8103401_200884277 |  | AD | node_8103401_200884276 | node_8103401_200884277 | 415.842 | bal_1P_2AC | 8103401 | no | no |  |  | no |  |  | 0 | 0 | 0 | 0
oh_line_8103401_200884279 |  | AD | node_8103401_200884277 | node_8103401_200884279 | 339.005 | bal_1P_1/0AA | 8103401 | no | no |  |  | no |  |  | 0 | 0 | 0 | 0
oh_line_8103401_200884280 |  | AD | node_8103401_200884279 | node_8103401_200884280 | 284.824 | bal_1P_1/0AA | 8103401 | no | no |  |  | no |  |  | 0 | 0 | 0 | 0
oh_line_8103401_200884281 |  | AD | node_8103401_200884280 | node_8103401_200884281 | 288.979 | bal_1P_1/0AA | 8103401 | no | no |  |  | no |  |  | 0 | 0 | 0 | 0
oh_line_8103401_200884282 |  | AD | node_8103401_200884281 | node_8103401_200884282 | 232.579 | bal_1P_1/0AA | 8103401 | no | no |  |  | no |  |  | 0 | 0 | 0 | 0
oh_line_8103401_200884283 |  | AD | node_8103401_200884282 | node_8103401_200884283 | 263.887 | bal_1P_1/0AA | 8103401 | no | no |  |  | no |  |  | 0 | 0 | 0 | 0
oh_line_8103401_200884284 |  | AD | node_8103401_200884283 | node_8103401_200884284 | 269.433 | bal_1P_2AC | 8103401 | no | no |  |  | no |  |  | 0 | 0 | 0 | 0
oh_line_8103401_200884285 |  | AD | node_8103401_200884284 | node_8103401_200884285 | 433.972 | bal_1P_2AC | 8103401 | no | no |  |  | no |  |  | 0 | 0 | 0 | 0
oh_line_8103401_200884286 |  | AD | node_8103401_200884285 | node_8103401_200884286 | 208.695 | bal_1P_2AC | 8103401 | no | no |  |  | no |  |  | 0 | 0 | 0 | 0
oh_line_8103401_200884288 |  | AD | node_8103401_201041218 | node_8103401_200884288 | 89.076 | bal_1P_1/0AA | 8103401 | no | no |  |  | no |  |  | 0 | 0 | 0 | 0
oh_line_8103401_200884289 |  | AD | node_8103401_200884288 | node_8103401_200884289 | 314.296 | bal_1P_1/0AA | 8103401 | no | no |  |  | no |  |  | 0 | 0 | 0 | 0
oh_line_8103401_200884291 |  | AD | node_8103401_201010395 | node_8103401_200884291 | 365.569 | bal_1P_1/0AA | 8103401 | no | no |  |  | no |  |  | 0 | 0 | 0 | 0
oh_line_8103401_200884292 |  | AD | node_8103401_200884291 | node_8103401_200884292 | 83.259 | bal_1P_1/0AA | 8103401 | no | no |  |  | no |  |  | 0 | 0 | 0 | 0
oh_line_8103401_200884293 |  | AD | node_8103401_200884292 | node_8103401_200884293 | 323.741 | bal_1P_1/0AA | 8103401 | no | no |  |  | no |  |  | 0 | 0 | 0 | 0
oh_line_8103401_200884294 |  | AD | node_8103401_200884291 | node_8103401_200884294 | 252.528 | bal_1P_2AC | 8103401 | no | no |  |  | no |  |  | 0 | 0 | 0 | 0
oh_line_8103401_200884295 |  | AD | node_8103401_200884294 | node_8103401_200884295 | 290.51 | bal_1P_2AC | 8103401 | no | no |  |  | no |  |  | 0 | 0 | 0 | 0
oh_line_8103401_200884296 |  | AD | node_8103401_200884295 | node_intto1_8103401_200884296 | 228.365 | bal_1P_2AC | 8103401 | no | no |  |  | no |  |  | 0 | 0 | 0 | 0
oh_line_8103401_200884297 |  | AD | node_8103401_200884296 | node_8103401_200884297 | 266.352 | bal_1P_1/0AC | 8103401 | no | no |  |  | no |  |  | 0 | 0 | 0 | 0
oh_line_8103401_200884298 |  | AD | node_8103401_200884297 | node_8103401_200884298 | 402.333 | bal_1P_1/0AC | 8103401 | no | no |  |  | no |  |  | 0 | 0 | 0 | 0
oh_line_8103401_200884299 |  | AD | node_8103401_200884298 | node_8103401_200884299 | 303.774 | bal_1P_1/0AC | 8103401 | no | no |  |  | no |  |  | 0 | 0 | 0 | 0
oh_line_8103401_200884300 |  | AD | node_8103401_200884295 | node_8103401_200884300 | 530.735 | bal_1P_2AC | 8103401 | no | no |  |  | no |  |  | 0 | 0 | 0 | 0
oh_line_8103401_200884301 |  | AD | node_8103401_200884300 | node_8103401_200884301 | 275.229 | bal_1P_2AC | 8103401 | no | no |  |  | no |  |  | 0 | 0 | 0 | 0
oh_line_8103401_200884302 |  | AD | node_8103401_200884300 | node_8103401_200884302 | 576.432 | bal_1P_2AC | 8103401 | no | no |  |  | no |  |  | 0 | 0 | 0 | 0
oh_line_8103401_200884303 |  | AD | node_8103401_200884302 | node_intto1_8103401_200884303 | 580.826 | bal_1P_2AC | 8103401 | no | no |  |  | no |  |  | 0 | 0 | 0 | 0
oh_line_8103401_200884305 |  | AD | node_8103401_200982792 | node_8103401_200884305 | 281.699 | bal_1P_2AC | 8103401 | no | no |  |  | no |  |  | 0 | 0 | 0 | 0
oh_line_8103401_200884306 |  | AD | node_8103401_311902267 | node_8103401_200884306 | 187.36 | bal_1P_2AC | 8103401 | no | no |  |  | no |  |  | 0 | 0 | 0 | 0
oh_line_8103401_200884307 |  | AD | node_8103401_200884306 | node_8103401_200884307 | 471.654 | bal_1P_2AC | 8103401 | no | no |  |  | no |  |  | 0 | 0 | 0 | 0
oh_line_8103401_200884308 |  | AD | node_8103401_200884307 | node_8103401_200884308 | 99.663 | bal_1P_1/0AA | 8103401 | no | no |  |  | no |  |  | 0 | 0 | 0 | 0
oh_line_8103401_200884309-1 |  | AD | node_1348878_969_15428801_163 | node_8103401_200884309 | 7.813 | bal_1P_2AC | 8103401 | no | no |  |  | no |  |  | 0 | 0 | 0 | 0
oh_line_8103401_200884309-2 |  | AD | node_8103401_200884307 | node_1348878_969_15428801_163 | 394.297 | bal_1P_2AC | 8103401 | no | no |  |  | no |  |  | 0 | 0 | 0 | 0
oh_line_8103401_200884310 |  | AD | node_8103401_200884309 | node_8103401_200884310 | 415.451 | bal_1P_2AC | 8103401 | no | no |  |  | no |  |  | 0 | 0 | 0 | 0
oh_line_8103401_200884312 |  | AD | node_8103401_200884310 | node_8103401_200884312 | 541.757 | bal_1P_2AC | 8103401 | no | no |  |  | no |  |  | 0 | 0 | 0 | 0
oh_line_8103401_200884313 |  | AD | node_8103401_200884312 | node_8103401_200884313 | 411.984 | bal_1P_2AC | 8103401 | no | no |  |  | no |  |  | 0 | 0 | 0 | 0
oh_line_8103401_200884314 |  | AD | node_8103401_200884313 | node_8103401_200884314 | 496.122 | bal_1P_2AC | 8103401 | no | no |  |  | no |  |  | 0 | 0 | 0 | 0
oh_line_8103401_200884317 |  | AD | node_8103401_200884313 | node_8103401_200884317 | 264.825 | bal_1P_2AC | 8103401 | no | no |  |  | no |  |  | 0 | 0 | 0 | 0
oh_line_8103401_200884318 |  | AD | node_8103401_200884317 | node_8103401_200884318 | 388.768 | bal_1P_2AC | 8103401 | no | no |  |  | no |  |  | 0 | 0 | 0 | 0
oh_line_8103401_200884319 |  | AD | node_8103401_200884318 | node_8103401_200884319 | 172.035 | bal_1P_2AC | 8103401 | no | no |  |  | no |  |  | 0 | 0 | 0 | 0
oh_line_8103401_200884320 |  | AD | node_8103401_200884319 | node_8103401_200884320 | 134.233 | bal_1P_2AC | 8103401 | no | no |  |  | no |  |  | 0 | 0 | 0 | 0
oh_line_8103401_200884321 |  | AD | node_8103401_200884320 | node_8103401_200884321 | 436.211 | bal_1P_2AC | 8103401 | no | no |  |  | no |  |  | 0 | 0 | 0 | 0
oh_line_8103401_200884322 |  | AD | node_8103401_200884321 | node_8103401_200884322 | 238.221 | bal_1P_2AC | 8103401 | no | no |  |  | no |  |  | 0 | 0 | 0 | 0
oh_line_8103401_200884323 |  | AD | node_8103401_200884322 | node_8103401_200884323 | 643.68 | bal_1P_2AC | 8103401 | no | no |  |  | no |  |  | 0 | 0 | 0 | 0
oh_line_8103401_200884324 |  | AD | node_8103401_200884323 | node_8103401_200884324 | 357.338 | bal_1P_2AC | 8103401 | no | no |  |  | no |  |  | 0 | 0 | 0 | 0
oh_line_8103401_200884325 |  | AD | node_8103401_200884324 | node_8103401_200884325 | 191.618 | bal_1P_2AC | 8103401 | no | no |  |  | no |  |  | 0 | 0 | 0 | 0
oh_line_8103401_200884326 |  | AD | node_8103401_200884325 | node_8103401_200884326 | 273.391 | bal_1P_2AC | 8103401 | no | no |  |  | no |  |  | 0 | 0 | 0 | 0
oh_line_8103401_200884327 |  | AD | node_8103401_200884269 | node_8103401_200884327 | 474.771 | bal_1P_2AC | 8103401 | no | no |  |  | no |  |  | 0 | 0 | 0 | 0
oh_line_8103401_200884329 |  | AD | node_8103401_200884876 | node_8103401_200884329 | 395.504 | bal_1P_2AC | 8103401 | no | no |  |  | no |  |  | 0 | 0 | 0 | 0
oh_line_8103401_200884330 |  | AD | node_8103401_200884329 | node_8103401_200884330 | 294.769 | bal_1P_2AC | 8103401 | no | no |  |  | no |  |  | 0 | 0 | 0 | 0
oh_line_8103401_200884331 |  | AD | node_8103401_200884330 | node_8103401_200884331 | 206.597 | bal_1P_1/0AA | 8103401 | no | no |  |  | no |  |  | 0 | 0 | 0 | 0
oh_line_8103401_200884332 |  | AD | node_8103401_200884330 | node_8103401_200884332 | 335.628 | bal_1P_2AC | 8103401 | no | no |  |  | no |  |  | 0 | 0 | 0 | 0
oh_line_8103401_200884333 |  | AD | node_8103401_200884327 | node_intto1_8103401_200884333 | 307.891 | bal_1P_2AC | 8103401 | no | no |  |  | no |  |  | 0 | 0 | 0 | 0
oh_line_8103401_200884334 |  | AD | node_8103401_200884333 | node_8103401_200884334 | 268.686 | bal_1P_2AC | 8103401 | no | no |  |  | no |  |  | 0 | 0 | 0 | 0
oh_line_8103401_200884335 |  | AD | node_8103401_200884334 | node_8103401_200884335 | 368.871 | bal_1P_2AC | 8103401 | no | no |  |  | no |  |  | 0 | 0 | 0 | 0
oh_line_8103401_200884336 |  | AD | node_8103401_200884335 | node_8103401_200884336 | 357.121 | bal_1P_2AC | 8103401 | no | no |  |  | no |  |  | 0 | 0 | 0 | 0
oh_line_8103401_200884337 |  | AD | node_8103401_200884123 | node_8103401_200884337 | 81.047 | bal_1P_2AC | 8103401 | no | no |  |  | no |  |  | 0 | 0 | 0 | 0
oh_line_8103401_200884338 |  | AD | node_8103401_200884337 | node_intto1_8103401_200884338 | 252.885 | bal_1P_2AC | 8103401 | no | no |  |  | no |  |  | 0 | 0 | 0 | 0
oh_line_8103401_200884339 |  | AD | node_8103401_200884361 | node_8103401_200884339 | 386.958 | bal_1P_2AC | 8103401 | no | no |  |  | no |  |  | 0 | 0 | 0 | 0
oh_line_8103401_200884340 |  | AD | node_8103401_200884339 | node_8103401_200884340 | 439.416 | bal_1P_2AC | 8103401 | no | no |  |  | no |  |  | 0 | 0 | 0 | 0
oh_line_8103401_200884341 |  | AD | node_8103401_200884340 | node_8103401_200884341 | 328.63 | bal_1P_2AC | 8103401 | no | no |  |  | no |  |  | 0 | 0 | 0 | 0
oh_line_8103401_200884342 |  | AD | node_8103401_200884341 | node_8103401_200884342 | 203.482 | bal_1P_2AC | 8103401 | no | no |  |  | no |  |  | 0 | 0 | 0 | 0
oh_line_8103401_200884343 |  | AD | node_8103401_200884342 | node_8103401_200884343 | 68.518 | bal_1P_1/0AA | 8103401 | no | no |  |  | no |  |  | 0 | 0 | 0 | 0
oh_line_8103401_200884344 |  | AD | node_8103401_200884343 | node_8103401_200884344 | 399.858 | bal_1P_1/0AA | 8103401 | no | no |  |  | no |  |  | 0 | 0 | 0 | 0
oh_line_8103401_200884345 |  | AD | node_8103401_200884344 | node_8103401_200884345 | 43.649 | bal_1P_1/0AA | 8103401 | no | no |  |  | no |  |  | 0 | 0 | 0 | 0
oh_line_8103401_200884346 |  | AD | node_8103401_200884345 | node_8103401_200884346 | 227.397 | bal_1P_1/0AA | 8103401 | no | no |  |  | no |  |  | 0 | 0 | 0 | 0
oh_line_8103401_200884347 |  | AD | node_8103401_200884346 | node_8103401_200884347 | 233.786 | bal_1P_1/0AA | 8103401 | no | no |  |  | no |  |  | 0 | 0 | 0 | 0
oh_line_8103401_200884348 |  | AD | node_8103401_200884338 | node_8103401_200884348 | 291.867 | bal_1P_2AC | 8103401 | no | no |  |  | no |  |  | 0 | 0 | 0 | 0
oh_line_8103401_200884349 |  | AD | node_8103401_200884348 | node_8103401_200884349 | 295.303 | bal_1P_2AC | 8103401 | no | no |  |  | no |  |  | 0 | 0 | 0 | 0
oh_line_8103401_200884350 |  | AD | node_8103401_200884349 | node_8103401_200884350 | 286.56 | bal_1P_2AC | 8103401 | no | no |  |  | no |  |  | 0 | 0 | 0 | 0
oh_line_8103401_200884351 |  | AD | node_8103401_200884350 | node_8103401_200884351 | 291.77 | bal_1P_2AC | 8103401 | no | no |  |  | no |  |  | 0 | 0 | 0 | 0
oh_line_8103401_200884352 |  | AD | node_8103401_200884351 | node_8103401_200884352 | 251.725 | bal_1P_2AC | 8103401 | no | no |  |  | no |  |  | 0 | 0 | 0 | 0
oh_line_8103401_200884353 |  | AD | node_8103401_200884352 | node_8103401_200884353 | 350.249 | bal_1P_2AC | 8103401 | no | no |  |  | no |  |  | 0 | 0 | 0 | 0
oh_line_8103401_200884354 |  | AD | node_8103401_200884353 | node_8103401_200884354 | 354.184 | bal_1P_2AC | 8103401 | no | no |  |  | no |  |  | 0 | 0 | 0 | 0
oh_line_8103401_200884355 |  | AD | node_8103401_200884354 | node_8103401_200884355 | 377.453 | bal_1P_2AC | 8103401 | no | no |  |  | no |  |  | 0 | 0 | 0 | 0
oh_line_8103401_200884356 |  | AD | node_8103401_200884355 | node_8103401_200884356 | 339.752 | bal_1P_2AC | 8103401 | no | no |  |  | no |  |  | 0 | 0 | 0 | 0
oh_line_8103401_200884358 |  | AD | node_8103401_200884356 | node_8103401_200884358 | 260.991 | bal_1P_2AC | 8103401 | no | no |  |  | no |  |  | 0 | 0 | 0 | 0
oh_line_8103401_200884359 |  | AD | node_8103401_200884358 | node_8103401_200884359 | 239.802 | bal_1P_2AC | 8103401 | no | no |  |  | no |  |  | 0 | 0 | 0 | 0
oh_line_8103401_200884360 |  | AD | node_8103401_200884359 | node_8103401_200884360 | 161.961 | bal_1P_2AC | 8103401 | no | no |  |  | no |  |  | 0 | 0 | 0 | 0
oh_line_8103401_200884361 |  | AD | node_8103401_200884360 | node_8103401_200884361 | 176.542 | bal_1P_2AC | 8103401 | no | no |  |  | no |  |  | 0 | 0 | 0 | 0
oh_line_8103401_200884362 |  | AD | node_8103401_311884866 | node_8103401_200884362 | 217.709 | bal_1P_2AC | 8103401 | no | no |  |  | no |  |  | 0 | 0 | 0 | 0
oh_line_8103401_200884363 |  | AD | node_8103401_200884378 | node_8103401_200884363 | 327.018 | bal_1P_1/0AA | 8103401 | no | no |  |  | no |  |  | 0 | 0 | 0 | 0
oh_line_8103401_200884364 |  | AD | node_8103401_200884363 | node_8103401_200884364 | 344.684 | bal_1P_1/0AA | 8103401 | no | no |  |  | no |  |  | 0 | 0 | 0 | 0
oh_line_8103401_200884365 |  | AD | node_8103401_200884364 | node_8103401_200884365 | 330.96 | bal_1P_1/0AA | 8103401 | no | no |  |  | no |  |  | 0 | 0 | 0 | 0
oh_line_8103401_200884366 |  | AD | node_8103401_200884365 | node_8103401_200884366 | 328.58 | bal_1P_1/0AA | 8103401 | no | no |  |  | no |  |  | 0 | 0 | 0 | 0
oh_line_8103401_200884368 |  | AD | node_8103401_200884362 | node_intto1_8103401_200884368 | 522.126 | bal_1P_2AC | 8103401 | no | no |  |  | no |  |  | 0 | 0 | 0 | 0
oh_line_8103401_200884369 |  | AD | node_8103401_312101412 | node_8103401_200884369 | 338.637 | bal_1P_2AC | 8103401 | no | no |  |  | no |  |  | 0 | 0 | 0 | 0
oh_line_8103401_200884370 |  | AD | node_8103401_200884369 | node_8103401_200884370 | 525.062 | bal_1P_2AC | 8103401 | no | no |  |  | no |  |  | 0 | 0 | 0 | 0
oh_line_8103401_200884371 |  | AD | node_8103401_200884370 | node_8103401_200884371 | 469.893 | bal_1P_2AC | 8103401 | no | no |  |  | no |  |  | 0 | 0 | 0 | 0
oh_line_8103401_200884372 |  | AD | node_8103401_200884371 | node_8103401_200884372 | 395.404 | bal_1P_2AC | 8103401 | no | no |  |  | no |  |  | 0 | 0 | 0 | 0
oh_line_8103401_200884373 |  | AD | node_8103401_200884372 | node_8103401_200884373 | 395.807 | bal_1P_2AC | 8103401 | no | no |  |  | no |  |  | 0 | 0 | 0 | 0
oh_line_8103401_200884374 |  | AD | node_8103401_200884373 | node_8103401_200884374 | 429.809 | bal_1P_2AC | 8103401 | no | no |  |  | no |  |  | 0 | 0 | 0 | 0
oh_line_8103401_200884375 |  | AD | node_8103401_200884374 | node_8103401_200884375 | 478.454 | bal_1P_2AC | 8103401 | no | no |  |  | no |  |  | 0 | 0 | 0 | 0
oh_line_8103401_200884376 |  | AD | node_8103401_200884374 | node_8103401_200884376 | 238.967 | bal_1P_1/0AA | 8103401 | no | no |  |  | no |  |  | 0 | 0 | 0 | 0
oh_line_8103401_200884377 |  | AD | node_8103401_200884376 | node_8103401_200884377 | 252.91 | bal_1P_1/0AA | 8103401 | no | no |  |  | no |  |  | 0 | 0 | 0 | 0
oh_line_8103401_200884378 |  | AD | node_8103401_200884377 | node_8103401_200884378 | 348.883 | bal_1P_1/0AA | 8103401 | no | no |  |  | no |  |  | 0 | 0 | 0 | 0
oh_line_8103401_200884390 |  | ABCN | node_8103401_201009816 | node_8103401_200884390 | 222.752 | bal_3P_1/0AA_1/0AA(N) | 8103401 | no | no |  |  | no |  |  | 0 | 0 | 0 | 0
oh_line_8103401_200884392 |  | ABCN | node_8103401_200950969 | node_8103401_200884392 | 274.619 | bal_3P_4/0AA_1/0AA(N) | 8103401 | no | no |  |  | no |  |  | 0 | 0 | 0 | 0
oh_line_8103401_200884397 |  | AD | node_8103401_201009820 | node_8103401_200884397 | 192.724 | bal_1P_4AC | 8103401 | no | no |  |  | no |  |  | 0 | 0 | 0 | 0
oh_line_8103401_200884398 |  | AD | node_8103401_200884397 | node_8103401_200884398 | 450.104 | bal_1P_4AC | 8103401 | no | no |  |  | no |  |  | 0 | 0 | 0 | 0
oh_line_8103401_200884399 |  | AD | node_8103401_200884398 | node_8103401_200884399 | 337.5 | bal_1P_4AC | 8103401 | no | no |  |  | no |  |  | 0 | 0 | 0 | 0
oh_line_8103401_200884400 |  | AD | node_8103401_200884399 | node_8103401_200884400 | 157.892 | bal_1P_4AC | 8103401 | no | no |  |  | no |  |  | 0 | 0 | 0 | 0
oh_line_8103401_200884401 |  | ABCN | node_8103401_200950968 | node_8103401_200884401 | 246.701 | bal_3P_4/0AA_1/0AA(N) | 8103401 | no | no |  |  | no |  |  | 0 | 0 | 0 | 0
oh_line_8103401_200884402 |  | ABCN | node_8103401_200951016 | node_8103401_200884402 | 304.06 | bal_3P_4/0AA_1/0AA(N) | 8103401 | no | no |  |  | no |  |  | 0 | 0 | 0 | 0
oh_line_8103401_200884411 |  | AD | node_8103401_200884591 | node_8103401_200884411 | 378.761 | bal_1P_2AC | 8103401 | no | no |  |  | no |  |  | 0 | 0 | 0 | 0
oh_line_8103401_200884414 |  | AD | node_8103401_201012484 | node_8103401_200884414 | 409.139 | bal_1P_1/0AC | 8103401 | no | no |  |  | no |  |  | 0 | 0 | 0 | 0
oh_line_8103401_200884415 |  | AD | node_8103401_200884414 | node_8103401_200884415 | 391.738 | bal_1P_6DCW | 8103401 | no | no |  |  | no |  |  | 0 | 0 | 0 | 0
oh_line_8103401_200884417 |  | AD | node_8103401_311912733 | node_8103401_200884417 | 157.892 | bal_1P_4AC | 8103401 | no | no |  |  | no |  |  | 0 | 0 | 0 | 0
oh_line_8103401_200884418 |  | AD | node_8103401_200884417 | node_intto1_8103401_200884418 | 368.376 | bal_1P_4AC | 8103401 | no | no |  |  | no |  |  | 0 | 0 | 0 | 0
oh_line_8103401_200884419 |  | AD | node_8103401_200884466 | node_8103401_200884419 | 336.962 | bal_1P_4AC | 8103401 | no | no |  |  | no |  |  | 0 | 0 | 0 | 0
oh_line_8103401_200884420 |  | AD | node_8103401_200884419 | node_8103401_200884420 | 428.046 | bal_1P_4AC | 8103401 | no | no |  |  | no |  |  | 0 | 0 | 0 | 0
oh_line_8103401_200884421 |  | AD | node_8103401_200884420 | node_8103401_200884421 | 303.633 | bal_1P_4AC | 8103401 | no | no |  |  | no |  |  | 0 | 0 | 0 | 0
oh_line_8103401_200884422 |  | AD | node_8103401_200884421 | node_8103401_200884422 | 484.068 | bal_1P_4AC | 8103401 | no | no |  |  | no |  |  | 0 | 0 | 0 | 0
oh_line_8103401_200884423 |  | AD | node_8103401_200884422 | node_8103401_200884423 | 219.467 | bal_1P_4AC | 8103401 | no | no |  |  | no |  |  | 0 | 0 | 0 | 0
oh_line_8103401_200884424 |  | AD | node_8103401_200884423 | node_8103401_200884424 | 146.614 | bal_1P_4AC | 8103401 | no | no |  |  | no |  |  | 0 | 0 | 0 | 0
oh_line_8103401_200884425 |  | AD | node_8103401_200884424 | node_8103401_200884425 | 141.33 | bal_1P_1/0AA | 8103401 | no | no |  |  | no |  |  | 0 | 0 | 0 | 0
oh_line_8103401_200884426 |  | AD | node_8103401_200884425 | node_8103401_200884426 | 319.102 | bal_1P_1/0AA | 8103401 | no | no |  |  | no |  |  | 0 | 0 | 0 | 0
oh_line_8103401_200884427 |  | AD | node_8103401_200884426 | node_8103401_200884427 | 325.339 | bal_1P_1/0AA | 8103401 | no | no |  |  | no |  |  | 0 | 0 | 0 | 0
oh_line_8103401_200884428-1 |  | AD | node_312101179 | node_8103401_200884428 | 406.782 | bal_1P_4AC | 8103401 | no | no |  |  | no |  |  | 0 | 0 | 0 | 0
oh_line_8103401_200884428-2 |  | AD | node_220417211 | node_intto1_312101179 | 7.292 | bal_1P_4AC | 8103401 | no | no |  |  | no |  |  | 0 | 0 | 0 | 0
oh_line_8103401_200884428-3 |  | AD | node_8103401_200884424 | node_intto1_220417211 | 4.693 | bal_1P_4AC | 8103401 | no | no |  |  | no |  |  | 0 | 0 | 0 | 0
oh_line_8103401_200884429 |  | AD | node_8103401_200884428 | node_8103401_200884429 | 76.122 | bal_1P_1/0AA | 8103401 | no | no |  |  | no |  |  | 0 | 0 | 0 | 0
oh_line_8103401_200884430 |  | AD | node_8103401_200884429 | node_8103401_200884430 | 316.098 | bal_1P_1/0AA | 8103401 | no | no |  |  | no |  |  | 0 | 0 | 0 | 0
oh_line_8103401_200884434 |  | AD | node_8103401_200884427 | node_8103401_200884434 | 280.439 | bal_1P_1/0AA | 8103401 | no | no |  |  | no |  |  | 0 | 0 | 0 | 0
oh_line_8103401_200884435 |  | AD | node_8103401_200884434 | node_8103401_200884435 | 293.629 | bal_1P_1/0AA | 8103401 | no | no |  |  | no |  |  | 0 | 0 | 0 | 0
oh_line_8103401_200884436 |  | AD | node_8103401_310011486 | node_8103401_200884436 | 308.226 | bal_1P_1/0AA | 8103401 | no | no |  |  | no |  |  | 0 | 0 | 0 | 0
oh_line_8103401_200884437 |  | AD | node_8103401_200884418 | node_8103401_200884437 | 343.624 | bal_1P_4AC | 8103401 | no | no |  |  | no |  |  | 0 | 0 | 0 | 0
oh_line_8103401_200884438 |  | AD | node_8103401_200884439 | node_8103401_200884438 | 453.758 | bal_1P_1/0AA | 8103401 | no | no |  |  | no |  |  | 0 | 0 | 0 | 0
oh_line_8103401_200884439-1 |  | AD | node_1335115_652_15423319_21 | node_8103401_200884439 | 18.311 | bal_1P_1/0AA | 8103401 | no | no |  |  | no |  |  | 0 | 0 | 0 | 0
oh_line_8103401_200884439-2 |  | AD | node_8103401_200884440 | node_1335115_652_15423319_21 | 23.268 | bal_1P_1/0AA | 8103401 | no | no |  |  | no |  |  | 0 | 0 | 0 | 0
oh_line_8103401_200884440 |  | AD | node_8103401_200884441 | node_8103401_200884440 | 233.293 | bal_1P_1/0AA | 8103401 | no | no |  |  | no |  |  | 0 | 0 | 0 | 0
oh_line_8103401_200884441 |  | AD | node_8103401_200884436 | node_8103401_200884441 | 194.769 | bal_1P_1/0AA | 8103401 | no | no |  |  | no |  |  | 0 | 0 | 0 | 0
oh_line_8103401_200884442 |  | AD | node_8103401_200884439 | node_8103401_200884442 | 534.824 | bal_1P_4AC | 8103401 | no | no |  |  | no |  |  | 0 | 0 | 0 | 0
oh_line_8103401_200884443 |  | AD | node_8103401_200884442 | node_8103401_200884443 | 359.193 | bal_1P_4AC | 8103401 | no | no |  |  | no |  |  | 0 | 0 | 0 | 0
oh_line_8103401_200884444 |  | AD | node_8103401_200884443 | node_8103401_200884444 | 368.966 | bal_1P_4AC | 8103401 | no | no |  |  | no |  |  | 0 | 0 | 0 | 0
oh_line_8103401_200884445 |  | AD | node_8103401_200884444 | node_8103401_200884445 | 331.837 | bal_1P_4AC | 8103401 | no | no |  |  | no |  |  | 0 | 0 | 0 | 0
oh_line_8103401_200884446 |  | AD | node_8103401_200884445 | node_8103401_200884446 | 340.12 | bal_1P_4AC | 8103401 | no | no |  |  | no |  |  | 0 | 0 | 0 | 0
oh_line_8103401_200884447 |  | AD | node_8103401_200884446 | node_intto1_8103401_200884447 | 344.759 | bal_1P_4AC | 8103401 | no | no |  |  | no |  |  | 0 | 0 | 0 | 0
oh_line_8103401_200884448 |  | AD | node_8103401_200884447 | node_8103401_200884448 | 469.535 | bal_1P_4AC | 8103401 | no | no |  |  | no |  |  | 0 | 0 | 0 | 0
oh_line_8103401_200884449 |  | AD | node_8103401_200884448 | node_8103401_200884449 | 434.404 | bal_1P_2AC | 8103401 | no | no |  |  | no |  |  | 0 | 0 | 0 | 0
oh_line_8103401_200884450 |  | AD | node_8103401_200884449 | node_8103401_200884450 | 498.504 | bal_1P_2AC | 8103401 | no | no |  |  | no |  |  | 0 | 0 | 0 | 0
oh_line_8103401_200884452 |  | AD | node_8103401_200884449 | node_8103401_200884452 | 209.249 | bal_1P_2AC | 8103401 | no | no |  |  | no |  |  | 0 | 0 | 0 | 0
oh_line_8103401_200884453 |  | AD | node_8103401_200884452 | node_8103401_200884453 | 313.148 | bal_1P_1/0AA | 8103401 | no | no |  |  | no |  |  | 0 | 0 | 0 | 0
oh_line_8103401_200884456 |  | AD | node_8103401_200884448 | node_8103401_200884456 | 268.238 | bal_1P_2AC | 8103401 | no | no |  |  | no |  |  | 0 | 0 | 0 | 0
oh_line_8103401_200884457 |  | AD | node_8103401_200884437 | node_8103401_200884457 | 341.12 | bal_1P_4AC | 8103401 | no | no |  |  | no |  |  | 0 | 0 | 0 | 0
oh_line_8103401_200884458 |  | AD | node_8103401_200884456 | node_intto1_8103401_200884458 | 248.154 | bal_1P_2AC | 8103401 | no | no |  |  | no |  |  | 0 | 0 | 0 | 0
oh_line_8103401_200884459 |  | AD | node_8103401_200884458 | node_8103401_200884459 | 401.246 | bal_1P_2AC | 8103401 | no | no |  |  | no |  |  | 0 | 0 | 0 | 0
oh_line_8103401_200884461 |  | AD | node_8103401_200884457 | node_8103401_200884461 | 328.699 | bal_1P_4AC | 8103401 | no | no |  |  | no |  |  | 0 | 0 | 0 | 0
oh_line_8103401_200884462 |  | AD | node_8103401_200884461 | node_8103401_200884462 | 304.985 | bal_1P_4AC | 8103401 | no | no |  |  | no |  |  | 0 | 0 | 0 | 0
oh_line_8103401_200884463 |  | AD | node_8103401_200884462 | node_8103401_200884463 | 390.644 | bal_1P_4AC | 8103401 | no | no |  |  | no |  |  | 0 | 0 | 0 | 0
oh_line_8103401_200884464 |  | AD | node_8103401_200884463 | node_8103401_200884464 | 327.778 | bal_1P_4AC | 8103401 | no | no |  |  | no |  |  | 0 | 0 | 0 | 0
oh_line_8103401_200884465 |  | AD | node_8103401_200884464 | node_8103401_200884465 | 328.592 | bal_1P_4AC | 8103401 | no | no |  |  | no |  |  | 0 | 0 | 0 | 0
oh_line_8103401_200884466 |  | AD | node_8103401_200884465 | node_8103401_200884466 | 373.31 | bal_1P_4AC | 8103401 | no | no |  |  | no |  |  | 0 | 0 | 0 | 0
oh_line_8103401_200884468 |  | AD | node_8103401_200884469 | node_8103401_200884468 | 193.192 | bal_1P_1/0AA | 8103401 | no | no |  |  | no |  |  | 0 | 0 | 0 | 0
oh_line_8103401_200884469 |  | AD | node_8103401_200884470 | node_intto1_8103401_200884469 | 312.962 | bal_1P_1/0AA | 8103401 | no | no |  |  | no |  |  | 0 | 0 | 0 | 0
oh_line_8103401_200884470 |  | AD | node_8103401_200884471 | node_8103401_200884470 | 326.515 | bal_1P_1/0AA | 8103401 | no | no |  |  | no |  |  | 0 | 0 | 0 | 0
oh_line_8103401_200884471 |  | AD | node_8103401_200884472 | node_8103401_200884471 | 316.43 | bal_1P_1/0AA | 8103401 | no | no |  |  | no |  |  | 0 | 0 | 0 | 0
oh_line_8103401_200884472 |  | AD | node_8103401_200977822 | node_8103401_200884472 | 265.936 | bal_1P_1/0AA | 8103401 | no | no |  |  | no |  |  | 0 | 0 | 0 | 0
oh_line_8103401_200884473 |  | AD | node_8103401_200884469 | node_intto1_8103401_200884473 | 298.419 | bal_1P_1/0AC | 8103401 | no | no |  |  | no |  |  | 0 | 0 | 0 | 0
oh_line_8103401_200884474 |  | AD | node_8103401_200884473 | node_8103401_200884474 | 283.451 | bal_1P_1/0AC | 8103401 | no | no |  |  | no |  |  | 0 | 0 | 0 | 0
oh_line_8103401_200884475 |  | AD | node_8103401_200884474 | node_8103401_200884475 | 269.255 | bal_1P_1/0AC | 8103401 | no | no |  |  | no |  |  | 0 | 0 | 0 | 0
oh_line_8103401_200884476 |  | AD | node_8103401_200884475 | node_8103401_200884476 | 231.739 | bal_1P_1/0AC | 8103401 | no | no |  |  | no |  |  | 0 | 0 | 0 | 0
oh_line_8103401_200884477 |  | AD | node_8103401_200884476 | node_8103401_200884477 | 238.001 | bal_1P_1/0AC | 8103401 | no | no |  |  | no |  |  | 0 | 0 | 0 | 0
oh_line_8103401_200884478 |  | AD | node_8103401_200884475 | node_8103401_200884478 | 369.053 | bal_1P_1/0AC | 8103401 | no | no |  |  | no |  |  | 0 | 0 | 0 | 0
oh_line_8103401_200884483 |  | AD | node_8103401_201017951 | node_8103401_200884483 | 92.348 | bal_1P_1/0AA | 8103401 | no | no |  |  | no |  |  | 0 | 0 | 0 | 0
oh_line_8103401_200884486 |  | AD | node_8103401_200884468 | node_8103401_200884486 | 313.418 | bal_1P_1/0AA | 8103401 | no | no |  |  | no |  |  | 0 | 0 | 0 | 0
oh_line_8103401_200884487 |  | AD | node_8103401_200884486 | node_8103401_200884487 | 264.818 | bal_1P_1/0AA | 8103401 | no | no |  |  | no |  |  | 0 | 0 | 0 | 0
oh_line_8103401_200884488 |  | AD | node_8103401_200884487 | node_intto1_8103401_200884488 | 273.748 | bal_1P_1/0AA | 8103401 | no | no |  |  | no |  |  | 0 | 0 | 0 | 0
oh_line_8103401_200884489 |  | AD | node_8103401_200884488 | node_8103401_200884489 | 255.609 | bal_1P_1/0AA | 8103401 | no | no |  |  | no |  |  | 0 | 0 | 0 | 0
oh_line_8103401_200884490 |  | AD | node_8103401_200884489 | node_8103401_200884490 | 260.373 | bal_1P_8DCW | 8103401 | no | no |  |  | no |  |  | 0 | 0 | 0 | 0
oh_line_8103401_200884491 |  | AD | node_8103401_200884490 | node_8103401_200884491 | 265.951 | bal_1P_1/0AA | 8103401 | no | no |  |  | no |  |  | 0 | 0 | 0 | 0
oh_line_8103401_200884493 |  | AD | node_8103401_200884204 | node_8103401_200884493 | 180.02 | bal_1P_2AC | 8103401 | no | no |  |  | no |  |  | 0 | 0 | 0 | 0
oh_line_8103401_200884503 |  | AD | node_8103401_200884504 | node_intto1_8103401_200884503 | 296.412 | bal_1P_1/0AA | 8103401 | no | no |  |  | no |  |  | 0 | 0 | 0 | 0
oh_line_8103401_200884504 |  | AD | node_8103401_200884505 | node_8103401_200884504 | 312.684 | bal_1P_1/0AA | 8103401 | no | no |  |  | no |  |  | 0 | 0 | 0 | 0
oh_line_8103401_200884505 |  | AD | node_8103401_200884506 | node_8103401_200884505 | 299.44 | bal_1P_1/0AA | 8103401 | no | no |  |  | no |  |  | 0 | 0 | 0 | 0
oh_line_8103401_200884506 |  | AD | node_8103401_200884508 | node_8103401_200884506 | 341.935 | bal_1P_1/0AA | 8103401 | no | no |  |  | no |  |  | 0 | 0 | 0 | 0
oh_line_8103401_200884507 |  | AD | node_8103401_200884506 | node_8103401_200884507 | 305.26 | bal_1P_1/0AA | 8103401 | no | no |  |  | no |  |  | 0 | 0 | 0 | 0
oh_line_8103401_200884508 |  | AD | node_8103401_201018455 | node_8103401_200884508 | 185.726 | bal_1P_1/0AA | 8103401 | no | no |  |  | no |  |  | 0 | 0 | 0 | 0
oh_line_8103401_200884510 |  | AD | node_8103401_200884493 | node_8103401_200884510 | 144.908 | bal_1P_2AC | 8103401 | no | no |  |  | no |  |  | 0 | 0 | 0 | 0
oh_line_8103401_200884511 |  | AD | node_8103401_200884510 | node_8103401_200884511 | 332.718 | bal_1P_2AC | 8103401 | no | no |  |  | no |  |  | 0 | 0 | 0 | 0
oh_line_8103401_200884513 |  | AD | node_8103401_200884511 | node_8103401_200884513 | 427.174 | bal_1P_2AC | 8103401 | no | no |  |  | no |  |  | 0 | 0 | 0 | 0
oh_line_8103401_200884514-1 |  | AD | node_1340891_248_15410204_304 | node_8103401_200884514 | 18.41 | bal_1P_2AC | 8103401 | no | no |  |  | no |  |  | 0 | 0 | 0 | 0
oh_line_8103401_200884514-2 |  | AD | node_220387517 | node_1340891_248_15410204_304 | 209.048 | bal_1P_2AC | 8103401 | no | no |  |  | no |  |  | 0 | 0 | 0 | 0
oh_line_8103401_200884514-3 |  | AD | node_8103401_200884513 | node_intto1_220387517 | 15.53 | bal_1P_2AC | 8103401 | no | no |  |  | no |  |  | 0 | 0 | 0 | 0
oh_line_8103401_200884515 |  | AD | node_8103401_200884514 | node_8103401_200884515 | 344.905 | bal_1P_2AC | 8103401 | no | no |  |  | no |  |  | 0 | 0 | 0 | 0
oh_line_8103401_200884516 |  | AD | node_8103401_200884515 | node_8103401_200884516 | 400.556 | bal_1P_2AC | 8103401 | no | no |  |  | no |  |  | 0 | 0 | 0 | 0
oh_line_8103401_200884520 |  | AD | node_8103401_311884862 | node_8103401_200884520 | 371.337 | bal_1P_2AC | 8103401 | no | no |  |  | no |  |  | 0 | 0 | 0 | 0
oh_line_8103401_200884521 |  | AD | node_8103401_200884520 | node_intto1_8103401_200884521 | 488.123 | bal_1P_2AC | 8103401 | no | no |  |  | no |  |  | 0 | 0 | 0 | 0
oh_line_8103401_200884522 |  | AD | node_8103401_200884521 | node_8103401_200884522 | 533.376 | bal_1P_2AC | 8103401 | no | no |  |  | no |  |  | 0 | 0 | 0 | 0
oh_line_8103401_200884523 |  | AD | node_8103401_200884522 | node_8103401_200884523 | 402.288 | bal_1P_2AC | 8103401 | no | no |  |  | no |  |  | 0 | 0 | 0 | 0
oh_line_8103401_200884525 |  | AD | node_8103401_200884523 | node_8103401_200884525 | 466.381 | bal_1P_2AC | 8103401 | no | no |  |  | no |  |  | 0 | 0 | 0 | 0
oh_line_8103401_200884526 |  | AD | node_8103401_200884525 | node_8103401_200884526 | 355.028 | bal_1P_2AC | 8103401 | no | no |  |  | no |  |  | 0 | 0 | 0 | 0
oh_line_8103401_200884527 |  | AD | node_8103401_200884526 | node_8103401_200884527 | 340.441 | bal_1P_2AC | 8103401 | no | no |  |  | no |  |  | 0 | 0 | 0 | 0
oh_line_8103401_200884528 |  | AD | node_8103401_200884527 | node_8103401_200884528 | 174.412 | bal_1P_1/0AA | 8103401 | no | no |  |  | no |  |  | 0 | 0 | 0 | 0
oh_line_8103401_200884534 |  | AD | node_8103401_200884428 | node_8103401_200884534 | 267.819 | bal_1P_1/0AA | 8103401 | no | no |  |  | no |  |  | 0 | 0 | 0 | 0
oh_line_8103401_200884535 |  | AD | node_8103401_200884553 | node_8103401_200884535 | 229.165 | bal_1P_2AC | 8103401 | no | no |  |  | no |  |  | 0 | 0 | 0 | 0
oh_line_8103401_200884537 |  | AD | node_8103401_200884535 | node_8103401_200884537 | 297.767 | bal_1P_1/0AA | 8103401 | no | no |  |  | no |  |  | 0 | 0 | 0 | 0
oh_line_8103401_200884538 |  | AD | node_8103401_200884537 | node_8103401_200884538 | 308.749 | bal_1P_1/0AA | 8103401 | no | no |  |  | no |  |  | 0 | 0 | 0 | 0
oh_line_8103401_200884539 |  | AD | node_8103401_200884538 | node_8103401_200884539 | 29.844 | bal_1P_1/0AA | 8103401 | no | no |  |  | no |  |  | 0 | 0 | 0 | 0
oh_line_8103401_200884540 |  | AD | node_8103401_200884539 | node_8103401_200884540 | 231.683 | bal_1P_1/0AA | 8103401 | no | no |  |  | no |  |  | 0 | 0 | 0 | 0
oh_line_8103401_200884541 |  | AD | node_8103401_200884540 | node_8103401_200884541 | 235.918 | bal_1P_1/0AA | 8103401 | no | no |  |  | no |  |  | 0 | 0 | 0 | 0
oh_line_8103401_200884542 |  | AD | node_8103401_200884541 | node_8103401_200884542 | 274.705 | bal_1P_1/0AA | 8103401 | no | no |  |  | no |  |  | 0 | 0 | 0 | 0
oh_line_8103401_200884543 |  | AD | node_8103401_200884542 | node_8103401_200884543 | 264.817 | bal_1P_1/0AA | 8103401 | no | no |  |  | no |  |  | 0 | 0 | 0 | 0
oh_line_8103401_200884544 |  | AD | node_8103401_310011527 | node_8103401_200884544 | 277.392 | bal_1P_1/0AA | 8103401 | no | no |  |  | no |  |  | 0 | 0 | 0 | 0
oh_line_8103401_200884545 |  | AD | node_8103401_310011527 | node_8103401_200884545 | 255.04 | bal_1P_1/0AA | 8103401 | no | no |  |  | no |  |  | 0 | 0 | 0 | 0
oh_line_8103401_200884547 |  | AD | node_8103401_310011557 | node_8103401_200884547 | 209.44 | bal_1P_1/0AA | 8103401 | no | no |  |  | no |  |  | 0 | 0 | 0 | 0
oh_line_8103401_200884548 |  | AD | node_8103401_310011558 | node_8103401_200884548 | 344.93 | bal_1P_1/0AA | 8103401 | no | no |  |  | no |  |  | 0 | 0 | 0 | 0
oh_line_8103401_200884549 |  | AD | node_8103401_200884548 | node_8103401_200884549 | 80.613 | bal_1P_1/0AA | 8103401 | no | no |  |  | no |  |  | 0 | 0 | 0 | 0
oh_line_8103401_200884550 |  | AD | node_8103401_200884549 | node_8103401_200884550 | 228.444 | bal_1P_1/0AA | 8103401 | no | no |  |  | no |  |  | 0 | 0 | 0 | 0
oh_line_8103401_200884551 |  | AD | node_8103401_312101178 | node_8103401_200884551 | 296.694 | bal_1P_2AC | 8103401 | no | no |  |  | no |  |  | 0 | 0 | 0 | 0
oh_line_8103401_200884552 |  | AD | node_8103401_200884551 | node_8103401_200884552 | 460.46 | bal_1P_2AC | 8103401 | no | no |  |  | no |  |  | 0 | 0 | 0 | 0
oh_line_8103401_200884553 |  | AD | node_8103401_200884552 | node_8103401_200884553 | 78.328 | bal_1P_2AC | 8103401 | no | no |  |  | no |  |  | 0 | 0 | 0 | 0
oh_line_8103401_200884555 |  | AD | node_8103401_311884790 | node_8103401_200884555 | 255.962 | bal_1P_2AC | 8103401 | no | no |  |  | no |  |  | 0 | 0 | 0 | 0
oh_line_8103401_200884556 |  | AD | node_8103401_200884555 | node_8103401_200884556 | 430.013 | bal_1P_2AC | 8103401 | no | no |  |  | no |  |  | 0 | 0 | 0 | 0
oh_line_8103401_200884557 |  | AD | node_8103401_312133650 | node_8103401_200884557 | 339.343 | bal_1P_2AC | 8103401 | no | no |  |  | no |  |  | 0 | 0 | 0 | 0
oh_line_8103401_200884559 |  | AD | node_8103401_200884557 | node_8103401_200884559 | 205.421 | bal_1P_4ACW | 8103401 | no | no |  |  | no |  |  | 0 | 0 | 0 | 0
oh_line_8103401_200884560 |  | AD | node_8103401_200884559 | node_8103401_200884560 | 162.223 | bal_1P_4ACW | 8103401 | no | no |  |  | no |  |  | 0 | 0 | 0 | 0
oh_line_8103401_200884564-1 |  | AD | node_8103401_312003791 | node_8103401_200884564 | 232.134 | bal_1P_1/0AA | 8103401 | no | no |  |  | no |  |  | 0 | 0 | 0 | 0
oh_line_8103401_200884564-2 |  | AD | node_8103401_200884564 | node_8103401_200884561 | 275.554 | bal_1P_2AC | 8103401 | no | no |  |  | no |  |  | 0 | 0 | 0 | 0
oh_line_8103401_200884565 |  | AD | node_8103401_200884564 | node_8103401_200884565 | 426.327 | bal_1P_2AC | 8103401 | no | no |  |  | no |  |  | 0 | 0 | 0 | 0
oh_line_8103401_200884567 |  | AD | node_8103401_200884565 | node_8103401_200884567 | 333.976 | bal_1P_1/0AA | 8103401 | no | no |  |  | no |  |  | 0 | 0 | 0 | 0
oh_line_8103401_200884568 |  | AD | node_8103401_200884567 | node_8103401_200884568 | 318.047 | bal_1P_1/0AA | 8103401 | no | no |  |  | no |  |  | 0 | 0 | 0 | 0
oh_line_8103401_200884569 |  | AD | node_8103401_200884446 | node_intto1_8103401_200884569 | 341.149 | bal_1P_2AC | 8103401 | no | no |  |  | no |  |  | 0 | 0 | 0 | 0
oh_line_8103401_200884570 |  | AD | node_8103401_200884589 | node_8103401_200884570 | 343.349 | bal_1P_2AC | 8103401 | no | no |  |  | no |  |  | 0 | 0 | 0 | 0
oh_line_8103401_200884571 |  | AD | node_8103401_200884570 | node_8103401_200884571 | 340.431 | bal_1P_2AC | 8103401 | no | no |  |  | no |  |  | 0 | 0 | 0 | 0
oh_line_8103401_200884572 |  | AD | node_8103401_200884571 | node_intto1_8103401_200884572 | 265.504 | bal_1P_2AC | 8103401 | no | no |  |  | no |  |  | 0 | 0 | 0 | 0
oh_line_8103401_200884573 |  | AD | node_8103401_200884572 | node_8103401_200884573 | 452.822 | bal_1P_2AC | 8103401 | no | no |  |  | no |  |  | 0 | 0 | 0 | 0
oh_line_8103401_200884574 |  | AD | node_8103401_200884573 | node_8103401_200884574 | 485.351 | bal_1P_2AC | 8103401 | no | no |  |  | no |  |  | 0 | 0 | 0 | 0
oh_line_8103401_200884575 |  | AD | node_8103401_200884574 | node_8103401_200884575 | 168.077 | bal_1P_1/0AA | 8103401 | no | no |  |  | no |  |  | 0 | 0 | 0 | 0
oh_line_8103401_200884576 |  | AD | node_8103401_200884575 | node_8103401_200884576 | 458.282 | bal_1P_1/0AA | 8103401 | no | no |  |  | no |  |  | 0 | 0 | 0 | 0
oh_line_8103401_200884577 |  | AD | node_8103401_200884576 | node_8103401_200884577 | 297.48 | bal_1P_2AC | 8103401 | no | no |  |  | no |  |  | 0 | 0 | 0 | 0
oh_line_8103401_200884578 |  | AD | node_8103401_200884577 | node_8103401_200884578 | 300.719 | bal_1P_2AC | 8103401 | no | no |  |  | no |  |  | 0 | 0 | 0 | 0
oh_line_8103401_200884579 |  | AD | node_8103401_200884569 | node_8103401_200884579 | 351.916 | bal_1P_2AC | 8103401 | no | no |  |  | no |  |  | 0 | 0 | 0 | 0
oh_line_8103401_200884580 |  | AD | node_8103401_200884579 | node_8103401_200884580 | 475.267 | bal_1P_2AC | 8103401 | no | no |  |  | no |  |  | 0 | 0 | 0 | 0
oh_line_8103401_200884581 |  | AD | node_8103401_200884580 | node_8103401_200884581 | 474.55 | bal_1P_2AC | 8103401 | no | no |  |  | no |  |  | 0 | 0 | 0 | 0
oh_line_8103401_200884582 |  | AD | node_8103401_200884581 | node_8103401_200884582 | 433.794 | bal_1P_2AC | 8103401 | no | no |  |  | no |  |  | 0 | 0 | 0 | 0
oh_line_8103401_200884583 |  | AD | node_8103401_200884582 | node_8103401_200884583 | 318.139 | bal_1P_2AC | 8103401 | no | no |  |  | no |  |  | 0 | 0 | 0 | 0
oh_line_8103401_200884584 |  | AD | node_8103401_200884583 | node_8103401_200884584 | 398.841 | bal_1P_2AC | 8103401 | no | no |  |  | no |  |  | 0 | 0 | 0 | 0
oh_line_8103401_200884585 |  | AD | node_8103401_200884584 | node_intto1_8103401_200884585 | 195.966 | bal_1P_1/0AA | 8103401 | no | no |  |  | no |  |  | 0 | 0 | 0 | 0
oh_line_8103401_200884586 |  | AD | node_8103401_200884585 | node_8103401_200884586 | 241.488 | bal_1P_1/0AA | 8103401 | no | no |  |  | no |  |  | 0 | 0 | 0 | 0
oh_line_8103401_200884587 |  | AD | node_8103401_200884586 | node_8103401_200884587 | 195.259 | bal_1P_1/0AA | 8103401 | no | no |  |  | no |  |  | 0 | 0 | 0 | 0
oh_line_8103401_200884588 |  | AD | node_8103401_200884584 | node_8103401_200884588 | 414.961 | bal_1P_2AC | 8103401 | no | no |  |  | no |  |  | 0 | 0 | 0 | 0
oh_line_8103401_200884589 |  | AD | node_8103401_200884588 | node_8103401_200884589 | 347.245 | bal_1P_2AC | 8103401 | no | no |  |  | no |  |  | 0 | 0 | 0 | 0
oh_line_8103401_200884590 |  | AD | node_8103401_200884247 | node_intto1_8103401_200884590 | 613.852 | bal_1P_4ACW | 8103401 | no | no |  |  | no |  |  | 0 | 0 | 0 | 0
oh_line_8103401_200884591 |  | AD | node_8103401_200884592 | node_8103401_200884591 | 479.89 | bal_1P_2AC | 8103401 | no | no |  |  | no |  |  | 0 | 0 | 0 | 0
oh_line_8103401_200884592 |  | AD | node_8103401_200884590 | node_8103401_200884592 | 384.748 | bal_1P_2AC | 8103401 | no | no |  |  | no |  |  | 0 | 0 | 0 | 0
oh_line_8103401_200884593 |  | AD | node_8103401_200884411 | node_8103401_200884593 | 407.681 | bal_1P_2AC | 8103401 | no | no |  |  | no |  |  | 0 | 0 | 0 | 0
oh_line_8103401_200884594 |  | AD | node_8103401_200884593 | node_8103401_200884594 | 492.272 | bal_1P_2AC | 8103401 | no | no |  |  | no |  |  | 0 | 0 | 0 | 0
oh_line_8103401_200884595 |  | AD | node_8103401_200884594 | node_8103401_200884595 | 312.418 | bal_1P_1/0AC | 8103401 | no | no |  |  | no |  |  | 0 | 0 | 0 | 0
oh_line_8103401_200884596 |  | AD | node_8103401_200884595 | node_8103401_200884596 | 330.382 | bal_1P_1/0AC | 8103401 | no | no |  |  | no |  |  | 0 | 0 | 0 | 0
oh_line_8103401_200884597 |  | AD | node_8103401_200884596 | node_8103401_200884597 | 293.913 | bal_1P_1/0AC | 8103401 | no | no |  |  | no |  |  | 0 | 0 | 0 | 0
oh_line_8103401_200884598 |  | AD | node_8103401_200884597 | node_8103401_200884598 | 297.45 | bal_1P_1/0AC | 8103401 | no | no |  |  | no |  |  | 0 | 0 | 0 | 0
oh_line_8103401_200884599 |  | AD | node_8103401_200884598 | node_8103401_200884599 | 294.928 | bal_1P_1/0AC | 8103401 | no | no |  |  | no |  |  | 0 | 0 | 0 | 0
oh_line_8103401_200884600 |  | AD | node_8103401_200884104 | node_8103401_200884600 | 382.994 | bal_1P_2AC | 8103401 | no | no |  |  | no |  |  | 0 | 0 | 0 | 0
oh_line_8103401_200884601 |  | AD | node_8103401_200884600 | node_8103401_200884601 | 383.895 | bal_1P_2AC | 8103401 | no | no |  |  | no |  |  | 0 | 0 | 0 | 0
oh_line_8103401_200884602 |  | AD | node_8103401_200884601 | node_8103401_200884602 | 383.488 | bal_1P_2AC | 8103401 | no | no |  |  | no |  |  | 0 | 0 | 0 | 0
oh_line_8103401_200884603 |  | AD | node_8103401_200884204 | node_intto1_8103401_200884603 | 459.824 | bal_1P_2AC | 8103401 | no | no |  |  | no |  |  | 0 | 0 | 0 | 0
oh_line_8103401_200884604 |  | AD | node_8103401_200884625 | node_8103401_200884604 | 319.305 | bal_1P_1/0AA | 8103401 | no | no |  |  | no |  |  | 0 | 0 | 0 | 0
oh_line_8103401_200884605 |  | AD | node_8103401_200884604 | node_8103401_200884605 | 378.567 | bal_1P_1/0AA | 8103401 | no | no |  |  | no |  |  | 0 | 0 | 0 | 0
oh_line_8103401_200884606 |  | AD | node_8103401_200884605 | node_8103401_200884606 | 327.975 | bal_1P_4AC | 8103401 | no | no |  |  | no |  |  | 0 | 0 | 0 | 0
oh_line_8103401_200884607 |  | AD | node_8103401_200884605 | node_8103401_200884607 | 301.498 | bal_1P_1/0AA | 8103401 | no | no |  |  | no |  |  | 0 | 0 | 0 | 0
oh_line_8103401_200884609 |  | AD | node_8103401_200884607 | node_8103401_200884609 | 328.006 | bal_1P_1/0AA | 8103401 | no | no |  |  | no |  |  | 0 | 0 | 0 | 0
oh_line_8103401_200884610 |  | AD | node_8103401_200884609 | node_8103401_200884610 | 354.431 | bal_1P_1/0AA | 8103401 | no | no |  |  | no |  |  | 0 | 0 | 0 | 0
oh_line_8103401_200884611 |  | AD | node_8103401_200884610 | node_8103401_200884611 | 280.532 | bal_1P_1/0AA | 8103401 | no | no |  |  | no |  |  | 0 | 0 | 0 | 0
oh_line_8103401_200884612 |  | AD | node_8103401_200884611 | node_8103401_200884612 | 233.224 | bal_1P_1/0AA | 8103401 | no | no |  |  | no |  |  | 0 | 0 | 0 | 0
oh_line_8103401_200884613 |  | AD | node_8103401_200884612 | node_8103401_200884613 | 230.034 | bal_1P_1/0AA | 8103401 | no | no |  |  | no |  |  | 0 | 0 | 0 | 0
oh_line_8103401_200884614 |  | AD | node_8103401_200884613 | node_8103401_200884614 | 60.33 | bal_1P_1/0AA | 8103401 | no | no |  |  | no |  |  | 0 | 0 | 0 | 0
oh_line_8103401_200884615 |  | AD | node_8103401_200884614 | node_8103401_200884615 | 217.353 | bal_1P_1/0AA | 8103401 | no | no |  |  | no |  |  | 0 | 0 | 0 | 0
oh_line_8103401_200884616 |  | AD | node_8103401_200884603 | node_8103401_200884616 | 432.595 | bal_1P_2AC | 8103401 | no | no |  |  | no |  |  | 0 | 0 | 0 | 0
oh_line_8103401_200884617 |  | AD | node_8103401_200884615 | node_8103401_200884617 | 221.132 | bal_1P_1/0AA | 8103401 | no | no |  |  | no |  |  | 0 | 0 | 0 | 0
oh_line_8103401_200884618 |  | AD | node_8103401_200884616 | node_8103401_200884618 | 288.208 | bal_1P_2AC | 8103401 | no | no |  |  | no |  |  | 0 | 0 | 0 | 0
oh_line_8103401_200884619 |  | AD | node_8103401_200884618 | node_8103401_200884619 | 159.877 | bal_1P_1/0AC | 8103401 | no | no |  |  | no |  |  | 0 | 0 | 0 | 0
oh_line_8103401_200884620 |  | AD | node_8103401_200884619 | node_8103401_200884620 | 379.986 | bal_1P_1/0AA | 8103401 | no | no |  |  | no |  |  | 0 | 0 | 0 | 0
oh_line_8103401_200884622 |  | AD | node_8103401_200884620 | node_8103401_200884622 | 347.086 | bal_1P_1/0AA | 8103401 | no | no |  |  | no |  |  | 0 | 0 | 0 | 0
oh_line_8103401_200884623 |  | AD | node_8103401_200884622 | node_8103401_200884623 | 339.125 | bal_1P_1/0AA | 8103401 | no | no |  |  | no |  |  | 0 | 0 | 0 | 0
oh_line_8103401_200884624 |  | AD | node_8103401_200884623 | node_8103401_200884624 | 339.067 | bal_1P_1/0AA | 8103401 | no | no |  |  | no |  |  | 0 | 0 | 0 | 0
oh_line_8103401_200884625 |  | AD | node_8103401_200884624 | node_8103401_200884625 | 340.967 | bal_1P_1/0AA | 8103401 | no | no |  |  | no |  |  | 0 | 0 | 0 | 0
oh_line_8103401_200884628 |  | AD | node_8103401_200988183 | node_intto1_8103401_200884628 | 181.77 | bal_1P_2AC | 8103401 | no | no |  |  | no |  |  | 0 | 0 | 0 | 0
oh_line_8103401_200884629 |  | AD | node_8103401_200884642 | node_8103401_200884629 | 265.303 | bal_1P_1/0AA | 8103401 | no | no |  |  | no |  |  | 0 | 0 | 0 | 0
oh_line_8103401_200884630 |  | AD | node_8103401_200884629 | node_8103401_200884630 | 292.524 | bal_1P_1/0AA | 8103401 | no | no |  |  | no |  |  | 0 | 0 | 0 | 0
oh_line_8103401_200884631 |  | AD | node_8103401_200884630 | node_8103401_200884631 | 298.423 | bal_1P_1/0AA | 8103401 | no | no |  |  | no |  |  | 0 | 0 | 0 | 0
oh_line_8103401_200884632 |  | AD | node_8103401_200884631 | node_8103401_200884632 | 286.323 | bal_1P_1/0AA | 8103401 | no | no |  |  | no |  |  | 0 | 0 | 0 | 0
oh_line_8103401_200884633 |  | AD | node_8103401_200884632 | node_8103401_200884633 | 205.514 | bal_1P_1/0AA | 8103401 | no | no |  |  | no |  |  | 0 | 0 | 0 | 0
oh_line_8103401_200884634 |  | AD | node_8103401_200884633 | node_8103401_200884634 | 301.993 | bal_1P_1/0AA | 8103401 | no | no |  |  | no |  |  | 0 | 0 | 0 | 0
oh_line_8103401_200884635 |  | AD | node_8103401_200884628 | node_8103401_200884635 | 153.25 | bal_1P_2AC | 8103401 | no | no |  |  | no |  |  | 0 | 0 | 0 | 0
oh_line_8103401_200884636 |  | AD | node_8103401_200884635 | node_8103401_200884636 | 174.861 | bal_1P_1/0AA | 8103401 | no | no |  |  | no |  |  | 0 | 0 | 0 | 0
oh_line_8103401_200884637 |  | AD | node_8103401_200884636 | node_8103401_200884637 | 270.183 | bal_1P_1/0AA | 8103401 | no | no |  |  | no |  |  | 0 | 0 | 0 | 0
oh_line_8103401_200884638 |  | AD | node_8103401_200884637 | node_8103401_200884638 | 320.701 | bal_1P_1/0AA | 8103401 | no | no |  |  | no |  |  | 0 | 0 | 0 | 0
oh_line_8103401_200884639 |  | AD | node_8103401_200884638 | node_8103401_200884639 | 310.414 | bal_1P_1/0AA | 8103401 | no | no |  |  | no |  |  | 0 | 0 | 0 | 0
oh_line_8103401_200884640 |  | AD | node_8103401_200884639 | node_8103401_200884640 | 316.219 | bal_1P_1/0AA | 8103401 | no | no |  |  | no |  |  | 0 | 0 | 0 | 0
oh_line_8103401_200884641 |  | AD | node_8103401_200884640 | node_8103401_200884641 | 262.79 | bal_1P_1/0AA | 8103401 | no | no |  |  | no |  |  | 0 | 0 | 0 | 0
oh_line_8103401_200884642 |  | AD | node_8103401_200884641 | node_8103401_200884642 | 273.886 | bal_1P_1/0AA | 8103401 | no | no |  |  | no |  |  | 0 | 0 | 0 | 0
oh_line_8103401_200884644 |  | AD | node_8103401_200884646 | node_8103401_200884644 | 354.695 | bal_1P_1/0AA | 8103401 | no | no |  |  | no |  |  | 0 | 0 | 0 | 0
oh_line_8103401_200884646 |  | AD | node_8103401_200884647 | node_8103401_200884646 | 268.173 | bal_1P_1/0AA | 8103401 | no | no |  |  | no |  |  | 0 | 0 | 0 | 0
oh_line_8103401_200884647 |  | AD | node_8103401_200884649 | node_8103401_200884647 | 266.805 | bal_1P_1/0AA | 8103401 | no | no |  |  | no |  |  | 0 | 0 | 0 | 0
oh_line_8103401_200884649 |  | AD | node_8103401_201047545 | node_8103401_200884649 | 211.267 | bal_1P_1/0AA | 8103401 | no | no |  |  | no |  |  | 0 | 0 | 0 | 0
oh_line_8103401_200884651 |  | AD | node_8103401_200884136 | node_intto1_8103401_200884651 | 668.746 | bal_1P_2AC | 8103401 | no | no |  |  | no |  |  | 0 | 0 | 0 | 0
oh_line_8103401_200884654 |  | AD | node_8103401_200884651 | node_8103401_200884654 | 218.704 | bal_1P_1/0AA | 8103401 | no | no |  |  | no |  |  | 0 | 0 | 0 | 0
oh_line_8103401_200884655 |  | AD | node_8103401_200884654 | node_8103401_200884655 | 66.513 | bal_1P_1/0AA | 8103401 | no | no |  |  | no |  |  | 0 | 0 | 0 | 0
oh_line_8103401_200884656 |  | AD | node_8103401_200884655 | node_8103401_200884656 | 285.229 | bal_1P_1/0AA | 8103401 | no | no |  |  | no |  |  | 0 | 0 | 0 | 0
oh_line_8103401_200884657 |  | AD | node_8103401_200884656 | node_8103401_200884657 | 295.594 | bal_1P_1/0AA | 8103401 | no | no |  |  | no |  |  | 0 | 0 | 0 | 0
oh_line_8103401_200884658 |  | AD | node_8103401_200884659 | node_8103401_200884658 | 423.828 | bal_1P_2AC | 8103401 | no | no |  |  | no |  |  | 0 | 0 | 0 | 0
oh_line_8103401_200884659 |  | AD | node_8103401_200884660 | node_8103401_200884659 | 466.809 | bal_1P_2AC | 8103401 | no | no |  |  | no |  |  | 0 | 0 | 0 | 0
oh_line_8103401_200884660 |  | AD | node_8103401_200884661 | node_8103401_200884660 | 458.875 | bal_1P_2AC | 8103401 | no | no |  |  | no |  |  | 0 | 0 | 0 | 0
oh_line_8103401_200884661 |  | AD | node_8103401_200884662 | node_8103401_200884661 | 399.336 | bal_1P_2AC | 8103401 | no | no |  |  | no |  |  | 0 | 0 | 0 | 0
oh_line_8103401_200884662 |  | AD | node_8103401_200884663 | node_8103401_200884662 | 398.197 | bal_1P_2AC | 8103401 | no | no |  |  | no |  |  | 0 | 0 | 0 | 0
oh_line_8103401_200884663 |  | AD | node_8103401_201015548 | node_8103401_200884663 | 280.471 | bal_1P_2AC | 8103401 | no | no |  |  | no |  |  | 0 | 0 | 0 | 0
oh_line_8103401_200884666 |  | AD | node_8103401_201015548 | node_8103401_200884666 | 389.221 | bal_1P_2AC | 8103401 | no | no |  |  | no |  |  | 0 | 0 | 0 | 0
oh_line_8103401_200884667 |  | AD | node_8103401_200884666 | node_8103401_200884667 | 112.513 | bal_1P_2AC | 8103401 | no | no |  |  | no |  |  | 0 | 0 | 0 | 0
oh_line_8103401_200884669 |  | AD | node_8103401_200884667 | node_8103401_200884669 | 294.63 | bal_1P_2AC | 8103401 | no | no |  |  | no |  |  | 0 | 0 | 0 | 0
oh_line_8103401_200884673 |  | AD | node_8103401_200980619 | node_8103401_200884673 | 277.38 | bal_1P_1/0AA | 8103401 | no | no |  |  | no |  |  | 0 | 0 | 0 | 0
oh_line_8103401_200884674 |  | AD | node_8103401_200884673 | node_8103401_200884674 | 229.487 | bal_1P_1/0AA | 8103401 | no | no |  |  | no |  |  | 0 | 0 | 0 | 0
oh_line_8103401_200884675 |  | AD | node_8103401_200884673 | node_8103401_200884675 | 264.027 | bal_1P_2AC | 8103401 | no | no |  |  | no |  |  | 0 | 0 | 0 | 0
oh_line_8103401_200884676 |  | AD | node_8103401_200884675 | node_8103401_200884676 | 436.451 | bal_1P_2AC | 8103401 | no | no |  |  | no |  |  | 0 | 0 | 0 | 0
oh_line_8103401_200884677 |  | AD | node_8103401_200884676 | node_8103401_200884677 | 437.361 | bal_1P_2AC | 8103401 | no | no |  |  | no |  |  | 0 | 0 | 0 | 0
oh_line_8103401_200884678 |  | ABCD | node_8103401_200885473 | node_8103401_200884678 | 237.475 | bal_3P_4/0AC | 8103401 | no | no |  |  | no |  |  | 0 | 0 | 0 | 0
oh_line_8103401_200884679 |  | ABCD | node_8103401_200884678 | node_8103401_200884679 | 296.516 | bal_3P_4/0AC | 8103401 | no | no |  |  | no |  |  | 0 | 0 | 0 | 0
oh_line_8103401_200884680 |  | ABCD | node_8103401_200884679 | node_8103401_200884680 | 193.094 | bal_3P_4/0AC | 8103401 | no | no |  |  | no |  |  | 0 | 0 | 0 | 0
oh_line_8103401_200884681 |  | ABCD | node_8103401_200884680 | node_8103401_200884681 | 237.872 | bal_3P_4/0AC | 8103401 | no | no |  |  | no |  |  | 0 | 0 | 0 | 0
oh_line_8103401_200884684 |  | ABCD | node_8103401_201011698 | node_8103401_200884684 | 236.239 | bal_3P_4/0AC | 8103401 | no | no |  |  | no |  |  | 0 | 0 | 0 | 0
oh_line_8103401_200884686 |  | ABCD | node_8103401_200884684 | node_8103401_200884686 | 224.519 | bal_3P_4/0AC | 8103401 | no | no |  |  | no |  |  | 0 | 0 | 0 | 0
oh_line_8103401_200884687 |  | ABCD | node_8103401_200884686 | node_8103401_200884687 | 213.404 | bal_3P_4/0AC | 8103401 | no | no |  |  | no |  |  | 0 | 0 | 0 | 0
oh_line_8103401_200884688 |  | ABCD | node_8103401_200884687 | node_8103401_200884688 | 215.551 | bal_3P_4/0AC | 8103401 | no | no |  |  | no |  |  | 0 | 0 | 0 | 0
oh_line_8103401_200884689 |  | AD | node_8103401_200884688 | node_intto1_8103401_200884689 | 219.397 | bal_1P_1/0AC | 8103401 | no | no |  |  | no |  |  | 0 | 0 | 0 | 0
oh_line_8103401_200884836 |  | ABCN | node_8103401_200884860 | node_8103401_200884836 | 183.248 | bal_3P_336AC_4/0AA(N) | 8103401 | no | no |  |  | no |  |  | 0 | 0 | 0 | 0
oh_line_8103401_200884838 |  | ABCN | node_8103401_200884836 | node_intto1_8103401_200884838 | 220.383 | bal_3P_336AC_4/0AA(N) | 8103401 | no | no |  |  | no |  |  | 0 | 0 | 0 | 0
oh_line_8103401_200884839 |  | ABCN | node_8103401_200884838 | node_8103401_200884839 | 240.529 | bal_3P_336AC_4/0AA(N) | 8103401 | no | no |  |  | no |  |  | 0 | 0 | 0 | 0
oh_line_8103401_200884841 |  | ABCN | node_8103401_200884839 | node_8103401_200884841 | 161.148 | bal_3P_336AC_4/0AA(N) | 8103401 | no | no |  |  | no |  |  | 0 | 0 | 0 | 0
oh_line_8103401_200884842 |  | ABCN | node_8103401_200884841 | node_8103401_200884842 | 354.2 | bal_3P_336AC_4/0AA(N) | 8103401 | no | no |  |  | no |  |  | 0 | 0 | 0 | 0
oh_line_8103401_200884845-1 |  | ABCN | node_220549625 | node_8103401_200884845 | 231.714 | bal_3P_4/0AC_1/0AA(N) | 8103401 | no | no |  |  | no |  |  | 0 | 0 | 0 | 0
oh_line_8103401_200884845-2 |  | ABCN | node_220387409 | node_intto1_220549625 | 4.73 | bal_3P_4/0AC_1/0AA(N) | 8103401 | no | no |  |  | no |  |  | 0 | 0 | 0 | 0
oh_line_8103401_200884845-3 |  | ABCN | node_8103401_200981820 | node_intto1_220387409 | 5.112 | bal_3P_4/0AC_1/0AA(N) | 8103401 | no | no |  |  | no |  |  | 0 | 0 | 0 | 0
oh_line_8103401_200884846 |  | ABCN | node_8103401_200884845 | node_8103401_200884846 | 266.715 | bal_3P_4/0AC_1/0AA(N) | 8103401 | no | no |  |  | no |  |  | 0 | 0 | 0 | 0
oh_line_8103401_200884847 |  | ABCN | node_8103401_200884846 | node_8103401_200884847 | 275.868 | bal_3P_4/0AC_1/0AA(N) | 8103401 | no | no |  |  | no |  |  | 0 | 0 | 0 | 0
oh_line_8103401_200884848 |  | ABCN | node_8103401_200884847 | node_8103401_200884848 | 186.548 | bal_3P_4/0AC_1/0AA(N) | 8103401 | no | no |  |  | no |  |  | 0 | 0 | 0 | 0
oh_line_8103401_200884849 |  | ABCN | node_8103401_200884848 | node_8103401_200884849 | 256.277 | bal_3P_4/0AC_1/0AA(N) | 8103401 | no | no |  |  | no |  |  | 0 | 0 | 0 | 0
oh_line_8103401_200884850 |  | ABCN | node_8103401_200884849 | node_8103401_200884850 | 238.315 | bal_3P_4/0AC_1/0AA(N) | 8103401 | no | no |  |  | no |  |  | 0 | 0 | 0 | 0
oh_line_8103401_200884851 |  | ABCN | node_8103401_200884850 | node_8103401_200884851 | 241.059 | bal_3P_4/0AC_1/0AA(N) | 8103401 | no | no |  |  | no |  |  | 0 | 0 | 0 | 0
oh_line_8103401_200884852 |  | ABCN | node_8103401_200884851 | node_8103401_200884852 | 276.918 | bal_3P_4/0AC_1/0AA(N) | 8103401 | no | no |  |  | no |  |  | 0 | 0 | 0 | 0
oh_line_8103401_200884853 |  | ABCN | node_8103401_200884852 | node_8103401_200884853 | 147.831 | bal_3P_4/0AC_4/0AA(N) | 8103401 | no | no |  |  | no |  |  | 0 | 0 | 0 | 0
oh_line_8103401_200884854 |  | ABCN | node_8103401_200884853 | node_8103401_200884854 | 256.592 | bal_3P_4/0AC_4/0AA(N) | 8103401 | no | no |  |  | no |  |  | 0 | 0 | 0 | 0
oh_line_8103401_200884855 |  | ABCN | node_8103401_200884854 | node_8103401_200884855 | 330.087 | bal_3P_336AC_4/0AA(N) | 8103401 | no | no |  |  | no |  |  | 0 | 0 | 0 | 0
oh_line_8103401_200884857 |  | ABCN | node_8103401_200884855 | node_8103401_200884857 | 306.809 | bal_3P_336AC_4/0AA(N) | 8103401 | no | no |  |  | no |  |  | 0 | 0 | 0 | 0
oh_line_8103401_200884858 |  | ABCN | node_8103401_200884857 | node_8103401_200884858 | 307.345 | bal_3P_336AC_4/0AA(N) | 8103401 | no | no |  |  | no |  |  | 0 | 0 | 0 | 0
oh_line_8103401_200884859 |  | ABCN | node_8103401_200884858 | node_8103401_200884859 | 309.999 | bal_3P_336AC_4/0AA(N) | 8103401 | no | no |  |  | no |  |  | 0 | 0 | 0 | 0
oh_line_8103401_200884860 |  | ABCN | node_8103401_200884859 | node_8103401_200884860 | 185.304 | bal_3P_336AC_4/0AA(N) | 8103401 | no | no |  |  | no |  |  | 0 | 0 | 0 | 0
oh_line_8103401_200884862-1 |  | AN | node_8103401_200884854 | node_intto1_220387434 | 258.849 | bal_1P_1/0AA_1/0AA(N) | 8103401 | no | no |  |  | no |  |  | 0 | 0 | 0 | 0
oh_line_8103401_200884862-2 |  | AN | node_220387434 | node_intto1_220465385 | 19.337 | bal_1P_1/0AA_1/0AA(N) | 8103401 | no | no |  |  | no |  |  | 0 | 0 | 0 | 0
oh_line_8103401_200884862-3 |  | AN | node_220465385 | node_8103401_200884862 | 14.703 | bal_1P_1/0AA_1/0AA(N) | 8103401 | no | no |  |  | no |  |  | 0 | 0 | 0 | 0
oh_line_8103401_200884863 |  | AD | node_8103401_200884862 | node_8103401_200884863 | 206.953 | bal_1P_2AC | 8103401 | no | no |  |  | no |  |  | 0 | 0 | 0 | 0
oh_line_8103401_200884865 |  | AD | node_8103401_200884863 | node_intto1_8103401_200884865 | 193.825 | bal_1P_2AC | 8103401 | no | no |  |  | no |  |  | 0 | 0 | 0 | 0
oh_line_8103401_200884866 |  | AD | node_8103401_200884865 | node_8103401_200884866 | 397.82 | bal_1P_2AC | 8103401 | no | no |  |  | no |  |  | 0 | 0 | 0 | 0
oh_line_8103401_200884867 |  | AD | node_8103401_200884866 | node_8103401_200884867 | 496.648 | bal_1P_2AC | 8103401 | no | no |  |  | no |  |  | 0 | 0 | 0 | 0
oh_line_8103401_200884868 |  | AD | node_8103401_200884867 | node_8103401_200884868 | 368.389 | bal_1P_2AC | 8103401 | no | no |  |  | no |  |  | 0 | 0 | 0 | 0
oh_line_8103401_200884869 |  | AD | node_8103401_200884868 | node_intto1_8103401_200884869 | 317.573 | bal_1P_1/0AA | 8103401 | no | no |  |  | no |  |  | 0 | 0 | 0 | 0
oh_line_8103401_200884870 |  | AD | node_8103401_312003316 | node_8103401_200884870 | 288.065 | bal_1P_1/0AA | 8103401 | no | no |  |  | no |  |  | 0 | 0 | 0 | 0
oh_line_8103401_200884871 |  | AD | node_8103401_312003317 | node_8103401_200884871 | 204.287 | bal_1P_1/0AA | 8103401 | no | no |  |  | no |  |  | 0 | 0 | 0 | 0
oh_line_8103401_200884872 |  | AD | node_8103401_200884871 | node_8103401_200884872 | 411.386 | bal_1P_1/0AA | 8103401 | no | no |  |  | no |  |  | 0 | 0 | 0 | 0
oh_line_8103401_200884873 |  | AD | node_8103401_200884872 | node_8103401_200884873 | 355.049 | bal_1P_1/0AA | 8103401 | no | no |  |  | no |  |  | 0 | 0 | 0 | 0
oh_line_8103401_200884874 |  | AD | node_8103401_200884877 | node_8103401_200884874 | 311.1 | bal_1P_1/0AA | 8103401 | no | no |  |  | no |  |  | 0 | 0 | 0 | 0
oh_line_8103401_200884875 |  | AD | node_8103401_200884881 | node_8103401_200884875 | 420.129 | bal_1P_2AC | 8103401 | no | no |  |  | no |  |  | 0 | 0 | 0 | 0
oh_line_8103401_200884876 |  | AD | node_8103401_200884875 | node_8103401_200884876 | 287.436 | bal_1P_2AC | 8103401 | no | no |  |  | no |  |  | 0 | 0 | 0 | 0
oh_line_8103401_200884877 |  | AD | node_8103401_200884876 | node_8103401_200884877 | 68.998 | bal_1P_1/0AA | 8103401 | no | no |  |  | no |  |  | 0 | 0 | 0 | 0
oh_line_8103401_200884878 |  | AD | node_8103401_200884336 | node_8103401_200884878 | 468.381 | bal_1P_2AC | 8103401 | no | no |  |  | no |  |  | 0 | 0 | 0 | 0
oh_line_8103401_200884879 |  | AD | node_8103401_200884878 | node_8103401_200884879 | 512.763 | bal_1P_2AC | 8103401 | no | no |  |  | no |  |  | 0 | 0 | 0 | 0
oh_line_8103401_200884880 |  | AD | node_8103401_200884879 | node_8103401_200884880 | 442.519 | bal_1P_2AC | 8103401 | no | no |  |  | no |  |  | 0 | 0 | 0 | 0
oh_line_8103401_200884881 |  | AD | node_8103401_200884880 | node_8103401_200884881 | 452.767 | bal_1P_2AC | 8103401 | no | no |  |  | no |  |  | 0 | 0 | 0 | 0
oh_line_8103401_200884882 |  | AD | node_8103401_200907851 | node_8103401_200884882 | 273.757 | bal_1P_1/0AA | 8103401 | no | no |  |  | no |  |  | 0 | 0 | 0 | 0
oh_line_8103401_200884883 |  | AD | node_8103401_200884366 | node_8103401_200884883 | 392.626 | bal_1P_2AC | 8103401 | no | no |  |  | no |  |  | 0 | 0 | 0 | 0
oh_line_8103401_200884884 |  | AD | node_8103401_200884883 | node_8103401_200884884 | 180.655 | bal_1P_2AC | 8103401 | no | no |  |  | no |  |  | 0 | 0 | 0 | 0
oh_line_8103401_200884886 |  | AD | node_8103401_200884884 | node_8103401_200884886 | 372.852 | bal_1P_2AC | 8103401 | no | no |  |  | no |  |  | 0 | 0 | 0 | 0
oh_line_8103401_200884887 |  | AD | node_8103401_200884886 | node_8103401_200884887 | 342.033 | bal_1P_2AC | 8103401 | no | no |  |  | no |  |  | 0 | 0 | 0 | 0
oh_line_8103401_200884888 |  | AD | node_8103401_200884887 | node_8103401_200884888 | 511.241 | bal_1P_2AC | 8103401 | no | no |  |  | no |  |  | 0 | 0 | 0 | 0
oh_line_8103401_200884889 |  | AD | node_8103401_200884888 | node_8103401_200884889 | 329.919 | bal_1P_2AC | 8103401 | no | no |  |  | no |  |  | 0 | 0 | 0 | 0
oh_line_8103401_200884891 |  | AD | node_8103401_200884889 | node_8103401_200884891 | 247.473 | bal_1P_1/0AA | 8103401 | no | no |  |  | no |  |  | 0 | 0 | 0 | 0
oh_line_8103401_200884892 |  | AD | node_8103401_200884891 | node_8103401_200884892 | 45.918 | bal_1P_1/0AA | 8103401 | no | no |  |  | no |  |  | 0 | 0 | 0 | 0
oh_line_8103401_200884893 |  | AD | node_8103401_200884891 | node_8103401_200884893 | 310.778 | bal_1P_1/0AA | 8103401 | no | no |  |  | no |  |  | 0 | 0 | 0 | 0
oh_line_8103401_200884895 |  | AD | node_8103401_200884893 | node_8103401_200884895 | 320.59 | bal_1P_1/0AA | 8103401 | no | no |  |  | no |  |  | 0 | 0 | 0 | 0
oh_line_8103401_200885108 |  | AD | node_8103401_200885111 | node_8103401_200885108 | 173.614 | bal_1P_1/0AA | 8103401 | no | no |  |  | no |  |  | 0 | 0 | 0 | 0
oh_line_8103401_200885109 |  | AD | node_8103401_200885311 | node_8103401_200885109 | 98.442 | bal_1P_2AC | 8103401 | no | no |  |  | no |  |  | 0 | 0 | 0 | 0
oh_line_8103401_200885110 |  | AD | node_8103401_200885128 | node_8103401_200885110 | 312.198 | bal_1P_1/0AA | 8103401 | no | no |  |  | no |  |  | 0 | 0 | 0 | 0
oh_line_8103401_200885111 |  | AD | node_8103401_200885110 | node_8103401_200885111 | 26.774 | bal_1P_1/0AA | 8103401 | no | no |  |  | no |  |  | 0 | 0 | 0 | 0
oh_line_8103401_200885112 |  | AD | node_8103401_200885110 | node_8103401_200885112 | 246.683 | bal_1P_1/0AA | 8103401 | no | no |  |  | no |  |  | 0 | 0 | 0 | 0
oh_line_8103401_200885113 |  | AD | node_8103401_200885112 | node_8103401_200885113 | 189.695 | bal_1P_1/0AA | 8103401 | no | no |  |  | no |  |  | 0 | 0 | 0 | 0
oh_line_8103401_200885114 |  | AD | node_8103401_200885113 | node_8103401_200885114 | 304.863 | bal_1P_1/0AA | 8103401 | no | no |  |  | no |  |  | 0 | 0 | 0 | 0
oh_line_8103401_200885115 |  | AD | node_8103401_200885114 | node_8103401_200885115 | 346.514 | bal_1P_1/0AA | 8103401 | no | no |  |  | no |  |  | 0 | 0 | 0 | 0
oh_line_8103401_200885116 |  | AD | node_8103401_200885115 | node_8103401_200885116 | 332.921 | bal_1P_1/0AA | 8103401 | no | no |  |  | no |  |  | 0 | 0 | 0 | 0
oh_line_8103401_200885117 |  | AD | node_8103401_200885109 | node_8103401_200885117 | 215.461 | bal_1P_2AC | 8103401 | no | no |  |  | no |  |  | 0 | 0 | 0 | 0
oh_line_8103401_200885118 |  | AD | node_8103401_200885117 | node_8103401_200885118 | 83.432 | bal_1P_1/0AA | 8103401 | no | no |  |  | no |  |  | 0 | 0 | 0 | 0
oh_line_8103401_200885119 |  | AD | node_8103401_200885118 | node_8103401_200885119 | 363.994 | bal_1P_1/0AA | 8103401 | no | no |  |  | no |  |  | 0 | 0 | 0 | 0
oh_line_8103401_200885120 |  | AD | node_8103401_200885117 | node_8103401_200885120 | 370.352 | bal_1P_2AC | 8103401 | no | no |  |  | no |  |  | 0 | 0 | 0 | 0
oh_line_8103401_200885121 |  | AD | node_8103401_200885120 | node_8103401_200885121 | 145.074 | bal_1P_2AC | 8103401 | no | no |  |  | no |  |  | 0 | 0 | 0 | 0
oh_line_8103401_200885122 |  | AD | node_8103401_200885121 | node_8103401_200885122 | 244.56 | bal_1P_2AC | 8103401 | no | no |  |  | no |  |  | 0 | 0 | 0 | 0
oh_line_8103401_200885123 |  | AD | node_8103401_200885122 | node_8103401_200885123 | 381.418 | bal_1P_2AC | 8103401 | no | no |  |  | no |  |  | 0 | 0 | 0 | 0
oh_line_8103401_200885125 |  | AD | node_8103401_200885123 | node_8103401_200885125 | 321.877 | bal_1P_1/0AA | 8103401 | no | no |  |  | no |  |  | 0 | 0 | 0 | 0
oh_line_8103401_200885126 |  | AD | node_8103401_200885125 | node_8103401_200885126 | 327.351 | bal_1P_1/0AA | 8103401 | no | no |  |  | no |  |  | 0 | 0 | 0 | 0
oh_line_8103401_200885127 |  | AD | node_8103401_200885126 | node_8103401_200885127 | 322.079 | bal_1P_1/0AA | 8103401 | no | no |  |  | no |  |  | 0 | 0 | 0 | 0
oh_line_8103401_200885128 |  | AD | node_8103401_200885127 | node_8103401_200885128 | 330.182 | bal_1P_1/0AA | 8103401 | no | no |  |  | no |  |  | 0 | 0 | 0 | 0
oh_line_8103401_200885137-1 |  | AN | node_8103401_200884836 | node_intto1_220387428 | 63.827 | bal_1P_1/0AA_1/0AA(N) | 8103401 | no | no |  |  | no |  |  | 0 | 0 | 0 | 0
oh_line_8103401_200885137-2 |  | AN | node_220387428 | node_intto1_220465299 | 6.147 | bal_1P_1/0AA_1/0AA(N) | 8103401 | no | no |  |  | no |  |  | 0 | 0 | 0 | 0
oh_line_8103401_200885137-3 |  | AN | node_220465299 | node_8103401_200885137 | 4.423 | bal_1P_1/0AA_1/0AA(N) | 8103401 | no | no |  |  | no |  |  | 0 | 0 | 0 | 0
oh_line_8103401_200885138 |  | AD | node_8103401_200885137 | node_8103401_200885138 | 255.583 | bal_1P_4ACW | 8103401 | no | no |  |  | no |  |  | 0 | 0 | 0 | 0
oh_line_8103401_200885139 |  | AD | node_8103401_200885138 | node_8103401_200885139 | 339.791 | bal_1P_4ACW | 8103401 | no | no |  |  | no |  |  | 0 | 0 | 0 | 0
oh_line_8103401_200885140 |  | AD | node_8103401_200885139 | node_8103401_200885140 | 484.012 | bal_1P_4ACW | 8103401 | no | no |  |  | no |  |  | 0 | 0 | 0 | 0
oh_line_8103401_200885141 |  | AD | node_8103401_200885140 | node_8103401_200885141 | 155.193 | bal_1P_2AC | 8103401 | no | no |  |  | no |  |  | 0 | 0 | 0 | 0
oh_line_8103401_200885142 |  | AD | node_8103401_200885141 | node_8103401_200885142 | 197.882 | bal_1P_2AC | 8103401 | no | no |  |  | no |  |  | 0 | 0 | 0 | 0
oh_line_8103401_200885143 |  | AD | node_8103401_200885142 | node_8103401_200885143 | 206.342 | bal_1P_2AC | 8103401 | no | no |  |  | no |  |  | 0 | 0 | 0 | 0
oh_line_8103401_200885144 |  | AD | node_8103401_200885143 | node_8103401_200885144 | 143.355 | bal_1P_2AC | 8103401 | no | no |  |  | no |  |  | 0 | 0 | 0 | 0
oh_line_8103401_200885146 |  | AD | node_8103401_200885144 | node_8103401_200885146 | 162.307 | bal_1P_2AC | 8103401 | no | no |  |  | no |  |  | 0 | 0 | 0 | 0
oh_line_8103401_200885258 |  | AD | node_8103401_200884888 | node_8103401_200885258 | 93.359 | bal_1P_1/0AA | 8103401 | no | no |  |  | no |  |  | 0 | 0 | 0 | 0
oh_line_8103401_200885259 |  | AD | node_8103401_200885258 | node_8103401_200885259 | 245.419 | bal_1P_1/0AA | 8103401 | no | no |  |  | no |  |  | 0 | 0 | 0 | 0
oh_line_8103401_200885260 |  | AD | node_8103401_200885259 | node_8103401_200885260 | 227.946 | bal_1P_1/0AA | 8103401 | no | no |  |  | no |  |  | 0 | 0 | 0 | 0
oh_line_8103401_200885269 |  | ABCN | node_8103401_200940906 | node_8103401_200885269 | 268.225 | bal_3P_1/0AC_1/0AA(N) | 8103401 | no | no |  |  | no |  |  | 0 | 0 | 0 | 0
oh_line_8103401_200885270 |  | AN | node_8103401_200885269 | node_8103401_200885270 | 271.545 | bal_1P_1/0AA_1/0AA(N) | 8103401 | no | no |  |  | no |  |  | 0 | 0 | 0 | 0
oh_line_8103401_200885271 |  | AN | node_8103401_200885270 | node_8103401_200885271 | 302.395 | bal_1P_1/0AA_1/0AA(N) | 8103401 | no | no |  |  | no |  |  | 0 | 0 | 0 | 0
oh_line_8103401_200885272 |  | AN | node_8103401_200885271 | node_8103401_200885272 | 296.683 | bal_1P_1/0AA_1/0AA(N) | 8103401 | no | no |  |  | no |  |  | 0 | 0 | 0 | 0
oh_line_8103401_200885297 |  | AD | node_8103401_200885298 | node_8103401_200885297 | 385.401 | bal_1P_2AC | 8103401 | no | no |  |  | no |  |  | 0 | 0 | 0 | 0
oh_line_8103401_200885298 |  | AD | node_8103401_200885299 | node_8103401_200885298 | 309.688 | bal_1P_2AC | 8103401 | no | no |  |  | no |  |  | 0 | 0 | 0 | 0
oh_line_8103401_200885299 |  | AD | node_8103401_200885300 | node_8103401_200885299 | 311.674 | bal_1P_2AC | 8103401 | no | no |  |  | no |  |  | 0 | 0 | 0 | 0
oh_line_8103401_200885300 |  | AD | node_8103401_200885301 | node_8103401_200885300 | 304.875 | bal_1P_2AC | 8103401 | no | no |  |  | no |  |  | 0 | 0 | 0 | 0
oh_line_8103401_200885301 |  | AD | node_8103401_200885302 | node_8103401_200885301 | 391.159 | bal_1P_2AC | 8103401 | no | no |  |  | no |  |  | 0 | 0 | 0 | 0
oh_line_8103401_200885302 |  | AD | node_8103401_200885303 | node_8103401_200885302 | 304.508 | bal_1P_2AC | 8103401 | no | no |  |  | no |  |  | 0 | 0 | 0 | 0
oh_line_8103401_200885303 |  | AD | node_8103401_200885304 | node_8103401_200885303 | 484.248 | bal_1P_2AC | 8103401 | no | no |  |  | no |  |  | 0 | 0 | 0 | 0
oh_line_8103401_200885304 |  | AD | node_8103401_200885305 | node_8103401_200885304 | 426.856 | bal_1P_2AC | 8103401 | no | no |  |  | no |  |  | 0 | 0 | 0 | 0
oh_line_8103401_200885305 |  | AD | node_8103401_200885306 | node_intto1_8103401_200885305 | 163.487 | bal_1P_2AC | 8103401 | no | no |  |  | no |  |  | 0 | 0 | 0 | 0
oh_line_8103401_200885306 |  | AD | node_8103401_200885307 | node_8103401_200885306 | 416.499 | bal_1P_2AC | 8103401 | no | no |  |  | no |  |  | 0 | 0 | 0 | 0
oh_line_8103401_200885307 |  | AD | node_8103401_200885308 | node_8103401_200885307 | 403.46 | bal_1P_2AC | 8103401 | no | no |  |  | no |  |  | 0 | 0 | 0 | 0
oh_line_8103401_200885308 |  | AD | node_8103401_200885309 | node_8103401_200885308 | 397.338 | bal_1P_2AC | 8103401 | no | no |  |  | no |  |  | 0 | 0 | 0 | 0
oh_line_8103401_200885309 |  | AD | node_8103401_200885310 | node_8103401_200885309 | 260.328 | bal_1P_2AC | 8103401 | no | no |  |  | no |  |  | 0 | 0 | 0 | 0
oh_line_8103401_200885310 |  | AD | node_8103401_200884658 | node_8103401_200885310 | 358.689 | bal_1P_2AC | 8103401 | no | no |  |  | no |  |  | 0 | 0 | 0 | 0
oh_line_8103401_200885311 |  | AD | node_8103401_200885312 | node_8103401_200885311 | 227.714 | bal_1P_2AC | 8103401 | no | no |  |  | no |  |  | 0 | 0 | 0 | 0
oh_line_8103401_200885312 |  | AD | node_8103401_200885313 | node_8103401_200885312 | 303.225 | bal_1P_2AC | 8103401 | no | no |  |  | no |  |  | 0 | 0 | 0 | 0
oh_line_8103401_200885313 |  | AD | node_8103401_200885314 | node_8103401_200885313 | 190.747 | bal_1P_2AC | 8103401 | no | no |  |  | no |  |  | 0 | 0 | 0 | 0
oh_line_8103401_200885314 |  | AD | node_8103401_200885315 | node_8103401_200885314 | 117.663 | bal_1P_2AC | 8103401 | no | no |  |  | no |  |  | 0 | 0 | 0 | 0
oh_line_8103401_200885315 |  | AD | node_8103401_200885316 | node_8103401_200885315 | 295.27 | bal_1P_2AC | 8103401 | no | no |  |  | no |  |  | 0 | 0 | 0 | 0
oh_line_8103401_200885316 |  | AD | node_8103401_200885317 | node_8103401_200885316 | 264.862 | bal_1P_2AC | 8103401 | no | no |  |  | no |  |  | 0 | 0 | 0 | 0
oh_line_8103401_200885317 |  | AD | node_8103401_200885318 | node_8103401_200885317 | 266.932 | bal_1P_2AC | 8103401 | no | no |  |  | no |  |  | 0 | 0 | 0 | 0
oh_line_8103401_200885318 |  | AD | node_8103401_200885319 | node_8103401_200885318 | 242.903 | bal_1P_2AC | 8103401 | no | no |  |  | no |  |  | 0 | 0 | 0 | 0
oh_line_8103401_200885319 |  | AD | node_8103401_200885321 | node_8103401_200885319 | 239.38 | bal_1P_2AC | 8103401 | no | no |  |  | no |  |  | 0 | 0 | 0 | 0
oh_line_8103401_200885321 |  | AD | node_8103401_200885322 | node_8103401_200885321 | 242.644 | bal_1P_2AC | 8103401 | no | no |  |  | no |  |  | 0 | 0 | 0 | 0
oh_line_8103401_200885322 |  | AD | node_8103401_200885323 | node_8103401_200885322 | 265.496 | bal_1P_2AC | 8103401 | no | no |  |  | no |  |  | 0 | 0 | 0 | 0
oh_line_8103401_200885323 |  | AD | node_8103401_200885324 | node_8103401_200885323 | 291.535 | bal_1P_2AC | 8103401 | no | no |  |  | no |  |  | 0 | 0 | 0 | 0
oh_line_8103401_200885324 |  | AD | node_8103401_200885325 | node_8103401_200885324 | 366.536 | bal_1P_2AC | 8103401 | no | no |  |  | no |  |  | 0 | 0 | 0 | 0
oh_line_8103401_200885325 |  | AD | node_8103401_200885326 | node_8103401_200885325 | 279.728 | bal_1P_2AC | 8103401 | no | no |  |  | no |  |  | 0 | 0 | 0 | 0
oh_line_8103401_200885326 |  | AD | node_8103401_200885327 | node_8103401_200885326 | 276.527 | bal_1P_2AC | 8103401 | no | no |  |  | no |  |  | 0 | 0 | 0 | 0
oh_line_8103401_200885327 |  | AD | node_8103401_200885328 | node_8103401_200885327 | 292.785 | bal_1P_2AC | 8103401 | no | no |  |  | no |  |  | 0 | 0 | 0 | 0
oh_line_8103401_200885328 |  | AD | node_8103401_200885329 | node_8103401_200885328 | 202.975 | bal_1P_2AC | 8103401 | no | no |  |  | no |  |  | 0 | 0 | 0 | 0
oh_line_8103401_200885329 |  | AD | node_8103401_200885330 | node_8103401_200885329 | 204.482 | bal_1P_2AC | 8103401 | no | no |  |  | no |  |  | 0 | 0 | 0 | 0
oh_line_8103401_200885330 |  | AD | node_8103401_200885331 | node_8103401_200885330 | 249.579 | bal_1P_2AC | 8103401 | no | no |  |  | no |  |  | 0 | 0 | 0 | 0
oh_line_8103401_200885331 |  | AD | node_8103401_200885332 | node_8103401_200885331 | 215.678 | bal_1P_2AC | 8103401 | no | no |  |  | no |  |  | 0 | 0 | 0 | 0
oh_line_8103401_200885332 |  | AD | node_8103401_200885544 | node_8103401_200885332 | 300.194 | bal_1P_2AC | 8103401 | no | no |  |  | no |  |  | 0 | 0 | 0 | 0
oh_line_8103401_200885333 |  | ABCN | node_8103401_200885334 | node_8103401_200885333 | 136.04 | bal_3P_2/0CU_4/0AA(N) | 8103401 | no | no |  |  | no |  |  | 0 | 0 | 0 | 0
oh_line_8103401_200885334 |  | ABCN | node_8103401_200885335 | node_8103401_200885334 | 261.592 | bal_3P_2/0CU_4/0AA(N) | 8103401 | no | no |  |  | no |  |  | 0 | 0 | 0 | 0
oh_line_8103401_200885335 |  | ABCN | node_8103401_200885336 | node_8103401_200885335 | 237.999 | bal_3P_2/0CU_4/0AA(N) | 8103401 | no | no |  |  | no |  |  | 0 | 0 | 0 | 0
oh_line_8103401_200885336 |  | ABCN | node_8103401_200885337 | node_8103401_200885336 | 227.972 | bal_3P_2/0CU_4/0AA(N) | 8103401 | no | no |  |  | no |  |  | 0 | 0 | 0 | 0
oh_line_8103401_200885337 |  | ABCN | node_8103401_200885338 | node_8103401_200885337 | 66.17 | bal_3P_2/0CU_4/0AA(N) | 8103401 | no | no |  |  | no |  |  | 0 | 0 | 0 | 0
oh_line_8103401_200885338 |  | ABCN | node_8103401_200885339 | node_8103401_200885338 | 248.187 | bal_3P_2/0CU_4/0AA(N) | 8103401 | no | no |  |  | no |  |  | 0 | 0 | 0 | 0
oh_line_8103401_200885339 |  | ABCN | node_8103401_200885351 | node_8103401_200885339 | 278.52 | bal_3P_2/0CU_4/0AA(N) | 8103401 | no | no |  |  | no |  |  | 0 | 0 | 0 | 0
oh_line_8103401_200885342 |  | ABCN | node_8103401_200885343 | node_8103401_200885342 | 258.522 | bal_3P_336AC_4/0AA(N) | 8103401 | no | no |  |  | no |  |  | 0 | 0 | 0 | 0
oh_line_8103401_200885343 |  | ABCN | node_8103401_200885344 | node_8103401_200885343 | 284.333 | bal_3P_336AC_4/0AA(N) | 8103401 | no | no |  |  | no |  |  | 0 | 0 | 0 | 0
oh_line_8103401_200885344 |  | ABCN | node_8103401_200885345 | node_8103401_200885344 | 274.862 | bal_3P_336AC_4/0AA(N) | 8103401 | no | no |  |  | no |  |  | 0 | 0 | 0 | 0
oh_line_8103401_200885345 |  | ABCN | node_8103401_200940906 | node_8103401_200885345 | 171.507 | bal_3P_336AC_4/0AA(N) | 8103401 | no | no |  |  | no |  |  | 0 | 0 | 0 | 0
oh_line_8103401_200885348 |  | AD | node_8103401_200885349 | node_8103401_200885348 | 241.149 | bal_1P_1/0AA | 8103401 | no | no |  |  | no |  |  | 0 | 0 | 0 | 0
oh_line_8103401_200885349 |  | AD | node_8103401_200885350 | node_8103401_200885349 | 241.995 | bal_1P_1/0AC | 8103401 | no | no |  |  | no |  |  | 0 | 0 | 0 | 0
oh_line_8103401_200885350 |  | AD | node_8103401_200885311 | node_8103401_200885350 | 284.444 | bal_1P_1/0AC | 8103401 | no | no |  |  | no |  |  | 0 | 0 | 0 | 0
oh_line_8103401_200885351 |  | ABCN | node_8103401_200885352 | node_8103401_200885351 | 553.676 | bal_3P_2/0CU_4/0AC(N) | 8103401 | no | no |  |  | no |  |  | 0 | 0 | 0 | 0
oh_line_8103401_200885352 |  | ABCN | node_8103401_200885433 | node_8103401_200885352 | 200.488 | bal_3P_4/0AA_4/0AA(N) | 8103401 | no | no |  |  | no |  |  | 0 | 0 | 0 | 0
oh_line_8103401_200885354 |  | AD | node_8103401_200885348 | node_8103401_200885354 | 173.019 | bal_1P_1/0AA | 8103401 | no | no |  |  | no |  |  | 0 | 0 | 0 | 0
oh_line_8103401_200885355 |  | AD | node_8103401_200885349 | node_8103401_200885355 | 194.425 | bal_1P_1/0AC | 8103401 | no | no |  |  | no |  |  | 0 | 0 | 0 | 0
oh_line_8103401_200885356 |  | AD | node_8103401_200885314 | node_8103401_200885356 | 323.534 | bal_1P_1/0AA | 8103401 | no | no |  |  | no |  |  | 0 | 0 | 0 | 0
oh_line_8103401_200885357 |  | AD | node_8103401_200885356 | node_8103401_200885357 | 320.725 | bal_1P_1/0AA | 8103401 | no | no |  |  | no |  |  | 0 | 0 | 0 | 0
oh_line_8103401_200885431 |  | AD | node_8103401_200885489 | node_8103401_200885431 | 135.687 | bal_1P_1/0AA | 8103401 | no | no |  |  | no |  |  | 0 | 0 | 0 | 0
oh_line_8103401_200885433 |  | ABCN | node_8103401_200885342 | node_8103401_200885433 | 141.794 | bal_3P_4/0AA_4/0AA(N) | 8103401 | no | no |  |  | no |  |  | 0 | 0 | 0 | 0
oh_line_8103401_200885434 |  | AN | node_8103401_200885433 | node_intto1_8103401_200885434 | 167.691 | bal_1P_2AC_2AC(N) | 8103401 | no | no |  |  | no |  |  | 0 | 0 | 0 | 0
oh_line_8103401_200885436 |  | AN | node_8103401_200885434 | node_8103401_200885436 | 221.787 | bal_1P_1/0AC_1/0AC(N) | 8103401 | no | no |  |  | no |  |  | 0 | 0 | 0 | 0
oh_line_8103401_200885437 |  | AN | node_8103401_200885436 | node_8103401_200885437 | 242.662 | bal_1P_1/0AC_1/0AC(N) | 8103401 | no | no |  |  | no |  |  | 0 | 0 | 0 | 0
oh_line_8103401_200885438 |  | AN | node_8103401_200885437 | node_8103401_200885438 | 71.766 | bal_1P_1/0AC_1/0AC(N) | 8103401 | no | no |  |  | no |  |  | 0 | 0 | 0 | 0
oh_line_8103401_200885439 |  | AN | node_8103401_200885438 | node_8103401_200885439 | 305.57 | bal_1P_1/0AC_1/0AC(N) | 8103401 | no | no |  |  | no |  |  | 0 | 0 | 0 | 0
oh_line_8103401_200885441-1 |  | ABCN | node_220465253 | node_8103401_200885441 | 11.283 | bal_3P_4/0AC_1/0AA(N) | 8103401 | no | no |  |  | no |  |  | 0 | 0 | 0 | 0
oh_line_8103401_200885441-2 |  | ABCN | node_220387382 | node_intto1_220465253 | 14.73 | bal_3P_4/0AC_1/0AA(N) | 8103401 | no | no |  |  | no |  |  | 0 | 0 | 0 | 0
oh_line_8103401_200885441-3 |  | ABCN | node_8103401_200885433 | node_intto1_220387382 | 150.69 | bal_3P_4/0AC_1/0AA(N) | 8103401 | no | no |  |  | no |  |  | 0 | 0 | 0 | 0
oh_line_8103401_200885442 |  | ABCD | node_8103401_200885441 | node_8103401_200885442 | 318.098 | bal_3P_4/0AC | 8103401 | no | no |  |  | no |  |  | 0 | 0 | 0 | 0
oh_line_8103401_200885443 |  | ABCD | node_8103401_200885496 | node_8103401_200885443 | 228.692 | bal_3P_4/0AC | 8103401 | no | no |  |  | no |  |  | 0 | 0 | 0 | 0
oh_line_8103401_200885444 |  | ABCD | node_8103401_200885443 | node_8103401_200885444 | 221.943 | bal_3P_4/0AC | 8103401 | no | no |  |  | no |  |  | 0 | 0 | 0 | 0
oh_line_8103401_200885445 |  | ABCD | node_8103401_200885444 | node_8103401_200885445 | 220.601 | bal_3P_4/0AC | 8103401 | no | no |  |  | no |  |  | 0 | 0 | 0 | 0
oh_line_8103401_200885447 |  | ABCD | node_8103401_200885445 | node_8103401_200885447 | 209.783 | bal_3P_4/0AC | 8103401 | no | no |  |  | no |  |  | 0 | 0 | 0 | 0
oh_line_8103401_200885448 |  | ABCD | node_8103401_200885447 | node_8103401_200885448 | 217.69 | bal_3P_4/0AC | 8103401 | no | no |  |  | no |  |  | 0 | 0 | 0 | 0
oh_line_8103401_200885450 |  | ABCD | node_8103401_200885448 | node_8103401_200885450 | 231.154 | bal_3P_4/0AC | 8103401 | no | no |  |  | no |  |  | 0 | 0 | 0 | 0
oh_line_8103401_200885451 |  | ABCD | node_8103401_200885450 | node_8103401_200885451 | 245.27 | bal_3P_4/0AC | 8103401 | no | no |  |  | no |  |  | 0 | 0 | 0 | 0
oh_line_8103401_200885454 |  | ABCD | node_8103401_200885451 | node_8103401_200885454 | 239.582 | bal_3P_4/0AC | 8103401 | no | no |  |  | no |  |  | 0 | 0 | 0 | 0
oh_line_8103401_200885455 |  | ABCD | node_8103401_200885454 | node_8103401_200885455 | 242.962 | bal_3P_4/0AC | 8103401 | no | no |  |  | no |  |  | 0 | 0 | 0 | 0
oh_line_8103401_200885456 |  | ABCD | node_8103401_200885455 | node_8103401_200885456 | 181.592 | bal_3P_4/0AC | 8103401 | no | no |  |  | no |  |  | 0 | 0 | 0 | 0
oh_line_8103401_200885457 |  | ABCD | node_8103401_200885456 | node_8103401_200885457 | 219.976 | bal_3P_4/0AC | 8103401 | no | no |  |  | no |  |  | 0 | 0 | 0 | 0
oh_line_8103401_200885459 |  | ABCD | node_8103401_200885457 | node_intto1_8103401_200885459 | 158.626 | bal_3P_4/0AC | 8103401 | no | no |  |  | no |  |  | 0 | 0 | 0 | 0
oh_line_8103401_200885460 |  | ABCD | node_8103401_200885459 | node_8103401_200885460 | 256.99 | bal_3P_4/0AC | 8103401 | no | no |  |  | no |  |  | 0 | 0 | 0 | 0
oh_line_8103401_200885461 |  | AD | node_8103401_200885460 | node_8103401_200885461 | 338.715 | bal_1P_1/0AC | 8103401 | no | no |  |  | no |  |  | 0 | 0 | 0 | 0
oh_line_8103401_200885462 |  | ABCD | node_8103401_200885460 | node_8103401_200885462 | 204.279 | bal_3P_4/0AC | 8103401 | no | no |  |  | no |  |  | 0 | 0 | 0 | 0
oh_line_8103401_200885463 |  | ABCD | node_8103401_200885462 | node_8103401_200885463 | 262.11 | bal_3P_4/0AC | 8103401 | no | no |  |  | no |  |  | 0 | 0 | 0 | 0
oh_line_8103401_200885464 |  | ABCD | node_8103401_200885463 | node_8103401_200885464 | 270.388 | bal_3P_4/0AC | 8103401 | no | no |  |  | no |  |  | 0 | 0 | 0 | 0
oh_line_8103401_200885465 |  | ABCD | node_8103401_200885464 | node_8103401_200885465 | 241.22 | bal_3P_4/0AC | 8103401 | no | no |  |  | no |  |  | 0 | 0 | 0 | 0
oh_line_8103401_200885466 |  | ABCD | node_8103401_200885465 | node_8103401_200885466 | 252.616 | bal_3P_4/0AC | 8103401 | no | no |  |  | no |  |  | 0 | 0 | 0 | 0
oh_line_8103401_200885467 |  | ABCD | node_8103401_200885466 | node_8103401_200885467 | 187.368 | bal_3P_4/0AC | 8103401 | no | no |  |  | no |  |  | 0 | 0 | 0 | 0
oh_line_8103401_200885468 |  | ABCD | node_8103401_200885467 | node_8103401_200885468 | 197.801 | bal_3P_4/0AC | 8103401 | no | no |  |  | no |  |  | 0 | 0 | 0 | 0
oh_line_8103401_200885469 |  | ABCD | node_8103401_200885442 | node_intto1_8103401_200885469 | 214.018 | bal_3P_4/0AC | 8103401 | no | no |  |  | no |  |  | 0 | 0 | 0 | 0
oh_line_8103401_200885470 |  | ABCD | node_8103401_200885469 | node_8103401_200885470 | 187.808 | bal_3P_4/0AC | 8103401 | no | no |  |  | no |  |  | 0 | 0 | 0 | 0
oh_line_8103401_200885471 |  | ABCD | node_8103401_200885468 | node_8103401_200885471 | 331.117 | bal_3P_4/0AC | 8103401 | no | no |  |  | no |  |  | 0 | 0 | 0 | 0
oh_line_8103401_200885473 |  | ABCD | node_8103401_200885471 | node_8103401_200885473 | 246.983 | bal_3P_4/0AC | 8103401 | no | no |  |  | no |  |  | 0 | 0 | 0 | 0
oh_line_8103401_200885476 |  | ABCD | node_8103401_200885470 | node_8103401_200885476 | 173.408 | bal_3P_4/0AC | 8103401 | no | no |  |  | no |  |  | 0 | 0 | 0 | 0
oh_line_8103401_200885479 |  | ABCD | node_8103401_200885476 | node_8103401_200885479 | 275.333 | bal_3P_4/0AC | 8103401 | no | no |  |  | no |  |  | 0 | 0 | 0 | 0
oh_line_8103401_200885480 |  | AD | node_8103401_200885479 | node_8103401_200885480 | 173.587 | bal_1P_1/0AA | 8103401 | no | no |  |  | no |  |  | 0 | 0 | 0 | 0
oh_line_8103401_200885481 |  | AD | node_8103401_200885480 | node_8103401_200885481 | 156.335 | bal_1P_1/0AA | 8103401 | no | no |  |  | no |  |  | 0 | 0 | 0 | 0
oh_line_8103401_200885482 |  | ABCD | node_8103401_200885479 | node_8103401_200885482 | 264.34 | bal_3P_4/0AC | 8103401 | no | no |  |  | no |  |  | 0 | 0 | 0 | 0
oh_line_8103401_200885485 |  | ABCD | node_8103401_200885482 | node_8103401_200885485 | 207.58 | bal_3P_4/0AC | 8103401 | no | no |  |  | no |  |  | 0 | 0 | 0 | 0
oh_line_8103401_200885486 |  | ABCD | node_8103401_200885485 | node_8103401_200885486 | 323.53 | bal_3P_4/0AC | 8103401 | no | no |  |  | no |  |  | 0 | 0 | 0 | 0
oh_line_8103401_200885487 |  | ABCD | node_8103401_200885486 | node_8103401_200885487 | 255.591 | bal_3P_4/0AC | 8103401 | no | no |  |  | no |  |  | 0 | 0 | 0 | 0
oh_line_8103401_200885488 |  | ABCD | node_8103401_200885487 | node_8103401_200885488 | 229.938 | bal_3P_4/0AC | 8103401 | no | no |  |  | no |  |  | 0 | 0 | 0 | 0
oh_line_8103401_200885489 |  | ABCD | node_8103401_200885488 | node_8103401_200885489 | 259.511 | bal_3P_4/0AC | 8103401 | no | no |  |  | no |  |  | 0 | 0 | 0 | 0
oh_line_8103401_200885490 |  | ABCD | node_8103401_200885489 | node_8103401_200885490 | 262.634 | bal_3P_4/0AC | 8103401 | no | no |  |  | no |  |  | 0 | 0 | 0 | 0
oh_line_8103401_200885491 |  | ABCD | node_8103401_200885490 | node_8103401_200885491 | 269.529 | bal_3P_4/0AC | 8103401 | no | no |  |  | no |  |  | 0 | 0 | 0 | 0
oh_line_8103401_200885492 |  | ABCD | node_8103401_200885491 | node_8103401_200885492 | 275.957 | bal_3P_4/0AC | 8103401 | no | no |  |  | no |  |  | 0 | 0 | 0 | 0
oh_line_8103401_200885493 |  | ABCD | node_8103401_200885492 | node_8103401_200885493 | 265.776 | bal_3P_4/0AC | 8103401 | no | no |  |  | no |  |  | 0 | 0 | 0 | 0
oh_line_8103401_200885494 |  | ABCD | node_8103401_200885493 | node_8103401_200885494 | 259.445 | bal_3P_4/0AC | 8103401 | no | no |  |  | no |  |  | 0 | 0 | 0 | 0
oh_line_8103401_200885496 |  | ABCD | node_8103401_200885494 | node_8103401_200885496 | 226.022 | bal_3P_4/0AC | 8103401 | no | no |  |  | no |  |  | 0 | 0 | 0 | 0
oh_line_8103401_200885542 |  | ABCN | node_8103401_200885553 | node_8103401_200885542 | 365.155 | bal_3P_4/0AC_1/0AA(N) | 8103401 | no | no |  |  | no |  |  | 0 | 0 | 0 | 0
oh_line_8103401_200885543 |  | ABCN | node_8103401_200885542 | node_8103401_200885543 | 244.302 | bal_3P_4/0AC_1/0AA(N) | 8103401 | no | no |  |  | no |  |  | 0 | 0 | 0 | 0
oh_line_8103401_200885544 |  | AD | node_8103401_200885545 | node_8103401_200885544 | 192.658 | bal_1P_2AC | 8103401 | no | no |  |  | no |  |  | 0 | 0 | 0 | 0
oh_line_8103401_200885545 |  | AD | node_8103401_200885546 | node_8103401_200885545 | 150.869 | bal_1P_2AC | 8103401 | no | no |  |  | no |  |  | 0 | 0 | 0 | 0
oh_line_8103401_200885546 |  | AD | node_8103401_200885547 | node_8103401_200885546 | 241.883 | bal_1P_2AC | 8103401 | no | no |  |  | no |  |  | 0 | 0 | 0 | 0
oh_line_8103401_200885547 |  | AD | node_8103401_200885548 | node_8103401_200885547 | 48.134 | bal_1P_2AC | 8103401 | no | no |  |  | no |  |  | 0 | 0 | 0 | 0
oh_line_8103401_200885548 |  | AD | node_8103401_200885549 | node_8103401_200885548 | 5.616 | bal_1P_2AC | 8103401 | no | no |  |  | no |  |  | 0 | 0 | 0 | 0
oh_line_8103401_200885549 |  | AD | node_8103401_200885550 | node_8103401_200885549 | 53.097 | bal_1P_2AC | 8103401 | no | no |  |  | no |  |  | 0 | 0 | 0 | 0
oh_line_8103401_200885550 |  | AD | node_8103401_200885551 | node_intto1_8103401_200885550 | 48.987 | bal_1P_2AC | 8103401 | no | no |  |  | no |  |  | 0 | 0 | 0 | 0
oh_line_8103401_200885551 |  | AD | node_8103401_200885552 | node_8103401_200885551 | 143.175 | bal_1P_2AC | 8103401 | no | no |  |  | no |  |  | 0 | 0 | 0 | 0
oh_line_8103401_200885552-1 |  | AN | node_8103401_200885553 | node_intto1_220387378 | 120.383 | bal_1P_1/0AC_1/0AC(N) | 8103401 | no | no |  |  | no |  |  | 0 | 0 | 0 | 0
oh_line_8103401_200885552-2 |  | AN | node_220387378 | node_intto1_220465486 | 14.088 | bal_1P_1/0AC_1/0AC(N) | 8103401 | no | no |  |  | no |  |  | 0 | 0 | 0 | 0
oh_line_8103401_200885552-3 |  | AN | node_220465486 | node_8103401_200885552 | 19.221 | bal_1P_1/0AC_1/0AC(N) | 8103401 | no | no |  |  | no |  |  | 0 | 0 | 0 | 0
oh_line_8103401_200885553 |  | ABCN | node_8103401_200885554 | node_8103401_200885553 | 173.595 | bal_3P_2/0CU_4/0AA(N) | 8103401 | no | no |  |  | no |  |  | 0 | 0 | 0 | 0
oh_line_8103401_200885554 |  | ABCN | node_8103401_200885555 | node_8103401_200885554 | 147.025 | bal_3P_2/0CU_4/0AA(N) | 8103401 | no | no |  |  | no |  |  | 0 | 0 | 0 | 0
oh_line_8103401_200885555 |  | ABCN | node_8103401_200885556 | node_8103401_200885555 | 217.668 | bal_3P_2/0CU_4/0AA(N) | 8103401 | no | no |  |  | no |  |  | 0 | 0 | 0 | 0
oh_line_8103401_200885556 |  | ABCN | node_8103401_200885557 | node_8103401_200885556 | 213.31 | bal_3P_2/0CU_4/0AA(N) | 8103401 | no | no |  |  | no |  |  | 0 | 0 | 0 | 0
oh_line_8103401_200885557 |  | ABCN | node_8103401_200943346 | node_8103401_200885557 | 189.427 | bal_3P_2/0CU_4/0AA(N) | 8103401 | no | no |  |  | no |  |  | 0 | 0 | 0 | 0
oh_line_8103401_200885559 |  | ABCN | node_8103401_200885560 | node_8103401_200885559 | 221.903 | bal_3P_2/0CU_4/0AA(N) | 8103401 | no | no |  |  | no |  |  | 0 | 0 | 0 | 0
oh_line_8103401_200885560 |  | ABCN | node_8103401_200885333 | node_8103401_200885560 | 305.799 | bal_3P_2/0CU_4/0AA(N) | 8103401 | no | no |  |  | no |  |  | 0 | 0 | 0 | 0
oh_line_8103401_200886265 |  | AD | node_8103401_200884326 | node_8103401_200886265 | 370.439 | bal_1P_2AC | 8103401 | no | no |  |  | no |  |  | 0 | 0 | 0 | 0
oh_line_8103401_200886266 |  | AD | node_8103401_200886265 | node_8103401_200886266 | 333.019 | bal_1P_1/0AA | 8103401 | no | no |  |  | no |  |  | 0 | 0 | 0 | 0
oh_line_8103401_200886267 |  | AD | node_8103401_200886266 | node_8103401_200886267 | 313.086 | bal_1P_1/0AA | 8103401 | no | no |  |  | no |  |  | 0 | 0 | 0 | 0
oh_line_8103401_200886269 |  | AD | node_8103401_200886351 | node_intto1_8103401_200886269 | 403.191 | bal_1P_2AC | 8103401 | no | no |  |  | no |  |  | 0 | 0 | 0 | 0
oh_line_8103401_200886270 |  | AD | node_8103401_200886290 | node_8103401_200886270 | 290.96 | bal_1P_2AC | 8103401 | no | no |  |  | no |  |  | 0 | 0 | 0 | 0
oh_line_8103401_200886271 |  | AD | node_8103401_200886269 | node_8103401_200886271 | 466.637 | bal_1P_2AC | 8103401 | no | no |  |  | no |  |  | 0 | 0 | 0 | 0
oh_line_8103401_200886272 |  | AD | node_8103401_200886271 | node_8103401_200886272 | 344.551 | bal_1P_2AC | 8103401 | no | no |  |  | no |  |  | 0 | 0 | 0 | 0
oh_line_8103401_200886273 |  | AD | node_8103401_200886272 | node_8103401_200886273 | 307.781 | bal_1P_2AC | 8103401 | no | no |  |  | no |  |  | 0 | 0 | 0 | 0
oh_line_8103401_200886274 |  | AD | node_8103401_200886271 | node_intto1_8103401_200886274 | 516.776 | bal_1P_2AC | 8103401 | no | no |  |  | no |  |  | 0 | 0 | 0 | 0
oh_line_8103401_200886279 |  | AD | node_8103401_200886274 | node_8103401_200886279 | 341.13 | bal_1P_2AC | 8103401 | no | no |  |  | no |  |  | 0 | 0 | 0 | 0
oh_line_8103401_200886280 |  | AD | node_8103401_200886279 | node_8103401_200886280 | 296.425 | bal_1P_2AC | 8103401 | no | no |  |  | no |  |  | 0 | 0 | 0 | 0
oh_line_8103401_200886281 |  | AD | node_8103401_200886280 | node_8103401_200886281 | 168.714 | bal_1P_2AC | 8103401 | no | no |  |  | no |  |  | 0 | 0 | 0 | 0
oh_line_8103401_200886282-1 |  | AD | node_220417135 | node_8103401_200886282 | 9.215 | bal_1P_2AC | 8103401 | no | no |  |  | no |  |  | 0 | 0 | 0 | 0
oh_line_8103401_200886282-2 |  | AD | node_220465131 | node_intto1_220417135 | 9.242 | bal_1P_2AC | 8103401 | no | no |  |  | no |  |  | 0 | 0 | 0 | 0
oh_line_8103401_200886282-3 |  | AD | node_220387497 | node_intto1_220465131 | 148.482 | bal_1P_2AC | 8103401 | no | no |  |  | no |  |  | 0 | 0 | 0 | 0
oh_line_8103401_200886282-4 |  | AD | node_8103401_200886280 | node_intto1_220387497 | 15.542 | bal_1P_2AC | 8103401 | no | no |  |  | no |  |  | 0 | 0 | 0 | 0
oh_line_8103401_200886283 |  | AD | node_8103401_200886281 | node_intto1_8103401_200886283 | 278.516 | bal_1P_2AC | 8103401 | no | no |  |  | no |  |  | 0 | 0 | 0 | 0
oh_line_8103401_200886285 |  | AD | node_8103401_200886280 | node_intto1_8103401_200886285 | 246.528 | bal_1P_2AC | 8103401 | no | no |  |  | no |  |  | 0 | 0 | 0 | 0
oh_line_8103401_200886287 |  | AD | node_8103401_200886285 | node_8103401_200886287 | 234.167 | bal_1P_2AC | 8103401 | no | no |  |  | no |  |  | 0 | 0 | 0 | 0
oh_line_8103401_200886288 |  | AD | node_8103401_200886287 | node_8103401_200886288 | 370.832 | bal_1P_2AC | 8103401 | no | no |  |  | no |  |  | 0 | 0 | 0 | 0
oh_line_8103401_200886289 |  | AD | node_8103401_200886288 | node_8103401_200886289 | 431.462 | bal_1P_2AC | 8103401 | no | no |  |  | no |  |  | 0 | 0 | 0 | 0
oh_line_8103401_200886290 |  | AD | node_8103401_200886289 | node_8103401_200886290 | 640.963 | bal_1P_2AC | 8103401 | no | no |  |  | no |  |  | 0 | 0 | 0 | 0
oh_line_8103401_200886291 |  | AD | node_8103401_200886293 | node_8103401_200886291 | 497.491 | bal_1P_1/0AA | 8103401 | no | no |  |  | no |  |  | 0 | 0 | 0 | 0
oh_line_8103401_200886292 |  | AD | node_8103401_200886375 | node_intto1_8103401_200886292 | 396.343 | bal_1P_2AC | 8103401 | no | no |  |  | no |  |  | 0 | 0 | 0 | 0
oh_line_8103401_200886293 |  | AD | node_8103401_200886292 | node_8103401_200886293 | 381.454 | bal_1P_2AC | 8103401 | no | no |  |  | no |  |  | 0 | 0 | 0 | 0
oh_line_8103401_200886294 |  | AD | node_8103401_200886293 | node_8103401_200886294 | 366.106 | bal_1P_2AC | 8103401 | no | no |  |  | no |  |  | 0 | 0 | 0 | 0
oh_line_8103401_200886295 |  | AD | node_8103401_200886294 | node_8103401_200886295 | 370.561 | bal_1P_2AC | 8103401 | no | no |  |  | no |  |  | 0 | 0 | 0 | 0
oh_line_8103401_200886296 |  | AD | node_8103401_200886295 | node_8103401_200886296 | 280.155 | bal_1P_2AC | 8103401 | no | no |  |  | no |  |  | 0 | 0 | 0 | 0
oh_line_8103401_200886297 |  | AD | node_8103401_200886296 | node_8103401_200886297 | 355.045 | bal_1P_2AC | 8103401 | no | no |  |  | no |  |  | 0 | 0 | 0 | 0
oh_line_8103401_200886298 |  | AD | node_8103401_200886297 | node_8103401_200886298 | 401.185 | bal_1P_2AC | 8103401 | no | no |  |  | no |  |  | 0 | 0 | 0 | 0
oh_line_8103401_200886300 |  | AD | node_8103401_200886383 | node_8103401_200886300 | 276.126 | bal_1P_2AC | 8103401 | no | no |  |  | no |  |  | 0 | 0 | 0 | 0
oh_line_8103401_200886301 |  | AD | node_8103401_200886315 | node_8103401_200886301 | 188.343 | bal_1P_1/0AC | 8103401 | no | no |  |  | no |  |  | 0 | 0 | 0 | 0
oh_line_8103401_200886302 |  | AD | node_8103401_200886301 | node_8103401_200886302 | 232.698 | bal_1P_1/0AC | 8103401 | no | no |  |  | no |  |  | 0 | 0 | 0 | 0
oh_line_8103401_200886304 |  | AD | node_8103401_200886300 | node_8103401_200886304 | 250.169 | bal_1P_2AC | 8103401 | no | no |  |  | no |  |  | 0 | 0 | 0 | 0
oh_line_8103401_200886305 |  | AD | node_8103401_200886304 | node_8103401_200886305 | 250.126 | bal_1P_2AC | 8103401 | no | no |  |  | no |  |  | 0 | 0 | 0 | 0
oh_line_8103401_200886306 |  | AD | node_8103401_200886305 | node_8103401_200886306 | 324.93 | bal_1P_2AC | 8103401 | no | no |  |  | no |  |  | 0 | 0 | 0 | 0
oh_line_8103401_200886307 |  | AD | node_8103401_200886306 | node_8103401_200886307 | 312.758 | bal_1P_2AC | 8103401 | no | no |  |  | no |  |  | 0 | 0 | 0 | 0
oh_line_8103401_200886308 |  | AD | node_8103401_200886307 | node_8103401_200886308 | 321.97 | bal_1P_2AC | 8103401 | no | no |  |  | no |  |  | 0 | 0 | 0 | 0
oh_line_8103401_200886310 |  | AD | node_8103401_200886308 | node_8103401_200886310 | 229.583 | bal_1P_1/0AC | 8103401 | no | no |  |  | no |  |  | 0 | 0 | 0 | 0
oh_line_8103401_200886311 |  | AD | node_8103401_200886310 | node_8103401_200886311 | 323.447 | bal_1P_1/0AC | 8103401 | no | no |  |  | no |  |  | 0 | 0 | 0 | 0
oh_line_8103401_200886312 |  | AD | node_8103401_200886311 | node_8103401_200886312 | 355.091 | bal_1P_1/0AC | 8103401 | no | no |  |  | no |  |  | 0 | 0 | 0 | 0
oh_line_8103401_200886313 |  | AD | node_8103401_200886312 | node_8103401_200886313 | 163.962 | bal_1P_1/0AC | 8103401 | no | no |  |  | no |  |  | 0 | 0 | 0 | 0
oh_line_8103401_200886314 |  | AD | node_8103401_200886310 | node_8103401_200886314 | 250.509 | bal_1P_1/0AC | 8103401 | no | no |  |  | no |  |  | 0 | 0 | 0 | 0
oh_line_8103401_200886315 |  | AD | node_8103401_200886314 | node_8103401_200886315 | 253.259 | bal_1P_1/0AC | 8103401 | no | no |  |  | no |  |  | 0 | 0 | 0 | 0
oh_line_8103401_200886317 |  | AD | node_8103401_200886366 | node_8103401_200886317 | 348.138 | bal_1P_2AC | 8103401 | no | no |  |  | no |  |  | 0 | 0 | 0 | 0
oh_line_8103401_200886318 |  | AD | node_8103401_200886326 | node_8103401_200886318 | 484.636 | bal_1P_2AC | 8103401 | no | no |  |  | no |  |  | 0 | 0 | 0 | 0
oh_line_8103401_200886319 |  | AD | node_8103401_200886317 | node_intto1_8103401_200886319 | 256.863 | bal_1P_2AC | 8103401 | no | no |  |  | no |  |  | 0 | 0 | 0 | 0
oh_line_8103401_200886320 |  | AD | node_8103401_200886319 | node_8103401_200886320 | 254.797 | bal_1P_2AC | 8103401 | no | no |  |  | no |  |  | 0 | 0 | 0 | 0
oh_line_8103401_200886321 |  | AD | node_8103401_200886320 | node_8103401_200886321 | 185.326 | bal_1P_2AC | 8103401 | no | no |  |  | no |  |  | 0 | 0 | 0 | 0
oh_line_8103401_200886322 |  | AD | node_8103401_200886321 | node_8103401_200886322 | 245.513 | bal_1P_2AC | 8103401 | no | no |  |  | no |  |  | 0 | 0 | 0 | 0
oh_line_8103401_200886323 |  | AD | node_8103401_200886322 | node_8103401_200886323 | 241.511 | bal_1P_2AC | 8103401 | no | no |  |  | no |  |  | 0 | 0 | 0 | 0
oh_line_8103401_200886324 |  | AD | node_8103401_200886323 | node_8103401_200886324 | 227.717 | bal_1P_2AC | 8103401 | no | no |  |  | no |  |  | 0 | 0 | 0 | 0
oh_line_8103401_200886325 |  | AD | node_8103401_200886324 | node_8103401_200886325 | 273.269 | bal_1P_2AC | 8103401 | no | no |  |  | no |  |  | 0 | 0 | 0 | 0
oh_line_8103401_200886326 |  | AD | node_8103401_200886325 | node_8103401_200886326 | 235.372 | bal_1P_2AC | 8103401 | no | no |  |  | no |  |  | 0 | 0 | 0 | 0
oh_line_8103401_200886329 |  | ABCD | node_8103401_200886399 | node_intto1_8103401_200886329 | 255.134 | bal_3P_4/0AC | 8103401 | no | no |  |  | no |  |  | 0 | 0 | 0 | 0
oh_line_8103401_200886331 |  | ABCD | node_8103401_200886329 | node_8103401_200886331 | 110.438 | bal_3P_4/0AC | 8103401 | no | no |  |  | no |  |  | 0 | 0 | 0 | 0
oh_line_8103401_200886332 |  | ABCD | node_8103401_200886331 | node_8103401_200886332 | 116.418 | bal_3P_4/0AC | 8103401 | no | no |  |  | no |  |  | 0 | 0 | 0 | 0
oh_line_8103401_200886333 |  | ABCD | node_8103401_200886332 | node_8103401_200886333 | 109.411 | bal_3P_4/0AC | 8103401 | no | no |  |  | no |  |  | 0 | 0 | 0 | 0
oh_line_8103401_200886334 |  | ABCD | node_8103401_200886333 | node_8103401_200886334 | 125.305 | bal_3P_4/0AC | 8103401 | no | no |  |  | no |  |  | 0 | 0 | 0 | 0
oh_line_8103401_200886335 |  | ABCD | node_8103401_200886334 | node_8103401_200886335 | 134.707 | bal_3P_4/0AC | 8103401 | no | no |  |  | no |  |  | 0 | 0 | 0 | 0
oh_line_8103401_200886336 |  | ABCD | node_8103401_200886335 | node_8103401_200886336 | 104.512 | bal_3P_4/0AC | 8103401 | no | no |  |  | no |  |  | 0 | 0 | 0 | 0
oh_line_8103401_200886337 |  | ABCD | node_8103401_200886336 | node_8103401_200886337 | 134.77 | bal_3P_4/0AC | 8103401 | no | no |  |  | no |  |  | 0 | 0 | 0 | 0
oh_line_8103401_200886338 |  | ABCD | node_8103401_200886337 | node_8103401_200886338 | 125.275 | bal_3P_4/0AC | 8103401 | no | no |  |  | no |  |  | 0 | 0 | 0 | 0
oh_line_8103401_200886339 |  | ABCD | node_8103401_200886338 | node_8103401_200886339 | 128.627 | bal_3P_4/0AC | 8103401 | no | no |  |  | no |  |  | 0 | 0 | 0 | 0
oh_line_8103401_200886340 |  | ABCD | node_8103401_200886339 | node_8103401_200886340 | 131.624 | bal_3P_4/0AC | 8103401 | no | no |  |  | no |  |  | 0 | 0 | 0 | 0
oh_line_8103401_200886341 |  | ABCD | node_8103401_200886340 | node_8103401_200886341 | 126.653 | bal_3P_4/0AC | 8103401 | no | no |  |  | no |  |  | 0 | 0 | 0 | 0
oh_line_8103401_200886342-1 |  | ABCD | node_1351132_414_15434727_158 | node_8103401_200886342 | 127.782 | bal_3P_4/0AC | 8103401 | no | no |  |  | no |  |  | 0 | 0 | 0 | 0
oh_line_8103401_200886342-2 |  | ABCD | node_8103401_200886341 | node_1351132_414_15434727_158 | 5.043 | bal_3P_4/0AC | 8103401 | no | no |  |  | no |  |  | 0 | 0 | 0 | 0
oh_line_8103401_200886343 |  | ABCD | node_8103401_200886342 | node_8103401_200886343 | 68.309 | bal_3P_4/0AC | 8103401 | no | no |  |  | no |  |  | 0 | 0 | 0 | 0
oh_line_8103401_200886344 |  | ABCD | node_8103401_200886343 | node_8103401_200886344 | 94.848 | bal_3P_4/0AC | 8103401 | no | no |  |  | no |  |  | 0 | 0 | 0 | 0
oh_line_8103401_200886345 |  | ABCD | node_8103401_200886344 | node_8103401_200886345 | 105.97 | bal_3P_4/0AC | 8103401 | no | no |  |  | no |  |  | 0 | 0 | 0 | 0
oh_line_8103401_200886346 |  | ABCD | node_8103401_200886345 | node_8103401_200886346 | 126.391 | bal_3P_4/0AC | 8103401 | no | no |  |  | no |  |  | 0 | 0 | 0 | 0
oh_line_8103401_200886348 |  | ABCD | node_8103401_200886346 | node_8103401_200886348 | 121.154 | bal_3P_4/0AC | 8103401 | no | no |  |  | no |  |  | 0 | 0 | 0 | 0
oh_line_8103401_200886351 |  | ABCD | node_8103401_200886348 | node_8103401_200886351 | 186.231 | bal_3P_4/0AC | 8103401 | no | no |  |  | no |  |  | 0 | 0 | 0 | 0
oh_line_8103401_200886352 |  | AD | node_8103401_200886351 | node_8103401_200886352 | 118.194 | bal_1P_6CU | 8103401 | no | no |  |  | no |  |  | 0 | 0 | 0 | 0
oh_line_8103401_200886353 |  | AD | node_8103401_200886352 | node_intto1_8103401_200886353 | 144.843 | bal_1P_6CU | 8103401 | no | no |  |  | no |  |  | 0 | 0 | 0 | 0
oh_line_8103401_200886354 |  | AD | node_8103401_200886353 | node_8103401_200886354 | 74.124 | bal_1P_6CU | 8103401 | no | no |  |  | no |  |  | 0 | 0 | 0 | 0
oh_line_8103401_200886355 |  | AD | node_8103401_200886354 | node_8103401_200886355 | 276.627 | bal_1P_6CU | 8103401 | no | no |  |  | no |  |  | 0 | 0 | 0 | 0
oh_line_8103401_200886356 |  | AD | node_8103401_200886355 | node_8103401_200886356 | 405.025 | bal_1P_6CU | 8103401 | no | no |  |  | no |  |  | 0 | 0 | 0 | 0
oh_line_8103401_200886357 |  | AD | node_8103401_200886356 | node_8103401_200886357 | 301.689 | bal_1P_6CU | 8103401 | no | no |  |  | no |  |  | 0 | 0 | 0 | 0
oh_line_8103401_200886358 |  | AD | node_8103401_200886357 | node_8103401_200886358 | 370.64 | bal_1P_6CU | 8103401 | no | no |  |  | no |  |  | 0 | 0 | 0 | 0
oh_line_8103401_200886359 |  | AD | node_8103401_200886358 | node_8103401_200886359 | 327.713 | bal_1P_6CU | 8103401 | no | no |  |  | no |  |  | 0 | 0 | 0 | 0
oh_line_8103401_200886360 |  | AD | node_8103401_200886359 | node_8103401_200886360 | 405.565 | bal_1P_6CU | 8103401 | no | no |  |  | no |  |  | 0 | 0 | 0 | 0
oh_line_8103401_200886361 |  | AD | node_8103401_200886360 | node_8103401_200886361 | 372.583 | bal_1P_6CU | 8103401 | no | no |  |  | no |  |  | 0 | 0 | 0 | 0
oh_line_8103401_200886362 |  | AD | node_8103401_200886361 | node_8103401_200886362 | 320.376 | bal_1P_6CU | 8103401 | no | no |  |  | no |  |  | 0 | 0 | 0 | 0
oh_line_8103401_200886363 |  | AD | node_8103401_200886362 | node_8103401_200886363 | 411.256 | bal_1P_6CU | 8103401 | no | no |  |  | no |  |  | 0 | 0 | 0 | 0
oh_line_8103401_200886364 |  | AD | node_8103401_200886363 | node_8103401_200886364 | 327.94 | bal_1P_6CU | 8103401 | no | no |  |  | no |  |  | 0 | 0 | 0 | 0
oh_line_8103401_200886365 |  | AD | node_8103401_200886364 | node_8103401_200886365 | 201.465 | bal_1P_6CU | 8103401 | no | no |  |  | no |  |  | 0 | 0 | 0 | 0
oh_line_8103401_200886366 |  | AD | node_8103401_200886365 | node_8103401_200886366 | 168.408 | bal_1P_6CU | 8103401 | no | no |  |  | no |  |  | 0 | 0 | 0 | 0
oh_line_8103401_200886367 |  | AD | node_8103401_200886366 | node_8103401_200886367 | 297.382 | bal_1P_2AC | 8103401 | no | no |  |  | no |  |  | 0 | 0 | 0 | 0
oh_line_8103401_200886368 |  | AD | node_8103401_200886367 | node_8103401_200886368 | 374.998 | bal_1P_2AC | 8103401 | no | no |  |  | no |  |  | 0 | 0 | 0 | 0
oh_line_8103401_200886369 |  | AD | node_8103401_200886368 | node_8103401_200886369 | 333.494 | bal_1P_2AC | 8103401 | no | no |  |  | no |  |  | 0 | 0 | 0 | 0
oh_line_8103401_200886370 |  | AD | node_8103401_200886369 | node_8103401_200886370 | 393.102 | bal_1P_2AC | 8103401 | no | no |  |  | no |  |  | 0 | 0 | 0 | 0
oh_line_8103401_200886371 |  | AD | node_8103401_200886370 | node_8103401_200886371 | 388.905 | bal_1P_2AC | 8103401 | no | no |  |  | no |  |  | 0 | 0 | 0 | 0
oh_line_8103401_200886372 |  | AD | node_8103401_200886371 | node_8103401_200886372 | 383.723 | bal_1P_2AC | 8103401 | no | no |  |  | no |  |  | 0 | 0 | 0 | 0
oh_line_8103401_200886373 |  | AD | node_8103401_200886372 | node_8103401_200886373 | 461.63 | bal_1P_2AC | 8103401 | no | no |  |  | no |  |  | 0 | 0 | 0 | 0
oh_line_8103401_200886374 |  | AD | node_8103401_200886373 | node_8103401_200886374 | 366.749 | bal_1P_2AC | 8103401 | no | no |  |  | no |  |  | 0 | 0 | 0 | 0
oh_line_8103401_200886375 |  | AD | node_8103401_200886374 | node_8103401_200886375 | 346.944 | bal_1P_2AC | 8103401 | no | no |  |  | no |  |  | 0 | 0 | 0 | 0
oh_line_8103401_200886376 |  | AD | node_8103401_200886375 | node_8103401_200886376 | 167.765 | bal_1P_1/0AA | 8103401 | no | no |  |  | no |  |  | 0 | 0 | 0 | 0
oh_line_8103401_200886377 |  | AD | node_8103401_200886375 | node_8103401_200886377 | 626.048 | bal_1P_2AC | 8103401 | no | no |  |  | no |  |  | 0 | 0 | 0 | 0
oh_line_8103401_200886380 |  | AD | node_8103401_200886377 | node_8103401_200886380 | 453.189 | bal_1P_2AC | 8103401 | no | no |  |  | no |  |  | 0 | 0 | 0 | 0
oh_line_8103401_200886382 |  | AD | node_8103401_200886380 | node_8103401_200886382 | 251.474 | bal_1P_2AC | 8103401 | no | no |  |  | no |  |  | 0 | 0 | 0 | 0
oh_line_8103401_200886383 |  | AD | node_8103401_200886382 | node_intto1_8103401_200886383 | 219.106 | bal_1P_2AC | 8103401 | no | no |  |  | no |  |  | 0 | 0 | 0 | 0
oh_line_8103401_200886384 |  | AD | node_8103401_200886383 | node_8103401_200886384 | 119.052 | bal_1P_2AC | 8103401 | no | no |  |  | no |  |  | 0 | 0 | 0 | 0
oh_line_8103401_200886385 |  | AD | node_8103401_200886384 | node_8103401_200886385 | 204.084 | bal_1P_2AC | 8103401 | no | no |  |  | no |  |  | 0 | 0 | 0 | 0
oh_line_8103401_200886386 |  | AD | node_8103401_200886385 | node_8103401_200886386 | 283.375 | bal_1P_2AC | 8103401 | no | no |  |  | no |  |  | 0 | 0 | 0 | 0
oh_line_8103401_200886387 |  | AD | node_8103401_200886386 | node_8103401_200886387 | 314.555 | bal_1P_2AC | 8103401 | no | no |  |  | no |  |  | 0 | 0 | 0 | 0
oh_line_8103401_200886388 |  | AD | node_8103401_200886387 | node_8103401_200886388 | 318.997 | bal_1P_2AC | 8103401 | no | no |  |  | no |  |  | 0 | 0 | 0 | 0
oh_line_8103401_200886389 |  | AD | node_8103401_200886388 | node_8103401_200886389 | 353.758 | bal_1P_2AC | 8103401 | no | no |  |  | no |  |  | 0 | 0 | 0 | 0
oh_line_8103401_200886390 |  | AD | node_8103401_200886389 | node_8103401_200886390 | 378.266 | bal_1P_2AC | 8103401 | no | no |  |  | no |  |  | 0 | 0 | 0 | 0
oh_line_8103401_200886391 |  | AD | node_8103401_200886390 | node_8103401_200886391 | 249.171 | bal_1P_2AC | 8103401 | no | no |  |  | no |  |  | 0 | 0 | 0 | 0
oh_line_8103401_200886392 |  | AD | node_8103401_200886391 | node_8103401_200886392 | 235.867 | bal_1P_2AC | 8103401 | no | no |  |  | no |  |  | 0 | 0 | 0 | 0
oh_line_8103401_200886393 |  | AD | node_8103401_200886392 | node_8103401_200886393 | 794.292 | bal_1P_2AC | 8103401 | no | no |  |  | no |  |  | 0 | 0 | 0 | 0
oh_line_8103401_200886394 |  | ABCD | node_8103401_200884688 | node_8103401_200886394 | 312.489 | bal_3P_4/0AC | 8103401 | no | no |  |  | no |  |  | 0 | 0 | 0 | 0
oh_line_8103401_200886395 |  | ABCD | node_8103401_200886394 | node_8103401_200886395 | 306.061 | bal_3P_4/0AC | 8103401 | no | no |  |  | no |  |  | 0 | 0 | 0 | 0
oh_line_8103401_200886396 |  | ABCD | node_8103401_200886395 | node_8103401_200886396 | 311.738 | bal_3P_4/0AC | 8103401 | no | no |  |  | no |  |  | 0 | 0 | 0 | 0
oh_line_8103401_200886399 |  | ABCD | node_8103401_200886396 | node_8103401_200886399 | 399.23 | bal_3P_4/0AC | 8103401 | no | no |  |  | no |  |  | 0 | 0 | 0 | 0
oh_line_8103401_200907850 |  | AD | node_8103401_200884247 | node_8103401_200907850 | 178.457 | bal_1P_1/0AA | 8103401 | no | no |  |  | no |  |  | 0 | 0 | 0 | 0
oh_line_8103401_200907851 |  | AD | node_8103401_200884892 | node_intto1_8103401_200907851 | 284.576 | bal_1P_1/0AA | 8103401 | no | no |  |  | no |  |  | 0 | 0 | 0 | 0
oh_line_8103401_200907852 |  | AD | node_8103401_200884264 | node_8103401_200907852 | 277.292 | bal_1P_1/0AA | 8103401 | no | no |  |  | no |  |  | 0 | 0 | 0 | 0
oh_line_8103401_200907862 |  | AD | node_8103401_200884285 | node_8103401_200907862 | 241.024 | bal_1P_1/0AA | 8103401 | no | no |  |  | no |  |  | 0 | 0 | 0 | 0
oh_line_8103401_200907863 |  | AD | node_8103401_200886282 | node_8103401_200907863 | 40.493 | bal_1P_2AC | 8103401 | no | no |  |  | no |  |  | 0 | 0 | 0 | 0
oh_line_8103401_200940906 |  | ABCN | node_SOURCE_8103401 | node_8103401_200940906 | 56.825 | bal_3P_1/0AC_1/0AA(N) | 8103401 | no | no |  |  | no |  |  | 0 | 0 | 0 | 0
oh_line_8103401_200943346 |  | ABCN | node_8103401_200885559 | node_8103401_200943346 | 237.138 | bal_3P_2/0CU_4/0AA(N) | 8103401 | no | no |  |  | no |  |  | 0 | 0 | 0 | 0
oh_line_8103401_200948367 |  | ABCN | node_8103401_312108585 | node_8103401_200948367 | 30.623 | bal_3P_4/0AA_1/0AA(N) | 8103401 | no | no |  |  | no |  |  | 0 | 0 | 0 | 0
oh_line_8103401_200950396 |  | AD | node_8103401_200884180 | node_8103401_200950396 | 463.764 | bal_1P_2AC | 8103401 | no | no |  |  | no |  |  | 0 | 0 | 0 | 0
oh_line_8103401_200950436 |  | AN | node_8103401_200884061 | node_8103401_200950436 | 98.233 | bal_1P_1/0AA_1/0AA(N) | 8103401 | no | no |  |  | no |  |  | 0 | 0 | 0 | 0
oh_line_8103401_200950759 |  | ABCN | node_8103401_200950760 | node_8103401_200950759 | 131.078 | bal_3P_4/0AA_1/0AA(N) | 8103401 | no | no |  |  | no |  |  | 0 | 0 | 0 | 0
oh_line_8103401_200950760 |  | ABCN | node_8103401_200950761 | node_8103401_200950760 | 285.227 | bal_3P_4/0AA_1/0AA(N) | 8103401 | no | no |  |  | no |  |  | 0 | 0 | 0 | 0
oh_line_8103401_200950761 |  | ABCN | node_8103401_200950762 | node_8103401_200950761 | 242.425 | bal_3P_4/0AA_1/0AA(N) | 8103401 | no | no |  |  | no |  |  | 0 | 0 | 0 | 0
oh_line_8103401_200950762 |  | ABCN | node_8103401_200950763 | node_8103401_200950762 | 273.995 | bal_3P_4/0AA_1/0AA(N) | 8103401 | no | no |  |  | no |  |  | 0 | 0 | 0 | 0
oh_line_8103401_200950763 |  | ABCN | node_8103401_200950764 | node_8103401_200950763 | 246.197 | bal_3P_4/0AA_1/0AA(N) | 8103401 | no | no |  |  | no |  |  | 0 | 0 | 0 | 0
oh_line_8103401_200950764 |  | ABCN | node_8103401_200950765 | node_8103401_200950764 | 220.701 | bal_3P_4/0AA_1/0AA(N) | 8103401 | no | no |  |  | no |  |  | 0 | 0 | 0 | 0
oh_line_8103401_200950765 |  | ABCN | node_8103401_200950766 | node_8103401_200950765 | 276.785 | bal_3P_4/0AA_1/0AA(N) | 8103401 | no | no |  |  | no |  |  | 0 | 0 | 0 | 0
oh_line_8103401_200950766 |  | ABCN | node_8103401_200950767 | node_8103401_200950766 | 209.124 | bal_3P_4/0AA_1/0AA(N) | 8103401 | no | no |  |  | no |  |  | 0 | 0 | 0 | 0
oh_line_8103401_200950767 |  | ABCN | node_8103401_200950768 | node_8103401_200950767 | 286.788 | bal_3P_4/0AA_1/0AA(N) | 8103401 | no | no |  |  | no |  |  | 0 | 0 | 0 | 0
oh_line_8103401_200950768 |  | ABCN | node_8103401_200950769 | node_8103401_200950768 | 229.531 | bal_3P_4/0AA_1/0AA(N) | 8103401 | no | no |  |  | no |  |  | 0 | 0 | 0 | 0
oh_line_8103401_200950769 |  | ABCN | node_8103401_200950770 | node_8103401_200950769 | 282.3 | bal_3P_4/0AA_1/0AA(N) | 8103401 | no | no |  |  | no |  |  | 0 | 0 | 0 | 0
oh_line_8103401_200950770-1 |  | ABCN | node_312115022 | node_8103401_200950770 | 227.568 | bal_3P_4/0AA_1/0AA(N) | 8103401 | no | no |  |  | no |  |  | 0 | 0 | 0 | 0
oh_line_8103401_200950770-2 |  | ABCN | node_434X2-312115023 | node_intto1_312115022 | 5.232 | bal_3P_4/0AA_1/0AA(N) | 8103401 | no | no |  |  | no |  |  | 0 | 0 | 0 | 0
oh_line_8103401_200950770-3 |  | ABCN | node_8103401_200884080 | node_intto1_434X2-312115023 | 4.741 | bal_3P_4/0AA_1/0AA(N) | 8103401 | no | no |  |  | no |  |  | 0 | 0 | 0 | 0
oh_line_8103401_200950898 |  | ABCN | node_8103401_200884092 | node_8103401_200950898 | 245.076 | bal_3P_4/0AA_1/0AA(N) | 8103401 | no | no |  |  | no |  |  | 0 | 0 | 0 | 0
oh_line_8103401_200950901 |  | ABCN | node_8103401_200950902 | node_8103401_200950901 | 197.348 | bal_3P_4/0AA_1/0AA(N) | 8103401 | no | no |  |  | no |  |  | 0 | 0 | 0 | 0
oh_line_8103401_200950902 |  | ABCN | node_8103401_200950759 | node_8103401_200950902 | 317.21 | bal_3P_4/0AA_1/0AA(N) | 8103401 | no | no |  |  | no |  |  | 0 | 0 | 0 | 0
oh_line_8103401_200950968 |  | ABCN | node_8103401_200884392 | node_8103401_200950968 | 217.187 | bal_3P_4/0AA_1/0AA(N) | 8103401 | no | no |  |  | no |  |  | 0 | 0 | 0 | 0
oh_line_8103401_200950969 |  | ABCN | node_8103401_200950970 | node_8103401_200950969 | 274.732 | bal_3P_4/0AA_1/0AA(N) | 8103401 | no | no |  |  | no |  |  | 0 | 0 | 0 | 0
oh_line_8103401_200950970 |  | ABCN | node_8103401_200950971 | node_8103401_200950970 | 249.455 | bal_3P_4/0AA_1/0AA(N) | 8103401 | no | no |  |  | no |  |  | 0 | 0 | 0 | 0
oh_line_8103401_200950971 |  | ABCN | node_8103401_200948367 | node_8103401_200950971 | 139.72 | bal_3P_4/0AA_1/0AA(N) | 8103401 | no | no |  |  | no |  |  | 0 | 0 | 0 | 0
oh_line_8103401_200950972-1 |  | AN | node_220470234 | node_8103401_200950972 | 10.226 | bal_1P_1/0AA_1/0AA(N) | 8103401 | no | no |  |  | no |  |  | 0 | 0 | 0 | 0
oh_line_8103401_200950972-2 |  | AN | node_220457276 | node_intto1_220470234 | 15.031 | bal_1P_1/0AA_1/0AA(N) | 8103401 | no | no |  |  | no |  |  | 0 | 0 | 0 | 0
oh_line_8103401_200950972-3 |  | AN | node_8103401_200948367 | node_intto1_220457276 | 142.319 | bal_1P_1/0AA_1/0AA(N) | 8103401 | no | no |  |  | no |  |  | 0 | 0 | 0 | 0
oh_line_8103401_200950973-1 |  | AN | node_220470300 | node_8103401_200950973 | 11.682 | bal_1P_1/0AA_1/0AA(N) | 8103401 | no | no |  |  | no |  |  | 0 | 0 | 0 | 0
oh_line_8103401_200950973-2 |  | AN | node_220457275 | node_intto1_220470300 | 12.286 | bal_1P_1/0AA_1/0AA(N) | 8103401 | no | no |  |  | no |  |  | 0 | 0 | 0 | 0
oh_line_8103401_200950973-3 |  | AN | node_8103401_200948367 | node_intto1_220457275 | 169.54 | bal_1P_1/0AA_1/0AA(N) | 8103401 | no | no |  |  | no |  |  | 0 | 0 | 0 | 0
oh_line_8103401_200950974 |  | ABCN | node_8103401_200950975 | node_8103401_200950974 | 229.564 | bal_3P_4/0AA_1/0AA(N) | 8103401 | no | no |  |  | no |  |  | 0 | 0 | 0 | 0
oh_line_8103401_200950975 |  | ABCN | node_8103401_200950976 | node_8103401_200950975 | 305.584 | bal_3P_4/0AA_1/0AA(N) | 8103401 | no | no |  |  | no |  |  | 0 | 0 | 0 | 0
oh_line_8103401_200950976 |  | ABCN | node_8103401_200950977 | node_8103401_200950976 | 309.275 | bal_3P_4/0AA_1/0AA(N) | 8103401 | no | no |  |  | no |  |  | 0 | 0 | 0 | 0
oh_line_8103401_200950977 |  | ABCN | node_8103401_200950978 | node_8103401_200950977 | 281.962 | bal_3P_4/0AA_1/0AA(N) | 8103401 | no | no |  |  | no |  |  | 0 | 0 | 0 | 0
oh_line_8103401_200950978 |  | ABCN | node_8103401_200950979 | node_8103401_200950978 | 255.507 | bal_3P_4/0AA_1/0AA(N) | 8103401 | no | no |  |  | no |  |  | 0 | 0 | 0 | 0
oh_line_8103401_200950979 |  | ABCN | node_8103401_200950980 | node_8103401_200950979 | 295.941 | bal_3P_4/0AA_1/0AA(N) | 8103401 | no | no |  |  | no |  |  | 0 | 0 | 0 | 0
oh_line_8103401_200950980 |  | ABCN | node_8103401_200950981 | node_8103401_200950980 | 251.752 | bal_3P_4/0AA_1/0AA(N) | 8103401 | no | no |  |  | no |  |  | 0 | 0 | 0 | 0
oh_line_8103401_200950981 |  | ABCN | node_8103401_200950982 | node_8103401_200950981 | 188.693 | bal_3P_4/0AA_1/0AA(N) | 8103401 | no | no |  |  | no |  |  | 0 | 0 | 0 | 0
oh_line_8103401_200950982 |  | ABCN | node_8103401_200950983 | node_8103401_200950982 | 210.419 | bal_3P_4/0AA_1/0AA(N) | 8103401 | no | no |  |  | no |  |  | 0 | 0 | 0 | 0
oh_line_8103401_200950983 |  | ABCN | node_8103401_200950984 | node_8103401_200950983 | 255.021 | bal_3P_4/0AA_1/0AA(N) | 8103401 | no | no |  |  | no |  |  | 0 | 0 | 0 | 0
oh_line_8103401_200950984 |  | ABCN | node_8103401_200950898 | node_8103401_200950984 | 262.146 | bal_3P_4/0AA_1/0AA(N) | 8103401 | no | no |  |  | no |  |  | 0 | 0 | 0 | 0
oh_line_8103401_200951014 |  | ABCN | node_8103401_200951015 | node_8103401_200951014 | 252.141 | bal_3P_4/0AA_1/0AA(N) | 8103401 | no | no |  |  | no |  |  | 0 | 0 | 0 | 0
oh_line_8103401_200951015 |  | ABCN | node_8103401_200884402 | node_8103401_200951015 | 260.019 | bal_3P_4/0AA_1/0AA(N) | 8103401 | no | no |  |  | no |  |  | 0 | 0 | 0 | 0
oh_line_8103401_200951016 |  | ABCN | node_8103401_200884401 | node_8103401_200951016 | 278.774 | bal_3P_4/0AA_1/0AA(N) | 8103401 | no | no |  |  | no |  |  | 0 | 0 | 0 | 0
oh_line_8103401_200959370 |  | ABCN | node_8103401_200951014 | node_8103401_200959370 | 187.126 | bal_3P_4/0AA_1/0AA(N) | 8103401 | no | no |  |  | no |  |  | 0 | 0 | 0 | 0
oh_line_8103401_200961540 |  | AD | node_8103401_200840149 | node_8103401_200961540 | 215.19 | bal_1P_1/0AA | 8103401 | no | no |  |  | no |  |  | 0 | 0 | 0 | 0
oh_line_8103401_200969583 |  | AD | node_8103401_200840204 | node_8103401_200969583 | 262.804 | bal_1P_1/0AA | 8103401 | no | no |  |  | no |  |  | 0 | 0 | 0 | 0
oh_line_8103401_200969584 |  | AD | node_8103401_200969583 | node_8103401_200969584 | 318.333 | bal_1P_1/0AA | 8103401 | no | no |  |  | no |  |  | 0 | 0 | 0 | 0
oh_line_8103401_200974838 |  | AD | node_8103401_200884187 | node_8103401_200974838 | 541.286 | bal_1P_2AC | 8103401 | no | no |  |  | no |  |  | 0 | 0 | 0 | 0
oh_line_8103401_200977820 |  | AD | node_8103401_200884453 | node_8103401_200977820 | 264.887 | bal_1P_1/0AA | 8103401 | no | no |  |  | no |  |  | 0 | 0 | 0 | 0
oh_line_8103401_200977821 |  | AD | node_8103401_200977820 | node_intto1_8103401_200977821 | 199.29 | bal_1P_1/0AA | 8103401 | no | no |  |  | no |  |  | 0 | 0 | 0 | 0
oh_line_8103401_200977822 |  | AD | node_8103401_200977821 | node_8103401_200977822 | 184.878 | bal_1P_1/0AA | 8103401 | no | no |  |  | no |  |  | 0 | 0 | 0 | 0
oh_line_8103401_200980619 |  | AD | node_8103401_201013311 | node_intto1_8103401_200980619 | 277.965 | bal_1P_1/0AA | 8103401 | no | no |  |  | no |  |  | 0 | 0 | 0 | 0
oh_line_8103401_200980633 |  | AD | node_8103401_200884669 | node_intto1_8103401_200980633 | 311.707 | bal_1P_2AC | 8103401 | no | no |  |  | no |  |  | 0 | 0 | 0 | 0
oh_line_8103401_200981820 |  | ABCN | node_8103401_200885543 | node_intto1_8103401_200981820 | 155.091 | bal_3P_4/0AC_1/0AA(N) | 8103401 | no | no |  |  | no |  |  | 0 | 0 | 0 | 0
oh_line_8103401_200982792 |  | AD | node_8103401_200884303 | node_8103401_200982792 | 296.792 | bal_1P_2AC | 8103401 | no | no |  |  | no |  |  | 0 | 0 | 0 | 0
oh_line_8103401_200988183 |  | AD | node_8103401_200974838 | node_8103401_200988183 | 448.383 | bal_1P_2AC | 8103401 | no | no |  |  | no |  |  | 0 | 0 | 0 | 0
oh_line_8103401_200993740 |  | AD | node_8103401_200884234 | node_8103401_200993740 | 286.682 | bal_1P_4/0AC | 8103401 | no | no |  |  | no |  |  | 0 | 0 | 0 | 0
oh_line_8103401_200996128 |  | AN | node_8103401_200993740 | node_8103401_200996128 | 249.535 | bal_1P_DELTACUST | 8103401 | no | no |  |  | no |  |  | 0 | 0 | 0 | 0
oh_line_8103401_201008759 |  | AN | node_8103401_200884556 | node_8103401_201008759 | 263.231 | bal_1P_DELTACUST | 8103401 | no | no |  |  | no |  |  | 0 | 0 | 0 | 0
oh_line_8103401_201009032 |  | AD | node_8103401_200840187 | node_8103401_201009032 | 358.12 | bal_1P_2AC | 8103401 | no | no |  |  | no |  |  | 0 | 0 | 0 | 0
oh_line_8103401_201009805 |  | ABCN | node_8103401_201009861 | node_8103401_201009805 | 202.737 | bal_3P_1/0AA_1/0AA(N) | 8103401 | no | no |  |  | no |  |  | 0 | 0 | 0 | 0
oh_line_8103401_201009806 |  | ABCN | node_8103401_312148676 | node_8103401_201009806 | 209.476 | bal_3P_1/0AA_1/0AA(N) | 8103401 | no | no |  |  | no |  |  | 0 | 0 | 0 | 0
oh_line_8103401_201009807 |  | ABCN | node_8103401_312148677 | node_8103401_201009807 | 198.842 | bal_3P_1/0AA_1/0AA(N) | 8103401 | no | no |  |  | no |  |  | 0 | 0 | 0 | 0
oh_line_8103401_201009808 |  | ABCN | node_8103401_201009807 | node_8103401_201009808 | 280.272 | bal_3P_1/0AA_1/0AA(N) | 8103401 | no | no |  |  | no |  |  | 0 | 0 | 0 | 0
oh_line_8103401_201009809 |  | ABCN | node_8103401_201009808 | node_intto1_8103401_201009809 | 471.695 | bal_3P_1/0AA_1/0AA(N) | 8103401 | no | no |  |  | no |  |  | 0 | 0 | 0 | 0
oh_line_8103401_201009810 |  | ABCN | node_8103401_312148678 | node_8103401_201009810 | 145.329 | bal_3P_1/0AA_1/0AA(N) | 8103401 | no | no |  |  | no |  |  | 0 | 0 | 0 | 0
oh_line_8103401_201009811 |  | ABCN | node_8103401_201009810 | node_8103401_201009811 | 205.413 | bal_3P_1/0AA_1/0AA(N) | 8103401 | no | no |  |  | no |  |  | 0 | 0 | 0 | 0
oh_line_8103401_201009812 |  | ABCN | node_8103401_201014717 | node_8103401_201009812 | 308.292 | bal_3P_1/0AA_1/0AA(N) | 8103401 | no | no |  |  | no |  |  | 0 | 0 | 0 | 0
oh_line_8103401_201009813 |  | ABCN | node_8103401_312148680 | node_8103401_201009813 | 156.929 | bal_3P_1/0AA_1/0AA(N) | 8103401 | no | no |  |  | no |  |  | 0 | 0 | 0 | 0
oh_line_8103401_201009814 |  | ABCN | node_8103401_201009892 | node_8103401_201009814 | 274.171 | bal_3P_1/0AA_1/0AA(N) | 8103401 | no | no |  |  | no |  |  | 0 | 0 | 0 | 0
oh_line_8103401_201009815 |  | ABCN | node_8103401_201009821 | node_8103401_201009815 | 276.594 | bal_3P_1/0AA_1/0AA(N) | 8103401 | no | no |  |  | no |  |  | 0 | 0 | 0 | 0
oh_line_8103401_201009816 |  | ABCN | node_8103401_201009815 | node_8103401_201009816 | 249.541 | bal_3P_1/0AA_1/0AA(N) | 8103401 | no | no |  |  | no |  |  | 0 | 0 | 0 | 0
oh_line_8103401_201009817 |  | ABCN | node_8103401_312128510 | node_8103401_201009817 | 35.454 | bal_3P_1/0AA_1/0AA(N) | 8103401 | no | no |  |  | no |  |  | 0 | 0 | 0 | 0
oh_line_8103401_201009818 |  | ABCN | node_8103401_201014069 | node_8103401_201009818 | 210.197 | bal_3P_1/0AA_1/0AA(N) | 8103401 | no | no |  |  | no |  |  | 0 | 0 | 0 | 0
oh_line_8103401_201009819 |  | ABCN | node_8103401_201009818 | node_8103401_201009819 | 177.98 | bal_3P_1/0AA_1/0AA(N) | 8103401 | no | no |  |  | no |  |  | 0 | 0 | 0 | 0
oh_line_8103401_201009820 |  | ABCN | node_8103401_201009860 | node_8103401_201009820 | 106.775 | bal_3P_1/0AA_1/0AA(N) | 8103401 | no | no |  |  | no |  |  | 0 | 0 | 0 | 0
oh_line_8103401_201009821 |  | ABCN | node_8103401_312139126 | node_8103401_201009821 | 90.549 | bal_3P_1/0AA_1/0AA(N) | 8103401 | no | no |  |  | no |  |  | 0 | 0 | 0 | 0
oh_line_8103401_201009860 |  | ABCN | node_8103401_201009819 | node_8103401_201009860 | 299.076 | bal_3P_1/0AA_1/0AA(N) | 8103401 | no | no |  |  | no |  |  | 0 | 0 | 0 | 0
oh_line_8103401_201009861 |  | ABCN | node_8103401_200959370 | node_8103401_201009861 | 251.918 | bal_3P_1/0AA_1/0AA(N) | 8103401 | no | no |  |  | no |  |  | 0 | 0 | 0 | 0
oh_line_8103401_201009892 |  | ABCN | node_8103401_201009813 | node_8103401_201009892 | 269.067 | bal_3P_1/0AA_1/0AA(N) | 8103401 | no | no |  |  | no |  |  | 0 | 0 | 0 | 0
oh_line_8103401_201010072 |  | AN | node_8103401_200950436 | node_8103401_201010072 | 68.586 | bal_1P_1/0AA_1/0AA(N) | 8103401 | no | no |  |  | no |  |  | 0 | 0 | 0 | 0
oh_line_8103401_201010121 |  | AN | node_8103401_201010072 | node_intto1_8103401_201010121 | 1235.302 | bal_1P_DELTACUST | 8103401 | no | no |  |  | no |  |  | 0 | 0 | 0 | 0
oh_line_8103401_201010395 |  | AD | node_8103401_200884289 | node_8103401_201010395 | 377.257 | bal_1P_1/0AA | 8103401 | no | no |  |  | no |  |  | 0 | 0 | 0 | 0
oh_line_8103401_201011698 |  | ABCD | node_8103401_200884681 | node_8103401_201011698 | 238.393 | bal_3P_4/0AC | 8103401 | no | no |  |  | no |  |  | 0 | 0 | 0 | 0
oh_line_8103401_201012484 |  | AD | node_8103401_201012895 | node_8103401_201012484 | 230.2 | bal_1P_2AC | 8103401 | no | no |  |  | no |  |  | 0 | 0 | 0 | 0
oh_line_8103401_201012895 |  | AD | node_8103401_200884591 | node_intto1_8103401_201012895 | 416.932 | bal_1P_2AC | 8103401 | no | no |  |  | no |  |  | 0 | 0 | 0 | 0
oh_line_8103401_201013311 |  | AD | node_8103401_200980633 | node_8103401_201013311 | 206.056 | bal_1P_1/0AA | 8103401 | no | no |  |  | no |  |  | 0 | 0 | 0 | 0
oh_line_8103401_201014059 |  | AN | node_8103401_201014073 | node_8103401_201014059 | 30.831 | bal_1P_1/0AA_1/0AA(N) | 8103401 | no | no |  |  | no |  |  | 0 | 0 | 0 | 0
oh_line_8103401_201014069 |  | ABCN | node_8103401_201009817 | node_8103401_201014069 | 114.669 | bal_3P_1/0AA_1/0AA(N) | 8103401 | no | no |  |  | no |  |  | 0 | 0 | 0 | 0
oh_line_8103401_201014070 |  | ABCN | node_8103401_201014069 | node_intto1_8103401_201014070 | 205.354 | bal_3P_1/0AA_1/0AA(N) | 8103401 | no | no |  |  | no |  |  | 0 | 0 | 0 | 0
oh_line_8103401_201014071 |  | ABCN | node_8103401_201014070 | node_8103401_201014071 | 161.46 | bal_3P_1/0AA_1/0AA(N) | 8103401 | no | no |  |  | no |  |  | 0 | 0 | 0 | 0
oh_line_8103401_201014072 |  | ABCN | node_8103401_201014071 | node_8103401_201014072 | 132.754 | bal_3P_1/0AA_1/0AA(N) | 8103401 | no | no |  |  | no |  |  | 0 | 0 | 0 | 0
oh_line_8103401_201014073 |  | ABCN | node_8103401_201014072 | node_8103401_201014073 | 160.276 | bal_3P_1/0AA_1/0AA(N) | 8103401 | no | no |  |  | no |  |  | 0 | 0 | 0 | 0
oh_line_8103401_201014616 |  | AD | node_8103401_200884138 | node_8103401_201014616 | 472.225 | bal_1P_2AC | 8103401 | no | no |  |  | no |  |  | 0 | 0 | 0 | 0
oh_line_8103401_201014717 |  | ABCN | node_8103401_312148679 | node_8103401_201014717 | 165.322 | bal_3P_1/0AA_1/0AA(N) | 8103401 | no | no |  |  | no |  |  | 0 | 0 | 0 | 0
oh_line_8103401_201014979 |  | ABCN | node_8103401_200884842 | node_8103401_201014979 | 348.805 | bal_3P_336AC_4/0AA(N) | 8103401 | no | no |  |  | no |  |  | 0 | 0 | 0 | 0
oh_line_8103401_201015211 |  | AD | node_8103401_200885110 | node_8103401_201015211 | 63.054 | bal_1P_1/0AA | 8103401 | no | no |  |  | no |  |  | 0 | 0 | 0 | 0
oh_line_8103401_201015548 |  | AD | node_8103401_200884266 | node_8103401_201015548 | 309.126 | bal_1P_2AC | 8103401 | no | no |  |  | no |  |  | 0 | 0 | 0 | 0
oh_line_8103401_201017946 |  | AD | node_8103401_201017951 | node_8103401_201017946 | 292.421 | bal_1P_1/0AA | 8103401 | no | no |  |  | no |  |  | 0 | 0 | 0 | 0
oh_line_8103401_201017947 |  | AD | node_8103401_200884469 | node_8103401_201017947 | 127.98 | bal_1P_1/0AA | 8103401 | no | no |  |  | no |  |  | 0 | 0 | 0 | 0
oh_line_8103401_201017948 |  | AD | node_8103401_201017947 | node_intto1_8103401_201017948 | 276.952 | bal_1P_1/0AA | 8103401 | no | no |  |  | no |  |  | 0 | 0 | 0 | 0
oh_line_8103401_201017949 |  | AD | node_8103401_201017948 | node_8103401_201017949 | 270.815 | bal_1P_1/0AA | 8103401 | no | no |  |  | no |  |  | 0 | 0 | 0 | 0
oh_line_8103401_201017950 |  | AD | node_8103401_201017949 | node_8103401_201017950 | 250.572 | bal_1P_1/0AA | 8103401 | no | no |  |  | no |  |  | 0 | 0 | 0 | 0
oh_line_8103401_201017951 |  | AD | node_8103401_201017950 | node_8103401_201017951 | 203.423 | bal_1P_1/0AA | 8103401 | no | no |  |  | no |  |  | 0 | 0 | 0 | 0
oh_line_8103401_201018224 |  | AD | node_8103401_201018258 | node_8103401_201018224 | 208.982 | bal_1P_2AC | 8103401 | no | no |  |  | no |  |  | 0 | 0 | 0 | 0
oh_line_8103401_201018258 |  | AD | node_8103401_200884516 | node_8103401_201018258 | 332.686 | bal_1P_2AC | 8103401 | no | no |  |  | no |  |  | 0 | 0 | 0 | 0
oh_line_8103401_201018398 |  | AD | node_8103401_201018459 | node_8103401_201018398 | 219.44 | bal_1P_1/0AA | 8103401 | no | no |  |  | no |  |  | 0 | 0 | 0 | 0
oh_line_8103401_201018454 |  | AD | node_8103401_201018458 | node_8103401_201018454 | 154.243 | bal_1P_1/0AA | 8103401 | no | no |  |  | no |  |  | 0 | 0 | 0 | 0
oh_line_8103401_201018455 |  | AD | node_8103401_201018454 | node_8103401_201018455 | 308.264 | bal_1P_2AC | 8103401 | no | no |  |  | no |  |  | 0 | 0 | 0 | 0
oh_line_8103401_201018456 |  | AD | node_8103401_201018224 | node_8103401_201018456 | 176.465 | bal_1P_1/0AA | 8103401 | no | no |  |  | no |  |  | 0 | 0 | 0 | 0
oh_line_8103401_201018457 |  | AD | node_8103401_201018456 | node_8103401_201018457 | 281.893 | bal_1P_1/0AA | 8103401 | no | no |  |  | no |  |  | 0 | 0 | 0 | 0
oh_line_8103401_201018458 |  | AD | node_8103401_201018457 | node_8103401_201018458 | 230.169 | bal_1P_2AC | 8103401 | no | no |  |  | no |  |  | 0 | 0 | 0 | 0
oh_line_8103401_201018459 |  | AD | node_8103401_200884503 | node_8103401_201018459 | 294.459 | bal_1P_1/0AA | 8103401 | no | no |  |  | no |  |  | 0 | 0 | 0 | 0
oh_line_8103401_201041218 |  | AD | node_8103401_200884286 | node_8103401_201041218 | 398.276 | bal_1P_2AC | 8103401 | no | no |  |  | no |  |  | 0 | 0 | 0 | 0
oh_line_8103401_201043434 |  | AN | node_8103401_200884508 | node_intto1_8103401_201043434 | 883.027 | bal_1P_DELTACUST | 8103401 | no | no |  |  | no |  |  | 0 | 0 | 0 | 0
oh_line_8103401_201044503 |  | AD | node_8103401_200884365 | node_8103401_201044503 | 246.147 | bal_1P_1/0AA | 8103401 | no | no |  |  | no |  |  | 0 | 0 | 0 | 0
oh_line_8103401_201046102 |  | AN | node_8103401_201053511 | node_8103401_201046102 | 261.419 | bal_1P_DELTACUST | 8103401 | no | no |  |  | no |  |  | 0 | 0 | 0 | 0
oh_line_8103401_201047119 |  | AD | node_8103401_200884132 | node_8103401_201047119 | 143.887 | bal_1P_2AC | 8103401 | no | no |  |  | no |  |  | 0 | 0 | 0 | 0
oh_line_8103401_201047541 |  | AD | node_8103401_310039893 | node_8103401_201047541 | 253.551 | bal_1P_1/0AA | 8103401 | no | no |  |  | no |  |  | 0 | 0 | 0 | 0
oh_line_8103401_201047542 |  | AD | node_8103401_201047541 | node_8103401_201047542 | 186.922 | bal_1P_1/0AA | 8103401 | no | no |  |  | no |  |  | 0 | 0 | 0 | 0
oh_line_8103401_201047543 |  | AD | node_8103401_201047542 | node_8103401_201047543 | 277.959 | bal_1P_1/0AA | 8103401 | no | no |  |  | no |  |  | 0 | 0 | 0 | 0
oh_line_8103401_201047544 |  | AD | node_8103401_201047543 | node_8103401_201047544 | 223.866 | bal_1P_1/0AA | 8103401 | no | no |  |  | no |  |  | 0 | 0 | 0 | 0
oh_line_8103401_201047545 |  | AD | node_8103401_201047544 | node_8103401_201047545 | 313.26 | bal_1P_1/0AA | 8103401 | no | no |  |  | no |  |  | 0 | 0 | 0 | 0
oh_line_8103401_201047574 |  | AD | node_8103401_200907862 | node_8103401_201047574 | 244.572 | bal_1P_1/0AA | 8103401 | no | no |  |  | no |  |  | 0 | 0 | 0 | 0
oh_line_8103401_201047639 |  | AD | node_8103401_200907852 | node_8103401_201047639 | 263.505 | bal_1P_1/0AA | 8103401 | no | no |  |  | no |  |  | 0 | 0 | 0 | 0
oh_line_8103401_201047739 |  | AD | node_8103401_200884162 | node_8103401_201047739 | 257.201 | bal_1P_1/0AA | 8103401 | no | no |  |  | no |  |  | 0 | 0 | 0 | 0
oh_line_8103401_201053511 |  | AD | node_8103401_200884221 | node_8103401_201053511 | 298.203 | bal_1P_1/0AA | 8103401 | no | no |  |  | no |  |  | 0 | 0 | 0 | 0
oh_line_8103401_201055362 |  | AD | node_8103401_200884871 | node_8103401_201055362 | 246.629 | bal_1P_1/0AA | 8103401 | no | no |  |  | no |  |  | 0 | 0 | 0 | 0
oh_line_8103401_201063902 |  | AD | node_8103401_201047119 | node_8103401_201063902 | 155.787 | bal_1P_2AC | 8103401 | no | no |  |  | no |  |  | 0 | 0 | 0 | 0
oh_line_8103401_201065733 |  | AD | node_8103401_200884491 | node_8103401_201065733 | 268.025 | bal_1P_1/0AA | 8103401 | no | no |  |  | no |  |  | 0 | 0 | 0 | 0
oh_line_8103401_201065734 |  | AN | node_8103401_201065733 | node_intto1_8103401_201065734 | 1372.17 | bal_1P_DELTACUST | 8103401 | no | no |  |  | no |  |  | 0 | 0 | 0 | 0
oh_line_8103401_201068853 |  | AD | node_8103401_200969584 | node_8103401_201068853 | 306.332 | bal_1P_1/0AA | 8103401 | no | no |  |  | no |  |  | 0 | 0 | 0 | 0
oh_line_8103401_201068854 |  | AD | node_8103401_201068853 | node_8103401_201068854 | 300.738 | bal_1P_1/0AA | 8103401 | no | no |  |  | no |  |  | 0 | 0 | 0 | 0
oh_line_8103401_310009353 |  | AD | node_8103401_200969584 | node_8103401_310009353 | 53.888 | bal_1P_1/0AA | 8103401 | no | no |  |  | no |  |  | 0 | 0 | 0 | 0
oh_line_8103401_310011486 |  | AD | node_8103401_200884435 | node_8103401_310011486 | 275.411 | bal_1P_1/0AA | 8103401 | no | no |  |  | no |  |  | 0 | 0 | 0 | 0
oh_line_8103401_310011520 |  | AD | node_8103401_200884534 | node_8103401_310011520 | 282.223 | bal_1P_1/0AA | 8103401 | no | no |  |  | no |  |  | 0 | 0 | 0 | 0
oh_line_8103401_310011525 |  | AD | node_8103401_310011520 | node_8103401_310011525 | 280.894 | bal_1P_1/0AA | 8103401 | no | no |  |  | no |  |  | 0 | 0 | 0 | 0
oh_line_8103401_310011527 |  | AD | node_8103401_310011525 | node_intto1_8103401_310011527 | 226.336 | bal_1P_1/0AA | 8103401 | no | no |  |  | no |  |  | 0 | 0 | 0 | 0
oh_line_8103401_310011550 |  | AD | node_8103401_200884545 | node_8103401_310011550 | 246.355 | bal_1P_1/0AA | 8103401 | no | no |  |  | no |  |  | 0 | 0 | 0 | 0
oh_line_8103401_310011557 |  | AD | node_8103401_310011550 | node_8103401_310011557 | 281.914 | bal_1P_1/0AA | 8103401 | no | no |  |  | no |  |  | 0 | 0 | 0 | 0
oh_line_8103401_310011558 |  | AD | node_8103401_200884547 | node_8103401_310011558 | 219.778 | bal_1P_1/0AA | 8103401 | no | no |  |  | no |  |  | 0 | 0 | 0 | 0
oh_line_8103401_310039893 |  | AD | node_8103401_200884561 | node_8103401_310039893 | 254.185 | bal_1P_1/0AC | 8103401 | no | no |  |  | no |  |  | 0 | 0 | 0 | 0
oh_line_8103401_310048681 |  | AD | node_8103401_200884192 | node_8103401_310048681 | 550.903 | bal_1P_2AC | 8103401 | no | no |  |  | no |  |  | 0 | 0 | 0 | 0
oh_line_8103401_311884790-1 |  | AN | node_220465298 | node_8103401_311884790 | 24.376 | bal_1P_336AC_4/0AC(N) | 8103401 | no | no |  |  | no |  |  | 0 | 0 | 0 | 0
oh_line_8103401_311884790-2 |  | AN | node_220436629 | node_intto1_220465298 | 19.751 | bal_1P_336AC_4/0AC(N) | 8103401 | no | no |  |  | no |  |  | 0 | 0 | 0 | 0
oh_line_8103401_311884790-3 |  | AN | node_8103401_200884075 | node_intto1_220436629 | 19.418 | bal_1P_336AC_4/0AC(N) | 8103401 | no | no |  |  | no |  |  | 0 | 0 | 0 | 0
oh_line_8103401_311884862-1 |  | AN | node_220523556 | node_8103401_311884862 | 6.455 | bal_1P_4/0AA_1/0AA(N) | 8103401 | no | no |  |  | no |  |  | 0 | 0 | 0 | 0
oh_line_8103401_311884862-2 |  | AN | node_220436630 | node_intto1_220523556 | 6.292 | bal_1P_4/0AA_1/0AA(N) | 8103401 | no | no |  |  | no |  |  | 0 | 0 | 0 | 0
oh_line_8103401_311884862-3 |  | AN | node_8103401_200884172 | node_intto1_220436630 | 7.32 | bal_1P_4/0AA_1/0AA(N) | 8103401 | no | no |  |  | no |  |  | 0 | 0 | 0 | 0
oh_line_8103401_311884866-1 |  | AN | node_8103401_200884251 | node_intto1_220436632 | 21.597 | bal_1P_4/0AA_1/0AA(N) | 8103401 | no | no |  |  | no |  |  | 0 | 0 | 0 | 0
oh_line_8103401_311884866-2 |  | AN | node_220436632 | node_intto1_220523215 | 23.667 | bal_1P_4/0AA_1/0AA(N) | 8103401 | no | no |  |  | no |  |  | 0 | 0 | 0 | 0
oh_line_8103401_311884866-3 |  | AN | node_220523215 | node_8103401_311884866 | 31.801 | bal_1P_4/0AA_1/0AA(N) | 8103401 | no | no |  |  | no |  |  | 0 | 0 | 0 | 0
oh_line_8103401_311892159 |  | AN | node_8103401_200885332 | node_8103401_311892159 | 578.512 | bal_1P_DELTACUST | 8103401 | no | no |  |  | no |  |  | 0 | 0 | 0 | 0
oh_line_8103401_311902267 |  | AD | node_8103401_200884305 | node_8103401_311902267 | 184.405 | bal_1P_2AC | 8103401 | no | no |  |  | no |  |  | 0 | 0 | 0 | 0
oh_line_8103401_311910637 |  | AD | node_8103401_200885116 | node_8103401_311910637 | 69.378 | bal_1P_1/0AA | 8103401 | no | no |  |  | no |  |  | 0 | 0 | 0 | 0
oh_line_8103401_311912709-1 |  | AN | node_220474231 | node_8103401_311912709 | 8.288 | bal_1P_4/0AA_1/0AA(N) | 8103401 | no | no |  |  | no |  |  | 0 | 0 | 0 | 0
oh_line_8103401_311912709-2 |  | AN | node_220387591 | node_intto1_220474231 | 9.763 | bal_1P_4/0AA_1/0AA(N) | 8103401 | no | no |  |  | no |  |  | 0 | 0 | 0 | 0
oh_line_8103401_311912709-3 |  | AN | node_8103401_200884178 | node_intto1_220387591 | 28.939 | bal_1P_4/0AA_1/0AA(N) | 8103401 | no | no |  |  | no |  |  | 0 | 0 | 0 | 0
oh_line_8103401_311912723-1 |  | AN | node_8103401_200884177 | node_intto1_220436631 | 39.46 | bal_1P_4/0AA_1/0AA(N) | 8103401 | no | no |  |  | no |  |  | 0 | 0 | 0 | 0
oh_line_8103401_311912723-2 |  | AN | node_220436631 | node_intto1_220523557 | 11.327 | bal_1P_4/0AA_1/0AA(N) | 8103401 | no | no |  |  | no |  |  | 0 | 0 | 0 | 0
oh_line_8103401_311912723-3 |  | AN | node_220523557 | node_8103401_311912723 | 12.908 | bal_1P_4/0AA_1/0AA(N) | 8103401 | no | no |  |  | no |  |  | 0 | 0 | 0 | 0
oh_line_8103401_311912733-1 |  | AD | node_8103401_201009807 | node_intto1_220575687 | 35.147 | bal_1P_4AC | 8103401 | no | no |  |  | no |  |  | 0 | 0 | 0 | 0
oh_line_8103401_311912733-2 |  | AD | node_220575687 | node_intto1_220574963 | 8.771 | bal_1P_4AC | 8103401 | no | no |  |  | no |  |  | 0 | 0 | 0 | 0
oh_line_8103401_311912733-3 |  | AD | node_220574963 | node_8103401_311912733 | 7.717 | bal_1P_4AC | 8103401 | no | no |  |  | no |  |  | 0 | 0 | 0 | 0
oh_line_8103401_311997692 |  | AD | node_8103401_200839812 | node_8103401_311997692 | 483.278 | bal_1P_1/0AA | 8103401 | no | no |  |  | no |  |  | 0 | 0 | 0 | 0
oh_line_8103401_311997699 |  | AD | node_8103401_311997692 | node_8103401_311997699 | 287.66 | bal_1P_1/0AA | 8103401 | no | no |  |  | no |  |  | 0 | 0 | 0 | 0
oh_line_8103401_311997700 |  | AD | node_8103401_311997699 | node_8103401_311997700 | 277.073 | bal_1P_1/0AA | 8103401 | no | no |  |  | no |  |  | 0 | 0 | 0 | 0
oh_line_8103401_311997701 |  | AD | node_8103401_311997700 | node_8103401_311997701 | 281.423 | bal_1P_1/0AA | 8103401 | no | no |  |  | no |  |  | 0 | 0 | 0 | 0
oh_line_8103401_311997702 |  | AD | node_8103401_311997701 | node_8103401_311997702 | 215.683 | bal_1P_1/0AA | 8103401 | no | no |  |  | no |  |  | 0 | 0 | 0 | 0
oh_line_8103401_311997703 |  | AD | node_8103401_311997702 | node_8103401_311997703 | 196.193 | bal_1P_1/0AA | 8103401 | no | no |  |  | no |  |  | 0 | 0 | 0 | 0
oh_line_8103401_312003316 |  | AD | node_8103401_200884868 | node_8103401_312003316 | 351.859 | bal_1P_1/0AA | 8103401 | no | no |  |  | no |  |  | 0 | 0 | 0 | 0
oh_line_8103401_312003317 |  | AD | node_8103401_200884870 | node_8103401_312003317 | 233.282 | bal_1P_1/0AA | 8103401 | no | no |  |  | no |  |  | 0 | 0 | 0 | 0
oh_line_8103401_312003786 |  | AD | node_8103401_200884560 | node_8103401_312003786 | 226.408 | bal_1P_1/0AA | 8103401 | no | no |  |  | no |  |  | 0 | 0 | 0 | 0
oh_line_8103401_312003791 |  | AD | node_8103401_312003786 | node_8103401_312003791 | 190.828 | bal_1P_1/0AA | 8103401 | no | no |  |  | no |  |  | 0 | 0 | 0 | 0
oh_line_8103401_312005673 |  | AD | node_8103401_201018455 | node_8103401_312005673 | 127.992 | bal_1P_1/0AA | 8103401 | no | no |  |  | no |  |  | 0 | 0 | 0 | 0
oh_line_8103401_312005674 |  | AD | node_8103401_312005673 | node_intto1_8103401_312005674 | 286.737 | bal_1P_1/0AA | 8103401 | no | no |  |  | no |  |  | 0 | 0 | 0 | 0
oh_line_8103401_312005675 |  | AD | node_8103401_312005674 | node_8103401_312005675 | 284.658 | bal_1P_1/0AA | 8103401 | no | no |  |  | no |  |  | 0 | 0 | 0 | 0
oh_line_8103401_312005678 |  | AD | node_8103401_312005675 | node_8103401_312005678 | 284.552 | bal_1P_1/0AA | 8103401 | no | no |  |  | no |  |  | 0 | 0 | 0 | 0
oh_line_8103401_312005679 |  | AD | node_8103401_312005678 | node_8103401_312005679 | 277.423 | bal_1P_1/0AA | 8103401 | no | no |  |  | no |  |  | 0 | 0 | 0 | 0
oh_line_8103401_312005684 |  | AD | node_8103401_312005679 | node_8103401_312005684 | 214.316 | bal_1P_1/0AA | 8103401 | no | no |  |  | no |  |  | 0 | 0 | 0 | 0
oh_line_8103401_312005692 |  | AD | node_8103401_312005684 | node_8103401_312005692 | 219.108 | bal_1P_1/0AA | 8103401 | no | no |  |  | no |  |  | 0 | 0 | 0 | 0
oh_line_8103401_312005694 |  | AD | node_8103401_312005692 | node_8103401_312005694 | 102.112 | bal_1P_1/0AA | 8103401 | no | no |  |  | no |  |  | 0 | 0 | 0 | 0
oh_line_8103401_312005695 |  | AD | node_8103401_312005692 | node_8103401_312005695 | 95.811 | bal_1P_1/0AA | 8103401 | no | no |  |  | no |  |  | 0 | 0 | 0 | 0
oh_line_8103401_312084673 |  | AD | node_8103401_200885463 | node_8103401_312084673 | 151.143 | bal_1P_1/0AA | 8103401 | no | no |  |  | no |  |  | 0 | 0 | 0 | 0
oh_line_8103401_312086518 |  | AD | node_8103401_200884659 | node_8103401_312086518 | 59.626 | bal_1P_1/0AA | 8103401 | no | no |  |  | no |  |  | 0 | 0 | 0 | 0
oh_line_8103401_312095282 |  | AD | node_8103401_312005678 | node_8103401_312095282 | 82.076 | bal_1P_1/0AA | 8103401 | no | no |  |  | no |  |  | 0 | 0 | 0 | 0
oh_line_8103401_312101178 |  | AD | node_8103401_200884548 | node_8103401_312101178 | 297.566 | bal_1P_2AC | 8103401 | no | no |  |  | no |  |  | 0 | 0 | 0 | 0
oh_line_8103401_312101410 |  | AD | node_8103401_200884263 | node_8103401_312101410 | 336.651 | bal_1P_2AC | 8103401 | no | no |  |  | no |  |  | 0 | 0 | 0 | 0
oh_line_8103401_312101411 |  | AD | node_8103401_200884264 | node_8103401_312101411 | 322.46 | bal_1P_2AC | 8103401 | no | no |  |  | no |  |  | 0 | 0 | 0 | 0
oh_line_8103401_312101412 |  | AD | node_8103401_200884368 | node_8103401_312101412 | 345.624 | bal_1P_2AC | 8103401 | no | no |  |  | no |  |  | 0 | 0 | 0 | 0
oh_line_8103401_312105206 |  | ABCN | node_8103401_200940906 | node_8103401_312105206 | 100.907 | bal_3P_336AC_4/0AA(N) | 8103401 | no | no |  |  | no |  |  | 0 | 0 | 0 | 0
oh_line_8103401_312105207 |  | ABCN | node_8103401_312105206 | node_8103401_312105207 | 170.686 | bal_3P_336AC_4/0AA(N) | 8103401 | no | no |  |  | no |  |  | 0 | 0 | 0 | 0
oh_line_8103401_312105209 |  | ABCN | node_8103401_312105207 | node_8103401_312105209 | 358.266 | bal_3P_336AC_4/0AA(N) | 8103401 | no | no |  |  | no |  |  | 0 | 0 | 0 | 0
oh_line_8103401_312105210 |  | ABCN | node_8103401_312105209 | node_8103401_312105210 | 197.339 | bal_3P_336AC_4/0AA(N) | 8103401 | no | no |  |  | no |  |  | 0 | 0 | 0 | 0
oh_line_8103401_312105211 |  | ABCN | node_8103401_312105210 | node_8103401_312105211 | 156.299 | bal_3P_336AC_4/0AA(N) | 8103401 | no | no |  |  | no |  |  | 0 | 0 | 0 | 0
oh_line_8103401_312105212 |  | ABCN | node_8103401_312105211 | node_8103401_312105212 | 122.354 | bal_3P_336AC_4/0AA(N) | 8103401 | no | no |  |  | no |  |  | 0 | 0 | 0 | 0
oh_line_8103401_312108583 |  | ABCN | node_8103401_200950974 | node_8103401_312108583 | 132.383 | bal_3P_4/0AA_1/0AA(N) | 8103401 | no | no |  |  | no |  |  | 0 | 0 | 0 | 0
oh_line_8103401_312108584 |  | ABCN | node_8103401_312108583 | node_8103401_312108584 | 8.896 | bal_3P_4/0AA_1/0AA(N) | 8103401 | no | no |  |  | no |  |  | 0 | 0 | 0 | 0
oh_line_8103401_312108585 |  | ABCN | node_8103401_312108584 | node_intto1_8103401_312108585 | 8.982 | bal_3P_4/0AA_1/0AA(N) | 8103401 | no | no |  |  | no |  |  | 0 | 0 | 0 | 0
oh_line_8103401_312108609 |  | ABCN | node_8103401_312139126 | node_8103401_312108609 | 64.936 | bal_3P_1/0AA_1/0AA(N) | 8103401 | no | no |  |  | no |  |  | 0 | 0 | 0 | 0
oh_line_8103401_312108610 |  | ABCN | node_8103401_312108609 | node_intto1_8103401_312108610 | 30.634 | bal_3P_1/0AA_1/0AA(N) | 8103401 | no | no |  |  | no |  |  | 0 | 0 | 0 | 0
oh_line_8103401_312117171 |  | AD | node_8103401_200884644 | node_8103401_312117171 | 262.819 | bal_1P_1/0AA | 8103401 | no | no |  |  | no |  |  | 0 | 0 | 0 | 0
oh_line_8103401_312117174 |  | AD | node_8103401_312117171 | node_8103401_312117174 | 240.094 | bal_1P_1/0AA | 8103401 | no | no |  |  | no |  |  | 0 | 0 | 0 | 0
oh_line_8103401_312128510 |  | ABCN | node_8103401_200884390 | node_8103401_312128510 | 132.4 | bal_3P_1/0AA_1/0AA(N) | 8103401 | no | no |  |  | no |  |  | 0 | 0 | 0 | 0
oh_line_8103401_312133650 |  | AD | node_8103401_200884556 | node_intto1_8103401_312133650 | 342.408 | bal_1P_2AC | 8103401 | no | no |  |  | no |  |  | 0 | 0 | 0 | 0
oh_line_8103401_312139126 |  | ABCN | node_8103401_201009814 | node_8103401_312139126 | 40.817 | bal_3P_1/0AA_1/0AA(N) | 8103401 | no | no |  |  | no |  |  | 0 | 0 | 0 | 0
oh_line_8103401_312148676 |  | ABCN | node_8103401_201009805 | node_8103401_312148676 | 197.787 | bal_3P_1/0AA_1/0AA(N) | 8103401 | no | no |  |  | no |  |  | 0 | 0 | 0 | 0
oh_line_8103401_312148677 |  | ABCN | node_8103401_201009806 | node_8103401_312148677 | 120.002 | bal_3P_1/0AA_1/0AA(N) | 8103401 | no | no |  |  | no |  |  | 0 | 0 | 0 | 0
oh_line_8103401_312148678 |  | ABCN | node_8103401_201009809 | node_8103401_312148678 | 143.519 | bal_3P_1/0AA_1/0AA(N) | 8103401 | no | no |  |  | no |  |  | 0 | 0 | 0 | 0
oh_line_8103401_312148679 |  | ABCN | node_8103401_201009811 | node_8103401_312148679 | 155.606 | bal_3P_1/0AA_1/0AA(N) | 8103401 | no | no |  |  | no |  |  | 0 | 0 | 0 | 0
oh_line_8103401_312148680 |  | ABCN | node_8103401_201009812 | node_8103401_312148680 | 155.105 | bal_3P_1/0AA_1/0AA(N) | 8103401 | no | no |  |  | no |  |  | 0 | 0 | 0 | 0
oh_line_TAP_OH_900217 |  | AN | node_8103401_200839805 | node_1343367_071_15397844_698 | 0.033 | unb_TAPWIRE_OH | 8103401 | no | no |  |  | no |  |  | 0 | 0 | 0 | 0
oh_line_TAP_OH_900218 |  | AN | node_8103401_200839806 | node_1343704_728_15397296_917 | 0.033 | unb_TAPWIRE_OH | 8103401 | no | no |  |  | no |  |  | 0 | 0 | 0 | 0
oh_line_TAP_OH_900219 |  | AN | node_8103401_200839808 | node_1338073_825_15406361_65 | 0.033 | unb_TAPWIRE_OH | 8103401 | no | no |  |  | no |  |  | 0 | 0 | 0 | 0
oh_line_TAP_OH_900220 |  | AN | node_8103401_200839812 | node_1337834_806_15405934_282 | 0.033 | unb_TAPWIRE_OH | 8103401 | no | no |  |  | no |  |  | 0 | 0 | 0 | 0
oh_line_TAP_OH_900221 |  | AN | node_8103401_200839818 | node_1337320_197_15404665_078 | 0.033 | unb_TAPWIRE_OH | 8103401 | no | no |  |  | no |  |  | 0 | 0 | 0 | 0
oh_line_TAP_OH_900222 |  | AN | node_8103401_200839820 | node_1336864_491_15404391_555 | 0.033 | unb_TAPWIRE_OH | 8103401 | no | no |  |  | no |  |  | 0 | 0 | 0 | 0
oh_line_TAP_OH_900223 |  | AN | node_8103401_200839821 | node_1338099_57_15404849_736 | 0.033 | unb_TAPWIRE_OH | 8103401 | no | no |  |  | no |  |  | 0 | 0 | 0 | 0
oh_line_TAP_OH_900224 |  | AN | node_8103401_200839823 | node_1338363_719_15404534_017 | 0.033 | unb_TAPWIRE_OH | 8103401 | no | no |  |  | no |  |  | 0 | 0 | 0 | 0
oh_line_TAP_OH_900225 |  | AN | node_8103401_200839824 | node_1338599_911_15404346_379 | 0.033 | unb_TAPWIRE_OH | 8103401 | no | no |  |  | no |  |  | 0 | 0 | 0 | 0
oh_line_TAP_OH_900226 |  | AN | node_8103401_200839826 | node_1338875_169_15404194_672 | 0.033 | unb_TAPWIRE_OH | 8103401 | no | no |  |  | no |  |  | 0 | 0 | 0 | 0
oh_line_TAP_OH_900227 |  | AN | node_8103401_200839828 | node_1339050_889_15403908_747 | 0.033 | unb_TAPWIRE_OH | 8103401 | no | no |  |  | no |  |  | 0 | 0 | 0 | 0
oh_line_TAP_OH_900228 |  | AN | node_8103401_200839831 | node_1339871_737_15402996_529 | 0.033 | unb_TAPWIRE_OH | 8103401 | no | no |  |  | no |  |  | 0 | 0 | 0 | 0
oh_line_TAP_OH_900229 |  | AN | node_8103401_200839832 | node_1340151_025_15402778_39 | 0.033 | unb_TAPWIRE_OH | 8103401 | no | no |  |  | no |  |  | 0 | 0 | 0 | 0
oh_line_TAP_OH_900230 |  | AN | node_8103401_200839834 | node_1340223_528_15402389_045 | 0.033 | unb_TAPWIRE_OH | 8103401 | no | no |  |  | no |  |  | 0 | 0 | 0 | 0
oh_line_TAP_OH_900231 |  | AN | node_8103401_200839835 | node_1340325_647_15402124_931 | 0.033 | unb_TAPWIRE_OH | 8103401 | no | no |  |  | no |  |  | 0 | 0 | 0 | 0
oh_line_TAP_OH_900232 |  | AN | node_8103401_200839838 | node_1340675_447_15401092_998 | 0.033 | unb_TAPWIRE_OH | 8103401 | no | no |  |  | no |  |  | 0 | 0 | 0 | 0
oh_line_TAP_OH_900233 |  | AN | node_8103401_200839839 | node_1340774_706_15400806_931 | 0.033 | unb_TAPWIRE_OH | 8103401 | no | no |  |  | no |  |  | 0 | 0 | 0 | 0
oh_line_TAP_OH_900234 |  | AN | node_8103401_200839843 | node_1341451_45_15399724_001 | 0.033 | unb_TAPWIRE_OH | 8103401 | no | no |  |  | no |  |  | 0 | 0 | 0 | 0
oh_line_TAP_OH_900235 |  | AN | node_8103401_200839847 | node_1341325_66_15398994_301 | 0.033 | unb_TAPWIRE_OH | 8103401 | no | no |  |  | no |  |  | 0 | 0 | 0 | 0
oh_line_TAP_OH_900236 |  | AN | node_8103401_200839850 | node_1342633_975_15398909_877 | 0.033 | unb_TAPWIRE_OH | 8103401 | no | no |  |  | no |  |  | 0 | 0 | 0 | 0
oh_line_TAP_OH_900237 |  | AN | node_8103401_200839852 | node_1342898_492_15398753_96 | 0.033 | unb_TAPWIRE_OH | 8103401 | no | no |  |  | no |  |  | 0 | 0 | 0 | 0
oh_line_TAP_OH_900238 |  | AN | node_8103401_200839855 | node_1343597_29_15398191_098 | 0.033 | unb_TAPWIRE_OH | 8103401 | no | no |  |  | no |  |  | 0 | 0 | 0 | 0
oh_line_TAP_OH_900239 |  | AN | node_8103401_200839857 | node_1344185_515_15398504_932 | 0.033 | unb_TAPWIRE_OH | 8103401 | no | no |  |  | no |  |  | 0 | 0 | 0 | 0
oh_line_TAP_OH_900240 |  | AN | node_8103401_200839858 | node_1343781_796_15397846_61 | 0.033 | unb_TAPWIRE_OH | 8103401 | no | no |  |  | no |  |  | 0 | 0 | 0 | 0
oh_line_TAP_OH_900241 |  | AN | node_8103401_200839859 | node_1344015_044_15397559_352 | 0.033 | unb_TAPWIRE_OH | 8103401 | no | no |  |  | no |  |  | 0 | 0 | 0 | 0
oh_line_TAP_OH_900242 |  | AN | node_8103401_200839861 | node_1344156_888_15397297_08 | 0.033 | unb_TAPWIRE_OH | 8103401 | no | no |  |  | no |  |  | 0 | 0 | 0 | 0
oh_line_TAP_OH_900243 |  | AN | node_8103401_200839866 | node_1344950_211_15396410_555 | 0.033 | unb_TAPWIRE_OH | 8103401 | no | no |  |  | no |  |  | 0 | 0 | 0 | 0
oh_line_TAP_OH_900244 |  | AN | node_8103401_200839868 | node_1344670_333_15395982_491 | 0.033 | unb_TAPWIRE_OH | 8103401 | no | no |  |  | no |  |  | 0 | 0 | 0 | 0
oh_line_TAP_OH_900245 |  | AN | node_8103401_200839871 | node_1345814_199_15395894_031 | 0.033 | unb_TAPWIRE_OH | 8103401 | no | no |  |  | no |  |  | 0 | 0 | 0 | 0
oh_line_TAP_OH_900246 |  | AN | node_8103401_200839873 | node_1346546_761_15396081_15 | 0.033 | unb_TAPWIRE_OH | 8103401 | no | no |  |  | no |  |  | 0 | 0 | 0 | 0
oh_line_TAP_OH_900355 |  | AN | node_8103401_200840141 | node_1340739_774_15403061_772 | 0.033 | unb_TAPWIRE_OH | 8103401 | no | no |  |  | no |  |  | 0 | 0 | 0 | 0
oh_line_TAP_OH_900356 |  | AN | node_8103401_200840143 | node_1340469_387_15402741_139 | 0.033 | unb_TAPWIRE_OH | 8103401 | no | no |  |  | no |  |  | 0 | 0 | 0 | 0
oh_line_TAP_OH_900357 |  | AN | node_8103401_200840149 | node_1341469_437_15402897_409 | 0.033 | unb_TAPWIRE_OH | 8103401 | no | no |  |  | no |  |  | 0 | 0 | 0 | 0
oh_line_TAP_OH_900363 |  | AN | node_8103401_200840168 | node_1345168_745_15403550_288 | 0.033 | unb_TAPWIRE_OH | 8103401 | no | no |  |  | no |  |  | 0 | 0 | 0 | 0
oh_line_TAP_OH_900364 |  | AN | node_8103401_200840161 | node_1346177_789_15403195_662 | 0.033 | unb_TAPWIRE_OH | 8103401 | no | no |  |  | no |  |  | 0 | 0 | 0 | 0
oh_line_TAP_OH_900365 |  | AN | node_8103401_200840163 | node_1343569_983_15403242_417 | 0.033 | unb_TAPWIRE_OH | 8103401 | no | no |  |  | no |  |  | 0 | 0 | 0 | 0
oh_line_TAP_OH_900366 |  | AN | node_8103401_200840165 | node_1345915_463_15403268_28 | 0.033 | unb_TAPWIRE_OH | 8103401 | no | no |  |  | no |  |  | 0 | 0 | 0 | 0
oh_line_TAP_OH_900367 |  | AN | node_8103401_200840167 | node_1345443_895_15403349_326 | 0.033 | unb_TAPWIRE_OH | 8103401 | no | no |  |  | no |  |  | 0 | 0 | 0 | 0
oh_line_TAP_OH_900368 |  | AN | node_8103401_200840174 | node_1360250_962_15406176_62 | 0.033 | unb_TAPWIRE_OH | 8103401 | no | no |  |  | no |  |  | 0 | 0 | 0 | 0
oh_line_TAP_OH_900369 |  | AN | node_8103401_200840177 | node_1359690_961_15406439_563 | 0.033 | unb_TAPWIRE_OH | 8103401 | no | no |  |  | no |  |  | 0 | 0 | 0 | 0
oh_line_TAP_OH_900370 |  | AN | node_8103401_200840179 | node_1359159_057_15406676_116 | 0.033 | unb_TAPWIRE_OH | 8103401 | no | no |  |  | no |  |  | 0 | 0 | 0 | 0
oh_line_TAP_OH_900371 |  | AN | node_8103401_200840180 | node_1358885_333_15406751_944 | 0.033 | unb_TAPWIRE_OH | 8103401 | no | no |  |  | no |  |  | 0 | 0 | 0 | 0
oh_line_TAP_OH_900372 |  | AN | node_8103401_200840182 | node_1358460_725_15406593_846 | 0.033 | unb_TAPWIRE_OH | 8103401 | no | no |  |  | no |  |  | 0 | 0 | 0 | 0
oh_line_TAP_OH_900373 |  | AN | node_8103401_200840183 | node_1351475_424_15406560_631 | 0.033 | unb_TAPWIRE_OH | 8103401 | no | no |  |  | no |  |  | 0 | 0 | 0 | 0
oh_line_TAP_OH_900374 |  | AN | node_8103401_200840185 | node_1351645_729_15405893_804 | 0.033 | unb_TAPWIRE_OH | 8103401 | no | no |  |  | no |  |  | 0 | 0 | 0 | 0
oh_line_TAP_OH_900375 |  | AN | node_8103401_200840189 | node_1351802_09_15404659_067 | 0.033 | unb_TAPWIRE_OH | 8103401 | no | no |  |  | no |  |  | 0 | 0 | 0 | 0
oh_line_TAP_OH_900376 |  | AN | node_8103401_200840194 | node_1350168_188_15405207_53 | 0.033 | unb_TAPWIRE_OH | 8103401 | no | no |  |  | no |  |  | 0 | 0 | 0 | 0
oh_line_TAP_OH_900377 |  | AN | node_8103401_200840198 | node_1348971_086_15404982_149 | 0.033 | unb_TAPWIRE_OH | 8103401 | no | no |  |  | no |  |  | 0 | 0 | 0 | 0
oh_line_TAP_OH_900378 |  | AN | node_8103401_200840208 | node_1346921_087_15404090_698 | 0.033 | unb_TAPWIRE_OH | 8103401 | no | no |  |  | no |  |  | 0 | 0 | 0 | 0
oh_line_TAP_OH_900379 |  | AN | node_8103401_200840212 | node_1346528_148_15403079_259 | 0.033 | unb_TAPWIRE_OH | 8103401 | no | no |  |  | no |  |  | 0 | 0 | 0 | 0
oh_line_TAP_OH_900380 |  | AN | node_8103401_200840215 | node_1346467_278_15402528_212 | 0.033 | unb_TAPWIRE_OH | 8103401 | no | no |  |  | no |  |  | 0 | 0 | 0 | 0
oh_line_TAP_OH_900381 |  | AN | node_8103401_200840216 | node_1346513_572_15402174_736 | 0.033 | unb_TAPWIRE_OH | 8103401 | no | no |  |  | no |  |  | 0 | 0 | 0 | 0
oh_line_TAP_OH_912186 |  | AN | node_8103401_200884057 | node_1348104_108_15417854_789 | 0.033 | unb_TAPWIRE_OH | 8103401 | no | no |  |  | no |  |  | 0 | 0 | 0 | 0
oh_line_TAP_OH_912187 |  | AN | node_8103401_200884058 | node_1346347_961_15418037_338 | 0.033 | unb_TAPWIRE_OH | 8103401 | no | no |  |  | no |  |  | 0 | 0 | 0 | 0
oh_line_TAP_OH_912188 |  | ABCN | node_8103401_200884062 | node_1354271_635_15417632_563 | 0.033 | unb_TAPWIRE_OH | 8103401 | no | no |  |  | no |  |  | 0 | 0 | 0 | 0
oh_line_TAP_OH_912189 |  | ABCN | node_8103401_200884064 | node_1353764_516_15417442_326 | 0.033 | unb_TAPWIRE_OH | 8103401 | no | no |  |  | no |  |  | 0 | 0 | 0 | 0
oh_line_TAP_OH_912190 |  | ABCN | node_8103401_200884067 | node_1353332_006_15417219_985 | 0.033 | unb_TAPWIRE_OH | 8103401 | no | no |  |  | no |  |  | 0 | 0 | 0 | 0
oh_line_TAP_OH_912191 |  | ABCN | node_8103401_200884069 | node_1352800_004_15417287_993 | 0.033 | unb_TAPWIRE_OH | 8103401 | no | no |  |  | no |  |  | 0 | 0 | 0 | 0
oh_line_TAP_OH_912192 |  | ABCN | node_8103401_200884074 | node_1352066_507_15417567_663 | 0.033 | unb_TAPWIRE_OH | 8103401 | no | no |  |  | no |  |  | 0 | 0 | 0 | 0
oh_line_TAP_OH_912193 |  | ABCN | node_8103401_200884078 | node_1351200_488_15417691_137 | 0.033 | unb_TAPWIRE_OH | 8103401 | no | no |  |  | no |  |  | 0 | 0 | 0 | 0
oh_line_TAP_OH_912194 |  | ABCN | node_8103401_200884091 | node_1347349_482_15417587_126 | 0.033 | unb_TAPWIRE_OH | 8103401 | no | no |  |  | no |  |  | 0 | 0 | 0 | 0
oh_line_TAP_OH_912195 |  | AN | node_8103401_200884095 | node_1346545_162_15417304_009 | 0.033 | unb_TAPWIRE_OH | 8103401 | no | no |  |  | no |  |  | 0 | 0 | 0 | 0
oh_line_TAP_OH_912196 |  | AN | node_8103401_200884096 | node_1346691_613_15417087_238 | 0.033 | unb_TAPWIRE_OH | 8103401 | no | no |  |  | no |  |  | 0 | 0 | 0 | 0
oh_line_TAP_OH_912197 |  | AN | node_8103401_200884103 | node_1343898_46_15417751_641 | 0.033 | unb_TAPWIRE_OH | 8103401 | no | no |  |  | no |  |  | 0 | 0 | 0 | 0
oh_line_TAP_OH_912198 |  | AN | node_8103401_200884104 | node_1343933_285_15417206_826 | 0.033 | unb_TAPWIRE_OH | 8103401 | no | no |  |  | no |  |  | 0 | 0 | 0 | 0
oh_line_TAP_OH_912199 |  | AN | node_8103401_200884111 | node_1343997_699_15418559_487 | 0.033 | unb_TAPWIRE_OH | 8103401 | no | no |  |  | no |  |  | 0 | 0 | 0 | 0
oh_line_TAP_OH_912200 |  | AN | node_8103401_200884113 | node_1343992_348_15418967_971 | 0.033 | unb_TAPWIRE_OH | 8103401 | no | no |  |  | no |  |  | 0 | 0 | 0 | 0
oh_line_TAP_OH_912201 |  | AN | node_8103401_200884118 | node_1343963_347_15420879_503 | 0.033 | unb_TAPWIRE_OH | 8103401 | no | no |  |  | no |  |  | 0 | 0 | 0 | 0
oh_line_TAP_OH_912202 |  | AN | node_8103401_200884120 | node_1343958_122_15421235_545 | 0.033 | unb_TAPWIRE_OH | 8103401 | no | no |  |  | no |  |  | 0 | 0 | 0 | 0
oh_line_TAP_OH_912203 |  | AN | node_8103401_200884123 | node_1343885_46_15421619_214 | 0.033 | unb_TAPWIRE_OH | 8103401 | no | no |  |  | no |  |  | 0 | 0 | 0 | 0
oh_line_TAP_OH_912204 |  | AN | node_8103401_200884124 | node_1343943_109_15421898_911 | 0.033 | unb_TAPWIRE_OH | 8103401 | no | no |  |  | no |  |  | 0 | 0 | 0 | 0
oh_line_TAP_OH_912205 |  | AN | node_8103401_200884125 | node_1343929_932_15422192_106 | 0.033 | unb_TAPWIRE_OH | 8103401 | no | no |  |  | no |  |  | 0 | 0 | 0 | 0
oh_line_TAP_OH_912206 |  | AN | node_8103401_200884126 | node_1343922_301_15422400_936 | 0.033 | unb_TAPWIRE_OH | 8103401 | no | no |  |  | no |  |  | 0 | 0 | 0 | 0
oh_line_TAP_OH_912207 |  | AN | node_8103401_200884129 | node_1343307_177_15422906_912 | 0.033 | unb_TAPWIRE_OH | 8103401 | no | no |  |  | no |  |  | 0 | 0 | 0 | 0
oh_line_TAP_OH_912208 |  | AN | node_8103401_200884131 | node_1342814_712_15423899_332 | 0.033 | unb_TAPWIRE_OH | 8103401 | no | no |  |  | no |  |  | 0 | 0 | 0 | 0
oh_line_TAP_OH_912209 |  | AN | node_8103401_200884136 | node_1342422_572_15424574_686 | 0.033 | unb_TAPWIRE_OH | 8103401 | no | no |  |  | no |  |  | 0 | 0 | 0 | 0
oh_line_TAP_OH_912210 |  | AN | node_8103401_200884138 | node_1342314_813_15425023_603 | 0.033 | unb_TAPWIRE_OH | 8103401 | no | no |  |  | no |  |  | 0 | 0 | 0 | 0
oh_line_TAP_OH_912211 |  | AN | node_8103401_200884144 | node_1342145_751_15426969_195 | 0.033 | unb_TAPWIRE_OH | 8103401 | no | no |  |  | no |  |  | 0 | 0 | 0 | 0
oh_line_TAP_OH_912212 |  | AN | node_8103401_200884145 | node_1342063_13_15427226_577 | 0.033 | unb_TAPWIRE_OH | 8103401 | no | no |  |  | no |  |  | 0 | 0 | 0 | 0
oh_line_TAP_OH_912213 |  | AN | node_8103401_200884146 | node_1341980_071_15427502_025 | 0.033 | unb_TAPWIRE_OH | 8103401 | no | no |  |  | no |  |  | 0 | 0 | 0 | 0
oh_line_TAP_OH_912214 |  | AN | node_8103401_200884148 | node_1341845_191_15427977_298 | 0.033 | unb_TAPWIRE_OH | 8103401 | no | no |  |  | no |  |  | 0 | 0 | 0 | 0
oh_line_TAP_OH_912215 |  | AN | node_8103401_200884150 | node_1341484_052_15428863_318 | 0.033 | unb_TAPWIRE_OH | 8103401 | no | no |  |  | no |  |  | 0 | 0 | 0 | 0
oh_line_TAP_OH_912216 |  | AN | node_8103401_200884152 | node_1341381_885_15429344_597 | 0.033 | unb_TAPWIRE_OH | 8103401 | no | no |  |  | no |  |  | 0 | 0 | 0 | 0
oh_line_TAP_OH_912217 |  | AN | node_8103401_200884154 | node_1341395_598_15429819_481 | 0.033 | unb_TAPWIRE_OH | 8103401 | no | no |  |  | no |  |  | 0 | 0 | 0 | 0
oh_line_TAP_OH_912218 |  | AN | node_8103401_200884155 | node_1340953_723_15430370_441 | 0.033 | unb_TAPWIRE_OH | 8103401 | no | no |  |  | no |  |  | 0 | 0 | 0 | 0
oh_line_TAP_OH_912219 |  | AN | node_8103401_200884158 | node_1340831_545_15430737_245 | 0.033 | unb_TAPWIRE_OH | 8103401 | no | no |  |  | no |  |  | 0 | 0 | 0 | 0
oh_line_TAP_OH_912220 |  | AN | node_8103401_200884159 | node_1340812_532_15431172_76 | 0.033 | unb_TAPWIRE_OH | 8103401 | no | no |  |  | no |  |  | 0 | 0 | 0 | 0
oh_line_TAP_OH_912221 |  | AN | node_8103401_200884160 | node_1340923_615_15431492_87 | 0.033 | unb_TAPWIRE_OH | 8103401 | no | no |  |  | no |  |  | 0 | 0 | 0 | 0
oh_line_TAP_OH_912222 |  | AN | node_8103401_200884161 | node_1340909_159_15431663_766 | 0.033 | unb_TAPWIRE_OH | 8103401 | no | no |  |  | no |  |  | 0 | 0 | 0 | 0
oh_line_TAP_OH_912223 |  | AN | node_8103401_200884166 | node_1331899_7_15414035_196 | 0.033 | unb_TAPWIRE_OH | 8103401 | no | no |  |  | no |  |  | 0 | 0 | 0 | 0
oh_line_TAP_OH_912225 |  | ABN | node_8103401_200884169 | node_1349196_621_15413820_957 | 0.033 | unb_TAPWIRE_OH | 8103401 | no | no |  |  | no |  |  | 0 | 0 | 0 | 0
oh_line_TAP_OH_912226 |  | AN | node_8103401_200884180 | node_1347011_173_15411524_401 | 0.033 | unb_TAPWIRE_OH | 8103401 | no | no |  |  | no |  |  | 0 | 0 | 0 | 0
oh_line_TAP_OH_912227 |  | AN | node_8103401_200884190 | node_1344139_095_15411036_008 | 0.033 | unb_TAPWIRE_OH | 8103401 | no | no |  |  | no |  |  | 0 | 0 | 0 | 0
oh_line_TAP_OH_912228 |  | AN | node_8103401_200884192 | node_1343583_204_15411144_028 | 0.033 | unb_TAPWIRE_OH | 8103401 | no | no |  |  | no |  |  | 0 | 0 | 0 | 0
oh_line_TAP_OH_912229 |  | AN | node_8103401_200884194 | node_1342834_237_15411388_857 | 0.033 | unb_TAPWIRE_OH | 8103401 | no | no |  |  | no |  |  | 0 | 0 | 0 | 0
oh_line_TAP_OH_912230 |  | AN | node_8103401_200884195 | node_1342669_096_15411440_876 | 0.033 | unb_TAPWIRE_OH | 8103401 | no | no |  |  | no |  |  | 0 | 0 | 0 | 0
oh_line_TAP_OH_912231 |  | ABN | node_8103401_200884198 | node_1350848_395_15416279_063 | 0.033 | unb_TAPWIRE_OH | 8103401 | no | no |  |  | no |  |  | 0 | 0 | 0 | 0
oh_line_TAP_OH_912232 |  | AN | node_8103401_200884200 | node_1341959_753_15411483_379 | 0.033 | unb_TAPWIRE_OH | 8103401 | no | no |  |  | no |  |  | 0 | 0 | 0 | 0
oh_line_TAP_OH_912233 |  | AN | node_8103401_200884201 | node_1341656_258_15411501_73 | 0.033 | unb_TAPWIRE_OH | 8103401 | no | no |  |  | no |  |  | 0 | 0 | 0 | 0
oh_line_TAP_OH_912234 |  | AN | node_8103401_200884203 | node_1341101_53_15411581_48 | 0.033 | unb_TAPWIRE_OH | 8103401 | no | no |  |  | no |  |  | 0 | 0 | 0 | 0
oh_line_TAP_OH_912235 |  | AN | node_8103401_200884204 | node_1340874_754_15411491_132 | 0.033 | unb_TAPWIRE_OH | 8103401 | no | no |  |  | no |  |  | 0 | 0 | 0 | 0
oh_line_TAP_OH_912236 |  | AN | node_8103401_200884207 | node_1339687_022_15411586_613 | 0.033 | unb_TAPWIRE_OH | 8103401 | no | no |  |  | no |  |  | 0 | 0 | 0 | 0
oh_line_TAP_OH_912237 |  | AN | node_8103401_200884208 | node_1339517_318_15411585_602 | 0.033 | unb_TAPWIRE_OH | 8103401 | no | no |  |  | no |  |  | 0 | 0 | 0 | 0
oh_line_TAP_OH_912238 |  | AN | node_8103401_200884210 | node_1338931_22_15411582_258 | 0.033 | unb_TAPWIRE_OH | 8103401 | no | no |  |  | no |  |  | 0 | 0 | 0 | 0
oh_line_TAP_OH_912239 |  | AN | node_8103401_200884213 | node_1338523_877_15411785_639 | 0.033 | unb_TAPWIRE_OH | 8103401 | no | no |  |  | no |  |  | 0 | 0 | 0 | 0
oh_line_TAP_OH_912240 |  | AN | node_8103401_200884214 | node_1338103_874_15411987_426 | 0.033 | unb_TAPWIRE_OH | 8103401 | no | no |  |  | no |  |  | 0 | 0 | 0 | 0
oh_line_TAP_OH_912241 |  | AN | node_8103401_200884217 | node_1337188_403_15412524_265 | 0.033 | unb_TAPWIRE_OH | 8103401 | no | no |  |  | no |  |  | 0 | 0 | 0 | 0
oh_line_TAP_OH_912242 |  | AN | node_8103401_200884220 | node_1336953_524_15412710_48 | 0.033 | unb_TAPWIRE_OH | 8103401 | no | no |  |  | no |  |  | 0 | 0 | 0 | 0
oh_line_TAP_OH_912243 |  | AN | node_8103401_200884222 | node_1336671_779_15412919_789 | 0.033 | unb_TAPWIRE_OH | 8103401 | no | no |  |  | no |  |  | 0 | 0 | 0 | 0
oh_line_TAP_OH_912244 |  | AN | node_8103401_200884224 | node_1336058_92_15413007_604 | 0.033 | unb_TAPWIRE_OH | 8103401 | no | no |  |  | no |  |  | 0 | 0 | 0 | 0
oh_line_TAP_OH_912245 |  | AN | node_8103401_200884226 | node_1335727_222_15413155_817 | 0.033 | unb_TAPWIRE_OH | 8103401 | no | no |  |  | no |  |  | 0 | 0 | 0 | 0
oh_line_TAP_OH_912246 |  | AN | node_8103401_200884227 | node_1335471_401_15413186_347 | 0.033 | unb_TAPWIRE_OH | 8103401 | no | no |  |  | no |  |  | 0 | 0 | 0 | 0
oh_line_TAP_OH_912247 |  | AN | node_8103401_200884229 | node_1335073_369_15413226_836 | 0.033 | unb_TAPWIRE_OH | 8103401 | no | no |  |  | no |  |  | 0 | 0 | 0 | 0
oh_line_TAP_OH_912248 |  | AN | node_8103401_200884233 | node_1334744_305_15413314_16 | 0.033 | unb_TAPWIRE_OH | 8103401 | no | no |  |  | no |  |  | 0 | 0 | 0 | 0
oh_line_TAP_OH_912249 |  | AN | node_8103401_200884242 | node_1332958_247_15414133_806 | 0.033 | unb_TAPWIRE_OH | 8103401 | no | no |  |  | no |  |  | 0 | 0 | 0 | 0
oh_line_TAP_OH_912250 |  | AN | node_8103401_200884243 | node_1332707_652_15414238_325 | 0.033 | unb_TAPWIRE_OH | 8103401 | no | no |  |  | no |  |  | 0 | 0 | 0 | 0
oh_line_TAP_OH_912251 |  | AN | node_8103401_200884257 | node_1348851_304_15411680_742 | 0.033 | unb_TAPWIRE_OH | 8103401 | no | no |  |  | no |  |  | 0 | 0 | 0 | 0
oh_line_TAP_OH_912252 |  | AN | node_8103401_200884259 | node_1349415_528_15411445_161 | 0.033 | unb_TAPWIRE_OH | 8103401 | no | no |  |  | no |  |  | 0 | 0 | 0 | 0
oh_line_TAP_OH_912253 |  | AN | node_8103401_200884261 | node_1350152_244_15411142_88 | 0.033 | unb_TAPWIRE_OH | 8103401 | no | no |  |  | no |  |  | 0 | 0 | 0 | 0
oh_line_TAP_OH_912254 |  | AN | node_8103401_200884263 | node_1350462_657_15411006_355 | 0.033 | unb_TAPWIRE_OH | 8103401 | no | no |  |  | no |  |  | 0 | 0 | 0 | 0
oh_line_TAP_OH_912255 |  | AN | node_8103401_200884264 | node_1351072_146_15410753_62 | 0.033 | unb_TAPWIRE_OH | 8103401 | no | no |  |  | no |  |  | 0 | 0 | 0 | 0
oh_line_TAP_OH_912256 |  | AN | node_8103401_200884265 | node_1351451_514_15410239_921 | 0.033 | unb_TAPWIRE_OH | 8103401 | no | no |  |  | no |  |  | 0 | 0 | 0 | 0
oh_line_TAP_OH_912257 |  | AN | node_8103401_200884268 | node_1348299_537_15425663_075 | 0.033 | unb_TAPWIRE_OH | 8103401 | no | no |  |  | no |  |  | 0 | 0 | 0 | 0
oh_line_TAP_OH_912258 |  | AN | node_8103401_200884272 | node_1353142_506_15423583_736 | 0.033 | unb_TAPWIRE_OH | 8103401 | no | no |  |  | no |  |  | 0 | 0 | 0 | 0
oh_line_TAP_OH_912259 |  | AN | node_8103401_200884273 | node_1352936_965_15423610_308 | 0.033 | unb_TAPWIRE_OH | 8103401 | no | no |  |  | no |  |  | 0 | 0 | 0 | 0
oh_line_TAP_OH_912260 |  | AN | node_8103401_200884275 | node_1352308_962_15423602_002 | 0.033 | unb_TAPWIRE_OH | 8103401 | no | no |  |  | no |  |  | 0 | 0 | 0 | 0
oh_line_TAP_OH_912262 |  | AN | node_8103401_200884277 | node_1351559_207_15423521_003 | 0.033 | unb_TAPWIRE_OH | 8103401 | no | no |  |  | no |  |  | 0 | 0 | 0 | 0
oh_line_TAP_OH_912263 |  | AN | node_8103401_200884279 | node_1351382_69_15423830_459 | 0.033 | unb_TAPWIRE_OH | 8103401 | no | no |  |  | no |  |  | 0 | 0 | 0 | 0
oh_line_TAP_OH_912264 |  | AN | node_8103401_200884283 | node_1350390_285_15424179_388 | 0.033 | unb_TAPWIRE_OH | 8103401 | no | no |  |  | no |  |  | 0 | 0 | 0 | 0
oh_line_TAP_OH_912265 |  | AN | node_8103401_200884284 | node_1350117_495_15424179_17 | 0.033 | unb_TAPWIRE_OH | 8103401 | no | no |  |  | no |  |  | 0 | 0 | 0 | 0
oh_line_TAP_OH_912266 |  | AN | node_8103401_200884289 | node_1349278_944_15424115_845 | 0.033 | unb_TAPWIRE_OH | 8103401 | no | no |  |  | no |  |  | 0 | 0 | 0 | 0
oh_line_TAP_OH_912267 |  | AN | node_8103401_200884291 | node_1349264_402_15424853_928 | 0.033 | unb_TAPWIRE_OH | 8103401 | no | no |  |  | no |  |  | 0 | 0 | 0 | 0
oh_line_TAP_OH_912268 |  | AN | node_8103401_200884293 | node_1348805_356_15424752_534 | 0.033 | unb_TAPWIRE_OH | 8103401 | no | no |  |  | no |  |  | 0 | 0 | 0 | 0
oh_line_TAP_OH_912269 |  | AN | node_8103401_200884296 | node_1349043_937_15425555_952 | 0.033 | unb_TAPWIRE_OH | 8103401 | no | no |  |  | no |  |  | 0 | 0 | 0 | 0
oh_line_TAP_OH_912270 |  | AN | node_8103401_200884299 | node_1348065_186_15425247_136 | 0.033 | unb_TAPWIRE_OH | 8103401 | no | no |  |  | no |  |  | 0 | 0 | 0 | 0
oh_line_TAP_OH_912271 |  | AN | node_8103401_200884301 | node_1348896_686_15425955_866 | 0.033 | unb_TAPWIRE_OH | 8103401 | no | no |  |  | no |  |  | 0 | 0 | 0 | 0
oh_line_TAP_OH_912272 |  | AN | node_8103401_200884303 | node_1349212_142_15427087_108 | 0.033 | unb_TAPWIRE_OH | 8103401 | no | no |  |  | no |  |  | 0 | 0 | 0 | 0
oh_line_TAP_OH_912273 |  | AN | node_8103401_200884308 | node_1349115_765_15428666_812 | 0.033 | unb_TAPWIRE_OH | 8103401 | no | no |  |  | no |  |  | 0 | 0 | 0 | 0
oh_line_TAP_OH_912274 |  | AN | node_8103401_200884310 | node_1348575_892_15429088_149 | 0.033 | unb_TAPWIRE_OH | 8103401 | no | no |  |  | no |  |  | 0 | 0 | 0 | 0
oh_line_TAP_OH_912275 |  | AN | node_8103401_200884312 | node_1348254_956_15429546_834 | 0.033 | unb_TAPWIRE_OH | 8103401 | no | no |  |  | no |  |  | 0 | 0 | 0 | 0
oh_line_TAP_OH_912276 |  | AN | node_8103401_200884314 | node_1348142_33_15429358_74 | 0.033 | unb_TAPWIRE_OH | 8103401 | no | no |  |  | no |  |  | 0 | 0 | 0 | 0
oh_line_TAP_OH_912277 |  | AN | node_8103401_200884317 | node_1347856_075_15430068_071 | 0.033 | unb_TAPWIRE_OH | 8103401 | no | no |  |  | no |  |  | 0 | 0 | 0 | 0
oh_line_TAP_OH_912278 |  | AN | node_8103401_200884318 | node_1347673_994_15430400_907 | 0.033 | unb_TAPWIRE_OH | 8103401 | no | no |  |  | no |  |  | 0 | 0 | 0 | 0
oh_line_TAP_OH_912279 |  | AN | node_8103401_200884321 | node_1347677_516_15431139_013 | 0.033 | unb_TAPWIRE_OH | 8103401 | no | no |  |  | no |  |  | 0 | 0 | 0 | 0
oh_line_TAP_OH_912280 |  | AN | node_8103401_200884322 | node_1347552_267_15431353_719 | 0.033 | unb_TAPWIRE_OH | 8103401 | no | no |  |  | no |  |  | 0 | 0 | 0 | 0
oh_line_TAP_OH_912281 |  | AN | node_8103401_200884323 | node_1347729_489_15431975_201 | 0.033 | unb_TAPWIRE_OH | 8103401 | no | no |  |  | no |  |  | 0 | 0 | 0 | 0
oh_line_TAP_OH_912282 |  | AN | node_8103401_200884325 | node_1347839_851_15432521_863 | 0.033 | unb_TAPWIRE_OH | 8103401 | no | no |  |  | no |  |  | 0 | 0 | 0 | 0
oh_line_TAP_OH_912283 |  | AN | node_8103401_200884329 | node_1354195_917_15427548_178 | 0.033 | unb_TAPWIRE_OH | 8103401 | no | no |  |  | no |  |  | 0 | 0 | 0 | 0
oh_line_TAP_OH_912284 |  | AN | node_8103401_200884330 | node_1354093_667_15427823_871 | 0.033 | unb_TAPWIRE_OH | 8103401 | no | no |  |  | no |  |  | 0 | 0 | 0 | 0
oh_line_TAP_OH_912285 |  | AN | node_8103401_200884331 | node_1353975_137_15428044_945 | 0.033 | unb_TAPWIRE_OH | 8103401 | no | no |  |  | no |  |  | 0 | 0 | 0 | 0
oh_line_TAP_OH_912287 |  | AN | node_8103401_200884336 | node_1354348_162_15424581_528 | 0.033 | unb_TAPWIRE_OH | 8103401 | no | no |  |  | no |  |  | 0 | 0 | 0 | 0
oh_line_TAP_OH_912288 |  | AN | node_8103401_200884338 | node_1344242_783_15421548_268 | 0.033 | unb_TAPWIRE_OH | 8103401 | no | no |  |  | no |  |  | 0 | 0 | 0 | 0
oh_line_TAP_OH_912289 |  | AN | node_8103401_200884342 | node_1349197_096_15421672_334 | 0.033 | unb_TAPWIRE_OH | 8103401 | no | no |  |  | no |  |  | 0 | 0 | 0 | 0
oh_line_TAP_OH_912290 |  | AN | node_8103401_200884347 | node_1349645_505_15420933_556 | 0.033 | unb_TAPWIRE_OH | 8103401 | no | no |  |  | no |  |  | 0 | 0 | 0 | 0
oh_line_TAP_OH_912291 |  | AN | node_8103401_200884348 | node_1344529_262_15421552_124 | 0.033 | unb_TAPWIRE_OH | 8103401 | no | no |  |  | no |  |  | 0 | 0 | 0 | 0
oh_line_TAP_OH_912292 |  | AN | node_8103401_200884349 | node_1344827_361_15421557_765 | 0.033 | unb_TAPWIRE_OH | 8103401 | no | no |  |  | no |  |  | 0 | 0 | 0 | 0
oh_line_TAP_OH_912293 |  | AN | node_8103401_200884351 | node_1345403_327_15421569_584 | 0.033 | unb_TAPWIRE_OH | 8103401 | no | no |  |  | no |  |  | 0 | 0 | 0 | 0
oh_line_TAP_OH_912294 |  | AN | node_8103401_200884354 | node_1346359_745_15421586_418 | 0.033 | unb_TAPWIRE_OH | 8103401 | no | no |  |  | no |  |  | 0 | 0 | 0 | 0
oh_line_TAP_OH_912295 |  | AN | node_8103401_200884355 | node_1346736_624_15421667_36 | 0.033 | unb_TAPWIRE_OH | 8103401 | no | no |  |  | no |  |  | 0 | 0 | 0 | 0
oh_line_TAP_OH_912296 |  | AN | node_8103401_200884356 | node_1347072_608_15421619_061 | 0.033 | unb_TAPWIRE_OH | 8103401 | no | no |  |  | no |  |  | 0 | 0 | 0 | 0
oh_line_TAP_OH_912297 |  | AN | node_8103401_200884359 | node_1347544_733_15421455_332 | 0.033 | unb_TAPWIRE_OH | 8103401 | no | no |  |  | no |  |  | 0 | 0 | 0 | 0
oh_line_TAP_OH_912298 |  | AN | node_8103401_200884362 | node_1350238_488_15414328_569 | 0.033 | unb_TAPWIRE_OH | 8103401 | no | no |  |  | no |  |  | 0 | 0 | 0 | 0
oh_line_TAP_OH_912299 |  | AN | node_8103401_200884366 | node_1354726_709_15414781_905 | 0.033 | unb_TAPWIRE_OH | 8103401 | no | no |  |  | no |  |  | 0 | 0 | 0 | 0
oh_line_TAP_OH_912300 |  | AN | node_8103401_200884368 | node_1350407_137_15413823_094 | 0.033 | unb_TAPWIRE_OH | 8103401 | no | no |  |  | no |  |  | 0 | 0 | 0 | 0
oh_line_TAP_OH_912301 |  | AN | node_8103401_200884369 | node_1351089_29_15413612_524 | 0.033 | unb_TAPWIRE_OH | 8103401 | no | no |  |  | no |  |  | 0 | 0 | 0 | 0
oh_line_TAP_OH_912302 |  | AN | node_8103401_200884373 | node_1352875_513_15413556_84 | 0.033 | unb_TAPWIRE_OH | 8103401 | no | no |  |  | no |  |  | 0 | 0 | 0 | 0
oh_line_TAP_OH_912303 |  | AN | node_8103401_200884378 | node_1353497_924_15414342_654 | 0.033 | unb_TAPWIRE_OH | 8103401 | no | no |  |  | no |  |  | 0 | 0 | 0 | 0
oh_line_TAP_OH_912304 |  | AN | node_8103401_200884400 | node_1335141_564_15418438_972 | 0.033 | unb_TAPWIRE_OH | 8103401 | no | no |  |  | no |  |  | 0 | 0 | 0 | 0
oh_line_TAP_OH_912305 |  | ABCN | node_8103401_200884402 | node_1342160_778_15418945_677 | 0.033 | unb_TAPWIRE_OH | 8103401 | no | no |  |  | no |  |  | 0 | 0 | 0 | 0
oh_line_TAP_OH_912306 |  | AN | node_8103401_200884414 | node_1332774_897_15416175_476 | 0.033 | unb_TAPWIRE_OH | 8103401 | no | no |  |  | no |  |  | 0 | 0 | 0 | 0
oh_line_TAP_OH_912307 |  | AN | node_8103401_200884415 | node_1333118_761_15416428_828 | 0.033 | unb_TAPWIRE_OH | 8103401 | no | no |  |  | no |  |  | 0 | 0 | 0 | 0
oh_line_TAP_OH_912308 |  | AN | node_8103401_200884417 | node_1340452_708_15419672_235 | 0.033 | unb_TAPWIRE_OH | 8103401 | no | no |  |  | no |  |  | 0 | 0 | 0 | 0
oh_line_TAP_OH_912309 |  | AN | node_8103401_200884418 | node_1340356_448_15420043_038 | 0.033 | unb_TAPWIRE_OH | 8103401 | no | no |  |  | no |  |  | 0 | 0 | 0 | 0
oh_line_TAP_OH_912310 |  | AN | node_8103401_200884421 | node_1337939_034_15422959_055 | 0.033 | unb_TAPWIRE_OH | 8103401 | no | no |  |  | no |  |  | 0 | 0 | 0 | 0
oh_line_TAP_OH_912311 |  | AN | node_8103401_200884423 | node_1337477_692_15423493_127 | 0.033 | unb_TAPWIRE_OH | 8103401 | no | no |  |  | no |  |  | 0 | 0 | 0 | 0
oh_line_TAP_OH_912312 |  | AN | node_8103401_200884426 | node_1337004_896_15423467_276 | 0.033 | unb_TAPWIRE_OH | 8103401 | no | no |  |  | no |  |  | 0 | 0 | 0 | 0
oh_line_TAP_OH_912314 |  | AN | node_8103401_200884428 | node_1337210_283_15423956_447 | 0.033 | unb_TAPWIRE_OH | 8103401 | no | no |  |  | no |  |  | 0 | 0 | 0 | 0
oh_line_TAP_OH_912315 |  | AN | node_8103401_200884430 | node_1337655_604_15424005_943 | 0.033 | unb_TAPWIRE_OH | 8103401 | no | no |  |  | no |  |  | 0 | 0 | 0 | 0
oh_line_TAP_OH_912316 |  | AN | node_8103401_200884438 | node_1335501_424_15423586_042 | 0.033 | unb_TAPWIRE_OH | 8103401 | no | no |  |  | no |  |  | 0 | 0 | 0 | 0
oh_line_TAP_OH_912317 |  | AN | node_8103401_200884441 | node_1335350_572_15423290_197 | 0.033 | unb_TAPWIRE_OH | 8103401 | no | no |  |  | no |  |  | 0 | 0 | 0 | 0
oh_line_TAP_OH_912318 |  | AN | node_8103401_200884447 | node_1332830_023_15423448_979 | 0.033 | unb_TAPWIRE_OH | 8103401 | no | no |  |  | no |  |  | 0 | 0 | 0 | 0
oh_line_TAP_OH_912319 |  | AN | node_8103401_200884450 | node_1332233_759_15424182_571 | 0.033 | unb_TAPWIRE_OH | 8103401 | no | no |  |  | no |  |  | 0 | 0 | 0 | 0
oh_line_TAP_OH_912320 |  | AN | node_8103401_200884452 | node_1331882_064_15423809_764 | 0.033 | unb_TAPWIRE_OH | 8103401 | no | no |  |  | no |  |  | 0 | 0 | 0 | 0
oh_line_TAP_OH_912321 |  | AN | node_8103401_200884453 | node_1331566_644_15423827_467 | 0.033 | unb_TAPWIRE_OH | 8103401 | no | no |  |  | no |  |  | 0 | 0 | 0 | 0
oh_line_TAP_OH_912322 |  | AN | node_8103401_200884457 | node_1340034_386_15420641_201 | 0.033 | unb_TAPWIRE_OH | 8103401 | no | no |  |  | no |  |  | 0 | 0 | 0 | 0
oh_line_TAP_OH_912323 |  | AN | node_8103401_200884459 | node_1332145_7_15422463_54 | 0.033 | unb_TAPWIRE_OH | 8103401 | no | no |  |  | no |  |  | 0 | 0 | 0 | 0
oh_line_TAP_OH_912324 |  | AN | node_8103401_200884472 | node_1330713_891_15424032_896 | 0.033 | unb_TAPWIRE_OH | 8103401 | no | no |  |  | no |  |  | 0 | 0 | 0 | 0
oh_line_TAP_OH_912325 |  | AN | node_8103401_200884477 | node_1329176_007_15424891_94 | 0.033 | unb_TAPWIRE_OH | 8103401 | no | no |  |  | no |  |  | 0 | 0 | 0 | 0
oh_line_TAP_OH_912326 |  | AN | node_8103401_200884478 | node_1329622_058_15425322_392 | 0.033 | unb_TAPWIRE_OH | 8103401 | no | no |  |  | no |  |  | 0 | 0 | 0 | 0
oh_line_TAP_OH_912328 |  | AN | node_8103401_200884486 | node_1329388_88_15423807_254 | 0.033 | unb_TAPWIRE_OH | 8103401 | no | no |  |  | no |  |  | 0 | 0 | 0 | 0
oh_line_TAP_OH_912329 |  | AN | node_8103401_200884491 | node_1328195_566_15423225_158 | 0.033 | unb_TAPWIRE_OH | 8103401 | no | no |  |  | no |  |  | 0 | 0 | 0 | 0
oh_line_TAP_OH_912330 |  | AN | node_8103401_200884503 | node_1338943_366_15406941_239 | 0.033 | unb_TAPWIRE_OH | 8103401 | no | no |  |  | no |  |  | 0 | 0 | 0 | 0
oh_line_TAP_OH_912331 |  | AN | node_8103401_200884507 | node_1339824_974_15407651_99 | 0.033 | unb_TAPWIRE_OH | 8103401 | no | no |  |  | no |  |  | 0 | 0 | 0 | 0
oh_line_TAP_OH_912332 |  | AN | node_8103401_200884511 | node_1340869_963_15410853_796 | 0.033 | unb_TAPWIRE_OH | 8103401 | no | no |  |  | no |  |  | 0 | 0 | 0 | 0
oh_line_TAP_OH_912333 |  | AN | node_8103401_200884515 | node_1340891_718_15409821_641 | 0.033 | unb_TAPWIRE_OH | 8103401 | no | no |  |  | no |  |  | 0 | 0 | 0 | 0
oh_line_TAP_OH_912334 |  | AN | node_8103401_200884523 | node_1347805_457_15414799_234 | 0.033 | unb_TAPWIRE_OH | 8103401 | no | no |  |  | no |  |  | 0 | 0 | 0 | 0
oh_line_TAP_OH_912335 |  | AN | node_8103401_200884528 | node_1347178_558_15416004_096 | 0.033 | unb_TAPWIRE_OH | 8103401 | no | no |  |  | no |  |  | 0 | 0 | 0 | 0
oh_line_TAP_OH_912336 |  | AN | node_8103401_200884535 | node_1337528_096_15427716_187 | 0.033 | unb_TAPWIRE_OH | 8103401 | no | no |  |  | no |  |  | 0 | 0 | 0 | 0
oh_line_TAP_OH_912337 |  | AN | node_8103401_200884543 | node_1338838_9_15427851_437 | 0.033 | unb_TAPWIRE_OH | 8103401 | no | no |  |  | no |  |  | 0 | 0 | 0 | 0
oh_line_TAP_OH_912338 |  | AN | node_8103401_200884544 | node_1336907_55_15424946_398 | 0.033 | unb_TAPWIRE_OH | 8103401 | no | no |  |  | no |  |  | 0 | 0 | 0 | 0
oh_line_TAP_OH_912340 |  | AN | node_8103401_200884550 | node_1337233_8_15426780_563 | 0.033 | unb_TAPWIRE_OH | 8103401 | no | no |  |  | no |  |  | 0 | 0 | 0 | 0
oh_line_TAP_OH_912341 |  | AN | node_8103401_200884551 | node_1337198_629_15427135_673 | 0.033 | unb_TAPWIRE_OH | 8103401 | no | no |  |  | no |  |  | 0 | 0 | 0 | 0
oh_line_TAP_OH_912342 |  | AN | node_8103401_200884552 | node_1337227_205_15427610_575 | 0.033 | unb_TAPWIRE_OH | 8103401 | no | no |  |  | no |  |  | 0 | 0 | 0 | 0
oh_line_TAP_OH_912343 |  | AN | node_8103401_200884555 | node_1351840_338_15417869_731 | 0.033 | unb_TAPWIRE_OH | 8103401 | no | no |  |  | no |  |  | 0 | 0 | 0 | 0
oh_line_TAP_OH_912344 |  | AN | node_8103401_200884557 | node_1351823_868_15418988_404 | 0.033 | unb_TAPWIRE_OH | 8103401 | no | no |  |  | no |  |  | 0 | 0 | 0 | 0
oh_line_TAP_OH_912345 |  | AN | node_8103401_200884560 | node_1351978_399_15419340_12 | 0.033 | unb_TAPWIRE_OH | 8103401 | no | no |  |  | no |  |  | 0 | 0 | 0 | 0
oh_line_TAP_OH_912346 |  | AN | node_8103401_200884561 | node_1352105_32_15420016_188 | 0.033 | unb_TAPWIRE_OH | 8103401 | no | no |  |  | no |  |  | 0 | 0 | 0 | 0
oh_line_TAP_OH_912347 |  | AN | node_8103401_310039893 | node_1352364_894_15419952_722 | 0.033 | unb_TAPWIRE_OH | 8103401 | no | no |  |  | no |  |  | 0 | 0 | 0 | 0
oh_line_TAP_OH_912348 |  | AN | node_8103401_200884565 | node_1351488_544_15420231_027 | 0.033 | unb_TAPWIRE_OH | 8103401 | no | no |  |  | no |  |  | 0 | 0 | 0 | 0
oh_line_TAP_OH_912349 |  | AN | node_8103401_200884568 | node_1350954_428_15420655_132 | 0.033 | unb_TAPWIRE_OH | 8103401 | no | no |  |  | no |  |  | 0 | 0 | 0 | 0
oh_line_TAP_OH_912350 |  | AN | node_8103401_200884571 | node_1334737_701_15427215_735 | 0.033 | unb_TAPWIRE_OH | 8103401 | no | no |  |  | no |  |  | 0 | 0 | 0 | 0
oh_line_TAP_OH_912351 |  | AN | node_8103401_200884578 | node_1335396_428_15429499_724 | 0.033 | unb_TAPWIRE_OH | 8103401 | no | no |  |  | no |  |  | 0 | 0 | 0 | 0
oh_line_TAP_OH_912352 |  | AN | node_8103401_200884579 | node_1333623_284_15423974_359 | 0.033 | unb_TAPWIRE_OH | 8103401 | no | no |  |  | no |  |  | 0 | 0 | 0 | 0
oh_line_TAP_OH_912353 |  | AN | node_8103401_200884585 | node_1334440_211_15425713_729 | 0.033 | unb_TAPWIRE_OH | 8103401 | no | no |  |  | no |  |  | 0 | 0 | 0 | 0
oh_line_TAP_OH_912354 |  | AN | node_8103401_200884587 | node_1334611_782_15426169_725 | 0.033 | unb_TAPWIRE_OH | 8103401 | no | no |  |  | no |  |  | 0 | 0 | 0 | 0
oh_line_TAP_OH_912355 |  | AN | node_8103401_200884592 | node_1331877_473_15415513_795 | 0.033 | unb_TAPWIRE_OH | 8103401 | no | no |  |  | no |  |  | 0 | 0 | 0 | 0
oh_line_TAP_OH_912356 |  | AN | node_8103401_200884594 | node_1331312_787_15417187_421 | 0.033 | unb_TAPWIRE_OH | 8103401 | no | no |  |  | no |  |  | 0 | 0 | 0 | 0
oh_line_TAP_OH_912357 |  | AN | node_8103401_200884595 | node_1331218_101_15417477_717 | 0.033 | unb_TAPWIRE_OH | 8103401 | no | no |  |  | no |  |  | 0 | 0 | 0 | 0
oh_line_TAP_OH_912358 |  | AN | node_8103401_200884599 | node_1331284_844_15418665_943 | 0.033 | unb_TAPWIRE_OH | 8103401 | no | no |  |  | no |  |  | 0 | 0 | 0 | 0
oh_line_TAP_OH_912359 |  | AN | node_8103401_200884602 | node_1342720_285_15417106_065 | 0.033 | unb_TAPWIRE_OH | 8103401 | no | no |  |  | no |  |  | 0 | 0 | 0 | 0
oh_line_TAP_OH_912360 |  | AN | node_8103401_200884603 | node_1340965_822_15411966_45 | 0.033 | unb_TAPWIRE_OH | 8103401 | no | no |  |  | no |  |  | 0 | 0 | 0 | 0
oh_line_TAP_OH_912361 |  | AN | node_8103401_200884604 | node_1340927_029_15414919_094 | 0.033 | unb_TAPWIRE_OH | 8103401 | no | no |  |  | no |  |  | 0 | 0 | 0 | 0
oh_line_TAP_OH_912362 |  | AN | node_8103401_200884606 | node_1340477_717_15415191_397 | 0.033 | unb_TAPWIRE_OH | 8103401 | no | no |  |  | no |  |  | 0 | 0 | 0 | 0
oh_line_TAP_OH_912363 |  | AN | node_8103401_200884607 | node_1340817_619_15415586_722 | 0.033 | unb_TAPWIRE_OH | 8103401 | no | no |  |  | no |  |  | 0 | 0 | 0 | 0
oh_line_TAP_OH_912364 |  | AN | node_8103401_200884611 | node_1340779_593_15416551_559 | 0.033 | unb_TAPWIRE_OH | 8103401 | no | no |  |  | no |  |  | 0 | 0 | 0 | 0
oh_line_TAP_OH_912365 |  | AN | node_8103401_200884613 | node_1340874_784_15417039_633 | 0.033 | unb_TAPWIRE_OH | 8103401 | no | no |  |  | no |  |  | 0 | 0 | 0 | 0
oh_line_TAP_OH_912366 |  | AN | node_8103401_200884616 | node_1340965_633_15412396_573 | 0.033 | unb_TAPWIRE_OH | 8103401 | no | no |  |  | no |  |  | 0 | 0 | 0 | 0
oh_line_TAP_OH_912368 |  | AN | node_8103401_200884619 | node_1340970_062_15412850_798 | 0.033 | unb_TAPWIRE_OH | 8103401 | no | no |  |  | no |  |  | 0 | 0 | 0 | 0
oh_line_TAP_OH_912369 |  | AN | node_8103401_200884620 | node_1340971_334_15413227_381 | 0.033 | unb_TAPWIRE_OH | 8103401 | no | no |  |  | no |  |  | 0 | 0 | 0 | 0
oh_line_TAP_OH_912370 |  | AN | node_8103401_200884625 | node_1340871_396_15414593_2 | 0.033 | unb_TAPWIRE_OH | 8103401 | no | no |  |  | no |  |  | 0 | 0 | 0 | 0
oh_line_TAP_OH_912371 |  | AN | node_8103401_200884635 | node_1344457_524_15410728_955 | 0.033 | unb_TAPWIRE_OH | 8103401 | no | no |  |  | no |  |  | 0 | 0 | 0 | 0
oh_line_TAP_OH_912372 |  | AN | node_8103401_200884638 | node_1344464_612_15409981_938 | 0.033 | unb_TAPWIRE_OH | 8103401 | no | no |  |  | no |  |  | 0 | 0 | 0 | 0
oh_line_TAP_OH_912373 |  | AN | node_8103401_200884640 | node_1344471_134_15409347_305 | 0.033 | unb_TAPWIRE_OH | 8103401 | no | no |  |  | no |  |  | 0 | 0 | 0 | 0
oh_line_TAP_OH_912374 |  | AN | node_8103401_200884644 | node_1354230_904_15418807_487 | 0.033 | unb_TAPWIRE_OH | 8103401 | no | no |  |  | no |  |  | 0 | 0 | 0 | 0
oh_line_TAP_OH_912375 |  | AN | node_8103401_200884646 | node_1353917_03_15418961_278 | 0.033 | unb_TAPWIRE_OH | 8103401 | no | no |  |  | no |  |  | 0 | 0 | 0 | 0
oh_line_TAP_OH_912376 |  | AN | node_8103401_200884647 | node_1353690_961_15419119_738 | 0.033 | unb_TAPWIRE_OH | 8103401 | no | no |  |  | no |  |  | 0 | 0 | 0 | 0
oh_line_TAP_OH_912377 |  | AN | node_8103401_200884649 | node_1353536_003_15419350_967 | 0.033 | unb_TAPWIRE_OH | 8103401 | no | no |  |  | no |  |  | 0 | 0 | 0 | 0
oh_line_TAP_OH_912378 |  | AN | node_8103401_200884651 | node_1341771_107_15424513_402 | 0.033 | unb_TAPWIRE_OH | 8103401 | no | no |  |  | no |  |  | 0 | 0 | 0 | 0
oh_line_TAP_OH_912379 |  | AN | node_8103401_200884654 | node_1341541_014_15424573_796 | 0.033 | unb_TAPWIRE_OH | 8103401 | no | no |  |  | no |  |  | 0 | 0 | 0 | 0
oh_line_TAP_OH_912380 |  | AN | node_8103401_200884657 | node_1340957_566_15424900_581 | 0.033 | unb_TAPWIRE_OH | 8103401 | no | no |  |  | no |  |  | 0 | 0 | 0 | 0
oh_line_TAP_OH_912381 |  | AN | node_8103401_200884661 | node_1352951_673_15409384_372 | 0.033 | unb_TAPWIRE_OH | 8103401 | no | no |  |  | no |  |  | 0 | 0 | 0 | 0
oh_line_TAP_OH_912382 |  | AN | node_8103401_200884666 | node_1351655_408_15409390_795 | 0.033 | unb_TAPWIRE_OH | 8103401 | no | no |  |  | no |  |  | 0 | 0 | 0 | 0
oh_line_TAP_OH_912383 |  | AN | node_8103401_200884667 | node_1351648_123_15409263_089 | 0.033 | unb_TAPWIRE_OH | 8103401 | no | no |  |  | no |  |  | 0 | 0 | 0 | 0
oh_line_TAP_OH_912384 |  | AN | node_8103401_200884676 | node_1351451_135_15407337_781 | 0.033 | unb_TAPWIRE_OH | 8103401 | no | no |  |  | no |  |  | 0 | 0 | 0 | 0
oh_line_TAP_OH_912385 |  | AN | node_8103401_200884677 | node_1351488_187_15406897_391 | 0.033 | unb_TAPWIRE_OH | 8103401 | no | no |  |  | no |  |  | 0 | 0 | 0 | 0
oh_line_TAP_OH_912386 |  | ABCN | node_8103401_200884680 | node_1353938_127_15431708_541 | 0.033 | unb_TAPWIRE_OH | 8103401 | no | no |  |  | no |  |  | 0 | 0 | 0 | 0
oh_line_TAP_OH_912387 |  | ABCN | node_8103401_200884687 | node_1353238_093_15432623_048 | 0.033 | unb_TAPWIRE_OH | 8103401 | no | no |  |  | no |  |  | 0 | 0 | 0 | 0
oh_line_TAP_OH_912388 |  | ABCN | node_8103401_200884688 | node_1353040_303_15432735_105 | 0.033 | unb_TAPWIRE_OH | 8103401 | no | no |  |  | no |  |  | 0 | 0 | 0 | 0
oh_line_TAP_OH_912441 |  | ABCN | node_8103401_200884836 | node_1356067_447_15417570_071 | 0.033 | unb_TAPWIRE_OH | 8103401 | no | no |  |  | no |  |  | 0 | 0 | 0 | 0
oh_line_TAP_OH_912442 |  | ABCN | node_8103401_200884839 | node_1355634_647_15417694_001 | 0.033 | unb_TAPWIRE_OH | 8103401 | no | no |  |  | no |  |  | 0 | 0 | 0 | 0
oh_line_TAP_OH_912443 |  | ABCN | node_8103401_200884852 | node_1356426_018_15419334_781 | 0.033 | unb_TAPWIRE_OH | 8103401 | no | no |  |  | no |  |  | 0 | 0 | 0 | 0
oh_line_TAP_OH_912444 |  | ABCN | node_8103401_200884854 | node_1356019_112_15419215_51 | 0.033 | unb_TAPWIRE_OH | 8103401 | no | no |  |  | no |  |  | 0 | 0 | 0 | 0
oh_line_TAP_OH_912445 |  | AN | node_8103401_200884863 | node_1356135_176_15419711_093 | 0.033 | unb_TAPWIRE_OH | 8103401 | no | no |  |  | no |  |  | 0 | 0 | 0 | 0
oh_line_TAP_OH_912446 |  | AN | node_8103401_200884867 | node_1355851_455_15420737_696 | 0.033 | unb_TAPWIRE_OH | 8103401 | no | no |  |  | no |  |  | 0 | 0 | 0 | 0
oh_line_TAP_OH_912447 |  | AN | node_8103401_200884869 | node_1355845_189_15421311_253 | 0.033 | unb_TAPWIRE_OH | 8103401 | no | no |  |  | no |  |  | 0 | 0 | 0 | 0
oh_line_TAP_OH_912448 |  | AN | node_8103401_200884874 | node_1354682_12_15427203_3 | 0.033 | unb_TAPWIRE_OH | 8103401 | no | no |  |  | no |  |  | 0 | 0 | 0 | 0
oh_line_TAP_OH_912449 |  | AN | node_8103401_200884875 | node_1354352_036_15426881_594 | 0.033 | unb_TAPWIRE_OH | 8103401 | no | no |  |  | no |  |  | 0 | 0 | 0 | 0
oh_line_TAP_OH_912450 |  | AN | node_8103401_200884876 | node_1354339_515_15427183_567 | 0.033 | unb_TAPWIRE_OH | 8103401 | no | no |  |  | no |  |  | 0 | 0 | 0 | 0
oh_line_TAP_OH_912451 |  | AN | node_8103401_200884882 | node_1356876_208_15416349_471 | 0.033 | unb_TAPWIRE_OH | 8103401 | no | no |  |  | no |  |  | 0 | 0 | 0 | 0
oh_line_TAP_OH_912452 |  | AN | node_8103401_200884883 | node_1355029_195_15415051_213 | 0.033 | unb_TAPWIRE_OH | 8103401 | no | no |  |  | no |  |  | 0 | 0 | 0 | 0
oh_line_TAP_OH_912453 |  | AN | node_8103401_200884884 | node_1355171_633_15415143_641 | 0.033 | unb_TAPWIRE_OH | 8103401 | no | no |  |  | no |  |  | 0 | 0 | 0 | 0
oh_line_TAP_OH_912454 |  | AN | node_8103401_200884887 | node_1355803_072_15415497_807 | 0.033 | unb_TAPWIRE_OH | 8103401 | no | no |  |  | no |  |  | 0 | 0 | 0 | 0
oh_line_TAP_OH_912455 |  | AN | node_8103401_200884888 | node_1356235_402_15415819_812 | 0.033 | unb_TAPWIRE_OH | 8103401 | no | no |  |  | no |  |  | 0 | 0 | 0 | 0
oh_line_TAP_OH_912456 |  | AN | node_8103401_200884889 | node_1356170_774_15416139_123 | 0.033 | unb_TAPWIRE_OH | 8103401 | no | no |  |  | no |  |  | 0 | 0 | 0 | 0
oh_line_TAP_OH_912457 |  | AN | node_8103401_200884891 | node_1356210_706_15416382_584 | 0.033 | unb_TAPWIRE_OH | 8103401 | no | no |  |  | no |  |  | 0 | 0 | 0 | 0
oh_line_TAP_OH_912458 |  | AN | node_8103401_200884893 | node_1356261_953_15416691_319 | 0.033 | unb_TAPWIRE_OH | 8103401 | no | no |  |  | no |  |  | 0 | 0 | 0 | 0
oh_line_TAP_OH_912459 |  | AN | node_8103401_200884895 | node_1356237_124_15417060_501 | 0.033 | unb_TAPWIRE_OH | 8103401 | no | no |  |  | no |  |  | 0 | 0 | 0 | 0
oh_line_TAP_OH_912523 |  | AN | node_8103401_200885108 | node_1359416_339_15409890_57 | 0.033 | unb_TAPWIRE_OH | 8103401 | no | no |  |  | no |  |  | 0 | 0 | 0 | 0
oh_line_TAP_OH_912524 |  | AN | node_8103401_200885110 | node_1359215_642_15409983_283 | 0.033 | unb_TAPWIRE_OH | 8103401 | no | no |  |  | no |  |  | 0 | 0 | 0 | 0
oh_line_TAP_OH_912525 |  | AN | node_8103401_200885113 | node_1359231_001_15409543_003 | 0.033 | unb_TAPWIRE_OH | 8103401 | no | no |  |  | no |  |  | 0 | 0 | 0 | 0
oh_line_TAP_OH_912526 |  | AN | node_8103401_200885116 | node_1359079_625_15408530_687 | 0.033 | unb_TAPWIRE_OH | 8103401 | no | no |  |  | no |  |  | 0 | 0 | 0 | 0
oh_line_TAP_OH_912527 |  | AN | node_8103401_200885119 | node_1358709_689_15412831_565 | 0.033 | unb_TAPWIRE_OH | 8103401 | no | no |  |  | no |  |  | 0 | 0 | 0 | 0
oh_line_TAP_OH_912528 |  | AN | node_8103401_200885121 | node_1359135_601_15412208_614 | 0.033 | unb_TAPWIRE_OH | 8103401 | no | no |  |  | no |  |  | 0 | 0 | 0 | 0
oh_line_TAP_OH_912529 |  | AN | node_8103401_200885123 | node_1359210_723_15411586_351 | 0.033 | unb_TAPWIRE_OH | 8103401 | no | no |  |  | no |  |  | 0 | 0 | 0 | 0
oh_line_TAP_OH_912530 |  | AN | node_8103401_200885128 | node_1359151_583_15410278_082 | 0.033 | unb_TAPWIRE_OH | 8103401 | no | no |  |  | no |  |  | 0 | 0 | 0 | 0
oh_line_TAP_OH_912533 |  | AN | node_8103401_200885138 | node_1356416_874_15417537_014 | 0.033 | unb_TAPWIRE_OH | 8103401 | no | no |  |  | no |  |  | 0 | 0 | 0 | 0
oh_line_TAP_OH_912534 |  | AN | node_8103401_200885140 | node_1357243_451_15417498_578 | 0.033 | unb_TAPWIRE_OH | 8103401 | no | no |  |  | no |  |  | 0 | 0 | 0 | 0
oh_line_TAP_OH_912535 |  | AN | node_8103401_200885146 | node_1358078_072_15417496_298 | 0.033 | unb_TAPWIRE_OH | 8103401 | no | no |  |  | no |  |  | 0 | 0 | 0 | 0
oh_line_TAP_OH_912572 |  | AN | node_8103401_200885260 | node_1356386_362_15415453_85 | 0.033 | unb_TAPWIRE_OH | 8103401 | no | no |  |  | no |  |  | 0 | 0 | 0 | 0
oh_line_TAP_OH_912589 |  | AN | node_8103401_200885297 | node_1358450_864_15407081_562 | 0.033 | unb_TAPWIRE_OH | 8103401 | no | no |  |  | no |  |  | 0 | 0 | 0 | 0
oh_line_TAP_OH_912590 |  | AN | node_8103401_200885301 | node_1357506_206_15407995_041 | 0.033 | unb_TAPWIRE_OH | 8103401 | no | no |  |  | no |  |  | 0 | 0 | 0 | 0
oh_line_TAP_OH_912591 |  | AN | node_8103401_200885305 | node_1356006_029_15408550_578 | 0.033 | unb_TAPWIRE_OH | 8103401 | no | no |  |  | no |  |  | 0 | 0 | 0 | 0
oh_line_TAP_OH_912592 |  | AN | node_8103401_200885307 | node_1355454_948_15408565_682 | 0.033 | unb_TAPWIRE_OH | 8103401 | no | no |  |  | no |  |  | 0 | 0 | 0 | 0
oh_line_TAP_OH_912593 |  | AN | node_8103401_200885310 | node_1354398_048_15408449_527 | 0.033 | unb_TAPWIRE_OH | 8103401 | no | no |  |  | no |  |  | 0 | 0 | 0 | 0
oh_line_TAP_OH_912594 |  | AN | node_8103401_200885313 | node_1359061_196_15413542_821 | 0.033 | unb_TAPWIRE_OH | 8103401 | no | no |  |  | no |  |  | 0 | 0 | 0 | 0
oh_line_TAP_OH_912596 |  | AN | node_8103401_200885315 | node_1359059_716_15413850_238 | 0.033 | unb_TAPWIRE_OH | 8103401 | no | no |  |  | no |  |  | 0 | 0 | 0 | 0
oh_line_TAP_OH_912597 |  | AN | node_8103401_200885317 | node_1359043_421_15414413_01 | 0.033 | unb_TAPWIRE_OH | 8103401 | no | no |  |  | no |  |  | 0 | 0 | 0 | 0
oh_line_TAP_OH_912598 |  | AN | node_8103401_200885319 | node_1359027_68_15414929_275 | 0.033 | unb_TAPWIRE_OH | 8103401 | no | no |  |  | no |  |  | 0 | 0 | 0 | 0
oh_line_TAP_OH_912599 |  | AN | node_8103401_200885321 | node_1359026_777_15415163_503 | 0.033 | unb_TAPWIRE_OH | 8103401 | no | no |  |  | no |  |  | 0 | 0 | 0 | 0
oh_line_TAP_OH_912600 |  | AN | node_8103401_200885323 | node_1359014_879_15415666_73 | 0.033 | unb_TAPWIRE_OH | 8103401 | no | no |  |  | no |  |  | 0 | 0 | 0 | 0
oh_line_TAP_OH_912601 |  | AN | node_8103401_200885324 | node_1359009_392_15415960_167 | 0.033 | unb_TAPWIRE_OH | 8103401 | no | no |  |  | no |  |  | 0 | 0 | 0 | 0
oh_line_TAP_OH_912602 |  | AN | node_8103401_200885325 | node_1359066_871_15416326_268 | 0.033 | unb_TAPWIRE_OH | 8103401 | no | no |  |  | no |  |  | 0 | 0 | 0 | 0
oh_line_TAP_OH_912604 |  | ABCN | node_8103401_200885339 | node_1358291_574_15422095_036 | 0.033 | unb_TAPWIRE_OH | 8103401 | no | no |  |  | no |  |  | 0 | 0 | 0 | 0
oh_line_TAP_OH_912605 |  | AN | node_8103401_200885354 | node_1359998_106_15413181_741 | 0.033 | unb_TAPWIRE_OH | 8103401 | no | no |  |  | no |  |  | 0 | 0 | 0 | 0
oh_line_TAP_OH_912606 |  | AN | node_8103401_200885355 | node_1359728_178_15413235_82 | 0.033 | unb_TAPWIRE_OH | 8103401 | no | no |  |  | no |  |  | 0 | 0 | 0 | 0
oh_line_TAP_OH_912607 |  | AN | node_8103401_200885357 | node_1358414_966_15413659_639 | 0.033 | unb_TAPWIRE_OH | 8103401 | no | no |  |  | no |  |  | 0 | 0 | 0 | 0
oh_line_TAP_OH_912620 |  | AN | node_8103401_200885434 | node_1359099_238_15422866_946 | 0.033 | unb_TAPWIRE_OH | 8103401 | no | no |  |  | no |  |  | 0 | 0 | 0 | 0
oh_line_TAP_OH_912621 |  | AN | node_8103401_200885436 | node_1359146_558_15422620_795 | 0.033 | unb_TAPWIRE_OH | 8103401 | no | no |  |  | no |  |  | 0 | 0 | 0 | 0
oh_line_TAP_OH_912622 |  | AN | node_8103401_200885437 | node_1359206_499_15422356_89 | 0.033 | unb_TAPWIRE_OH | 8103401 | no | no |  |  | no |  |  | 0 | 0 | 0 | 0
oh_line_TAP_OH_912623 |  | AN | node_8103401_200885439 | node_1359254_672_15422057_647 | 0.033 | unb_TAPWIRE_OH | 8103401 | no | no |  |  | no |  |  | 0 | 0 | 0 | 0
oh_line_TAP_OH_912624 |  | ABCN | node_8103401_200885442 | node_1358690_563_15423261_426 | 0.033 | unb_TAPWIRE_OH | 8103401 | no | no |  |  | no |  |  | 0 | 0 | 0 | 0
oh_line_TAP_OH_912625 |  | ABCN | node_8103401_200885445 | node_1356693_586_15427407_228 | 0.033 | unb_TAPWIRE_OH | 8103401 | no | no |  |  | no |  |  | 0 | 0 | 0 | 0
oh_line_TAP_OH_912626 |  | ABCN | node_8103401_200885448 | node_1356472_204_15427772_056 | 0.033 | unb_TAPWIRE_OH | 8103401 | no | no |  |  | no |  |  | 0 | 0 | 0 | 0
oh_line_TAP_OH_912627 |  | ABCN | node_8103401_200885451 | node_1356205_797_15428158_69 | 0.033 | unb_TAPWIRE_OH | 8103401 | no | no |  |  | no |  |  | 0 | 0 | 0 | 0
oh_line_TAP_OH_912628 |  | ABCN | node_8103401_200885455 | node_1355978_131_15428590_994 | 0.033 | unb_TAPWIRE_OH | 8103401 | no | no |  |  | no |  |  | 0 | 0 | 0 | 0
oh_line_TAP_OH_912629 |  | ABCN | node_8103401_200885459 | node_1355676_038_15429059_413 | 0.033 | unb_TAPWIRE_OH | 8103401 | no | no |  |  | no |  |  | 0 | 0 | 0 | 0
oh_line_TAP_OH_912630 |  | AN | node_8103401_200885461 | node_1355887_452_15429312_14 | 0.033 | unb_TAPWIRE_OH | 8103401 | no | no |  |  | no |  |  | 0 | 0 | 0 | 0
oh_line_TAP_OH_912631 |  | ABCN | node_8103401_200885462 | node_1355433_395_15429451_707 | 0.033 | unb_TAPWIRE_OH | 8103401 | no | no |  |  | no |  |  | 0 | 0 | 0 | 0
oh_line_TAP_OH_912633 |  | ABCN | node_8103401_200885466 | node_1354882_771_15430315_676 | 0.033 | unb_TAPWIRE_OH | 8103401 | no | no |  |  | no |  |  | 0 | 0 | 0 | 0
oh_line_TAP_OH_912634 |  | ABCN | node_8103401_200885473 | node_1354364_149_15431125_813 | 0.033 | unb_TAPWIRE_OH | 8103401 | no | no |  |  | no |  |  | 0 | 0 | 0 | 0
oh_line_TAP_OH_912635 |  | ABCN | node_8103401_200885476 | node_1358389_213_15423736_19 | 0.033 | unb_TAPWIRE_OH | 8103401 | no | no |  |  | no |  |  | 0 | 0 | 0 | 0
oh_line_TAP_OH_912636 |  | AN | node_8103401_200885481 | node_1358651_927_15424013_731 | 0.033 | unb_TAPWIRE_OH | 8103401 | no | no |  |  | no |  |  | 0 | 0 | 0 | 0
oh_line_TAP_OH_912637 |  | ABCN | node_8103401_200885482 | node_1358187_986_15424265_764 | 0.033 | unb_TAPWIRE_OH | 8103401 | no | no |  |  | no |  |  | 0 | 0 | 0 | 0
oh_line_TAP_OH_912638 |  | ABCN | node_8103401_200885485 | node_1358172_213_15424462_461 | 0.033 | unb_TAPWIRE_OH | 8103401 | no | no |  |  | no |  |  | 0 | 0 | 0 | 0
oh_line_TAP_OH_912639 |  | ABCN | node_8103401_200885486 | node_1358049_834_15424764_14 | 0.033 | unb_TAPWIRE_OH | 8103401 | no | no |  |  | no |  |  | 0 | 0 | 0 | 0
oh_line_TAP_OH_912640 |  | ABCN | node_8103401_200885494 | node_1357134_901_15426634_374 | 0.033 | unb_TAPWIRE_OH | 8103401 | no | no |  |  | no |  |  | 0 | 0 | 0 | 0
oh_line_TAP_OH_912828 |  | AN | node_8103401_200886265 | node_1347837_284_15433164_581 | 0.033 | unb_TAPWIRE_OH | 8103401 | no | no |  |  | no |  |  | 0 | 0 | 0 | 0
oh_line_TAP_OH_912829 |  | AN | node_8103401_200886267 | node_1347648_194_15433796_389 | 0.033 | unb_TAPWIRE_OH | 8103401 | no | no |  |  | no |  |  | 0 | 0 | 0 | 0
oh_line_TAP_OH_912830 |  | AN | node_8103401_200886270 | node_1349711_83_15439404_737 | 0.033 | unb_TAPWIRE_OH | 8103401 | no | no |  |  | no |  |  | 0 | 0 | 0 | 0
oh_line_TAP_OH_912831 |  | AN | node_8103401_200886272 | node_1350790_901_15436398_008 | 0.033 | unb_TAPWIRE_OH | 8103401 | no | no |  |  | no |  |  | 0 | 0 | 0 | 0
oh_line_TAP_OH_912832 |  | AN | node_8103401_200886273 | node_1350987_881_15436095_827 | 0.033 | unb_TAPWIRE_OH | 8103401 | no | no |  |  | no |  |  | 0 | 0 | 0 | 0
oh_line_TAP_OH_912833 |  | AN | node_8103401_200886274 | node_1350319_453_15436674_388 | 0.033 | unb_TAPWIRE_OH | 8103401 | no | no |  |  | no |  |  | 0 | 0 | 0 | 0
oh_line_TAP_OH_912834 |  | AN | node_8103401_200886279 | node_1350209_269_15436979_283 | 0.033 | unb_TAPWIRE_OH | 8103401 | no | no |  |  | no |  |  | 0 | 0 | 0 | 0
oh_line_TAP_OH_912835 |  | AN | node_8103401_200886280 | node_1350325_844_15437266_235 | 0.033 | unb_TAPWIRE_OH | 8103401 | no | no |  |  | no |  |  | 0 | 0 | 0 | 0
oh_line_TAP_OH_912836 |  | AN | node_8103401_200886281 | node_1350335_72_15437091_4 | 0.033 | unb_TAPWIRE_OH | 8103401 | no | no |  |  | no |  |  | 0 | 0 | 0 | 0
oh_line_TAP_OH_912837 |  | AN | node_8103401_200886283 | node_1350665_846_15437116_926 | 0.033 | unb_TAPWIRE_OH | 8103401 | no | no |  |  | no |  |  | 0 | 0 | 0 | 0
oh_line_TAP_OH_912838 |  | AN | node_8103401_200886291 | node_1346360_131_15441389_706 | 0.033 | unb_TAPWIRE_OH | 8103401 | no | no |  |  | no |  |  | 0 | 0 | 0 | 0
oh_line_TAP_OH_912839 |  | AN | node_8103401_200886298 | node_1348311_981_15441288_658 | 0.033 | unb_TAPWIRE_OH | 8103401 | no | no |  |  | no |  |  | 0 | 0 | 0 | 0
oh_line_TAP_OH_912840 |  | AN | node_8103401_200886302 | node_1343509_59_15442011_776 | 0.033 | unb_TAPWIRE_OH | 8103401 | no | no |  |  | no |  |  | 0 | 0 | 0 | 0
oh_line_TAP_OH_912841 |  | AN | node_8103401_200886305 | node_1344479_367_15442352_933 | 0.033 | unb_TAPWIRE_OH | 8103401 | no | no |  |  | no |  |  | 0 | 0 | 0 | 0
oh_line_TAP_OH_912842 |  | AN | node_8103401_200886306 | node_1344276_689_15442595_721 | 0.033 | unb_TAPWIRE_OH | 8103401 | no | no |  |  | no |  |  | 0 | 0 | 0 | 0
oh_line_TAP_OH_912843 |  | AN | node_8103401_200886308 | node_1343661_659_15442824_894 | 0.033 | unb_TAPWIRE_OH | 8103401 | no | no |  |  | no |  |  | 0 | 0 | 0 | 0
oh_line_TAP_OH_912844 |  | AN | node_8103401_200886312 | node_1343327_61_15443628_286 | 0.033 | unb_TAPWIRE_OH | 8103401 | no | no |  |  | no |  |  | 0 | 0 | 0 | 0
oh_line_TAP_OH_912845 |  | AN | node_8103401_200886313 | node_1343397_931_15443822_38 | 0.033 | unb_TAPWIRE_OH | 8103401 | no | no |  |  | no |  |  | 0 | 0 | 0 | 0
oh_line_TAP_OH_912846 |  | AN | node_8103401_200886314 | node_1343444_04_15442702_564 | 0.033 | unb_TAPWIRE_OH | 8103401 | no | no |  |  | no |  |  | 0 | 0 | 0 | 0
oh_line_TAP_OH_912847 |  | AN | node_8103401_200886315 | node_1343509_792_15442443_49 | 0.033 | unb_TAPWIRE_OH | 8103401 | no | no |  |  | no |  |  | 0 | 0 | 0 | 0
oh_line_TAP_OH_912848 |  | AN | node_8103401_200886318 | node_1348517_481_15435077_171 | 0.033 | unb_TAPWIRE_OH | 8103401 | no | no |  |  | no |  |  | 0 | 0 | 0 | 0
oh_line_TAP_OH_912849 |  | ABCN | node_8103401_200886337 | node_1351403_479_15434269_287 | 0.033 | unb_TAPWIRE_OH | 8103401 | no | no |  |  | no |  |  | 0 | 0 | 0 | 0
oh_line_TAP_OH_912850 |  | ABCN | node_8103401_200886342 | node_1351092_989_15434846_14 | 0.033 | unb_TAPWIRE_OH | 8103401 | no | no |  |  | no |  |  | 0 | 0 | 0 | 0
oh_line_TAP_OH_912851 |  | ABCN | node_8103401_200886345 | node_1350943_873_15435072_988 | 0.033 | unb_TAPWIRE_OH | 8103401 | no | no |  |  | no |  |  | 0 | 0 | 0 | 0
oh_line_TAP_OH_912852 |  | AN | node_8103401_200886353 | node_1350388_641_15435164_608 | 0.033 | unb_TAPWIRE_OH | 8103401 | no | no |  |  | no |  |  | 0 | 0 | 0 | 0
oh_line_TAP_OH_912853 |  | AN | node_8103401_200886365 | node_1347535_212_15437503_956 | 0.033 | unb_TAPWIRE_OH | 8103401 | no | no |  |  | no |  |  | 0 | 0 | 0 | 0
oh_line_TAP_OH_912854 |  | AN | node_8103401_200886369 | node_1346948_058_15438462_54 | 0.033 | unb_TAPWIRE_OH | 8103401 | no | no |  |  | no |  |  | 0 | 0 | 0 | 0
oh_line_TAP_OH_912855 |  | AN | node_8103401_200886377 | node_1345654_157_15441131_042 | 0.033 | unb_TAPWIRE_OH | 8103401 | no | no |  |  | no |  |  | 0 | 0 | 0 | 0
oh_line_TAP_OH_912856 |  | AN | node_8103401_200886380 | node_1345244_119_15441390_67 | 0.033 | unb_TAPWIRE_OH | 8103401 | no | no |  |  | no |  |  | 0 | 0 | 0 | 0
oh_line_TAP_OH_912857 |  | AN | node_8103401_200886384 | node_1345001_393_15441901_892 | 0.033 | unb_TAPWIRE_OH | 8103401 | no | no |  |  | no |  |  | 0 | 0 | 0 | 0
oh_line_TAP_OH_912858 |  | AN | node_8103401_200886389 | node_1344548_427_15443306_508 | 0.033 | unb_TAPWIRE_OH | 8103401 | no | no |  |  | no |  |  | 0 | 0 | 0 | 0
oh_line_TAP_OH_912859 |  | AN | node_8103401_200886390 | node_1344370_03_15443648_515 | 0.033 | unb_TAPWIRE_OH | 8103401 | no | no |  |  | no |  |  | 0 | 0 | 0 | 0
oh_line_TAP_OH_912860 |  | AN | node_8103401_200886393 | node_1344485_178_15444950_678 | 0.033 | unb_TAPWIRE_OH | 8103401 | no | no |  |  | no |  |  | 0 | 0 | 0 | 0
oh_line_TAP_OH_912861 |  | ABCN | node_8103401_200886394 | node_1352876_192_15433005_916 | 0.033 | unb_TAPWIRE_OH | 8103401 | no | no |  |  | no |  |  | 0 | 0 | 0 | 0
oh_line_TAP_OH_912862 |  | ABCN | node_8103401_200886396 | node_1352503_3_15433500_219 | 0.033 | unb_TAPWIRE_OH | 8103401 | no | no |  |  | no |  |  | 0 | 0 | 0 | 0
oh_line_TAP_OH_912863 |  | ABCN | node_8103401_200886399 | node_1352392_184_15433837_026 | 0.033 | unb_TAPWIRE_OH | 8103401 | no | no |  |  | no |  |  | 0 | 0 | 0 | 0
oh_line_TAP_OH_920507 |  | ABCN | node_8103401_200948367 | node_1343999_143_15418151_705 | 0.033 | unb_TAPWIRE_OH | 8103401 | no | no |  |  | no |  |  | 0 | 0 | 0 | 0
oh_line_TAP_OH_920848 |  | ABCN | node_8103401_200950765 | node_1349443_206_15417541_382 | 0.033 | unb_TAPWIRE_OH | 8103401 | no | no |  |  | no |  |  | 0 | 0 | 0 | 0
oh_line_TAP_OH_920849 |  | ABCN | node_8103401_200950770 | node_1350714_911_15417735_132 | 0.033 | unb_TAPWIRE_OH | 8103401 | no | no |  |  | no |  |  | 0 | 0 | 0 | 0
oh_line_TAP_OH_920861 |  | ABCN | node_8103401_200950902 | node_1347747_658_15417622_116 | 0.033 | unb_TAPWIRE_OH | 8103401 | no | no |  |  | no |  |  | 0 | 0 | 0 | 0
oh_line_TAP_OH_920866 |  | ABCN | node_8103401_200950975 | node_1344369_468_15418017_035 | 0.033 | unb_TAPWIRE_OH | 8103401 | no | no |  |  | no |  |  | 0 | 0 | 0 | 0
oh_line_TAP_OH_920867 |  | ABCN | node_8103401_200950978 | node_1345173_821_15417605_035 | 0.033 | unb_TAPWIRE_OH | 8103401 | no | no |  |  | no |  |  | 0 | 0 | 0 | 0
oh_line_TAP_OH_920868 |  | ABCN | node_8103401_200950980 | node_1345733_377_15417617_807 | 0.033 | unb_TAPWIRE_OH | 8103401 | no | no |  |  | no |  |  | 0 | 0 | 0 | 0
oh_line_TAP_OH_922384 |  | AN | node_8103401_200961540 | node_1341715_032_15402809_272 | 0.033 | unb_TAPWIRE_OH | 8103401 | no | no |  |  | no |  |  | 0 | 0 | 0 | 0
oh_line_TAP_OH_924902 |  | AN | node_8103401_200974838 | node_1344922_189_15411188_073 | 0.033 | unb_TAPWIRE_OH | 8103401 | no | no |  |  | no |  |  | 0 | 0 | 0 | 0
oh_line_TAP_OH_926467 |  | AN | node_8103401_200982792 | node_1349203_167_15427380_654 | 0.033 | unb_TAPWIRE_OH | 8103401 | no | no |  |  | no |  |  | 0 | 0 | 0 | 0
oh_line_TAP_OH_927498 |  | AN | node_8103401_200996128 | node_1334605_345_15412773_182 | 0.033 | unb_TAPWIRE_OH | 8103401 | no | no |  |  | no |  |  | 0 | 0 | 0 | 0
oh_line_TAP_OH_928304 |  | AN | node_8103401_201008759 | node_1352154_734_15418384_417 | 0.033 | unb_TAPWIRE_OH | 8103401 | no | no |  |  | no |  |  | 0 | 0 | 0 | 0
oh_line_TAP_OH_928362 |  | AN | node_8103401_201009032 | node_1351779_475_15404920_019 | 0.033 | unb_TAPWIRE_OH | 8103401 | no | no |  |  | no |  |  | 0 | 0 | 0 | 0
oh_line_TAP_OH_928505 |  | ABCN | node_8103401_201009806 | node_1340684_029_15419466_114 | 0.033 | unb_TAPWIRE_OH | 8103401 | no | no |  |  | no |  |  | 0 | 0 | 0 | 0
oh_line_TAP_OH_928506 |  | ABCN | node_8103401_201009813 | node_1338240_723_15419822_443 | 0.033 | unb_TAPWIRE_OH | 8103401 | no | no |  |  | no |  |  | 0 | 0 | 0 | 0
oh_line_TAP_OH_928508 |  | ABCN | node_8103401_201009821 | node_1337564_139_15419837_449 | 0.033 | unb_TAPWIRE_OH | 8103401 | no | no |  |  | no |  |  | 0 | 0 | 0 | 0
oh_line_TAP_OH_928518 |  | ABCN | node_8103401_201009860 | node_1335999_84_15419355_736 | 0.033 | unb_TAPWIRE_OH | 8103401 | no | no |  |  | no |  |  | 0 | 0 | 0 | 0
oh_line_TAP_OH_928583 |  | AN | node_8103401_201010121 | node_1354552_131_15416256_391 | 0.033 | unb_TAPWIRE_OH | 8103401 | no | no |  |  | no |  |  | 0 | 0 | 0 | 0
oh_line_TAP_OH_928645 |  | AN | node_8103401_201010395 | node_1349269_538_15424509_491 | 0.033 | unb_TAPWIRE_OH | 8103401 | no | no |  |  | no |  |  | 0 | 0 | 0 | 0
oh_line_TAP_OH_929199 |  | AN | node_8103401_201012895 | node_1332175_993_15415931_72 | 0.033 | unb_TAPWIRE_OH | 8103401 | no | no |  |  | no |  |  | 0 | 0 | 0 | 0
oh_line_TAP_OH_929439 |  | AN | node_8103401_201014059 | node_1336832_694_15419298_326 | 0.033 | unb_TAPWIRE_OH | 8103401 | no | no |  |  | no |  |  | 0 | 0 | 0 | 0
oh_line_TAP_OH_929775 |  | AN | node_8103401_201015548 | node_1351926_098_15409723_778 | 0.033 | unb_TAPWIRE_OH | 8103401 | no | no |  |  | no |  |  | 0 | 0 | 0 | 0
oh_line_TAP_OH_930323 |  | AN | node_8103401_201017946 | node_1330115_662_15422911_559 | 0.033 | unb_TAPWIRE_OH | 8103401 | no | no |  |  | no |  |  | 0 | 0 | 0 | 0
oh_line_TAP_OH_930391 |  | AN | node_8103401_201018224 | node_1340457_403_15408953_439 | 0.033 | unb_TAPWIRE_OH | 8103401 | no | no |  |  | no |  |  | 0 | 0 | 0 | 0
oh_line_TAP_OH_934168 |  | AN | node_8103401_201041218 | node_1349280_787_15423680_981 | 0.033 | unb_TAPWIRE_OH | 8103401 | no | no |  |  | no |  |  | 0 | 0 | 0 | 0
oh_line_TAP_OH_934492 |  | AN | node_8103401_201043434 | node_1340797_318_15408049_366 | 0.033 | unb_TAPWIRE_OH | 8103401 | no | no |  |  | no |  |  | 0 | 0 | 0 | 0
oh_line_TAP_OH_934682 |  | AN | node_8103401_201044503 | node_1354370_982_15415042_405 | 0.033 | unb_TAPWIRE_OH | 8103401 | no | no |  |  | no |  |  | 0 | 0 | 0 | 0
oh_line_TAP_OH_934956 |  | AN | node_8103401_201046102 | node_1336703_63_15412223_569 | 0.033 | unb_TAPWIRE_OH | 8103401 | no | no |  |  | no |  |  | 0 | 0 | 0 | 0
oh_line_TAP_OH_935080 |  | AN | node_8103401_201047119 | node_1342646_869_15424216_85 | 0.033 | unb_TAPWIRE_OH | 8103401 | no | no |  |  | no |  |  | 0 | 0 | 0 | 0
oh_line_TAP_OH_935165 |  | AN | node_8103401_201047545 | node_1353519_426_15419584_666 | 0.033 | unb_TAPWIRE_OH | 8103401 | no | no |  |  | no |  |  | 0 | 0 | 0 | 0
oh_line_TAP_OH_935176 |  | AN | node_8103401_201047574 | node_1349784_99_15424644_735 | 0.033 | unb_TAPWIRE_OH | 8103401 | no | no |  |  | no |  |  | 0 | 0 | 0 | 0
oh_line_TAP_OH_935192 |  | AN | node_8103401_201047639 | node_1351169_074_15411347_053 | 0.033 | unb_TAPWIRE_OH | 8103401 | no | no |  |  | no |  |  | 0 | 0 | 0 | 0
oh_line_TAP_OH_935194 |  | AN | node_8103401_200884634 | node_1344187_871_15407232_949 | 0.033 | unb_TAPWIRE_OH | 8103401 | no | no |  |  | no |  |  | 0 | 0 | 0 | 0
oh_line_TAP_OH_935204 |  | AN | node_8103401_201047739 | node_1341134_273_15431977_806 | 0.033 | unb_TAPWIRE_OH | 8103401 | no | no |  |  | no |  |  | 0 | 0 | 0 | 0
oh_line_TAP_OH_936105 |  | AN | node_8103401_201055362 | node_1355287_005_15422031_479 | 0.033 | unb_TAPWIRE_OH | 8103401 | no | no |  |  | no |  |  | 0 | 0 | 0 | 0
oh_line_TAP_OH_937624 |  | AN | node_8103401_201065734 | node_1328171_348_15424645_228 | 0.033 | unb_TAPWIRE_OH | 8103401 | no | no |  |  | no |  |  | 0 | 0 | 0 | 0
oh_line_TAP_OH_1228743 |  | AN | node_8103401_200884617 | node_1341376_964_15417012_069 | 0.033 | unb_TAPWIRE_OH | 8103401 | no | no |  |  | no |  |  | 0 | 0 | 0 | 0
oh_line_TAP_OH_1355600 |  | AN | node_8103401_310009353 | node_1346918_473_15405581_587 | 0.033 | unb_TAPWIRE_OH | 8103401 | no | no |  |  | no |  |  | 0 | 0 | 0 | 0
oh_line_TAP_OH_1392821 |  | AN | node_8103401_310011550 | node_1337045_128_15425606_851 | 0.033 | unb_TAPWIRE_OH | 8103401 | no | no |  |  | no |  |  | 0 | 0 | 0 | 0
oh_line_TAP_OH_1507264 |  | AN | node_8103401_200884209 | node_1339161_156_15411507_26 | 0.033 | unb_TAPWIRE_OH | 8103401 | no | no |  |  | no |  |  | 0 | 0 | 0 | 0
oh_line_TAP_OH_1653636 |  | AN | node_8103401_200885118 | node_1359084_355_15412744_442 | 0.033 | unb_TAPWIRE_OH | 8103401 | no | no |  |  | no |  |  | 0 | 0 | 0 | 0
oh_line_TAP_OH_1664052 |  | AN | node_8103401_200884307 | node_1349216_101_15428507_008 | 0.033 | unb_TAPWIRE_OH | 8103401 | no | no |  |  | no |  |  | 0 | 0 | 0 | 0
oh_line_TAP_OH_1995722 |  | AN | node_8103401_200884610 | node_1340815_702_15416239_804 | 0.033 | unb_TAPWIRE_OH | 8103401 | no | no |  |  | no |  |  | 0 | 0 | 0 | 0
oh_line_TAP_OH_2142129 |  | ABCN | node_8103401_201009820 | node_1335893_276_15419323_96 | 0.033 | unb_TAPWIRE_OH | 8103401 | no | no |  |  | no |  |  | 0 | 0 | 0 | 0
oh_line_TAP_OH_2142130 |  | ABCN | node_8103401_201009820 | node_1335883_598_15419300_651 | 0.033 | unb_TAPWIRE_OH | 8103401 | no | no |  |  | no |  |  | 0 | 0 | 0 | 0
oh_line_TAP_OH_2142131 |  | ABCN | node_8103401_201009820 | node_1335907_073_15419343_143 | 0.033 | unb_TAPWIRE_OH | 8103401 | no | no |  |  | no |  |  | 0 | 0 | 0 | 0
oh_line_TAP_OH_2142209 |  | ABCN | node_8103401_201014073 | node_1336945_114_15419253_486 | 0.033 | unb_TAPWIRE_OH | 8103401 | no | no |  |  | no |  |  | 0 | 0 | 0 | 0
oh_line_TAP_OH_2142210 |  | ABCN | node_8103401_201014073 | node_1336921_738_15419233_855 | 0.033 | unb_TAPWIRE_OH | 8103401 | no | no |  |  | no |  |  | 0 | 0 | 0 | 0
oh_line_TAP_OH_2771800 |  | AN | node_8103401_200884598 | node_1331249_454_15418363_327 | 0.033 | unb_TAPWIRE_OH | 8103401 | no | no |  |  | no |  |  | 0 | 0 | 0 | 0
oh_line_TAP_OH_2869561 |  | AN | node_8103401_200884537 | node_1337760_872_15427918_534 | 0.033 | unb_TAPWIRE_OH | 8103401 | no | no |  |  | no |  |  | 0 | 0 | 0 | 0
oh_line_TAP_OH_2998878 |  | AN | node_8103401_311892159 | node_1358390_973_15418193_39 | 0.033 | unb_TAPWIRE_OH | 8103401 | no | no |  |  | no |  |  | 0 | 0 | 0 | 0
oh_line_TAP_OH_3089774 |  | AN | node_8103401_311902267 | node_1349210_997_15427850_331 | 0.033 | unb_TAPWIRE_OH | 8103401 | no | no |  |  | no |  |  | 0 | 0 | 0 | 0
oh_line_TAP_OH_3145056 |  | ABCN | node_8103401_200885470 | node_1358373_71_15423525_728 | 0.033 | unb_TAPWIRE_OH | 8103401 | no | no |  |  | no |  |  | 0 | 0 | 0 | 0
oh_line_TAP_OH_3293252 |  | AN | node_8103401_200885312 | node_1359067_581_15413244_365 | 0.033 | unb_TAPWIRE_OH | 8103401 | no | no |  |  | no |  |  | 0 | 0 | 0 | 0
oh_line_TAP_OH_3544964 |  | AN | node_8103401_200884609 | node_1340779_67_15415883_815 | 0.033 | unb_TAPWIRE_OH | 8103401 | no | no |  |  | no |  |  | 0 | 0 | 0 | 0
oh_line_TAP_OH_3607772 |  | AN | node_8103401_200840201 | node_1347893_124_15405009_39 | 0.033 | unb_TAPWIRE_OH | 8103401 | no | no |  |  | no |  |  | 0 | 0 | 0 | 0
oh_line_TAP_OH_3664201 |  | ABCN | node_8103401_200885559 | node_1358917_529_15420563_29 | 0.033 | unb_TAPWIRE_OH | 8103401 | no | no |  |  | no |  |  | 0 | 0 | 0 | 0
oh_line_TAP_OH_3714223 |  | AN | node_8103401_201065733 | node_1327902_019_15423209_922 | 0.033 | unb_TAPWIRE_OH | 8103401 | no | no |  |  | no |  |  | 0 | 0 | 0 | 0
oh_line_TAP_OH_3997501 |  | AN | node_8103401_200885115 | node_1359022_635_15408903_288 | 0.033 | unb_TAPWIRE_OH | 8103401 | no | no |  |  | no |  |  | 0 | 0 | 0 | 0
oh_line_TAP_OH_4108715 |  | AN | node_8103401_200884483 | node_1330301_034_15423035_177 | 0.033 | unb_TAPWIRE_OH | 8103401 | no | no |  |  | no |  |  | 0 | 0 | 0 | 0
oh_line_TAP_OH_4627958 |  | AN | node_8103401_200885316 | node_1359108_72_15414159_947 | 0.033 | unb_TAPWIRE_OH | 8103401 | no | no |  |  | no |  |  | 0 | 0 | 0 | 0
oh_line_TAP_OH_4739575 |  | AN | node_8103401_312084673 | node_1355410_903_15429752_679 | 0.033 | unb_TAPWIRE_OH | 8103401 | no | no |  |  | no |  |  | 0 | 0 | 0 | 0
oh_line_TAP_OH_4765169 |  | AN | node_8103401_312086518 | node_1353723_842_15408944_307 | 0.033 | unb_TAPWIRE_OH | 8103401 | no | no |  |  | no |  |  | 0 | 0 | 0 | 0
oh_line_TAP_OH_4791964 |  | AN | node_8103401_200886385 | node_1344939_096_15442102_153 | 0.033 | unb_TAPWIRE_OH | 8103401 | no | no |  |  | no |  |  | 0 | 0 | 0 | 0
oh_line_TAP_OH_5220793 |  | AN | node_8103401_312117174 | node_1354746_999_15419059_233 | 0.033 | unb_TAPWIRE_OH | 8103401 | no | no |  |  | no |  |  | 0 | 0 | 0 | 0
oh_line_TAP_OH_5241194 |  | AN | node_8103401_200839810 | node_1338324_741_15406561_213 | 0.033 | unb_TAPWIRE_OH | 8103401 | no | no |  |  | no |  |  | 0 | 0 | 0 | 0
oh_line_TAP_OH_5337599 |  | AN | node_8103401_200884591 | node_1331708_883_15416011_365 | 0.033 | unb_TAPWIRE_OH | 8103401 | no | no |  |  | no |  |  | 0 | 0 | 0 | 0
oh_line_TAP_OH_5524032 |  | AN | node_8103401_311997700 | node_1337022_866_15406441_288 | 0.033 | unb_TAPWIRE_OH | 8103401 | no | no |  |  | no |  |  | 0 | 0 | 0 | 0
oh_line_TAP_OH_5542435 |  | ABCN | node_8103401_312139126 | node_1337655_361_15419848_414 | 0.033 | unb_TAPWIRE_OH | 8103401 | no | no |  |  | no |  |  | 0 | 0 | 0 | 0

## overhead_line_conductor
data_type | static
owner_type | feeder
owner | 8103401
object | overhead_line_conductor
name | groupid | geometric_mean_radius | resistance | diameter | rating_summer_continuous | rating_summer_emergency | rating_winter_continuous | rating_winter_emergency | dcircuit | selected | comments
oh_cond_1/0_AAAC |  | 0.012 | 0.876 | 0.398 | 235 | 235 | 310 | 310 |  | no
oh_cond_1/0_ACSR |  | 0.012 | 0.888 | 0.398 | 265 | 265 | 330 | 330 |  | no
oh_cond_2/0_CU |  | 0.013 | 0.44 | 0.414 | 295 | 295 | 425 | 425 |  | no
oh_cond_2_ACSR |  | 0.01 | 1.41 | 0.325 | 195 | 195 | 245 | 245 |  | no
oh_cond_3_#7_CWD_30% |  | 0.005 | 3.07 | 0.311 | 125 | 125 | 195 | 195 |  | no
oh_cond_4/0_AAAC |  | 0.017 | 0.439 | 0.563 | 365 | 365 | 480 | 480 |  | no
oh_cond_4/0_ACSR |  | 0.017 | 0.445 | 0.563 | 410 | 410 | 515 | 515 |  | no
oh_cond_4A_CWD |  | 0.006 | 1.395 | 0.29 | 150 | 150 | 220 | 220 |  | no
oh_cond_4_ACSR |  | 0.008 | 2.24 | 0.25 | 145 | 145 | 185 | 185 |  | no
oh_cond_6D_CWD |  | 0.004 | 2.22 | 0.276 | 120 | 120 | 170 | 170 |  | no
oh_cond_6_CU |  | 0.006 | 2.18 | 0.184 | 110 | 110 | 150 | 150 |  | no
oh_cond_8D_CWD |  | 0.004 | 3.51 | 0.219 | 85 | 85 | 135 | 135 |  | no
oh_cond_336_5_ACSR |  | 0.024 | 0.278 | 0.684 | 555 | 555 | 705 | 705 |  | no
oh_cond_WP-4/0-CU |  | 0.015 | 0.273 | 0.81 | 340 | 340 | 390 | 390 |  | no

## recloser
data_type | static
owner_type | feeder
owner | 8103401
object | recloser
name | groupid | phases | fr | to | phase_A_state | phase_B_state | phase_C_state | operating_mode | retry_time | max_number_of_tries | status | dcircuit | selected | monitored | monitored_fields | class_monitored_fields | played | played_fields | comments
recloser_312108612 |  | ABCN | node_intto1_8103401_312108610 | node_8103401_312108610 | CLOSED | CLOSED | CLOSED | INDIVIDUAL |  |  |  | 8103401 | no | no |  |  | no

## regulator
data_type | static
owner_type | feeder
owner | 8103401
object | regulator
name | groupid | phases | fr | to | configuration | sense_node | dcircuit | selected | monitored | monitored_fields | class_monitored_fields | played | played_fields | comments
regulator_220370711 |  | AD | node_intto1_8103401_200884202 | node_8103401_200884202 | config_regulator_220370711 |  | 8103401 | no | no |  |  | no
regulator_312108589 |  | ABCN | node_intto1_8103401_312108585 | node_8103401_312108585 | config_regulator_312108589 |  | 8103401 | no | no |  |  | no

## regulator_configuration
data_type | static
owner_type | feeder
owner | 8103401
object | regulator_configuration
name | groupid | connect_type | band_center | band_width | time_delay | dwell_time | raise_taps | lower_taps | current_transducer_ratio | power_transducer_ratio | compensator_r_setting_A | compensator_x_setting_A | compensator_r_setting_B | compensator_x_setting_B | compensator_r_setting_C | compensator_x_setting_C | CT_phase | PT_phase | regulation | control_level | Control | Type | tap_pos_A | tap_pos_B | tap_pos_C | dcircuit | selected | comments
config_regulator_220370711 |  | WYE_WYE | 123 | 3 |  |  | 16 | 16 | 100 | 40 | 0 | 0 | 0 | 0 | 0 | 0 | A | A | 0.1 | INDIVIDUAL | OUTPUT_VOLTAGE | A | 0 | 0 | 0 |  | no
config_regulator_312108589 |  | WYE_WYE | 123 | 0.1 |  |  | 1 | 1 | 1 | 1 | 0 | 0 | 0 | 0 | 0 | 0 | A | A | 0.01 | INDIVIDUAL | OUTPUT_VOLTAGE | A | 0 | 0 | 0 |  | no

## switch
data_type | static
owner_type | feeder
owner | 8103401
object | switch
name | groupid | phases | fr | to | phase_A_state | phase_B_state | phase_C_state | operating_mode | status | dcircuit | selected | monitored | monitored_fields | class_monitored_fields | played | played_fields | comments
switch_434X1-220417120 |  | ABCN | node_intto1_8103401_200981820 | node_8103401_200981820 | CLOSED | CLOSED | CLOSED | INDIVIDUAL |  | 8103401 | no | no |  |  | no
switch_434X2-220557330 |  | ABCN | node_intto1_8103401_200884077 | node_8103401_200884077 | CLOSED | CLOSED | CLOSED | INDIVIDUAL |  | 8103401 | no | no |  |  | no
switch_434X2-312115023 |  | ABCN | node_intto1_434X2-312115023 | node_434X2-312115023 | CLOSED | CLOSED | CLOSED | INDIVIDUAL |  | 8103401 | no | no |  |  | no
switch_220417121 |  | AD | node_intto1_8103401_200886274 | node_8103401_200886274 | CLOSED | CLOSED | CLOSED | INDIVIDUAL |  | 8103401 | no | no |  |  | no
switch_220417135 |  | AD | node_intto1_220417135 | node_220417135 | CLOSED | CLOSED | CLOSED | INDIVIDUAL |  | 8103401 | no | no |  |  | no
switch_220417137 |  | AD | node_intto1_8103401_200886269 | node_8103401_200886269 | CLOSED | CLOSED | CLOSED | INDIVIDUAL |  | 8103401 | no | no |  |  | no
switch_220417141 |  | ABCD | node_intto1_8103401_200885459 | node_8103401_200885459 | CLOSED | CLOSED | CLOSED | INDIVIDUAL |  | 8103401 | no | no |  |  | no
switch_220417211 |  | AD | node_intto1_220417211 | node_220417211 | CLOSED | CLOSED | CLOSED | INDIVIDUAL |  | 8103401 | no | no |  |  | no
switch_220417219 |  | AD | node_intto1_8103401_200884272 | node_8103401_200884272 | CLOSED | CLOSED | CLOSED | INDIVIDUAL |  | 8103401 | no | no |  |  | no
switch_220417223 |  | AD | node_intto1_8103401_200884447 | node_8103401_200884447 | CLOSED | CLOSED | CLOSED | INDIVIDUAL |  | 8103401 | no | no |  |  | no
switch_220549625 |  | ABCN | node_intto1_220549625 | node_220549625 | CLOSED | CLOSED | CLOSED | INDIVIDUAL |  | 8103401 | no | no |  |  | no
switch_220595049 |  | ABCN | node_intto1_8103401_201014070 | node_8103401_201014070 | CLOSED | CLOSED | CLOSED | INDIVIDUAL |  | 8103401 | no | no |  |  | no
switch_312000888 |  | ABCN | node_intto1_8103401_200884838 | node_8103401_200884838 | CLOSED | CLOSED | CLOSED | INDIVIDUAL |  | 8103401 | no | no |  |  | no
switch_312115022 |  | ABCN | node_intto1_312115022 | node_312115022 | CLOSED | CLOSED | CLOSED | INDIVIDUAL |  | 8103401 | no | no |  |  | no

## transformer
data_type | static
owner_type | feeder
owner | 8103401
object | transformer
name | groupid | phases | fr | to | configuration | climate | aging_constant | use_thermal_model | aging_granularity | dcircuit | selected | monitored | monitored_fields | class_monitored_fields | played | played_fields | comments
transformer_220465131 |  | AD | node_intto1_220465131 | node_220465131 | config_transformer_220465131 |  | 0 |  | 0 | 8103401 | no | no |  |  | no
transformer_220465253 |  | ABCN | node_220465253 | node_intto1_220465253 | config_transformer_220465253 |  | 0 |  | 0 | 8103401 | no | no |  |  | no
transformer_220465298 |  | AN | node_220465298 | node_intto1_220465298 | config_transformer_220465298 |  | 0 |  | 0 | 8103401 | no | no |  |  | no
transformer_220465299 |  | AN | node_220465299 | node_intto1_220465299 | config_transformer_220465299 |  | 0 |  | 0 | 8103401 | no | no |  |  | no
transformer_220465385 |  | AN | node_220465385 | node_intto1_220465385 | config_transformer_220465385 |  | 0 |  | 0 | 8103401 | no | no |  |  | no
transformer_220465486 |  | AN | node_220465486 | node_intto1_220465486 | config_transformer_220465486 |  | 0 |  | 0 | 8103401 | no | no |  |  | no
transformer_220470234 |  | AN | node_220470234 | node_intto1_220470234 | config_transformer_220470234 |  | 0 |  | 0 | 8103401 | no | no |  |  | no
transformer_220470300 |  | AN | node_220470300 | node_intto1_220470300 | config_transformer_220470300 |  | 0 |  | 0 | 8103401 | no | no |  |  | no
transformer_220474231 |  | AN | node_220474231 | node_intto1_220474231 | config_transformer_220474231 |  | 0 |  | 0 | 8103401 | no | no |  |  | no
transformer_220523215 |  | AN | node_intto1_220523215 | node_220523215 | config_transformer_220523215 |  | 0 |  | 0 | 8103401 | no | no |  |  | no
transformer_220523556 |  | AN | node_220523556 | node_intto1_220523556 | config_transformer_220523556 |  | 0 |  | 0 | 8103401 | no | no |  |  | no
transformer_220523557 |  | AN | node_220523557 | node_intto1_220523557 | config_transformer_220523557 |  | 0 |  | 0 | 8103401 | no | no |  |  | no
transformer_220574963 |  | AD | node_220574963 | node_intto1_220574963 | config_transformer_220574963 |  | 0 |  | 0 | 8103401 | no | no |  |  | no

## transformer_configuration
data_type | static
owner_type | feeder
owner | 8103401
object | transformer_configuration
name | groupid | connect_type | install_type | coolant_type | cooling_type | primary_voltage | secondary_voltage | power_rating | powerA_rating | powerB_rating | powerC_rating | impedance | shunt_impedance | core_coil_weight | tank_fittings_weight | oil_volume | rated_winding_time_constant | rated_winding_hot_spot_rise | rated_top_oil_rise | no_load_loss | full_load_loss | reactance_resistance_ratio | installed_insulation_life | dcircuit | selected | comments
config_transformer_220465131 |  | DELTA_GWYE |  |  |  | 4800 | 12470 | 100 | 0 | 0 | 0 | 0.004+0.04j | 0 | 0 | 0 | 0 | 0 | 0 | 0 | 0 | 0 | 10 | 0 |  | no
config_transformer_220465253 |  | DELTA_GWYE |  |  |  | 4800 | 34500 | 750 | 0 | 0 | 0 | 0.004+0.043j | 0 | 0 | 0 | 0 | 0 | 0 | 0 | 0 | 0 | 10 | 0 |  | no
config_transformer_220465298 |  | DELTA_GWYE |  |  |  | 4800 | 34500 | 100 | 0 | 0 | 0 | 0.004+0.04j | 0 | 0 | 0 | 0 | 0 | 0 | 0 | 0 | 0 | 10 | 0 |  | no
config_transformer_220465299 |  | DELTA_GWYE |  |  |  | 4800 | 34500 | 100 | 0 | 0 | 0 | 0.004+0.04j | 0 | 0 | 0 | 0 | 0 | 0 | 0 | 0 | 0 | 10 | 0 |  | no
config_transformer_220465385 |  | DELTA_GWYE |  |  |  | 4800 | 34500 | 167 | 0 | 0 | 0 | 0.004+0.04j | 0 | 0 | 0 | 0 | 0 | 0 | 0 | 0 | 0 | 10 | 0 |  | no
config_transformer_220465486 |  | DELTA_GWYE |  |  |  | 4800 | 34500 | 100 | 0 | 0 | 0 | 0.004+0.04j | 0 | 0 | 0 | 0 | 0 | 0 | 0 | 0 | 0 | 10 | 0 |  | no
config_transformer_220470234 |  | DELTA_GWYE |  |  |  | 4800 | 34500 | 250 | 0 | 0 | 0 | 0.004+0.043j | 0 | 0 | 0 | 0 | 0 | 0 | 0 | 0 | 0 | 10 | 0 |  | no
config_transformer_220470300 |  | DELTA_GWYE |  |  |  | 4800 | 34500 | 100 | 0 | 0 | 0 | 0.004+0.04j | 0 | 0 | 0 | 0 | 0 | 0 | 0 | 0 | 0 | 10 | 0 |  | no
config_transformer_220474231 |  | DELTA_GWYE |  |  |  | 4800 | 34500 | 500 | 0 | 0 | 0 | 0.005+0.047j | 0 | 0 | 0 | 0 | 0 | 0 | 0 | 0 | 0 | 10 | 0 |  | no
config_transformer_220523215 |  | WYE_WYE |  |  |  | 1000000 | 600 | 999999 | 0 | 0 | 0 | 0.007+0.007j | 0 | 0 | 0 | 0 | 0 | 0 | 0 | 0 | 0 | 1 | 0 |  | no
config_transformer_220523556 |  | DELTA_GWYE |  |  |  | 4800 | 34500 | 100 | 0 | 0 | 0 | 0.004+0.04j | 0 | 0 | 0 | 0 | 0 | 0 | 0 | 0 | 0 | 10 | 0 |  | no
config_transformer_220523557 |  | DELTA_GWYE |  |  |  | 4800 | 34500 | 250 | 0 | 0 | 0 | 0.004+0.043j | 0 | 0 | 0 | 0 | 0 | 0 | 0 | 0 | 0 | 10 | 0 |  | no
config_transformer_220574963 |  | DELTA_GWYE |  |  |  | 4800 | 34500 | 250 | 0 | 0 | 0 | 0.004+0.043j | 0 | 0 | 0 | 0 | 0 | 0 | 0 | 0 | 0 | 10 | 0 |  | no

## underground_line
data_type | static
owner_type | feeder
owner | 8103401
object | underground_line
name | groupid | phases | fr | to | length | configuration | dcircuit | selected | monitored | monitored_fields | class_monitored_fields | played | played_fields | comments
und_line_8103401_200840148-1 |  | AN | node_8103401_200840147 | node_intto1_220388699 | 4.852 | und_1P_2ALURD | 8103401 | no | no |  |  | no
und_line_8103401_200840148-2 |  | AN | node_220388699 | node_intto1_220388701 | 155.464 | und_1P_2ALURD | 8103401 | no | no |  |  | no
und_line_8103401_200840148-3 |  | AN | node_220388701 | node_8103401_200840148 | 4.852 | und_1P_2ALURD | 8103401 | no | no |  |  | no
und_line_8103401_200885432 |  | AN | node_8103401_200885431 | node_intto1_8103401_200885432 | 240.129 | und_1P_2ALURD | 8103401 | no | no |  |  | no
und_line_8103401_200886262 |  | AN | node_8103401_200907863 | node_8103401_200886262 | 43.955 | und_1P_4CUURD_4CU(N) | 8103401 | no | no |  |  | no
und_line_8103401_200886263 |  | AN | node_8103401_200907863 | node_8103401_200886263 | 330.514 | und_1P_4CUURD_4CU(N) | 8103401 | no | no |  |  | no
und_line_8103401_200886299 |  | AN | node_8103401_200886311 | node_8103401_200886299 | 423.19 | und_1P_2ALURD | 8103401 | no | no |  |  | no
und_line_8103401_200886327 |  | AN | node_8103401_200886376 | node_intto1_8103401_200886327 | 640.685 | und_1P_2ALURD | 8103401 | no | no |  |  | no
und_line_8103401_200886328 |  | AN | node_8103401_200886376 | node_intto1_8103401_200886328 | 829.939 | und_1P_2ALURD | 8103401 | no | no |  |  | no
und_line_8103401_200907864 |  | AN | node_8103401_200886262 | node_8103401_200907864 | 55.17 | und_1P_4CUURD_4CU(N) | 8103401 | no | no |  |  | no
und_line_8103401_200972428 |  | AN | node_8103401_200884059 | node_8103401_200972428 | 1797.858 | und_1P_DELTACUST | 8103401 | no | no |  |  | no
und_line_8103401_310017229 |  | AN | node_8103401_200884175 | node_8103401_310017229 | 650.11 | und_1P_WYECUST | 8103401 | no | no |  |  | no
und_line_8103401_310019489 |  | AN | node_8103401_200884242 | node_intto1_8103401_310019489 | 103.43 | und_1P_2ALURD_2AL(N) | 8103401 | no | no |  |  | no
und_line_8103401_310026997 |  | AN | node_8103401_200884306 | node_8103401_310026997 | 160.854 | und_1P_DELTACUST | 8103401 | no | no |  |  | no
und_line_8103401_310048040 |  | AN | node_8103401_200950436 | node_intto1_8103401_310048040 | 854.492 | und_1P_WYECUST | 8103401 | no | no |  |  | no
und_line_8103401_310048041 |  | AN | node_8103401_201015211 | node_intto1_8103401_310048041 | 455.526 | und_1P_DELTACUST | 8103401 | no | no |  |  | no
und_line_8103401_310048042 |  | AN | node_8103401_201068854 | node_intto1_8103401_310048042 | 1071.559 | und_1P_DELTACUST | 8103401 | no | no |  |  | no
und_line_8103401_311910638 |  | AN | node_8103401_311910637 | node_intto1_8103401_311910638 | 310.299 | und_1P_DELTACUST | 8103401 | no | no |  |  | no
und_line_8103401_311991020 |  | AN | node_8103401_200884641 | node_intto1_8103401_311991020 | 480.384 | und_1P_DELTACUST | 8103401 | no | no |  |  | no
und_line_8103401_312095283 |  | AN | node_8103401_312095282 | node_8103401_312095283 | 468.124 | und_3P_DELTACUST | 8103401 | no | no |  |  | no
und_line_8103401_312111106 |  | AN | node_8103401_201047541 | node_intto1_8103401_312111106 | 202.525 | und_1P_DELTACUST | 8103401 | no | no |  |  | no
und_line_8103401_312129613 |  | AN | node_8103401_311997702 | node_intto1_8103401_312129613 | 850.549 | und_1P_DELTACUST | 8103401 | no | no |  |  | no
und_line_TAP_UG_59078 |  | AN | node_8103401_200840148 | node_1341284_944_15402833_05 | 0.033 | und_TAPWIRE_UG | 8103401 | no | no |  |  | no
und_line_TAP_UG_59709 |  | AN | node_8103401_200885432 | node_1357992_718_15425719_046 | 0.033 | und_TAPWIRE_UG | 8103401 | no | no |  |  | no
und_line_TAP_UG_59712 |  | AN | node_8103401_200886262 | node_1349997_473_15437239_708 | 0.033 | und_TAPWIRE_UG | 8103401 | no | no |  |  | no
und_line_TAP_UG_59713 |  | AN | node_8103401_200886263 | node_1349739_978_15437382_22 | 0.033 | und_TAPWIRE_UG | 8103401 | no | no |  |  | no
und_line_TAP_UG_59714 |  | AN | node_8103401_200886299 | node_1343841_662_15443434_618 | 0.033 | und_TAPWIRE_UG | 8103401 | no | no |  |  | no
und_line_TAP_UG_59715 |  | AN | node_8103401_200886327 | node_1346718_272_15440375_563 | 0.033 | und_TAPWIRE_UG | 8103401 | no | no |  |  | no
und_line_TAP_UG_59716 |  | AN | node_8103401_200886328 | node_1346776_068_15440020_852 | 0.033 | und_TAPWIRE_UG | 8103401 | no | no |  |  | no
und_line_TAP_UG_61173 |  | AN | node_8103401_200972428 | node_1338843_426_15430006_809 | 0.033 | und_TAPWIRE_UG | 8103401 | no | no |  |  | no
und_line_TAP_UG_63134 |  | AN | node_8103401_310048042 | node_1346787_663_15406783_247 | 0.033 | und_TAPWIRE_UG | 8103401 | no | no |  |  | no
und_line_TAP_UG_64005 |  | AN | node_8103401_310048040 | node_1354436_612_15416673_981 | 0.033 | und_TAPWIRE_UG | 8103401 | no | no |  |  | no
und_line_TAP_UG_64584 |  | AN | node_8103401_310048041 | node_1358656_44_15410083_659 | 0.033 | und_TAPWIRE_UG | 8103401 | no | no |  |  | no
und_line_TAP_UG_487007 |  | AN | node_8103401_310017229 | node_1349062_118_15412467_797 | 0.033 | und_TAPWIRE_UG | 8103401 | no | no |  |  | no
und_line_TAP_UG_603421 |  | AN | node_8103401_310026997 | node_1349366_931_15428042_39 | 0.033 | und_TAPWIRE_UG | 8103401 | no | no |  |  | no
und_line_TAP_UG_677018 |  | AN | node_8103401_310019489 | node_1332912_951_15413974_713 | 0.033 | und_TAPWIRE_UG | 8103401 | no | no |  |  | no
und_line_TAP_UG_1439316 |  | AN | node_8103401_311910638 | node_1359507_233_15408560_391 | 0.033 | und_TAPWIRE_UG | 8103401 | no | no |  |  | no
und_line_TAP_UG_1763591 |  | AN | node_8103401_311991020 | node_1345091_89_15409128_818 | 0.033 | und_TAPWIRE_UG | 8103401 | no | no |  |  | no
und_line_TAP_UG_2480593 |  | AN | node_8103401_312095283 | node_1338596_638_15408183_598 | 0.033 | und_TAPWIRE_UG | 8103401 | no | no |  |  | no
und_line_TAP_UG_2584602 |  | AN | node_8103401_312111106 | node_1352626_09_15419735_348 | 0.033 | und_TAPWIRE_UG | 8103401 | no | no |  |  | no
und_line_TAP_UG_2712231 |  | AN | node_8103401_312129613 | node_1336761_568_15407777_335 | 0.033 | und_TAPWIRE_UG | 8103401 | no | no |  |  | no

## underground_line_conductor
data_type | static
owner_type | feeder
owner | 8103401
object | underground_line_conductor
name | groupid | outer_diameter | conductor_gmr | conductor_diameter | conductor_resistance | neutral_gmr | neutral_diameter | neutral_resistance | neutral_strands | insulation_relative_permitivitty | shield_gmr | shield_resistance | rating_summer_continuous | rating_summer_emergency | rating_winter_continuous | rating_winter_emergency | dcircuit | selected | comments
und_cond_1P_2ALURD | [12 empty] | 125 | 125 | 140 | 140 |  | no
und_cond_1P_2ALURD_2AL(N) | [12 empty] | 125 | 125 | 140 | 140 |  | no
und_cond_1P_4CUURD_4CU(N) | [12 empty] | 109 | 109 | 114 | 114 |  | no
und_cond_1P_DELTACUST | [12 empty] | 685 | 685 | 685 | 685 |  | no
und_cond_1P_WYECUST | [12 empty] | 685 | 685 | 685 | 685 |  | no
und_cond_3P_DELTACUST | [12 empty] | 685 | 685 | 685 | 685 |  | no
und_cond_TAPWIRE_UG | [12 empty] | 99999999 | 99999999 | 99999999 | 99999999 |  | no