## capacitor
data_type | static
owner_type | feeder
owner | 8104201
object | capacitor
name | groupid | parent | phases | nominal_voltage | pt_phase | phases_connected | switchA | switchB | switchC | control | voltage_set_high | voltage_set_low | VAr_set_high | VAr_set_low | current_set_high | current_set_low | capacitor_A | capacitor_B | capacitor_C | cap_nominal_voltage | time_delay | dwell_time | lockout_time | remote_sense | remote_sense_B | control_level | dcircuit | selected | monitored | monitored_fields | class_monitored_fields | played | played_fields | comments
cap_220369035 |  | node_1392567_838_15301694_178 | AN | 0 |  | AN | CLOSED |  |  | MANUAL | [6 empty] | 100000 |  |  | 4800 | [6 empty] | 8104201 | no | no |  |  | no
cap_220369036 |  | node_1394662_286_15304502_072 | ABCN | 0 |  | ABCN | CLOSED | CLOSED | CLOSED | MANUAL | [6 empty] | 50000 | 50000 | 50000 | 4800 | [6 empty] | 8104201 | no | no |  |  | no
cap_220369048 |  | node_1394774_87_15306454_574 | ABCN | 0 |  | ABCN | CLOSED | CLOSED | CLOSED | MANUAL | [6 empty] | 150000 | 150000 | 150000 | 4800 | [6 empty] | 8104201 | no | no |  |  | no
cap_310058423 |  | node_1393619_107_15301844_547 | ABCN | 0 |  | ABCN | CLOSED | CLOSED | CLOSED | MANUAL | [6 empty] | 100000 | 100000 | 100000 | 4800 | [6 empty] | 8104201 | no | no |  |  | no

## feeder
data_type | static
owner_type | feeder
owner | 8104201
object | feeder
name | transmission_bus | ARC | ADR | slack_bus | nom_voltages | num_nodes | num_ohlines | num_uglines | num_transformers | num_generators | num_pvs | num_storages | num_loads | miles | mw | mvar | losses_mw | losses_mvar | comments | use_feeder_load_shape | load_shape_scale | use_feeder_pv_shape | pv_shape_scale | description | restore_time | griddisconnect_scenario_probability | gridconnect_scenario_probability | use_energy_not_served | VOLL | discount_rate | yearly_load_growth_percent | planning_horizon | enable_traditional_project_deferral | lifetime_of_investment_years | start_year | base_year | year_the_investment_is_committed | revenue_requirement_scaling_factor | discount_rate | inflation_rate_for_investment | traditional_project_invested_capital | periodicity_of_investment_in_years | priority | maximum_total_investment_cost | DER_portfolio_NPV | DER_portfolio_BC_ratio | total_system_energy_avoided_cost_NPV | total_system_capacity_avoided_cost_NPV | total_system_ancillary_services_avoided_cost_NPV | total_system_CO2_avoided_cost_NPV | total_system_loss_of_load_avoided_cost_NPV | total_system_distribution_capacity_avoided_cost_NPV | total_system_investment_and_operational_cost_NPV | feeder_solar_pv_operating_cost_USdollarperkWh | feeder_energy_storage_operating_cost_USdollarperkWh | feeder_distributed_generator_operating_cost_USdollarperkWh | feeder_distributed_generator_CO2_cost_USdollarperkWh | feeder_demand_response_operating_cost_USdollarperkWh | feeder_solar_pv_investment_cost_USdollarperkW | feeder_energy_storage_investment_cost_USdollarperkW | feeder_distributed_generator_investment_cost_USdollarperkW | feeder_demand_response_investment_cost_USdollarperkW
8104201 |  | ts_slack | none | node_SOURCE_8104201 | 18703.849,2771.281,7199.557 | 420 | 338 | 35 | 2 | 0 | 0 | 0 | 106 | 6.974 | 3.978 | 1.695 | 0 | 0 |  | 0 | 0 | 1 | 0 |  | 0 | 0 | 0 | 0 | 0 | 0 | 0 | 0 | 0 | 0 | 0 | 0 | 0 | 0 | 0 | 0 | 0 | 0 | 0 | 999999999 | 0 | 0 | 0 | 0 | 0 | 0 | 0 | 0 | 0 | 0 | 0 | 0 | 0 | 0 | 0 | 0 | 0 | 0

## fuse
data_type | static
owner_type | feeder
owner | 8104201
object | fuse
name | groupid | phases | fr | to | phase_A_status | phase_B_status | phase_C_status | repair_dist_type | current_limit | mean_replacement_time | status | dcircuit | selected | monitored | monitored_fields | class_monitored_fields | played | played_fields | comments
fuse_220388009 |  | ABCN | node_intto1_8104201_201027528 | node_8104201_201027528 | GOOD | GOOD | GOOD |  | 50 |  |  | 8104201 | no | no |  |  | no
fuse_220388011 |  | ABCN | node_intto1_8104201_201027520 | node_8104201_201027520 | GOOD | GOOD | GOOD |  | 30 |  |  | 8104201 | no | no |  |  | no
fuse_220388012 |  | ABCD | node_intto1_8104201_200831818 | node_8104201_200831818 | GOOD | GOOD | GOOD |  | 300 |  |  | 8104201 | no | no |  |  | no
fuse_220388017 |  | AD | node_intto1_8104201_200831963 | node_8104201_200831963 | GOOD | GOOD | GOOD |  | 50 |  |  | 8104201 | no | no |  |  | no
fuse_220388033 |  | AD | node_intto1_8104201_200831914 | node_8104201_200831914 | GOOD | GOOD | GOOD |  | 100 |  |  | 8104201 | no | no |  |  | no
fuse_220388114 |  | AD | node_intto1_8104201_200832460 | node_8104201_200832460 | GOOD | GOOD | GOOD |  | 100 |  |  | 8104201 | no | no |  |  | no
fuse_220518036 |  | ABCN | node_intto1_8104201_200978749 | node_8104201_200978749 | GOOD | GOOD | GOOD |  | 50 |  |  | 8104201 | no | no |  |  | no
fuse_220537542 |  | ABCN | node_intto1_8104201_200975878 | node_8104201_200975878 | GOOD | GOOD | GOOD |  | 30 |  |  | 8104201 | no | no |  |  | no
fuse_220564705 |  | AD | node_intto1_8104201_200815642 | node_8104201_200815642 | GOOD | GOOD | GOOD |  | 30 |  |  | 8104201 | no | no |  |  | no
fuse_220584706 |  | AD | node_intto1_8104201_200831944 | node_8104201_200831944 | GOOD | GOOD | GOOD |  | 65 |  |  | 8104201 | no | no |  |  | no
fuse_220584708 |  | ABCD | node_intto1_8104201_201027627 | node_8104201_201027627 | GOOD | GOOD | GOOD |  | 80 |  |  | 8104201 | no | no |  |  | no
fuse_220584711 |  | ABCN | node_intto1_8104201_201013343 | node_8104201_201013343 | GOOD | GOOD | GOOD |  | 80 |  |  | 8104201 | no | no |  |  | no
fuse_220584714 |  | ABCN | node_intto1_8104201_201014845 | node_8104201_201014845 | GOOD | GOOD | GOOD |  | 80 |  |  | 8104201 | no | no |  |  | no
fuse_220584717 |  | ABCN | node_intto1_8104201_201013344 | node_8104201_201013344 | GOOD | GOOD | GOOD |  | 140 |  |  | 8104201 | no | no |  |  | no
fuse_220584720 |  | AN | node_intto1_8104201_201014849 | node_8104201_201014849 | GOOD | GOOD | GOOD |  | 50 |  |  | 8104201 | no | no |  |  | no
fuse_220584722 |  | ABCD | node_intto1_8104201_201027524 | node_8104201_201027524 | GOOD | GOOD | GOOD |  | 25 |  |  | 8104201 | no | no |  |  | no
fuse_220584725 |  | ABCD | node_intto1_8104201_200831814 | node_8104201_200831814 | GOOD | GOOD | GOOD |  | 40 |  |  | 8104201 | no | no |  |  | no
fuse_220584728 |  | ABCD | node_intto1_8104201_200831785 | node_8104201_200831785 | GOOD | GOOD | GOOD |  | 80 |  |  | 8104201 | no | no |  |  | no
fuse_220584731 |  | ABCN | node_intto1_8104201_201013342 | node_8104201_201013342 | GOOD | GOOD | GOOD |  | 50 |  |  | 8104201 | no | no |  |  | no
fuse_220584734 |  | ABCD | node_intto1_8104201_200831777 | node_8104201_200831777 | GOOD | GOOD | GOOD |  | 100 |  |  | 8104201 | no | no |  |  | no
fuse_220584737 |  | ABCD | node_intto1_8104201_311908758 | node_8104201_311908758 | GOOD | GOOD | GOOD |  | 40 |  |  | 8104201 | no | no |  |  | no
fuse_220584740 |  | ABCD | node_intto1_8104201_200831861 | node_8104201_200831861 | GOOD | GOOD | GOOD |  | 140 |  |  | 8104201 | no | no |  |  | no
fuse_220584743 |  | ABCD | node_intto1_8104201_200831867 | node_8104201_200831867 | GOOD | GOOD | GOOD |  | 100 |  |  | 8104201 | no | no |  |  | no
fuse_220584746 |  | AD | node_intto1_8104201_200831928 | node_8104201_200831928 | GOOD | GOOD | GOOD |  | 100 |  |  | 8104201 | no | no |  |  | no
fuse_220584748 |  | AD | node_intto1_8104201_200831894 | node_8104201_200831894 | GOOD | GOOD | GOOD |  | 65 |  |  | 8104201 | no | no |  |  | no
fuse_220584750 |  | AD | node_intto1_8104201_200831893 | node_8104201_200831893 | GOOD | GOOD | GOOD |  | 65 |  |  | 8104201 | no | no |  |  | no
fuse_220597801 |  | ABCD | node_intto1_8104201_201003803 | node_8104201_201003803 | GOOD | GOOD | GOOD |  | 50 |  |  | 8104201 | no | no |  |  | no
fuse_310034332 |  | ABCD | node_intto1_8104201_310034342 | node_8104201_310034342 | GOOD | GOOD | GOOD |  | 300 |  |  | 8104201 | no | no |  |  | no
fuse_310034362 |  | ABCD | node_intto1_8104201_200949154 | node_8104201_200949154 | GOOD | GOOD | GOOD |  | 300 |  |  | 8104201 | no | no |  |  | no
fuse_310043941 |  | ABCN | node_intto1_8104201_310044107 | node_8104201_310044107 | GOOD | GOOD | GOOD |  | 140 |  |  | 8104201 | no | no |  |  | no
fuse_310062854 |  | AN | node_intto1_8104201_200831758 | node_8104201_200831758 | GOOD | GOOD | GOOD |  | 300 |  |  | 8104201 | no | no |  |  | no
fuse_311907061 |  | ABCD | node_intto1_8104201_201014851 | node_8104201_201014851 | GOOD | GOOD | GOOD |  | 15 |  |  | 8104201 | no | no |  |  | no
fuse_311981739 |  | ABCN | node_intto1_8104201_311981738 | node_8104201_311981738 | GOOD | GOOD | GOOD |  | 50 |  |  | 8104201 | no | no |  |  | no
fuse_312011940 |  | ABCD | node_intto1_8104201_310017137 | node_8104201_310017137 | GOOD | GOOD | GOOD |  | 80 |  |  | 8104201 | no | no |  |  | no
fuse_312036051 |  | ABCD | node_intto1_312036051 | node_312036051 | GOOD | GOOD | GOOD |  | 300 |  |  | 8104201 | no | no |  |  | no
fuse_312036060 |  | ABCN | node_intto1_312036060 | node_312036060 | GOOD | GOOD | GOOD |  | 100 |  |  | 8104201 | no | no |  |  | no

## line_configuration
data_type | static
owner_type | feeder
owner | 8104201
object | line_configuration
name | groupid | conductor_A | conductor_B | conductor_C | conductor_N | spacing | z11 | z12 | z13 | z21 | z22 | z23 | z31 | z32 | z33 | c11 | c12 | c13 | c21 | c22 | c23 | c31 | c32 | c33 | dcircuit | selected | comments
bal_1P_1/0AA |  | oh_cond_1/0_AAAC | oh_cond_1/0_AAAC | oh_cond_1/0_AAAC |  |  | 0.972+1.499j | 0.095+0.781j | 0.095+0.781j | 0.095+0.781j | 0.972+1.499j | 0.095+0.781j | 0.095+0.781j | 0.095+0.781j | 0.972+1.499j | 12.796 | -3.172 | -3.172 | -3.172 | 12.796 | -3.172 | -3.172 | -3.172 | 12.796 |  | no
bal_1P_1/0AC |  | oh_cond_1/0_ACSR | oh_cond_1/0_ACSR | oh_cond_1/0_ACSR |  |  | 0.983+1.218j | 0.095+0.781j | 0.095+0.781j | 0.095+0.781j | 0.983+1.218j | 0.095+0.781j | 0.095+0.781j | 0.095+0.781j | 0.983+1.218j | 12.796 | -3.172 | -3.172 | -3.172 | 12.796 | -3.172 | -3.172 | -3.172 | 12.796 |  | no
bal_1P_2AC |  | oh_cond_2_ACSR | oh_cond_2_ACSR | oh_cond_2_ACSR |  |  | 1.505+1.527j | 0.095+0.781j | 0.095+0.781j | 0.095+0.781j | 1.505+1.527j | 0.095+0.781j | 0.095+0.781j | 0.095+0.781j | 1.505+1.527j | 12.393 | -3.017 | -3.017 | -3.017 | 12.393 | -3.017 | -3.017 | -3.017 | 12.393 |  | no
bal_1P_2CU |  | oh_cond_2_CU | oh_cond_2_CU | oh_cond_2_CU |  |  | 0.968+1.536j | 0.095+0.781j | 0.095+0.781j | 0.095+0.781j | 0.968+1.536j | 0.095+0.781j | 0.095+0.781j | 0.095+0.781j | 0.968+1.536j | 12.191 | -2.94 | -2.94 | -2.94 | 12.191 | -2.94 | -2.94 | -2.94 | 12.191 |  | no
bal_1P_4CU |  | oh_cond_4_CU | oh_cond_4_CU | oh_cond_4_CU |  |  | 1.483+1.565j | 0.095+0.781j | 0.095+0.781j | 0.095+0.781j | 1.483+1.565j | 0.095+0.781j | 0.095+0.781j | 0.095+0.781j | 1.483+1.565j | 11.78 | -2.785 | -2.785 | -2.785 | 11.78 | -2.785 | -2.785 | -2.785 | 11.78 |  | no
bal_1P_6CU |  | oh_cond_6_CU | oh_cond_6_CU | oh_cond_6_CU |  |  | 2.275+1.583j | 0.095+0.781j | 0.095+0.781j | 0.095+0.781j | 2.275+1.583j | 0.095+0.781j | 0.095+0.781j | 0.095+0.781j | 2.275+1.583j | 11.393 | -2.641 | -2.641 | -2.641 | 11.393 | -2.641 | -2.641 | -2.641 | 11.393 |  | no
bal_1P_WYECUST |  | oh_cond_2/0_CU | oh_cond_2/0_CU | oh_cond_2/0_CU | oh_cond_3_#7_CWD_30% |  | 0.66+1.378j | 0.22+0.666j | 0.22+0.666j | 0.22+0.666j | 0.66+1.378j | 0.22+0.666j | 0.22+0.666j | 0.22+0.666j | 0.66+1.378j | 13.24 | -2.712 | -2.712 | -2.712 | 13.24 | -2.712 | -2.712 | -2.712 | 13.24 |  | no
bal_3P_1/0AA |  | oh_cond_1/0_AAAC | oh_cond_1/0_AAAC | oh_cond_1/0_AAAC |  |  | 0.972+1.499j | 0.095+0.781j | 0.095+0.781j | 0.095+0.781j | 0.972+1.499j | 0.095+0.781j | 0.095+0.781j | 0.095+0.781j | 0.972+1.499j | 12.796 | -3.172 | -3.172 | -3.172 | 12.796 | -3.172 | -3.172 | -3.172 | 12.796 |  | no
bal_3P_1/0AC |  | oh_cond_1/0_ACSR | oh_cond_1/0_ACSR | oh_cond_1/0_ACSR |  |  | 0.983+1.497j | 0.095+0.781j | 0.095+0.781j | 0.095+0.781j | 0.983+1.497j | 0.095+0.781j | 0.095+0.781j | 0.095+0.781j | 0.983+1.497j | 12.796 | -3.172 | -3.172 | -3.172 | 12.796 | -3.172 | -3.172 | -3.172 | 12.796 |  | no
bal_3P_1/0AL |  | oh_cond_1/0_AL | oh_cond_1/0_AL | oh_cond_1/0_AL |  |  | 0.98+1.509j | 0.095+0.781j | 0.095+0.781j | 0.095+0.781j | 0.98+1.509j | 0.095+0.781j | 0.095+0.781j | 0.095+0.781j | 0.98+1.509j | 12.637 | -3.111 | -3.111 | -3.111 | 12.637 | -3.111 | -3.111 | -3.111 | 12.637 |  | no
bal_3P_4/0AA |  | oh_cond_4/0_AAAC | oh_cond_4/0_AAAC | oh_cond_4/0_AAAC |  |  | 0.534+1.457j | 0.095+0.781j | 0.095+0.781j | 0.095+0.781j | 0.534+1.457j | 0.095+0.781j | 0.095+0.781j | 0.095+0.781j | 0.534+1.457j | 13.554 | -3.469 | -3.469 | -3.469 | 13.554 | -3.469 | -3.469 | -3.469 | 13.554 |  | no
bal_3P_4/0AC |  | oh_cond_4/0_ACSR | oh_cond_4/0_ACSR | oh_cond_4/0_ACSR |  |  | 0.54+1.457j | 0.095+0.781j | 0.095+0.781j | 0.095+0.781j | 0.54+1.457j | 0.095+0.781j | 0.095+0.781j | 0.095+0.781j | 0.54+1.457j | 13.554 | -3.469 | -3.469 | -3.469 | 13.554 | -3.469 | -3.469 | -3.469 | 13.554 |  | no
bal_3P_4/0AL |  | oh_cond_4/0_AL | oh_cond_4/0_AL | oh_cond_4/0_AL |  |  | 0.537+1.466j | 0.095+0.781j | 0.095+0.781j | 0.095+0.781j | 0.537+1.466j | 0.095+0.781j | 0.095+0.781j | 0.095+0.781j | 0.537+1.466j | 13.381 | -3.4 | -3.4 | -3.4 | 13.381 | -3.4 | -3.4 | -3.4 | 13.381 |  | no
bal_3P_4CU |  | oh_cond_4_CU | oh_cond_4_CU | oh_cond_4_CU |  |  | 1.483+1.565j | 0.095+0.781j | 0.095+0.781j | 0.095+0.781j | 1.483+1.565j | 0.095+0.781j | 0.095+0.781j | 0.095+0.781j | 1.483+1.565j | 11.78 | -2.785 | -2.785 | -2.785 | 11.78 | -2.785 | -2.785 | -2.785 | 11.78 |  | no
bal_3P_6CU |  | oh_cond_6_CU | oh_cond_6_CU | oh_cond_6_CU |  |  | 2.275+1.583j | 0.095+0.781j | 0.095+0.781j | 0.095+0.781j | 2.275+1.583j | 0.095+0.781j | 0.095+0.781j | 0.095+0.781j | 2.275+1.583j | 11.393 | -2.641 | -2.641 | -2.641 | 11.393 | -2.641 | -2.641 | -2.641 | 11.393 |  | no
bal_3P_336AL |  | oh_cond_336_5_MCM_AL | oh_cond_336_5_MCM_AL | oh_cond_336_5_MCM_AL |  |  | 0.374+1.431j | 0.095+0.781j | 0.095+0.781j | 0.095+0.781j | 0.374+1.431j | 0.095+0.781j | 0.095+0.781j | 0.095+0.781j | 0.374+1.431j | 13.957 | -3.628 | -3.628 | -3.628 | 13.957 | -3.628 | -3.628 | -3.628 | 13.957 |  | no
bal_3P_477AL |  | oh_cond_477_MCM_AL | oh_cond_477_MCM_AL | oh_cond_477_MCM_AL |  |  | 0.293+1.41j | 0.095+0.775j | 0.095+0.775j | 0.095+0.775j | 0.293+1.41j | 0.095+0.775j | 0.095+0.775j | 0.095+0.775j | 0.293+1.41j | 14.305 | -3.735 | -3.735 | -3.735 | 14.305 | -3.735 | -3.735 | -3.735 | 14.305 |  | no
unb_TAPWIRE_OH |  | oh_cond_WP-4/0-CU | oh_cond_WP-4/0-CU | oh_cond_WP-4/0-CU | oh_cond_WP-4/0-CU |  | 0.365+1.097j | 0.093+0.433j | 0.094+0.34j | 0.093+0.433j | 0.368+1.078j | 0.095+0.401j | 0.094+0.34j | 0.095+0.401j | 0.368+1.077j | 14.911 | -4.341 | -1.953 | -4.341 | 15.781 | -3.724 | -1.953 | -3.724 | 14.818 |  | no
und_1P_2ALURD_2AL(N) |  | und_cond_1P_2ALURD_2AL(N) | und_cond_1P_2ALURD_2AL(N) | und_cond_1P_2ALURD_2AL(N) |  |  | 2.379+0.823j | 0.0+0.0j | 0.0+0.0j | 0.0+0.0j | 2.379+0.823j | 0.0+0.0j | 0.0+0.0j | 0.0+0.0j | 2.379+0.823j | 401.497 | 0 | 0 | 0 | 401.497 | 0 | 0 | 0 | 401.497 |  | no
und_1P_DELTACUST |  | und_cond_1P_DELTACUST | und_cond_1P_DELTACUST | und_cond_1P_DELTACUST |  |  | 0.179+0.233j | 0.061-0.024j | 0.061-0.024j | 0.061-0.024j | 0.179+0.233j | 0.061-0.024j | 0.061-0.024j | 0.061-0.024j | 0.179+0.233j | 324.124 | 0 | 0 | 0 | 324.124 | 0 | 0 | 0 | 324.124 |  | no
und_1P_WYECUST |  | und_cond_1P_WYECUST | und_cond_1P_WYECUST | und_cond_1P_WYECUST |  |  | 0.179+0.233j | 0.061-0.024j | 0.061-0.024j | 0.061-0.024j | 0.179+0.233j | 0.061-0.024j | 0.061-0.024j | 0.061-0.024j | 0.179+0.233j | 324.124 | 0 | 0 | 0 | 324.124 | 0 | 0 | 0 | 324.124 |  | no
und_3P_2ALURD |  | und_cond_3P_2ALURD | und_cond_3P_2ALURD | und_cond_3P_2ALURD |  |  | 2.125+0.49j | 0.384+0.067j | 0.384+0.067j | 0.384+0.067j | 2.125+0.49j | 0.384+0.067j | 0.384+0.067j | 0.384+0.067j | 2.125+0.49j | 401.498 | 0 | 0 | 0 | 401.498 | 0 | 0 | 0 | 401.498 |  | no
und_3P_4/0ALURD |  | und_cond_3P_4/0ALURD | und_cond_3P_4/0ALURD | und_cond_3P_4/0ALURD |  |  | 0.72+0.337j | 0.14+0.016j | 0.14+0.016j | 0.14+0.016j | 0.72+0.337j | 0.14+0.016j | 0.14+0.016j | 0.14+0.016j | 0.72+0.337j | 617.704 | 0 | 0 | 0 | 617.704 | 0 | 0 | 0 | 617.704 |  | no
und_3P_DELTACUST |  | und_cond_3P_DELTACUST | und_cond_3P_DELTACUST | und_cond_3P_DELTACUST |  |  | 0.179+0.233j | 0.061-0.024j | 0.061-0.024j | 0.061-0.024j | 0.179+0.233j | 0.061-0.024j | 0.061-0.024j | 0.061-0.024j | 0.179+0.233j | 324.124 | 0 | 0 | 0 | 324.124 | 0 | 0 | 0 | 324.124 |  | no
und_3P_WYECUST |  | und_cond_3P_WYECUST | und_cond_3P_WYECUST | und_cond_3P_WYECUST |  |  | 0.179+0.233j | 0.061-0.024j | 0.061-0.024j | 0.061-0.024j | 0.179+0.233j | 0.061-0.024j | 0.061-0.024j | 0.061-0.024j | 0.179+0.233j | 324.124 | 0 | 0 | 0 | 324.124 | 0 | 0 | 0 | 324.124 |  | no
und_TAPWIRE_UG |  | und_cond_TAPWIRE_UG | und_cond_TAPWIRE_UG | und_cond_TAPWIRE_UG |  |  | 0.001+0.001j | 0.0+0.0j | 0.0+0.0j | 0.0+0.0j | 0.001+0.001j | 0.0+0.0j | 0.0+0.0j | 0.0+0.0j | 0.001+0.001j | 0 | 0 | 0 | 0 | 0 | 0 | 0 | 0 | 0 |  | no

## load
data_type | static
owner_type | feeder
owner | 8104201
object | load
name | groupid | parent | bustype | phases | nominal_voltage | load_class | constant_power_A | constant_power_B | constant_power_C | constant_current_A | constant_current_B | constant_current_C | constant_impedance_A | constant_impedance_B | constant_impedance_C | base_power_A | base_power_B | base_power_C | power_pf_A | power_pf_B | power_pf_C | current_pf_A | current_pf_B | current_pf_C | impedance_pf_A | impedance_pf_B | impedance_pf_C | power_fraction_A | power_fraction_B | power_fraction_C | current_fraction_A | current_fraction_B | current_fraction_C | impedance_fraction_A | impedance_fraction_B | impedance_fraction_C | dcircuit | selected | monitored | monitored_fields | class_monitored_fields | played | played_fields | base_kw_A | base_kw_B | base_kw_C | kw_A | kw_B | kw_C | comments | critical_load | dem_resp_lb | dem_resp_ub | dem_resp_shortage_cost | dem_resp_surplus_cost | num_customers
load_220335814 |  | node_1393589_967_15307600_979 |  | AN | 0 | Residential | 36712.8+15639.587j | 0 | 0 | 0 | 0 | 0 | [24 empty] | 8104201 | no | no |  |  | no |  | 0 | 0 | 0 | 0 | 0 | 0 |  | 1 | 1 | 1 | 0 | 0 | 0
load_220335815 |  | node_1393396_367_15307778_155 |  | AN | 0 | NonResidential | 0 | 0 | 0 | 0 | 0 | 0 | [24 empty] | 8104201 | no | no |  |  | no |  | 0 | 0 | 0 | 0 | 0 | 0 |  | 1 | 1 | 1 | 0 | 0 | 0
load_220338653 |  | node_1394843_616_15303580_968 |  | AN | 0 | NonResidential | 15333.333+6531.973j | 0 | 0 | 0 | 0 | 0 | [24 empty] | 8104201 | no | no |  |  | no |  | 0 | 0 | 0 | 0 | 0 | 0 |  | 1 | 1 | 1 | 0 | 0 | 0
load_220338654 |  | node_1394849_449_15303589_963 |  | BN | 0 | NonResidential | 0 | 15333.333+6531.973j | 0 | 0 | 0 | 0 | [24 empty] | 8104201 | no | no |  |  | no |  | 0 | 0 | 0 | 0 | 0 | 0 |  | 1 | 1 | 1 | 0 | 0 | 0
load_220338655 |  | node_1394856_062_15303596_917 |  | CN | 0 | NonResidential | 0 | 0 | 15333.333+6531.973j | 0 | 0 | 0 | [24 empty] | 8104201 | no | no |  |  | no |  | 0 | 0 | 0 | 0 | 0 | 0 |  | 1 | 1 | 1 | 0 | 0 | 0
load_220338658 |  | node_1393136_441_15300536_497 |  | AN | 0 | NonResidential | 26666.667+11359.953j | 0 | 0 | 0 | 0 | 0 | [24 empty] | 8104201 | no | no |  |  | no |  | 0 | 0 | 0 | 0 | 0 | 0 |  | 1 | 1 | 1 | 0 | 0 | 0
load_220338659 |  | node_1393138_479_15300510_029 |  | BN | 0 | NonResidential | 0 | 26666.667+11359.953j | 0 | 0 | 0 | 0 | [24 empty] | 8104201 | no | no |  |  | no |  | 0 | 0 | 0 | 0 | 0 | 0 |  | 1 | 1 | 1 | 0 | 0 | 0
load_220338660 |  | node_1393139_577_15300562_816 |  | CN | 0 | NonResidential | 0 | 0 | 26666.667+11359.953j | 0 | 0 | 0 | [24 empty] | 8104201 | no | no |  |  | no |  | 0 | 0 | 0 | 0 | 0 | 0 |  | 1 | 1 | 1 | 0 | 0 | 0
load_220338663 |  | node_1393643_238_15300728_082 |  | AN | 0 | Residential | 42912+18280.435j | 0 | 0 | 0 | 0 | 0 | [24 empty] | 8104201 | no | no |  |  | no |  | 0 | 0 | 0 | 0 | 0 | 0 |  | 1 | 1 | 1 | 0 | 0 | 0
load_220338664 |  | node_1393651_302_15301099_898 |  | AN | 0 | Residential | 24573.6+10468.31j | 0 | 0 | 0 | 0 | 0 | [24 empty] | 8104201 | no | no |  |  | no |  | 0 | 0 | 0 | 0 | 0 | 0 |  | 1 | 1 | 1 | 0 | 0 | 0
load_220338665 |  | node_1393767_126_15301380_005 |  | AN | 0 | NonResidential | 14000+5963.975j | 0 | 0 | 0 | 0 | 0 | [24 empty] | 8104201 | no | no |  |  | no |  | 0 | 0 | 0 | 0 | 0 | 0 |  | 1 | 1 | 1 | 0 | 0 | 0
load_220338666 |  | node_1393761_192_15301405_361 |  | AN | 0 | NonResidential | 14000+5963.975j | 0 | 0 | 0 | 0 | 0 | [24 empty] | 8104201 | no | no |  |  | no |  | 0 | 0 | 0 | 0 | 0 | 0 |  | 1 | 1 | 1 | 0 | 0 | 0
load_220338667 |  | node_1393615_819_15301559_748 |  | AN | 0 | Residential | 28720.8+12235.01j | 0 | 0 | 0 | 0 | 0 | [24 empty] | 8104201 | no | no |  |  | no |  | 0 | 0 | 0 | 0 | 0 | 0 |  | 1 | 1 | 1 | 0 | 0 | 0
load_220338668 |  | node_1393693_588_15302055_089 |  | AN | 0 | NonResidential | 7666.667+3265.986j | 0 | 0 | 0 | 0 | 0 | [24 empty] | 8104201 | no | no |  |  | no |  | 0 | 0 | 0 | 0 | 0 | 0 |  | 1 | 1 | 1 | 0 | 0 | 0
load_220338670 |  | node_1393699_755_15302080_447 |  | BN | 0 | NonResidential | 0 | 7666.667+3265.986j | 0 | 0 | 0 | 0 | [24 empty] | 8104201 | no | no |  |  | no |  | 0 | 0 | 0 | 0 | 0 | 0 |  | 1 | 1 | 1 | 0 | 0 | 0
load_220338671 |  | node_1394005_123_15301821_627 |  | AN | 0 | Other | 0 | 0 | 0 | 0 | 0 | 0 | [24 empty] | 8104201 | no | no |  |  | no |  | 0 | 0 | 0 | 0 | 0 | 0 |  | 1 | 1 | 1 | 0 | 0 | 0
load_220338672 |  | node_1393981_309_15301863_43 |  | BN | 0 | Other | 0 | 0 | 0 | 0 | 0 | 0 | [24 empty] | 8104201 | no | no |  |  | no |  | 0 | 0 | 0 | 0 | 0 | 0 |  | 1 | 1 | 1 | 0 | 0 | 0
load_220338673 |  | node_1393991_157_15301840_405 |  | CN | 0 | Other | 0 | 0 | 0 | 0 | 0 | 0 | [24 empty] | 8104201 | no | no |  |  | no |  | 0 | 0 | 0 | 0 | 0 | 0 |  | 1 | 1 | 1 | 0 | 0 | 0
load_220338674 |  | node_1394338_062_15302149_456 |  | AN | 0 | NonResidential | 3000+1277.995j | 0 | 0 | 0 | 0 | 0 | [24 empty] | 8104201 | no | no |  |  | no |  | 0 | 0 | 0 | 0 | 0 | 0 |  | 1 | 1 | 1 | 0 | 0 | 0
load_220338675 |  | node_1394367_376_15302114_531 |  | BN | 0 | NonResidential | 0 | 3000+1277.995j | 0 | 0 | 0 | 0 | [24 empty] | 8104201 | no | no |  |  | no |  | 0 | 0 | 0 | 0 | 0 | 0 |  | 1 | 1 | 1 | 0 | 0 | 0
load_220338676 |  | node_1394354_443_15302134_6 |  | CN | 0 | NonResidential | 0 | 0 | 3000+1277.995j | 0 | 0 | 0 | [24 empty] | 8104201 | no | no |  |  | no |  | 0 | 0 | 0 | 0 | 0 | 0 |  | 1 | 1 | 1 | 0 | 0 | 0
load_220338680 |  | node_1394096_156_15302517_631 |  | AN | 0 | NonResidential | 167000+71141.702j | 0 | 0 | 0 | 0 | 0 | [24 empty] | 8104201 | no | no |  |  | no |  | 0 | 0 | 0 | 0 | 0 | 0 |  | 1 | 1 | 1 | 0 | 0 | 0
load_220338681 |  | node_1394176_23_15302444_062 |  | AN | 0 | NonResidential | 7000+2981.988j | 0 | 0 | 0 | 0 | 0 | [24 empty] | 8104201 | no | no |  |  | no |  | 0 | 0 | 0 | 0 | 0 | 0 |  | 1 | 1 | 1 | 0 | 0 | 0
load_220338683 |  | node_1394584_531_15303347_59 |  | AN | 0 | NonResidential | 29000+12353.948j | 0 | 0 | 0 | 0 | 0 | [24 empty] | 8104201 | no | no |  |  | no |  | 0 | 0 | 0 | 0 | 0 | 0 |  | 1 | 1 | 1 | 0 | 0 | 0
load_220338684 |  | node_1394794_965_15303760_319 |  | AN | 0 | Residential | 3078+1311.223j | 0 | 0 | 0 | 0 | 0 | [24 empty] | 8104201 | no | no |  |  | no |  | 0 | 0 | 0 | 0 | 0 | 0 |  | 1 | 1 | 1 | 0 | 0 | 0
load_220338685 |  | node_1394797_985_15303746_215 |  | AN | 0 | Residential | 3078+1311.223j | 0 | 0 | 0 | 0 | 0 | [24 empty] | 8104201 | no | no |  |  | no |  | 0 | 0 | 0 | 0 | 0 | 0 |  | 1 | 1 | 1 | 0 | 0 | 0
load_220338686 |  | node_1394572_784_15303932_847 |  | AN | 0 | NonResidential | 9000+3833.984j | 0 | 0 | 0 | 0 | 0 | [24 empty] | 8104201 | no | no |  |  | no |  | 0 | 0 | 0 | 0 | 0 | 0 |  | 1 | 1 | 1 | 0 | 0 | 0
load_220338687 |  | node_1394570_635_15303906_358 |  | BN | 0 | NonResidential | 0 | 9000+3833.984j | 0 | 0 | 0 | 0 | [24 empty] | 8104201 | no | no |  |  | no |  | 0 | 0 | 0 | 0 | 0 | 0 |  | 1 | 1 | 1 | 0 | 0 | 0
load_220338688 |  | node_1394573_659_15303880_068 |  | CN | 0 | NonResidential | 0 | 0 | 9000+3833.984j | 0 | 0 | 0 | [24 empty] | 8104201 | no | no |  |  | no |  | 0 | 0 | 0 | 0 | 0 | 0 |  | 1 | 1 | 1 | 0 | 0 | 0
load_220338689 |  | node_1394880_26_15304733_41 |  | AN | 0 | NonResidential | 5421.6+2309.592j | 0 | 0 | 0 | 0 | 0 | [24 empty] | 8104201 | no | no |  |  | no |  | 0 | 0 | 0 | 0 | 0 | 0 |  | 1 | 1 | 1 | 0 | 0 | 0
load_220338690 |  | node_1395005_948_15305917_297 |  | AN | 0 | Other | 0 | 0 | 0 | 0 | 0 | 0 | [24 empty] | 8104201 | no | no |  |  | no |  | 0 | 0 | 0 | 0 | 0 | 0 |  | 1 | 1 | 1 | 0 | 0 | 0
load_220338693 |  | node_1395073_195_15306597_737 |  | AN | 0 | NonResidential | 1548+659.445j | 0 | 0 | 0 | 0 | 0 | [24 empty] | 8104201 | no | no |  |  | no |  | 0 | 0 | 0 | 0 | 0 | 0 |  | 1 | 1 | 1 | 0 | 0 | 0
load_220338694 |  | node_1395244_473_15306669_592 |  | AN | 0 | Residential | 8438.4+3594.743j | 0 | 0 | 0 | 0 | 0 | [24 empty] | 8104201 | no | no |  |  | no |  | 0 | 0 | 0 | 0 | 0 | 0 |  | 1 | 1 | 1 | 0 | 0 | 0
load_220338695 |  | node_1395384_106_15306592_778 |  | AN | 0 | NonResidential | 16000+6815.971j | 0 | 0 | 0 | 0 | 0 | [24 empty] | 8104201 | no | no |  |  | no |  | 0 | 0 | 0 | 0 | 0 | 0 |  | 1 | 1 | 1 | 0 | 0 | 0
load_220338696 |  | node_1395381_354_15306619_124 |  | BN | 0 | NonResidential | 0 | 16000+6815.971j | 0 | 0 | 0 | 0 | [24 empty] | 8104201 | no | no |  |  | no |  | 0 | 0 | 0 | 0 | 0 | 0 |  | 1 | 1 | 1 | 0 | 0 | 0
load_220338697 |  | node_1395381_684_15306566_329 |  | CN | 0 | NonResidential | 0 | 0 | 16000+6815.971j | 0 | 0 | 0 | [24 empty] | 8104201 | no | no |  |  | no |  | 0 | 0 | 0 | 0 | 0 | 0 |  | 1 | 1 | 1 | 0 | 0 | 0
load_220338698 |  | node_1393635_601_15300259_272 |  | AN | 0 | NonResidential | 11333.333+4827.98j | 0 | 0 | 0 | 0 | 0 | [24 empty] | 8104201 | no | no |  |  | no |  | 0 | 0 | 0 | 0 | 0 | 0 |  | 1 | 1 | 1 | 0 | 0 | 0
load_220338699 |  | node_1393632_808_15300285_61 |  | BN | 0 | NonResidential | 0 | 11333.333+4827.98j | 0 | 0 | 0 | 0 | [24 empty] | 8104201 | no | no |  |  | no |  | 0 | 0 | 0 | 0 | 0 | 0 |  | 1 | 1 | 1 | 0 | 0 | 0
load_220338700 |  | node_1393633_22_15300232_817 |  | CN | 0 | NonResidential | 0 | 0 | 11333.333+4827.98j | 0 | 0 | 0 | [24 empty] | 8104201 | no | no |  |  | no |  | 0 | 0 | 0 | 0 | 0 | 0 |  | 1 | 1 | 1 | 0 | 0 | 0
load_220338702 |  | node_1393587_208_15300421_437 |  | AN | 0 | NonResidential | 6000+2555.989j | 0 | 0 | 0 | 0 | 0 | [24 empty] | 8104201 | no | no |  |  | no |  | 0 | 0 | 0 | 0 | 0 | 0 |  | 1 | 1 | 1 | 0 | 0 | 0
load_220338703 |  | node_1393589_676_15300403_951 |  | AN | 0 | NonResidential | 6000+2555.989j | 0 | 0 | 0 | 0 | 0 | [24 empty] | 8104201 | no | no |  |  | no |  | 0 | 0 | 0 | 0 | 0 | 0 |  | 1 | 1 | 1 | 0 | 0 | 0
load_220338704 |  | node_1393640_251_15301925_779 |  | AN | 0 | Residential | 10756.8+4582.378j | 0 | 0 | 0 | 0 | 0 | [24 empty] | 8104201 | no | no |  |  | no |  | 0 | 0 | 0 | 0 | 0 | 0 |  | 1 | 1 | 1 | 0 | 0 | 0
load_220338705 |  | node_1393049_16_15302422_611 |  | AN | 0 | Residential | 45360+19323.279j | 0 | 0 | 0 | 0 | 0 | [24 empty] | 8104201 | no | no |  |  | no |  | 0 | 0 | 0 | 0 | 0 | 0 |  | 1 | 1 | 1 | 0 | 0 | 0
load_220338706 |  | node_1392673_849_15302804_574 |  | AN | 0 | Residential | 49867.2+21243.338j | 0 | 0 | 0 | 0 | 0 | [24 empty] | 8104201 | no | no |  |  | no |  | 0 | 0 | 0 | 0 | 0 | 0 |  | 1 | 1 | 1 | 0 | 0 | 0
load_220338707 |  | node_1392548_244_15302947_264 |  | AN | 0 | Residential | 60595.2+25813.447j | 0 | 0 | 0 | 0 | 0 | [24 empty] | 8104201 | no | no |  |  | no |  | 0 | 0 | 0 | 0 | 0 | 0 |  | 1 | 1 | 1 | 0 | 0 | 0
load_220338708 |  | node_1392273_249_15303247_505 |  | AN | 0 | Residential | 121183.2+51623.827j | 0 | 0 | 0 | 0 | 0 | [24 empty] | 8104201 | no | no |  |  | no |  | 0 | 0 | 0 | 0 | 0 | 0 |  | 1 | 1 | 1 | 0 | 0 | 0
load_220338710 |  | node_1392767_306_15302255_014 |  | AN | 0 | Residential | 82368+35088.621j | 0 | 0 | 0 | 0 | 0 | [24 empty] | 8104201 | no | no |  |  | no |  | 0 | 0 | 0 | 0 | 0 | 0 |  | 1 | 1 | 1 | 0 | 0 | 0
load_220338711 |  | node_1392568_561_15302479_66 |  | AN | 0 | Residential | 50882.4+21675.812j | 0 | 0 | 0 | 0 | 0 | [24 empty] | 8104201 | no | no |  |  | no |  | 0 | 0 | 0 | 0 | 0 | 0 |  | 1 | 1 | 1 | 0 | 0 | 0
load_220338712 |  | node_1392325_594_15302665_398 |  | AN | 0 | Residential | 61948.8+26390.078j | 0 | 0 | 0 | 0 | 0 | [24 empty] | 8104201 | no | no |  |  | no |  | 0 | 0 | 0 | 0 | 0 | 0 |  | 1 | 1 | 1 | 0 | 0 | 0
load_220338713 |  | node_1392105_348_15302958_073 |  | AN | 0 | Residential | 65548.8+27923.672j | 0 | 0 | 0 | 0 | 0 | [24 empty] | 8104201 | no | no |  |  | no |  | 0 | 0 | 0 | 0 | 0 | 0 |  | 1 | 1 | 1 | 0 | 0 | 0
load_220338714 |  | node_1393303_824_15301166_031 |  | AN | 0 | Residential | 122731.2+52283.272j | 0 | 0 | 0 | 0 | 0 | [24 empty] | 8104201 | no | no |  |  | no |  | 0 | 0 | 0 | 0 | 0 | 0 |  | 1 | 1 | 1 | 0 | 0 | 0
load_220338715 |  | node_1393422_494_15302607_31 |  | AN | 0 | Residential | 40924.8+17433.892j | 0 | 0 | 0 | 0 | 0 | [24 empty] | 8104201 | no | no |  |  | no |  | 0 | 0 | 0 | 0 | 0 | 0 |  | 1 | 1 | 1 | 0 | 0 | 0
load_220338716 |  | node_1393344_111_15303222_137 |  | AN | 0 | Residential | 37180.8+15838.954j | 0 | 0 | 0 | 0 | 0 | [24 empty] | 8104201 | no | no |  |  | no |  | 0 | 0 | 0 | 0 | 0 | 0 |  | 1 | 1 | 1 | 0 | 0 | 0
load_220338717 |  | node_1393182_224_15302274_493 |  | AN | 0 | Residential | 61214.4+26077.225j | 0 | 0 | 0 | 0 | 0 | [24 empty] | 8104201 | no | no |  |  | no |  | 0 | 0 | 0 | 0 | 0 | 0 |  | 1 | 1 | 1 | 0 | 0 | 0
load_220338718 |  | node_1392745_778_15302053_527 |  | AN | 0 | NonResidential | 1944+828.141j | 0 | 0 | 0 | 0 | 0 | [24 empty] | 8104201 | no | no |  |  | no |  | 0 | 0 | 0 | 0 | 0 | 0 |  | 1 | 1 | 1 | 0 | 0 | 0
load_220338720 |  | node_1392397_201_15302064_428 |  | AN | 0 | Residential | 19756.8+8416.362j | 0 | 0 | 0 | 0 | 0 | [24 empty] | 8104201 | no | no |  |  | no |  | 0 | 0 | 0 | 0 | 0 | 0 |  | 1 | 1 | 1 | 0 | 0 | 0
load_220338721 |  | node_1392227_664_15302254_774 |  | AN | 0 | Residential | 66715.2+28420.556j | 0 | 0 | 0 | 0 | 0 | [24 empty] | 8104201 | no | no |  |  | no |  | 0 | 0 | 0 | 0 | 0 | 0 |  | 1 | 1 | 1 | 0 | 0 | 0
load_220338722 |  | node_1391535_605_15303033_928 |  | AN | 0 | Residential | 127353.6+54252.406j | 0 | 0 | 0 | 0 | 0 | [24 empty] | 8104201 | no | no |  |  | no |  | 0 | 0 | 0 | 0 | 0 | 0 |  | 1 | 1 | 1 | 0 | 0 | 0
load_220338723 |  | node_1391014_839_15303424_979 |  | AN | 0 | Residential | 40600.8+17295.868j | 0 | 0 | 0 | 0 | 0 | [24 empty] | 8104201 | no | no |  |  | no |  | 0 | 0 | 0 | 0 | 0 | 0 |  | 1 | 1 | 1 | 0 | 0 | 0
load_220338724 |  | node_1390671_112_15303328_882 |  | AN | 0 | Residential | 5126.4+2183.837j | 0 | 0 | 0 | 0 | 0 | [24 empty] | 8104201 | no | no |  |  | no |  | 0 | 0 | 0 | 0 | 0 | 0 |  | 1 | 1 | 1 | 0 | 0 | 0
load_220338725 |  | node_1392952_607_15303023_581 |  | AN | 0 | Residential | 54813.6+23350.496j | 0 | 0 | 0 | 0 | 0 | [24 empty] | 8104201 | no | no |  |  | no |  | 0 | 0 | 0 | 0 | 0 | 0 |  | 1 | 1 | 1 | 0 | 0 | 0
load_220338726 |  | node_1392726_759_15303272_501 |  | AN | 0 | NonResidential | 7.2+3.067j | 0 | 0 | 0 | 0 | 0 | [24 empty] | 8104201 | no | no |  |  | no |  | 0 | 0 | 0 | 0 | 0 | 0 |  | 1 | 1 | 1 | 0 | 0 | 0
load_220338731 |  | node_1394397_867_15304524_907 |  | AN | 0 | Residential | 22492.8+9581.893j | 0 | 0 | 0 | 0 | 0 | [24 empty] | 8104201 | no | no |  |  | no |  | 0 | 0 | 0 | 0 | 0 | 0 |  | 1 | 1 | 1 | 0 | 0 | 0
load_220338737 |  | node_1393836_61_15307160_856 |  | AN | 0 | Residential | 78638.4+33499.818j | 0 | 0 | 0 | 0 | 0 | [24 empty] | 8104201 | no | no |  |  | no |  | 0 | 0 | 0 | 0 | 0 | 0 |  | 1 | 1 | 1 | 0 | 0 | 0
load_220338848 |  | node_1393954_442_15306361_035 |  | AN | 0 | Residential | 93830.4+39971.583j | 0 | 0 | 0 | 0 | 0 | [24 empty] | 8104201 | no | no |  |  | no |  | 0 | 0 | 0 | 0 | 0 | 0 |  | 1 | 1 | 1 | 0 | 0 | 0
load_220338849 |  | node_1394586_415_15306755_286 |  | AN | 0 | Residential | 94903.2+40428.594j | 0 | 0 | 0 | 0 | 0 | [24 empty] | 8104201 | no | no |  |  | no |  | 0 | 0 | 0 | 0 | 0 | 0 |  | 1 | 1 | 1 | 0 | 0 | 0
load_220338850 |  | node_1394019_199_15306730_168 |  | AN | 0 | Residential | 83124+35410.676j | 0 | 0 | 0 | 0 | 0 | [24 empty] | 8104201 | no | no |  |  | no |  | 0 | 0 | 0 | 0 | 0 | 0 |  | 1 | 1 | 1 | 0 | 0 | 0
load_220338851 |  | node_1393627_455_15306727_109 |  | AN | 0 | Residential | 57268.8+24396.407j | 0 | 0 | 0 | 0 | 0 | [24 empty] | 8104201 | no | no |  |  | no |  | 0 | 0 | 0 | 0 | 0 | 0 |  | 1 | 1 | 1 | 0 | 0 | 0
load_220338852 |  | node_1393593_497_15307173_053 |  | AN | 0 | Residential | 16704+7115.874j | 0 | 0 | 0 | 0 | 0 | [24 empty] | 8104201 | no | no |  |  | no |  | 0 | 0 | 0 | 0 | 0 | 0 |  | 1 | 1 | 1 | 0 | 0 | 0
load_220338856 |  | node_1392586_694_15301319_23 |  | AN | 0 | Residential | 23443.2+9986.761j | 0 | 0 | 0 | 0 | 0 | [24 empty] | 8104201 | no | no |  |  | no |  | 0 | 0 | 0 | 0 | 0 | 0 |  | 1 | 1 | 1 | 0 | 0 | 0
load_220338857 |  | node_1392725_018_15301178_962 |  | AN | 0 | Residential | 28015.2+11934.425j | 0 | 0 | 0 | 0 | 0 | [24 empty] | 8104201 | no | no |  |  | no |  | 0 | 0 | 0 | 0 | 0 | 0 |  | 1 | 1 | 1 | 0 | 0 | 0
load_220425807 |  | node_1394559_515_15307211_185 |  | AN | 0 | Residential | 69156+29460.333j | 0 | 0 | 0 | 0 | 0 | [24 empty] | 8104201 | no | no |  |  | no |  | 0 | 0 | 0 | 0 | 0 | 0 |  | 1 | 1 | 1 | 0 | 0 | 0
load_220474388 |  | node_1394639_795_15306404_177 |  | AN | 0 | Residential | 56923.2+24249.182j | 0 | 0 | 0 | 0 | 0 | [24 empty] | 8104201 | no | no |  |  | no |  | 0 | 0 | 0 | 0 | 0 | 0 |  | 1 | 1 | 1 | 0 | 0 | 0
load_220481992 |  | node_1394454_118_15303042_864 |  | AN | 0 | Residential | 36590.4+15587.445j | 0 | 0 | 0 | 0 | 0 | [24 empty] | 8104201 | no | no |  |  | no |  | 0 | 0 | 0 | 0 | 0 | 0 |  | 1 | 1 | 1 | 0 | 0 | 0
load_220527040 |  | node_1392641_439_15304365_569 |  | AN | 0 | NonResidential | 2000+851.996j | 0 | 0 | 0 | 0 | 0 | [24 empty] | 8104201 | no | no |  |  | no |  | 0 | 0 | 0 | 0 | 0 | 0 |  | 1 | 1 | 1 | 0 | 0 | 0
load_220529901 |  | node_1393024_408_15303693_803 |  | ABCN | 0 | NonResidential | 33333.333+14199.94j | 33333.333+14199.94j | 33333.333+14199.94j | 0 | 0 | 0 | [24 empty] | 8104201 | no | no |  |  | no |  | 0 | 0 | 0 | 0 | 0 | 0 |  | 1 | 1 | 1 | 0 | 0 | 0
load_220529914 |  | node_1393346_249_15304199_849 |  | ABCN | 0 | NonResidential | 4333.333+1845.992j | 4333.333+1845.992j | 4333.333+1845.992j | 0 | 0 | 0 | [24 empty] | 8104201 | no | no |  |  | no |  | 0 | 0 | 0 | 0 | 0 | 0 |  | 1 | 1 | 1 | 0 | 0 | 0
load_220529952 |  | node_1393919_125_15301751_491 |  | ABCN | 0 | Other | 0 | 0 | 0 | 0 | 0 | 0 | [24 empty] | 8104201 | no | no |  |  | no |  | 0 | 0 | 0 | 0 | 0 | 0 |  | 1 | 1 | 1 | 0 | 0 | 0
load_220530191 |  | node_1395678_284_15304343_299 |  | AN | 0 | NonResidential | 6000+2555.989j | 0 | 0 | 0 | 0 | 0 | [24 empty] | 8104201 | no | no |  |  | no |  | 0 | 0 | 0 | 0 | 0 | 0 |  | 1 | 1 | 1 | 0 | 0 | 0
load_220530233 |  | node_1394463_326_15304433_651 |  | ABCN | 0 | NonResidential | 64000+27263.886j | 64000+27263.886j | 64000+27263.886j | 0 | 0 | 0 | [24 empty] | 8104201 | no | no |  |  | no |  | 0 | 0 | 0 | 0 | 0 | 0 |  | 1 | 1 | 1 | 0 | 0 | 0
load_220530700 |  | node_1395068_918_15304046_383 |  | ABCN | 0 | NonResidential | 30666.667+13063.945j | 30666.667+13063.945j | 30666.667+13063.945j | 0 | 0 | 0 | [24 empty] | 8104201 | no | no |  |  | no |  | 0 | 0 | 0 | 0 | 0 | 0 |  | 1 | 1 | 1 | 0 | 0 | 0
load_220530765 |  | node_1395256_366_15304929_852 |  | ABCN | 0 | NonResidential | 75666.667+32233.865j | 75666.667+32233.865j | 75666.667+32233.865j | 0 | 0 | 0 | [24 empty] | 8104201 | no | no |  |  | no |  | 0 | 0 | 0 | 0 | 0 | 0 |  | 1 | 1 | 1 | 0 | 0 | 0
load_220530766 |  | node_1394922_996_15304150_915 |  | ABCN | 0 | NonResidential | 57000+24281.898j | 57000+24281.898j | 57000+24281.898j | 0 | 0 | 0 | [24 empty] | 8104201 | no | no |  |  | no |  | 0 | 0 | 0 | 0 | 0 | 0 |  | 1 | 1 | 1 | 0 | 0 | 0
load_220532268 |  | node_1395148_001_15304001_35 |  | AN | 0 | NonResidential | 3000+1277.995j | 0 | 0 | 0 | 0 | 0 | [24 empty] | 8104201 | no | no |  |  | no |  | 0 | 0 | 0 | 0 | 0 | 0 |  | 1 | 1 | 1 | 0 | 0 | 0
load_220534465 |  | node_1389945_873_15302304_208 |  | AN | 0 | NonResidential | 734.4+312.853j | 0 | 0 | 0 | 0 | 0 | [24 empty] | 8104201 | no | no |  |  | no |  | 0 | 0 | 0 | 0 | 0 | 0 |  | 1 | 1 | 1 | 0 | 0 | 0
load_220537698 |  | node_1395207_356_15306176_636 |  | ABCN | 0 | Other | 0 | 0 | 0 | 0 | 0 | 0 | [24 empty] | 8104201 | no | no |  |  | no |  | 0 | 0 | 0 | 0 | 0 | 0 |  | 1 | 1 | 1 | 0 | 0 | 0
load_220543482 |  | node_1394202_709_15302225_54 |  | AN | 0 | NonResidential | 14000+5963.975j | 0 | 0 | 0 | 0 | 0 | [24 empty] | 8104201 | no | no |  |  | no |  | 0 | 0 | 0 | 0 | 0 | 0 |  | 1 | 1 | 1 | 0 | 0 | 0
load_220545604 |  | node_1393143_107_15301744_783 |  | AN | 0 | Residential | 144475.2+61546.177j | 0 | 0 | 0 | 0 | 0 | [24 empty] | 8104201 | no | no |  |  | no |  | 0 | 0 | 0 | 0 | 0 | 0 |  | 1 | 1 | 1 | 0 | 0 | 0
load_220545610 |  | node_1393591_186_15304532_188 |  | AN | 0 | NonResidential | 3000+1277.995j | 0 | 0 | 0 | 0 | 0 | [24 empty] | 8104201 | no | no |  |  | no |  | 0 | 0 | 0 | 0 | 0 | 0 |  | 1 | 1 | 1 | 0 | 0 | 0
load_220564696 |  | node_1390779_67_15301516_55 |  | AN | 0 | NonResidential | 36000+15335.936j | 0 | 0 | 0 | 0 | 0 | [24 empty] | 8104201 | no | no |  |  | no |  | 0 | 0 | 0 | 0 | 0 | 0 |  | 1 | 1 | 1 | 0 | 0 | 0
load_220566699 |  | node_1394956_91_15303766_021 |  | ABCN | 0 | NonResidential | 28333.333+12069.949j | 28333.333+12069.949j | 28333.333+12069.949j | 0 | 0 | 0 | [24 empty] | 8104201 | no | no |  |  | no |  | 0 | 0 | 0 | 0 | 0 | 0 |  | 1 | 1 | 1 | 0 | 0 | 0
load_220568568 |  | node_1390392_922_15301512_843 |  | AN | 0 | NonResidential | 5000+2129.991j | 0 | 0 | 0 | 0 | 0 | [24 empty] | 8104201 | no | no |  |  | no |  | 0 | 0 | 0 | 0 | 0 | 0 |  | 1 | 1 | 1 | 0 | 0 | 0
load_220596922 |  | node_1393603_803_15300128_609 |  | AN | 0 | NonResidential | 3000+1277.995j | 0 | 0 | 0 | 0 | 0 | [24 empty] | 8104201 | no | no |  |  | no |  | 0 | 0 | 0 | 0 | 0 | 0 |  | 1 | 1 | 1 | 0 | 0 | 0
load_220596947 |  | node_1393479_528_15299974_858 |  | AN | 0 | NonResidential | 4557.6+1941.529j | 0 | 0 | 0 | 0 | 0 | [24 empty] | 8104201 | no | no |  |  | no |  | 0 | 0 | 0 | 0 | 0 | 0 |  | 1 | 1 | 1 | 0 | 0 | 0
load_220597697 |  | node_1394315_927_15304125_913 |  | AN | 0 | NonResidential | 61333.333+26127.89j | 0 | 0 | 0 | 0 | 0 | [24 empty] | 8104201 | no | no |  |  | no |  | 0 | 0 | 0 | 0 | 0 | 0 |  | 1 | 1 | 1 | 0 | 0 | 0
load_220597698 |  | node_1394276_646_15304123_708 |  | BN | 0 | NonResidential | 0 | 61333.333+26127.89j | 0 | 0 | 0 | 0 | [24 empty] | 8104201 | no | no |  |  | no |  | 0 | 0 | 0 | 0 | 0 | 0 |  | 1 | 1 | 1 | 0 | 0 | 0
load_220597699 |  | node_1394296_378_15304121_338 |  | CN | 0 | NonResidential | 0 | 0 | 61333.333+26127.89j | 0 | 0 | 0 | [24 empty] | 8104201 | no | no |  |  | no |  | 0 | 0 | 0 | 0 | 0 | 0 |  | 1 | 1 | 1 | 0 | 0 | 0
load_220598230 |  | node_1392234_399_15301725_457 |  | AN | 0 | Residential | 42026.4+17903.171j | 0 | 0 | 0 | 0 | 0 | [24 empty] | 8104201 | no | no |  |  | no |  | 0 | 0 | 0 | 0 | 0 | 0 |  | 1 | 1 | 1 | 0 | 0 | 0
load_220648076 |  | node_1394595_456_15304521_035 |  | AN | 0 | NonResidential | 13000+5537.977j | 0 | 0 | 0 | 0 | 0 | [24 empty] | 8104201 | no | no |  |  | no |  | 0 | 0 | 0 | 0 | 0 | 0 |  | 1 | 1 | 1 | 0 | 0 | 0
load_220648077 |  | node_1394589_996_15304520_704 |  | BN | 0 | NonResidential | 0 | 13000+5537.977j | 0 | 0 | 0 | 0 | [24 empty] | 8104201 | no | no |  |  | no |  | 0 | 0 | 0 | 0 | 0 | 0 |  | 1 | 1 | 1 | 0 | 0 | 0
load_220648078 |  | node_1394602_691_15304520_742 |  | CN | 0 | NonResidential | 0 | 0 | 13000+5537.977j | 0 | 0 | 0 | [24 empty] | 8104201 | no | no |  |  | no |  | 0 | 0 | 0 | 0 | 0 | 0 |  | 1 | 1 | 1 | 0 | 0 | 0
load_310005514 |  | node_1393710_589_15302102_84 |  | CN | 0 | NonResidential | 0 | 0 | 7666.667+3265.986j | 0 | 0 | 0 | [24 empty] | 8104201 | no | no |  |  | no |  | 0 | 0 | 0 | 0 | 0 | 0 |  | 1 | 1 | 1 | 0 | 0 | 0
load_310049569 |  | node_1394654_694_15305775_552 |  | AN | 0 | NonResidential | 99000+42173.823j | 0 | 0 | 0 | 0 | 0 | [24 empty] | 8104201 | no | no |  |  | no |  | 0 | 0 | 0 | 0 | 0 | 0 |  | 1 | 1 | 1 | 0 | 0 | 0
load_311899775 |  | node_1395699_568_15304975_745 |  | AN | 0 | NonResidential | 1000+425.998j | 0 | 0 | 0 | 0 | 0 | [24 empty] | 8104201 | no | no |  |  | no |  | 0 | 0 | 0 | 0 | 0 | 0 |  | 1 | 1 | 1 | 0 | 0 | 0
load_311981742 |  | node_1394521_448_15305023_01 |  | ABCN | 0 | NonResidential | 19666.667+8377.965j | 19666.667+8377.965j | 19666.667+8377.965j | 0 | 0 | 0 | [24 empty] | 8104201 | no | no |  |  | no |  | 0 | 0 | 0 | 0 | 0 | 0 |  | 1 | 1 | 1 | 0 | 0 | 0
load_311987994 |  | node_1394629_316_15303461_219 |  | AN | 0 | Other | 0 | 0 | 0 | 0 | 0 | 0 | [24 empty] | 8104201 | no | no |  |  | no |  | 0 | 0 | 0 | 0 | 0 | 0 |  | 1 | 1 | 1 | 0 | 0 | 0

## node
data_type | static
owner_type | feeder
owner | 8104201
object | node
name | groupid | parent | bustype | phases | nominal_voltage | dcircuit | selected | monitored | monitored_fields | class_monitored_fields | played | played_fields | subsystem | x | y | comments | dist_to_slack
node_1389945_873_15302304_208 |  |  | PQ | AN | 2771.281 | 8104201 | no | no |  |  | no |  |  | 1389945.873 | 15302304.208 |  | -1
node_1390392_922_15301512_843 |  |  | PQ | AN | 2771.281 | 8104201 | no | no |  |  | no |  |  | 1390392.922 | 15301512.843 |  | -1
node_1390671_112_15303328_882 |  |  | PQ | AN | 2771.281 | 8104201 | no | no |  |  | no |  |  | 1390671.112 | 15303328.882 |  | -1
node_1390779_67_15301516_55 |  |  | PQ | AN | 2771.281 | 8104201 | no | no |  |  | no |  |  | 1390779.67 | 15301516.55 |  | -1
node_1391014_839_15303424_979 |  |  | PQ | AN | 2771.281 | 8104201 | no | no |  |  | no |  |  | 1391014.839 | 15303424.979 |  | -1
node_1391535_605_15303033_928 |  |  | PQ | AN | 2771.281 | 8104201 | no | no |  |  | no |  |  | 1391535.605 | 15303033.928 |  | -1
node_1392105_348_15302958_073 |  |  | PQ | AN | 2771.281 | 8104201 | no | no |  |  | no |  |  | 1392105.348 | 15302958.073 |  | -1
node_1392227_664_15302254_774 |  |  | PQ | AN | 2771.281 | 8104201 | no | no |  |  | no |  |  | 1392227.664 | 15302254.774 |  | -1
node_1392234_399_15301725_457 |  |  | PQ | AN | 2771.281 | 8104201 | no | no |  |  | no |  |  | 1392234.399 | 15301725.457 |  | -1
node_1392273_249_15303247_505 |  |  | PQ | AN | 2771.281 | 8104201 | no | no |  |  | no |  |  | 1392273.249 | 15303247.505 |  | -1
node_1392325_594_15302665_398 |  |  | PQ | AN | 2771.281 | 8104201 | no | no |  |  | no |  |  | 1392325.594 | 15302665.398 |  | -1
node_1392397_201_15302064_428 |  |  | PQ | AN | 2771.281 | 8104201 | no | no |  |  | no |  |  | 1392397.201 | 15302064.428 |  | -1
node_1392548_244_15302947_264 |  |  | PQ | AN | 2771.281 | 8104201 | no | no |  |  | no |  |  | 1392548.244 | 15302947.264 |  | -1
node_1392567_838_15301694_178 |  |  | PQ | AD | 2771.281 | 8104201 | no | no |  |  | no |  |  | 1392567.838 | 15301694.178 |  | -1
node_1392568_561_15302479_66 |  |  | PQ | AN | 2771.281 | 8104201 | no | no |  |  | no |  |  | 1392568.561 | 15302479.66 |  | -1
node_1392586_694_15301319_23 |  |  | PQ | AN | 2771.281 | 8104201 | no | no |  |  | no |  |  | 1392586.694 | 15301319.23 |  | -1
node_1392641_439_15304365_569 |  |  | PQ | AN | 2771.281 | 8104201 | no | no |  |  | no |  |  | 1392641.439 | 15304365.569 |  | -1
node_1392673_849_15302804_574 |  |  | PQ | AN | 2771.281 | 8104201 | no | no |  |  | no |  |  | 1392673.849 | 15302804.574 |  | -1
node_1392725_018_15301178_962 |  |  | PQ | AN | 2771.281 | 8104201 | no | no |  |  | no |  |  | 1392725.018 | 15301178.962 |  | -1
node_1392726_759_15303272_501 |  |  | PQ | AN | 2771.281 | 8104201 | no | no |  |  | no |  |  | 1392726.759 | 15303272.501 |  | -1
node_1392745_778_15302053_527 |  |  | PQ | AN | 2771.281 | 8104201 | no | no |  |  | no |  |  | 1392745.778 | 15302053.527 |  | -1
node_1392767_306_15302255_014 |  |  | PQ | AN | 2771.281 | 8104201 | no | no |  |  | no |  |  | 1392767.306 | 15302255.014 |  | -1
node_1392952_607_15303023_581 |  |  | PQ | AN | 2771.281 | 8104201 | no | no |  |  | no |  |  | 1392952.607 | 15303023.581 |  | -1
node_1393024_408_15303693_803 |  |  | PQ | ABCN | 2771.281 | 8104201 | no | no |  |  | no |  |  | 1393024.408 | 15303693.803 |  | -1
node_1393049_16_15302422_611 |  |  | PQ | ABCN | 2771.281 | 8104201 | no | no |  |  | no |  |  | 1393049.16 | 15302422.611 |  | -1
node_1393136_441_15300536_497 |  |  | PQ | ABCN | 2771.281 | 8104201 | no | no |  |  | no |  |  | 1393136.441 | 15300536.497 |  | -1
node_1393138_479_15300510_029 |  |  | PQ | ABCN | 2771.281 | 8104201 | no | no |  |  | no |  |  | 1393138.479 | 15300510.029 |  | -1
node_1393139_577_15300562_816 |  |  | PQ | ABCN | 2771.281 | 8104201 | no | no |  |  | no |  |  | 1393139.577 | 15300562.816 |  | -1
node_1393143_107_15301744_783 |  |  | PQ | AN | 2771.281 | 8104201 | no | no |  |  | no |  |  | 1393143.107 | 15301744.783 |  | -1
node_1393182_224_15302274_493 |  |  | PQ | AN | 2771.281 | 8104201 | no | no |  |  | no |  |  | 1393182.224 | 15302274.493 |  | -1
node_1393303_824_15301166_031 |  |  | PQ | AN | 2771.281 | 8104201 | no | no |  |  | no |  |  | 1393303.824 | 15301166.031 |  | -1
node_1393344_111_15303222_137 |  |  | PQ | AN | 2771.281 | 8104201 | no | no |  |  | no |  |  | 1393344.111 | 15303222.137 |  | -1
node_1393346_249_15304199_849 |  |  | PQ | ABCN | 2771.281 | 8104201 | no | no |  |  | no |  |  | 1393346.249 | 15304199.849 |  | -1
node_1393396_367_15307778_155 |  |  | PQ | ABCN | 2771.281 | 8104201 | no | no |  |  | no |  |  | 1393396.367 | 15307778.155 |  | -1
node_1393422_494_15302607_31 |  |  | PQ | AN | 2771.281 | 8104201 | no | no |  |  | no |  |  | 1393422.494 | 15302607.31 |  | -1
node_1393479_528_15299974_858 |  |  | PQ | AN | 2771.281 | 8104201 | no | no |  |  | no |  |  | 1393479.528 | 15299974.858 |  | -1
node_1393587_208_15300421_437 |  |  | PQ | ABCN | 2771.281 | 8104201 | no | no |  |  | no |  |  | 1393587.208 | 15300421.437 |  | -1
node_1393589_676_15300403_951 |  |  | PQ | ABCN | 2771.281 | 8104201 | no | no |  |  | no |  |  | 1393589.676 | 15300403.951 |  | -1
node_1393589_967_15307600_979 |  |  | PQ | ABCN | 2771.281 | 8104201 | no | no |  |  | no |  |  | 1393589.967 | 15307600.979 |  | -1
node_1393591_186_15304532_188 |  |  | PQ | ABCN | 2771.281 | 8104201 | no | no |  |  | no |  |  | 1393591.186 | 15304532.188 |  | -1
node_1393593_497_15307173_053 |  |  | PQ | ABCN | 2771.281 | 8104201 | no | no |  |  | no |  |  | 1393593.497 | 15307173.053 |  | -1
node_1393603_803_15300128_609 |  |  | PQ | AN | 2771.281 | 8104201 | no | no |  |  | no |  |  | 1393603.803 | 15300128.609 |  | -1
node_1393615_819_15301559_748 |  |  | PQ | ABCN | 2771.281 | 8104201 | no | no |  |  | no |  |  | 1393615.819 | 15301559.748 |  | -1
node_1393619_107_15301844_547 |  |  | PQ | ABCD | 2771.281 | 8104201 | no | no |  |  | no |  |  | 1393619.107 | 15301844.547 |  | -1
node_1393627_455_15306727_109 |  |  | PQ | ABCN | 2771.281 | 8104201 | no | no |  |  | no |  |  | 1393627.455 | 15306727.109 |  | -1
node_1393632_808_15300285_61 |  |  | PQ | ABCN | 2771.281 | 8104201 | no | no |  |  | no |  |  | 1393632.808 | 15300285.61 |  | -1
node_1393633_22_15300232_817 |  |  | PQ | ABCN | 2771.281 | 8104201 | no | no |  |  | no |  |  | 1393633.22 | 15300232.817 |  | -1
node_1393635_601_15300259_272 |  |  | PQ | ABCN | 2771.281 | 8104201 | no | no |  |  | no |  |  | 1393635.601 | 15300259.272 |  | -1
node_1393640_251_15301925_779 |  |  | PQ | ABCN | 2771.281 | 8104201 | no | no |  |  | no |  |  | 1393640.251 | 15301925.779 |  | -1
node_1393643_238_15300728_082 |  |  | PQ | ABCN | 2771.281 | 8104201 | no | no |  |  | no |  |  | 1393643.238 | 15300728.082 |  | -1
node_1393651_302_15301099_898 |  |  | PQ | ABCN | 2771.281 | 8104201 | no | no |  |  | no |  |  | 1393651.302 | 15301099.898 |  | -1
node_1393693_588_15302055_089 |  |  | PQ | ABCN | 2771.281 | 8104201 | no | no |  |  | no |  |  | 1393693.588 | 15302055.089 |  | -1
node_1393699_755_15302080_447 |  |  | PQ | ABCN | 2771.281 | 8104201 | no | no |  |  | no |  |  | 1393699.755 | 15302080.447 |  | -1
node_1393710_589_15302102_84 |  |  | PQ | ABCN | 2771.281 | 8104201 | no | no |  |  | no |  |  | 1393710.589 | 15302102.84 |  | -1
node_1393761_192_15301405_361 |  |  | PQ | ABCN | 2771.281 | 8104201 | no | no |  |  | no |  |  | 1393761.192 | 15301405.361 |  | -1
node_1393767_126_15301380_005 |  |  | PQ | ABCN | 2771.281 | 8104201 | no | no |  |  | no |  |  | 1393767.126 | 15301380.005 |  | -1
node_1393836_61_15307160_856 |  |  | PQ | AN | 2771.281 | 8104201 | no | no |  |  | no |  |  | 1393836.61 | 15307160.856 |  | -1
node_1393919_125_15301751_491 |  |  | PQ | ABCN | 2771.281 | 8104201 | no | no |  |  | no |  |  | 1393919.125 | 15301751.491 |  | -1
node_1393954_442_15306361_035 |  |  | PQ | ABCN | 2771.281 | 8104201 | no | no |  |  | no |  |  | 1393954.442 | 15306361.035 |  | -1
node_1393981_309_15301863_43 |  |  | PQ | ABCN | 2771.281 | 8104201 | no | no |  |  | no |  |  | 1393981.309 | 15301863.43 |  | -1
node_1393991_157_15301840_405 |  |  | PQ | ABCN | 2771.281 | 8104201 | no | no |  |  | no |  |  | 1393991.157 | 15301840.405 |  | -1
node_1394005_123_15301821_627 |  |  | PQ | ABCN | 2771.281 | 8104201 | no | no |  |  | no |  |  | 1394005.123 | 15301821.627 |  | -1
node_1394019_199_15306730_168 |  |  | PQ | AN | 2771.281 | 8104201 | no | no |  |  | no |  |  | 1394019.199 | 15306730.168 |  | -1
node_1394096_156_15302517_631 |  |  | PQ | ABCN | 2771.281 | 8104201 | no | no |  |  | no |  |  | 1394096.156 | 15302517.631 |  | -1
node_1394176_23_15302444_062 |  |  | PQ | AN | 2771.281 | 8104201 | no | no |  |  | no |  |  | 1394176.23 | 15302444.062 |  | -1
node_1394202_709_15302225_54 |  |  | PQ | ABCN | 2771.281 | 8104201 | no | no |  |  | no |  |  | 1394202.709 | 15302225.54 |  | -1
node_1394276_646_15304123_708 |  |  | PQ | ABCN | 2771.281 | 8104201 | no | no |  |  | no |  |  | 1394276.646 | 15304123.708 |  | -1
node_1394296_378_15304121_338 |  |  | PQ | ABCN | 2771.281 | 8104201 | no | no |  |  | no |  |  | 1394296.378 | 15304121.338 |  | -1
node_1394315_927_15304125_913 |  |  | PQ | ABCN | 2771.281 | 8104201 | no | no |  |  | no |  |  | 1394315.927 | 15304125.913 |  | -1
node_1394338_062_15302149_456 |  |  | PQ | ABCN | 2771.281 | 8104201 | no | no |  |  | no |  |  | 1394338.062 | 15302149.456 |  | -1
node_1394354_443_15302134_6 |  |  | PQ | ABCN | 2771.281 | 8104201 | no | no |  |  | no |  |  | 1394354.443 | 15302134.6 |  | -1
node_1394367_376_15302114_531 |  |  | PQ | ABCN | 2771.281 | 8104201 | no | no |  |  | no |  |  | 1394367.376 | 15302114.531 |  | -1
node_1394397_867_15304524_907 |  |  | PQ | ABCN | 2771.281 | 8104201 | no | no |  |  | no |  |  | 1394397.867 | 15304524.907 |  | -1
node_1394454_118_15303042_864 |  |  | PQ | ABCN | 2771.281 | 8104201 | no | no |  |  | no |  |  | 1394454.118 | 15303042.864 |  | -1
node_1394463_326_15304433_651 |  |  | PQ | ABCN | 2771.281 | 8104201 | no | no |  |  | no |  |  | 1394463.326 | 15304433.651 |  | -1
node_1394521_448_15305023_01 |  |  | PQ | ABCN | 2771.281 | 8104201 | no | no |  |  | no |  |  | 1394521.448 | 15305023.01 |  | -1
node_1394559_515_15307211_185 |  |  | PQ | AN | 2771.281 | 8104201 | no | no |  |  | no |  |  | 1394559.515 | 15307211.185 |  | -1
node_1394570_635_15303906_358 |  |  | PQ | ABCN | 2771.281 | 8104201 | no | no |  |  | no |  |  | 1394570.635 | 15303906.358 |  | -1
node_1394572_784_15303932_847 |  |  | PQ | ABCN | 2771.281 | 8104201 | no | no |  |  | no |  |  | 1394572.784 | 15303932.847 |  | -1
node_1394573_659_15303880_068 |  |  | PQ | ABCN | 2771.281 | 8104201 | no | no |  |  | no |  |  | 1394573.659 | 15303880.068 |  | -1
node_1394584_531_15303347_59 |  |  | PQ | ABCN | 2771.281 | 8104201 | no | no |  |  | no |  |  | 1394584.531 | 15303347.59 |  | -1
node_1394586_415_15306755_286 |  |  | PQ | AN | 2771.281 | 8104201 | no | no |  |  | no |  |  | 1394586.415 | 15306755.286 |  | -1
node_1394589_996_15304520_704 |  |  | PQ | ABCN | 2771.281 | 8104201 | no | no |  |  | no |  |  | 1394589.996 | 15304520.704 |  | -1
node_1394595_456_15304521_035 |  |  | PQ | ABCN | 2771.281 | 8104201 | no | no |  |  | no |  |  | 1394595.456 | 15304521.035 |  | -1
node_1394602_691_15304520_742 |  |  | PQ | ABCN | 2771.281 | 8104201 | no | no |  |  | no |  |  | 1394602.691 | 15304520.742 |  | -1
node_1394629_316_15303461_219 |  |  | PQ | ABCN | 2771.281 | 8104201 | no | no |  |  | no |  |  | 1394629.316 | 15303461.219 |  | -1
node_1394639_795_15306404_177 |  |  | PQ | ABCN | 2771.281 | 8104201 | no | no |  |  | no |  |  | 1394639.795 | 15306404.177 |  | -1
node_1394654_694_15305775_552 |  |  | PQ | ABCN | 2771.281 | 8104201 | no | no |  |  | no |  |  | 1394654.694 | 15305775.552 |  | -1
node_1394662_286_15304502_072 |  |  | PQ | ABCD | 2771.281 | 8104201 | no | no |  |  | no |  |  | 1394662.286 | 15304502.072 |  | -1
node_1394774_87_15306454_574 |  |  | PQ | ABCD | 2771.281 | 8104201 | no | no |  |  | no |  |  | 1394774.87 | 15306454.574 |  | -1
node_1394794_965_15303760_319 |  |  | PQ | ABCN | 2771.281 | 8104201 | no | no |  |  | no |  |  | 1394794.965 | 15303760.319 |  | -1
node_1394797_985_15303746_215 |  |  | PQ | ABCN | 2771.281 | 8104201 | no | no |  |  | no |  |  | 1394797.985 | 15303746.215 |  | -1
node_1394843_616_15303580_968 |  |  | PQ | ABCN | 2771.281 | 8104201 | no | no |  |  | no |  |  | 1394843.616 | 15303580.968 |  | -1
node_1394849_449_15303589_963 |  |  | PQ | ABCN | 2771.281 | 8104201 | no | no |  |  | no |  |  | 1394849.449 | 15303589.963 |  | -1
node_1394856_062_15303596_917 |  |  | PQ | ABCN | 2771.281 | 8104201 | no | no |  |  | no |  |  | 1394856.062 | 15303596.917 |  | -1
node_1394880_26_15304733_41 |  |  | PQ | ABCN | 2771.281 | 8104201 | no | no |  |  | no |  |  | 1394880.26 | 15304733.41 |  | -1
node_1394922_996_15304150_915 |  |  | PQ | ABCN | 2771.281 | 8104201 | no | no |  |  | no |  |  | 1394922.996 | 15304150.915 |  | -1
node_1394956_91_15303766_021 |  |  | PQ | ABCN | 7199.557 | 8104201 | no | no |  |  | no |  |  | 1394956.91 | 15303766.021 |  | -1
node_1395005_948_15305917_297 |  |  | PQ | ABCN | 2771.281 | 8104201 | no | no |  |  | no |  |  | 1395005.948 | 15305917.297 |  | -1
node_1395068_918_15304046_383 |  |  | PQ | ABCN | 2771.281 | 8104201 | no | no |  |  | no |  |  | 1395068.918 | 15304046.383 |  | -1
node_1395073_195_15306597_737 |  |  | PQ | ABCN | 2771.281 | 8104201 | no | no |  |  | no |  |  | 1395073.195 | 15306597.737 |  | -1
node_1395148_001_15304001_35 |  |  | PQ | AN | 18703.849 | 8104201 | no | no |  |  | no |  |  | 1395148.001 | 15304001.35 |  | -1
node_1395207_356_15306176_636 |  |  | PQ | ABCN | 2771.281 | 8104201 | no | no |  |  | no |  |  | 1395207.356 | 15306176.636 |  | -1
node_1395244_473_15306669_592 |  |  | PQ | ABCN | 2771.281 | 8104201 | no | no |  |  | no |  |  | 1395244.473 | 15306669.592 |  | -1
node_1395256_366_15304929_852 |  |  | PQ | ABCN | 2771.281 | 8104201 | no | no |  |  | no |  |  | 1395256.366 | 15304929.852 |  | -1
node_1395381_354_15306619_124 |  |  | PQ | ABCN | 2771.281 | 8104201 | no | no |  |  | no |  |  | 1395381.354 | 15306619.124 |  | -1
node_1395381_684_15306566_329 |  |  | PQ | ABCN | 2771.281 | 8104201 | no | no |  |  | no |  |  | 1395381.684 | 15306566.329 |  | -1
node_1395384_106_15306592_778 |  |  | PQ | ABCN | 2771.281 | 8104201 | no | no |  |  | no |  |  | 1395384.106 | 15306592.778 |  | -1
node_1395678_284_15304343_299 |  |  | PQ | AN | 18703.849 | 8104201 | no | no |  |  | no |  |  | 1395678.284 | 15304343.299 |  | -1
node_1395699_568_15304975_745 |  |  | PQ | AN | 18703.849 | 8104201 | no | no |  |  | no |  |  | 1395699.568 | 15304975.745 |  | -1
node_8104201_200807760 |  |  | PQ | AD | 2771.281 | 8104201 | no | no |  |  | no |  |  | 1390681.368 | 15302340.517 |  | -1
node_8104201_200807761 |  |  | PQ | AD | 2771.281 | 8104201 | no | no |  |  | no |  |  | 1390700.074 | 15302161.244 |  | -1
node_8104201_200807762 |  |  | PQ | AD | 2771.281 | 8104201 | no | no |  |  | no |  |  | 1390698.734 | 15302029.698 |  | -1
node_8104201_200815631 |  |  | PQ | AD | 2771.281 | 8104201 | no | no |  |  | no |  |  | 1390734.464 | 15301746.836 |  | -1
node_8104201_200815642 |  |  | PQ | AN | 2771.281 | 8104201 | no | no |  |  | no |  |  | 1390752.873 | 15301537.291 |  | -1
node_8104201_200815653 |  |  | PQ | AD | 2771.281 | 8104201 | no | no |  |  | no |  |  | 1390567.74 | 15301523.823 |  | -1
node_8104201_200815654 |  |  | PQ | AN | 2771.281 | 8104201 | no | no |  |  | no |  |  | 1390424.442 | 15301515.919 |  | -1
node_8104201_200815831 |  |  | PQ | AD | 2771.281 | 8104201 | no | no |  |  | no |  |  | 1390632.656 | 15302056.044 |  | -1
node_8104201_200815832 |  |  | PQ | AN | 2771.281 | 8104201 | no | no |  |  | no |  |  | 1389937.428 | 15302267.412 |  | -1
node_8104201_200815833 |  |  | PQ | AD | 2771.281 | 8104201 | no | no |  |  | no |  |  | 1389897.449 | 15302225.406 |  | -1
node_8104201_200815834 |  |  | PQ | AD | 2771.281 | 8104201 | no | no |  |  | no |  |  | 1390196.453 | 15302207.722 |  | -1
node_8104201_200815835 |  |  | PQ | AD | 2771.281 | 8104201 | no | no |  |  | no |  |  | 1390465.933 | 15302149.991 |  | -1
node_8104201_200821738 |  |  | PQ | ABCD | 2771.281 | 8104201 | no | no |  |  | no |  |  | 1392877.44 | 15307745.422 |  | -1
node_8104201_200824036 |  |  | PQ | ABCN | 2771.281 | 8104201 | no | no |  |  | no |  |  | 1393569.873 | 15307622.432 |  | -1
node_8104201_200824038 |  |  | PQ | ABCD | 2771.281 | 8104201 | no | no |  |  | no |  |  | 1393589.116 | 15307745.538 |  | -1
node_8104201_200824039 |  |  | PQ | ABCD | 2771.281 | 8104201 | no | no |  |  | no |  |  | 1393548.273 | 15307746.851 |  | -1
node_8104201_200824040 |  |  | PQ | ABCN | 2771.281 | 8104201 | no | no |  |  | no |  |  | 1393349.585 | 15307756.582 |  | -1
node_8104201_200831758 |  |  | PQ | AN | 18703.849 | 8104201 | no | no |  |  | no |  |  | 1395128.537 | 15303829.861 |  | -1
node_8104201_200831759 |  |  | PQ | AN | 18703.849 | 8104201 | no | no |  |  | no |  |  | 1395656.558 | 15304330.859 |  | -1
node_8104201_200831764 |  |  | PQ | ABCD | 2771.281 | 8104201 | no | no |  |  | no |  |  | 1393589.3 | 15300635.865 |  | -1
node_8104201_200831765 |  |  | PQ | ABCN | 2771.281 | 8104201 | no | no |  |  | no |  |  | 1393611.625 | 15300736.655 |  | -1
node_8104201_200831767 |  |  | PQ | ABCD | 2771.281 | 8104201 | no | no |  |  | no |  |  | 1393638.565 | 15300867.758 |  | -1
node_8104201_200831768 |  |  | PQ | ABCD | 2771.281 | 8104201 | no | no |  |  | no |  |  | 1393660.225 | 15300972.025 |  | -1
node_8104201_200831772 |  |  | PQ | ABCN | 2771.281 | 8104201 | no | no |  |  | no |  |  | 1393685.852 | 15301098.185 |  | -1
node_8104201_200831773 |  |  | PQ | ABCD | 2771.281 | 8104201 | no | no |  |  | no |  |  | 1393688.171 | 15301195.129 |  | -1
node_8104201_200831775 |  |  | PQ | ABCN | 2771.281 | 8104201 | no | no |  |  | no |  |  | 1393693.458 | 15301362.423 |  | -1
node_8104201_200831776 |  |  | PQ | ABCD | 2771.281 | 8104201 | no | no |  |  | no |  |  | 1393645.556 | 15301447.277 |  | -1
node_8104201_200831777 |  |  | PQ | ABCN | 2771.281 | 8104201 | no | no |  |  | no |  |  | 1393642.94 | 15301557.713 |  | -1
node_8104201_200831778 |  |  | PQ | ABCD | 2771.281 | 8104201 | no | no |  |  | no |  |  | 1393644.729 | 15301682.507 |  | -1
node_8104201_200831780 |  |  | PQ | ABCD | 2771.281 | 8104201 | no | no |  |  | no |  |  | 1393683.848 | 15301828.711 |  | -1
node_8104201_200831781 |  |  | PQ | ABCN | 2771.281 | 8104201 | no | no |  |  | no |  |  | 1393866.644 | 15301666.57 |  | -1
node_8104201_200831782 |  |  | PQ | ABCD | 2771.281 | 8104201 | no | no |  |  | no |  |  | 1393718.983 | 15301935.296 |  | -1
node_8104201_200831783 |  |  | PQ | ABCN | 2771.281 | 8104201 | no | no |  |  | no |  |  | 1393759.378 | 15302041.18 |  | -1
node_8104201_200831784 |  |  | PQ | ABCD | 2771.281 | 8104201 | no | no |  |  | no |  |  | 1393824.27 | 15302119.422 |  | -1
node_8104201_200831785 |  |  | PQ | ABCD | 2771.281 | 8104201 | no | no |  |  | no |  |  | 1393936.169 | 15302009.335 |  | -1
node_8104201_200831787 |  |  | PQ | ABCN | 2771.281 | 8104201 | no | no |  |  | no |  |  | 1394051.108 | 15301898.392 |  | -1
node_8104201_200831788 |  |  | PQ | ABCD | 2771.281 | 8104201 | no | no |  |  | no |  |  | 1394134.538 | 15301812.152 |  | -1
node_8104201_200831789 |  |  | PQ | ABCN | 2771.281 | 8104201 | no | no |  |  | no |  |  | 1394301.497 | 15302063.744 |  | -1
node_8104201_200831790 |  |  | PQ | ABCD | 2771.281 | 8104201 | no | no |  |  | no |  |  | 1393898.464 | 15302210.626 |  | -1
node_8104201_200831791 |  |  | PQ | ABCD | 2771.281 | 8104201 | no | no |  |  | no |  |  | 1393963.592 | 15302306.647 |  | -1
node_8104201_200831794 |  |  | PQ | ABCD | 2771.281 | 8104201 | no | no |  |  | no |  |  | 1394031.907 | 15302392.628 |  | -1
node_8104201_200831795 |  |  | PQ | ABCN | 2771.281 | 8104201 | no | no |  |  | no |  |  | 1394120.535 | 15302508.544 |  | -1
node_8104201_200831796 |  |  | PQ | AN | 2771.281 | 8104201 | no | no |  |  | no |  |  | 1394169.536 | 15302487.785 |  | -1
node_8104201_200831797 |  |  | PQ | ABCD | 2771.281 | 8104201 | no | no |  |  | no |  |  | 1394222.365 | 15302642.644 |  | -1
node_8104201_200831799 |  |  | PQ | ABCD | 2771.281 | 8104201 | no | no |  |  | no |  |  | 1394315.503 | 15302770.196 |  | -1
node_8104201_200831801 |  |  | PQ | ABCD | 2771.281 | 8104201 | no | no |  |  | no |  |  | 1394364.256 | 15302846.505 |  | -1
node_8104201_200831802 |  |  | PQ | ABCD | 2771.281 | 8104201 | no | no |  |  | no |  |  | 1394419.576 | 15302927.319 |  | -1
node_8104201_200831803 |  |  | PQ | ABCN | 2771.281 | 8104201 | no | no |  |  | no |  |  | 1394477.037 | 15303032.569 |  | -1
node_8104201_200831805 |  |  | PQ | ABCD | 2771.281 | 8104201 | no | no |  |  | no |  |  | 1394521.163 | 15303120.919 |  | -1
node_8104201_200831807 |  |  | PQ | ABCD | 2771.281 | 8104201 | no | no |  |  | no |  |  | 1394557.837 | 15303214.584 |  | -1
node_8104201_200831808 |  |  | PQ | ABCN | 2771.281 | 8104201 | no | no |  |  | no |  |  | 1394609.37 | 15303343.343 |  | -1
node_8104201_200831810 |  |  | PQ | ABCN | 2771.281 | 8104201 | no | no |  |  | no |  |  | 1394659.08 | 15303454.322 |  | -1
node_8104201_200831812 |  |  | PQ | ABCD | 2771.281 | 8104201 | no | no |  |  | no |  |  | 1394675.827 | 15303567.715 |  | -1
node_8104201_200831814 |  |  | PQ | ABCD | 2771.281 | 8104201 | no | no |  |  | no |  |  | 1394694.864 | 15303748.367 |  | -1
node_8104201_200831815 |  |  | PQ | ABCD | 2771.281 | 8104201 | no | no |  |  | no |  |  | 1394758.101 | 15303631.124 |  | -1
node_8104201_200831816 |  |  | PQ | ABCN | 2771.281 | 8104201 | no | no |  |  | no |  |  | 1394774.166 | 15303736.613 |  | -1
node_8104201_200831817 |  |  | PQ | ABCD | 2771.281 | 8104201 | no | no |  |  | no |  |  | 1394785.749 | 15303851.965 |  | -1
node_8104201_200831818 |  |  | PQ | ABCD | 2771.281 | 8104201 | no | no |  |  | no |  |  | 1394719.359 | 15303919.696 |  | -1
node_8104201_200831819 |  |  | PQ | ABCN | 2771.281 | 8104201 | no | no |  |  | no |  |  | 1394646.505 | 15303914.195 |  | -1
node_8104201_200831820 |  |  | PQ | ABCN | 7199.557 | 8104201 | no | no |  |  | no |  |  | 1394802.975 | 15303826.649 |  | -1
node_8104201_200831821 |  |  | PQ | AN | 18703.849 | 8104201 | no | no |  |  | no |  |  | 1394894.461 | 15303824.506 |  | -1
node_8104201_200831822 |  |  | PQ | ABCN | 2771.281 | 8104201 | no | no |  |  | no |  |  | 1394818.922 | 15304086.307 |  | -1
node_8104201_200831823 |  |  | PQ | ABCN | 2771.281 | 8104201 | no | no |  |  | no |  |  | 1394853.131 | 15304301.71 |  | -1
node_8104201_200831826 |  |  | PQ | ABCN | 2771.281 | 8104201 | no | no |  |  | no |  |  | 1394912.96 | 15304734.054 |  | -1
node_8104201_200831827 |  |  | PQ | ABCN | 2771.281 | 8104201 | no | no |  |  | no |  |  | 1394929.851 | 15304922.697 |  | -1
node_8104201_200831828 |  |  | PQ | ABCD | 2771.281 | 8104201 | no | no |  |  | no |  |  | 1394945.908 | 15305092.712 |  | -1
node_8104201_200831829 |  |  | PQ | ABCD | 2771.281 | 8104201 | no | no |  |  | no |  |  | 1394964.674 | 15305296.862 |  | -1
node_8104201_200831830 |  |  | PQ | ABCD | 2771.281 | 8104201 | no | no |  |  | no |  |  | 1394974.727 | 15305503.159 |  | -1
node_8104201_200831831 |  |  | PQ | ABCD | 2771.281 | 8104201 | no | no |  |  | no |  |  | 1395004.166 | 15305709.863 |  | -1
node_8104201_200831832 |  |  | PQ | ABCN | 2771.281 | 8104201 | no | no |  |  | no |  |  | 1395026.714 | 15305915.425 |  | -1
node_8104201_200831833 |  |  | PQ | AN | 2771.281 | 8104201 | no | no |  |  | no |  |  | 1393571.084 | 15300130.229 |  | -1
node_8104201_200831834 |  |  | PQ | ABCD | 2771.281 | 8104201 | no | no |  |  | no |  |  | 1395049.09 | 15306113.803 |  | -1
node_8104201_200831838 |  |  | PQ | ABCN | 2771.281 | 8104201 | no | no |  |  | no |  |  | 1395209.95 | 15306658.069 |  | -1
node_8104201_200831840 |  |  | PQ | ABCD | 2771.281 | 8104201 | no | no |  |  | no |  |  | 1395116.027 | 15306586.662 |  | -1
node_8104201_200831841 |  |  | PQ | ABCN | 2771.281 | 8104201 | no | no |  |  | no |  |  | 1395312.423 | 15306597.544 |  | -1
node_8104201_200831847 |  |  | PQ | ABCN | 2771.281 | 8104201 | no | no |  |  | no |  |  | 1393559.357 | 15300253.829 |  | -1
node_8104201_200831855 |  |  | PQ | ABCN | 2771.281 | 8104201 | no | no |  |  | no |  |  | 1393563.818 | 15300397.898 |  | -1
node_8104201_200831856 |  |  | PQ | ABCD | 2771.281 | 8104201 | no | no |  |  | no |  |  | 1393568.823 | 15300522.291 |  | -1
node_8104201_200831858 |  |  | PQ | ABCD | 2771.281 | 8104201 | no | no |  |  | no |  |  | 1393478.905 | 15300527.889 |  | -1
node_8104201_200831859 |  |  | PQ | ABCD | 2771.281 | 8104201 | no | no |  |  | no |  |  | 1393621.258 | 15301831.038 |  | -1
node_8104201_200831860 |  |  | PQ | ABCN | 2771.281 | 8104201 | no | no |  |  | no |  |  | 1393606.278 | 15301918.916 |  | -1
node_8104201_200831861 |  |  | PQ | ABCD | 2771.281 | 8104201 | no | no |  |  | no |  |  | 1393545.059 | 15302029.038 |  | -1
node_8104201_200831862 |  |  | PQ | ABCD | 2771.281 | 8104201 | no | no |  |  | no |  |  | 1393416.655 | 15302100.728 |  | -1
node_8104201_200831864 |  |  | PQ | ABCD | 2771.281 | 8104201 | no | no |  |  | no |  |  | 1393312.244 | 15302187.543 |  | -1
node_8104201_200831865 |  |  | PQ | ABCD | 2771.281 | 8104201 | no | no |  |  | no |  |  | 1393235.357 | 15302256.047 |  | -1
node_8104201_200831866 |  |  | PQ | ABCD | 2771.281 | 8104201 | no | no |  |  | no |  |  | 1393151.663 | 15302360.328 |  | -1
node_8104201_200831867 |  |  | PQ | ABCN | 2771.281 | 8104201 | no | no |  |  | no |  |  | 1393066.368 | 15302449.314 |  | -1
node_8104201_200831868 |  |  | PQ | AD | 2771.281 | 8104201 | no | no |  |  | no |  |  | 1392950.022 | 15302529.246 |  | -1
node_8104201_200831870 |  |  | PQ | AD | 2771.281 | 8104201 | no | no |  |  | no |  |  | 1392893.409 | 15302593.233 |  | -1
node_8104201_200831871 |  |  | PQ | AD | 2771.281 | 8104201 | no | no |  |  | no |  |  | 1392828.694 | 15302673.632 |  | -1
node_8104201_200831872 |  |  | PQ | AD | 2771.281 | 8104201 | no | no |  |  | no |  |  | 1392762.394 | 15302744.184 |  | -1
node_8104201_200831873 |  |  | PQ | AN | 2771.281 | 8104201 | no | no |  |  | no |  |  | 1392694.177 | 15302819.872 |  | -1
node_8104201_200831874 |  |  | PQ | AD | 2771.281 | 8104201 | no | no |  |  | no |  |  | 1392624.846 | 15302896.549 |  | -1
node_8104201_200831875 |  |  | PQ | AN | 2771.281 | 8104201 | no | no |  |  | no |  |  | 1392565.547 | 15302965.107 |  | -1
node_8104201_200831876 |  |  | PQ | AD | 2771.281 | 8104201 | no | no |  |  | no |  |  | 1392492.885 | 15303046.663 |  | -1
node_8104201_200831877 |  |  | PQ | AD | 2771.281 | 8104201 | no | no |  |  | no |  |  | 1392428.53 | 15303115.475 |  | -1
node_8104201_200831878 |  |  | PQ | AD | 2771.281 | 8104201 | no | no |  |  | no |  |  | 1392363.506 | 15303194.046 |  | -1
node_8104201_200831879 |  |  | PQ | AN | 2771.281 | 8104201 | no | no |  |  | no |  |  | 1392291.416 | 15303271.431 |  | -1
node_8104201_200831880 |  |  | PQ | AD | 2771.281 | 8104201 | no | no |  |  | no |  |  | 1392218.43 | 15303307.024 |  | -1
node_8104201_200831881 |  |  | PQ | AD | 2771.281 | 8104201 | no | no |  |  | no |  |  | 1392124.191 | 15303302.534 |  | -1
node_8104201_200831882 |  |  | PQ | AD | 2771.281 | 8104201 | no | no |  |  | no |  |  | 1392019.802 | 15303294.311 |  | -1
node_8104201_200831883 |  |  | PQ | AD | 2771.281 | 8104201 | no | no |  |  | no |  |  | 1391872.821 | 15303283.94 |  | -1
node_8104201_200831884 |  |  | PQ | AD | 2771.281 | 8104201 | no | no |  |  | no |  |  | 1391775.997 | 15303234.299 |  | -1
node_8104201_200831885 |  |  | PQ | AD | 2771.281 | 8104201 | no | no |  |  | no |  |  | 1391702.623 | 15303176.273 |  | -1
node_8104201_200831890 |  |  | PQ | AN | 2771.281 | 8104201 | no | no |  |  | no |  |  | 1393170.982 | 15301758.699 |  | -1
node_8104201_200831891 |  |  | PQ | AD | 2771.281 | 8104201 | no | no |  |  | no |  |  | 1393094.271 | 15301843.887 |  | -1
node_8104201_200831892 |  |  | PQ | AD | 2771.281 | 8104201 | no | no |  |  | no |  |  | 1392996.613 | 15301954.619 |  | -1
node_8104201_200831893 |  |  | PQ | AD | 2771.281 | 8104201 | no | no |  |  | no |  |  | 1392927.351 | 15302030.933 |  | -1
node_8104201_200831894 |  |  | PQ | AN | 2771.281 | 8104201 | no | no |  |  | no |  |  | 1392741.969 | 15302235.488 |  | -1
node_8104201_200831895 |  |  | PQ | AD | 2771.281 | 8104201 | no | no |  |  | no |  |  | 1392636.279 | 15302356.057 |  | -1
node_8104201_200831896 |  |  | PQ | AN | 2771.281 | 8104201 | no | no |  |  | no |  |  | 1392539.006 | 15302453.24 |  | -1
node_8104201_200831897 |  |  | PQ | AD | 2771.281 | 8104201 | no | no |  |  | no |  |  | 1392475.84 | 15302535.356 |  | -1
node_8104201_200831898 |  |  | PQ | AD | 2771.281 | 8104201 | no | no |  |  | no |  |  | 1392410.941 | 15302608.873 |  | -1
node_8104201_200831899 |  |  | PQ | AN | 2771.281 | 8104201 | no | no |  |  | no |  |  | 1392345.041 | 15302684.837 |  | -1
node_8104201_200831903 |  |  | PQ | AN | 2771.281 | 8104201 | no | no |  |  | no |  |  | 1392078.336 | 15302983.512 |  | -1
node_8104201_200831904 |  |  | PQ | AD | 2771.281 | 8104201 | no | no |  |  | no |  |  | 1392011.326 | 15303058.15 |  | -1
node_8104201_200831905 |  |  | PQ | AD | 2771.281 | 8104201 | no | no |  |  | no |  |  | 1391949.656 | 15303134.246 |  | -1
node_8104201_200831906 |  |  | PQ | AD | 2771.281 | 8104201 | no | no |  |  | no |  |  | 1391883.865 | 15303210.347 |  | -1
node_8104201_200831907 |  |  | PQ | AD | 2771.281 | 8104201 | no | no |  |  | no |  |  | 1393178.56 | 15301626.511 |  | -1
node_8104201_200831908 |  |  | PQ | AD | 2771.281 | 8104201 | no | no |  |  | no |  |  | 1393192.688 | 15301489.48 |  | -1
node_8104201_200831909 |  |  | PQ | AD | 2771.281 | 8104201 | no | no |  |  | no |  |  | 1393276.325 | 15301313.403 |  | -1
node_8104201_200831910 |  |  | PQ | AN | 2771.281 | 8104201 | no | no |  |  | no |  |  | 1393278.445 | 15301166.278 |  | -1
node_8104201_200831913 |  |  | PQ | AD | 2771.281 | 8104201 | no | no |  |  | no |  |  | 1393532.894 | 15302122.11 |  | -1
node_8104201_200831914 |  |  | PQ | AD | 2771.281 | 8104201 | no | no |  |  | no |  |  | 1393510.063 | 15302280.447 |  | -1
node_8104201_200831915 |  |  | PQ | AD | 2771.281 | 8104201 | no | no |  |  | no |  |  | 1393488.292 | 15302406.463 |  | -1
node_8104201_200831917 |  |  | PQ | AD | 2771.281 | 8104201 | no | no |  |  | no |  |  | 1393464.237 | 15302526.596 |  | -1
node_8104201_200831918 |  |  | PQ | AN | 2771.281 | 8104201 | no | no |  |  | no |  |  | 1393434.995 | 15302636.705 |  | -1
node_8104201_200831920 |  |  | PQ | AD | 2771.281 | 8104201 | no | no |  |  | no |  |  | 1393426.441 | 15302746.542 |  | -1
node_8104201_200831921 |  |  | PQ | AD | 2771.281 | 8104201 | no | no |  |  | no |  |  | 1393409.831 | 15302869.576 |  | -1
node_8104201_200831922 |  |  | PQ | AD | 2771.281 | 8104201 | no | no |  |  | no |  |  | 1393394.428 | 15302988.95 |  | -1
node_8104201_200831923 |  |  | PQ | AD | 2771.281 | 8104201 | no | no |  |  | no |  |  | 1393377.996 | 15303110.645 |  | -1
node_8104201_200831924 |  |  | PQ | AN | 2771.281 | 8104201 | no | no |  |  | no |  |  | 1393367.033 | 15303228.151 |  | -1
node_8104201_200831926 |  |  | PQ | AN | 2771.281 | 8104201 | no | no |  |  | no |  |  | 1393185.328 | 15302248.039 |  | -1
node_8104201_200831927 |  |  | PQ | AD | 2771.281 | 8104201 | no | no |  |  | no |  |  | 1393100.671 | 15302231.841 |  | -1
node_8104201_200831928 |  |  | PQ | AD | 2771.281 | 8104201 | no | no |  |  | no |  |  | 1392979.039 | 15302209.569 |  | -1
node_8104201_200831929 |  |  | PQ | AD | 2771.281 | 8104201 | no | no |  |  | no |  |  | 1392832.216 | 15302129.743 |  | -1
node_8104201_200831930 |  |  | PQ | AN | 2771.281 | 8104201 | no | no |  |  | no |  |  | 1392776.729 | 15302038.072 |  | -1
node_8104201_200831931 |  |  | PQ | AD | 2771.281 | 8104201 | no | no |  |  | no |  |  | 1392711.001 | 15301921.925 |  | -1
node_8104201_200831932 |  |  | PQ | AD | 2771.281 | 8104201 | no | no |  |  | no |  |  | 1392645.153 | 15301818.592 |  | -1
node_8104201_200831934 |  |  | PQ | AD | 2771.281 | 8104201 | no | no |  |  | no |  |  | 1392561.561 | 15301683.749 |  | -1
node_8104201_200831935 |  |  | PQ | AD | 2771.281 | 8104201 | no | no |  |  | no |  |  | 1392452.164 | 15301526.746 |  | -1
node_8104201_200831936 |  |  | PQ | AD | 2771.281 | 8104201 | no | no |  |  | no |  |  | 1392305.867 | 15301596.528 |  | -1
node_8104201_200831937 |  |  | PQ | AN | 2771.281 | 8104201 | no | no |  |  | no |  |  | 1392213.708 | 15301704.143 |  | -1
node_8104201_200831940 |  |  | PQ | AD | 2771.281 | 8104201 | no | no |  |  | no |  |  | 1390608.09 | 15303175.95 |  | -1
node_8104201_200831941 |  |  | PQ | AD | 2771.281 | 8104201 | no | no |  |  | no |  |  | 1390627.938 | 15302935.718 |  | -1
node_8104201_200831942 |  |  | PQ | AD | 2771.281 | 8104201 | no | no |  |  | no |  |  | 1390647.057 | 15302734.156 |  | -1
node_8104201_200831943 |  |  | PQ | AD | 2771.281 | 8104201 | no | no |  |  | no |  |  | 1390663.881 | 15302540.763 |  | -1
node_8104201_200831944 |  |  | PQ | AD | 2771.281 | 8104201 | no | no |  |  | no |  |  | 1392550.738 | 15301925.354 |  | -1
node_8104201_200831945 |  |  | PQ | AD | 2771.281 | 8104201 | no | no |  |  | no |  |  | 1392479.152 | 15302006.836 |  | -1
node_8104201_200831946 |  |  | PQ | AN | 2771.281 | 8104201 | no | no |  |  | no |  |  | 1392416.077 | 15302078.406 |  | -1
node_8104201_200831947 |  |  | PQ | AD | 2771.281 | 8104201 | no | no |  |  | no |  |  | 1392344.709 | 15302155.435 |  | -1
node_8104201_200831948 |  |  | PQ | AN | 2771.281 | 8104201 | no | no |  |  | no |  |  | 1392246.355 | 15302265.837 |  | -1
node_8104201_200831954 |  |  | PQ | AN | 2771.281 | 8104201 | no | no |  |  | no |  |  | 1391552.985 | 15303054.512 |  | -1
node_8104201_200831955 |  |  | PQ | AD | 2771.281 | 8104201 | no | no |  |  | no |  |  | 1391417.552 | 15303204.825 |  | -1
node_8104201_200831956 |  |  | PQ | AD | 2771.281 | 8104201 | no | no |  |  | no |  |  | 1391316.645 | 15303336.482 |  | -1
node_8104201_200831957 |  |  | PQ | AD | 2771.281 | 8104201 | no | no |  |  | no |  |  | 1391220.415 | 15303377.837 |  | -1
node_8104201_200831958 |  |  | PQ | AN | 2771.281 | 8104201 | no | no |  |  | no |  |  | 1391010.965 | 15303392.705 |  | -1
node_8104201_200831959 |  |  | PQ | AD | 2771.281 | 8104201 | no | no |  |  | no |  |  | 1390810.999 | 15303343.206 |  | -1
node_8104201_200831961 |  |  | PQ | AN | 2771.281 | 8104201 | no | no |  |  | no |  |  | 1390673.463 | 15303315.058 |  | -1
node_8104201_200831963 |  |  | PQ | AD | 2771.281 | 8104201 | no | no |  |  | no |  |  | 1390644.479 | 15303280.03 |  | -1
node_8104201_200831964 |  |  | PQ | AD | 2771.281 | 8104201 | no | no |  |  | no |  |  | 1393080.144 | 15302542.062 |  | -1
node_8104201_200831965 |  |  | PQ | AD | 2771.281 | 8104201 | no | no |  |  | no |  |  | 1393088.972 | 15302667.895 |  | -1
node_8104201_200831966 |  |  | PQ | AD | 2771.281 | 8104201 | no | no |  |  | no |  |  | 1393106.651 | 15302819.901 |  | -1
node_8104201_200831967 |  |  | PQ | AD | 2771.281 | 8104201 | no | no |  |  | no |  |  | 1393049.258 | 15302946.335 |  | -1
node_8104201_200831968 |  |  | PQ | AN | 2771.281 | 8104201 | no | no |  |  | no |  |  | 1392971.295 | 15303036.197 |  | -1
node_8104201_200831970 |  |  | PQ | AD | 2771.281 | 8104201 | no | no |  |  | no |  |  | 1392840.168 | 15303182.915 |  | -1
node_8104201_200831971 |  |  | PQ | AN | 2771.281 | 8104201 | no | no |  |  | no |  |  | 1392756.592 | 15303281.394 |  | -1
node_8104201_200831977 |  |  | PQ | ABCD | 2771.281 | 8104201 | no | no |  |  | no |  |  | 1394655.044 | 15304501.214 |  | -1
node_8104201_200831978 |  |  | PQ | ABCN | 2771.281 | 8104201 | no | no |  |  | no |  |  | 1394597.633 | 15304498.982 |  | -1
node_8104201_200831979 |  |  | PQ | ABCD | 2771.281 | 8104201 | no | no |  |  | no |  |  | 1394552.277 | 15304496.592 |  | -1
node_8104201_200831980 |  |  | PQ | ABCN | 2771.281 | 8104201 | no | no |  |  | no |  |  | 1394554.421 | 15304450.013 |  | -1
node_8104201_200831981 |  |  | PQ | ABCN | 2771.281 | 8104201 | no | no |  |  | no |  |  | 1394393.124 | 15304499.107 |  | -1
node_8104201_200831982 |  |  | PQ | ABCD | 2771.281 | 8104201 | no | no |  |  | no |  |  | 1394246.635 | 15304497.252 |  | -1
node_8104201_200831983 |  |  | PQ | ABCD | 2771.281 | 8104201 | no | no |  |  | no |  |  | 1394291.644 | 15304436.228 |  | -1
node_8104201_200831985 |  |  | PQ | ABCD | 2771.281 | 8104201 | no | no |  |  | no |  |  | 1394046.162 | 15304495.279 |  | -1
node_8104201_200831986 |  |  | PQ | ABCD | 2771.281 | 8104201 | no | no |  |  | no |  |  | 1393908.456 | 15304500.131 |  | -1
node_8104201_200831987 |  |  | PQ | ABCD | 2771.281 | 8104201 | no | no |  |  | no |  |  | 1393800.841 | 15304501.011 |  | -1
node_8104201_200831988 |  |  | PQ | ABCN | 2771.281 | 8104201 | no | no |  |  | no |  |  | 1393600.731 | 15304500.115 |  | -1
node_8104201_200831994 |  |  | PQ | AN | 2771.281 | 8104201 | no | no |  |  | no |  |  | 1394579.917 | 15307179.413 |  | -1
node_8104201_200831995 |  |  | PQ | AD | 2771.281 | 8104201 | no | no |  |  | no |  |  | 1394440.839 | 15307169.504 |  | -1
node_8104201_200831996 |  |  | PQ | AD | 2771.281 | 8104201 | no | no |  |  | no |  |  | 1394291.381 | 15307161.856 |  | -1
node_8104201_200831997 |  |  | PQ | AD | 2771.281 | 8104201 | no | no |  |  | no |  |  | 1394143.399 | 15307150.575 |  | -1
node_8104201_200831998 |  |  | PQ | AD | 2771.281 | 8104201 | no | no |  |  | no |  |  | 1393995.687 | 15307144.794 |  | -1
node_8104201_200831999 |  |  | PQ | AN | 2771.281 | 8104201 | no | no |  |  | no |  |  | 1393840.31 | 15307138.525 |  | -1
node_8104201_200832449 |  |  | PQ | ABCD | 2771.281 | 8104201 | no | no |  |  | no |  |  | 1394935.125 | 15306464.931 |  | -1
node_8104201_200832450 |  |  | PQ | ABCD | 2771.281 | 8104201 | no | no |  |  | no |  |  | 1393670.828 | 15306399.433 |  | -1
node_8104201_200832451 |  |  | PQ | ABCD | 2771.281 | 8104201 | no | no |  |  | no |  |  | 1394786.976 | 15306454.994 |  | -1
node_8104201_200832452 |  |  | PQ | ABCN | 2771.281 | 8104201 | no | no |  |  | no |  |  | 1394642.452 | 15306445.148 |  | -1
node_8104201_200832453 |  |  | PQ | ABCD | 2771.281 | 8104201 | no | no |  |  | no |  |  | 1394555.825 | 15306445.643 |  | -1
node_8104201_200832454 |  |  | PQ | ABCD | 2771.281 | 8104201 | no | no |  |  | no |  |  | 1394409.474 | 15306438.513 |  | -1
node_8104201_200832455 |  |  | PQ | ABCD | 2771.281 | 8104201 | no | no |  |  | no |  |  | 1394261.723 | 15306432.379 |  | -1
node_8104201_200832456 |  |  | PQ | ABCD | 2771.281 | 8104201 | no | no |  |  | no |  |  | 1394109.663 | 15306420.799 |  | -1
node_8104201_200832457 |  |  | PQ | ABCN | 2771.281 | 8104201 | no | no |  |  | no |  |  | 1393961.773 | 15306414.271 |  | -1
node_8104201_200832458 |  |  | PQ | ABCD | 2771.281 | 8104201 | no | no |  |  | no |  |  | 1393815.419 | 15306407.518 |  | -1
node_8104201_200832459 |  |  | PQ | AD | 2771.281 | 8104201 | no | no |  |  | no |  |  | 1394620.402 | 15306608.608 |  | -1
node_8104201_200832460 |  |  | PQ | AD | 2771.281 | 8104201 | no | no |  |  | no |  |  | 1394625.673 | 15306777.798 |  | -1
node_8104201_200832461 |  |  | PQ | AD | 2771.281 | 8104201 | no | no |  |  | no |  |  | 1394620.168 | 15306845.532 |  | -1
node_8104201_200832462 |  |  | PQ | AD | 2771.281 | 8104201 | no | no |  |  | no |  |  | 1394612.123 | 15306984.195 |  | -1
node_8104201_200832463 |  |  | PQ | AD | 2771.281 | 8104201 | no | no |  |  | no |  |  | 1394602.903 | 15307129.376 |  | -1
node_8104201_200832464 |  |  | PQ | AD | 2771.281 | 8104201 | no | no |  |  | no |  |  | 1394596.325 | 15307196.365 |  | -1
node_8104201_200832470 |  |  | PQ | AN | 2771.281 | 8104201 | no | no |  |  | no |  |  | 1394605.121 | 15306782.628 |  | -1
node_8104201_200832471 |  |  | PQ | AD | 2771.281 | 8104201 | no | no |  |  | no |  |  | 1394464.654 | 15306787.291 |  | -1
node_8104201_200832472 |  |  | PQ | AD | 2771.281 | 8104201 | no | no |  |  | no |  |  | 1394320.98 | 15306779.755 |  | -1
node_8104201_200832473 |  |  | PQ | AD | 2771.281 | 8104201 | no | no |  |  | no |  |  | 1394176.94 | 15306769.527 |  | -1
node_8104201_200832474 |  |  | PQ | AN | 2771.281 | 8104201 | no | no |  |  | no |  |  | 1394017.911 | 15306758.331 |  | -1
node_8104201_200832475 |  |  | PQ | AD | 2771.281 | 8104201 | no | no |  |  | no |  |  | 1393860.693 | 15306751.01 |  | -1
node_8104201_200832479 |  |  | PQ | ABCD | 2771.281 | 8104201 | no | no |  |  | no |  |  | 1393610.429 | 15306431.543 |  | -1
node_8104201_200832480 |  |  | PQ | ABCD | 2771.281 | 8104201 | no | no |  |  | no |  |  | 1393602.181 | 15306591.014 |  | -1
node_8104201_200832481 |  |  | PQ | ABCN | 2771.281 | 8104201 | no | no |  |  | no |  |  | 1393594.115 | 15306732.16 |  | -1
node_8104201_200832482 |  |  | PQ | ABCD | 2771.281 | 8104201 | no | no |  |  | no |  |  | 1393583.595 | 15306886.233 |  | -1
node_8104201_200832483 |  |  | PQ | ABCD | 2771.281 | 8104201 | no | no |  |  | no |  |  | 1393574.813 | 15307047.088 |  | -1
node_8104201_200832484 |  |  | PQ | ABCN | 2771.281 | 8104201 | no | no |  |  | no |  |  | 1393568.225 | 15307195.871 |  | -1
node_8104201_200832485 |  |  | PQ | ABCD | 2771.281 | 8104201 | no | no |  |  | no |  |  | 1393557.673 | 15307327.227 |  | -1
node_8104201_200832486 |  |  | PQ | ABCD | 2771.281 | 8104201 | no | no |  |  | no |  |  | 1393543.141 | 15307441.094 |  | -1
node_8104201_200832495 |  |  | PQ | AD | 2771.281 | 8104201 | no | no |  |  | no |  |  | 1392503.672 | 15301498.572 |  | -1
node_8104201_200832497 |  |  | PQ | AD | 2771.281 | 8104201 | no | no |  |  | no |  |  | 1392530.383 | 15301432.986 |  | -1
node_8104201_200832498 |  |  | PQ | AN | 2771.281 | 8104201 | no | no |  |  | no |  |  | 1392594.809 | 15301286.654 |  | -1
node_8104201_200832500 |  |  | PQ | AN | 2771.281 | 8104201 | no | no |  |  | no |  |  | 1392688.903 | 15301159.689 |  | -1
node_8104201_200916323 |  |  | PQ | ABCD | 2771.281 | 8104201 | no | no |  |  | no |  |  | 1392899.583 | 15307777.41 |  | -1
node_8104201_200946986 |  |  | PQ | ABCD | 2771.281 | 8104201 | no | no |  |  | no |  |  | 1394778.396 | 15304511.202 |  | -1
node_8104201_200946987 |  |  | PQ | ABCD | 2771.281 | 8104201 | no | no |  |  | no |  |  | 1394881.21 | 15304501.154 |  | -1
node_8104201_200949153 |  |  | PQ | ABCN | 2771.281 | 8104201 | no | no |  |  | no |  |  | 1395053.068 | 15306180.636 |  | -1
node_8104201_200949154 |  |  | PQ | ABCD | 2771.281 | 8104201 | no | no |  |  | no |  |  | 1395072.504 | 15306465.636 |  | -1
node_8104201_200949155 |  |  | PQ | ABCN | 2771.281 | 8104201 | no | no |  |  | no |  |  | 1395098.237 | 15306618.283 |  | -1
node_8104201_200949157 |  |  | PQ | ABCD | 2771.281 | 8104201 | no | no |  |  | no |  |  | 1395119.599 | 15306798.689 |  | -1
node_8104201_200966433 |  |  | PQ | ABCN | 2771.281 | 8104201 | no | no |  |  | no |  |  | 1394007.26 | 15302271.746 |  | -1
node_8104201_200975878 |  |  | PQ | ABCN | 2771.281 | 8104201 | no | no |  |  | no |  |  | 1395174.57 | 15306177.486 |  | -1
node_8104201_200978749 |  |  | PQ | ABCN | 2771.281 | 8104201 | no | no |  |  | no |  |  | 1394164.753 | 15302245.764 |  | -1
node_8104201_201003803 |  |  | PQ | ABCN | 2771.281 | 8104201 | no | no |  |  | no |  |  | 1394297.435 | 15304246.601 |  | -1
node_8104201_201004619 |  |  | PQ | ABCN | 7199.557 | 8104201 | no | no |  |  | no |  |  | 1394982.935 | 15303785.848 |  | -1
node_8104201_201013342 |  |  | PQ | ABCN | 2771.281 | 8104201 | no | no |  |  | no |  |  | 1393903.201 | 15301721.24 |  | -1
node_8104201_201013343 |  |  | PQ | ABCN | 2771.281 | 8104201 | no | no |  |  | no |  |  | 1395216.584 | 15304941.066 |  | -1
node_8104201_201013344 |  |  | PQ | ABCN | 2771.281 | 8104201 | no | no |  |  | no |  |  | 1393370.235 | 15304185.313 |  | -1
node_8104201_201013345 |  |  | PQ | ABCD | 2771.281 | 8104201 | no | no |  |  | no |  |  | 1394890.176 | 15305528.367 |  | -1
node_8104201_201013392 |  |  | PQ | ABCD | 2771.281 | 8104201 | no | no |  |  | no |  |  | 1394844.583 | 15305021.84 |  | -1
node_8104201_201014262 |  |  | PQ | ABCD | 2771.281 | 8104201 | no | no |  |  | no |  |  | 1395063.661 | 15306298.958 |  | -1
node_8104201_201014528 |  |  | PQ | AN | 2771.281 | 8104201 | no | no |  |  | no |  |  | 1393510.692 | 15299968.644 |  | -1
node_8104201_201014845 |  |  | PQ | ABCN | 2771.281 | 8104201 | no | no |  |  | no |  |  | 1394499.985 | 15304442.146 |  | -1
node_8104201_201014849 |  |  | PQ | AN | 2771.281 | 8104201 | no | no |  |  | no |  |  | 1392669.851 | 15304372.554 |  | -1
node_8104201_201014850 |  |  | PQ | ABCN | 2771.281 | 8104201 | no | no |  |  | no |  |  | 1393046.297 | 15303722.677 |  | -1
node_8104201_201014851 |  |  | PQ | ABCN | 2771.281 | 8104201 | no | no |  |  | no |  |  | 1393214.987 | 15300528.407 |  | -1
node_8104201_201016227 |  |  | PQ | AD | 2771.281 | 8104201 | no | no |  |  | no |  |  | 1392904.683 | 15303111.483 |  | -1
node_8104201_201027520 |  |  | PQ | ABCN | 2771.281 | 8104201 | no | no |  |  | no |  |  | 1395049.033 | 15304059.631 |  | -1
node_8104201_201027524 |  |  | PQ | ABCN | 2771.281 | 8104201 | no | no |  |  | no |  |  | 1394830.731 | 15303628.465 |  | -1
node_8104201_201027528 |  |  | PQ | ABCN | 2771.281 | 8104201 | no | no |  |  | no |  |  | 1394903.221 | 15304194.471 |  | -1
node_8104201_201027627 |  |  | PQ | ABCD | 2771.281 | 8104201 | no | no |  |  | no |  |  | 1394865.965 | 15305274.797 |  | -1
node_8104201_310017137 |  |  | PQ | ABCN | 2771.281 | 8104201 | no | no |  |  | no |  |  | 1394896.492 | 15305723.575 |  | -1
node_8104201_310034342 |  |  | PQ | ABCD | 2771.281 | 8104201 | no | no |  |  | no |  |  | 1395065.237 | 15306314.005 |  | -1
node_8104201_310034345 |  |  | PQ | ABCD | 2771.281 | 8104201 | no | no |  |  | no |  |  | 1395064.512 | 15306302.925 |  | -1
node_8104201_310044107 |  |  | PQ | ABCN | 2771.281 | 8104201 | no | no |  |  | no |  |  | 1394674.639 | 15305733.73 |  | -1
node_8104201_310049373 |  |  | PQ | AN | 18703.849 | 8104201 | no | no |  |  | no |  |  | 1395144.362 | 15303968.755 |  | -1
node_8104201_310054917 |  |  | PQ | ABCD | 2771.281 | 8104201 | no | no |  |  | no |  |  | 1393168.888 | 15307746.068 |  | -1
node_8104201_310054918 |  |  | PQ | ABCD | 2771.281 | 8104201 | no | no |  |  | no |  |  | 1392959.706 | 15307732.699 |  | -1
node_8104201_311899771 |  |  | PQ | AN | 18703.849 | 8104201 | no | no |  |  | no |  |  | 1395719.709 | 15304805.623 |  | -1
node_8104201_311908492 |  |  | PQ | ABCN | 2771.281 | 8104201 | no | no |  |  | no |  |  | 1394594.493 | 15305020.642 |  | -1
node_8104201_311908758 |  |  | PQ | ABCD | 2771.281 | 8104201 | no | no |  |  | no |  |  | 1393361.14 | 15300528.271 |  | -1
node_8104201_311981738 |  |  | PQ | ABCN | 2771.281 | 8104201 | no | no |  |  | no |  |  | 1394543.764 | 15305022.044 |  | -1
node_8104201_312035728 |  |  | PQ | ABCN | 2771.281 | 8104201 | no | no |  |  | no |  |  | 1394824.751 | 15304123.013 |  | -1
node_8104201_312035730 |  |  | PQ | ABCN | 2771.281 | 8104201 | no | no |  |  | no |  |  | 1394842.835 | 15304236.877 |  | -1
node_312036051 |  |  | PQ | ABCD | 2771.281 | 8104201 | no | no |  |  | no |  |  | 1394824.071 | 15304118.728 |  | -1
node_312036060 |  |  | PQ | ABCN | 2771.281 | 8104201 | no | no |  |  | no |  |  | 1394841.6 | 15304229.104 |  | -1
node_312049159 |  |  | PQ | ABCN | 2771.281 | 8104201 | no | no |  |  | no |  |  | 1394840.716 | 15304223.534 |  | -1
node_312049162 |  |  | PQ | ABCD | 2771.281 | 8104201 | no | no |  |  | no |  |  | 1394823.172 | 15304113.066 |  | -1
node_SOURCE_8104201 |  |  | SWING | ABCN | 2771.281 | 8104201 | no | no |  |  | no |  |  | 1392911.979 | 15307825.078 |  | -1
node_intto1_8104201_200815642 |  |  | PQ | AD | 2771.281 | 8104201 | no | no |  |  | no |  |  | 1390752.873 | 15301537.291 |  | -1
node_intto1_8104201_200831758 |  |  | PQ | AN | 18703.849 | 8104201 | no | no |  |  | no |  |  | 1395128.537 | 15303829.861 |  | -1
node_intto1_8104201_200831777 |  |  | PQ | ABCD | 2771.281 | 8104201 | no | no |  |  | no |  |  | 1393642.94 | 15301557.713 |  | -1
node_intto1_8104201_200831785 |  |  | PQ | ABCD | 2771.281 | 8104201 | no | no |  |  | no |  |  | 1393936.169 | 15302009.335 |  | -1
node_intto1_8104201_200831814 |  |  | PQ | ABCD | 2771.281 | 8104201 | no | no |  |  | no |  |  | 1394694.864 | 15303748.367 |  | -1
node_intto1_8104201_200831817 |  |  | PQ | ABCD | 2771.281 | 8104201 | no | no |  |  | no |  |  | 1394785.749 | 15303851.965 |  | -1
node_intto1_8104201_200831818 |  |  | PQ | ABCD | 2771.281 | 8104201 | no | no |  |  | no |  |  | 1394719.359 | 15303919.696 |  | -1
node_intto1_8104201_200831820 |  |  | PQ | ABCD | 2771.281 | 8104201 | no | no |  |  | no |  |  | 1394802.975 | 15303826.649 |  | -1
node_intto1_8104201_200831821 |  |  | PQ | AD | 7199.557 | 8104201 | no | no |  |  | no |  |  | 1394894.461 | 15303824.506 |  | -1
node_intto1_8104201_200831861 |  |  | PQ | ABCD | 2771.281 | 8104201 | no | no |  |  | no |  |  | 1393545.059 | 15302029.038 |  | -1
node_intto1_8104201_200831867 |  |  | PQ | ABCD | 2771.281 | 8104201 | no | no |  |  | no |  |  | 1393066.368 | 15302449.314 |  | -1
node_intto1_8104201_200831893 |  |  | PQ | AD | 2771.281 | 8104201 | no | no |  |  | no |  |  | 1392927.351 | 15302030.933 |  | -1
node_intto1_8104201_200831894 |  |  | PQ | AD | 2771.281 | 8104201 | no | no |  |  | no |  |  | 1392741.969 | 15302235.488 |  | -1
node_intto1_8104201_200831914 |  |  | PQ | AD | 2771.281 | 8104201 | no | no |  |  | no |  |  | 1393510.063 | 15302280.447 |  | -1
node_intto1_8104201_200831928 |  |  | PQ | AD | 2771.281 | 8104201 | no | no |  |  | no |  |  | 1392979.039 | 15302209.569 |  | -1
node_intto1_8104201_200831944 |  |  | PQ | AD | 2771.281 | 8104201 | no | no |  |  | no |  |  | 1392550.738 | 15301925.354 |  | -1
node_intto1_8104201_200831963 |  |  | PQ | AD | 2771.281 | 8104201 | no | no |  |  | no |  |  | 1390644.479 | 15303280.03 |  | -1
node_intto1_8104201_200832449 |  |  | PQ | ABCD | 2771.281 | 8104201 | no | no |  |  | no |  |  | 1394935.125 | 15306464.931 |  | -1
node_intto1_8104201_200832460 |  |  | PQ | AD | 2771.281 | 8104201 | no | no |  |  | no |  |  | 1394625.673 | 15306777.798 |  | -1
node_intto1_8104201_200946986 |  |  | PQ | ABCD | 2771.281 | 8104201 | no | no |  |  | no |  |  | 1394778.396 | 15304511.202 |  | -1
node_intto1_8104201_200949153 |  |  | PQ | ABCD | 2771.281 | 8104201 | no | no |  |  | no |  |  | 1395053.068 | 15306180.636 |  | -1
node_intto1_8104201_200949154 |  |  | PQ | ABCD | 2771.281 | 8104201 | no | no |  |  | no |  |  | 1395072.504 | 15306465.636 |  | -1
node_intto1_8104201_200975878 |  |  | PQ | ABCN | 2771.281 | 8104201 | no | no |  |  | no |  |  | 1395174.57 | 15306177.486 |  | -1
node_intto1_8104201_200978749 |  |  | PQ | ABCN | 2771.281 | 8104201 | no | no |  |  | no |  |  | 1394164.753 | 15302245.764 |  | -1
node_intto1_8104201_201003803 |  |  | PQ | ABCD | 2771.281 | 8104201 | no | no |  |  | no |  |  | 1394297.435 | 15304246.601 |  | -1
node_intto1_8104201_201013342 |  |  | PQ | ABCN | 2771.281 | 8104201 | no | no |  |  | no |  |  | 1393903.201 | 15301721.24 |  | -1
node_intto1_8104201_201013343 |  |  | PQ | ABCN | 2771.281 | 8104201 | no | no |  |  | no |  |  | 1395216.584 | 15304941.066 |  | -1
node_intto1_8104201_201013344 |  |  | PQ | ABCN | 2771.281 | 8104201 | no | no |  |  | no |  |  | 1393370.235 | 15304185.313 |  | -1
node_intto1_8104201_201014262 |  |  | PQ | ABCD | 2771.281 | 8104201 | no | no |  |  | no |  |  | 1395063.661 | 15306298.958 |  | -1
node_intto1_8104201_201014845 |  |  | PQ | ABCN | 2771.281 | 8104201 | no | no |  |  | no |  |  | 1394499.985 | 15304442.146 |  | -1
node_intto1_8104201_201014849 |  |  | PQ | AN | 2771.281 | 8104201 | no | no |  |  | no |  |  | 1392669.851 | 15304372.554 |  | -1
node_intto1_8104201_201014851 |  |  | PQ | ABCD | 2771.281 | 8104201 | no | no |  |  | no |  |  | 1393214.987 | 15300528.407 |  | -1
node_intto1_8104201_201027520 |  |  | PQ | ABCN | 2771.281 | 8104201 | no | no |  |  | no |  |  | 1395049.033 | 15304059.631 |  | -1
node_intto1_8104201_201027524 |  |  | PQ | ABCD | 2771.281 | 8104201 | no | no |  |  | no |  |  | 1394830.731 | 15303628.465 |  | -1
node_intto1_8104201_201027528 |  |  | PQ | ABCN | 2771.281 | 8104201 | no | no |  |  | no |  |  | 1394903.221 | 15304194.471 |  | -1
node_intto1_8104201_201027627 |  |  | PQ | ABCD | 2771.281 | 8104201 | no | no |  |  | no |  |  | 1394865.965 | 15305274.797 |  | -1
node_intto1_8104201_310017137 |  |  | PQ | ABCD | 2771.281 | 8104201 | no | no |  |  | no |  |  | 1394896.492 | 15305723.575 |  | -1
node_intto1_8104201_310034342 |  |  | PQ | ABCD | 2771.281 | 8104201 | no | no |  |  | no |  |  | 1395065.237 | 15306314.005 |  | -1
node_intto1_8104201_310034345 |  |  | PQ | ABCD | 2771.281 | 8104201 | no | no |  |  | no |  |  | 1395064.512 | 15306302.925 |  | -1
node_intto1_8104201_310044107 |  |  | PQ | ABCN | 2771.281 | 8104201 | no | no |  |  | no |  |  | 1394674.639 | 15305733.73 |  | -1
node_intto1_8104201_311908758 |  |  | PQ | ABCD | 2771.281 | 8104201 | no | no |  |  | no |  |  | 1393361.14 | 15300528.271 |  | -1
node_intto1_8104201_311981738 |  |  | PQ | ABCN | 2771.281 | 8104201 | no | no |  |  | no |  |  | 1394543.764 | 15305022.044 |  | -1
node_intto1_312036051 |  |  | PQ | ABCD | 2771.281 | 8104201 | no | no |  |  | no |  |  | 1394824.071 | 15304118.728 |  | -1
node_intto1_312036060 |  |  | PQ | ABCN | 2771.281 | 8104201 | no | no |  |  | no |  |  | 1394841.6 | 15304229.104 |  | -1
node_intto1_312049159 |  |  | PQ | ABCN | 2771.281 | 8104201 | no | no |  |  | no |  |  | 1394840.716 | 15304223.534 |  | -1
node_intto1_312049162 |  |  | PQ | ABCD | 2771.281 | 8104201 | no | no |  |  | no |  |  | 1394823.172 | 15304113.066 |  | -1

## overhead_line
data_type | static
owner_type | feeder
owner | 8104201
object | overhead_line
name | groupid | phases | fr | to | length | configuration | dcircuit | selected | monitored | monitored_fields | class_monitored_fields | played | played_fields | comments | R | X | B | lim_kw
oh_line_8104201_200807760 |  | AD | node_8104201_200831943 | node_8104201_200807760 | 201.007 | bal_1P_1/0AA | 8104201 | no | no |  |  | no |  |  | 0 | 0 | 0 | 0
oh_line_8104201_200807761 |  | AD | node_8104201_200807760 | node_8104201_200807761 | 180.247 | bal_1P_1/0AA | 8104201 | no | no |  |  | no |  |  | 0 | 0 | 0 | 0
oh_line_8104201_200807762 |  | AD | node_8104201_200807761 | node_8104201_200807762 | 131.552 | bal_1P_1/0AA | 8104201 | no | no |  |  | no |  |  | 0 | 0 | 0 | 0
oh_line_8104201_200815631 |  | AD | node_8104201_200807762 | node_8104201_200815631 | 285.11 | bal_1P_1/0AC | 8104201 | no | no |  |  | no |  |  | 0 | 0 | 0 | 0
oh_line_8104201_200815642 |  | AD | node_8104201_200815631 | node_intto1_8104201_200815642 | 210.353 | bal_1P_1/0AC | 8104201 | no | no |  |  | no |  |  | 0 | 0 | 0 | 0
oh_line_8104201_200815653 |  | AD | node_8104201_200815642 | node_8104201_200815653 | 185.622 | bal_1P_1/0AC | 8104201 | no | no |  |  | no |  |  | 0 | 0 | 0 | 0
oh_line_8104201_200815654 |  | AD | node_8104201_200815653 | node_8104201_200815654 | 143.516 | bal_1P_1/0AC | 8104201 | no | no |  |  | no |  |  | 0 | 0 | 0 | 0
oh_line_8104201_200815831 |  | AD | node_8104201_200807762 | node_8104201_200815831 | 71.136 | bal_1P_2AC | 8104201 | no | no |  |  | no |  |  | 0 | 0 | 0 | 0
oh_line_8104201_200815832 |  | AD | node_8104201_200815834 | node_8104201_200815832 | 265.814 | bal_1P_2AC | 8104201 | no | no |  |  | no |  |  | 0 | 0 | 0 | 0
oh_line_8104201_200815833 |  | AD | node_8104201_200815832 | node_8104201_200815833 | 57.989 | bal_1P_1/0AC | 8104201 | no | no |  |  | no |  |  | 0 | 0 | 0 | 0
oh_line_8104201_200815834 |  | AD | node_8104201_200815835 | node_8104201_200815834 | 275.594 | bal_1P_2AC | 8104201 | no | no |  |  | no |  |  | 0 | 0 | 0 | 0
oh_line_8104201_200815835 |  | AD | node_8104201_200815831 | node_8104201_200815835 | 191.371 | bal_1P_2AC | 8104201 | no | no |  |  | no |  |  | 0 | 0 | 0 | 0
oh_line_8104201_200821738 |  | ABCD | node_8104201_200916323 | node_8104201_200821738 | 38.905 | bal_3P_477AL | 8104201 | no | no |  |  | no |  |  | 0 | 0 | 0 | 0
oh_line_8104201_200824036 |  | ABCD | node_8104201_200824038 | node_8104201_200824036 | 124.601 | bal_3P_477AL | 8104201 | no | no |  |  | no |  |  | 0 | 0 | 0 | 0
oh_line_8104201_200824038 |  | ABCD | node_8104201_200824039 | node_8104201_200824038 | 40.863 | bal_3P_477AL | 8104201 | no | no |  |  | no |  |  | 0 | 0 | 0 | 0
oh_line_8104201_200824039 |  | ABCD | node_8104201_200824040 | node_8104201_200824039 | 198.927 | bal_3P_477AL | 8104201 | no | no |  |  | no |  |  | 0 | 0 | 0 | 0
oh_line_8104201_200824040 |  | ABCD | node_8104201_310054917 | node_8104201_200824040 | 181.003 | bal_3P_477AL | 8104201 | no | no |  |  | no |  |  | 0 | 0 | 0 | 0
oh_line_8104201_200831758 |  | AN | node_8104201_200831821 | node_intto1_8104201_200831758 | 234.138 | bal_1P_WYECUST | 8104201 | no | no |  |  | no |  |  | 0 | 0 | 0 | 0
oh_line_8104201_200831764 |  | ABCD | node_8104201_200831765 | node_8104201_200831764 | 103.232 | bal_3P_4CU | 8104201 | no | no |  |  | no |  |  | 0 | 0 | 0 | 0
oh_line_8104201_200831765 |  | ABCD | node_8104201_200831767 | node_8104201_200831765 | 133.843 | bal_3P_4CU | 8104201 | no | no |  |  | no |  |  | 0 | 0 | 0 | 0
oh_line_8104201_200831767 |  | ABCD | node_8104201_200831768 | node_8104201_200831767 | 106.493 | bal_3P_4CU | 8104201 | no | no |  |  | no |  |  | 0 | 0 | 0 | 0
oh_line_8104201_200831768 |  | ABCD | node_8104201_200831772 | node_8104201_200831768 | 128.736 | bal_3P_4CU | 8104201 | no | no |  |  | no |  |  | 0 | 0 | 0 | 0
oh_line_8104201_200831772 |  | ABCD | node_8104201_200831773 | node_8104201_200831772 | 96.972 | bal_3P_1/0AC | 8104201 | no | no |  |  | no |  |  | 0 | 0 | 0 | 0
oh_line_8104201_200831773 |  | ABCD | node_8104201_200831775 | node_8104201_200831773 | 167.378 | bal_3P_1/0AC | 8104201 | no | no |  |  | no |  |  | 0 | 0 | 0 | 0
oh_line_8104201_200831775 |  | ABCD | node_8104201_200831776 | node_8104201_200831775 | 97.441 | bal_3P_1/0AC | 8104201 | no | no |  |  | no |  |  | 0 | 0 | 0 | 0
oh_line_8104201_200831776 |  | ABCD | node_8104201_200831777 | node_8104201_200831776 | 110.467 | bal_3P_1/0AC | 8104201 | no | no |  |  | no |  |  | 0 | 0 | 0 | 0
oh_line_8104201_200831777 |  | ABCD | node_8104201_200831778 | node_intto1_8104201_200831777 | 124.807 | bal_3P_1/0AC | 8104201 | no | no |  |  | no |  |  | 0 | 0 | 0 | 0
oh_line_8104201_200831778 |  | ABCD | node_8104201_200831780 | node_8104201_200831778 | 151.347 | bal_3P_1/0AC | 8104201 | no | no |  |  | no |  |  | 0 | 0 | 0 | 0
oh_line_8104201_200831780 |  | ABCD | node_8104201_200831782 | node_8104201_200831780 | 112.227 | bal_3P_1/0AC | 8104201 | no | no |  |  | no |  |  | 0 | 0 | 0 | 0
oh_line_8104201_200831781 |  | ABCD | node_8104201_200831780 | node_8104201_200831781 | 244.345 | bal_3P_1/0AA | 8104201 | no | no |  |  | no |  |  | 0 | 0 | 0 | 0
oh_line_8104201_200831782 |  | ABCD | node_8104201_200831783 | node_8104201_200831782 | 113.328 | bal_3P_1/0AC | 8104201 | no | no |  |  | no |  |  | 0 | 0 | 0 | 0
oh_line_8104201_200831783 |  | ABCD | node_8104201_200831784 | node_8104201_200831783 | 101.65 | bal_3P_1/0AC | 8104201 | no | no |  |  | no |  |  | 0 | 0 | 0 | 0
oh_line_8104201_200831784 |  | ABCD | node_8104201_200831790 | node_8104201_200831784 | 117.571 | bal_3P_1/0AC | 8104201 | no | no |  |  | no |  |  | 0 | 0 | 0 | 0
oh_line_8104201_200831785 |  | ABCD | node_8104201_200831784 | node_intto1_8104201_200831785 | 157.011 | bal_3P_1/0AC | 8104201 | no | no |  |  | no |  |  | 0 | 0 | 0 | 0
oh_line_8104201_200831787 |  | ABCD | node_8104201_200831785 | node_8104201_200831787 | 159.748 | bal_3P_1/0AC | 8104201 | no | no |  |  | no |  |  | 0 | 0 | 0 | 0
oh_line_8104201_200831788 |  | ABCD | node_8104201_200831787 | node_8104201_200831788 | 119.991 | bal_3P_1/0AC | 8104201 | no | no |  |  | no |  |  | 0 | 0 | 0 | 0
oh_line_8104201_200831789 |  | ABCD | node_8104201_200831788 | node_8104201_200831789 | 301.951 | bal_3P_1/0AC | 8104201 | no | no |  |  | no |  |  | 0 | 0 | 0 | 0
oh_line_8104201_200831790 |  | ABCD | node_8104201_200831791 | node_8104201_200831790 | 116.025 | bal_3P_1/0AC | 8104201 | no | no |  |  | no |  |  | 0 | 0 | 0 | 0
oh_line_8104201_200831791 |  | ABCD | node_8104201_200831794 | node_8104201_200831791 | 109.815 | bal_3P_1/0AC | 8104201 | no | no |  |  | no |  |  | 0 | 0 | 0 | 0
oh_line_8104201_200831794 |  | ABCD | node_8104201_200831795 | node_8104201_200831794 | 145.917 | bal_3P_1/0AC | 8104201 | no | no |  |  | no |  |  | 0 | 0 | 0 | 0
oh_line_8104201_200831795 |  | ABCD | node_8104201_200831797 | node_8104201_200831795 | 168.382 | bal_3P_1/0AC | 8104201 | no | no |  |  | no |  |  | 0 | 0 | 0 | 0
oh_line_8104201_200831796 |  | AD | node_8104201_200831795 | node_8104201_200831796 | 53.217 | bal_1P_1/0AC | 8104201 | no | no |  |  | no |  |  | 0 | 0 | 0 | 0
oh_line_8104201_200831797 |  | ABCD | node_8104201_200831799 | node_8104201_200831797 | 157.937 | bal_3P_1/0AC | 8104201 | no | no |  |  | no |  |  | 0 | 0 | 0 | 0
oh_line_8104201_200831799 |  | ABCD | node_8104201_200831801 | node_8104201_200831799 | 90.554 | bal_3P_1/0AC | 8104201 | no | no |  |  | no |  |  | 0 | 0 | 0 | 0
oh_line_8104201_200831801 |  | ABCD | node_8104201_200831802 | node_8104201_200831801 | 97.935 | bal_3P_1/0AC | 8104201 | no | no |  |  | no |  |  | 0 | 0 | 0 | 0
oh_line_8104201_200831802 |  | ABCD | node_8104201_200831803 | node_8104201_200831802 | 119.914 | bal_3P_1/0AC | 8104201 | no | no |  |  | no |  |  | 0 | 0 | 0 | 0
oh_line_8104201_200831803 |  | ABCD | node_8104201_200831805 | node_8104201_200831803 | 98.756 | bal_3P_1/0AC | 8104201 | no | no |  |  | no |  |  | 0 | 0 | 0 | 0
oh_line_8104201_200831805 |  | ABCD | node_8104201_200831807 | node_8104201_200831805 | 100.589 | bal_3P_1/0AA | 8104201 | no | no |  |  | no |  |  | 0 | 0 | 0 | 0
oh_line_8104201_200831807 |  | ABCD | node_8104201_200831808 | node_8104201_200831807 | 138.688 | bal_3P_1/0AA | 8104201 | no | no |  |  | no |  |  | 0 | 0 | 0 | 0
oh_line_8104201_200831808 |  | ABCD | node_8104201_200831810 | node_8104201_200831808 | 121.604 | bal_3P_1/0AA | 8104201 | no | no |  |  | no |  |  | 0 | 0 | 0 | 0
oh_line_8104201_200831810 |  | ABCD | node_8104201_200831812 | node_8104201_200831810 | 114.623 | bal_3P_1/0AA | 8104201 | no | no |  |  | no |  |  | 0 | 0 | 0 | 0
oh_line_8104201_200831812 |  | ABCD | node_8104201_200831814 | node_8104201_200831812 | 181.652 | bal_3P_1/0AA | 8104201 | no | no |  |  | no |  |  | 0 | 0 | 0 | 0
oh_line_8104201_200831814 |  | ABCD | node_8104201_200831818 | node_intto1_8104201_200831814 | 173.093 | bal_3P_1/0AA | 8104201 | no | no |  |  | no |  |  | 0 | 0 | 0 | 0
oh_line_8104201_200831815 |  | ABCD | node_8104201_200831816 | node_8104201_200831815 | 106.706 | bal_3P_4/0AA | 8104201 | no | no |  |  | no |  |  | 0 | 0 | 0 | 0
oh_line_8104201_200831816 |  | ABCD | node_8104201_200831817 | node_8104201_200831816 | 115.932 | bal_3P_4/0AL | 8104201 | no | no |  |  | no |  |  | 0 | 0 | 0 | 0
oh_line_8104201_200831817 |  | ABCD | node_8104201_200831822 | node_intto1_8104201_200831817 | 236.68 | bal_3P_4/0AL | 8104201 | no | no |  |  | no |  |  | 0 | 0 | 0 | 0
oh_line_8104201_200831818 |  | ABCD | node_8104201_200831817 | node_intto1_8104201_200831818 | 94.849 | bal_3P_1/0AA | 8104201 | no | no |  |  | no |  |  | 0 | 0 | 0 | 0
oh_line_8104201_200831819 |  | ABCD | node_8104201_200831818 | node_8104201_200831819 | 73.061 | bal_3P_1/0AC | 8104201 | no | no |  |  | no |  |  | 0 | 0 | 0 | 0
oh_line_8104201_200831820 |  | ABCD | node_8104201_200831817 | node_intto1_8104201_200831820 | 30.621 | bal_3P_1/0AA | 8104201 | no | no |  |  | no |  |  | 0 | 0 | 0 | 0
oh_line_8104201_200831821 |  | AD | node_8104201_200831820 | node_intto1_8104201_200831821 | 91.51 | bal_1P_1/0AA | 8104201 | no | no |  |  | no |  |  | 0 | 0 | 0 | 0
oh_line_8104201_200831822-1 |  | ABCD | node_312049162 | node_8104201_200831822 | 27.094 | bal_3P_4/0AA | 8104201 | no | no |  |  | no |  |  | 0 | 0 | 0 | 0
oh_line_8104201_200831822-2 |  | ABCD | node_312036051 | node_intto1_312049162 | 5.733 | bal_3P_4/0AA | 8104201 | no | no |  |  | no |  |  | 0 | 0 | 0 | 0
oh_line_8104201_200831822-3 |  | ABCD | node_8104201_312035728 | node_intto1_312036051 | 4.339 | bal_3P_4/0AA | 8104201 | no | no |  |  | no |  |  | 0 | 0 | 0 | 0
oh_line_8104201_200831823 |  | ABCD | node_8104201_200946987 | node_8104201_200831823 | 201.411 | bal_3P_4/0AL | 8104201 | no | no |  |  | no |  |  | 0 | 0 | 0 | 0
oh_line_8104201_200831826 |  | ABCD | node_8104201_200831827 | node_8104201_200831826 | 189.398 | bal_3P_4/0AL | 8104201 | no | no |  |  | no |  |  | 0 | 0 | 0 | 0
oh_line_8104201_200831827 |  | ABCD | node_8104201_200831828 | node_8104201_200831827 | 170.771 | bal_3P_4/0AL | 8104201 | no | no |  |  | no |  |  | 0 | 0 | 0 | 0
oh_line_8104201_200831828 |  | ABCD | node_8104201_200831829 | node_8104201_200831828 | 205.011 | bal_3P_4/0AA | 8104201 | no | no |  |  | no |  |  | 0 | 0 | 0 | 0
oh_line_8104201_200831829 |  | ABCD | node_8104201_200831830 | node_8104201_200831829 | 206.542 | bal_3P_4/0AA | 8104201 | no | no |  |  | no |  |  | 0 | 0 | 0 | 0
oh_line_8104201_200831830 |  | ABCD | node_8104201_200831831 | node_8104201_200831830 | 208.79 | bal_3P_4/0AA | 8104201 | no | no |  |  | no |  |  | 0 | 0 | 0 | 0
oh_line_8104201_200831831 |  | ABCD | node_8104201_200831832 | node_8104201_200831831 | 206.795 | bal_3P_4/0AA | 8104201 | no | no |  |  | no |  |  | 0 | 0 | 0 | 0
oh_line_8104201_200831832 |  | ABCD | node_8104201_200831834 | node_8104201_200831832 | 199.636 | bal_3P_4/0AA | 8104201 | no | no |  |  | no |  |  | 0 | 0 | 0 | 0
oh_line_8104201_200831833 |  | AD | node_8104201_200831847 | node_8104201_200831833 | 124.155 | bal_1P_1/0AC | 8104201 | no | no |  |  | no |  |  | 0 | 0 | 0 | 0
oh_line_8104201_200831834 |  | ABCD | node_8104201_200949153 | node_8104201_200831834 | 66.952 | bal_3P_4/0AL | 8104201 | no | no |  |  | no |  |  | 0 | 0 | 0 | 0
oh_line_8104201_200831838 |  | ABCD | node_8104201_200949155 | node_8104201_200831838 | 118.587 | bal_3P_1/0AA | 8104201 | no | no |  |  | no |  |  | 0 | 0 | 0 | 0
oh_line_8104201_200831840 |  | ABCD | node_8104201_200949155 | node_8104201_200831840 | 36.281 | bal_3P_1/0AA | 8104201 | no | no |  |  | no |  |  | 0 | 0 | 0 | 0
oh_line_8104201_200831841 |  | ABCD | node_8104201_200831840 | node_8104201_200831841 | 196.698 | bal_3P_1/0AA | 8104201 | no | no |  |  | no |  |  | 0 | 0 | 0 | 0
oh_line_8104201_200831847 |  | ABCD | node_8104201_200831855 | node_8104201_200831847 | 144.138 | bal_3P_4CU | 8104201 | no | no |  |  | no |  |  | 0 | 0 | 0 | 0
oh_line_8104201_200831855 |  | ABCD | node_8104201_200831856 | node_8104201_200831855 | 124.493 | bal_3P_4CU | 8104201 | no | no |  |  | no |  |  | 0 | 0 | 0 | 0
oh_line_8104201_200831856 |  | ABCD | node_8104201_200831764 | node_8104201_200831856 | 115.406 | bal_3P_4CU | 8104201 | no | no |  |  | no |  |  | 0 | 0 | 0 | 0
oh_line_8104201_200831858 |  | ABCD | node_8104201_200831856 | node_8104201_200831858 | 90.093 | bal_3P_1/0AA | 8104201 | no | no |  |  | no |  |  | 0 | 0 | 0 | 0
oh_line_8104201_200831859 |  | ABCD | node_8104201_200831780 | node_8104201_200831859 | 62.633 | bal_3P_4CU | 8104201 | no | no |  |  | no |  |  | 0 | 0 | 0 | 0
oh_line_8104201_200831860-1 |  | ABCD | node_1393619_107_15301844_547 | node_8104201_200831860 | 75.467 | bal_3P_4CU | 8104201 | no | no |  |  | no |  |  | 0 | 0 | 0 | 0
oh_line_8104201_200831860-2 |  | ABCD | node_8104201_200831859 | node_1393619_107_15301844_547 | 13.679 | bal_3P_4CU | 8104201 | no | no |  |  | no |  |  | 0 | 0 | 0 | 0
oh_line_8104201_200831861 |  | ABCD | node_8104201_200831860 | node_intto1_8104201_200831861 | 125.995 | bal_3P_4CU | 8104201 | no | no |  |  | no |  |  | 0 | 0 | 0 | 0
oh_line_8104201_200831862 |  | ABCD | node_8104201_200831861 | node_8104201_200831862 | 147.061 | bal_3P_6CU | 8104201 | no | no |  |  | no |  |  | 0 | 0 | 0 | 0
oh_line_8104201_200831864 |  | ABCD | node_8104201_200831862 | node_8104201_200831864 | 135.788 | bal_3P_4CU | 8104201 | no | no |  |  | no |  |  | 0 | 0 | 0 | 0
oh_line_8104201_200831865 |  | ABCD | node_8104201_200831864 | node_8104201_200831865 | 102.978 | bal_3P_4CU | 8104201 | no | no |  |  | no |  |  | 0 | 0 | 0 | 0
oh_line_8104201_200831866 |  | ABCD | node_8104201_200831865 | node_8104201_200831866 | 133.713 | bal_3P_4CU | 8104201 | no | no |  |  | no |  |  | 0 | 0 | 0 | 0
oh_line_8104201_200831867 |  | ABCD | node_8104201_200831866 | node_intto1_8104201_200831867 | 123.272 | bal_3P_4CU | 8104201 | no | no |  |  | no |  |  | 0 | 0 | 0 | 0
oh_line_8104201_200831868 |  | AD | node_8104201_200831867 | node_8104201_200831868 | 141.157 | bal_1P_4CU | 8104201 | no | no |  |  | no |  |  | 0 | 0 | 0 | 0
oh_line_8104201_200831870 |  | AD | node_8104201_200831868 | node_8104201_200831870 | 85.437 | bal_1P_4CU | 8104201 | no | no |  |  | no |  |  | 0 | 0 | 0 | 0
oh_line_8104201_200831871 |  | AD | node_8104201_200831870 | node_8104201_200831871 | 103.208 | bal_1P_4CU | 8104201 | no | no |  |  | no |  |  | 0 | 0 | 0 | 0
oh_line_8104201_200831872 |  | AD | node_8104201_200831871 | node_8104201_200831872 | 96.816 | bal_1P_4CU | 8104201 | no | no |  |  | no |  |  | 0 | 0 | 0 | 0
oh_line_8104201_200831873 |  | AD | node_8104201_200831872 | node_8104201_200831873 | 101.893 | bal_1P_4CU | 8104201 | no | no |  |  | no |  |  | 0 | 0 | 0 | 0
oh_line_8104201_200831874 |  | AD | node_8104201_200831873 | node_8104201_200831874 | 103.374 | bal_1P_4CU | 8104201 | no | no |  |  | no |  |  | 0 | 0 | 0 | 0
oh_line_8104201_200831875 |  | AD | node_8104201_200831874 | node_8104201_200831875 | 90.646 | bal_1P_4CU | 8104201 | no | no |  |  | no |  |  | 0 | 0 | 0 | 0
oh_line_8104201_200831876 |  | AD | node_8104201_200831875 | node_8104201_200831876 | 109.23 | bal_1P_4CU | 8104201 | no | no |  |  | no |  |  | 0 | 0 | 0 | 0
oh_line_8104201_200831877 |  | AD | node_8104201_200831876 | node_8104201_200831877 | 94.216 | bal_1P_4CU | 8104201 | no | no |  |  | no |  |  | 0 | 0 | 0 | 0
oh_line_8104201_200831878 |  | AD | node_8104201_200831877 | node_8104201_200831878 | 101.987 | bal_1P_4CU | 8104201 | no | no |  |  | no |  |  | 0 | 0 | 0 | 0
oh_line_8104201_200831879 |  | AD | node_8104201_200831878 | node_8104201_200831879 | 105.762 | bal_1P_4CU | 8104201 | no | no |  |  | no |  |  | 0 | 0 | 0 | 0
oh_line_8104201_200831880 |  | AD | node_8104201_200831879 | node_8104201_200831880 | 81.202 | bal_1P_1/0AA | 8104201 | no | no |  |  | no |  |  | 0 | 0 | 0 | 0
oh_line_8104201_200831881 |  | AD | node_8104201_200831880 | node_8104201_200831881 | 94.346 | bal_1P_1/0AA | 8104201 | no | no |  |  | no |  |  | 0 | 0 | 0 | 0
oh_line_8104201_200831882 |  | AD | node_8104201_200831881 | node_8104201_200831882 | 104.713 | bal_1P_1/0AA | 8104201 | no | no |  |  | no |  |  | 0 | 0 | 0 | 0
oh_line_8104201_200831883 |  | AD | node_8104201_200831882 | node_8104201_200831883 | 147.346 | bal_1P_1/0AA | 8104201 | no | no |  |  | no |  |  | 0 | 0 | 0 | 0
oh_line_8104201_200831884 |  | AD | node_8104201_200831883 | node_8104201_200831884 | 108.808 | bal_1P_1/0AA | 8104201 | no | no |  |  | no |  |  | 0 | 0 | 0 | 0
oh_line_8104201_200831885 |  | AD | node_8104201_200831884 | node_8104201_200831885 | 93.545 | bal_1P_1/0AA | 8104201 | no | no |  |  | no |  |  | 0 | 0 | 0 | 0
oh_line_8104201_200831890 |  | AD | node_8104201_200831891 | node_8104201_200831890 | 114.637 | bal_1P_2CU | 8104201 | no | no |  |  | no |  |  | 0 | 0 | 0 | 0
oh_line_8104201_200831891 |  | AD | node_8104201_200831892 | node_8104201_200831891 | 147.643 | bal_1P_2CU | 8104201 | no | no |  |  | no |  |  | 0 | 0 | 0 | 0
oh_line_8104201_200831892 |  | AD | node_8104201_200831893 | node_8104201_200831892 | 103.058 | bal_1P_4CU | 8104201 | no | no |  |  | no |  |  | 0 | 0 | 0 | 0
oh_line_8104201_200831893 |  | AD | node_8104201_200831929 | node_intto1_8104201_200831893 | 137.166 | bal_1P_2AC | 8104201 | no | no |  |  | no |  |  | 0 | 0 | 0 | 0
oh_line_8104201_200831894 |  | AD | node_8104201_200831929 | node_intto1_8104201_200831894 | 139.023 | bal_1P_1/0AC | 8104201 | no | no |  |  | no |  |  | 0 | 0 | 0 | 0
oh_line_8104201_200831895 |  | AD | node_8104201_200831894 | node_8104201_200831895 | 160.335 | bal_1P_1/0AC | 8104201 | no | no |  |  | no |  |  | 0 | 0 | 0 | 0
oh_line_8104201_200831896 |  | AD | node_8104201_200831895 | node_8104201_200831896 | 137.501 | bal_1P_1/0AC | 8104201 | no | no |  |  | no |  |  | 0 | 0 | 0 | 0
oh_line_8104201_200831897 |  | AD | node_8104201_200831896 | node_8104201_200831897 | 103.6 | bal_1P_1/0AC | 8104201 | no | no |  |  | no |  |  | 0 | 0 | 0 | 0
oh_line_8104201_200831898 |  | AD | node_8104201_200831897 | node_8104201_200831898 | 98.064 | bal_1P_1/0AC | 8104201 | no | no |  |  | no |  |  | 0 | 0 | 0 | 0
oh_line_8104201_200831899 |  | AD | node_8104201_200831898 | node_8104201_200831899 | 100.566 | bal_1P_1/0AC | 8104201 | no | no |  |  | no |  |  | 0 | 0 | 0 | 0
oh_line_8104201_200831903 |  | AD | node_8104201_200831904 | node_8104201_200831903 | 100.305 | bal_1P_4CU | 8104201 | no | no |  |  | no |  |  | 0 | 0 | 0 | 0
oh_line_8104201_200831904 |  | AD | node_8104201_200831905 | node_8104201_200831904 | 97.949 | bal_1P_4CU | 8104201 | no | no |  |  | no |  |  | 0 | 0 | 0 | 0
oh_line_8104201_200831905 |  | AD | node_8104201_200831906 | node_8104201_200831905 | 100.597 | bal_1P_4CU | 8104201 | no | no |  |  | no |  |  | 0 | 0 | 0 | 0
oh_line_8104201_200831906 |  | AD | node_8104201_200831883 | node_8104201_200831906 | 74.417 | bal_1P_4CU | 8104201 | no | no |  |  | no |  |  | 0 | 0 | 0 | 0
oh_line_8104201_200831907 |  | AD | node_8104201_200831890 | node_8104201_200831907 | 132.405 | bal_1P_2CU | 8104201 | no | no |  |  | no |  |  | 0 | 0 | 0 | 0
oh_line_8104201_200831908 |  | AD | node_8104201_200831907 | node_8104201_200831908 | 137.757 | bal_1P_2AC | 8104201 | no | no |  |  | no |  |  | 0 | 0 | 0 | 0
oh_line_8104201_200831909 |  | AD | node_8104201_200831908 | node_8104201_200831909 | 194.931 | bal_1P_2AC | 8104201 | no | no |  |  | no |  |  | 0 | 0 | 0 | 0
oh_line_8104201_200831910 |  | AD | node_8104201_200831909 | node_8104201_200831910 | 147.141 | bal_1P_1/0AC | 8104201 | no | no |  |  | no |  |  | 0 | 0 | 0 | 0
oh_line_8104201_200831913 |  | AD | node_8104201_200831861 | node_8104201_200831913 | 93.864 | bal_1P_4CU | 8104201 | no | no |  |  | no |  |  | 0 | 0 | 0 | 0
oh_line_8104201_200831914 |  | AD | node_8104201_200831913 | node_intto1_8104201_200831914 | 159.975 | bal_1P_4CU | 8104201 | no | no |  |  | no |  |  | 0 | 0 | 0 | 0
oh_line_8104201_200831915 |  | AD | node_8104201_200831914 | node_8104201_200831915 | 127.882 | bal_1P_4CU | 8104201 | no | no |  |  | no |  |  | 0 | 0 | 0 | 0
oh_line_8104201_200831917 |  | AD | node_8104201_200831915 | node_8104201_200831917 | 122.518 | bal_1P_4CU | 8104201 | no | no |  |  | no |  |  | 0 | 0 | 0 | 0
oh_line_8104201_200831918 |  | AD | node_8104201_200831917 | node_8104201_200831918 | 113.926 | bal_1P_4CU | 8104201 | no | no |  |  | no |  |  | 0 | 0 | 0 | 0
oh_line_8104201_200831920 |  | AD | node_8104201_200831918 | node_8104201_200831920 | 110.17 | bal_1P_1/0AA | 8104201 | no | no |  |  | no |  |  | 0 | 0 | 0 | 0
oh_line_8104201_200831921 |  | AD | node_8104201_200831920 | node_8104201_200831921 | 124.15 | bal_1P_1/0AA | 8104201 | no | no |  |  | no |  |  | 0 | 0 | 0 | 0
oh_line_8104201_200831922 |  | AD | node_8104201_200831921 | node_8104201_200831922 | 120.364 | bal_1P_1/0AA | 8104201 | no | no |  |  | no |  |  | 0 | 0 | 0 | 0
oh_line_8104201_200831923 |  | AD | node_8104201_200831922 | node_8104201_200831923 | 122.8 | bal_1P_1/0AA | 8104201 | no | no |  |  | no |  |  | 0 | 0 | 0 | 0
oh_line_8104201_200831924 |  | AD | node_8104201_200831923 | node_8104201_200831924 | 118.016 | bal_1P_1/0AA | 8104201 | no | no |  |  | no |  |  | 0 | 0 | 0 | 0
oh_line_8104201_200831926 |  | AD | node_8104201_200831865 | node_8104201_200831926 | 50.667 | bal_1P_1/0AA | 8104201 | no | no |  |  | no |  |  | 0 | 0 | 0 | 0
oh_line_8104201_200831927 |  | AD | node_8104201_200831926 | node_8104201_200831927 | 86.193 | bal_1P_1/0AA | 8104201 | no | no |  |  | no |  |  | 0 | 0 | 0 | 0
oh_line_8104201_200831928 |  | AD | node_8104201_200831927 | node_intto1_8104201_200831928 | 123.655 | bal_1P_1/0AA | 8104201 | no | no |  |  | no |  |  | 0 | 0 | 0 | 0
oh_line_8104201_200831929 |  | AD | node_8104201_200831928 | node_8104201_200831929 | 167.12 | bal_1P_1/0AA | 8104201 | no | no |  |  | no |  |  | 0 | 0 | 0 | 0
oh_line_8104201_200831930 |  | AD | node_8104201_200831929 | node_8104201_200831930 | 107.156 | bal_1P_1/0AA | 8104201 | no | no |  |  | no |  |  | 0 | 0 | 0 | 0
oh_line_8104201_200831931 |  | AD | node_8104201_200831930 | node_8104201_200831931 | 133.456 | bal_1P_1/0AA | 8104201 | no | no |  |  | no |  |  | 0 | 0 | 0 | 0
oh_line_8104201_200831932 |  | AD | node_8104201_200831931 | node_8104201_200831932 | 122.53 | bal_1P_1/0AA | 8104201 | no | no |  |  | no |  |  | 0 | 0 | 0 | 0
oh_line_8104201_200831934-1 |  | AD | node_1392567_838_15301694_178 | node_8104201_200831934 | 12.172 | bal_1P_2AC | 8104201 | no | no |  |  | no |  |  | 0 | 0 | 0 | 0
oh_line_8104201_200831934-2 |  | AD | node_8104201_200831932 | node_1392567_838_15301694_178 | 146.48 | bal_1P_2AC | 8104201 | no | no |  |  | no |  |  | 0 | 0 | 0 | 0
oh_line_8104201_200831935 |  | AD | node_8104201_200831934 | node_8104201_200831935 | 191.357 | bal_1P_2AC | 8104201 | no | no |  |  | no |  |  | 0 | 0 | 0 | 0
oh_line_8104201_200831936 |  | AD | node_8104201_200831935 | node_8104201_200831936 | 162.087 | bal_1P_2AC | 8104201 | no | no |  |  | no |  |  | 0 | 0 | 0 | 0
oh_line_8104201_200831937 |  | AD | node_8104201_200831936 | node_8104201_200831937 | 141.684 | bal_1P_2AC | 8104201 | no | no |  |  | no |  |  | 0 | 0 | 0 | 0
oh_line_8104201_200831940 |  | AD | node_8104201_200831963 | node_8104201_200831940 | 110.258 | bal_1P_1/0AA | 8104201 | no | no |  |  | no |  |  | 0 | 0 | 0 | 0
oh_line_8104201_200831941 |  | AD | node_8104201_200831940 | node_8104201_200831941 | 241.05 | bal_1P_1/0AA | 8104201 | no | no |  |  | no |  |  | 0 | 0 | 0 | 0
oh_line_8104201_200831942 |  | AD | node_8104201_200831941 | node_8104201_200831942 | 202.467 | bal_1P_1/0AA | 8104201 | no | no |  |  | no |  |  | 0 | 0 | 0 | 0
oh_line_8104201_200831943 |  | AD | node_8104201_200831942 | node_8104201_200831943 | 194.124 | bal_1P_1/0AA | 8104201 | no | no |  |  | no |  |  | 0 | 0 | 0 | 0
oh_line_8104201_200831944 |  | AD | node_8104201_200831932 | node_intto1_8104201_200831944 | 142.524 | bal_1P_4CU | 8104201 | no | no |  |  | no |  |  | 0 | 0 | 0 | 0
oh_line_8104201_200831945 |  | AD | node_8104201_200831944 | node_8104201_200831945 | 108.461 | bal_1P_4CU | 8104201 | no | no |  |  | no |  |  | 0 | 0 | 0 | 0
oh_line_8104201_200831946 |  | AD | node_8104201_200831945 | node_8104201_200831946 | 95.398 | bal_1P_4CU | 8104201 | no | no |  |  | no |  |  | 0 | 0 | 0 | 0
oh_line_8104201_200831947 |  | AD | node_8104201_200831946 | node_8104201_200831947 | 105.01 | bal_1P_4CU | 8104201 | no | no |  |  | no |  |  | 0 | 0 | 0 | 0
oh_line_8104201_200831948 |  | AD | node_8104201_200831947 | node_8104201_200831948 | 147.858 | bal_1P_4CU | 8104201 | no | no |  |  | no |  |  | 0 | 0 | 0 | 0
oh_line_8104201_200831954 |  | AD | node_8104201_200831885 | node_8104201_200831954 | 192.918 | bal_1P_1/0AA | 8104201 | no | no |  |  | no |  |  | 0 | 0 | 0 | 0
oh_line_8104201_200831955 |  | AD | node_8104201_200831954 | node_8104201_200831955 | 202.327 | bal_1P_4CU | 8104201 | no | no |  |  | no |  |  | 0 | 0 | 0 | 0
oh_line_8104201_200831956 |  | AD | node_8104201_200831955 | node_8104201_200831956 | 165.878 | bal_1P_4CU | 8104201 | no | no |  |  | no |  |  | 0 | 0 | 0 | 0
oh_line_8104201_200831957 |  | AD | node_8104201_200831956 | node_8104201_200831957 | 104.74 | bal_1P_4CU | 8104201 | no | no |  |  | no |  |  | 0 | 0 | 0 | 0
oh_line_8104201_200831958 |  | AD | node_8104201_200831957 | node_8104201_200831958 | 209.977 | bal_1P_1/0AC | 8104201 | no | no |  |  | no |  |  | 0 | 0 | 0 | 0
oh_line_8104201_200831959 |  | AD | node_8104201_200831958 | node_8104201_200831959 | 206.001 | bal_1P_1/0AA | 8104201 | no | no |  |  | no |  |  | 0 | 0 | 0 | 0
oh_line_8104201_200831961 |  | AD | node_8104201_200831959 | node_8104201_200831961 | 140.387 | bal_1P_1/0AA | 8104201 | no | no |  |  | no |  |  | 0 | 0 | 0 | 0
oh_line_8104201_200831963 |  | AD | node_8104201_200831961 | node_intto1_8104201_200831963 | 45.465 | bal_1P_1/0AA | 8104201 | no | no |  |  | no |  |  | 0 | 0 | 0 | 0
oh_line_8104201_200831964 |  | AD | node_8104201_200831867 | node_8104201_200831964 | 93.766 | bal_1P_4CU | 8104201 | no | no |  |  | no |  |  | 0 | 0 | 0 | 0
oh_line_8104201_200831965 |  | AD | node_8104201_200831964 | node_8104201_200831965 | 126.142 | bal_1P_4CU | 8104201 | no | no |  |  | no |  |  | 0 | 0 | 0 | 0
oh_line_8104201_200831966 |  | AD | node_8104201_200831965 | node_8104201_200831966 | 153.03 | bal_1P_4CU | 8104201 | no | no |  |  | no |  |  | 0 | 0 | 0 | 0
oh_line_8104201_200831967 |  | AD | node_8104201_200831966 | node_8104201_200831967 | 138.851 | bal_1P_6CU | 8104201 | no | no |  |  | no |  |  | 0 | 0 | 0 | 0
oh_line_8104201_200831968 |  | AD | node_8104201_200831967 | node_8104201_200831968 | 118.968 | bal_1P_6CU | 8104201 | no | no |  |  | no |  |  | 0 | 0 | 0 | 0
oh_line_8104201_200831970 |  | AD | node_8104201_201016227 | node_8104201_200831970 | 96.253 | bal_1P_1/0AC | 8104201 | no | no |  |  | no |  |  | 0 | 0 | 0 | 0
oh_line_8104201_200831971 |  | AD | node_8104201_200831970 | node_8104201_200831971 | 129.163 | bal_1P_1/0AC | 8104201 | no | no |  |  | no |  |  | 0 | 0 | 0 | 0
oh_line_8104201_200831977-1 |  | ABCD | node_1394662_286_15304502_072 | node_8104201_200831977 | 7.293 | bal_3P_1/0AC | 8104201 | no | no |  |  | no |  |  | 0 | 0 | 0 | 0
oh_line_8104201_200831977-2 |  | ABCD | node_8104201_200946986 | node_1394662_286_15304502_072 | 116.468 | bal_3P_1/0AC | 8104201 | no | no |  |  | no |  |  | 0 | 0 | 0 | 0
oh_line_8104201_200831978 |  | ABCD | node_8104201_200831977 | node_8104201_200831978 | 57.455 | bal_3P_1/0AC | 8104201 | no | no |  |  | no |  |  | 0 | 0 | 0 | 0
oh_line_8104201_200831979 |  | ABCD | node_8104201_200831978 | node_8104201_200831979 | 45.419 | bal_3P_1/0AC | 8104201 | no | no |  |  | no |  |  | 0 | 0 | 0 | 0
oh_line_8104201_200831980 |  | ABCD | node_8104201_200831979 | node_8104201_200831980 | 46.629 | bal_3P_1/0AA | 8104201 | no | no |  |  | no |  |  | 0 | 0 | 0 | 0
oh_line_8104201_200831981 |  | ABCD | node_8104201_200831979 | node_8104201_200831981 | 159.172 | bal_3P_1/0AC | 8104201 | no | no |  |  | no |  |  | 0 | 0 | 0 | 0
oh_line_8104201_200831982 |  | ABCD | node_8104201_200831981 | node_8104201_200831982 | 146.501 | bal_3P_1/0AC | 8104201 | no | no |  |  | no |  |  | 0 | 0 | 0 | 0
oh_line_8104201_200831983 |  | ABCD | node_8104201_200831982 | node_8104201_200831983 | 75.827 | bal_3P_1/0AC | 8104201 | no | no |  |  | no |  |  | 0 | 0 | 0 | 0
oh_line_8104201_200831985 |  | ABCD | node_8104201_200831982 | node_8104201_200831985 | 200.482 | bal_3P_1/0AC | 8104201 | no | no |  |  | no |  |  | 0 | 0 | 0 | 0
oh_line_8104201_200831986 |  | ABCD | node_8104201_200831985 | node_8104201_200831986 | 137.792 | bal_3P_1/0AC | 8104201 | no | no |  |  | no |  |  | 0 | 0 | 0 | 0
oh_line_8104201_200831987 |  | ABCD | node_8104201_200831986 | node_8104201_200831987 | 107.619 | bal_3P_1/0AC | 8104201 | no | no |  |  | no |  |  | 0 | 0 | 0 | 0
oh_line_8104201_200831988 |  | ABCD | node_8104201_200831987 | node_8104201_200831988 | 200.112 | bal_3P_1/0AC | 8104201 | no | no |  |  | no |  |  | 0 | 0 | 0 | 0
oh_line_8104201_200831994 |  | AD | node_8104201_200832464 | node_8104201_200831994 | 23.593 | bal_1P_2CU | 8104201 | no | no |  |  | no |  |  | 0 | 0 | 0 | 0
oh_line_8104201_200831995 |  | AD | node_8104201_200831994 | node_8104201_200831995 | 139.43 | bal_1P_2CU | 8104201 | no | no |  |  | no |  |  | 0 | 0 | 0 | 0
oh_line_8104201_200831996 |  | AD | node_8104201_200831995 | node_8104201_200831996 | 149.654 | bal_1P_2CU | 8104201 | no | no |  |  | no |  |  | 0 | 0 | 0 | 0
oh_line_8104201_200831997 |  | AD | node_8104201_200831996 | node_8104201_200831997 | 148.411 | bal_1P_2CU | 8104201 | no | no |  |  | no |  |  | 0 | 0 | 0 | 0
oh_line_8104201_200831998 |  | AD | node_8104201_200831997 | node_8104201_200831998 | 147.825 | bal_1P_2CU | 8104201 | no | no |  |  | no |  |  | 0 | 0 | 0 | 0
oh_line_8104201_200831999 |  | AD | node_8104201_200831998 | node_8104201_200831999 | 155.503 | bal_1P_2CU | 8104201 | no | no |  |  | no |  |  | 0 | 0 | 0 | 0
oh_line_8104201_200832449 |  | ABCD | node_8104201_200832451 | node_intto1_8104201_200832449 | 148.486 | bal_3P_336AL | 8104201 | no | no |  |  | no |  |  | 0 | 0 | 0 | 0
oh_line_8104201_200832450 |  | ABCD | node_8104201_200832479 | node_8104201_200832450 | 68.404 | bal_3P_336AL | 8104201 | no | no |  |  | no |  |  | 0 | 0 | 0 | 0
oh_line_8104201_200832451-1 |  | ABCD | node_8104201_200832452 | node_1394774_87_15306454_574 | 132.753 | bal_3P_336AL | 8104201 | no | no |  |  | no |  |  | 0 | 0 | 0 | 0
oh_line_8104201_200832451-2 |  | ABCD | node_1394774_87_15306454_574 | node_8104201_200832451 | 12.113 | bal_3P_336AL | 8104201 | no | no |  |  | no |  |  | 0 | 0 | 0 | 0
oh_line_8104201_200832452 |  | ABCD | node_8104201_200832453 | node_8104201_200832452 | 86.629 | bal_3P_336AL | 8104201 | no | no |  |  | no |  |  | 0 | 0 | 0 | 0
oh_line_8104201_200832453 |  | ABCD | node_8104201_200832454 | node_8104201_200832453 | 146.525 | bal_3P_336AL | 8104201 | no | no |  |  | no |  |  | 0 | 0 | 0 | 0
oh_line_8104201_200832454 |  | ABCD | node_8104201_200832455 | node_8104201_200832454 | 147.878 | bal_3P_336AL | 8104201 | no | no |  |  | no |  |  | 0 | 0 | 0 | 0
oh_line_8104201_200832455 |  | ABCD | node_8104201_200832456 | node_8104201_200832455 | 152.5 | bal_3P_336AL | 8104201 | no | no |  |  | no |  |  | 0 | 0 | 0 | 0
oh_line_8104201_200832456 |  | ABCD | node_8104201_200832457 | node_8104201_200832456 | 148.034 | bal_3P_336AL | 8104201 | no | no |  |  | no |  |  | 0 | 0 | 0 | 0
oh_line_8104201_200832457 |  | ABCD | node_8104201_200832458 | node_8104201_200832457 | 146.51 | bal_3P_336AL | 8104201 | no | no |  |  | no |  |  | 0 | 0 | 0 | 0
oh_line_8104201_200832458 |  | ABCD | node_8104201_200832450 | node_8104201_200832458 | 144.817 | bal_3P_336AL | 8104201 | no | no |  |  | no |  |  | 0 | 0 | 0 | 0
oh_line_8104201_200832459 |  | AD | node_8104201_200832452 | node_8104201_200832459 | 164.94 | bal_1P_2CU | 8104201 | no | no |  |  | no |  |  | 0 | 0 | 0 | 0
oh_line_8104201_200832460 |  | AD | node_8104201_200832459 | node_intto1_8104201_200832460 | 169.273 | bal_1P_2CU | 8104201 | no | no |  |  | no |  |  | 0 | 0 | 0 | 0
oh_line_8104201_200832461 |  | AD | node_8104201_200832460 | node_8104201_200832461 | 67.958 | bal_1P_2CU | 8104201 | no | no |  |  | no |  |  | 0 | 0 | 0 | 0
oh_line_8104201_200832462 |  | AD | node_8104201_200832461 | node_8104201_200832462 | 138.895 | bal_1P_2CU | 8104201 | no | no |  |  | no |  |  | 0 | 0 | 0 | 0
oh_line_8104201_200832463 |  | AD | node_8104201_200832462 | node_8104201_200832463 | 145.474 | bal_1P_2CU | 8104201 | no | no |  |  | no |  |  | 0 | 0 | 0 | 0
oh_line_8104201_200832464 |  | AD | node_8104201_200832463 | node_8104201_200832464 | 67.311 | bal_1P_2CU | 8104201 | no | no |  |  | no |  |  | 0 | 0 | 0 | 0
oh_line_8104201_200832470 |  | AD | node_8104201_200832460 | node_8104201_200832470 | 21.112 | bal_1P_2CU | 8104201 | no | no |  |  | no |  |  | 0 | 0 | 0 | 0
oh_line_8104201_200832471 |  | AD | node_8104201_200832470 | node_8104201_200832471 | 140.545 | bal_1P_2CU | 8104201 | no | no |  |  | no |  |  | 0 | 0 | 0 | 0
oh_line_8104201_200832472 |  | AD | node_8104201_200832471 | node_8104201_200832472 | 143.872 | bal_1P_2CU | 8104201 | no | no |  |  | no |  |  | 0 | 0 | 0 | 0
oh_line_8104201_200832473 |  | AD | node_8104201_200832472 | node_8104201_200832473 | 144.403 | bal_1P_2CU | 8104201 | no | no |  |  | no |  |  | 0 | 0 | 0 | 0
oh_line_8104201_200832474 |  | AD | node_8104201_200832473 | node_8104201_200832474 | 159.422 | bal_1P_2CU | 8104201 | no | no |  |  | no |  |  | 0 | 0 | 0 | 0
oh_line_8104201_200832475 |  | AD | node_8104201_200832474 | node_8104201_200832475 | 157.389 | bal_1P_2CU | 8104201 | no | no |  |  | no |  |  | 0 | 0 | 0 | 0
oh_line_8104201_200832479 |  | ABCD | node_8104201_200832480 | node_8104201_200832479 | 159.684 | bal_3P_477AL | 8104201 | no | no |  |  | no |  |  | 0 | 0 | 0 | 0
oh_line_8104201_200832480 |  | ABCD | node_8104201_200832481 | node_8104201_200832480 | 141.377 | bal_3P_477AL | 8104201 | no | no |  |  | no |  |  | 0 | 0 | 0 | 0
oh_line_8104201_200832481 |  | ABCD | node_8104201_200832482 | node_8104201_200832481 | 154.432 | bal_3P_477AL | 8104201 | no | no |  |  | no |  |  | 0 | 0 | 0 | 0
oh_line_8104201_200832482 |  | ABCD | node_8104201_200832483 | node_8104201_200832482 | 161.095 | bal_3P_477AL | 8104201 | no | no |  |  | no |  |  | 0 | 0 | 0 | 0
oh_line_8104201_200832483 |  | ABCD | node_8104201_200832484 | node_8104201_200832483 | 148.929 | bal_3P_477AL | 8104201 | no | no |  |  | no |  |  | 0 | 0 | 0 | 0
oh_line_8104201_200832484 |  | ABCD | node_8104201_200832485 | node_8104201_200832484 | 131.779 | bal_3P_477AL | 8104201 | no | no |  |  | no |  |  | 0 | 0 | 0 | 0
oh_line_8104201_200832485 |  | ABCD | node_8104201_200832486 | node_8104201_200832485 | 114.79 | bal_3P_477AL | 8104201 | no | no |  |  | no |  |  | 0 | 0 | 0 | 0
oh_line_8104201_200832486 |  | ABCD | node_8104201_200824036 | node_8104201_200832486 | 183.298 | bal_3P_477AL | 8104201 | no | no |  |  | no |  |  | 0 | 0 | 0 | 0
oh_line_8104201_200832495 |  | AD | node_8104201_200831935 | node_8104201_200832495 | 58.709 | bal_1P_1/0AC | 8104201 | no | no |  |  | no |  |  | 0 | 0 | 0 | 0
oh_line_8104201_200832497 |  | AD | node_8104201_200832495 | node_8104201_200832497 | 70.817 | bal_1P_1/0AC | 8104201 | no | no |  |  | no |  |  | 0 | 0 | 0 | 0
oh_line_8104201_200832498 |  | AD | node_8104201_200832497 | node_8104201_200832498 | 159.886 | bal_1P_1/0AC | 8104201 | no | no |  |  | no |  |  | 0 | 0 | 0 | 0
oh_line_8104201_200832500 |  | AD | node_8104201_200832498 | node_8104201_200832500 | 158.032 | bal_1P_1/0AC | 8104201 | no | no |  |  | no |  |  | 0 | 0 | 0 | 0
oh_line_8104201_200916323 |  | ABCD | node_SOURCE_8104201 | node_8104201_200916323 | 49.253 | bal_3P_477AL | 8104201 | no | no |  |  | no |  |  | 0 | 0 | 0 | 0
oh_line_8104201_200946986 |  | ABCD | node_8104201_200946987 | node_intto1_8104201_200946986 | 103.322 | bal_3P_1/0AA | 8104201 | no | no |  |  | no |  |  | 0 | 0 | 0 | 0
oh_line_8104201_200946987 |  | ABCD | node_8104201_200831826 | node_8104201_200946987 | 235.054 | bal_3P_4/0AL | 8104201 | no | no |  |  | no |  |  | 0 | 0 | 0 | 0
oh_line_8104201_200949153 |  | ABCD | node_8104201_201014262 | node_intto1_8104201_200949153 | 118.795 | bal_3P_4/0AA | 8104201 | no | no |  |  | no |  |  | 0 | 0 | 0 | 0
oh_line_8104201_200949154 |  | ABCD | node_8104201_200832449 | node_intto1_8104201_200949154 | 137.406 | bal_3P_477AL | 8104201 | no | no |  |  | no |  |  | 0 | 0 | 0 | 0
oh_line_8104201_200949155 |  | ABCD | node_8104201_200949154 | node_8104201_200949155 | 154.801 | bal_3P_4/0AA | 8104201 | no | no |  |  | no |  |  | 0 | 0 | 0 | 0
oh_line_8104201_200949157 |  | ABCD | node_8104201_200949155 | node_8104201_200949157 | 181.666 | bal_3P_4/0AA | 8104201 | no | no |  |  | no |  |  | 0 | 0 | 0 | 0
oh_line_8104201_200966433 |  | ABCD | node_8104201_200831791 | node_8104201_200966433 | 55.901 | bal_3P_1/0AA | 8104201 | no | no |  |  | no |  |  | 0 | 0 | 0 | 0
oh_line_8104201_201003803 |  | ABCD | node_8104201_200831983 | node_intto1_8104201_201003803 | 189.718 | bal_3P_1/0AC | 8104201 | no | no |  |  | no |  |  | 0 | 0 | 0 | 0
oh_line_8104201_201013345 |  | ABCD | node_8104201_200831830 | node_8104201_201013345 | 88.229 | bal_3P_1/0AL | 8104201 | no | no |  |  | no |  |  | 0 | 0 | 0 | 0
oh_line_8104201_201013392 |  | ABCD | node_8104201_201027627 | node_8104201_201013392 | 253.859 | bal_3P_1/0AA | 8104201 | no | no |  |  | no |  |  | 0 | 0 | 0 | 0
oh_line_8104201_201014262 |  | ABCD | node_8104201_310034345 | node_intto1_8104201_201014262 | 4.068 | bal_3P_477AL | 8104201 | no | no |  |  | no |  |  | 0 | 0 | 0 | 0
oh_line_8104201_201014528 |  | AD | node_8104201_200831833 | node_8104201_201014528 | 172.502 | bal_1P_1/0AA | 8104201 | no | no |  |  | no |  |  | 0 | 0 | 0 | 0
oh_line_8104201_201014851 |  | ABCD | node_8104201_311908758 | node_intto1_8104201_201014851 | 146.153 | bal_3P_4CU | 8104201 | no | no |  |  | no |  |  | 0 | 0 | 0 | 0
oh_line_8104201_201016227 |  | AD | node_8104201_200831968 | node_8104201_201016227 | 100.524 | bal_1P_1/0AC | 8104201 | no | no |  |  | no |  |  | 0 | 0 | 0 | 0
oh_line_8104201_201027524 |  | ABCD | node_8104201_200831815 | node_intto1_8104201_201027524 | 72.68 | bal_3P_1/0AC | 8104201 | no | no |  |  | no |  |  | 0 | 0 | 0 | 0
oh_line_8104201_201027627 |  | ABCD | node_8104201_201013345 | node_intto1_8104201_201027627 | 254.724 | bal_3P_1/0AA | 8104201 | no | no |  |  | no |  |  | 0 | 0 | 0 | 0
oh_line_8104201_310017137 |  | ABCD | node_8104201_200831831 | node_intto1_8104201_310017137 | 108.543 | bal_3P_4/0AC | 8104201 | no | no |  |  | no |  |  | 0 | 0 | 0 | 0
oh_line_8104201_310034342 |  | ABCD | node_8104201_200949154 | node_intto1_8104201_310034342 | 151.807 | bal_3P_477AL | 8104201 | no | no |  |  | no |  |  | 0 | 0 | 0 | 0
oh_line_8104201_310034345 |  | ABCD | node_8104201_310034342 | node_intto1_8104201_310034345 | 11.104 | bal_3P_477AL | 8104201 | no | no |  |  | no |  |  | 0 | 0 | 0 | 0
oh_line_8104201_310054917 |  | ABCD | node_8104201_310054918 | node_8104201_310054917 | 209.608 | bal_3P_477AL | 8104201 | no | no |  |  | no |  |  | 0 | 0 | 0 | 0
oh_line_8104201_310054918 |  | ABCD | node_8104201_200821738 | node_8104201_310054918 | 83.245 | bal_3P_477AL | 8104201 | no | no |  |  | no |  |  | 0 | 0 | 0 | 0
oh_line_8104201_311908492 |  | ABCD | node_8104201_201013392 | node_8104201_311908492 | 250.093 | bal_3P_1/0AA | 8104201 | no | no |  |  | no |  |  | 0 | 0 | 0 | 0
oh_line_8104201_311908758 |  | ABCD | node_8104201_200831858 | node_intto1_8104201_311908758 | 117.768 | bal_3P_4CU | 8104201 | no | no |  |  | no |  |  | 0 | 0 | 0 | 0
oh_line_8104201_312035730 |  | ABCD | node_8104201_200831823 | node_8104201_312035730 | 65.645 | bal_3P_4/0AL | 8104201 | no | no |  |  | no |  |  | 0 | 0 | 0 | 0
oh_line_TAP_OH_893058 |  | AN | node_8104201_200815642 | node_1390779_67_15301516_55 | 0.033 | unb_TAPWIRE_OH | 8104201 | no | no |  |  | no |  |  | 0 | 0 | 0 | 0
oh_line_TAP_OH_893060 |  | AN | node_8104201_200815654 | node_1390392_922_15301512_843 | 0.033 | unb_TAPWIRE_OH | 8104201 | no | no |  |  | no |  |  | 0 | 0 | 0 | 0
oh_line_TAP_OH_893110 |  | AN | node_8104201_200815832 | node_1389945_873_15302304_208 | 0.033 | unb_TAPWIRE_OH | 8104201 | no | no |  |  | no |  |  | 0 | 0 | 0 | 0
oh_line_TAP_OH_895454 |  | ABCN | node_8104201_200824036 | node_1393589_967_15307600_979 | 0.033 | unb_TAPWIRE_OH | 8104201 | no | no |  |  | no |  |  | 0 | 0 | 0 | 0
oh_line_TAP_OH_895455 |  | ABCN | node_8104201_200824040 | node_1393396_367_15307778_155 | 0.033 | unb_TAPWIRE_OH | 8104201 | no | no |  |  | no |  |  | 0 | 0 | 0 | 0
oh_line_TAP_OH_897862 |  | ABCN | node_8104201_200831765 | node_1393643_238_15300728_082 | 0.033 | unb_TAPWIRE_OH | 8104201 | no | no |  |  | no |  |  | 0 | 0 | 0 | 0
oh_line_TAP_OH_897863 |  | ABCN | node_8104201_200831772 | node_1393651_302_15301099_898 | 0.033 | unb_TAPWIRE_OH | 8104201 | no | no |  |  | no |  |  | 0 | 0 | 0 | 0
oh_line_TAP_OH_897865 |  | ABCN | node_8104201_200831777 | node_1393615_819_15301559_748 | 0.033 | unb_TAPWIRE_OH | 8104201 | no | no |  |  | no |  |  | 0 | 0 | 0 | 0
oh_line_TAP_OH_897869 |  | ABCN | node_8104201_200831795 | node_1394096_156_15302517_631 | 0.033 | unb_TAPWIRE_OH | 8104201 | no | no |  |  | no |  |  | 0 | 0 | 0 | 0
oh_line_TAP_OH_897870 |  | AN | node_8104201_200831796 | node_1394176_23_15302444_062 | 0.033 | unb_TAPWIRE_OH | 8104201 | no | no |  |  | no |  |  | 0 | 0 | 0 | 0
oh_line_TAP_OH_897871 |  | ABCN | node_8104201_200831803 | node_1394454_118_15303042_864 | 0.033 | unb_TAPWIRE_OH | 8104201 | no | no |  |  | no |  |  | 0 | 0 | 0 | 0
oh_line_TAP_OH_897872 |  | ABCN | node_8104201_200831808 | node_1394584_531_15303347_59 | 0.033 | unb_TAPWIRE_OH | 8104201 | no | no |  |  | no |  |  | 0 | 0 | 0 | 0
oh_line_TAP_OH_897875 |  | ABCN | node_8104201_200831826 | node_1394880_26_15304733_41 | 0.033 | unb_TAPWIRE_OH | 8104201 | no | no |  |  | no |  |  | 0 | 0 | 0 | 0
oh_line_TAP_OH_897876 |  | ABCN | node_8104201_200831832 | node_1395005_948_15305917_297 | 0.033 | unb_TAPWIRE_OH | 8104201 | no | no |  |  | no |  |  | 0 | 0 | 0 | 0
oh_line_TAP_OH_897877 |  | AN | node_8104201_200831833 | node_1393603_803_15300128_609 | 0.033 | unb_TAPWIRE_OH | 8104201 | no | no |  |  | no |  |  | 0 | 0 | 0 | 0
oh_line_TAP_OH_897878 |  | ABCN | node_8104201_200831838 | node_1395244_473_15306669_592 | 0.033 | unb_TAPWIRE_OH | 8104201 | no | no |  |  | no |  |  | 0 | 0 | 0 | 0
oh_line_TAP_OH_897882 |  | ABCN | node_8104201_200831860 | node_1393640_251_15301925_779 | 0.033 | unb_TAPWIRE_OH | 8104201 | no | no |  |  | no |  |  | 0 | 0 | 0 | 0
oh_line_TAP_OH_897883 |  | ABCN | node_8104201_200831867 | node_1393049_16_15302422_611 | 0.033 | unb_TAPWIRE_OH | 8104201 | no | no |  |  | no |  |  | 0 | 0 | 0 | 0
oh_line_TAP_OH_897884 |  | AN | node_8104201_200831873 | node_1392673_849_15302804_574 | 0.033 | unb_TAPWIRE_OH | 8104201 | no | no |  |  | no |  |  | 0 | 0 | 0 | 0
oh_line_TAP_OH_897885 |  | AN | node_8104201_200831875 | node_1392548_244_15302947_264 | 0.033 | unb_TAPWIRE_OH | 8104201 | no | no |  |  | no |  |  | 0 | 0 | 0 | 0
oh_line_TAP_OH_897886 |  | AN | node_8104201_200831879 | node_1392273_249_15303247_505 | 0.033 | unb_TAPWIRE_OH | 8104201 | no | no |  |  | no |  |  | 0 | 0 | 0 | 0
oh_line_TAP_OH_897887 |  | AN | node_8104201_200831890 | node_1393143_107_15301744_783 | 0.033 | unb_TAPWIRE_OH | 8104201 | no | no |  |  | no |  |  | 0 | 0 | 0 | 0
oh_line_TAP_OH_897888 |  | AN | node_8104201_200831894 | node_1392767_306_15302255_014 | 0.033 | unb_TAPWIRE_OH | 8104201 | no | no |  |  | no |  |  | 0 | 0 | 0 | 0
oh_line_TAP_OH_897889 |  | AN | node_8104201_200831896 | node_1392568_561_15302479_66 | 0.033 | unb_TAPWIRE_OH | 8104201 | no | no |  |  | no |  |  | 0 | 0 | 0 | 0
oh_line_TAP_OH_897890 |  | AN | node_8104201_200831899 | node_1392325_594_15302665_398 | 0.033 | unb_TAPWIRE_OH | 8104201 | no | no |  |  | no |  |  | 0 | 0 | 0 | 0
oh_line_TAP_OH_897891 |  | AN | node_8104201_200831903 | node_1392105_348_15302958_073 | 0.033 | unb_TAPWIRE_OH | 8104201 | no | no |  |  | no |  |  | 0 | 0 | 0 | 0
oh_line_TAP_OH_897892 |  | AN | node_8104201_200831910 | node_1393303_824_15301166_031 | 0.033 | unb_TAPWIRE_OH | 8104201 | no | no |  |  | no |  |  | 0 | 0 | 0 | 0
oh_line_TAP_OH_897893 |  | AN | node_8104201_200831918 | node_1393422_494_15302607_31 | 0.033 | unb_TAPWIRE_OH | 8104201 | no | no |  |  | no |  |  | 0 | 0 | 0 | 0
oh_line_TAP_OH_897894 |  | AN | node_8104201_200831924 | node_1393344_111_15303222_137 | 0.033 | unb_TAPWIRE_OH | 8104201 | no | no |  |  | no |  |  | 0 | 0 | 0 | 0
oh_line_TAP_OH_897895 |  | AN | node_8104201_200831926 | node_1393182_224_15302274_493 | 0.033 | unb_TAPWIRE_OH | 8104201 | no | no |  |  | no |  |  | 0 | 0 | 0 | 0
oh_line_TAP_OH_897896 |  | AN | node_8104201_200831930 | node_1392745_778_15302053_527 | 0.033 | unb_TAPWIRE_OH | 8104201 | no | no |  |  | no |  |  | 0 | 0 | 0 | 0
oh_line_TAP_OH_897897 |  | AN | node_8104201_200831937 | node_1392234_399_15301725_457 | 0.033 | unb_TAPWIRE_OH | 8104201 | no | no |  |  | no |  |  | 0 | 0 | 0 | 0
oh_line_TAP_OH_897898 |  | AN | node_8104201_200831946 | node_1392397_201_15302064_428 | 0.033 | unb_TAPWIRE_OH | 8104201 | no | no |  |  | no |  |  | 0 | 0 | 0 | 0
oh_line_TAP_OH_897899 |  | AN | node_8104201_200831948 | node_1392227_664_15302254_774 | 0.033 | unb_TAPWIRE_OH | 8104201 | no | no |  |  | no |  |  | 0 | 0 | 0 | 0
oh_line_TAP_OH_897900 |  | AN | node_8104201_200831954 | node_1391535_605_15303033_928 | 0.033 | unb_TAPWIRE_OH | 8104201 | no | no |  |  | no |  |  | 0 | 0 | 0 | 0
oh_line_TAP_OH_897901 |  | AN | node_8104201_200831958 | node_1391014_839_15303424_979 | 0.033 | unb_TAPWIRE_OH | 8104201 | no | no |  |  | no |  |  | 0 | 0 | 0 | 0
oh_line_TAP_OH_897902 |  | AN | node_8104201_200831961 | node_1390671_112_15303328_882 | 0.033 | unb_TAPWIRE_OH | 8104201 | no | no |  |  | no |  |  | 0 | 0 | 0 | 0
oh_line_TAP_OH_897903 |  | AN | node_8104201_200831968 | node_1392952_607_15303023_581 | 0.033 | unb_TAPWIRE_OH | 8104201 | no | no |  |  | no |  |  | 0 | 0 | 0 | 0
oh_line_TAP_OH_897904 |  | AN | node_8104201_200831971 | node_1392726_759_15303272_501 | 0.033 | unb_TAPWIRE_OH | 8104201 | no | no |  |  | no |  |  | 0 | 0 | 0 | 0
oh_line_TAP_OH_897906 |  | ABCN | node_8104201_200831981 | node_1394397_867_15304524_907 | 0.033 | unb_TAPWIRE_OH | 8104201 | no | no |  |  | no |  |  | 0 | 0 | 0 | 0
oh_line_TAP_OH_897907 |  | ABCN | node_8104201_200831988 | node_1393591_186_15304532_188 | 0.033 | unb_TAPWIRE_OH | 8104201 | no | no |  |  | no |  |  | 0 | 0 | 0 | 0
oh_line_TAP_OH_897908 |  | AN | node_8104201_200831994 | node_1394559_515_15307211_185 | 0.033 | unb_TAPWIRE_OH | 8104201 | no | no |  |  | no |  |  | 0 | 0 | 0 | 0
oh_line_TAP_OH_897909 |  | AN | node_8104201_200831999 | node_1393836_61_15307160_856 | 0.033 | unb_TAPWIRE_OH | 8104201 | no | no |  |  | no |  |  | 0 | 0 | 0 | 0
oh_line_TAP_OH_898002 |  | ABCN | node_8104201_200832452 | node_1394639_795_15306404_177 | 0.033 | unb_TAPWIRE_OH | 8104201 | no | no |  |  | no |  |  | 0 | 0 | 0 | 0
oh_line_TAP_OH_898003 |  | ABCN | node_8104201_200832457 | node_1393954_442_15306361_035 | 0.033 | unb_TAPWIRE_OH | 8104201 | no | no |  |  | no |  |  | 0 | 0 | 0 | 0
oh_line_TAP_OH_898004 |  | AN | node_8104201_200832470 | node_1394586_415_15306755_286 | 0.033 | unb_TAPWIRE_OH | 8104201 | no | no |  |  | no |  |  | 0 | 0 | 0 | 0
oh_line_TAP_OH_898005 |  | AN | node_8104201_200832474 | node_1394019_199_15306730_168 | 0.033 | unb_TAPWIRE_OH | 8104201 | no | no |  |  | no |  |  | 0 | 0 | 0 | 0
oh_line_TAP_OH_898006 |  | ABCN | node_8104201_200832481 | node_1393627_455_15306727_109 | 0.033 | unb_TAPWIRE_OH | 8104201 | no | no |  |  | no |  |  | 0 | 0 | 0 | 0
oh_line_TAP_OH_898007 |  | ABCN | node_8104201_200832484 | node_1393593_497_15307173_053 | 0.033 | unb_TAPWIRE_OH | 8104201 | no | no |  |  | no |  |  | 0 | 0 | 0 | 0
oh_line_TAP_OH_898011 |  | AN | node_8104201_200832498 | node_1392586_694_15301319_23 | 0.033 | unb_TAPWIRE_OH | 8104201 | no | no |  |  | no |  |  | 0 | 0 | 0 | 0
oh_line_TAP_OH_898012 |  | AN | node_8104201_200832500 | node_1392725_018_15301178_962 | 0.033 | unb_TAPWIRE_OH | 8104201 | no | no |  |  | no |  |  | 0 | 0 | 0 | 0
oh_line_TAP_OH_920647 |  | ABCN | node_8104201_200949155 | node_1395073_195_15306597_737 | 0.033 | unb_TAPWIRE_OH | 8104201 | no | no |  |  | no |  |  | 0 | 0 | 0 | 0
oh_line_TAP_OH_929551 |  | AN | node_8104201_201014528 | node_1393479_528_15299974_858 | 0.033 | unb_TAPWIRE_OH | 8104201 | no | no |  |  | no |  |  | 0 | 0 | 0 | 0
oh_line_TAP_OH_2218123 |  | ABCN | node_8104201_200831775 | node_1393767_126_15301380_005 | 0.033 | unb_TAPWIRE_OH | 8104201 | no | no |  |  | no |  |  | 0 | 0 | 0 | 0
oh_line_TAP_OH_2218124 |  | ABCN | node_8104201_200831775 | node_1393761_192_15301405_361 | 0.033 | unb_TAPWIRE_OH | 8104201 | no | no |  |  | no |  |  | 0 | 0 | 0 | 0
oh_line_TAP_OH_2218128 |  | ABCN | node_8104201_201014851 | node_1393136_441_15300536_497 | 0.033 | unb_TAPWIRE_OH | 8104201 | no | no |  |  | no |  |  | 0 | 0 | 0 | 0
oh_line_TAP_OH_2218129 |  | ABCN | node_8104201_201014851 | node_1393138_479_15300510_029 | 0.033 | unb_TAPWIRE_OH | 8104201 | no | no |  |  | no |  |  | 0 | 0 | 0 | 0
oh_line_TAP_OH_2218130 |  | ABCN | node_8104201_201014851 | node_1393139_577_15300562_816 | 0.033 | unb_TAPWIRE_OH | 8104201 | no | no |  |  | no |  |  | 0 | 0 | 0 | 0
oh_line_TAP_OH_2218144 |  | ABCN | node_8104201_200831978 | node_1394595_456_15304521_035 | 0.033 | unb_TAPWIRE_OH | 8104201 | no | no |  |  | no |  |  | 0 | 0 | 0 | 0
oh_line_TAP_OH_2218145 |  | ABCN | node_8104201_200831978 | node_1394602_691_15304520_742 | 0.033 | unb_TAPWIRE_OH | 8104201 | no | no |  |  | no |  |  | 0 | 0 | 0 | 0
oh_line_TAP_OH_2218146 |  | ABCN | node_8104201_200831978 | node_1394589_996_15304520_704 | 0.033 | unb_TAPWIRE_OH | 8104201 | no | no |  |  | no |  |  | 0 | 0 | 0 | 0
oh_line_TAP_OH_2218170 |  | ABCN | node_8104201_201003803 | node_1394296_378_15304121_338 | 0.033 | unb_TAPWIRE_OH | 8104201 | no | no |  |  | no |  |  | 0 | 0 | 0 | 0
oh_line_TAP_OH_2218171 |  | ABCN | node_8104201_201003803 | node_1394315_927_15304125_913 | 0.033 | unb_TAPWIRE_OH | 8104201 | no | no |  |  | no |  |  | 0 | 0 | 0 | 0
oh_line_TAP_OH_2218172 |  | ABCN | node_8104201_201003803 | node_1394276_646_15304123_708 | 0.033 | unb_TAPWIRE_OH | 8104201 | no | no |  |  | no |  |  | 0 | 0 | 0 | 0
oh_line_TAP_OH_2218185 |  | ABCN | node_8104201_200831847 | node_1393635_601_15300259_272 | 0.033 | unb_TAPWIRE_OH | 8104201 | no | no |  |  | no |  |  | 0 | 0 | 0 | 0
oh_line_TAP_OH_2218186 |  | ABCN | node_8104201_200831847 | node_1393632_808_15300285_61 | 0.033 | unb_TAPWIRE_OH | 8104201 | no | no |  |  | no |  |  | 0 | 0 | 0 | 0
oh_line_TAP_OH_2218187 |  | ABCN | node_8104201_200831847 | node_1393633_22_15300232_817 | 0.033 | unb_TAPWIRE_OH | 8104201 | no | no |  |  | no |  |  | 0 | 0 | 0 | 0
oh_line_TAP_OH_2307720 |  | ABCN | node_8104201_201027524 | node_1394849_449_15303589_963 | 0.033 | unb_TAPWIRE_OH | 8104201 | no | no |  |  | no |  |  | 0 | 0 | 0 | 0
oh_line_TAP_OH_2307721 |  | ABCN | node_8104201_201027524 | node_1394856_062_15303596_917 | 0.033 | unb_TAPWIRE_OH | 8104201 | no | no |  |  | no |  |  | 0 | 0 | 0 | 0
oh_line_TAP_OH_2307722 |  | ABCN | node_8104201_201027524 | node_1394843_616_15303580_968 | 0.033 | unb_TAPWIRE_OH | 8104201 | no | no |  |  | no |  |  | 0 | 0 | 0 | 0
oh_line_TAP_OH_2307725 |  | ABCN | node_8104201_200831819 | node_1394570_635_15303906_358 | 0.033 | unb_TAPWIRE_OH | 8104201 | no | no |  |  | no |  |  | 0 | 0 | 0 | 0
oh_line_TAP_OH_2307726 |  | ABCN | node_8104201_200831819 | node_1394573_659_15303880_068 | 0.033 | unb_TAPWIRE_OH | 8104201 | no | no |  |  | no |  |  | 0 | 0 | 0 | 0
oh_line_TAP_OH_2307727 |  | ABCN | node_8104201_200831819 | node_1394572_784_15303932_847 | 0.033 | unb_TAPWIRE_OH | 8104201 | no | no |  |  | no |  |  | 0 | 0 | 0 | 0
oh_line_TAP_OH_2307728 |  | ABCN | node_8104201_200831787 | node_1393991_157_15301840_405 | 0.033 | unb_TAPWIRE_OH | 8104201 | no | no |  |  | no |  |  | 0 | 0 | 0 | 0
oh_line_TAP_OH_2307729 |  | ABCN | node_8104201_200831787 | node_1394005_123_15301821_627 | 0.033 | unb_TAPWIRE_OH | 8104201 | no | no |  |  | no |  |  | 0 | 0 | 0 | 0
oh_line_TAP_OH_2307730 |  | ABCN | node_8104201_200831787 | node_1393981_309_15301863_43 | 0.033 | unb_TAPWIRE_OH | 8104201 | no | no |  |  | no |  |  | 0 | 0 | 0 | 0
oh_line_TAP_OH_2307731 |  | ABCN | node_8104201_200831841 | node_1395384_106_15306592_778 | 0.033 | unb_TAPWIRE_OH | 8104201 | no | no |  |  | no |  |  | 0 | 0 | 0 | 0
oh_line_TAP_OH_2307732 |  | ABCN | node_8104201_200831841 | node_1395381_354_15306619_124 | 0.033 | unb_TAPWIRE_OH | 8104201 | no | no |  |  | no |  |  | 0 | 0 | 0 | 0
oh_line_TAP_OH_2307733 |  | ABCN | node_8104201_200831841 | node_1395381_684_15306566_329 | 0.033 | unb_TAPWIRE_OH | 8104201 | no | no |  |  | no |  |  | 0 | 0 | 0 | 0
oh_line_TAP_OH_2307734 |  | ABCN | node_8104201_200831816 | node_1394794_965_15303760_319 | 0.033 | unb_TAPWIRE_OH | 8104201 | no | no |  |  | no |  |  | 0 | 0 | 0 | 0
oh_line_TAP_OH_2307735 |  | ABCN | node_8104201_200831816 | node_1394797_985_15303746_215 | 0.033 | unb_TAPWIRE_OH | 8104201 | no | no |  |  | no |  |  | 0 | 0 | 0 | 0
oh_line_TAP_OH_2307736 |  | ABCN | node_8104201_200831855 | node_1393587_208_15300421_437 | 0.033 | unb_TAPWIRE_OH | 8104201 | no | no |  |  | no |  |  | 0 | 0 | 0 | 0
oh_line_TAP_OH_2307737 |  | ABCN | node_8104201_200831855 | node_1393589_676_15300403_951 | 0.033 | unb_TAPWIRE_OH | 8104201 | no | no |  |  | no |  |  | 0 | 0 | 0 | 0
oh_line_TAP_OH_2307738 |  | ABCN | node_8104201_200831783 | node_1393699_755_15302080_447 | 0.033 | unb_TAPWIRE_OH | 8104201 | no | no |  |  | no |  |  | 0 | 0 | 0 | 0
oh_line_TAP_OH_2307739 |  | ABCN | node_8104201_200831783 | node_1393693_588_15302055_089 | 0.033 | unb_TAPWIRE_OH | 8104201 | no | no |  |  | no |  |  | 0 | 0 | 0 | 0
oh_line_TAP_OH_2307740 |  | ABCN | node_8104201_200831783 | node_1393710_589_15302102_84 | 0.033 | unb_TAPWIRE_OH | 8104201 | no | no |  |  | no |  |  | 0 | 0 | 0 | 0
oh_line_TAP_OH_2307741 |  | ABCN | node_8104201_200831789 | node_1394354_443_15302134_6 | 0.033 | unb_TAPWIRE_OH | 8104201 | no | no |  |  | no |  |  | 0 | 0 | 0 | 0
oh_line_TAP_OH_2307742 |  | ABCN | node_8104201_200831789 | node_1394338_062_15302149_456 | 0.033 | unb_TAPWIRE_OH | 8104201 | no | no |  |  | no |  |  | 0 | 0 | 0 | 0
oh_line_TAP_OH_2307743 |  | ABCN | node_8104201_200831789 | node_1394367_376_15302114_531 | 0.033 | unb_TAPWIRE_OH | 8104201 | no | no |  |  | no |  |  | 0 | 0 | 0 | 0
oh_line_TAP_OH_3594568 |  | ABCN | node_8104201_200831810 | node_1394629_316_15303461_219 | 0.033 | unb_TAPWIRE_OH | 8104201 | no | no |  |  | no |  |  | 0 | 0 | 0 | 0

## overhead_line_conductor
data_type | static
owner_type | feeder
owner | 8104201
object | overhead_line_conductor
name | groupid | geometric_mean_radius | resistance | diameter | rating_summer_continuous | rating_summer_emergency | rating_winter_continuous | rating_winter_emergency | dcircuit | selected | comments
oh_cond_1/0_AAAC |  | 0.012 | 0.876 | 0.398 | 235 | 235 | 310 | 310 |  | no
oh_cond_1/0_ACSR |  | 0.012 | 0.888 | 0.398 | 265 | 265 | 330 | 330 |  | no
oh_cond_1/0_AL |  | 0.011 | 0.885 | 0.368 | 235 | 235 | 310 | 310 |  | no
oh_cond_2/0_CU |  | 0.013 | 0.44 | 0.414 | 295 | 295 | 425 | 425 |  | no
oh_cond_2_ACSR |  | 0.01 | 1.41 | 0.325 | 195 | 195 | 245 | 245 |  | no
oh_cond_2_CU |  | 0.009 | 0.873 | 0.292 | 190 | 190 | 270 | 270 |  | no
oh_cond_3_#7_CWD_30% |  | 0.005 | 3.07 | 0.311 | 125 | 125 | 195 | 195 |  | no
oh_cond_4/0_AAAC |  | 0.017 | 0.439 | 0.563 | 365 | 365 | 480 | 480 |  | no
oh_cond_4/0_ACSR |  | 0.017 | 0.445 | 0.563 | 410 | 410 | 515 | 515 |  | no
oh_cond_4/0_AL |  | 0.016 | 0.442 | 0.522 | 365 | 365 | 480 | 480 |  | no
oh_cond_4_CU |  | 0.007 | 1.388 | 0.232 | 140 | 140 | 200 | 200 |  | no
oh_cond_6_CU |  | 0.006 | 2.18 | 0.184 | 110 | 110 | 150 | 150 |  | no
oh_cond_336_5_MCM_AL |  | 0.021 | 0.279 | 0.666 | 490 | 490 | 644 | 644 |  | no
oh_cond_477_MCM_AL |  | 0.025 | 0.198 | 0.792 | 605 | 605 | 810 | 810 |  | no
oh_cond_WP-4/0-CU |  | 0.015 | 0.273 | 0.81 | 340 | 340 | 390 | 390 |  | no

## regulator
data_type | static
owner_type | feeder
owner | 8104201
object | regulator
name | groupid | phases | fr | to | configuration | sense_node | dcircuit | selected | monitored | monitored_fields | class_monitored_fields | played | played_fields | comments
regulator_310034318 |  | ABCD | node_intto1_8104201_200949153 | node_8104201_200949153 | config_regulator_310034318 |  | 8104201 | no | no |  |  | no

## regulator_configuration
data_type | static
owner_type | feeder
owner | 8104201
object | regulator_configuration
name | groupid | connect_type | band_center | band_width | time_delay | dwell_time | raise_taps | lower_taps | current_transducer_ratio | power_transducer_ratio | compensator_r_setting_A | compensator_x_setting_A | compensator_r_setting_B | compensator_x_setting_B | compensator_r_setting_C | compensator_x_setting_C | CT_phase | PT_phase | regulation | control_level | Control | Type | tap_pos_A | tap_pos_B | tap_pos_C | dcircuit | selected | comments
config_regulator_310034318 |  | WYE_WYE | 123 | 3 |  |  | 16 | 16 | 500 | 60 | 0 | 0 | 0 | 0 | 0 | 0 | A | A | 0.1 | INDIVIDUAL | OUTPUT_VOLTAGE | A | 0 | 0 | 0 |  | no

## switch
data_type | static
owner_type | feeder
owner | 8104201
object | switch
name | groupid | phases | fr | to | phase_A_state | phase_B_state | phase_C_state | operating_mode | status | dcircuit | selected | monitored | monitored_fields | class_monitored_fields | played | played_fields | comments
switch_220415751 |  | ABCD | node_intto1_8104201_201014262 | node_8104201_201014262 | CLOSED | CLOSED | CLOSED | INDIVIDUAL |  | 8104201 | no | no |  |  | no
switch_220415759 |  | ABCD | node_intto1_8104201_200831817 | node_8104201_200831817 | CLOSED | CLOSED | CLOSED | INDIVIDUAL |  | 8104201 | no | no |  |  | no
switch_220416056 |  | ABCD | node_intto1_8104201_200832449 | node_8104201_200832449 | CLOSED | CLOSED | CLOSED | INDIVIDUAL |  | 8104201 | no | no |  |  | no
switch_220416097 |  | ABCD | node_intto1_8104201_200946986 | node_8104201_200946986 | CLOSED | CLOSED | CLOSED | INDIVIDUAL |  | 8104201 | no | no |  |  | no
switch_310034352 |  | ABCD | node_intto1_8104201_310034345 | node_8104201_310034345 | CLOSED | CLOSED | CLOSED | INDIVIDUAL |  | 8104201 | no | no |  |  | no
switch_312049159 |  | ABCN | node_intto1_312049159 | node_312049159 | CLOSED | CLOSED | CLOSED | INDIVIDUAL |  | 8104201 | no | no |  |  | no
switch_312049162 |  | ABCD | node_intto1_312049162 | node_312049162 | CLOSED | CLOSED | CLOSED | INDIVIDUAL |  | 8104201 | no | no |  |  | no

## transformer
data_type | static
owner_type | feeder
owner | 8104201
object | transformer
name | groupid | phases | fr | to | configuration | climate | aging_constant | use_thermal_model | aging_granularity | dcircuit | selected | monitored | monitored_fields | class_monitored_fields | played | played_fields | comments
transformer_220523534 |  | AD | node_intto1_8104201_200831821 | node_8104201_200831821 | config_transformer_220523534 |  | 0 |  | 0 | 8104201 | no | no |  |  | no
transformer_312146490 |  | ABCD | node_intto1_8104201_200831820 | node_8104201_200831820 | config_transformer_312146490 |  | 0 |  | 0 | 8104201 | no | no |  |  | no

## transformer_configuration
data_type | static
owner_type | feeder
owner | 8104201
object | transformer_configuration
name | groupid | connect_type | install_type | coolant_type | cooling_type | primary_voltage | secondary_voltage | power_rating | powerA_rating | powerB_rating | powerC_rating | impedance | shunt_impedance | core_coil_weight | tank_fittings_weight | oil_volume | rated_winding_time_constant | rated_winding_hot_spot_rise | rated_top_oil_rise | no_load_loss | full_load_loss | reactance_resistance_ratio | installed_insulation_life | dcircuit | selected | comments
config_transformer_220523534 |  | DELTA_GWYE |  |  |  | 4800 | 12470 | 50 | 0 | 0 | 0 | 0.004+0.04j | 0 | 0 | 0 | 0 | 0 | 0 | 0 | 0 | 0 | 10 | 0 |  | no
config_transformer_312146490 |  | DELTA_GWYE |  |  |  | 4800 | 12470 | 1500 | 0 | 0 | 0 | 0.005+0.047j | 0 | 0 | 0 | 0 | 0 | 0 | 0 | 0 | 0 | 10 | 0 |  | no

## underground_line
data_type | static
owner_type | feeder
owner | 8104201
object | underground_line
name | groupid | phases | fr | to | length | configuration | dcircuit | selected | monitored | monitored_fields | class_monitored_fields | played | played_fields | comments
und_line_8104201_200831759 |  | AN | node_8104201_200831758 | node_8104201_200831759 | 727.877 | und_1P_2ALURD_2AL(N) | 8104201 | no | no |  |  | no
und_line_8104201_200975878 |  | ABCN | node_8104201_200949153 | node_intto1_8104201_200975878 | 121.542 | und_3P_DELTACUST | 8104201 | no | no |  |  | no
und_line_8104201_200978749 |  | ABCN | node_8104201_200966433 | node_intto1_8104201_200978749 | 159.623 | und_3P_DELTACUST | 8104201 | no | no |  |  | no
und_line_8104201_201004619 |  | ABCN | node_8104201_200831820 | node_8104201_201004619 | 184.527 | und_3P_WYECUST | 8104201 | no | no |  |  | no
und_line_8104201_201013342 |  | ABCN | node_8104201_200831781 | node_intto1_8104201_201013342 | 65.767 | und_3P_DELTACUST | 8104201 | no | no |  |  | no
und_line_8104201_201013343 |  | ABCN | node_8104201_200831827 | node_intto1_8104201_201013343 | 287.33 | und_3P_DELTACUST | 8104201 | no | no |  |  | no
und_line_8104201_201013344 |  | ABCN | node_8104201_200831988 | node_intto1_8104201_201013344 | 390.166 | und_3P_DELTACUST | 8104201 | no | no |  |  | no
und_line_8104201_201014845 |  | ABCN | node_8104201_200831980 | node_intto1_8104201_201014845 | 55.001 | und_3P_DELTACUST | 8104201 | no | no |  |  | no
und_line_8104201_201014849 |  | AN | node_8104201_200831988 | node_intto1_8104201_201014849 | 939.584 | und_1P_DELTACUST | 8104201 | no | no |  |  | no
und_line_8104201_201014850 |  | ABCN | node_8104201_201013344 | node_8104201_201014850 | 564.772 | und_3P_DELTACUST | 8104201 | no | no |  |  | no
und_line_8104201_201027520 |  | ABCN | node_8104201_200831822 | node_intto1_8104201_201027520 | 231.653 | und_3P_2ALURD | 8104201 | no | no |  |  | no
und_line_8104201_201027528 |  | ABCN | node_8104201_200831823 | node_intto1_8104201_201027528 | 118.36 | und_3P_DELTACUST | 8104201 | no | no |  |  | no
und_line_8104201_310044107 |  | ABCN | node_8104201_310017137 | node_intto1_8104201_310044107 | 222.085 | und_3P_4/0ALURD | 8104201 | no | no |  |  | no
und_line_8104201_310049373 |  | AN | node_8104201_200831758 | node_8104201_310049373 | 139.793 | und_1P_2ALURD_2AL(N) | 8104201 | no | no |  |  | no
und_line_8104201_311899771 |  | AN | node_8104201_200831759 | node_8104201_311899771 | 478.945 | und_1P_WYECUST | 8104201 | no | no |  |  | no
und_line_8104201_311981738 |  | ABCN | node_8104201_311908492 | node_intto1_8104201_311981738 | 50.749 | und_3P_DELTACUST | 8104201 | no | no |  |  | no
und_line_8104201_312035728-1 |  | ABCN | node_312049159 | node_8104201_312035728 | 101.781 | und_3P_2ALURD | 8104201 | no | no |  |  | no
und_line_8104201_312035728-2 |  | ABCN | node_312036060 | node_intto1_312049159 | 5.64 | und_3P_2ALURD | 8104201 | no | no |  |  | no
und_line_8104201_312035728-3 |  | ABCN | node_8104201_312035730 | node_intto1_312036060 | 7.87 | und_3P_2ALURD | 8104201 | no | no |  |  | no
und_line_TAP_UG_58972 |  | AN | node_8104201_200831759 | node_1395678_284_15304343_299 | 0.033 | und_TAPWIRE_UG | 8104201 | no | no |  |  | no
und_line_TAP_UG_62147 |  | ABCN | node_8104201_200975878 | node_1395207_356_15306176_636 | 0.033 | und_TAPWIRE_UG | 8104201 | no | no |  |  | no
und_line_TAP_UG_62458 |  | ABCN | node_8104201_200978749 | node_1394202_709_15302225_54 | 0.033 | und_TAPWIRE_UG | 8104201 | no | no |  |  | no
und_line_TAP_UG_63404 |  | ABCN | node_8104201_201004619 | node_1394956_91_15303766_021 | 0.033 | und_TAPWIRE_UG | 8104201 | no | no |  |  | no
und_line_TAP_UG_64366 |  | ABCN | node_8104201_201013342 | node_1393919_125_15301751_491 | 0.033 | und_TAPWIRE_UG | 8104201 | no | no |  |  | no
und_line_TAP_UG_64367 |  | ABCN | node_8104201_201013343 | node_1395256_366_15304929_852 | 0.033 | und_TAPWIRE_UG | 8104201 | no | no |  |  | no
und_line_TAP_UG_64368 |  | ABCN | node_8104201_201013344 | node_1393346_249_15304199_849 | 0.033 | und_TAPWIRE_UG | 8104201 | no | no |  |  | no
und_line_TAP_UG_64546 |  | ABCN | node_8104201_201014845 | node_1394463_326_15304433_651 | 0.033 | und_TAPWIRE_UG | 8104201 | no | no |  |  | no
und_line_TAP_UG_64547 |  | AN | node_8104201_201014849 | node_1392641_439_15304365_569 | 0.033 | und_TAPWIRE_UG | 8104201 | no | no |  |  | no
und_line_TAP_UG_64548 |  | ABCN | node_8104201_201014850 | node_1393024_408_15303693_803 | 0.033 | und_TAPWIRE_UG | 8104201 | no | no |  |  | no
und_line_TAP_UG_65377 |  | AN | node_8104201_310049373 | node_1395148_001_15304001_35 | 0.033 | und_TAPWIRE_UG | 8104201 | no | no |  |  | no
und_line_TAP_UG_65382 |  | ABCN | node_8104201_201027520 | node_1395068_918_15304046_383 | 0.033 | und_TAPWIRE_UG | 8104201 | no | no |  |  | no
und_line_TAP_UG_65389 |  | ABCN | node_8104201_201027528 | node_1394922_996_15304150_915 | 0.033 | und_TAPWIRE_UG | 8104201 | no | no |  |  | no
und_line_TAP_UG_948258 |  | ABCN | node_8104201_310044107 | node_1394654_694_15305775_552 | 0.033 | und_TAPWIRE_UG | 8104201 | no | no |  |  | no
und_line_TAP_UG_1388273 |  | AN | node_8104201_311899771 | node_1395699_568_15304975_745 | 0.033 | und_TAPWIRE_UG | 8104201 | no | no |  |  | no
und_line_TAP_UG_1681566 |  | ABCN | node_8104201_311981738 | node_1394521_448_15305023_01 | 0.033 | und_TAPWIRE_UG | 8104201 | no | no |  |  | no

## underground_line_conductor
data_type | static
owner_type | feeder
owner | 8104201
object | underground_line_conductor
name | groupid | outer_diameter | conductor_gmr | conductor_diameter | conductor_resistance | neutral_gmr | neutral_diameter | neutral_resistance | neutral_strands | insulation_relative_permitivitty | shield_gmr | shield_resistance | rating_summer_continuous | rating_summer_emergency | rating_winter_continuous | rating_winter_emergency | dcircuit | selected | comments
und_cond_1P_2ALURD_2AL(N) | [12 empty] | 125 | 125 | 140 | 140 |  | no
und_cond_1P_DELTACUST | [12 empty] | 685 | 685 | 685 | 685 |  | no
und_cond_1P_WYECUST | [12 empty] | 685 | 685 | 685 | 685 |  | no
und_cond_3P_2ALURD | [12 empty] | 125 | 125 | 140 | 140 |  | no
und_cond_3P_4/0ALURD | [12 empty] | 240 | 240 | 265 | 265 |  | no
und_cond_3P_DELTACUST | [12 empty] | 685 | 685 | 685 | 685 |  | no
und_cond_3P_WYECUST | [12 empty] | 685 | 685 | 685 | 685 |  | no
und_cond_TAPWIRE_UG | [12 empty] | 99999999 | 99999999 | 99999999 | 99999999 |  | no