## capacitor
data_type | static
owner_type | feeder
owner | 8104202
object | capacitor
name | groupid | parent | phases | nominal_voltage | pt_phase | phases_connected | switchA | switchB | switchC | control | voltage_set_high | voltage_set_low | VAr_set_high | VAr_set_low | current_set_high | current_set_low | capacitor_A | capacitor_B | capacitor_C | cap_nominal_voltage | time_delay | dwell_time | lockout_time | remote_sense | remote_sense_B | control_level | dcircuit | selected | monitored | monitored_fields | class_monitored_fields | played | played_fields | comments
cap_220368942 |  | node_1395616_835_15308932_319 | ABCN | 0 |  | ABCN | CLOSED | CLOSED | CLOSED | MANUAL | [6 empty] | 100000 | 100000 | 100000 | 4800 | [6 empty] | 8104202 | no | no |  |  | no
cap_220368960 |  | node_1390011_355_15315312_167 | AN | 0 |  | AN | CLOSED |  |  | MANUAL | [6 empty] | 50000 |  |  | 4800 | [6 empty] | 8104202 | no | no |  |  | no
cap_220368961 |  | node_1389783_417_15310340_375 | AN | 0 |  | AN | CLOSED |  |  | MANUAL | [6 empty] | 100000 |  |  | 4800 | [6 empty] | 8104202 | no | no |  |  | no

## feeder
data_type | static
owner_type | feeder
owner | 8104202
object | feeder
name | transmission_bus | ARC | ADR | slack_bus | nom_voltages | num_nodes | num_ohlines | num_uglines | num_transformers | num_generators | num_pvs | num_storages | num_loads | miles | mw | mvar | losses_mw | losses_mvar | comments | use_feeder_load_shape | load_shape_scale | use_feeder_pv_shape | pv_shape_scale | description | restore_time | griddisconnect_scenario_probability | gridconnect_scenario_probability | use_energy_not_served | VOLL | discount_rate | yearly_load_growth_percent | planning_horizon | enable_traditional_project_deferral | lifetime_of_investment_years | start_year | base_year | year_the_investment_is_committed | revenue_requirement_scaling_factor | discount_rate | inflation_rate_for_investment | traditional_project_invested_capital | periodicity_of_investment_in_years | priority | maximum_total_investment_cost | DER_portfolio_NPV | DER_portfolio_BC_ratio | total_system_energy_avoided_cost_NPV | total_system_capacity_avoided_cost_NPV | total_system_ancillary_services_avoided_cost_NPV | total_system_CO2_avoided_cost_NPV | total_system_loss_of_load_avoided_cost_NPV | total_system_distribution_capacity_avoided_cost_NPV | total_system_investment_and_operational_cost_NPV | feeder_solar_pv_operating_cost_USdollarperkWh | feeder_energy_storage_operating_cost_USdollarperkWh | feeder_distributed_generator_operating_cost_USdollarperkWh | feeder_distributed_generator_CO2_cost_USdollarperkWh | feeder_demand_response_operating_cost_USdollarperkWh | feeder_solar_pv_investment_cost_USdollarperkW | feeder_energy_storage_investment_cost_USdollarperkW | feeder_distributed_generator_investment_cost_USdollarperkW | feeder_demand_response_investment_cost_USdollarperkW
8104202 |  | ts_slack | none | node_SOURCE_8104202 | 2771.281,7199.557 | 563 | 498 | 32 | 1 | 0 | 0 | 0 | 156 | 13.198 | 4.118 | 1.754 | 0 | 0 |  | 0 | 0 | 1 | 0 |  | 0 | 0 | 0 | 0 | 0 | 0 | 0 | 0 | 0 | 0 | 0 | 0 | 0 | 0 | 0 | 0 | 0 | 0 | 0 | 999999999 | 0 | 0 | 0 | 0 | 0 | 0 | 0 | 0 | 0 | 0 | 0 | 0 | 0 | 0 | 0 | 0 | 0 | 0

## fuse
data_type | static
owner_type | feeder
owner | 8104202
object | fuse
name | groupid | phases | fr | to | phase_A_status | phase_B_status | phase_C_status | repair_dist_type | current_limit | mean_replacement_time | status | dcircuit | selected | monitored | monitored_fields | class_monitored_fields | played | played_fields | comments
fuse_220382562 |  | AD | node_intto1_8104202_200823277 | node_8104202_200823277 | GOOD | GOOD | GOOD |  | 85 |  |  | 8104202 | no | no |  |  | no
fuse_220382591 |  | AN | node_intto1_8104202_200820897 | node_8104202_200820897 | GOOD | GOOD | GOOD |  | 30 |  |  | 8104202 | no | no |  |  | no
fuse_220382592 |  | AN | node_intto1_8104202_201027239 | node_8104202_201027239 | GOOD | GOOD | GOOD |  | 30 |  |  | 8104202 | no | no |  |  | no
fuse_220382593 |  | AN | node_intto1_8104202_201027237 | node_8104202_201027237 | GOOD | GOOD | GOOD |  | 40 |  |  | 8104202 | no | no |  |  | no
fuse_220382611 |  | AD | node_intto1_8104202_200823872 | node_8104202_200823872 | GOOD | GOOD | GOOD |  | 100 |  |  | 8104202 | no | no |  |  | no
fuse_220382686 |  | AD | node_intto1_8104202_200821660 | node_8104202_200821660 | GOOD | GOOD | GOOD |  | 65 |  |  | 8104202 | no | no |  |  | no
fuse_220382687 |  | AD | node_intto1_8104202_200821552 | node_8104202_200821552 | GOOD | GOOD | GOOD |  | 100 |  |  | 8104202 | no | no |  |  | no
fuse_220382688 |  | AD | node_intto1_8104202_200821594 | node_8104202_200821594 | GOOD | GOOD | GOOD |  | 75 |  |  | 8104202 | no | no |  |  | no
fuse_220382689 |  | AN | node_intto1_8104202_201027240 | node_8104202_201027240 | GOOD | GOOD | GOOD |  | 60 |  |  | 8104202 | no | no |  |  | no
fuse_220382690 |  | AN | node_intto1_8104202_201027234 | node_8104202_201027234 | GOOD | GOOD | GOOD |  | 60 |  |  | 8104202 | no | no |  |  | no
fuse_220382691 |  | AN | node_intto1_8104202_201027235 | node_8104202_201027235 | GOOD | GOOD | GOOD |  | 60 |  |  | 8104202 | no | no |  |  | no
fuse_220382693 |  | AD | node_intto1_8104202_200821510 | node_8104202_200821510 | GOOD | GOOD | GOOD |  | 100 |  |  | 8104202 | no | no |  |  | no
fuse_220382694 |  | ABCN | node_intto1_8104202_201027350 | node_8104202_201027350 | GOOD | GOOD | GOOD |  | 75 |  |  | 8104202 | no | no |  |  | no
fuse_220382703 |  | AD | node_intto1_8104202_200823298 | node_8104202_200823298 | GOOD | GOOD | GOOD |  | 60 |  |  | 8104202 | no | no |  |  | no
fuse_220519698 |  | ABCN | node_intto1_8104202_200978900 | node_8104202_200978900 | GOOD | GOOD | GOOD |  | 50 |  |  | 8104202 | no | no |  |  | no
fuse_220523881 |  | AN | node_intto1_8104202_200970121 | node_8104202_200970121 | GOOD | GOOD | GOOD |  | 40 |  |  | 8104202 | no | no |  |  | no
fuse_220619384 |  | AD | node_intto1_8104202_201034464 | node_8104202_201034464 | GOOD | GOOD | GOOD |  | 100 |  |  | 8104202 | no | no |  |  | no
fuse_220619545 |  | ABCN | node_intto1_8104202_201027238 | node_8104202_201027238 | GOOD | GOOD | GOOD |  | 100 |  |  | 8104202 | no | no |  |  | no
fuse_220619547 |  | ABCD | node_intto1_8104202_200821522 | node_8104202_200821522 | GOOD | GOOD | GOOD |  | 100 |  |  | 8104202 | no | no |  |  | no
fuse_310023402 |  | ABCD | node_intto1_8104202_200821494 | node_8104202_200821494 | GOOD | GOOD | GOOD |  | 100 |  |  | 8104202 | no | no |  |  | no
fuse_310054932 |  | AD | node_intto1_310054932 | node_310054932 | GOOD | GOOD | GOOD |  | 40 |  |  | 8104202 | no | no |  |  | no
fuse_310063754 |  | AD | node_intto1_8104202_200823389 | node_8104202_200823389 | GOOD | GOOD | GOOD |  | 100 |  |  | 8104202 | no | no |  |  | no
fuse_311893600 |  | ABCN | node_intto1_8104202_311893599 | node_8104202_311893599 | GOOD | GOOD | GOOD |  | 100 |  |  | 8104202 | no | no |  |  | no

## line_configuration
data_type | static
owner_type | feeder
owner | 8104202
object | line_configuration
name | groupid | conductor_A | conductor_B | conductor_C | conductor_N | spacing | z11 | z12 | z13 | z21 | z22 | z23 | z31 | z32 | z33 | c11 | c12 | c13 | c21 | c22 | c23 | c31 | c32 | c33 | dcircuit | selected | comments
bal_1P_1/0AA |  | oh_cond_1/0_AAAC | oh_cond_1/0_AAAC | oh_cond_1/0_AAAC |  |  | 0.972+1.499j | 0.095+0.781j | 0.095+0.781j | 0.095+0.781j | 0.972+1.499j | 0.095+0.781j | 0.095+0.781j | 0.095+0.781j | 0.972+1.499j | 12.796 | -3.172 | -3.172 | -3.172 | 12.796 | -3.172 | -3.172 | -3.172 | 12.796 |  | no
bal_1P_1/0AC |  | oh_cond_1/0_ACSR | oh_cond_1/0_ACSR | oh_cond_1/0_ACSR |  |  | 0.983+1.218j | 0.095+0.781j | 0.095+0.781j | 0.095+0.781j | 0.983+1.218j | 0.095+0.781j | 0.095+0.781j | 0.095+0.781j | 0.983+1.218j | 12.796 | -3.172 | -3.172 | -3.172 | 12.796 | -3.172 | -3.172 | -3.172 | 12.796 |  | no
bal_1P_2AC |  | oh_cond_2_ACSR | oh_cond_2_ACSR | oh_cond_2_ACSR |  |  | 1.505+1.527j | 0.095+0.781j | 0.095+0.781j | 0.095+0.781j | 1.505+1.527j | 0.095+0.781j | 0.095+0.781j | 0.095+0.781j | 1.505+1.527j | 12.393 | -3.017 | -3.017 | -3.017 | 12.393 | -3.017 | -3.017 | -3.017 | 12.393 |  | no
bal_1P_2AL |  | oh_cond_2_AL | oh_cond_2_AL | oh_cond_2_AL |  |  | 1.235+1.537j | 0.095+0.781j | 0.095+0.781j | 0.095+0.781j | 1.235+1.537j | 0.095+0.781j | 0.095+0.781j | 0.095+0.781j | 1.235+1.537j | 12.191 | -2.94 | -2.94 | -2.94 | 12.191 | -2.94 | -2.94 | -2.94 | 12.191 |  | no
bal_1P_4CU |  | oh_cond_4_CU | oh_cond_4_CU | oh_cond_4_CU |  |  | 1.483+1.565j | 0.095+0.781j | 0.095+0.781j | 0.095+0.781j | 1.483+1.565j | 0.095+0.781j | 0.095+0.781j | 0.095+0.781j | 1.483+1.565j | 11.78 | -2.785 | -2.785 | -2.785 | 11.78 | -2.785 | -2.785 | -2.785 | 11.78 |  | no
bal_1P_6ACW |  | oh_cond_6A_CWD | oh_cond_6A_CWD | oh_cond_6A_CWD |  |  | 2.305+1.611j | 0.095+0.781j | 0.095+0.781j | 0.095+0.781j | 2.305+1.611j | 0.095+0.781j | 0.095+0.781j | 0.095+0.781j | 2.305+1.611j | 11.765 | -2.779 | -2.779 | -2.779 | 11.765 | -2.779 | -2.779 | -2.779 | 11.765 |  | no
bal_1P_477AL |  | oh_cond_477_MCM_AL | oh_cond_477_MCM_AL | oh_cond_477_MCM_AL |  |  | 0.293+1.41j | 0.095+0.781j | 0.095+0.781j | 0.095+0.781j | 0.293+1.41j | 0.095+0.781j | 0.095+0.781j | 0.095+0.781j | 0.293+1.41j | 14.4 | -3.806 | -3.806 | -3.806 | 14.4 | -3.806 | -3.806 | -3.806 | 14.4 |  | no
bal_1P_DELTACUST |  | oh_cond_2/0_CU | oh_cond_2/0_CU | oh_cond_2/0_CU | oh_cond_3_#7_CWD_30% |  | 0.66+1.378j | 0.22+0.666j | 0.22+0.666j | 0.22+0.666j | 0.66+1.378j | 0.22+0.666j | 0.22+0.666j | 0.22+0.666j | 0.66+1.378j | 13.24 | -2.712 | -2.712 | -2.712 | 13.24 | -2.712 | -2.712 | -2.712 | 13.24 |  | no
bal_3P_1/0AA |  | oh_cond_1/0_AAAC | oh_cond_1/0_AAAC | oh_cond_1/0_AAAC |  |  | 0.972+1.499j | 0.095+0.781j | 0.095+0.781j | 0.095+0.781j | 0.972+1.499j | 0.095+0.781j | 0.095+0.781j | 0.095+0.781j | 0.972+1.499j | 12.796 | -3.172 | -3.172 | -3.172 | 12.796 | -3.172 | -3.172 | -3.172 | 12.796 |  | no
bal_3P_1/0AC |  | oh_cond_1/0_ACSR | oh_cond_1/0_ACSR | oh_cond_1/0_ACSR |  |  | 0.983+1.497j | 0.095+0.781j | 0.095+0.781j | 0.095+0.781j | 0.983+1.497j | 0.095+0.781j | 0.095+0.781j | 0.095+0.781j | 0.983+1.497j | 12.796 | -3.172 | -3.172 | -3.172 | 12.796 | -3.172 | -3.172 | -3.172 | 12.796 |  | no
bal_3P_4/0AA |  | oh_cond_4/0_AAAC | oh_cond_4/0_AAAC | oh_cond_4/0_AAAC |  |  | 0.534+1.457j | 0.095+0.781j | 0.095+0.781j | 0.095+0.781j | 0.534+1.457j | 0.095+0.781j | 0.095+0.781j | 0.095+0.781j | 0.534+1.457j | 13.554 | -3.469 | -3.469 | -3.469 | 13.554 | -3.469 | -3.469 | -3.469 | 13.554 |  | no
bal_3P_4CU |  | oh_cond_4_CU | oh_cond_4_CU | oh_cond_4_CU |  |  | 1.483+1.565j | 0.095+0.781j | 0.095+0.781j | 0.095+0.781j | 1.483+1.565j | 0.095+0.781j | 0.095+0.781j | 0.095+0.781j | 1.483+1.565j | 11.78 | -2.785 | -2.785 | -2.785 | 11.78 | -2.785 | -2.785 | -2.785 | 11.78 |  | no
bal_3P_477AL |  | oh_cond_477_MCM_AL | oh_cond_477_MCM_AL | oh_cond_477_MCM_AL |  |  | 0.293+1.41j | 0.095+0.775j | 0.095+0.775j | 0.095+0.775j | 0.293+1.41j | 0.095+0.775j | 0.095+0.775j | 0.095+0.775j | 0.293+1.41j | 14.305 | -3.735 | -3.735 | -3.735 | 14.305 | -3.735 | -3.735 | -3.735 | 14.305 |  | no
bal_3P_DELTACUST |  | oh_cond_2/0_CU | oh_cond_2/0_CU | oh_cond_2/0_CU | oh_cond_3_#7_CWD_30% |  | 0.66+1.378j | 0.22+0.666j | 0.22+0.666j | 0.22+0.666j | 0.66+1.378j | 0.22+0.666j | 0.22+0.666j | 0.22+0.666j | 0.66+1.378j | 13.24 | -2.712 | -2.712 | -2.712 | 13.24 | -2.712 | -2.712 | -2.712 | 13.24 |  | no
unb_TAPWIRE_OH |  | oh_cond_WP-4/0-CU | oh_cond_WP-4/0-CU | oh_cond_WP-4/0-CU | oh_cond_WP-4/0-CU |  | 0.365+1.097j | 0.093+0.433j | 0.094+0.34j | 0.093+0.433j | 0.368+1.078j | 0.095+0.401j | 0.094+0.34j | 0.095+0.401j | 0.368+1.077j | 14.911 | -4.341 | -1.953 | -4.341 | 15.781 | -3.724 | -1.953 | -3.724 | 14.818 |  | no
und_1P_1/0ALURD |  | und_cond_1P_1/0ALURD | und_cond_1P_1/0ALURD | und_cond_1P_1/0ALURD |  |  | 0.518+0.155j | 0.0+0.0j | 0.0+0.0j | 0.0+0.0j | 0.518+0.155j | 0.0+0.0j | 0.0+0.0j | 0.0+0.0j | 0.518+0.155j | 512.874 | 0 | 0 | 0 | 512.874 | 0 | 0 | 0 | 512.874 |  | no
und_1P_2ALURD |  | und_cond_1P_2ALURD | und_cond_1P_2ALURD | und_cond_1P_2ALURD |  |  | 2.379+0.823j | 0.0+0.0j | 0.0+0.0j | 0.0+0.0j | 2.379+0.823j | 0.0+0.0j | 0.0+0.0j | 0.0+0.0j | 2.379+0.823j | 401.497 | 0 | 0 | 0 | 401.497 | 0 | 0 | 0 | 401.497 |  | no
und_1P_2ALURD_2AL(N) |  | und_cond_1P_2ALURD_2AL(N) | und_cond_1P_2ALURD_2AL(N) | und_cond_1P_2ALURD_2AL(N) |  |  | 2.379+0.823j | 0.0+0.0j | 0.0+0.0j | 0.0+0.0j | 2.379+0.823j | 0.0+0.0j | 0.0+0.0j | 0.0+0.0j | 2.379+0.823j | 401.497 | 0 | 0 | 0 | 401.497 | 0 | 0 | 0 | 401.497 |  | no
und_1P_DELTACUST |  | und_cond_1P_DELTACUST | und_cond_1P_DELTACUST | und_cond_1P_DELTACUST |  |  | 0.179+0.233j | 0.061-0.024j | 0.061-0.024j | 0.061-0.024j | 0.179+0.233j | 0.061-0.024j | 0.061-0.024j | 0.061-0.024j | 0.179+0.233j | 324.124 | 0 | 0 | 0 | 324.124 | 0 | 0 | 0 | 324.124 |  | no
und_1P_WYECUST |  | und_cond_1P_WYECUST | und_cond_1P_WYECUST | und_cond_1P_WYECUST |  |  | 0.179+0.233j | 0.061-0.024j | 0.061-0.024j | 0.061-0.024j | 0.179+0.233j | 0.061-0.024j | 0.061-0.024j | 0.061-0.024j | 0.179+0.233j | 324.124 | 0 | 0 | 0 | 324.124 | 0 | 0 | 0 | 324.124 |  | no
und_3P_2ALURD |  | und_cond_3P_2ALURD | und_cond_3P_2ALURD | und_cond_3P_2ALURD |  |  | 2.125+0.49j | 0.384+0.067j | 0.384+0.067j | 0.384+0.067j | 2.125+0.49j | 0.384+0.067j | 0.384+0.067j | 0.384+0.067j | 2.125+0.49j | 401.498 | 0 | 0 | 0 | 401.498 | 0 | 0 | 0 | 401.498 |  | no
und_3P_2ALURD_2AL(N) |  | und_cond_3P_2ALURD_2AL(N) | und_cond_3P_2ALURD_2AL(N) | und_cond_3P_2ALURD_2AL(N) |  |  | 2.125+0.49j | 0.384+0.067j | 0.384+0.067j | 0.384+0.067j | 2.125+0.49j | 0.384+0.067j | 0.384+0.067j | 0.384+0.067j | 2.125+0.49j | 401.497 | 0 | 0 | 0 | 401.497 | 0 | 0 | 0 | 401.497 |  | no
und_3P_DELTACUST |  | und_cond_3P_DELTACUST | und_cond_3P_DELTACUST | und_cond_3P_DELTACUST |  |  | 0.179+0.233j | 0.061-0.024j | 0.061-0.024j | 0.061-0.024j | 0.179+0.233j | 0.061-0.024j | 0.061-0.024j | 0.061-0.024j | 0.179+0.233j | 324.124 | 0 | 0 | 0 | 324.124 | 0 | 0 | 0 | 324.124 |  | no
und_TAPWIRE_UG |  | und_cond_TAPWIRE_UG | und_cond_TAPWIRE_UG | und_cond_TAPWIRE_UG |  |  | 0.001+0.001j | 0.0+0.0j | 0.0+0.0j | 0.0+0.0j | 0.001+0.001j | 0.0+0.0j | 0.0+0.0j | 0.0+0.0j | 0.001+0.001j | 0 | 0 | 0 | 0 | 0 | 0 | 0 | 0 | 0 |  | no

## load
data_type | static
owner_type | feeder
owner | 8104202
object | load
name | groupid | parent | bustype | phases | nominal_voltage | load_class | constant_power_A | constant_power_B | constant_power_C | constant_current_A | constant_current_B | constant_current_C | constant_impedance_A | constant_impedance_B | constant_impedance_C | base_power_A | base_power_B | base_power_C | power_pf_A | power_pf_B | power_pf_C | current_pf_A | current_pf_B | current_pf_C | impedance_pf_A | impedance_pf_B | impedance_pf_C | power_fraction_A | power_fraction_B | power_fraction_C | current_fraction_A | current_fraction_B | current_fraction_C | impedance_fraction_A | impedance_fraction_B | impedance_fraction_C | dcircuit | selected | monitored | monitored_fields | class_monitored_fields | played | played_fields | base_kw_A | base_kw_B | base_kw_C | kw_A | kw_B | kw_C | comments | critical_load | dem_resp_lb | dem_resp_ub | dem_resp_shortage_cost | dem_resp_surplus_cost | num_customers
load_220334762 |  | node_1390353_886_15313708_384 |  | AN | 0 | NonResidential | 576+245.375j | 0 | 0 | 0 | 0 | 0 | [24 empty] | 8104202 | no | no |  |  | no |  | 0 | 0 | 0 | 0 | 0 | 0 |  | 1 | 1 | 1 | 0 | 0 | 0
load_220334764 |  | node_1393266_454_15307547_939 |  | AN | 0 | Residential | 33652.8+14336.033j | 0 | 0 | 0 | 0 | 0 | [24 empty] | 8104202 | no | no |  |  | no |  | 0 | 0 | 0 | 0 | 0 | 0 |  | 1 | 1 | 1 | 0 | 0 | 0
load_220334926 |  | node_1395447_777_15307671_843 |  | AN | 0 | NonResidential | 2000+851.996j | 0 | 0 | 0 | 0 | 0 | [24 empty] | 8104202 | no | no |  |  | no |  | 0 | 0 | 0 | 0 | 0 | 0 |  | 1 | 1 | 1 | 0 | 0 | 0
load_220334927 |  | node_1395447_542_15307698_466 |  | AN | 0 | NonResidential | 2000+851.996j | 0 | 0 | 0 | 0 | 0 | [24 empty] | 8104202 | no | no |  |  | no |  | 0 | 0 | 0 | 0 | 0 | 0 |  | 1 | 1 | 1 | 0 | 0 | 0
load_220334931 |  | node_1395595_922_15308600_287 |  | AN | 0 | Residential | 2030.4+864.947j | 0 | 0 | 0 | 0 | 0 | [24 empty] | 8104202 | no | no |  |  | no |  | 0 | 0 | 0 | 0 | 0 | 0 |  | 1 | 1 | 1 | 0 | 0 | 0
load_220334932 |  | node_1395610_937_15308617_794 |  | BN | 0 | NonResidential | 0 | 13000+5537.977j | 0 | 0 | 0 | 0 | [24 empty] | 8104202 | no | no |  |  | no |  | 0 | 0 | 0 | 0 | 0 | 0 |  | 1 | 1 | 1 | 0 | 0 | 0
load_220334933 |  | node_1395622_093_15308639_897 |  | CN | 0 | Residential | 0 | 0 | 2030.4+864.947j | 0 | 0 | 0 | [24 empty] | 8104202 | no | no |  |  | no |  | 0 | 0 | 0 | 0 | 0 | 0 |  | 1 | 1 | 1 | 0 | 0 | 0
load_220334934 |  | node_1395669_852_15308814_134 |  | AN | 0 | NonResidential | 25500+10862.955j | 0 | 0 | 0 | 0 | 0 | [24 empty] | 8104202 | no | no |  |  | no |  | 0 | 0 | 0 | 0 | 0 | 0 |  | 1 | 1 | 1 | 0 | 0 | 0
load_220334935 |  | node_1395670_925_15308840_732 |  | AN | 0 | NonResidential | 25500+10862.955j | 0 | 0 | 0 | 0 | 0 | [24 empty] | 8104202 | no | no |  |  | no |  | 0 | 0 | 0 | 0 | 0 | 0 |  | 1 | 1 | 1 | 0 | 0 | 0
load_220334936 |  | node_1395676_716_15309056_702 |  | AN | 0 | NonResidential | 6000+2555.989j | 0 | 0 | 0 | 0 | 0 | [24 empty] | 8104202 | no | no |  |  | no |  | 0 | 0 | 0 | 0 | 0 | 0 |  | 1 | 1 | 1 | 0 | 0 | 0
load_220334937 |  | node_1395687_381_15309508_022 |  | AN | 0 | Other | 0 | 0 | 0 | 0 | 0 | 0 | [24 empty] | 8104202 | no | no |  |  | no |  | 0 | 0 | 0 | 0 | 0 | 0 |  | 1 | 1 | 1 | 0 | 0 | 0
load_220334938 |  | node_1395706_853_15309524_092 |  | AN | 0 | Other | 0 | 0 | 0 | 0 | 0 | 0 | [24 empty] | 8104202 | no | no |  |  | no |  | 0 | 0 | 0 | 0 | 0 | 0 |  | 1 | 1 | 1 | 0 | 0 | 0
load_220334947 |  | node_1395839_77_15308677_982 |  | AN | 0 | Residential | 124516.8+53043.935j | 0 | 0 | 0 | 0 | 0 | [24 empty] | 8104202 | no | no |  |  | no |  | 0 | 0 | 0 | 0 | 0 | 0 |  | 1 | 1 | 1 | 0 | 0 | 0
load_220334948 |  | node_1396112_878_15308579_716 |  | AN | 0 | Other | 0 | 0 | 0 | 0 | 0 | 0 | [24 empty] | 8104202 | no | no |  |  | no |  | 0 | 0 | 0 | 0 | 0 | 0 |  | 1 | 1 | 1 | 0 | 0 | 0
load_220334949 |  | node_1396148_104_15308993_203 |  | AN | 0 | NonResidential | 972+414.07j | 0 | 0 | 0 | 0 | 0 | [24 empty] | 8104202 | no | no |  |  | no |  | 0 | 0 | 0 | 0 | 0 | 0 |  | 1 | 1 | 1 | 0 | 0 | 0
load_220334950 |  | node_1396127_72_15309388_531 |  | AN | 0 | NonResidential | 5436+2315.726j | 0 | 0 | 0 | 0 | 0 | [24 empty] | 8104202 | no | no |  |  | no |  | 0 | 0 | 0 | 0 | 0 | 0 |  | 1 | 1 | 1 | 0 | 0 | 0
load_220334951 |  | node_1395496_162_15309319_606 |  | AN | 0 | Residential | 5104.8+2174.636j | 0 | 0 | 0 | 0 | 0 | [24 empty] | 8104202 | no | no |  |  | no |  | 0 | 0 | 0 | 0 | 0 | 0 |  | 1 | 1 | 1 | 0 | 0 | 0
load_220334959 |  | node_1394251_862_15309676_075 |  | AN | 0 | Residential | 4968+2116.359j | 0 | 0 | 0 | 0 | 0 | [24 empty] | 8104202 | no | no |  |  | no |  | 0 | 0 | 0 | 0 | 0 | 0 |  | 1 | 1 | 1 | 0 | 0 | 0
load_220334960 |  | node_1393723_197_15309735_723 |  | AN | 0 | Residential | 35992.8+15332.869j | 0 | 0 | 0 | 0 | 0 | [24 empty] | 8104202 | no | no |  |  | no |  | 0 | 0 | 0 | 0 | 0 | 0 |  | 1 | 1 | 1 | 0 | 0 | 0
load_220334961 |  | node_1393251_011_15309962_068 |  | AN | 0 | Residential | 10598.4+4514.899j | 0 | 0 | 0 | 0 | 0 | [24 empty] | 8104202 | no | no |  |  | no |  | 0 | 0 | 0 | 0 | 0 | 0 |  | 1 | 1 | 1 | 0 | 0 | 0
load_220334962 |  | node_1393091_724_15310017_741 |  | AN | 0 | Residential | 2102.4+895.619j | 0 | 0 | 0 | 0 | 0 | [24 empty] | 8104202 | no | no |  |  | no |  | 0 | 0 | 0 | 0 | 0 | 0 |  | 1 | 1 | 1 | 0 | 0 | 0
load_220334963 |  | node_1392895_745_15310383_864 |  | AN | 0 | Residential | 2052+874.148j | 0 | 0 | 0 | 0 | 0 | [24 empty] | 8104202 | no | no |  |  | no |  | 0 | 0 | 0 | 0 | 0 | 0 |  | 1 | 1 | 1 | 0 | 0 | 0
load_220334964 |  | node_1392645_93_15310989_518 |  | AN | 0 | Residential | 21960+9354.921j | 0 | 0 | 0 | 0 | 0 | [24 empty] | 8104202 | no | no |  |  | no |  | 0 | 0 | 0 | 0 | 0 | 0 |  | 1 | 1 | 1 | 0 | 0 | 0
load_220334965 |  | node_1392456_854_15311439_691 |  | AN | 0 | Residential | 16783.2+7149.613j | 0 | 0 | 0 | 0 | 0 | [24 empty] | 8104202 | no | no |  |  | no |  | 0 | 0 | 0 | 0 | 0 | 0 |  | 1 | 1 | 1 | 0 | 0 | 0
load_220334966 |  | node_1392280_114_15311449_66 |  | AN | 0 | Residential | 7120.8+3033.448j | 0 | 0 | 0 | 0 | 0 | [24 empty] | 8104202 | no | no |  |  | no |  | 0 | 0 | 0 | 0 | 0 | 0 |  | 1 | 1 | 1 | 0 | 0 | 0
load_220334967 |  | node_1391733_013_15311627_709 |  | AN | 0 | Residential | 28296+12054.046j | 0 | 0 | 0 | 0 | 0 | [24 empty] | 8104202 | no | no |  |  | no |  | 0 | 0 | 0 | 0 | 0 | 0 |  | 1 | 1 | 1 | 0 | 0 | 0
load_220334968 |  | node_1391446_852_15311815_852 |  | AN | 0 | Residential | 3542.4+1509.056j | 0 | 0 | 0 | 0 | 0 | [24 empty] | 8104202 | no | no |  |  | no |  | 0 | 0 | 0 | 0 | 0 | 0 |  | 1 | 1 | 1 | 0 | 0 | 0
load_220334970 |  | node_1391456_916_15310863_456 |  | AN | 0 | Residential | 14968.8+6376.682j | 0 | 0 | 0 | 0 | 0 | [24 empty] | 8104202 | no | no |  |  | no |  | 0 | 0 | 0 | 0 | 0 | 0 |  | 1 | 1 | 1 | 0 | 0 | 0
load_220334971 |  | node_1395336_726_15309733_347 |  | AN | 0 | NonResidential | 5000+2129.991j | 0 | 0 | 0 | 0 | 0 | [24 empty] | 8104202 | no | no |  |  | no |  | 0 | 0 | 0 | 0 | 0 | 0 |  | 1 | 1 | 1 | 0 | 0 | 0
load_220334972 |  | node_1390991_552_15310692_781 |  | AN | 0 | Residential | 21672+9232.233j | 0 | 0 | 0 | 0 | 0 | [24 empty] | 8104202 | no | no |  |  | no |  | 0 | 0 | 0 | 0 | 0 | 0 |  | 1 | 1 | 1 | 0 | 0 | 0
load_220334973 |  | node_1390306_756_15310535_645 |  | AN | 0 | Residential | 5284.8+2251.315j | 0 | 0 | 0 | 0 | 0 | [24 empty] | 8104202 | no | no |  |  | no |  | 0 | 0 | 0 | 0 | 0 | 0 |  | 1 | 1 | 1 | 0 | 0 | 0
load_220334974 |  | node_1390042_296_15310519_433 |  | AN | 0 | Residential | 16106.4+6861.298j | 0 | 0 | 0 | 0 | 0 | [24 empty] | 8104202 | no | no |  |  | no |  | 0 | 0 | 0 | 0 | 0 | 0 |  | 1 | 1 | 1 | 0 | 0 | 0
load_220334975 |  | node_1394860_902_15310104_919 |  | AN | 0 | Residential | 6746.4+2873.954j | 0 | 0 | 0 | 0 | 0 | [24 empty] | 8104202 | no | no |  |  | no |  | 0 | 0 | 0 | 0 | 0 | 0 |  | 1 | 1 | 1 | 0 | 0 | 0
load_220334993 |  | node_1396783_88_15315393_792 |  | AN | 0 | Residential | 61300.8+26114.031j | 0 | 0 | 0 | 0 | 0 | [24 empty] | 8104202 | no | no |  |  | no |  | 0 | 0 | 0 | 0 | 0 | 0 |  | 1 | 1 | 1 | 0 | 0 | 0
load_220334994 |  | node_1396613_45_15315630_631 |  | AN | 0 | Residential | 2865.6+1220.74j | 0 | 0 | 0 | 0 | 0 | [24 empty] | 8104202 | no | no |  |  | no |  | 0 | 0 | 0 | 0 | 0 | 0 |  | 1 | 1 | 1 | 0 | 0 | 0
load_220334995 |  | node_1397195_574_15315259_015 |  | AN | 0 | Residential | 26676+11363.928j | 0 | 0 | 0 | 0 | 0 | [24 empty] | 8104202 | no | no |  |  | no |  | 0 | 0 | 0 | 0 | 0 | 0 |  | 1 | 1 | 1 | 0 | 0 | 0
load_220335005 |  | node_1397204_685_15314953_11 |  | AN | 0 | NonResidential | 6000+2555.989j | 0 | 0 | 0 | 0 | 0 | [24 empty] | 8104202 | no | no |  |  | no |  | 0 | 0 | 0 | 0 | 0 | 0 |  | 1 | 1 | 1 | 0 | 0 | 0
load_220335529 |  | node_1396928_83_15314888_491 |  | AN | 0 | Residential | 8294.4+3533.4j | 0 | 0 | 0 | 0 | 0 | [24 empty] | 8104202 | no | no |  |  | no |  | 0 | 0 | 0 | 0 | 0 | 0 |  | 1 | 1 | 1 | 0 | 0 | 0
load_220335530 |  | node_1394064_336_15315408_976 |  | AN | 0 | Residential | 29671.2+12639.878j | 0 | 0 | 0 | 0 | 0 | [24 empty] | 8104202 | no | no |  |  | no |  | 0 | 0 | 0 | 0 | 0 | 0 |  | 1 | 1 | 1 | 0 | 0 | 0
load_220335531 |  | node_1393830_624_15315447_949 |  | AN | 0 | Residential | 22485.6+9578.825j | 0 | 0 | 0 | 0 | 0 | [24 empty] | 8104202 | no | no |  |  | no |  | 0 | 0 | 0 | 0 | 0 | 0 |  | 1 | 1 | 1 | 0 | 0 | 0
load_220335532 |  | node_1393615_339_15315598_038 |  | AN | 0 | Residential | 6408+2729.797j | 0 | 0 | 0 | 0 | 0 | [24 empty] | 8104202 | no | no |  |  | no |  | 0 | 0 | 0 | 0 | 0 | 0 |  | 1 | 1 | 1 | 0 | 0 | 0
load_220335533 |  | node_1392597_376_15315544_215 |  | AN | 0 | NonResidential | 0 | 0 | 0 | 0 | 0 | 0 | [24 empty] | 8104202 | no | no |  |  | no |  | 0 | 0 | 0 | 0 | 0 | 0 |  | 1 | 1 | 1 | 0 | 0 | 0
load_220335534 |  | node_1392361_57_15315645_897 |  | AN | 0 | NonResidential | 11196+4769.476j | 0 | 0 | 0 | 0 | 0 | [24 empty] | 8104202 | no | no |  |  | no |  | 0 | 0 | 0 | 0 | 0 | 0 |  | 1 | 1 | 1 | 0 | 0 | 0
load_220335535 |  | node_1392064_573_15315401_795 |  | AN | 0 | Residential | 10252.8+4367.675j | 0 | 0 | 0 | 0 | 0 | [24 empty] | 8104202 | no | no |  |  | no |  | 0 | 0 | 0 | 0 | 0 | 0 |  | 1 | 1 | 1 | 0 | 0 | 0
load_220335536 |  | node_1391921_157_15315745_723 |  | AN | 0 | Residential | 5529.6+2355.6j | 0 | 0 | 0 | 0 | 0 | [24 empty] | 8104202 | no | no |  |  | no |  | 0 | 0 | 0 | 0 | 0 | 0 |  | 1 | 1 | 1 | 0 | 0 | 0
load_220335537 |  | node_1391891_61_15315448_42 |  | AN | 0 | Residential | 1418.4+604.236j | 0 | 0 | 0 | 0 | 0 | [24 empty] | 8104202 | no | no |  |  | no |  | 0 | 0 | 0 | 0 | 0 | 0 |  | 1 | 1 | 1 | 0 | 0 | 0
load_220335538 |  | node_1396643_556_15315083_977 |  | AN | 0 | Residential | 1706.4+726.923j | 0 | 0 | 0 | 0 | 0 | [24 empty] | 8104202 | no | no |  |  | no |  | 0 | 0 | 0 | 0 | 0 | 0 |  | 1 | 1 | 1 | 0 | 0 | 0
load_220335539 |  | node_1391666_814_15315374_119 |  | AN | 0 | Residential | 11037.6+4701.998j | 0 | 0 | 0 | 0 | 0 | [24 empty] | 8104202 | no | no |  |  | no |  | 0 | 0 | 0 | 0 | 0 | 0 |  | 1 | 1 | 1 | 0 | 0 | 0
load_220335540 |  | node_1391416_781_15315360_741 |  | AN | 0 | Residential | 5493.6+2340.264j | 0 | 0 | 0 | 0 | 0 | [24 empty] | 8104202 | no | no |  |  | no |  | 0 | 0 | 0 | 0 | 0 | 0 |  | 1 | 1 | 1 | 0 | 0 | 0
load_220335541 |  | node_1391165_972_15315348_193 |  | AN | 0 | Residential | 8035.2+3422.981j | 0 | 0 | 0 | 0 | 0 | [24 empty] | 8104202 | no | no |  |  | no |  | 0 | 0 | 0 | 0 | 0 | 0 |  | 1 | 1 | 1 | 0 | 0 | 0
load_220335542 |  | node_1390903_749_15315336_523 |  | AN | 0 | Residential | 3621.6+1542.795j | 0 | 0 | 0 | 0 | 0 | [24 empty] | 8104202 | no | no |  |  | no |  | 0 | 0 | 0 | 0 | 0 | 0 |  | 1 | 1 | 1 | 0 | 0 | 0
load_220335543 |  | node_1390282_389_15315611_858 |  | AN | 0 | Residential | 3060+1303.555j | 0 | 0 | 0 | 0 | 0 | [24 empty] | 8104202 | no | no |  |  | no |  | 0 | 0 | 0 | 0 | 0 | 0 |  | 1 | 1 | 1 | 0 | 0 | 0
load_220335545 |  | node_1389526_627_15315273_524 |  | AN | 0 | Residential | 7531.2+3208.278j | 0 | 0 | 0 | 0 | 0 | [24 empty] | 8104202 | no | no |  |  | no |  | 0 | 0 | 0 | 0 | 0 | 0 |  | 1 | 1 | 1 | 0 | 0 | 0
load_220335546 |  | node_1389368_031_15315319_459 |  | AN | 0 | Residential | 11556+4922.835j | 0 | 0 | 0 | 0 | 0 | [24 empty] | 8104202 | no | no |  |  | no |  | 0 | 0 | 0 | 0 | 0 | 0 |  | 1 | 1 | 1 | 0 | 0 | 0
load_220335547 |  | node_1389110_722_15315239_729 |  | AN | 0 | Residential | 8208+3496.593j | 0 | 0 | 0 | 0 | 0 | [24 empty] | 8104202 | no | no |  |  | no |  | 0 | 0 | 0 | 0 | 0 | 0 |  | 1 | 1 | 1 | 0 | 0 | 0
load_220335548 |  | node_1388920_023_15315214_776 |  | AN | 0 | Residential | 20685.6+8812.029j | 0 | 0 | 0 | 0 | 0 | [24 empty] | 8104202 | no | no |  |  | no |  | 0 | 0 | 0 | 0 | 0 | 0 |  | 1 | 1 | 1 | 0 | 0 | 0
load_220335549 |  | node_1396430_041_15315118_61 |  | AN | 0 | Residential | 26676+11363.928j | 0 | 0 | 0 | 0 | 0 | [24 empty] | 8104202 | no | no |  |  | no |  | 0 | 0 | 0 | 0 | 0 | 0 |  | 1 | 1 | 1 | 0 | 0 | 0
load_220335550 |  | node_1396244_528_15315203_618 |  | AN | 0 | Residential | 5983.2+2548.833j | 0 | 0 | 0 | 0 | 0 | [24 empty] | 8104202 | no | no |  |  | no |  | 0 | 0 | 0 | 0 | 0 | 0 |  | 1 | 1 | 1 | 0 | 0 | 0
load_220335551 |  | node_1388619_935_15314944_191 |  | AN | 0 | Residential | 15451.2+6582.184j | 0 | 0 | 0 | 0 | 0 | [24 empty] | 8104202 | no | no |  |  | no |  | 0 | 0 | 0 | 0 | 0 | 0 |  | 1 | 1 | 1 | 0 | 0 | 0
load_220335552 |  | node_1395976_181_15315228_252 |  | AN | 0 | Residential | 6048+2576.437j | 0 | 0 | 0 | 0 | 0 | [24 empty] | 8104202 | no | no |  |  | no |  | 0 | 0 | 0 | 0 | 0 | 0 |  | 1 | 1 | 1 | 0 | 0 | 0
load_220335553 |  | node_1395595_804_15315248_044 |  | AN | 0 | Residential | 3204+1364.898j | 0 | 0 | 0 | 0 | 0 | [24 empty] | 8104202 | no | no |  |  | no |  | 0 | 0 | 0 | 0 | 0 | 0 |  | 1 | 1 | 1 | 0 | 0 | 0
load_220335554 |  | node_1395304_913_15315322_345 |  | AN | 0 | Residential | 6343.2+2702.192j | 0 | 0 | 0 | 0 | 0 | [24 empty] | 8104202 | no | no |  |  | no |  | 0 | 0 | 0 | 0 | 0 | 0 |  | 1 | 1 | 1 | 0 | 0 | 0
load_220335555 |  | node_1394832_302_15315554_707 |  | AN | 0 | Residential | 9612+4094.695j | 0 | 0 | 0 | 0 | 0 | [24 empty] | 8104202 | no | no |  |  | no |  | 0 | 0 | 0 | 0 | 0 | 0 |  | 1 | 1 | 1 | 0 | 0 | 0
load_220335556 |  | node_1394282_126_15315369_428 |  | AN | 0 | Residential | 7848+3343.234j | 0 | 0 | 0 | 0 | 0 | [24 empty] | 8104202 | no | no |  |  | no |  | 0 | 0 | 0 | 0 | 0 | 0 |  | 1 | 1 | 1 | 0 | 0 | 0
load_220335560 |  | node_1389632_105_15308292_35 |  | AN | 0 | Residential | 8503.2+3622.348j | 0 | 0 | 0 | 0 | 0 | [24 empty] | 8104202 | no | no |  |  | no |  | 0 | 0 | 0 | 0 | 0 | 0 |  | 1 | 1 | 1 | 0 | 0 | 0
load_220335561 |  | node_1389909_859_15308800_542 |  | AN | 0 | Residential | 8784+3741.968j | 0 | 0 | 0 | 0 | 0 | [24 empty] | 8104202 | no | no |  |  | no |  | 0 | 0 | 0 | 0 | 0 | 0 |  | 1 | 1 | 1 | 0 | 0 | 0
load_220335562 |  | node_1389207_098_15308762_975 |  | AN | 0 | Residential | 856.8+364.995j | 0 | 0 | 0 | 0 | 0 | [24 empty] | 8104202 | no | no |  |  | no |  | 0 | 0 | 0 | 0 | 0 | 0 |  | 1 | 1 | 1 | 0 | 0 | 0
load_220335563 |  | node_1389807_834_15308986_863 |  | AN | 0 | Residential | 49478.4+21077.71j | 0 | 0 | 0 | 0 | 0 | [24 empty] | 8104202 | no | no |  |  | no |  | 0 | 0 | 0 | 0 | 0 | 0 |  | 1 | 1 | 1 | 0 | 0 | 0
load_220335564 |  | node_1389800_991_15309349_626 |  | AN | 0 | Residential | 4312.8+1837.245j | 0 | 0 | 0 | 0 | 0 | [24 empty] | 8104202 | no | no |  |  | no |  | 0 | 0 | 0 | 0 | 0 | 0 |  | 1 | 1 | 1 | 0 | 0 | 0
load_220335565 |  | node_1389779_076_15309713_288 |  | AN | 0 | Residential | 18302.4+7796.79j | 0 | 0 | 0 | 0 | 0 | [24 empty] | 8104202 | no | no |  |  | no |  | 0 | 0 | 0 | 0 | 0 | 0 |  | 1 | 1 | 1 | 0 | 0 | 0
load_220335566 |  | node_1389768_941_15310084_381 |  | AN | 0 | Residential | 44272.8+18860.134j | 0 | 0 | 0 | 0 | 0 | [24 empty] | 8104202 | no | no |  |  | no |  | 0 | 0 | 0 | 0 | 0 | 0 |  | 1 | 1 | 1 | 0 | 0 | 0
load_220335569 |  | node_1389809_863_15311524_282 |  | AN | 0 | Residential | 15091.2+6428.824j | 0 | 0 | 0 | 0 | 0 | [24 empty] | 8104202 | no | no |  |  | no |  | 0 | 0 | 0 | 0 | 0 | 0 |  | 1 | 1 | 1 | 0 | 0 | 0
load_220335570 |  | node_1389784_38_15311814_47 |  | AN | 0 | Residential | 12484.8+5318.503j | 0 | 0 | 0 | 0 | 0 | [24 empty] | 8104202 | no | no |  |  | no |  | 0 | 0 | 0 | 0 | 0 | 0 |  | 1 | 1 | 1 | 0 | 0 | 0
load_220335571 |  | node_1389661_325_15312080_973 |  | AN | 0 | Residential | 4161.6+1772.834j | 0 | 0 | 0 | 0 | 0 | [24 empty] | 8104202 | no | no |  |  | no |  | 0 | 0 | 0 | 0 | 0 | 0 |  | 1 | 1 | 1 | 0 | 0 | 0
load_220335572 |  | node_1389641_385_15312416_519 |  | AN | 0 | Residential | 14767.2+6290.801j | 0 | 0 | 0 | 0 | 0 | [24 empty] | 8104202 | no | no |  |  | no |  | 0 | 0 | 0 | 0 | 0 | 0 |  | 1 | 1 | 1 | 0 | 0 | 0
load_220335573 |  | node_1389696_847_15312765_628 |  | AN | 0 | Residential | 14349.6+6112.904j | 0 | 0 | 0 | 0 | 0 | [24 empty] | 8104202 | no | no |  |  | no |  | 0 | 0 | 0 | 0 | 0 | 0 |  | 1 | 1 | 1 | 0 | 0 | 0
load_220335575 |  | node_1389632_728_15314243_163 |  | AN | 0 | Residential | 7617.6+3245.084j | 0 | 0 | 0 | 0 | 0 | [24 empty] | 8104202 | no | no |  |  | no |  | 0 | 0 | 0 | 0 | 0 | 0 |  | 1 | 1 | 1 | 0 | 0 | 0
load_220335576 |  | node_1389351_104_15314405_341 |  | AN | 0 | Residential | 6292.8+2680.722j | 0 | 0 | 0 | 0 | 0 | [24 empty] | 8104202 | no | no |  |  | no |  | 0 | 0 | 0 | 0 | 0 | 0 |  | 1 | 1 | 1 | 0 | 0 | 0
load_220335577 |  | node_1388078_163_15306979_753 |  | AN | 0 | Residential | 6904.8+2941.432j | 0 | 0 | 0 | 0 | 0 | [24 empty] | 8104202 | no | no |  |  | no |  | 0 | 0 | 0 | 0 | 0 | 0 |  | 1 | 1 | 1 | 0 | 0 | 0
load_220335578 |  | node_1388767_627_15307657_898 |  | AN | 0 | Residential | 6444+2745.133j | 0 | 0 | 0 | 0 | 0 | [24 empty] | 8104202 | no | no |  |  | no |  | 0 | 0 | 0 | 0 | 0 | 0 |  | 1 | 1 | 1 | 0 | 0 | 0
load_220335700 |  | node_1395194_979_15308026_882 |  | AN | 0 | Residential | 18331.2+7809.058j | 0 | 0 | 0 | 0 | 0 | [24 empty] | 8104202 | no | no |  |  | no |  | 0 | 0 | 0 | 0 | 0 | 0 |  | 1 | 1 | 1 | 0 | 0 | 0
load_220335750 |  | node_1397136_69_15315664_245 |  | AN | 0 | Residential | 1756.8+748.394j | 0 | 0 | 0 | 0 | 0 | [24 empty] | 8104202 | no | no |  |  | no |  | 0 | 0 | 0 | 0 | 0 | 0 |  | 1 | 1 | 1 | 0 | 0 | 0
load_220335751 |  | node_1397057_314_15316013_318 |  | AN | 0 | NonResidential | 0 | 0 | 0 | 0 | 0 | 0 | [24 empty] | 8104202 | no | no |  |  | no |  | 0 | 0 | 0 | 0 | 0 | 0 |  | 1 | 1 | 1 | 0 | 0 | 0
load_220335764 |  | node_1394581_344_15307697_748 |  | AN | 0 | Residential | 74268+31638.036j | 0 | 0 | 0 | 0 | 0 | [24 empty] | 8104202 | no | no |  |  | no |  | 0 | 0 | 0 | 0 | 0 | 0 |  | 1 | 1 | 1 | 0 | 0 | 0
load_220335843 |  | node_1389481_709_15310491_424 |  | AN | 0 | Residential | 6292.8+2680.722j | 0 | 0 | 0 | 0 | 0 | [24 empty] | 8104202 | no | no |  |  | no |  | 0 | 0 | 0 | 0 | 0 | 0 |  | 1 | 1 | 1 | 0 | 0 | 0
load_220335844 |  | node_1389179_558_15310477_474 |  | AN | 0 | Residential | 17445.6+7431.794j | 0 | 0 | 0 | 0 | 0 | [24 empty] | 8104202 | no | no |  |  | no |  | 0 | 0 | 0 | 0 | 0 | 0 |  | 1 | 1 | 1 | 0 | 0 | 0
load_220335845 |  | node_1388638_127_15310438_493 |  | AN | 0 | Residential | 4759.2+2027.411j | 0 | 0 | 0 | 0 | 0 | [24 empty] | 8104202 | no | no |  |  | no |  | 0 | 0 | 0 | 0 | 0 | 0 |  | 1 | 1 | 1 | 0 | 0 | 0
load_220335928 |  | node_1388666_515_15315525_545 |  | AN | 0 | Residential | 25552.8+10885.447j | 0 | 0 | 0 | 0 | 0 | [24 empty] | 8104202 | no | no |  |  | no |  | 0 | 0 | 0 | 0 | 0 | 0 |  | 1 | 1 | 1 | 0 | 0 | 0
load_220335929 |  | node_1388658_954_15315677_998 |  | AN | 0 | Residential | 52452+22344.458j | 0 | 0 | 0 | 0 | 0 | [24 empty] | 8104202 | no | no |  |  | no |  | 0 | 0 | 0 | 0 | 0 | 0 |  | 1 | 1 | 1 | 0 | 0 | 0
load_220335930 |  | node_1388606_701_15315998_989 |  | AN | 0 | Residential | 15710.4+6692.602j | 0 | 0 | 0 | 0 | 0 | [24 empty] | 8104202 | no | no |  |  | no |  | 0 | 0 | 0 | 0 | 0 | 0 |  | 1 | 1 | 1 | 0 | 0 | 0
load_220335931 |  | node_1388629_048_15316257_663 |  | AN | 0 | Residential | 7315.2+3116.262j | 0 | 0 | 0 | 0 | 0 | [24 empty] | 8104202 | no | no |  |  | no |  | 0 | 0 | 0 | 0 | 0 | 0 |  | 1 | 1 | 1 | 0 | 0 | 0
load_220335932 |  | node_1388693_709_15316574_082 |  | AN | 0 | Residential | 5306.4+2260.517j | 0 | 0 | 0 | 0 | 0 | [24 empty] | 8104202 | no | no |  |  | no |  | 0 | 0 | 0 | 0 | 0 | 0 |  | 1 | 1 | 1 | 0 | 0 | 0
load_220335933 |  | node_1388717_254_15316902_853 |  | AN | 0 | Residential | 25862.4+11017.336j | 0 | 0 | 0 | 0 | 0 | [24 empty] | 8104202 | no | no |  |  | no |  | 0 | 0 | 0 | 0 | 0 | 0 |  | 1 | 1 | 1 | 0 | 0 | 0
load_220336087 |  | node_1395989_568_15309741_233 |  | AN | 0 | NonResidential | 3729.6+1588.803j | 0 | 0 | 0 | 0 | 0 | [24 empty] | 8104202 | no | no |  |  | no |  | 0 | 0 | 0 | 0 | 0 | 0 |  | 1 | 1 | 1 | 0 | 0 | 0
load_220336100 |  | node_1388803_912_15317125_805 |  | AN | 0 | Residential | 12355.2+5263.293j | 0 | 0 | 0 | 0 | 0 | [24 empty] | 8104202 | no | no |  |  | no |  | 0 | 0 | 0 | 0 | 0 | 0 |  | 1 | 1 | 1 | 0 | 0 | 0
load_220336101 |  | node_1389233_408_15317035_012 |  | AN | 0 | Residential | 28058.4+11952.828j | 0 | 0 | 0 | 0 | 0 | [24 empty] | 8104202 | no | no |  |  | no |  | 0 | 0 | 0 | 0 | 0 | 0 |  | 1 | 1 | 1 | 0 | 0 | 0
load_220336102 |  | node_1389295_058_15316550_126 |  | AN | 0 | Residential | 4485.6+1910.858j | 0 | 0 | 0 | 0 | 0 | [24 empty] | 8104202 | no | no |  |  | no |  | 0 | 0 | 0 | 0 | 0 | 0 |  | 1 | 1 | 1 | 0 | 0 | 0
load_220336103 |  | node_1389278_469_15315970_699 |  | AN | 0 | Residential | 4752+2024.344j | 0 | 0 | 0 | 0 | 0 | [24 empty] | 8104202 | no | no |  |  | no |  | 0 | 0 | 0 | 0 | 0 | 0 |  | 1 | 1 | 1 | 0 | 0 | 0
load_220338649 |  | node_1393242_128_15307451_358 |  | AN | 0 | Residential | 44834.4+19099.374j | 0 | 0 | 0 | 0 | 0 | [24 empty] | 8104202 | no | no |  |  | no |  | 0 | 0 | 0 | 0 | 0 | 0 |  | 1 | 1 | 1 | 0 | 0 | 0
load_220338701 |  | node_1395279_187_15307181_932 |  | AN | 0 | NonResidential | 0 | 0 | 0 | 0 | 0 | 0 | [24 empty] | 8104202 | no | no |  |  | no |  | 0 | 0 | 0 | 0 | 0 | 0 |  | 1 | 1 | 1 | 0 | 0 | 0
load_220338786 |  | node_1388123_04_15305745_077 |  | AN | 0 | Residential | 12556.8+5349.174j | 0 | 0 | 0 | 0 | 0 | [24 empty] | 8104202 | no | no |  |  | no |  | 0 | 0 | 0 | 0 | 0 | 0 |  | 1 | 1 | 1 | 0 | 0 | 0
load_220338787 |  | node_1388114_132_15305927_876 |  | AN | 0 | Residential | 4514.4+1923.126j | 0 | 0 | 0 | 0 | 0 | [24 empty] | 8104202 | no | no |  |  | no |  | 0 | 0 | 0 | 0 | 0 | 0 |  | 1 | 1 | 1 | 0 | 0 | 0
load_220338788 |  | node_1388199_886_15306430_101 |  | AN | 0 | Residential | 6343.2+2702.192j | 0 | 0 | 0 | 0 | 0 | [24 empty] | 8104202 | no | no |  |  | no |  | 0 | 0 | 0 | 0 | 0 | 0 |  | 1 | 1 | 1 | 0 | 0 | 0
load_220338789 |  | node_1388084_79_15306690_009 |  | AN | 0 | Residential | 3528+1502.922j | 0 | 0 | 0 | 0 | 0 | [24 empty] | 8104202 | no | no |  |  | no |  | 0 | 0 | 0 | 0 | 0 | 0 |  | 1 | 1 | 1 | 0 | 0 | 0
load_220338843 |  | node_1393981_472_15307380_685 |  | AN | 0 | Residential | 125409.6+53424.266j | 0 | 0 | 0 | 0 | 0 | [24 empty] | 8104202 | no | no |  |  | no |  | 0 | 0 | 0 | 0 | 0 | 0 |  | 1 | 1 | 1 | 0 | 0 | 0
load_220338844 |  | node_1394213_457_15307533_106 |  | AN | 0 | Residential | 60314.4+25693.827j | 0 | 0 | 0 | 0 | 0 | [24 empty] | 8104202 | no | no |  |  | no |  | 0 | 0 | 0 | 0 | 0 | 0 |  | 1 | 1 | 1 | 0 | 0 | 0
load_220429319 |  | node_1392699_046_15307460_683 |  | AN | 0 | Residential | 31773.6+13535.497j | 0 | 0 | 0 | 0 | 0 | [24 empty] | 8104202 | no | no |  |  | no |  | 0 | 0 | 0 | 0 | 0 | 0 |  | 1 | 1 | 1 | 0 | 0 | 0
load_220431772 |  | node_1392641_969_15315955_377 |  | AN | 0 | Residential | 1512+644.109j | 0 | 0 | 0 | 0 | 0 | [24 empty] | 8104202 | no | no |  |  | no |  | 0 | 0 | 0 | 0 | 0 | 0 |  | 1 | 1 | 1 | 0 | 0 | 0
load_220431988 |  | node_1389701_802_15315554_768 |  | AN | 0 | Residential | 12348+5260.226j | 0 | 0 | 0 | 0 | 0 | [24 empty] | 8104202 | no | no |  |  | no |  | 0 | 0 | 0 | 0 | 0 | 0 |  | 1 | 1 | 1 | 0 | 0 | 0
load_220432803 |  | node_1395580_784_15307795_28 |  | AN | 0 | NonResidential | 13666.667+5821.976j | 0 | 0 | 0 | 0 | 0 | [24 empty] | 8104202 | no | no |  |  | no |  | 0 | 0 | 0 | 0 | 0 | 0 |  | 1 | 1 | 1 | 0 | 0 | 0
load_220432804 |  | node_1395579_004_15307821_784 |  | BN | 0 | NonResidential | 0 | 13666.667+5821.976j | 0 | 0 | 0 | 0 | [24 empty] | 8104202 | no | no |  |  | no |  | 0 | 0 | 0 | 0 | 0 | 0 |  | 1 | 1 | 1 | 0 | 0 | 0
load_220432805 |  | node_1395577_395_15307769_016 |  | CN | 0 | NonResidential | 0 | 0 | 13666.667+5821.976j | 0 | 0 | 0 | [24 empty] | 8104202 | no | no |  |  | no |  | 0 | 0 | 0 | 0 | 0 | 0 |  | 1 | 1 | 1 | 0 | 0 | 0
load_220436431 |  | node_1388747_549_15310178_27 |  | AN | 0 | Residential | 10432.8+4444.354j | 0 | 0 | 0 | 0 | 0 | [24 empty] | 8104202 | no | no |  |  | no |  | 0 | 0 | 0 | 0 | 0 | 0 |  | 1 | 1 | 1 | 0 | 0 | 0
load_220457056 |  | node_1396119_341_15309571_238 |  | AN | 0 | NonResidential | 29333.333+12495.948j | 0 | 0 | 0 | 0 | 0 | [24 empty] | 8104202 | no | no |  |  | no |  | 0 | 0 | 0 | 0 | 0 | 0 |  | 1 | 1 | 1 | 0 | 0 | 0
load_220457061 |  | node_1396111_482_15309599_013 |  | BN | 0 | NonResidential | 0 | 29333.333+12495.948j | 0 | 0 | 0 | 0 | [24 empty] | 8104202 | no | no |  |  | no |  | 0 | 0 | 0 | 0 | 0 | 0 |  | 1 | 1 | 1 | 0 | 0 | 0
load_220457176 |  | node_1396124_482_15309552_79 |  | CN | 0 | NonResidential | 0 | 0 | 29333.333+12495.948j | 0 | 0 | 0 | [24 empty] | 8104202 | no | no |  |  | no |  | 0 | 0 | 0 | 0 | 0 | 0 |  | 1 | 1 | 1 | 0 | 0 | 0
load_220491607 |  | node_1389375_474_15311210_56 |  | AN | 0 | Residential | 3002.4+1279.017j | 0 | 0 | 0 | 0 | 0 | [24 empty] | 8104202 | no | no |  |  | no |  | 0 | 0 | 0 | 0 | 0 | 0 |  | 1 | 1 | 1 | 0 | 0 | 0
load_220529641 |  | node_1395583_611_15308175_632 |  | ABCN | 0 | NonResidential | 28000+11927.95j | 28000+11927.95j | 28000+11927.95j | 0 | 0 | 0 | [24 empty] | 8104202 | no | no |  |  | no |  | 0 | 0 | 0 | 0 | 0 | 0 |  | 1 | 1 | 1 | 0 | 0 | 0
load_220529918 |  | node_1391620_685_15312802_708 |  | AN | 0 | Residential | 5068.8+2159.3j | 0 | 0 | 0 | 0 | 0 | [24 empty] | 8104202 | no | no |  |  | no |  | 0 | 0 | 0 | 0 | 0 | 0 |  | 1 | 1 | 1 | 0 | 0 | 0
load_220530028 |  | node_1392735_496_15311965_614 |  | AN | 0 | Residential | 14500.8+6177.315j | 0 | 0 | 0 | 0 | 0 | [24 empty] | 8104202 | no | no |  |  | no |  | 0 | 0 | 0 | 0 | 0 | 0 |  | 1 | 1 | 1 | 0 | 0 | 0
load_220530033 |  | node_1390970_292_15312395_916 |  | AN | 0 | Residential | 26661.6+11357.794j | 0 | 0 | 0 | 0 | 0 | [24 empty] | 8104202 | no | no |  |  | no |  | 0 | 0 | 0 | 0 | 0 | 0 |  | 1 | 1 | 1 | 0 | 0 | 0
load_220530112 |  | node_1395739_898_15308212_888 |  | ABCN | 0 | NonResidential | 16333.333+6957.971j | 16333.333+6957.971j | 16333.333+6957.971j | 0 | 0 | 0 | [24 empty] | 8104202 | no | no |  |  | no |  | 0 | 0 | 0 | 0 | 0 | 0 |  | 1 | 1 | 1 | 0 | 0 | 0
load_220530355 |  | node_1390169_271_15308525_798 |  | AN | 0 | Residential | 11988+5106.867j | 0 | 0 | 0 | 0 | 0 | [24 empty] | 8104202 | no | no |  |  | no |  | 0 | 0 | 0 | 0 | 0 | 0 |  | 1 | 1 | 1 | 0 | 0 | 0
load_220531347 |  | node_1389918_087_15313532_179 |  | AN | 0 | Residential | 9093.6+3873.857j | 0 | 0 | 0 | 0 | 0 | [24 empty] | 8104202 | no | no |  |  | no |  | 0 | 0 | 0 | 0 | 0 | 0 |  | 1 | 1 | 1 | 0 | 0 | 0
load_220532445 |  | node_1389901_537_15312921_97 |  | AN | 0 | Residential | 10562.4+4499.564j | 0 | 0 | 0 | 0 | 0 | [24 empty] | 8104202 | no | no |  |  | no |  | 0 | 0 | 0 | 0 | 0 | 0 |  | 1 | 1 | 1 | 0 | 0 | 0
load_220534077 |  | node_1388728_694_15310892_643 |  | AN | 0 | Residential | 7012.8+2987.44j | 0 | 0 | 0 | 0 | 0 | [24 empty] | 8104202 | no | no |  |  | no |  | 0 | 0 | 0 | 0 | 0 | 0 |  | 1 | 1 | 1 | 0 | 0 | 0
load_220543774 |  | node_1395568_992_15308381_574 |  | AN | 0 | NonResidential | 195000+83069.652j | 0 | 0 | 0 | 0 | 0 | [24 empty] | 8104202 | no | no |  |  | no |  | 0 | 0 | 0 | 0 | 0 | 0 |  | 1 | 1 | 1 | 0 | 0 | 0
load_220576440 |  | node_1395870_693_15309911_883 |  | AN | 0 | NonResidential | 31333.333+13347.944j | 0 | 0 | 0 | 0 | 0 | [24 empty] | 8104202 | no | no |  |  | no |  | 0 | 0 | 0 | 0 | 0 | 0 |  | 1 | 1 | 1 | 0 | 0 | 0
load_220576441 |  | node_1395854_338_15309926_781 |  | BN | 0 | NonResidential | 0 | 31333.333+13347.944j | 0 | 0 | 0 | 0 | [24 empty] | 8104202 | no | no |  |  | no |  | 0 | 0 | 0 | 0 | 0 | 0 |  | 1 | 1 | 1 | 0 | 0 | 0
load_220576442 |  | node_1395883_593_15309891_78 |  | CN | 0 | NonResidential | 0 | 0 | 31333.333+13347.944j | 0 | 0 | 0 | [24 empty] | 8104202 | no | no |  |  | no |  | 0 | 0 | 0 | 0 | 0 | 0 |  | 1 | 1 | 1 | 0 | 0 | 0
load_220615040 |  | node_1391099_783_15311116_899 |  | AN | 0 | Residential | 25956+11057.21j | 0 | 0 | 0 | 0 | 0 | [24 empty] | 8104202 | no | no |  |  | no |  | 0 | 0 | 0 | 0 | 0 | 0 |  | 1 | 1 | 1 | 0 | 0 | 0
load_220619383 |  | node_1393412_004_15308684_186 |  | AN | 0 | Other | 0 | 0 | 0 | 0 | 0 | 0 | [24 empty] | 8104202 | no | no |  |  | no |  | 0 | 0 | 0 | 0 | 0 | 0 |  | 1 | 1 | 1 | 0 | 0 | 0
load_220619386 |  | node_1394061_345_15308838_628 |  | AN | 0 | Residential | 91735.2+39079.032j | 0 | 0 | 0 | 0 | 0 | [24 empty] | 8104202 | no | no |  |  | no |  | 0 | 0 | 0 | 0 | 0 | 0 |  | 1 | 1 | 1 | 0 | 0 | 0
load_220619387 |  | node_1394705_328_15308879_897 |  | AN | 0 | Residential | 130788+55715.455j | 0 | 0 | 0 | 0 | 0 | [24 empty] | 8104202 | no | no |  |  | no |  | 0 | 0 | 0 | 0 | 0 | 0 |  | 1 | 1 | 1 | 0 | 0 | 0
load_220619388 |  | node_1395258_732_15308911_171 |  | AN | 0 | Residential | 39952.8+17019.822j | 0 | 0 | 0 | 0 | 0 | [24 empty] | 8104202 | no | no |  |  | no |  | 0 | 0 | 0 | 0 | 0 | 0 |  | 1 | 1 | 1 | 0 | 0 | 0
load_220619389 |  | node_1393663_504_15308828_826 |  | AN | 0 | Residential | 150156+63966.188j | 0 | 0 | 0 | 0 | 0 | [24 empty] | 8104202 | no | no |  |  | no |  | 0 | 0 | 0 | 0 | 0 | 0 |  | 1 | 1 | 1 | 0 | 0 | 0
load_220619460 |  | node_1394673_327_15308060_24 |  | AN | 0 | Residential | 75513.6+32168.659j | 0 | 0 | 0 | 0 | 0 | [24 empty] | 8104202 | no | no |  |  | no |  | 0 | 0 | 0 | 0 | 0 | 0 |  | 1 | 1 | 1 | 0 | 0 | 0
load_220619462 |  | node_1394370_358_15308039_738 |  | AN | 0 | Residential | 66621.6+28380.683j | 0 | 0 | 0 | 0 | 0 | [24 empty] | 8104202 | no | no |  |  | no |  | 0 | 0 | 0 | 0 | 0 | 0 |  | 1 | 1 | 1 | 0 | 0 | 0
load_220619544 |  | node_1395131_212_15309305_495 |  | AN | 0 | Residential | 108777.6+46339.064j | 0 | 0 | 0 | 0 | 0 | [24 empty] | 8104202 | no | no |  |  | no |  | 0 | 0 | 0 | 0 | 0 | 0 |  | 1 | 1 | 1 | 0 | 0 | 0
load_220619549 |  | node_1394644_966_15309275_442 |  | AN | 0 | Residential | 93988.8+40039.061j | 0 | 0 | 0 | 0 | 0 | [24 empty] | 8104202 | no | no |  |  | no |  | 0 | 0 | 0 | 0 | 0 | 0 |  | 1 | 1 | 1 | 0 | 0 | 0
load_220619684 |  | node_1394079_192_15309247_494 |  | AN | 0 | Residential | 34603.2+14740.901j | 0 | 0 | 0 | 0 | 0 | [24 empty] | 8104202 | no | no |  |  | no |  | 0 | 0 | 0 | 0 | 0 | 0 |  | 1 | 1 | 1 | 0 | 0 | 0
load_220619685 |  | node_1394462_133_15308465_474 |  | AN | 0 | Residential | 50695.2+21596.065j | 0 | 0 | 0 | 0 | 0 | [24 empty] | 8104202 | no | no |  |  | no |  | 0 | 0 | 0 | 0 | 0 | 0 |  | 1 | 1 | 1 | 0 | 0 | 0
load_220619686 |  | node_1393998_443_15308450_332 |  | AN | 0 | Residential | 92772+39520.707j | 0 | 0 | 0 | 0 | 0 | [24 empty] | 8104202 | no | no |  |  | no |  | 0 | 0 | 0 | 0 | 0 | 0 |  | 1 | 1 | 1 | 0 | 0 | 0
load_220619688 |  | node_1395035_066_15308378_694 |  | AN | 0 | Residential | 65692.8+27985.016j | 0 | 0 | 0 | 0 | 0 | [24 empty] | 8104202 | no | no |  |  | no |  | 0 | 0 | 0 | 0 | 0 | 0 |  | 1 | 1 | 1 | 0 | 0 | 0
load_220619689 |  | node_1393647_958_15309216_845 |  | AN | 0 | Residential | 38188.8+16268.361j | 0 | 0 | 0 | 0 | 0 | [24 empty] | 8104202 | no | no |  |  | no |  | 0 | 0 | 0 | 0 | 0 | 0 |  | 1 | 1 | 1 | 0 | 0 | 0
load_220619783 |  | node_1393608_937_15308353_277 |  | AN | 0 | Residential | 53344.8+22724.79j | 0 | 0 | 0 | 0 | 0 | [24 empty] | 8104202 | no | no |  |  | no |  | 0 | 0 | 0 | 0 | 0 | 0 |  | 1 | 1 | 1 | 0 | 0 | 0
load_220625771 |  | node_1389599_095_15313001_533 |  | AN | 0 | NonResidential | 5000+2129.991j | 0 | 0 | 0 | 0 | 0 | [24 empty] | 8104202 | no | no |  |  | no |  | 0 | 0 | 0 | 0 | 0 | 0 |  | 1 | 1 | 1 | 0 | 0 | 0
load_220655155 |  | node_1394936_242_15307693_112 |  | AN | 0 | Residential | 86803.2+36978.008j | 0 | 0 | 0 | 0 | 0 | [24 empty] | 8104202 | no | no |  |  | no |  | 0 | 0 | 0 | 0 | 0 | 0 |  | 1 | 1 | 1 | 0 | 0 | 0
load_220656056 |  | node_1394003_878_15307921_467 |  | AN | 0 | Residential | 64670.4+27549.475j | 0 | 0 | 0 | 0 | 0 | [24 empty] | 8104202 | no | no |  |  | no |  | 0 | 0 | 0 | 0 | 0 | 0 |  | 1 | 1 | 1 | 0 | 0 | 0
load_220657108 |  | node_1395532_817_15308462_91 |  | AN | 0 | Residential | 597.6+254.577j | 0 | 0 | 0 | 0 | 0 | [24 empty] | 8104202 | no | no |  |  | no |  | 0 | 0 | 0 | 0 | 0 | 0 |  | 1 | 1 | 1 | 0 | 0 | 0
load_310003681 |  | node_1394668_379_15309703_821 |  | AN | 0 | Residential | 117482.4+50047.293j | 0 | 0 | 0 | 0 | 0 | [24 empty] | 8104202 | no | no |  |  | no |  | 0 | 0 | 0 | 0 | 0 | 0 |  | 1 | 1 | 1 | 0 | 0 | 0
load_310029039 |  | node_1389807_808_15310503_694 |  | AN | 0 | Residential | 8841.6+3766.506j | 0 | 0 | 0 | 0 | 0 | [24 empty] | 8104202 | no | no |  |  | no |  | 0 | 0 | 0 | 0 | 0 | 0 |  | 1 | 1 | 1 | 0 | 0 | 0
load_310060900 |  | node_1395836_184_15316033_919 |  | AN | 0 | Residential | 28951.2+12333.16j | 0 | 0 | 0 | 0 | 0 | [24 empty] | 8104202 | no | no |  |  | no |  | 0 | 0 | 0 | 0 | 0 | 0 |  | 1 | 1 | 1 | 0 | 0 | 0
load_310061610 |  | node_1390295_05_15311152_019 |  | AN | 0 | Residential | 11253.6+4794.014j | 0 | 0 | 0 | 0 | 0 | [24 empty] | 8104202 | no | no |  |  | no |  | 0 | 0 | 0 | 0 | 0 | 0 |  | 1 | 1 | 1 | 0 | 0 | 0
load_311859901 |  | node_1388393_67_15307312_189 |  | AN | 0 | Residential | 4910.4+2091.822j | 0 | 0 | 0 | 0 | 0 | [24 empty] | 8104202 | no | no |  |  | no |  | 0 | 0 | 0 | 0 | 0 | 0 |  | 1 | 1 | 1 | 0 | 0 | 0
load_311893602 |  | node_1395806_164_15309457_489 |  | ABCN | 0 | NonResidential | 127000+54101.773j | 127000+54101.773j | 127000+54101.773j | 0 | 0 | 0 | [24 empty] | 8104202 | no | no |  |  | no |  | 0 | 0 | 0 | 0 | 0 | 0 |  | 1 | 1 | 1 | 0 | 0 | 0

## node
data_type | static
owner_type | feeder
owner | 8104202
object | node
name | groupid | parent | bustype | phases | nominal_voltage | dcircuit | selected | monitored | monitored_fields | class_monitored_fields | played | played_fields | subsystem | x | y | comments | dist_to_slack
node_1388078_163_15306979_753 |  |  | PQ | AN | 2771.281 | 8104202 | no | no |  |  | no |  |  | 1388078.163 | 15306979.753 |  | -1
node_1388084_79_15306690_009 |  |  | PQ | AN | 2771.281 | 8104202 | no | no |  |  | no |  |  | 1388084.79 | 15306690.009 |  | -1
node_1388114_132_15305927_876 |  |  | PQ | AN | 2771.281 | 8104202 | no | no |  |  | no |  |  | 1388114.132 | 15305927.876 |  | -1
node_1388123_04_15305745_077 |  |  | PQ | AN | 2771.281 | 8104202 | no | no |  |  | no |  |  | 1388123.04 | 15305745.077 |  | -1
node_1388199_886_15306430_101 |  |  | PQ | AN | 2771.281 | 8104202 | no | no |  |  | no |  |  | 1388199.886 | 15306430.101 |  | -1
node_1388393_67_15307312_189 |  |  | PQ | AN | 2771.281 | 8104202 | no | no |  |  | no |  |  | 1388393.67 | 15307312.189 |  | -1
node_1388606_701_15315998_989 |  |  | PQ | AN | 2771.281 | 8104202 | no | no |  |  | no |  |  | 1388606.701 | 15315998.989 |  | -1
node_1388619_935_15314944_191 |  |  | PQ | AN | 2771.281 | 8104202 | no | no |  |  | no |  |  | 1388619.935 | 15314944.191 |  | -1
node_1388629_048_15316257_663 |  |  | PQ | AN | 2771.281 | 8104202 | no | no |  |  | no |  |  | 1388629.048 | 15316257.663 |  | -1
node_1388638_127_15310438_493 |  |  | PQ | AN | 2771.281 | 8104202 | no | no |  |  | no |  |  | 1388638.127 | 15310438.493 |  | -1
node_1388658_954_15315677_998 |  |  | PQ | AN | 2771.281 | 8104202 | no | no |  |  | no |  |  | 1388658.954 | 15315677.998 |  | -1
node_1388666_515_15315525_545 |  |  | PQ | AN | 2771.281 | 8104202 | no | no |  |  | no |  |  | 1388666.515 | 15315525.545 |  | -1
node_1388693_709_15316574_082 |  |  | PQ | AN | 2771.281 | 8104202 | no | no |  |  | no |  |  | 1388693.709 | 15316574.082 |  | -1
node_1388717_254_15316902_853 |  |  | PQ | AN | 2771.281 | 8104202 | no | no |  |  | no |  |  | 1388717.254 | 15316902.853 |  | -1
node_1388728_694_15310892_643 |  |  | PQ | AN | 2771.281 | 8104202 | no | no |  |  | no |  |  | 1388728.694 | 15310892.643 |  | -1
node_1388747_549_15310178_27 |  |  | PQ | AN | 2771.281 | 8104202 | no | no |  |  | no |  |  | 1388747.549 | 15310178.27 |  | -1
node_1388767_627_15307657_898 |  |  | PQ | AN | 2771.281 | 8104202 | no | no |  |  | no |  |  | 1388767.627 | 15307657.898 |  | -1
node_1388803_912_15317125_805 |  |  | PQ | AN | 2771.281 | 8104202 | no | no |  |  | no |  |  | 1388803.912 | 15317125.805 |  | -1
node_1388920_023_15315214_776 |  |  | PQ | AN | 2771.281 | 8104202 | no | no |  |  | no |  |  | 1388920.023 | 15315214.776 |  | -1
node_1389110_722_15315239_729 |  |  | PQ | AN | 2771.281 | 8104202 | no | no |  |  | no |  |  | 1389110.722 | 15315239.729 |  | -1
node_1389179_558_15310477_474 |  |  | PQ | AN | 2771.281 | 8104202 | no | no |  |  | no |  |  | 1389179.558 | 15310477.474 |  | -1
node_1389207_098_15308762_975 |  |  | PQ | AN | 2771.281 | 8104202 | no | no |  |  | no |  |  | 1389207.098 | 15308762.975 |  | -1
node_1389233_408_15317035_012 |  |  | PQ | AN | 2771.281 | 8104202 | no | no |  |  | no |  |  | 1389233.408 | 15317035.012 |  | -1
node_1389278_469_15315970_699 |  |  | PQ | AN | 2771.281 | 8104202 | no | no |  |  | no |  |  | 1389278.469 | 15315970.699 |  | -1
node_1389295_058_15316550_126 |  |  | PQ | AN | 2771.281 | 8104202 | no | no |  |  | no |  |  | 1389295.058 | 15316550.126 |  | -1
node_1389351_104_15314405_341 |  |  | PQ | AN | 2771.281 | 8104202 | no | no |  |  | no |  |  | 1389351.104 | 15314405.341 |  | -1
node_1389368_031_15315319_459 |  |  | PQ | AN | 2771.281 | 8104202 | no | no |  |  | no |  |  | 1389368.031 | 15315319.459 |  | -1
node_1389375_474_15311210_56 |  |  | PQ | AN | 2771.281 | 8104202 | no | no |  |  | no |  |  | 1389375.474 | 15311210.56 |  | -1
node_1389481_709_15310491_424 |  |  | PQ | AN | 2771.281 | 8104202 | no | no |  |  | no |  |  | 1389481.709 | 15310491.424 |  | -1
node_1389526_627_15315273_524 |  |  | PQ | AN | 2771.281 | 8104202 | no | no |  |  | no |  |  | 1389526.627 | 15315273.524 |  | -1
node_1389599_095_15313001_533 |  |  | PQ | AN | 2771.281 | 8104202 | no | no |  |  | no |  |  | 1389599.095 | 15313001.533 |  | -1
node_1389632_105_15308292_35 |  |  | PQ | AN | 2771.281 | 8104202 | no | no |  |  | no |  |  | 1389632.105 | 15308292.35 |  | -1
node_1389632_728_15314243_163 |  |  | PQ | AN | 2771.281 | 8104202 | no | no |  |  | no |  |  | 1389632.728 | 15314243.163 |  | -1
node_1389641_385_15312416_519 |  |  | PQ | AN | 2771.281 | 8104202 | no | no |  |  | no |  |  | 1389641.385 | 15312416.519 |  | -1
node_1389661_325_15312080_973 |  |  | PQ | AN | 2771.281 | 8104202 | no | no |  |  | no |  |  | 1389661.325 | 15312080.973 |  | -1
node_1389696_847_15312765_628 |  |  | PQ | AN | 2771.281 | 8104202 | no | no |  |  | no |  |  | 1389696.847 | 15312765.628 |  | -1
node_1389701_802_15315554_768 |  |  | PQ | AN | 2771.281 | 8104202 | no | no |  |  | no |  |  | 1389701.802 | 15315554.768 |  | -1
node_1389768_941_15310084_381 |  |  | PQ | AN | 2771.281 | 8104202 | no | no |  |  | no |  |  | 1389768.941 | 15310084.381 |  | -1
node_1389779_076_15309713_288 |  |  | PQ | AN | 2771.281 | 8104202 | no | no |  |  | no |  |  | 1389779.076 | 15309713.288 |  | -1
node_1389783_417_15310340_375 |  |  | PQ | AD | 2771.281 | 8104202 | no | no |  |  | no |  |  | 1389783.417 | 15310340.375 |  | -1
node_1389784_38_15311814_47 |  |  | PQ | AN | 2771.281 | 8104202 | no | no |  |  | no |  |  | 1389784.38 | 15311814.47 |  | -1
node_1389800_991_15309349_626 |  |  | PQ | AN | 2771.281 | 8104202 | no | no |  |  | no |  |  | 1389800.991 | 15309349.626 |  | -1
node_1389807_808_15310503_694 |  |  | PQ | AN | 2771.281 | 8104202 | no | no |  |  | no |  |  | 1389807.808 | 15310503.694 |  | -1
node_1389807_834_15308986_863 |  |  | PQ | AN | 2771.281 | 8104202 | no | no |  |  | no |  |  | 1389807.834 | 15308986.863 |  | -1
node_1389809_863_15311524_282 |  |  | PQ | AN | 2771.281 | 8104202 | no | no |  |  | no |  |  | 1389809.863 | 15311524.282 |  | -1
node_1389901_537_15312921_97 |  |  | PQ | AN | 2771.281 | 8104202 | no | no |  |  | no |  |  | 1389901.537 | 15312921.97 |  | -1
node_1389909_859_15308800_542 |  |  | PQ | AN | 2771.281 | 8104202 | no | no |  |  | no |  |  | 1389909.859 | 15308800.542 |  | -1
node_1389918_087_15313532_179 |  |  | PQ | AN | 2771.281 | 8104202 | no | no |  |  | no |  |  | 1389918.087 | 15313532.179 |  | -1
node_1390011_355_15315312_167 |  |  | PQ | AD | 2771.281 | 8104202 | no | no |  |  | no |  |  | 1390011.355 | 15315312.167 |  | -1
node_1390042_296_15310519_433 |  |  | PQ | AN | 2771.281 | 8104202 | no | no |  |  | no |  |  | 1390042.296 | 15310519.433 |  | -1
node_1390169_271_15308525_798 |  |  | PQ | AN | 2771.281 | 8104202 | no | no |  |  | no |  |  | 1390169.271 | 15308525.798 |  | -1
node_1390282_389_15315611_858 |  |  | PQ | AN | 2771.281 | 8104202 | no | no |  |  | no |  |  | 1390282.389 | 15315611.858 |  | -1
node_1390295_05_15311152_019 |  |  | PQ | AN | 2771.281 | 8104202 | no | no |  |  | no |  |  | 1390295.05 | 15311152.019 |  | -1
node_1390306_756_15310535_645 |  |  | PQ | AN | 2771.281 | 8104202 | no | no |  |  | no |  |  | 1390306.756 | 15310535.645 |  | -1
node_1390353_886_15313708_384 |  |  | PQ | AN | 2771.281 | 8104202 | no | no |  |  | no |  |  | 1390353.886 | 15313708.384 |  | -1
node_1390903_749_15315336_523 |  |  | PQ | AN | 2771.281 | 8104202 | no | no |  |  | no |  |  | 1390903.749 | 15315336.523 |  | -1
node_1390970_292_15312395_916 |  |  | PQ | AN | 2771.281 | 8104202 | no | no |  |  | no |  |  | 1390970.292 | 15312395.916 |  | -1
node_1390991_552_15310692_781 |  |  | PQ | AN | 2771.281 | 8104202 | no | no |  |  | no |  |  | 1390991.552 | 15310692.781 |  | -1
node_1391099_783_15311116_899 |  |  | PQ | AN | 2771.281 | 8104202 | no | no |  |  | no |  |  | 1391099.783 | 15311116.899 |  | -1
node_1391165_972_15315348_193 |  |  | PQ | AN | 2771.281 | 8104202 | no | no |  |  | no |  |  | 1391165.972 | 15315348.193 |  | -1
node_1391416_781_15315360_741 |  |  | PQ | AN | 2771.281 | 8104202 | no | no |  |  | no |  |  | 1391416.781 | 15315360.741 |  | -1
node_1391446_852_15311815_852 |  |  | PQ | AN | 2771.281 | 8104202 | no | no |  |  | no |  |  | 1391446.852 | 15311815.852 |  | -1
node_1391456_916_15310863_456 |  |  | PQ | AN | 2771.281 | 8104202 | no | no |  |  | no |  |  | 1391456.916 | 15310863.456 |  | -1
node_1391620_685_15312802_708 |  |  | PQ | AN | 2771.281 | 8104202 | no | no |  |  | no |  |  | 1391620.685 | 15312802.708 |  | -1
node_1391666_814_15315374_119 |  |  | PQ | AN | 2771.281 | 8104202 | no | no |  |  | no |  |  | 1391666.814 | 15315374.119 |  | -1
node_1391733_013_15311627_709 |  |  | PQ | AN | 2771.281 | 8104202 | no | no |  |  | no |  |  | 1391733.013 | 15311627.709 |  | -1
node_1391891_61_15315448_42 |  |  | PQ | AN | 2771.281 | 8104202 | no | no |  |  | no |  |  | 1391891.61 | 15315448.42 |  | -1
node_1391921_157_15315745_723 |  |  | PQ | AN | 2771.281 | 8104202 | no | no |  |  | no |  |  | 1391921.157 | 15315745.723 |  | -1
node_1392064_573_15315401_795 |  |  | PQ | AN | 2771.281 | 8104202 | no | no |  |  | no |  |  | 1392064.573 | 15315401.795 |  | -1
node_1392280_114_15311449_66 |  |  | PQ | AN | 2771.281 | 8104202 | no | no |  |  | no |  |  | 1392280.114 | 15311449.66 |  | -1
node_1392361_57_15315645_897 |  |  | PQ | AN | 2771.281 | 8104202 | no | no |  |  | no |  |  | 1392361.57 | 15315645.897 |  | -1
node_1392456_854_15311439_691 |  |  | PQ | AN | 2771.281 | 8104202 | no | no |  |  | no |  |  | 1392456.854 | 15311439.691 |  | -1
node_1392597_376_15315544_215 |  |  | PQ | AN | 2771.281 | 8104202 | no | no |  |  | no |  |  | 1392597.376 | 15315544.215 |  | -1
node_1392641_969_15315955_377 |  |  | PQ | AN | 2771.281 | 8104202 | no | no |  |  | no |  |  | 1392641.969 | 15315955.377 |  | -1
node_1392645_93_15310989_518 |  |  | PQ | AN | 2771.281 | 8104202 | no | no |  |  | no |  |  | 1392645.93 | 15310989.518 |  | -1
node_1392699_046_15307460_683 |  |  | PQ | AN | 7199.557 | 8104202 | no | no |  |  | no |  |  | 1392699.046 | 15307460.683 |  | -1
node_1392735_496_15311965_614 |  |  | PQ | AN | 2771.281 | 8104202 | no | no |  |  | no |  |  | 1392735.496 | 15311965.614 |  | -1
node_1392895_745_15310383_864 |  |  | PQ | AN | 2771.281 | 8104202 | no | no |  |  | no |  |  | 1392895.745 | 15310383.864 |  | -1
node_1393091_724_15310017_741 |  |  | PQ | AN | 2771.281 | 8104202 | no | no |  |  | no |  |  | 1393091.724 | 15310017.741 |  | -1
node_1393242_128_15307451_358 |  |  | PQ | AN | 7199.557 | 8104202 | no | no |  |  | no |  |  | 1393242.128 | 15307451.358 |  | -1
node_1393251_011_15309962_068 |  |  | PQ | AN | 2771.281 | 8104202 | no | no |  |  | no |  |  | 1393251.011 | 15309962.068 |  | -1
node_1393266_454_15307547_939 |  |  | PQ | AN | 7199.557 | 8104202 | no | no |  |  | no |  |  | 1393266.454 | 15307547.939 |  | -1
node_1393412_004_15308684_186 |  |  | PQ | AN | 2771.281 | 8104202 | no | no |  |  | no |  |  | 1393412.004 | 15308684.186 |  | -1
node_1393608_937_15308353_277 |  |  | PQ | AN | 2771.281 | 8104202 | no | no |  |  | no |  |  | 1393608.937 | 15308353.277 |  | -1
node_1393615_339_15315598_038 |  |  | PQ | AN | 2771.281 | 8104202 | no | no |  |  | no |  |  | 1393615.339 | 15315598.038 |  | -1
node_1393647_958_15309216_845 |  |  | PQ | AN | 2771.281 | 8104202 | no | no |  |  | no |  |  | 1393647.958 | 15309216.845 |  | -1
node_1393663_504_15308828_826 |  |  | PQ | AN | 2771.281 | 8104202 | no | no |  |  | no |  |  | 1393663.504 | 15308828.826 |  | -1
node_1393723_197_15309735_723 |  |  | PQ | ABCN | 2771.281 | 8104202 | no | no |  |  | no |  |  | 1393723.197 | 15309735.723 |  | -1
node_1393830_624_15315447_949 |  |  | PQ | AN | 2771.281 | 8104202 | no | no |  |  | no |  |  | 1393830.624 | 15315447.949 |  | -1
node_1393981_472_15307380_685 |  |  | PQ | AN | 2771.281 | 8104202 | no | no |  |  | no |  |  | 1393981.472 | 15307380.685 |  | -1
node_1393998_443_15308450_332 |  |  | PQ | AN | 2771.281 | 8104202 | no | no |  |  | no |  |  | 1393998.443 | 15308450.332 |  | -1
node_1394003_878_15307921_467 |  |  | PQ | AN | 2771.281 | 8104202 | no | no |  |  | no |  |  | 1394003.878 | 15307921.467 |  | -1
node_1394061_345_15308838_628 |  |  | PQ | AN | 2771.281 | 8104202 | no | no |  |  | no |  |  | 1394061.345 | 15308838.628 |  | -1
node_1394064_336_15315408_976 |  |  | PQ | AN | 2771.281 | 8104202 | no | no |  |  | no |  |  | 1394064.336 | 15315408.976 |  | -1
node_1394079_192_15309247_494 |  |  | PQ | ABCN | 2771.281 | 8104202 | no | no |  |  | no |  |  | 1394079.192 | 15309247.494 |  | -1
node_1394213_457_15307533_106 |  |  | PQ | AN | 2771.281 | 8104202 | no | no |  |  | no |  |  | 1394213.457 | 15307533.106 |  | -1
node_1394251_862_15309676_075 |  |  | PQ | ABCN | 2771.281 | 8104202 | no | no |  |  | no |  |  | 1394251.862 | 15309676.075 |  | -1
node_1394282_126_15315369_428 |  |  | PQ | AN | 2771.281 | 8104202 | no | no |  |  | no |  |  | 1394282.126 | 15315369.428 |  | -1
node_1394370_358_15308039_738 |  |  | PQ | AN | 2771.281 | 8104202 | no | no |  |  | no |  |  | 1394370.358 | 15308039.738 |  | -1
node_1394462_133_15308465_474 |  |  | PQ | AN | 2771.281 | 8104202 | no | no |  |  | no |  |  | 1394462.133 | 15308465.474 |  | -1
node_1394581_344_15307697_748 |  |  | PQ | AN | 2771.281 | 8104202 | no | no |  |  | no |  |  | 1394581.344 | 15307697.748 |  | -1
node_1394644_966_15309275_442 |  |  | PQ | ABCN | 2771.281 | 8104202 | no | no |  |  | no |  |  | 1394644.966 | 15309275.442 |  | -1
node_1394668_379_15309703_821 |  |  | PQ | ABCN | 2771.281 | 8104202 | no | no |  |  | no |  |  | 1394668.379 | 15309703.821 |  | -1
node_1394673_327_15308060_24 |  |  | PQ | AN | 2771.281 | 8104202 | no | no |  |  | no |  |  | 1394673.327 | 15308060.24 |  | -1
node_1394705_328_15308879_897 |  |  | PQ | AN | 2771.281 | 8104202 | no | no |  |  | no |  |  | 1394705.328 | 15308879.897 |  | -1
node_1394832_302_15315554_707 |  |  | PQ | AN | 2771.281 | 8104202 | no | no |  |  | no |  |  | 1394832.302 | 15315554.707 |  | -1
node_1394860_902_15310104_919 |  |  | PQ | AN | 2771.281 | 8104202 | no | no |  |  | no |  |  | 1394860.902 | 15310104.919 |  | -1
node_1394936_242_15307693_112 |  |  | PQ | AN | 2771.281 | 8104202 | no | no |  |  | no |  |  | 1394936.242 | 15307693.112 |  | -1
node_1395035_066_15308378_694 |  |  | PQ | AN | 2771.281 | 8104202 | no | no |  |  | no |  |  | 1395035.066 | 15308378.694 |  | -1
node_1395128_692_15306826_056 |  |  | PQ | ABCD | 2771.281 | 8104202 | no | no |  |  | no |  |  | 1395128.692 | 15306826.056 |  | -1
node_1395131_212_15309305_495 |  |  | PQ | ABCN | 2771.281 | 8104202 | no | no |  |  | no |  |  | 1395131.212 | 15309305.495 |  | -1
node_1395194_979_15308026_882 |  |  | PQ | AN | 2771.281 | 8104202 | no | no |  |  | no |  |  | 1395194.979 | 15308026.882 |  | -1
node_1395258_732_15308911_171 |  |  | PQ | AN | 2771.281 | 8104202 | no | no |  |  | no |  |  | 1395258.732 | 15308911.171 |  | -1
node_1395279_187_15307181_932 |  |  | PQ | ABCN | 2771.281 | 8104202 | no | no |  |  | no |  |  | 1395279.187 | 15307181.932 |  | -1
node_1395304_913_15315322_345 |  |  | PQ | AN | 2771.281 | 8104202 | no | no |  |  | no |  |  | 1395304.913 | 15315322.345 |  | -1
node_1395336_726_15309733_347 |  |  | PQ | ABCN | 2771.281 | 8104202 | no | no |  |  | no |  |  | 1395336.726 | 15309733.347 |  | -1
node_1395447_542_15307698_466 |  |  | PQ | ABCN | 2771.281 | 8104202 | no | no |  |  | no |  |  | 1395447.542 | 15307698.466 |  | -1
node_1395447_777_15307671_843 |  |  | PQ | ABCN | 2771.281 | 8104202 | no | no |  |  | no |  |  | 1395447.777 | 15307671.843 |  | -1
node_1395496_162_15309319_606 |  |  | PQ | ABCN | 2771.281 | 8104202 | no | no |  |  | no |  |  | 1395496.162 | 15309319.606 |  | -1
node_1395532_817_15308462_91 |  |  | PQ | ABCN | 2771.281 | 8104202 | no | no |  |  | no |  |  | 1395532.817 | 15308462.91 |  | -1
node_1395568_992_15308381_574 |  |  | PQ | ABCN | 2771.281 | 8104202 | no | no |  |  | no |  |  | 1395568.992 | 15308381.574 |  | -1
node_1395577_395_15307769_016 |  |  | PQ | ABCN | 2771.281 | 8104202 | no | no |  |  | no |  |  | 1395577.395 | 15307769.016 |  | -1
node_1395579_004_15307821_784 |  |  | PQ | ABCN | 2771.281 | 8104202 | no | no |  |  | no |  |  | 1395579.004 | 15307821.784 |  | -1
node_1395580_784_15307795_28 |  |  | PQ | ABCN | 2771.281 | 8104202 | no | no |  |  | no |  |  | 1395580.784 | 15307795.28 |  | -1
node_1395583_611_15308175_632 |  |  | PQ | ABCN | 2771.281 | 8104202 | no | no |  |  | no |  |  | 1395583.611 | 15308175.632 |  | -1
node_1395595_804_15315248_044 |  |  | PQ | AN | 2771.281 | 8104202 | no | no |  |  | no |  |  | 1395595.804 | 15315248.044 |  | -1
node_1395595_922_15308600_287 |  |  | PQ | ABCN | 2771.281 | 8104202 | no | no |  |  | no |  |  | 1395595.922 | 15308600.287 |  | -1
node_1395610_937_15308617_794 |  |  | PQ | ABCN | 2771.281 | 8104202 | no | no |  |  | no |  |  | 1395610.937 | 15308617.794 |  | -1
node_1395616_835_15308932_319 |  |  | PQ | ABCD | 2771.281 | 8104202 | no | no |  |  | no |  |  | 1395616.835 | 15308932.319 |  | -1
node_1395622_093_15308639_897 |  |  | PQ | ABCN | 2771.281 | 8104202 | no | no |  |  | no |  |  | 1395622.093 | 15308639.897 |  | -1
node_1395669_852_15308814_134 |  |  | PQ | ABCN | 2771.281 | 8104202 | no | no |  |  | no |  |  | 1395669.852 | 15308814.134 |  | -1
node_1395670_925_15308840_732 |  |  | PQ | ABCN | 2771.281 | 8104202 | no | no |  |  | no |  |  | 1395670.925 | 15308840.732 |  | -1
node_1395676_716_15309056_702 |  |  | PQ | ABCN | 2771.281 | 8104202 | no | no |  |  | no |  |  | 1395676.716 | 15309056.702 |  | -1
node_1395687_381_15309508_022 |  |  | PQ | ABCN | 2771.281 | 8104202 | no | no |  |  | no |  |  | 1395687.381 | 15309508.022 |  | -1
node_1395706_853_15309524_092 |  |  | PQ | ABCN | 2771.281 | 8104202 | no | no |  |  | no |  |  | 1395706.853 | 15309524.092 |  | -1
node_1395739_898_15308212_888 |  |  | PQ | ABCN | 2771.281 | 8104202 | no | no |  |  | no |  |  | 1395739.898 | 15308212.888 |  | -1
node_1395806_164_15309457_489 |  |  | PQ | ABCN | 2771.281 | 8104202 | no | no |  |  | no |  |  | 1395806.164 | 15309457.489 |  | -1
node_1395836_184_15316033_919 |  |  | PQ | AN | 2771.281 | 8104202 | no | no |  |  | no |  |  | 1395836.184 | 15316033.919 |  | -1
node_1395839_77_15308677_982 |  |  | PQ | AN | 2771.281 | 8104202 | no | no |  |  | no |  |  | 1395839.77 | 15308677.982 |  | -1
node_1395854_338_15309926_781 |  |  | PQ | ABCN | 2771.281 | 8104202 | no | no |  |  | no |  |  | 1395854.338 | 15309926.781 |  | -1
node_1395870_693_15309911_883 |  |  | PQ | ABCN | 2771.281 | 8104202 | no | no |  |  | no |  |  | 1395870.693 | 15309911.883 |  | -1
node_1395883_593_15309891_78 |  |  | PQ | ABCN | 2771.281 | 8104202 | no | no |  |  | no |  |  | 1395883.593 | 15309891.78 |  | -1
node_1395976_181_15315228_252 |  |  | PQ | AN | 2771.281 | 8104202 | no | no |  |  | no |  |  | 1395976.181 | 15315228.252 |  | -1
node_1395989_568_15309741_233 |  |  | PQ | ABCN | 2771.281 | 8104202 | no | no |  |  | no |  |  | 1395989.568 | 15309741.233 |  | -1
node_1396111_482_15309599_013 |  |  | PQ | ABCN | 2771.281 | 8104202 | no | no |  |  | no |  |  | 1396111.482 | 15309599.013 |  | -1
node_1396112_878_15308579_716 |  |  | PQ | AN | 2771.281 | 8104202 | no | no |  |  | no |  |  | 1396112.878 | 15308579.716 |  | -1
node_1396119_341_15309571_238 |  |  | PQ | ABCN | 2771.281 | 8104202 | no | no |  |  | no |  |  | 1396119.341 | 15309571.238 |  | -1
node_1396124_482_15309552_79 |  |  | PQ | ABCN | 2771.281 | 8104202 | no | no |  |  | no |  |  | 1396124.482 | 15309552.79 |  | -1
node_1396127_72_15309388_531 |  |  | PQ | AN | 2771.281 | 8104202 | no | no |  |  | no |  |  | 1396127.72 | 15309388.531 |  | -1
node_1396148_104_15308993_203 |  |  | PQ | AN | 2771.281 | 8104202 | no | no |  |  | no |  |  | 1396148.104 | 15308993.203 |  | -1
node_1396244_528_15315203_618 |  |  | PQ | AN | 2771.281 | 8104202 | no | no |  |  | no |  |  | 1396244.528 | 15315203.618 |  | -1
node_1396430_041_15315118_61 |  |  | PQ | AN | 2771.281 | 8104202 | no | no |  |  | no |  |  | 1396430.041 | 15315118.61 |  | -1
node_1396613_45_15315630_631 |  |  | PQ | AN | 2771.281 | 8104202 | no | no |  |  | no |  |  | 1396613.45 | 15315630.631 |  | -1
node_1396643_556_15315083_977 |  |  | PQ | AN | 2771.281 | 8104202 | no | no |  |  | no |  |  | 1396643.556 | 15315083.977 |  | -1
node_1396783_88_15315393_792 |  |  | PQ | AN | 2771.281 | 8104202 | no | no |  |  | no |  |  | 1396783.88 | 15315393.792 |  | -1
node_1396928_83_15314888_491 |  |  | PQ | AN | 2771.281 | 8104202 | no | no |  |  | no |  |  | 1396928.83 | 15314888.491 |  | -1
node_1397057_314_15316013_318 |  |  | PQ | AN | 2771.281 | 8104202 | no | no |  |  | no |  |  | 1397057.314 | 15316013.318 |  | -1
node_1397136_69_15315664_245 |  |  | PQ | AN | 2771.281 | 8104202 | no | no |  |  | no |  |  | 1397136.69 | 15315664.245 |  | -1
node_1397195_574_15315259_015 |  |  | PQ | AN | 2771.281 | 8104202 | no | no |  |  | no |  |  | 1397195.574 | 15315259.015 |  | -1
node_1397204_685_15314953_11 |  |  | PQ | AN | 2771.281 | 8104202 | no | no |  |  | no |  |  | 1397204.685 | 15314953.11 |  | -1
node_1397506_936_15315407_767 |  |  | PQ | ABCD | 2771.281 | 8104202 | no | no |  |  | no |  |  | 1397506.936 | 15315407.767 |  | -1
node_8104202_200820897 |  |  | PQ | AN | 2771.281 | 8104202 | no | no |  |  | no |  |  | 1390328.188 | 15313720.981 |  | -1
node_8104202_200820903 |  |  | PQ | AN | 7199.557 | 8104202 | no | no |  |  | no |  |  | 1393231.53 | 15307564.447 |  | -1
node_8104202_200821475 |  |  | PQ | ABCN | 2771.281 | 8104202 | no | no |  |  | no |  |  | 1395372.978 | 15307675.792 |  | -1
node_8104202_200821476 |  |  | PQ | ABCN | 2771.281 | 8104202 | no | no |  |  | no |  |  | 1395395.133 | 15307796.457 |  | -1
node_8104202_200821479 |  |  | PQ | ABCD | 2771.281 | 8104202 | no | no |  |  | no |  |  | 1395434.361 | 15308043.926 |  | -1
node_8104202_200821490 |  |  | PQ | ABCN | 2771.281 | 8104202 | no | no |  |  | no |  |  | 1395595.302 | 15308841.656 |  | -1
node_8104202_200821494 |  |  | PQ | ABCD | 2771.281 | 8104202 | no | no |  |  | no |  |  | 1395635.988 | 15309292.711 |  | -1
node_8104202_200821495 |  |  | PQ | ABCD | 2771.281 | 8104202 | no | no |  |  | no |  |  | 1395687.923 | 15309406.684 |  | -1
node_8104202_200821496 |  |  | PQ | ABCN | 2771.281 | 8104202 | no | no |  |  | no |  |  | 1395721.214 | 15309478.279 |  | -1
node_8104202_200821497 |  |  | PQ | ABCD | 2771.281 | 8104202 | no | no |  |  | no |  |  | 1395788.89 | 15309633.892 |  | -1
node_8104202_200821498 |  |  | PQ | ABCD | 2771.281 | 8104202 | no | no |  |  | no |  |  | 1395877.858 | 15309766.039 |  | -1
node_8104202_200821509 |  |  | PQ | AD | 2771.281 | 8104202 | no | no |  |  | no |  |  | 1395739.583 | 15308695.146 |  | -1
node_8104202_200821510 |  |  | PQ | AN | 2771.281 | 8104202 | no | no |  |  | no |  |  | 1395823.892 | 15308713.625 |  | -1
node_8104202_200821511 |  |  | PQ | AD | 2771.281 | 8104202 | no | no |  |  | no |  |  | 1395920.514 | 15308714.899 |  | -1
node_8104202_200821513 |  |  | PQ | AD | 2771.281 | 8104202 | no | no |  |  | no |  |  | 1396074.78 | 15308720.761 |  | -1
node_8104202_200821514 |  |  | PQ | AN | 2771.281 | 8104202 | no | no |  |  | no |  |  | 1396098.192 | 15308610.466 |  | -1
node_8104202_200821515 |  |  | PQ | AD | 2771.281 | 8104202 | no | no |  |  | no |  |  | 1396082.704 | 15308870.756 |  | -1
node_8104202_200821516 |  |  | PQ | AN | 2771.281 | 8104202 | no | no |  |  | no |  |  | 1396120.634 | 15308988.084 |  | -1
node_8104202_200821517 |  |  | PQ | AD | 2771.281 | 8104202 | no | no |  |  | no |  |  | 1396103.774 | 15309073.133 |  | -1
node_8104202_200821518 |  |  | PQ | AD | 2771.281 | 8104202 | no | no |  |  | no |  |  | 1396056.312 | 15309229.144 |  | -1
node_8104202_200821520 |  |  | PQ | AN | 2771.281 | 8104202 | no | no |  |  | no |  |  | 1396113.061 | 15309349.262 |  | -1
node_8104202_200821521 |  |  | PQ | ABCD | 2771.281 | 8104202 | no | no |  |  | no |  |  | 1395580.614 | 15309294.002 |  | -1
node_8104202_200821522 |  |  | PQ | ABCN | 2771.281 | 8104202 | no | no |  |  | no |  |  | 1395499.608 | 15309302.128 |  | -1
node_8104202_200821536 |  |  | PQ | ABCD | 2771.281 | 8104202 | no | no |  |  | no |  |  | 1394201.49 | 15309219.008 |  | -1
node_8104202_200821541 |  |  | PQ | ABCD | 2771.281 | 8104202 | no | no |  |  | no |  |  | 1395786.556 | 15309795.325 |  | -1
node_8104202_200821542 |  |  | PQ | ABCD | 2771.281 | 8104202 | no | no |  |  | no |  |  | 1394509.546 | 15309717.302 |  | -1
node_8104202_200821544 |  |  | PQ | ABCD | 2771.281 | 8104202 | no | no |  |  | no |  |  | 1394367.26 | 15309709.023 |  | -1
node_8104202_200821545 |  |  | PQ | ABCN | 2771.281 | 8104202 | no | no |  |  | no |  |  | 1394249.615 | 15309724.444 |  | -1
node_8104202_200821546 |  |  | PQ | ABCD | 2771.281 | 8104202 | no | no |  |  | no |  |  | 1394070.316 | 15309696.01 |  | -1
node_8104202_200821547 |  |  | PQ | ABCD | 2771.281 | 8104202 | no | no |  |  | no |  |  | 1393916.664 | 15309689.038 |  | -1
node_8104202_200821548 |  |  | PQ | ABCD | 2771.281 | 8104202 | no | no |  |  | no |  |  | 1393809.938 | 15309689.649 |  | -1
node_8104202_200821549 |  |  | PQ | ABCN | 2771.281 | 8104202 | no | no |  |  | no |  |  | 1393712.733 | 15309693.922 |  | -1
node_8104202_200821550 |  |  | PQ | ABCD | 2771.281 | 8104202 | no | no |  |  | no |  |  | 1393546.072 | 15309715.524 |  | -1
node_8104202_200821552 |  |  | PQ | AD | 2771.281 | 8104202 | no | no |  |  | no |  |  | 1393365.269 | 15309809.661 |  | -1
node_8104202_200821554 |  |  | PQ | AN | 2771.281 | 8104202 | no | no |  |  | no |  |  | 1393220.397 | 15309954.87 |  | -1
node_8104202_200821555 |  |  | PQ | ABCD | 2771.281 | 8104202 | no | no |  |  | no |  |  | 1395651.491 | 15309795.222 |  | -1
node_8104202_200821556 |  |  | PQ | AN | 2771.281 | 8104202 | no | no |  |  | no |  |  | 1393107.124 | 15310039.943 |  | -1
node_8104202_200821558 |  |  | PQ | AD | 2771.281 | 8104202 | no | no |  |  | no |  |  | 1393057.234 | 15310139.339 |  | -1
node_8104202_200821559 |  |  | PQ | AD | 2771.281 | 8104202 | no | no |  |  | no |  |  | 1392985.743 | 15310267.894 |  | -1
node_8104202_200821560 |  |  | PQ | AN | 2771.281 | 8104202 | no | no |  |  | no |  |  | 1392920.529 | 15310406.965 |  | -1
node_8104202_200821562 |  |  | PQ | AD | 2771.281 | 8104202 | no | no |  |  | no |  |  | 1392853.445 | 15310547.415 |  | -1
node_8104202_200821563 |  |  | PQ | AD | 2771.281 | 8104202 | no | no |  |  | no |  |  | 1392784.857 | 15310654.998 |  | -1
node_8104202_200821564 |  |  | PQ | AD | 2771.281 | 8104202 | no | no |  |  | no |  |  | 1392702.625 | 15310815.025 |  | -1
node_8104202_200821565 |  |  | PQ | AN | 2771.281 | 8104202 | no | no |  |  | no |  |  | 1392620.075 | 15311000.886 |  | -1
node_8104202_200821567 |  |  | PQ | AD | 2771.281 | 8104202 | no | no |  |  | no |  |  | 1392439.515 | 15311324.763 |  | -1
node_8104202_200821568 |  |  | PQ | AN | 2771.281 | 8104202 | no | no |  |  | no |  |  | 1392442.198 | 15311412.695 |  | -1
node_8104202_200821569 |  |  | PQ | AN | 2771.281 | 8104202 | no | no |  |  | no |  |  | 1392609.97 | 15311317.279 |  | -1
node_8104202_200821570 |  |  | PQ | ABCD | 2771.281 | 8104202 | no | no |  |  | no |  |  | 1395503.258 | 15309782.117 |  | -1
node_8104202_200821571 |  |  | PQ | AN | 2771.281 | 8104202 | no | no |  |  | no |  |  | 1392262.904 | 15311406.98 |  | -1
node_8104202_200821572 |  |  | PQ | AD | 2771.281 | 8104202 | no | no |  |  | no |  |  | 1392091.354 | 15311464.464 |  | -1
node_8104202_200821573 |  |  | PQ | AD | 2771.281 | 8104202 | no | no |  |  | no |  |  | 1391935.823 | 15311616.062 |  | -1
node_8104202_200821575 |  |  | PQ | AD | 2771.281 | 8104202 | no | no |  |  | no |  |  | 1391911.541 | 15311723.922 |  | -1
node_8104202_200821576 |  |  | PQ | AN | 2771.281 | 8104202 | no | no |  |  | no |  |  | 1391759.939 | 15311652.467 |  | -1
node_8104202_200821577 |  |  | PQ | AN | 2771.281 | 8104202 | no | no |  |  | no |  |  | 1391687.635 | 15311874.822 |  | -1
node_8104202_200821578 |  |  | PQ | AN | 2771.281 | 8104202 | no | no |  |  | no |  |  | 1391438.626 | 15311849.14 |  | -1
node_8104202_200821580 |  |  | PQ | AD | 2771.281 | 8104202 | no | no |  |  | no |  |  | 1391175.337 | 15311716.938 |  | -1
node_8104202_200821581 |  |  | PQ | AD | 2771.281 | 8104202 | no | no |  |  | no |  |  | 1391157.565 | 15311532.414 |  | -1
node_8104202_200821582 |  |  | PQ | AN | 2771.281 | 8104202 | no | no |  |  | no |  |  | 1391099.75 | 15311614.745 |  | -1
node_8104202_200821583 |  |  | PQ | AD | 2771.281 | 8104202 | no | no |  |  | no |  |  | 1391147.756 | 15311334.577 |  | -1
node_8104202_200821584 |  |  | PQ | AN | 2771.281 | 8104202 | no | no |  |  | no |  |  | 1391134.787 | 15311114.049 |  | -1
node_8104202_200821586 |  |  | PQ | AN | 2771.281 | 8104202 | no | no |  |  | no |  |  | 1391424.867 | 15310869.288 |  | -1
node_8104202_200821587 |  |  | PQ | ABCN | 2771.281 | 8104202 | no | no |  |  | no |  |  | 1395331.892 | 15309778.222 |  | -1
node_8104202_200821590 |  |  | PQ | AN | 2771.281 | 8104202 | no | no |  |  | no |  |  | 1390963.901 | 15310711.37 |  | -1
node_8104202_200821591 |  |  | PQ | AD | 2771.281 | 8104202 | no | no |  |  | no |  |  | 1390800.156 | 15310570.444 |  | -1
node_8104202_200821593 |  |  | PQ | AD | 2771.281 | 8104202 | no | no |  |  | no |  |  | 1390574.501 | 15310488.612 |  | -1
node_8104202_200821594 |  |  | PQ | AN | 2771.281 | 8104202 | no | no |  |  | no |  |  | 1390304.423 | 15310503.804 |  | -1
node_8104202_200821595 |  |  | PQ | AN | 2771.281 | 8104202 | no | no |  |  | no |  |  | 1390040.728 | 15310490.096 |  | -1
node_8104202_200821596 |  |  | PQ | ABCD | 2771.281 | 8104202 | no | no |  |  | no |  |  | 1395203.527 | 15309765.568 |  | -1
node_8104202_200821597 |  |  | PQ | ABCD | 2771.281 | 8104202 | no | no |  |  | no |  |  | 1395096.878 | 15309761.972 |  | -1
node_8104202_200821600 |  |  | PQ | ABCD | 2771.281 | 8104202 | no | no |  |  | no |  |  | 1394919.761 | 15309751.996 |  | -1
node_8104202_200821601 |  |  | PQ | ABCD | 2771.281 | 8104202 | no | no |  |  | no |  |  | 1394793.09 | 15309737.109 |  | -1
node_8104202_200821602 |  |  | PQ | AD | 2771.281 | 8104202 | no | no |  |  | no |  |  | 1394824.749 | 15309792.483 |  | -1
node_8104202_200821603 |  |  | PQ | AD | 2771.281 | 8104202 | no | no |  |  | no |  |  | 1394825.497 | 15309936.368 |  | -1
node_8104202_200821604 |  |  | PQ | AN | 2771.281 | 8104202 | no | no |  |  | no |  |  | 1394817.916 | 15310084.006 |  | -1
node_8104202_200821606 |  |  | PQ | ABCN | 2771.281 | 8104202 | no | no |  |  | no |  |  | 1394667.859 | 15309727.271 |  | -1
node_8104202_200821647 |  |  | PQ | AD | 2771.281 | 8104202 | no | no |  |  | no |  |  | 1396777.633 | 15315020.738 |  | -1
node_8104202_200821648 |  |  | PQ | AD | 2771.281 | 8104202 | no | no |  |  | no |  |  | 1396788.801 | 15315142.171 |  | -1
node_8104202_200821649 |  |  | PQ | AD | 2771.281 | 8104202 | no | no |  |  | no |  |  | 1396800.217 | 15315317.971 |  | -1
node_8104202_200821650 |  |  | PQ | AN | 2771.281 | 8104202 | no | no |  |  | no |  |  | 1396807.709 | 15315389.126 |  | -1
node_8104202_200821651 |  |  | PQ | AD | 2771.281 | 8104202 | no | no |  |  | no |  |  | 1396813.129 | 15315525.638 |  | -1
node_8104202_200821652 |  |  | PQ | AD | 2771.281 | 8104202 | no | no |  |  | no |  |  | 1396814.553 | 15315542.384 |  | -1
node_8104202_200821655 |  |  | PQ | AN | 2771.281 | 8104202 | no | no |  |  | no |  |  | 1396601.378 | 15315591.485 |  | -1
node_8104202_200821660 |  |  | PQ | AN | 2771.281 | 8104202 | no | no |  |  | no |  |  | 1397182.557 | 15315245.916 |  | -1
node_8104202_200821661 |  |  | PQ | AD | 2771.281 | 8104202 | no | no |  |  | no |  |  | 1397187.86 | 15315402.332 |  | -1
node_8104202_200821673 |  |  | PQ | ABCD | 2771.281 | 8104202 | no | no |  |  | no |  |  | 1392712.63 | 15307720.273 |  | -1
node_8104202_200821674 |  |  | PQ | ABCD | 2771.281 | 8104202 | no | no |  |  | no |  |  | 1392801.914 | 15307955.051 |  | -1
node_8104202_200821675 |  |  | PQ | ABCD | 2771.281 | 8104202 | no | no |  |  | no |  |  | 1392857.167 | 15308114.443 |  | -1
node_8104202_200821676 |  |  | PQ | ABCD | 2771.281 | 8104202 | no | no |  |  | no |  |  | 1392927.64 | 15308311.069 |  | -1
node_8104202_200821677 |  |  | PQ | ABCD | 2771.281 | 8104202 | no | no |  |  | no |  |  | 1393002.667 | 15308509.568 |  | -1
node_8104202_200821678 |  |  | PQ | ABCD | 2771.281 | 8104202 | no | no |  |  | no |  |  | 1393081.537 | 15308723.317 |  | -1
node_8104202_200821679 |  |  | PQ | ABCD | 2771.281 | 8104202 | no | no |  |  | no |  |  | 1393159.656 | 15308932.118 |  | -1
node_8104202_200821680 |  |  | PQ | ABCD | 2771.281 | 8104202 | no | no |  |  | no |  |  | 1393221.322 | 15309149.072 |  | -1
node_8104202_200821681 |  |  | PQ | ABCD | 2771.281 | 8104202 | no | no |  |  | no |  |  | 1393312.934 | 15309347.778 |  | -1
node_8104202_200821682 |  |  | PQ | ABCD | 2771.281 | 8104202 | no | no |  |  | no |  |  | 1393366.668 | 15309526.896 |  | -1
node_8104202_200821683 |  |  | PQ | ABCD | 2771.281 | 8104202 | no | no |  |  | no |  |  | 1393447.514 | 15309747.358 |  | -1
node_8104202_200821684 |  |  | PQ | ABCD | 2771.281 | 8104202 | no | no |  |  | no |  |  | 1393508.811 | 15309935.898 |  | -1
node_8104202_200821685 |  |  | PQ | ABCD | 2771.281 | 8104202 | no | no |  |  | no |  |  | 1393585.442 | 15310115.62 |  | -1
node_8104202_200821686 |  |  | PQ | ABCD | 2771.281 | 8104202 | no | no |  |  | no |  |  | 1393643.989 | 15310309.129 |  | -1
node_8104202_200821687 |  |  | PQ | ABCD | 2771.281 | 8104202 | no | no |  |  | no |  |  | 1393721.237 | 15310496.767 |  | -1
node_8104202_200821688 |  |  | PQ | ABCD | 2771.281 | 8104202 | no | no |  |  | no |  |  | 1393778.845 | 15310702.196 |  | -1
node_8104202_200821689 |  |  | PQ | ABCD | 2771.281 | 8104202 | no | no |  |  | no |  |  | 1393854.813 | 15310881.857 |  | -1
node_8104202_200821690 |  |  | PQ | ABCD | 2771.281 | 8104202 | no | no |  |  | no |  |  | 1393932.111 | 15311081.325 |  | -1
node_8104202_200821691 |  |  | PQ | ABCD | 2771.281 | 8104202 | no | no |  |  | no |  |  | 1394000.137 | 15311255.614 |  | -1
node_8104202_200821692 |  |  | PQ | ABCD | 2771.281 | 8104202 | no | no |  |  | no |  |  | 1394057.089 | 15311421.56 |  | -1
node_8104202_200821693 |  |  | PQ | ABCD | 2771.281 | 8104202 | no | no |  |  | no |  |  | 1394122.585 | 15311610.419 |  | -1
node_8104202_200821694 |  |  | PQ | ABCD | 2771.281 | 8104202 | no | no |  |  | no |  |  | 1394205.129 | 15311813.935 |  | -1
node_8104202_200821695 |  |  | PQ | ABCD | 2771.281 | 8104202 | no | no |  |  | no |  |  | 1394315.548 | 15311930.626 |  | -1
node_8104202_200821696 |  |  | PQ | ABCD | 2771.281 | 8104202 | no | no |  |  | no |  |  | 1394463.896 | 15312078.142 |  | -1
node_8104202_200821697 |  |  | PQ | ABCD | 2771.281 | 8104202 | no | no |  |  | no |  |  | 1394620.628 | 15312237.831 |  | -1
node_8104202_200821698 |  |  | PQ | ABCD | 2771.281 | 8104202 | no | no |  |  | no |  |  | 1394758.419 | 15312383.455 |  | -1
node_8104202_200821699 |  |  | PQ | ABCD | 2771.281 | 8104202 | no | no |  |  | no |  |  | 1394925.645 | 15312553.126 |  | -1
node_8104202_200821700 |  |  | PQ | ABCD | 2771.281 | 8104202 | no | no |  |  | no |  |  | 1395070.108 | 15312713.577 |  | -1
node_8104202_200821701 |  |  | PQ | ABCD | 2771.281 | 8104202 | no | no |  |  | no |  |  | 1395225.39 | 15312867.179 |  | -1
node_8104202_200821702 |  |  | PQ | ABCD | 2771.281 | 8104202 | no | no |  |  | no |  |  | 1395406.687 | 15313026.794 |  | -1
node_8104202_200821703 |  |  | PQ | ABCD | 2771.281 | 8104202 | no | no |  |  | no |  |  | 1395569.223 | 15313210.461 |  | -1
node_8104202_200821704 |  |  | PQ | ABCD | 2771.281 | 8104202 | no | no |  |  | no |  |  | 1395698.365 | 15313353.834 |  | -1
node_8104202_200821705 |  |  | PQ | ABCD | 2771.281 | 8104202 | no | no |  |  | no |  |  | 1395839.067 | 15313512.08 |  | -1
node_8104202_200821706 |  |  | PQ | ABCD | 2771.281 | 8104202 | no | no |  |  | no |  |  | 1396002.319 | 15313677.58 |  | -1
node_8104202_200821707 |  |  | PQ | ABCD | 2771.281 | 8104202 | no | no |  |  | no |  |  | 1396157.541 | 15313838.907 |  | -1
node_8104202_200821708 |  |  | PQ | ABCD | 2771.281 | 8104202 | no | no |  |  | no |  |  | 1396315.51 | 15314000.826 |  | -1
node_8104202_200821709 |  |  | PQ | ABCD | 2771.281 | 8104202 | no | no |  |  | no |  |  | 1396477.476 | 15314170.224 |  | -1
node_8104202_200821710 |  |  | PQ | ABCD | 2771.281 | 8104202 | no | no |  |  | no |  |  | 1396633.597 | 15314332.776 |  | -1
node_8104202_200821711 |  |  | PQ | ABCD | 2771.281 | 8104202 | no | no |  |  | no |  |  | 1396802.316 | 15314508.526 |  | -1
node_8104202_200821712 |  |  | PQ | ABCD | 2771.281 | 8104202 | no | no |  |  | no |  |  | 1397181.269 | 15315132.441 |  | -1
node_8104202_200821713 |  |  | PQ | ABCD | 2771.281 | 8104202 | no | no |  |  | no |  |  | 1397205.217 | 15315217.566 |  | -1
node_8104202_200821714 |  |  | PQ | ABCD | 2771.281 | 8104202 | no | no |  |  | no |  |  | 1397467.115 | 15315167.616 |  | -1
node_8104202_200821715 |  |  | PQ | ABCD | 2771.281 | 8104202 | no | no |  |  | no |  |  | 1397486.932 | 15315305.532 |  | -1
node_8104202_200821739 |  |  | PQ | ABCD | 2771.281 | 8104202 | no | no |  |  | no |  |  | 1392846.534 | 15307754.105 |  | -1
node_8104202_200821740 |  |  | PQ | ABCD | 2771.281 | 8104202 | no | no |  |  | no |  |  | 1392760.76 | 15307692.096 |  | -1
node_8104202_200821741 |  |  | PQ | ABCD | 2771.281 | 8104202 | no | no |  |  | no |  |  | 1396943.765 | 15314648.359 |  | -1
node_8104202_200821742 |  |  | PQ | ABCD | 2771.281 | 8104202 | no | no |  |  | no |  |  | 1397112.561 | 15314787.389 |  | -1
node_8104202_200821743 |  |  | PQ | ABCD | 2771.281 | 8104202 | no | no |  |  | no |  |  | 1397130.243 | 15314877.428 |  | -1
node_8104202_200821744 |  |  | PQ | AN | 2771.281 | 8104202 | no | no |  |  | no |  |  | 1397171.703 | 15314932.771 |  | -1
node_8104202_200823275 |  |  | PQ | AN | 2771.281 | 8104202 | no | no |  |  | no |  |  | 1389733.379 | 15315546.208 |  | -1
node_8104202_200823277 |  |  | PQ | AN | 2771.281 | 8104202 | no | no |  |  | no |  |  | 1396939.259 | 15314921.579 |  | -1
node_8104202_200823278 |  |  | PQ | AN | 2771.281 | 8104202 | no | no |  |  | no |  |  | 1394070.525 | 15315441.107 |  | -1
node_8104202_200823280 |  |  | PQ | AN | 2771.281 | 8104202 | no | no |  |  | no |  |  | 1393833.819 | 15315488.769 |  | -1
node_8104202_200823281 |  |  | PQ | AN | 2771.281 | 8104202 | no | no |  |  | no |  |  | 1393603.411 | 15315570.417 |  | -1
node_8104202_200823282 |  |  | PQ | AD | 2771.281 | 8104202 | no | no |  |  | no |  |  | 1393363.604 | 15315585.71 |  | -1
node_8104202_200823283 |  |  | PQ | AD | 2771.281 | 8104202 | no | no |  |  | no |  |  | 1393176.769 | 15315559.742 |  | -1
node_8104202_200823284 |  |  | PQ | AD | 2771.281 | 8104202 | no | no |  |  | no |  |  | 1392873.127 | 15315579.556 |  | -1
node_8104202_200823285 |  |  | PQ | AN | 2771.281 | 8104202 | no | no |  |  | no |  |  | 1392602.388 | 15315573.338 |  | -1
node_8104202_200823286 |  |  | PQ | AN | 2771.281 | 8104202 | no | no |  |  | no |  |  | 1392376.742 | 15315619.398 |  | -1
node_8104202_200823287 |  |  | PQ | AD | 2771.281 | 8104202 | no | no |  |  | no |  |  | 1392289.918 | 15315484.596 |  | -1
node_8104202_200823288 |  |  | PQ | AD | 2771.281 | 8104202 | no | no |  |  | no |  |  | 1392132.104 | 15315440.991 |  | -1
node_8104202_200823289 |  |  | PQ | AN | 2771.281 | 8104202 | no | no |  |  | no |  |  | 1392056.843 | 15315435.889 |  | -1
node_8104202_200823290 |  |  | PQ | AD | 2771.281 | 8104202 | no | no |  |  | no |  |  | 1391974.882 | 15315507.687 |  | -1
node_8104202_200823291 |  |  | PQ | AN | 2771.281 | 8104202 | no | no |  |  | no |  |  | 1391935.288 | 15315717.02 |  | -1
node_8104202_200823292 |  |  | PQ | AN | 2771.281 | 8104202 | no | no |  |  | no |  |  | 1391889.923 | 15315418.698 |  | -1
node_8104202_200823294 |  |  | PQ | AD | 2771.281 | 8104202 | no | no |  |  | no |  |  | 1396774.263 | 15314981.972 |  | -1
node_8104202_200823295 |  |  | PQ | AN | 2771.281 | 8104202 | no | no |  |  | no |  |  | 1396626.596 | 15315048.403 |  | -1
node_8104202_200823296 |  |  | PQ | AN | 2771.281 | 8104202 | no | no |  |  | no |  |  | 1391655.703 | 15315408.112 |  | -1
node_8104202_200823298 |  |  | PQ | AN | 2771.281 | 8104202 | no | no |  |  | no |  |  | 1391407.889 | 15315392.617 |  | -1
node_8104202_200823300 |  |  | PQ | AN | 2771.281 | 8104202 | no | no |  |  | no |  |  | 1391166.244 | 15315381.001 |  | -1
node_8104202_200823301 |  |  | PQ | AN | 2771.281 | 8104202 | no | no |  |  | no |  |  | 1390907.482 | 15315364.027 |  | -1
node_8104202_200823302 |  |  | PQ | AD | 2771.281 | 8104202 | no | no |  |  | no |  |  | 1390639.202 | 15315347.919 |  | -1
node_8104202_200823303 |  |  | PQ | AD | 2771.281 | 8104202 | no | no |  |  | no |  |  | 1390360.851 | 15315334.623 |  | -1
node_8104202_200823304 |  |  | PQ | AD | 2771.281 | 8104202 | no | no |  |  | no |  |  | 1390240.49 | 15315334.159 |  | -1
node_8104202_200823305 |  |  | PQ | AN | 2771.281 | 8104202 | no | no |  |  | no |  |  | 1390278.604 | 15315581.275 |  | -1
node_8104202_200823306 |  |  | PQ | AD | 2771.281 | 8104202 | no | no |  |  | no |  |  | 1390163.973 | 15315322.533 |  | -1
node_8104202_200823307 |  |  | PQ | AD | 2771.281 | 8104202 | no | no |  |  | no |  |  | 1389999.201 | 15315310.729 |  | -1
node_8104202_200823308 |  |  | PQ | AD | 2771.281 | 8104202 | no | no |  |  | no |  |  | 1389760.617 | 15315300.223 |  | -1
node_8104202_200823311 |  |  | PQ | AN | 2771.281 | 8104202 | no | no |  |  | no |  |  | 1389528.492 | 15315293.336 |  | -1
node_8104202_200823312 |  |  | PQ | AD | 2771.281 | 8104202 | no | no |  |  | no |  |  | 1389271.309 | 15315276.772 |  | -1
node_8104202_200823313 |  |  | PQ | AN | 2771.281 | 8104202 | no | no |  |  | no |  |  | 1389339.165 | 15315329.656 |  | -1
node_8104202_200823315 |  |  | PQ | AN | 2771.281 | 8104202 | no | no |  |  | no |  |  | 1389110.824 | 15315262.456 |  | -1
node_8104202_200823316 |  |  | PQ | AN | 2771.281 | 8104202 | no | no |  |  | no |  |  | 1388920.454 | 15315256.162 |  | -1
node_8104202_200823318 |  |  | PQ | AN | 2771.281 | 8104202 | no | no |  |  | no |  |  | 1396430.744 | 15315140.15 |  | -1
node_8104202_200823321 |  |  | PQ | AN | 2771.281 | 8104202 | no | no |  |  | no |  |  | 1396230.008 | 15315170.61 |  | -1
node_8104202_200823322 |  |  | PQ | AD | 2771.281 | 8104202 | no | no |  |  | no |  |  | 1388590.635 | 15315250.705 |  | -1
node_8104202_200823323 |  |  | PQ | AN | 2771.281 | 8104202 | no | no |  |  | no |  |  | 1388617.609 | 15314986.723 |  | -1
node_8104202_200823325 |  |  | PQ | AN | 2771.281 | 8104202 | no | no |  |  | no |  |  | 1395945.729 | 15315198.999 |  | -1
node_8104202_200823326 |  |  | PQ | AD | 2771.281 | 8104202 | no | no |  |  | no |  |  | 1395799.552 | 15315202.802 |  | -1
node_8104202_200823327 |  |  | PQ | AN | 2771.281 | 8104202 | no | no |  |  | no |  |  | 1395572.22 | 15315207.828 |  | -1
node_8104202_200823329 |  |  | PQ | AN | 2771.281 | 8104202 | no | no |  |  | no |  |  | 1395295.421 | 15315289.823 |  | -1
node_8104202_200823331 |  |  | PQ | AD | 2771.281 | 8104202 | no | no |  |  | no |  |  | 1395016.713 | 15315319.52 |  | -1
node_8104202_200823332 |  |  | PQ | AD | 2771.281 | 8104202 | no | no |  |  | no |  |  | 1394779.311 | 15315343.764 |  | -1
node_8104202_200823333 |  |  | PQ | AD | 2771.281 | 8104202 | no | no |  |  | no |  |  | 1394833.227 | 15315402.593 |  | -1
node_8104202_200823334 |  |  | PQ | AN | 2771.281 | 8104202 | no | no |  |  | no |  |  | 1394827.545 | 15315530.48 |  | -1
node_8104202_200823335 |  |  | PQ | AD | 2771.281 | 8104202 | no | no |  |  | no |  |  | 1394542.303 | 15315372.057 |  | -1
node_8104202_200823336 |  |  | PQ | AN | 2771.281 | 8104202 | no | no |  |  | no |  |  | 1394299.292 | 15315386.799 |  | -1
node_8104202_200823341 |  |  | PQ | AD | 2771.281 | 8104202 | no | no |  |  | no |  |  | 1389323.014 | 15308091.336 |  | -1
node_8104202_200823343 |  |  | PQ | AN | 2771.281 | 8104202 | no | no |  |  | no |  |  | 1389606.199 | 15308298.152 |  | -1
node_8104202_200823344 |  |  | PQ | AD | 2771.281 | 8104202 | no | no |  |  | no |  |  | 1389594.269 | 15308364.911 |  | -1
node_8104202_200823346 |  |  | PQ | AN | 2771.281 | 8104202 | no | no |  |  | no |  |  | 1389888.305 | 15308757.057 |  | -1
node_8104202_200823347 |  |  | PQ | AD | 2771.281 | 8104202 | no | no |  |  | no |  |  | 1389816.21 | 15308789.979 |  | -1
node_8104202_200823348 |  |  | PQ | AD | 2771.281 | 8104202 | no | no |  |  | no |  |  | 1389624.918 | 15308786.016 |  | -1
node_8104202_200823349 |  |  | PQ | AN | 2771.281 | 8104202 | no | no |  |  | no |  |  | 1389232.922 | 15308765.778 |  | -1
node_8104202_200823350 |  |  | PQ | AN | 2771.281 | 8104202 | no | no |  |  | no |  |  | 1389903.002 | 15308748.247 |  | -1
node_8104202_200823351 |  |  | PQ | AN | 2771.281 | 8104202 | no | no |  |  | no |  |  | 1389840.582 | 15308989.586 |  | -1
node_8104202_200823354 |  |  | PQ | AN | 2771.281 | 8104202 | no | no |  |  | no |  |  | 1389826.217 | 15309349.272 |  | -1
node_8104202_200823355 |  |  | PQ | AD | 2771.281 | 8104202 | no | no |  |  | no |  |  | 1389821.703 | 15309511.993 |  | -1
node_8104202_200823356 |  |  | PQ | AN | 2771.281 | 8104202 | no | no |  |  | no |  |  | 1389806.228 | 15309705.925 |  | -1
node_8104202_200823357 |  |  | PQ | AD | 2771.281 | 8104202 | no | no |  |  | no |  |  | 1389801.874 | 15309888.069 |  | -1
node_8104202_200823358 |  |  | PQ | AN | 2771.281 | 8104202 | no | no |  |  | no |  |  | 1389797.614 | 15310081.417 |  | -1
node_8104202_200823359 |  |  | PQ | AD | 2771.281 | 8104202 | no | no |  |  | no |  |  | 1389784.167 | 15310325.539 |  | -1
node_8104202_200823360 |  |  | PQ | AN | 2771.281 | 8104202 | no | no |  |  | no |  |  | 1389776.417 | 15310478.847 |  | -1
node_8104202_200823361 |  |  | PQ | AD | 2771.281 | 8104202 | no | no |  |  | no |  |  | 1389762.831 | 15310876.227 |  | -1
node_8104202_200823362 |  |  | PQ | AD | 2771.281 | 8104202 | no | no |  |  | no |  |  | 1389738.825 | 15311250.472 |  | -1
node_8104202_200823363 |  |  | PQ | AN | 2771.281 | 8104202 | no | no |  |  | no |  |  | 1389424.496 | 15311235.325 |  | -1
node_8104202_200823364 |  |  | PQ | AN | 2771.281 | 8104202 | no | no |  |  | no |  |  | 1389797.619 | 15311219.997 |  | -1
node_8104202_200823365 |  |  | PQ | AN | 2771.281 | 8104202 | no | no |  |  | no |  |  | 1389777.805 | 15311543.683 |  | -1
node_8104202_200823366 |  |  | PQ | AN | 2771.281 | 8104202 | no | no |  |  | no |  |  | 1389763.799 | 15311827.094 |  | -1
node_8104202_200823367 |  |  | PQ | AN | 2771.281 | 8104202 | no | no |  |  | no |  |  | 1389697.651 | 15312108.295 |  | -1
node_8104202_200823369 |  |  | PQ | AN | 2771.281 | 8104202 | no | no |  |  | no |  |  | 1389675.302 | 15312449.27 |  | -1
node_8104202_200823372 |  |  | PQ | AN | 2771.281 | 8104202 | no | no |  |  | no |  |  | 1389695.94 | 15312741.901 |  | -1
node_8104202_200823374 |  |  | PQ | AN | 2771.281 | 8104202 | no | no |  |  | no |  |  | 1389635.873 | 15313018.556 |  | -1
node_8104202_200823375 |  |  | PQ | AD | 2771.281 | 8104202 | no | no |  |  | no |  |  | 1389624.752 | 15313298.491 |  | -1
node_8104202_200823376 |  |  | PQ | AD | 2771.281 | 8104202 | no | no |  |  | no |  |  | 1389610.433 | 15313549.557 |  | -1
node_8104202_200823377 |  |  | PQ | AN | 2771.281 | 8104202 | no | no |  |  | no |  |  | 1389670.113 | 15313497.553 |  | -1
node_8104202_200823378 |  |  | PQ | AD | 2771.281 | 8104202 | no | no |  |  | no |  |  | 1389603.328 | 15313764.299 |  | -1
node_8104202_200823379 |  |  | PQ | AN | 2771.281 | 8104202 | no | no |  |  | no |  |  | 1389656.751 | 15313769.948 |  | -1
node_8104202_200823380 |  |  | PQ | AD | 2771.281 | 8104202 | no | no |  |  | no |  |  | 1389591.802 | 15313891.861 |  | -1
node_8104202_200823381 |  |  | PQ | AN | 2771.281 | 8104202 | no | no |  |  | no |  |  | 1389605.356 | 15314244.681 |  | -1
node_8104202_200823382 |  |  | PQ | AN | 2771.281 | 8104202 | no | no |  |  | no |  |  | 1389384.231 | 15314397.799 |  | -1
node_8104202_200823383 |  |  | PQ | AN | 2771.281 | 8104202 | no | no |  |  | no |  |  | 1388102.668 | 15306966.023 |  | -1
node_8104202_200823384 |  |  | PQ | AD | 2771.281 | 8104202 | no | no |  |  | no |  |  | 1388236.035 | 15307120.184 |  | -1
node_8104202_200823385 |  |  | PQ | AN | 2771.281 | 8104202 | no | no |  |  | no |  |  | 1388404.705 | 15307274.338 |  | -1
node_8104202_200823386 |  |  | PQ | AD | 2771.281 | 8104202 | no | no |  |  | no |  |  | 1388588.19 | 15307459.111 |  | -1
node_8104202_200823387 |  |  | PQ | AN | 2771.281 | 8104202 | no | no |  |  | no |  |  | 1388780.189 | 15307636.153 |  | -1
node_8104202_200823388 |  |  | PQ | AD | 2771.281 | 8104202 | no | no |  |  | no |  |  | 1388952.743 | 15307809.104 |  | -1
node_8104202_200823389 |  |  | PQ | AD | 2771.281 | 8104202 | no | no |  |  | no |  |  | 1389160.173 | 15307962.475 |  | -1
node_8104202_200823697 |  |  | PQ | AD | 2771.281 | 8104202 | no | no |  |  | no |  |  | 1395276.567 | 15308135.681 |  | -1
node_8104202_200823702 |  |  | PQ | AN | 2771.281 | 8104202 | no | no |  |  | no |  |  | 1395177.629 | 15308057.55 |  | -1
node_8104202_200823703 |  |  | PQ | AD | 2771.281 | 8104202 | no | no |  |  | no |  |  | 1394962.565 | 15308042.513 |  | -1
node_8104202_200823705 |  |  | PQ | AN | 2771.281 | 8104202 | no | no |  |  | no |  |  | 1394678.327 | 15308023.354 |  | -1
node_8104202_200823709 |  |  | PQ | AD | 2771.281 | 8104202 | no | no |  |  | no |  |  | 1394220.37 | 15307995.398 |  | -1
node_8104202_200823711 |  |  | PQ | AD | 2771.281 | 8104202 | no | no |  |  | no |  |  | 1395098.009 | 15308214.888 |  | -1
node_8104202_200823719 |  |  | PQ | AD | 2771.281 | 8104202 | no | no |  |  | no |  |  | 1394314.492 | 15308426.247 |  | -1
node_8104202_200823720 |  |  | PQ | AD | 2771.281 | 8104202 | no | no |  |  | no |  |  | 1394164.952 | 15308425.853 |  | -1
node_8104202_200823822 |  |  | PQ | AN | 2771.281 | 8104202 | no | no |  |  | no |  |  | 1397161.514 | 15315664.753 |  | -1
node_8104202_200823824 |  |  | PQ | AD | 2771.281 | 8104202 | no | no |  |  | no |  |  | 1397133.869 | 15315779.233 |  | -1
node_8104202_200823825 |  |  | PQ | AD | 2771.281 | 8104202 | no | no |  |  | no |  |  | 1397105.47 | 15315917.44 |  | -1
node_8104202_200823826 |  |  | PQ | AN | 2771.281 | 8104202 | no | no |  |  | no |  |  | 1397086.916 | 15316019.589 |  | -1
node_8104202_200823844 |  |  | PQ | AN | 2771.281 | 8104202 | no | no |  |  | no |  |  | 1394706.297 | 15308857.485 |  | -1
node_8104202_200823846 |  |  | PQ | AD | 2771.281 | 8104202 | no | no |  |  | no |  |  | 1394370.993 | 15308834.932 |  | -1
node_8104202_200823847 |  |  | PQ | AD | 2771.281 | 8104202 | no | no |  |  | no |  |  | 1394218.97 | 15308827.634 |  | -1
node_8104202_200823869 |  |  | PQ | AD | 2771.281 | 8104202 | no | no |  |  | no |  |  | 1395288.802 | 15307657.586 |  | -1
node_8104202_200823872 |  |  | PQ | AD | 2771.281 | 8104202 | no | no |  |  | no |  |  | 1395077.551 | 15307652.011 |  | -1
node_8104202_200823873 |  |  | PQ | AN | 2771.281 | 8104202 | no | no |  |  | no |  |  | 1394929.05 | 15307664.792 |  | -1
node_8104202_200823874 |  |  | PQ | AD | 2771.281 | 8104202 | no | no |  |  | no |  |  | 1394785.313 | 15307660.646 |  | -1
node_8104202_200823877 |  |  | PQ | AD | 2771.281 | 8104202 | no | no |  |  | no |  |  | 1394655.681 | 15307667.803 |  | -1
node_8104202_200823878 |  |  | PQ | AN | 2771.281 | 8104202 | no | no |  |  | no |  |  | 1394584.29 | 15307665.61 |  | -1
node_8104202_200823879 |  |  | PQ | AD | 2771.281 | 8104202 | no | no |  |  | no |  |  | 1394437.587 | 15307663.584 |  | -1
node_8104202_200823880 |  |  | PQ | AD | 2771.281 | 8104202 | no | no |  |  | no |  |  | 1394343.699 | 15307600.784 |  | -1
node_8104202_200824086 |  |  | PQ | AN | 2771.281 | 8104202 | no | no |  |  | no |  |  | 1389487.586 | 15310465.312 |  | -1
node_8104202_200824087 |  |  | PQ | AN | 2771.281 | 8104202 | no | no |  |  | no |  |  | 1389180.59 | 15310444.798 |  | -1
node_8104202_200824089 |  |  | PQ | AD | 2771.281 | 8104202 | no | no |  |  | no |  |  | 1388908.558 | 15310369.251 |  | -1
node_8104202_200824090 |  |  | PQ | AN | 2771.281 | 8104202 | no | no |  |  | no |  |  | 1388665.287 | 15310448.796 |  | -1
node_8104202_200824091 |  |  | PQ | AN | 2771.281 | 8104202 | no | no |  |  | no |  |  | 1388768.013 | 15310200.116 |  | -1
node_8104202_200824278 |  |  | PQ | AN | 2771.281 | 8104202 | no | no |  |  | no |  |  | 1388630.595 | 15315531.477 |  | -1
node_8104202_200824280 |  |  | PQ | AN | 2771.281 | 8104202 | no | no |  |  | no |  |  | 1388626.62 | 15315677.169 |  | -1
node_8104202_200824281 |  |  | PQ | AN | 2771.281 | 8104202 | no | no |  |  | no |  |  | 1388619.869 | 15315980.454 |  | -1
node_8104202_200824283 |  |  | PQ | AN | 2771.281 | 8104202 | no | no |  |  | no |  |  | 1388593.627 | 15316283.365 |  | -1
node_8104202_200824286 |  |  | PQ | AN | 2771.281 | 8104202 | no | no |  |  | no |  |  | 1388660.92 | 15316582.085 |  | -1
node_8104202_200824287 |  |  | PQ | AN | 2771.281 | 8104202 | no | no |  |  | no |  |  | 1388730.534 | 15316871.062 |  | -1
node_8104202_200824289 |  |  | PQ | AD | 2771.281 | 8104202 | no | no |  |  | no |  |  | 1388744.997 | 15317105.087 |  | -1
node_8104202_200824617 |  |  | PQ | AD | 2771.281 | 8104202 | no | no |  |  | no |  |  | 1389471.407 | 15308101.092 |  | -1
node_8104202_200824619 |  |  | PQ | AD | 2771.281 | 8104202 | no | no |  |  | no |  |  | 1389773.816 | 15308139.877 |  | -1
node_8104202_200824620 |  |  | PQ | AD | 2771.281 | 8104202 | no | no |  |  | no |  |  | 1389961.315 | 15308158.305 |  | -1
node_8104202_200824621 |  |  | PQ | AD | 2771.281 | 8104202 | no | no |  |  | no |  |  | 1390242.97 | 15308173.897 |  | -1
node_8104202_200824630 |  |  | PQ | ABCN | 2771.281 | 8104202 | no | no |  |  | no |  |  | 1395996.288 | 15309701.346 |  | -1
node_8104202_200824631 |  |  | PQ | ABCN | 2771.281 | 8104202 | no | no |  |  | no |  |  | 1396070.194 | 15309534.907 |  | -1
node_8104202_200824657 |  |  | PQ | AN | 2771.281 | 8104202 | no | no |  |  | no |  |  | 1388801.491 | 15317088.907 |  | -1
node_8104202_200824658 |  |  | PQ | AD | 2771.281 | 8104202 | no | no |  |  | no |  |  | 1389021.332 | 15317098.798 |  | -1
node_8104202_200824659 |  |  | PQ | AN | 2771.281 | 8104202 | no | no |  |  | no |  |  | 1389203.479 | 15317015.269 |  | -1
node_8104202_200824660 |  |  | PQ | AD | 2771.281 | 8104202 | no | no |  |  | no |  |  | 1389247.395 | 15316778.491 |  | -1
node_8104202_200824661 |  |  | PQ | AN | 2771.281 | 8104202 | no | no |  |  | no |  |  | 1389266.058 | 15316545.058 |  | -1
node_8104202_200824662 |  |  | PQ | AD | 2771.281 | 8104202 | no | no |  |  | no |  |  | 1389276.921 | 15316311.92 |  | -1
node_8104202_200824663 |  |  | PQ | AN | 2771.281 | 8104202 | no | no |  |  | no |  |  | 1389316.455 | 15315986.089 |  | -1
node_8104202_200824665 |  |  | PQ | AD | 2771.281 | 8104202 | no | no |  |  | no |  |  | 1395902.348 | 15315231.357 |  | -1
node_8104202_200824666 |  |  | PQ | AD | 2771.281 | 8104202 | no | no |  |  | no |  |  | 1395796.72 | 15315462.023 |  | -1
node_8104202_200824667 |  |  | PQ | AD | 2771.281 | 8104202 | no | no |  |  | no |  |  | 1395799.509 | 15315730.142 |  | -1
node_8104202_200824668 |  |  | PQ | AN | 2771.281 | 8104202 | no | no |  |  | no |  |  | 1395871.598 | 15316017.296 |  | -1
node_8104202_200831521 |  |  | PQ | AN | 7199.557 | 8104202 | no | no |  |  | no |  |  | 1393211.411 | 15307439.863 |  | -1
node_8104202_200831850 |  |  | PQ | ABCD | 2771.281 | 8104202 | no | no |  |  | no |  |  | 1395290.079 | 15307302.95 |  | -1
node_8104202_200831854 |  |  | PQ | ABCD | 2771.281 | 8104202 | no | no |  |  | no |  |  | 1395347.263 | 15307560.697 |  | -1
node_8104202_200832221 |  |  | PQ | AD | 2771.281 | 8104202 | no | no |  |  | no |  |  | 1388161.85 | 15305591.516 |  | -1
node_8104202_200832222 |  |  | PQ | AN | 2771.281 | 8104202 | no | no |  |  | no |  |  | 1388153.365 | 15305739.29 |  | -1
node_8104202_200832223 |  |  | PQ | AN | 2771.281 | 8104202 | no | no |  |  | no |  |  | 1388144.442 | 15305922.966 |  | -1
node_8104202_200832224 |  |  | PQ | AD | 2771.281 | 8104202 | no | no |  |  | no |  |  | 1388123.968 | 15306266.98 |  | -1
node_8104202_200832225 |  |  | PQ | AN | 2771.281 | 8104202 | no | no |  |  | no |  |  | 1388160.791 | 15306429.725 |  | -1
node_8104202_200832226 |  |  | PQ | AN | 2771.281 | 8104202 | no | no |  |  | no |  |  | 1388110.776 | 15306696.803 |  | -1
node_8104202_200832428 |  |  | PQ | AD | 2771.281 | 8104202 | no | no |  |  | no |  |  | 1394096.737 | 15307426.821 |  | -1
node_8104202_200832429 |  |  | PQ | AN | 2771.281 | 8104202 | no | no |  |  | no |  |  | 1393977.945 | 15307417.211 |  | -1
node_8104202_200832434 |  |  | PQ | AN | 2771.281 | 8104202 | no | no |  |  | no |  |  | 1394233.562 | 15307513.209 |  | -1
node_8104202_200916325 |  |  | PQ | ABCD | 2771.281 | 8104202 | no | no |  |  | no |  |  | 1392888.3 | 15307784.092 |  | -1
node_8104202_200949138 |  |  | PQ | ABCD | 2771.281 | 8104202 | no | no |  |  | no |  |  | 1395415.981 | 15307919.667 |  | -1
node_8104202_200949139 |  |  | PQ | ABCN | 2771.281 | 8104202 | no | no |  |  | no |  |  | 1395450.069 | 15308156.492 |  | -1
node_8104202_200949140 |  |  | PQ | ABCN | 2771.281 | 8104202 | no | no |  |  | no |  |  | 1395465.298 | 15308239.603 |  | -1
node_8104202_200949141 |  |  | PQ | ABCN | 2771.281 | 8104202 | no | no |  |  | no |  |  | 1395475.975 | 15308330.641 |  | -1
node_8104202_200949142 |  |  | PQ | ABCN | 2771.281 | 8104202 | no | no |  |  | no |  |  | 1395508.727 | 15308469.354 |  | -1
node_8104202_200949143 |  |  | PQ | ABCD | 2771.281 | 8104202 | no | no |  |  | no |  |  | 1395520.21 | 15308517.347 |  | -1
node_8104202_200949144 |  |  | PQ | ABCN | 2771.281 | 8104202 | no | no |  |  | no |  |  | 1395547.549 | 15308683.959 |  | -1
node_8104202_200949146 |  |  | PQ | ABCD | 2771.281 | 8104202 | no | no |  |  | no |  |  | 1395614.701 | 15308923.39 |  | -1
node_8104202_200949148 |  |  | PQ | ABCN | 2771.281 | 8104202 | no | no |  |  | no |  |  | 1395649.516 | 15309062.381 |  | -1
node_8104202_200949149 |  |  | PQ | ABCD | 2771.281 | 8104202 | no | no |  |  | no |  |  | 1395660.027 | 15309123.815 |  | -1
node_8104202_200949161 |  |  | PQ | ABCD | 2771.281 | 8104202 | no | no |  |  | no |  |  | 1395207.532 | 15307067.64 |  | -1
node_8104202_200949162 |  |  | PQ | ABCN | 2771.281 | 8104202 | no | no |  |  | no |  |  | 1395247.989 | 15307202.334 |  | -1
node_8104202_200949164 |  |  | PQ | ABCD | 2771.281 | 8104202 | no | no |  |  | no |  |  | 1395329.253 | 15307445.828 |  | -1
node_8104202_200950376 |  |  | PQ | AD | 2771.281 | 8104202 | no | no |  |  | no |  |  | 1392542.829 | 15311119.537 |  | -1
node_8104202_200970121 |  |  | PQ | AN | 2771.281 | 8104202 | no | no |  |  | no |  |  | 1388723.629 | 15310855.498 |  | -1
node_8104202_200970122 |  |  | PQ | AN | 2771.281 | 8104202 | no | no |  |  | no |  |  | 1388754.399 | 15310424.241 |  | -1
node_8104202_200978900 |  |  | PQ | ABCN | 2771.281 | 8104202 | no | no |  |  | no |  |  | 1395545.503 | 15308352.217 |  | -1
node_8104202_201010224 |  |  | PQ | ABCN | 2771.281 | 8104202 | no | no |  |  | no |  |  | 1395804.349 | 15309841.41 |  | -1
node_8104202_201027229 |  |  | PQ | ABCN | 2771.281 | 8104202 | no | no |  |  | no |  |  | 1395512.474 | 15307782.39 |  | -1
node_8104202_201027234 |  |  | PQ | AN | 2771.281 | 8104202 | no | no |  |  | no |  |  | 1391621.368 | 15312771.381 |  | -1
node_8104202_201027235 |  |  | PQ | AN | 2771.281 | 8104202 | no | no |  |  | no |  |  | 1392733.79 | 15311945.145 |  | -1
node_8104202_201027236 |  |  | PQ | AN | 2771.281 | 8104202 | no | no |  |  | no |  |  | 1389894.182 | 15313533.256 |  | -1
node_8104202_201027237 |  |  | PQ | AN | 2771.281 | 8104202 | no | no |  |  | no |  |  | 1390132.56 | 15308550.223 |  | -1
node_8104202_201027238 |  |  | PQ | ABCN | 2771.281 | 8104202 | no | no |  |  | no |  |  | 1395555.049 | 15308169.273 |  | -1
node_8104202_201027239 |  |  | PQ | AN | 2771.281 | 8104202 | no | no |  |  | no |  |  | 1389878.645 | 15312910.815 |  | -1
node_8104202_201027240 |  |  | PQ | AN | 2771.281 | 8104202 | no | no |  |  | no |  |  | 1390972.007 | 15312380.019 |  | -1
node_8104202_201027241 |  |  | PQ | AN | 2771.281 | 8104202 | no | no |  |  | no |  |  | 1392617.355 | 15315923.883 |  | -1
node_8104202_201027350 |  |  | PQ | ABCN | 2771.281 | 8104202 | no | no |  |  | no |  |  | 1395706.936 | 15308201.371 |  | -1
node_8104202_201033832 |  |  | PQ | AD | 2771.281 | 8104202 | no | no |  |  | no |  |  | 1394823.254 | 15308034.423 |  | -1
node_8104202_201033833 |  |  | PQ | AD | 2771.281 | 8104202 | no | no |  |  | no |  |  | 1394520.965 | 15308017.446 |  | -1
node_8104202_201034463 |  |  | PQ | AD | 2771.281 | 8104202 | no | no |  |  | no |  |  | 1395517.467 | 15308898.753 |  | -1
node_8104202_201034464 |  |  | PQ | AD | 2771.281 | 8104202 | no | no |  |  | no |  |  | 1395378.328 | 15308884.412 |  | -1
node_8104202_201034465 |  |  | PQ | AN | 2771.281 | 8104202 | no | no |  |  | no |  |  | 1395261.969 | 15308886.342 |  | -1
node_8104202_201034466 |  |  | PQ | AD | 2771.281 | 8104202 | no | no |  |  | no |  |  | 1395070.588 | 15308873.822 |  | -1
node_8104202_201034467 |  |  | PQ | AD | 2771.281 | 8104202 | no | no |  |  | no |  |  | 1394879.632 | 15308867.742 |  | -1
node_8104202_201034468 |  |  | PQ | AD | 2771.281 | 8104202 | no | no |  |  | no |  |  | 1394535.003 | 15308846.862 |  | -1
node_8104202_201034469 |  |  | PQ | AN | 2771.281 | 8104202 | no | no |  |  | no |  |  | 1394050.114 | 15308823.295 |  | -1
node_8104202_201034470 |  |  | PQ | AD | 2771.281 | 8104202 | no | no |  |  | no |  |  | 1393902.327 | 15308805.174 |  | -1
node_8104202_201034471 |  |  | PQ | AD | 2771.281 | 8104202 | no | no |  |  | no |  |  | 1393779.683 | 15308742.344 |  | -1
node_8104202_201034472 |  |  | PQ | AD | 2771.281 | 8104202 | no | no |  |  | no |  |  | 1393705.725 | 15308709.227 |  | -1
node_8104202_201034474 |  |  | PQ | AN | 2771.281 | 8104202 | no | no |  |  | no |  |  | 1393630.945 | 15308808.385 |  | -1
node_8104202_201034476 |  |  | PQ | AD | 2771.281 | 8104202 | no | no |  |  | no |  |  | 1393469.44 | 15308745.555 |  | -1
node_8104202_201034477 |  |  | PQ | AN | 2771.281 | 8104202 | no | no |  |  | no |  |  | 1393396.519 | 15308720.778 |  | -1
node_8104202_201034630 |  |  | PQ | AN | 2771.281 | 8104202 | no | no |  |  | no |  |  | 1394367.222 | 15308014.439 |  | -1
node_8104202_201034758 |  |  | PQ | AD | 2771.281 | 8104202 | no | no |  |  | no |  |  | 1394069.905 | 15307984.812 |  | -1
node_8104202_201034759 |  |  | PQ | AN | 2771.281 | 8104202 | no | no |  |  | no |  |  | 1393999.961 | 15307953.264 |  | -1
node_8104202_201034760 |  |  | PQ | AD | 2771.281 | 8104202 | no | no |  |  | no |  |  | 1393842.148 | 15307944.9 |  | -1
node_8104202_201034763 |  |  | PQ | AD | 2771.281 | 8104202 | no | no |  |  | no |  |  | 1393824.858 | 15308140.347 |  | -1
node_8104202_201034764 |  |  | PQ | AD | 2771.281 | 8104202 | no | no |  |  | no |  |  | 1393823.71 | 15308214.87 |  | -1
node_8104202_201034765 |  |  | PQ | AN | 2771.281 | 8104202 | no | no |  |  | no |  |  | 1393602.773 | 15308328.41 |  | -1
node_8104202_201034767 |  |  | PQ | AD | 2771.281 | 8104202 | no | no |  |  | no |  |  | 1393861.715 | 15308032.75 |  | -1
node_8104202_201034768 |  |  | PQ | AD | 2771.281 | 8104202 | no | no |  |  | no |  |  | 1393751.693 | 15308265.106 |  | -1
node_8104202_201034769 |  |  | PQ | ABCD | 2771.281 | 8104202 | no | no |  |  | no |  |  | 1395458.966 | 15309292.974 |  | -1
node_8104202_201034770 |  |  | PQ | ABCD | 2771.281 | 8104202 | no | no |  |  | no |  |  | 1395301.695 | 15309278.359 |  | -1
node_8104202_201034771 |  |  | PQ | ABCN | 2771.281 | 8104202 | no | no |  |  | no |  |  | 1395122.145 | 15309277.602 |  | -1
node_8104202_201034772 |  |  | PQ | ABCD | 2771.281 | 8104202 | no | no |  |  | no |  |  | 1394944.104 | 15309273.325 |  | -1
node_8104202_201034773 |  |  | PQ | ABCD | 2771.281 | 8104202 | no | no |  |  | no |  |  | 1394796.874 | 15309256.104 |  | -1
node_8104202_201034774 |  |  | PQ | ABCN | 2771.281 | 8104202 | no | no |  |  | no |  |  | 1394643.741 | 15309256.178 |  | -1
node_8104202_201034775 |  |  | PQ | ABCD | 2771.281 | 8104202 | no | no |  |  | no |  |  | 1394488.315 | 15309263.815 |  | -1
node_8104202_201034776 |  |  | PQ | ABCD | 2771.281 | 8104202 | no | no |  |  | no |  |  | 1394339.816 | 15309234.745 |  | -1
node_8104202_201035201 |  |  | PQ | AN | 2771.281 | 8104202 | no | no |  |  | no |  |  | 1395008.363 | 15308370.961 |  | -1
node_8104202_201035202 |  |  | PQ | AD | 2771.281 | 8104202 | no | no |  |  | no |  |  | 1394920.339 | 15308445.238 |  | -1
node_8104202_201035203 |  |  | PQ | AD | 2771.281 | 8104202 | no | no |  |  | no |  |  | 1394764.752 | 15308458.604 |  | -1
node_8104202_201035204 |  |  | PQ | AD | 2771.281 | 8104202 | no | no |  |  | no |  |  | 1394613.777 | 15308452.662 |  | -1
node_8104202_201035205 |  |  | PQ | AN | 2771.281 | 8104202 | no | no |  |  | no |  |  | 1394468.481 | 15308450.953 |  | -1
node_8104202_201035206 |  |  | PQ | AN | 2771.281 | 8104202 | no | no |  |  | no |  |  | 1394001.958 | 15308413.502 |  | -1
node_8104202_201035208 |  |  | PQ | ABCN | 2771.281 | 8104202 | no | no |  |  | no |  |  | 1394077.665 | 15309202.858 |  | -1
node_8104202_201035209 |  |  | PQ | AN | 2771.281 | 8104202 | no | no |  |  | no |  |  | 1393650.146 | 15309169.027 |  | -1
node_8104202_201035211 |  |  | PQ | ABCD | 2771.281 | 8104202 | no | no |  |  | no |  |  | 1393909.667 | 15309184.717 |  | -1
node_8104202_201035212 |  |  | PQ | AD | 2771.281 | 8104202 | no | no |  |  | no |  |  | 1393738.287 | 15309175.845 |  | -1
node_8104202_201059058 |  |  | PQ | AD | 2771.281 | 8104202 | no | no |  |  | no |  |  | 1391094.199 | 15310940.996 |  | -1
node_8104202_310020341 |  |  | PQ | AN | 2771.281 | 8104202 | no | no |  |  | no |  |  | 1390242.115 | 15311223.311 |  | -1
node_8104202_310054926 |  |  | PQ | AN | 7199.557 | 8104202 | no | no |  |  | no |  |  | 1392838.143 | 15307671.113 |  | -1
node_8104202_310054927 |  |  | PQ | ABCD | 2771.281 | 8104202 | no | no |  |  | no |  |  | 1392868.679 | 15307748.17 |  | -1
node_8104202_310054929 |  |  | PQ | AN | 7199.557 | 8104202 | no | no |  |  | no |  |  | 1392730.853 | 15307459.661 |  | -1
node_8104202_311893598 |  |  | PQ | ABCN | 2771.281 | 8104202 | no | no |  |  | no |  |  | 1396088.264 | 15309517.299 |  | -1
node_8104202_311893599 |  |  | PQ | ABCN | 2771.281 | 8104202 | no | no |  |  | no |  |  | 1395813.07 | 15309425.368 |  | -1
node_220523286 |  |  | PQ | AN | 7199.557 | 8104202 | no | no |  |  | no |  |  | 1392813.864 | 15307677.696 |  | -1
node_220557260 |  |  | PQ | AD | 7199.557 | 8104202 | no | no |  |  | no |  |  | 1392826.449 | 15307674.284 |  | -1
node_310054932 |  |  | PQ | AD | 2771.281 | 8104202 | no | no |  |  | no |  |  | 1392799.041 | 15307681.716 |  | -1
node_312115895 |  |  | PQ | ABCD | 2771.281 | 8104202 | no | no |  |  | no |  |  | 1393451.245 | 15309758.835 |  | -1
node_312115898 |  |  | PQ | ABCD | 2771.281 | 8104202 | no | no |  |  | no |  |  | 1393452.461 | 15309762.574 |  | -1
node_SOURCE_8104202 |  |  | SWING | ABCN | 2771.281 | 8104202 | no | no |  |  | no |  |  | 1392899.415 | 15307827.166 |  | -1
node_intto1_1395128_692_15306826_056 |  |  | PQ | ABCD | 2771.281 | 8104202 | no | no |  |  | no |  |  | 1395128.692 | 15306826.056 |  | -1
node_intto1_1397506_936_15315407_767 |  |  | PQ | ABCD | 2771.281 | 8104202 | no | no |  |  | no |  |  | 1397506.936 | 15315407.767 |  | -1
node_intto1_8104202_200820897 |  |  | PQ | AN | 2771.281 | 8104202 | no | no |  |  | no |  |  | 1390328.188 | 15313720.981 |  | -1
node_intto1_8104202_200821494 |  |  | PQ | ABCD | 2771.281 | 8104202 | no | no |  |  | no |  |  | 1395635.988 | 15309292.711 |  | -1
node_intto1_8104202_200821510 |  |  | PQ | AD | 2771.281 | 8104202 | no | no |  |  | no |  |  | 1395823.892 | 15308713.625 |  | -1
node_intto1_8104202_200821522 |  |  | PQ | ABCD | 2771.281 | 8104202 | no | no |  |  | no |  |  | 1395499.608 | 15309302.128 |  | -1
node_intto1_8104202_200821549 |  |  | PQ | ABCD | 2771.281 | 8104202 | no | no |  |  | no |  |  | 1393712.733 | 15309693.922 |  | -1
node_intto1_8104202_200821552 |  |  | PQ | AD | 2771.281 | 8104202 | no | no |  |  | no |  |  | 1393365.269 | 15309809.661 |  | -1
node_intto1_8104202_200821594 |  |  | PQ | AD | 2771.281 | 8104202 | no | no |  |  | no |  |  | 1390304.423 | 15310503.804 |  | -1
node_intto1_8104202_200821660 |  |  | PQ | AD | 2771.281 | 8104202 | no | no |  |  | no |  |  | 1397182.557 | 15315245.916 |  | -1
node_intto1_8104202_200821676 |  |  | PQ | ABCD | 2771.281 | 8104202 | no | no |  |  | no |  |  | 1392927.64 | 15308311.069 |  | -1
node_intto1_8104202_200821713 |  |  | PQ | ABCD | 2771.281 | 8104202 | no | no |  |  | no |  |  | 1397205.217 | 15315217.566 |  | -1
node_intto1_8104202_200823277 |  |  | PQ | AD | 2771.281 | 8104202 | no | no |  |  | no |  |  | 1396939.259 | 15314921.579 |  | -1
node_intto1_8104202_200823298 |  |  | PQ | AD | 2771.281 | 8104202 | no | no |  |  | no |  |  | 1391407.889 | 15315392.617 |  | -1
node_intto1_8104202_200823389 |  |  | PQ | AD | 2771.281 | 8104202 | no | no |  |  | no |  |  | 1389160.173 | 15307962.475 |  | -1
node_intto1_8104202_200823872 |  |  | PQ | AD | 2771.281 | 8104202 | no | no |  |  | no |  |  | 1395077.551 | 15307652.011 |  | -1
node_intto1_8104202_200970121 |  |  | PQ | AN | 2771.281 | 8104202 | no | no |  |  | no |  |  | 1388723.629 | 15310855.498 |  | -1
node_intto1_8104202_200978900 |  |  | PQ | ABCN | 2771.281 | 8104202 | no | no |  |  | no |  |  | 1395545.503 | 15308352.217 |  | -1
node_intto1_8104202_201027234 |  |  | PQ | AN | 2771.281 | 8104202 | no | no |  |  | no |  |  | 1391621.368 | 15312771.381 |  | -1
node_intto1_8104202_201027235 |  |  | PQ | AN | 2771.281 | 8104202 | no | no |  |  | no |  |  | 1392733.79 | 15311945.145 |  | -1
node_intto1_8104202_201027237 |  |  | PQ | AN | 2771.281 | 8104202 | no | no |  |  | no |  |  | 1390132.56 | 15308550.223 |  | -1
node_intto1_8104202_201027238 |  |  | PQ | ABCN | 2771.281 | 8104202 | no | no |  |  | no |  |  | 1395555.049 | 15308169.273 |  | -1
node_intto1_8104202_201027239 |  |  | PQ | AN | 2771.281 | 8104202 | no | no |  |  | no |  |  | 1389878.645 | 15312910.815 |  | -1
node_intto1_8104202_201027240 |  |  | PQ | AN | 2771.281 | 8104202 | no | no |  |  | no |  |  | 1390972.007 | 15312380.019 |  | -1
node_intto1_8104202_201027350 |  |  | PQ | ABCN | 2771.281 | 8104202 | no | no |  |  | no |  |  | 1395706.936 | 15308201.371 |  | -1
node_intto1_8104202_201034464 |  |  | PQ | AD | 2771.281 | 8104202 | no | no |  |  | no |  |  | 1395378.328 | 15308884.412 |  | -1
node_intto1_8104202_311893599 |  |  | PQ | ABCN | 2771.281 | 8104202 | no | no |  |  | no |  |  | 1395813.07 | 15309425.368 |  | -1
node_intto1_220523286 |  |  | PQ | AD | 2771.281 | 8104202 | no | no |  |  | no |  |  | 1392813.864 | 15307677.696 |  | -1
node_intto1_220557260 |  |  | PQ | AD | 7199.557 | 8104202 | no | no |  |  | no |  |  | 1392826.449 | 15307674.284 |  | -1
node_intto1_310054932 |  |  | PQ | AD | 2771.281 | 8104202 | no | no |  |  | no |  |  | 1392799.041 | 15307681.716 |  | -1
node_intto1_312115895 |  |  | PQ | ABCD | 2771.281 | 8104202 | no | no |  |  | no |  |  | 1393451.245 | 15309758.835 |  | -1
node_intto1_312115898 |  |  | PQ | ABCD | 2771.281 | 8104202 | no | no |  |  | no |  |  | 1393452.461 | 15309762.574 |  | -1

## overhead_line
data_type | static
owner_type | feeder
owner | 8104202
object | overhead_line
name | groupid | phases | fr | to | length | configuration | dcircuit | selected | monitored | monitored_fields | class_monitored_fields | played | played_fields | comments | R | X | B | lim_kw
oh_line_8104202_200821475 |  | ABCD | node_8104202_200821476 | node_8104202_200821475 | 122.682 | bal_3P_4/0AA | 8104202 | no | no |  |  | no |  |  | 0 | 0 | 0 | 0
oh_line_8104202_200821476 |  | ABCD | node_8104202_200949138 | node_8104202_200821476 | 124.961 | bal_3P_4/0AA | 8104202 | no | no |  |  | no |  |  | 0 | 0 | 0 | 0
oh_line_8104202_200821479 |  | ABCD | node_8104202_200949139 | node_8104202_200821479 | 113.657 | bal_3P_4/0AA | 8104202 | no | no |  |  | no |  |  | 0 | 0 | 0 | 0
oh_line_8104202_200821490 |  | ABCD | node_8104202_200949146 | node_8104202_200821490 | 84.005 | bal_3P_4/0AA | 8104202 | no | no |  |  | no |  |  | 0 | 0 | 0 | 0
oh_line_8104202_200821494 |  | ABCD | node_8104202_200821495 | node_intto1_8104202_200821494 | 125.248 | bal_3P_4/0AA | 8104202 | no | no |  |  | no |  |  | 0 | 0 | 0 | 0
oh_line_8104202_200821495 |  | ABCD | node_8104202_200821496 | node_8104202_200821495 | 78.956 | bal_3P_4/0AA | 8104202 | no | no |  |  | no |  |  | 0 | 0 | 0 | 0
oh_line_8104202_200821496 |  | ABCD | node_8104202_200821497 | node_8104202_200821496 | 169.692 | bal_3P_4/0AA | 8104202 | no | no |  |  | no |  |  | 0 | 0 | 0 | 0
oh_line_8104202_200821497 |  | ABCD | node_8104202_200821498 | node_8104202_200821497 | 159.306 | bal_3P_4/0AA | 8104202 | no | no |  |  | no |  |  | 0 | 0 | 0 | 0
oh_line_8104202_200821498 |  | ABCD | node_8104202_200821541 | node_8104202_200821498 | 95.884 | bal_3P_477AL | 8104202 | no | no |  |  | no |  |  | 0 | 0 | 0 | 0
oh_line_8104202_200821509 |  | AD | node_8104202_200949144 | node_8104202_200821509 | 192.359 | bal_1P_4CU | 8104202 | no | no |  |  | no |  |  | 0 | 0 | 0 | 0
oh_line_8104202_200821510 |  | AD | node_8104202_200821509 | node_intto1_8104202_200821510 | 86.31 | bal_1P_4CU | 8104202 | no | no |  |  | no |  |  | 0 | 0 | 0 | 0
oh_line_8104202_200821511 |  | AD | node_8104202_200821510 | node_8104202_200821511 | 96.63 | bal_1P_4CU | 8104202 | no | no |  |  | no |  |  | 0 | 0 | 0 | 0
oh_line_8104202_200821513 |  | AD | node_8104202_200821511 | node_8104202_200821513 | 154.378 | bal_1P_4CU | 8104202 | no | no |  |  | no |  |  | 0 | 0 | 0 | 0
oh_line_8104202_200821514 |  | AD | node_8104202_200821513 | node_8104202_200821514 | 112.752 | bal_1P_1/0AC | 8104202 | no | no |  |  | no |  |  | 0 | 0 | 0 | 0
oh_line_8104202_200821515 |  | AD | node_8104202_200821513 | node_8104202_200821515 | 150.204 | bal_1P_1/0AC | 8104202 | no | no |  |  | no |  |  | 0 | 0 | 0 | 0
oh_line_8104202_200821516 |  | AD | node_8104202_200821515 | node_8104202_200821516 | 123.307 | bal_1P_1/0AC | 8104202 | no | no |  |  | no |  |  | 0 | 0 | 0 | 0
oh_line_8104202_200821517 |  | AD | node_8104202_200821516 | node_8104202_200821517 | 86.704 | bal_1P_1/0AC | 8104202 | no | no |  |  | no |  |  | 0 | 0 | 0 | 0
oh_line_8104202_200821518 |  | AD | node_8104202_200821517 | node_8104202_200821518 | 163.07 | bal_1P_1/0AC | 8104202 | no | no |  |  | no |  |  | 0 | 0 | 0 | 0
oh_line_8104202_200821520 |  | AD | node_8104202_200821518 | node_8104202_200821520 | 132.849 | bal_1P_1/0AC | 8104202 | no | no |  |  | no |  |  | 0 | 0 | 0 | 0
oh_line_8104202_200821521 |  | ABCD | node_8104202_200821494 | node_8104202_200821521 | 55.389 | bal_3P_1/0AA | 8104202 | no | no |  |  | no |  |  | 0 | 0 | 0 | 0
oh_line_8104202_200821522 |  | ABCD | node_8104202_200821521 | node_intto1_8104202_200821522 | 81.423 | bal_3P_1/0AA | 8104202 | no | no |  |  | no |  |  | 0 | 0 | 0 | 0
oh_line_8104202_200821536 |  | ABCD | node_8104202_201034776 | node_8104202_200821536 | 139.218 | bal_3P_4CU | 8104202 | no | no |  |  | no |  |  | 0 | 0 | 0 | 0
oh_line_8104202_200821541 |  | ABCD | node_8104202_200821555 | node_8104202_200821541 | 135.065 | bal_3P_477AL | 8104202 | no | no |  |  | no |  |  | 0 | 0 | 0 | 0
oh_line_8104202_200821542 |  | ABCD | node_8104202_200821544 | node_8104202_200821542 | 142.526 | bal_3P_477AL | 8104202 | no | no |  |  | no |  |  | 0 | 0 | 0 | 0
oh_line_8104202_200821544 |  | ABCD | node_8104202_200821545 | node_8104202_200821544 | 118.652 | bal_3P_477AL | 8104202 | no | no |  |  | no |  |  | 0 | 0 | 0 | 0
oh_line_8104202_200821545 |  | ABCD | node_8104202_200821546 | node_8104202_200821545 | 181.54 | bal_3P_477AL | 8104202 | no | no |  |  | no |  |  | 0 | 0 | 0 | 0
oh_line_8104202_200821546 |  | ABCD | node_8104202_200821547 | node_8104202_200821546 | 153.809 | bal_3P_477AL | 8104202 | no | no |  |  | no |  |  | 0 | 0 | 0 | 0
oh_line_8104202_200821547 |  | ABCD | node_8104202_200821548 | node_8104202_200821547 | 106.728 | bal_3P_477AL | 8104202 | no | no |  |  | no |  |  | 0 | 0 | 0 | 0
oh_line_8104202_200821548 |  | ABCD | node_8104202_200821549 | node_8104202_200821548 | 97.299 | bal_3P_477AL | 8104202 | no | no |  |  | no |  |  | 0 | 0 | 0 | 0
oh_line_8104202_200821549 |  | ABCD | node_8104202_200821550 | node_intto1_8104202_200821549 | 168.091 | bal_3P_477AL | 8104202 | no | no |  |  | no |  |  | 0 | 0 | 0 | 0
oh_line_8104202_200821550 |  | ABCD | node_8104202_200821683 | node_8104202_200821550 | 103.572 | bal_3P_477AL | 8104202 | no | no |  |  | no |  |  | 0 | 0 | 0 | 0
oh_line_8104202_200821552 |  | AD | node_8104202_200821683 | node_intto1_8104202_200821552 | 103.179 | bal_1P_1/0AA | 8104202 | no | no |  |  | no |  |  | 0 | 0 | 0 | 0
oh_line_8104202_200821554 |  | AD | node_8104202_200821552 | node_8104202_200821554 | 205.118 | bal_1P_1/0AA | 8104202 | no | no |  |  | no |  |  | 0 | 0 | 0 | 0
oh_line_8104202_200821555 |  | ABCD | node_8104202_200821570 | node_8104202_200821555 | 148.81 | bal_3P_477AL | 8104202 | no | no |  |  | no |  |  | 0 | 0 | 0 | 0
oh_line_8104202_200821556 |  | AD | node_8104202_200821554 | node_8104202_200821556 | 141.662 | bal_1P_1/0AA | 8104202 | no | no |  |  | no |  |  | 0 | 0 | 0 | 0
oh_line_8104202_200821558 |  | AD | node_8104202_200821556 | node_8104202_200821558 | 111.214 | bal_1P_1/0AA | 8104202 | no | no |  |  | no |  |  | 0 | 0 | 0 | 0
oh_line_8104202_200821559 |  | AD | node_8104202_200821558 | node_8104202_200821559 | 147.097 | bal_1P_1/0AA | 8104202 | no | no |  |  | no |  |  | 0 | 0 | 0 | 0
oh_line_8104202_200821560 |  | AD | node_8104202_200821559 | node_8104202_200821560 | 153.601 | bal_1P_1/0AA | 8104202 | no | no |  |  | no |  |  | 0 | 0 | 0 | 0
oh_line_8104202_200821562 |  | AD | node_8104202_200821560 | node_8104202_200821562 | 155.649 | bal_1P_1/0AA | 8104202 | no | no |  |  | no |  |  | 0 | 0 | 0 | 0
oh_line_8104202_200821563 |  | AD | node_8104202_200821562 | node_8104202_200821563 | 127.587 | bal_1P_1/0AA | 8104202 | no | no |  |  | no |  |  | 0 | 0 | 0 | 0
oh_line_8104202_200821564 |  | AD | node_8104202_200821563 | node_8104202_200821564 | 179.919 | bal_1P_1/0AA | 8104202 | no | no |  |  | no |  |  | 0 | 0 | 0 | 0
oh_line_8104202_200821565 |  | AD | node_8104202_200821564 | node_8104202_200821565 | 203.368 | bal_1P_1/0AA | 8104202 | no | no |  |  | no |  |  | 0 | 0 | 0 | 0
oh_line_8104202_200821567 |  | AD | node_8104202_200950376 | node_8104202_200821567 | 229.763 | bal_1P_1/0AA | 8104202 | no | no |  |  | no |  |  | 0 | 0 | 0 | 0
oh_line_8104202_200821568 |  | AD | node_8104202_200821567 | node_8104202_200821568 | 87.974 | bal_1P_1/0AC | 8104202 | no | no |  |  | no |  |  | 0 | 0 | 0 | 0
oh_line_8104202_200821569 |  | AD | node_8104202_200821567 | node_8104202_200821569 | 170.619 | bal_1P_1/0AA | 8104202 | no | no |  |  | no |  |  | 0 | 0 | 0 | 0
oh_line_8104202_200821570 |  | ABCD | node_8104202_200821587 | node_8104202_200821570 | 171.411 | bal_3P_477AL | 8104202 | no | no |  |  | no |  |  | 0 | 0 | 0 | 0
oh_line_8104202_200821571 |  | AD | node_8104202_200821567 | node_8104202_200821571 | 194.81 | bal_1P_1/0AA | 8104202 | no | no |  |  | no |  |  | 0 | 0 | 0 | 0
oh_line_8104202_200821572 |  | AD | node_8104202_200821571 | node_8104202_200821572 | 180.926 | bal_1P_1/0AA | 8104202 | no | no |  |  | no |  |  | 0 | 0 | 0 | 0
oh_line_8104202_200821573 |  | AD | node_8104202_200821572 | node_8104202_200821573 | 217.19 | bal_1P_1/0AA | 8104202 | no | no |  |  | no |  |  | 0 | 0 | 0 | 0
oh_line_8104202_200821575 |  | AD | node_8104202_200821573 | node_8104202_200821575 | 110.56 | bal_1P_1/0AA | 8104202 | no | no |  |  | no |  |  | 0 | 0 | 0 | 0
oh_line_8104202_200821576 |  | AD | node_8104202_200821575 | node_8104202_200821576 | 167.598 | bal_1P_2AL | 8104202 | no | no |  |  | no |  |  | 0 | 0 | 0 | 0
oh_line_8104202_200821577 |  | AD | node_8104202_200821575 | node_8104202_200821577 | 270.01 | bal_1P_1/0AA | 8104202 | no | no |  |  | no |  |  | 0 | 0 | 0 | 0
oh_line_8104202_200821578 |  | AD | node_8104202_200821577 | node_8104202_200821578 | 250.33 | bal_1P_1/0AA | 8104202 | no | no |  |  | no |  |  | 0 | 0 | 0 | 0
oh_line_8104202_200821580 |  | AD | node_8104202_200821578 | node_8104202_200821580 | 294.616 | bal_1P_2AC | 8104202 | no | no |  |  | no |  |  | 0 | 0 | 0 | 0
oh_line_8104202_200821581 |  | AD | node_8104202_200821580 | node_8104202_200821581 | 185.377 | bal_1P_2AC | 8104202 | no | no |  |  | no |  |  | 0 | 0 | 0 | 0
oh_line_8104202_200821582 |  | AD | node_8104202_200821581 | node_8104202_200821582 | 100.603 | bal_1P_1/0AA | 8104202 | no | no |  |  | no |  |  | 0 | 0 | 0 | 0
oh_line_8104202_200821583 |  | AD | node_8104202_200821581 | node_8104202_200821583 | 198.08 | bal_1P_2AC | 8104202 | no | no |  |  | no |  |  | 0 | 0 | 0 | 0
oh_line_8104202_200821584 |  | AD | node_8104202_200821583 | node_8104202_200821584 | 220.909 | bal_1P_2AC | 8104202 | no | no |  |  | no |  |  | 0 | 0 | 0 | 0
oh_line_8104202_200821586 |  | AD | node_8104202_201059058 | node_8104202_200821586 | 338.354 | bal_1P_1/0AC | 8104202 | no | no |  |  | no |  |  | 0 | 0 | 0 | 0
oh_line_8104202_200821587 |  | ABCD | node_8104202_200821596 | node_8104202_200821587 | 128.987 | bal_3P_477AL | 8104202 | no | no |  |  | no |  |  | 0 | 0 | 0 | 0
oh_line_8104202_200821590 |  | AD | node_8104202_201059058 | node_8104202_200821590 | 264.018 | bal_1P_2AC | 8104202 | no | no |  |  | no |  |  | 0 | 0 | 0 | 0
oh_line_8104202_200821591 |  | AD | node_8104202_200821590 | node_8104202_200821591 | 216.038 | bal_1P_2AC | 8104202 | no | no |  |  | no |  |  | 0 | 0 | 0 | 0
oh_line_8104202_200821593 |  | AD | node_8104202_200821591 | node_8104202_200821593 | 240.035 | bal_1P_2AC | 8104202 | no | no |  |  | no |  |  | 0 | 0 | 0 | 0
oh_line_8104202_200821594 |  | AD | node_8104202_200821593 | node_intto1_8104202_200821594 | 270.506 | bal_1P_2AC | 8104202 | no | no |  |  | no |  |  | 0 | 0 | 0 | 0
oh_line_8104202_200821595 |  | AD | node_8104202_200821594 | node_8104202_200821595 | 264.05 | bal_1P_2AC | 8104202 | no | no |  |  | no |  |  | 0 | 0 | 0 | 0
oh_line_8104202_200821596 |  | ABCD | node_8104202_200821597 | node_8104202_200821596 | 106.71 | bal_3P_477AL | 8104202 | no | no |  |  | no |  |  | 0 | 0 | 0 | 0
oh_line_8104202_200821597 |  | ABCD | node_8104202_200821600 | node_8104202_200821597 | 177.398 | bal_3P_477AL | 8104202 | no | no |  |  | no |  |  | 0 | 0 | 0 | 0
oh_line_8104202_200821600 |  | ABCD | node_8104202_200821601 | node_8104202_200821600 | 127.543 | bal_3P_477AL | 8104202 | no | no |  |  | no |  |  | 0 | 0 | 0 | 0
oh_line_8104202_200821601 |  | ABCD | node_8104202_200821606 | node_8104202_200821601 | 125.616 | bal_3P_477AL | 8104202 | no | no |  |  | no |  |  | 0 | 0 | 0 | 0
oh_line_8104202_200821602 |  | AD | node_8104202_200821601 | node_8104202_200821602 | 63.785 | bal_1P_1/0AC | 8104202 | no | no |  |  | no |  |  | 0 | 0 | 0 | 0
oh_line_8104202_200821603 |  | AD | node_8104202_200821602 | node_8104202_200821603 | 143.887 | bal_1P_1/0AC | 8104202 | no | no |  |  | no |  |  | 0 | 0 | 0 | 0
oh_line_8104202_200821604 |  | AD | node_8104202_200821603 | node_8104202_200821604 | 147.833 | bal_1P_1/0AC | 8104202 | no | no |  |  | no |  |  | 0 | 0 | 0 | 0
oh_line_8104202_200821606 |  | ABCD | node_8104202_200821542 | node_8104202_200821606 | 158.627 | bal_3P_477AL | 8104202 | no | no |  |  | no |  |  | 0 | 0 | 0 | 0
oh_line_8104202_200821647 |  | AD | node_8104202_200823294 | node_8104202_200821647 | 38.912 | bal_1P_4CU | 8104202 | no | no |  |  | no |  |  | 0 | 0 | 0 | 0
oh_line_8104202_200821648 |  | AD | node_8104202_200821647 | node_8104202_200821648 | 121.946 | bal_1P_4CU | 8104202 | no | no |  |  | no |  |  | 0 | 0 | 0 | 0
oh_line_8104202_200821649 |  | AD | node_8104202_200821648 | node_8104202_200821649 | 176.171 | bal_1P_4CU | 8104202 | no | no |  |  | no |  |  | 0 | 0 | 0 | 0
oh_line_8104202_200821650 |  | AD | node_8104202_200821649 | node_8104202_200821650 | 71.548 | bal_1P_4CU | 8104202 | no | no |  |  | no |  |  | 0 | 0 | 0 | 0
oh_line_8104202_200821651 |  | AD | node_8104202_200821650 | node_8104202_200821651 | 136.62 | bal_1P_1/0AC | 8104202 | no | no |  |  | no |  |  | 0 | 0 | 0 | 0
oh_line_8104202_200821652 |  | AD | node_8104202_200821651 | node_8104202_200821652 | 16.806 | bal_1P_1/0AC | 8104202 | no | no |  |  | no |  |  | 0 | 0 | 0 | 0
oh_line_8104202_200821655 |  | AD | node_8104202_200821652 | node_8104202_200821655 | 218.756 | bal_1P_1/0AC | 8104202 | no | no |  |  | no |  |  | 0 | 0 | 0 | 0
oh_line_8104202_200821660 |  | AD | node_8104202_200821712 | node_intto1_8104202_200821660 | 113.482 | bal_1P_1/0AC | 8104202 | no | no |  |  | no |  |  | 0 | 0 | 0 | 0
oh_line_8104202_200821661 |  | AD | node_8104202_200821660 | node_8104202_200821661 | 156.506 | bal_1P_1/0AC | 8104202 | no | no |  |  | no |  |  | 0 | 0 | 0 | 0
oh_line_8104202_200821673 |  | ABCD | node_8104202_200821740 | node_8104202_200821673 | 55.771 | bal_3P_477AL | 8104202 | no | no |  |  | no |  |  | 0 | 0 | 0 | 0
oh_line_8104202_200821674 |  | ABCD | node_8104202_200821673 | node_8104202_200821674 | 251.182 | bal_3P_477AL | 8104202 | no | no |  |  | no |  |  | 0 | 0 | 0 | 0
oh_line_8104202_200821675 |  | ABCD | node_8104202_200821674 | node_8104202_200821675 | 168.697 | bal_3P_477AL | 8104202 | no | no |  |  | no |  |  | 0 | 0 | 0 | 0
oh_line_8104202_200821676 |  | ABCD | node_8104202_200821675 | node_intto1_8104202_200821676 | 208.874 | bal_3P_477AL | 8104202 | no | no |  |  | no |  |  | 0 | 0 | 0 | 0
oh_line_8104202_200821677 |  | ABCD | node_8104202_200821676 | node_8104202_200821677 | 212.205 | bal_3P_477AL | 8104202 | no | no |  |  | no |  |  | 0 | 0 | 0 | 0
oh_line_8104202_200821678 |  | ABCD | node_8104202_200821677 | node_8104202_200821678 | 227.836 | bal_3P_477AL | 8104202 | no | no |  |  | no |  |  | 0 | 0 | 0 | 0
oh_line_8104202_200821679 |  | ABCD | node_8104202_200821678 | node_8104202_200821679 | 222.936 | bal_3P_477AL | 8104202 | no | no |  |  | no |  |  | 0 | 0 | 0 | 0
oh_line_8104202_200821680 |  | ABCD | node_8104202_200821679 | node_8104202_200821680 | 225.548 | bal_3P_477AL | 8104202 | no | no |  |  | no |  |  | 0 | 0 | 0 | 0
oh_line_8104202_200821681 |  | ABCD | node_8104202_200821680 | node_8104202_200821681 | 218.808 | bal_3P_477AL | 8104202 | no | no |  |  | no |  |  | 0 | 0 | 0 | 0
oh_line_8104202_200821682 |  | ABCD | node_8104202_200821681 | node_8104202_200821682 | 187.004 | bal_3P_477AL | 8104202 | no | no |  |  | no |  |  | 0 | 0 | 0 | 0
oh_line_8104202_200821683 |  | ABCD | node_8104202_200821682 | node_8104202_200821683 | 234.818 | bal_3P_477AL | 8104202 | no | no |  |  | no |  |  | 0 | 0 | 0 | 0
oh_line_8104202_200821684-1 |  | ABCD | node_8104202_200821683 | node_intto1_312115895 | 12.068 | bal_3P_477AL | 8104202 | no | no |  |  | no |  |  | 0 | 0 | 0 | 0
oh_line_8104202_200821684-2 |  | ABCD | node_312115895 | node_intto1_312115898 | 3.932 | bal_3P_477AL | 8104202 | no | no |  |  | no |  |  | 0 | 0 | 0 | 0
oh_line_8104202_200821684-3 |  | ABCD | node_312115898 | node_8104202_200821684 | 182.254 | bal_3P_477AL | 8104202 | no | no |  |  | no |  |  | 0 | 0 | 0 | 0
oh_line_8104202_200821685 |  | ABCD | node_8104202_200821684 | node_8104202_200821685 | 195.378 | bal_3P_477AL | 8104202 | no | no |  |  | no |  |  | 0 | 0 | 0 | 0
oh_line_8104202_200821686 |  | ABCD | node_8104202_200821685 | node_8104202_200821686 | 202.171 | bal_3P_477AL | 8104202 | no | no |  |  | no |  |  | 0 | 0 | 0 | 0
oh_line_8104202_200821687 |  | ABCD | node_8104202_200821686 | node_8104202_200821687 | 202.918 | bal_3P_477AL | 8104202 | no | no |  |  | no |  |  | 0 | 0 | 0 | 0
oh_line_8104202_200821688 |  | ABCD | node_8104202_200821687 | node_8104202_200821688 | 213.353 | bal_3P_477AL | 8104202 | no | no |  |  | no |  |  | 0 | 0 | 0 | 0
oh_line_8104202_200821689 |  | ABCD | node_8104202_200821688 | node_8104202_200821689 | 195.062 | bal_3P_477AL | 8104202 | no | no |  |  | no |  |  | 0 | 0 | 0 | 0
oh_line_8104202_200821690 |  | ABCD | node_8104202_200821689 | node_8104202_200821690 | 213.922 | bal_3P_477AL | 8104202 | no | no |  |  | no |  |  | 0 | 0 | 0 | 0
oh_line_8104202_200821691 |  | ABCD | node_8104202_200821690 | node_8104202_200821691 | 187.094 | bal_3P_477AL | 8104202 | no | no |  |  | no |  |  | 0 | 0 | 0 | 0
oh_line_8104202_200821692 |  | ABCD | node_8104202_200821691 | node_8104202_200821692 | 175.447 | bal_3P_477AL | 8104202 | no | no |  |  | no |  |  | 0 | 0 | 0 | 0
oh_line_8104202_200821693 |  | ABCD | node_8104202_200821692 | node_8104202_200821693 | 199.894 | bal_3P_477AL | 8104202 | no | no |  |  | no |  |  | 0 | 0 | 0 | 0
oh_line_8104202_200821694 |  | ABCD | node_8104202_200821693 | node_8104202_200821694 | 219.618 | bal_3P_477AL | 8104202 | no | no |  |  | no |  |  | 0 | 0 | 0 | 0
oh_line_8104202_200821695 |  | ABCD | node_8104202_200821694 | node_8104202_200821695 | 160.653 | bal_3P_477AL | 8104202 | no | no |  |  | no |  |  | 0 | 0 | 0 | 0
oh_line_8104202_200821696 |  | ABCD | node_8104202_200821695 | node_8104202_200821696 | 209.208 | bal_3P_477AL | 8104202 | no | no |  |  | no |  |  | 0 | 0 | 0 | 0
oh_line_8104202_200821697 |  | ABCD | node_8104202_200821696 | node_8104202_200821697 | 223.753 | bal_3P_477AL | 8104202 | no | no |  |  | no |  |  | 0 | 0 | 0 | 0
oh_line_8104202_200821698 |  | ABCD | node_8104202_200821697 | node_8104202_200821698 | 200.482 | bal_3P_477AL | 8104202 | no | no |  |  | no |  |  | 0 | 0 | 0 | 0
oh_line_8104202_200821699 |  | ABCD | node_8104202_200821698 | node_8104202_200821699 | 238.229 | bal_3P_477AL | 8104202 | no | no |  |  | no |  |  | 0 | 0 | 0 | 0
oh_line_8104202_200821700 |  | ABCD | node_8104202_200821699 | node_8104202_200821700 | 215.902 | bal_3P_477AL | 8104202 | no | no |  |  | no |  |  | 0 | 0 | 0 | 0
oh_line_8104202_200821701 |  | ABCD | node_8104202_200821700 | node_8104202_200821701 | 218.417 | bal_3P_477AL | 8104202 | no | no |  |  | no |  |  | 0 | 0 | 0 | 0
oh_line_8104202_200821702 |  | ABCD | node_8104202_200821701 | node_8104202_200821702 | 241.548 | bal_3P_477AL | 8104202 | no | no |  |  | no |  |  | 0 | 0 | 0 | 0
oh_line_8104202_200821703 |  | ABCD | node_8104202_200821702 | node_8104202_200821703 | 245.258 | bal_3P_477AL | 8104202 | no | no |  |  | no |  |  | 0 | 0 | 0 | 0
oh_line_8104202_200821704 |  | ABCD | node_8104202_200821703 | node_8104202_200821704 | 192.96 | bal_3P_477AL | 8104202 | no | no |  |  | no |  |  | 0 | 0 | 0 | 0
oh_line_8104202_200821705 |  | ABCD | node_8104202_200821704 | node_8104202_200821705 | 211.752 | bal_3P_477AL | 8104202 | no | no |  |  | no |  |  | 0 | 0 | 0 | 0
oh_line_8104202_200821706 |  | ABCD | node_8104202_200821705 | node_8104202_200821706 | 232.468 | bal_3P_477AL | 8104202 | no | no |  |  | no |  |  | 0 | 0 | 0 | 0
oh_line_8104202_200821707 |  | ABCD | node_8104202_200821706 | node_8104202_200821707 | 223.875 | bal_3P_477AL | 8104202 | no | no |  |  | no |  |  | 0 | 0 | 0 | 0
oh_line_8104202_200821708 |  | ABCD | node_8104202_200821707 | node_8104202_200821708 | 226.212 | bal_3P_477AL | 8104202 | no | no |  |  | no |  |  | 0 | 0 | 0 | 0
oh_line_8104202_200821709 |  | ABCD | node_8104202_200821708 | node_8104202_200821709 | 234.369 | bal_3P_477AL | 8104202 | no | no |  |  | no |  |  | 0 | 0 | 0 | 0
oh_line_8104202_200821710 |  | ABCD | node_8104202_200821709 | node_8104202_200821710 | 225.381 | bal_3P_477AL | 8104202 | no | no |  |  | no |  |  | 0 | 0 | 0 | 0
oh_line_8104202_200821711 |  | ABCD | node_8104202_200821710 | node_8104202_200821711 | 243.628 | bal_3P_477AL | 8104202 | no | no |  |  | no |  |  | 0 | 0 | 0 | 0
oh_line_8104202_200821712 |  | ABCD | node_8104202_200821743 | node_8104202_200821712 | 260.068 | bal_3P_477AL | 8104202 | no | no |  |  | no |  |  | 0 | 0 | 0 | 0
oh_line_8104202_200821713 |  | ABCD | node_8104202_200821712 | node_intto1_8104202_200821713 | 88.43 | bal_3P_477AL | 8104202 | no | no |  |  | no |  |  | 0 | 0 | 0 | 0
oh_line_8104202_200821714 |  | ABCD | node_8104202_200821713 | node_8104202_200821714 | 266.619 | bal_3P_477AL | 8104202 | no | no |  |  | no |  |  | 0 | 0 | 0 | 0
oh_line_8104202_200821715 |  | ABCD | node_8104202_200821714 | node_8104202_200821715 | 139.332 | bal_3P_477AL | 8104202 | no | no |  |  | no |  |  | 0 | 0 | 0 | 0
oh_line_8104202_200821739 |  | ABCD | node_8104202_310054927 | node_8104202_200821739 | 22.927 | bal_3P_477AL | 8104202 | no | no |  |  | no |  |  | 0 | 0 | 0 | 0
oh_line_8104202_200821740 |  | ABCD | node_8104202_200821739 | node_8104202_200821740 | 105.841 | bal_3P_477AL | 8104202 | no | no |  |  | no |  |  | 0 | 0 | 0 | 0
oh_line_8104202_200821741 |  | ABCD | node_8104202_200821711 | node_8104202_200821741 | 198.9 | bal_3P_477AL | 8104202 | no | no |  |  | no |  |  | 0 | 0 | 0 | 0
oh_line_8104202_200821742 |  | ABCD | node_8104202_200821741 | node_8104202_200821742 | 218.681 | bal_3P_477AL | 8104202 | no | no |  |  | no |  |  | 0 | 0 | 0 | 0
oh_line_8104202_200821743 |  | ABCD | node_8104202_200821742 | node_8104202_200821743 | 91.759 | bal_3P_477AL | 8104202 | no | no |  |  | no |  |  | 0 | 0 | 0 | 0
oh_line_8104202_200821744 |  | AD | node_8104202_200821743 | node_8104202_200821744 | 69.151 | bal_1P_1/0AC | 8104202 | no | no |  |  | no |  |  | 0 | 0 | 0 | 0
oh_line_8104202_200821745 |  | ABCD | node_8104202_200821715 | node_intto1_1397506_936_15315407_767 | 146.135 | bal_3P_477AL | 8104202 | no | no |  |  | no |  |  | 0 | 0 | 0 | 0
oh_line_8104202_200823275 |  | AD | node_8104202_200823308 | node_8104202_200823275 | 247.488 | bal_1P_1/0AC | 8104202 | no | no |  |  | no |  |  | 0 | 0 | 0 | 0
oh_line_8104202_200823277 |  | AD | node_8104202_200821743 | node_intto1_8104202_200823277 | 196.04 | bal_1P_1/0AC | 8104202 | no | no |  |  | no |  |  | 0 | 0 | 0 | 0
oh_line_8104202_200823278 |  | AD | node_8104202_200823336 | node_8104202_200823278 | 235.126 | bal_1P_2AC | 8104202 | no | no |  |  | no |  |  | 0 | 0 | 0 | 0
oh_line_8104202_200823280 |  | AD | node_8104202_200823278 | node_8104202_200823280 | 241.456 | bal_1P_2AC | 8104202 | no | no |  |  | no |  |  | 0 | 0 | 0 | 0
oh_line_8104202_200823281 |  | AD | node_8104202_200823280 | node_8104202_200823281 | 244.447 | bal_1P_1/0AC | 8104202 | no | no |  |  | no |  |  | 0 | 0 | 0 | 0
oh_line_8104202_200823282 |  | AD | node_8104202_200823281 | node_8104202_200823282 | 240.294 | bal_1P_1/0AC | 8104202 | no | no |  |  | no |  |  | 0 | 0 | 0 | 0
oh_line_8104202_200823283 |  | AD | node_8104202_200823282 | node_8104202_200823283 | 188.631 | bal_1P_2AC | 8104202 | no | no |  |  | no |  |  | 0 | 0 | 0 | 0
oh_line_8104202_200823284 |  | AD | node_8104202_200823283 | node_8104202_200823284 | 304.288 | bal_1P_2AC | 8104202 | no | no |  |  | no |  |  | 0 | 0 | 0 | 0
oh_line_8104202_200823285 |  | AD | node_8104202_200823284 | node_8104202_200823285 | 270.81 | bal_1P_2AC | 8104202 | no | no |  |  | no |  |  | 0 | 0 | 0 | 0
oh_line_8104202_200823286 |  | AD | node_8104202_200823285 | node_8104202_200823286 | 230.3 | bal_1P_2AC | 8104202 | no | no |  |  | no |  |  | 0 | 0 | 0 | 0
oh_line_8104202_200823287 |  | AD | node_8104202_200823286 | node_8104202_200823287 | 160.344 | bal_1P_1/0AA | 8104202 | no | no |  |  | no |  |  | 0 | 0 | 0 | 0
oh_line_8104202_200823288 |  | AD | node_8104202_200823287 | node_8104202_200823288 | 163.727 | bal_1P_1/0AA | 8104202 | no | no |  |  | no |  |  | 0 | 0 | 0 | 0
oh_line_8104202_200823289 |  | AD | node_8104202_200823288 | node_8104202_200823289 | 75.434 | bal_1P_1/0AA | 8104202 | no | no |  |  | no |  |  | 0 | 0 | 0 | 0
oh_line_8104202_200823290 |  | AD | node_8104202_200823289 | node_8104202_200823290 | 108.961 | bal_1P_1/0AA | 8104202 | no | no |  |  | no |  |  | 0 | 0 | 0 | 0
oh_line_8104202_200823291 |  | AD | node_8104202_200823290 | node_8104202_200823291 | 213.045 | bal_1P_1/0AA | 8104202 | no | no |  |  | no |  |  | 0 | 0 | 0 | 0
oh_line_8104202_200823292 |  | AD | node_8104202_200823289 | node_8104202_200823292 | 167.803 | bal_1P_2AC | 8104202 | no | no |  |  | no |  |  | 0 | 0 | 0 | 0
oh_line_8104202_200823294 |  | AD | node_8104202_200823277 | node_8104202_200823294 | 175.701 | bal_1P_4CU | 8104202 | no | no |  |  | no |  |  | 0 | 0 | 0 | 0
oh_line_8104202_200823295 |  | AD | node_8104202_200823294 | node_8104202_200823295 | 161.922 | bal_1P_2AC | 8104202 | no | no |  |  | no |  |  | 0 | 0 | 0 | 0
oh_line_8104202_200823296 |  | AD | node_8104202_200823292 | node_8104202_200823296 | 234.458 | bal_1P_2AC | 8104202 | no | no |  |  | no |  |  | 0 | 0 | 0 | 0
oh_line_8104202_200823298 |  | AD | node_8104202_200823296 | node_intto1_8104202_200823298 | 248.319 | bal_1P_2AC | 8104202 | no | no |  |  | no |  |  | 0 | 0 | 0 | 0
oh_line_8104202_200823300 |  | AD | node_8104202_200823298 | node_8104202_200823300 | 241.924 | bal_1P_2AC | 8104202 | no | no |  |  | no |  |  | 0 | 0 | 0 | 0
oh_line_8104202_200823301 |  | AD | node_8104202_200823300 | node_8104202_200823301 | 259.319 | bal_1P_2AC | 8104202 | no | no |  |  | no |  |  | 0 | 0 | 0 | 0
oh_line_8104202_200823302 |  | AD | node_8104202_200823301 | node_8104202_200823302 | 268.763 | bal_1P_2AC | 8104202 | no | no |  |  | no |  |  | 0 | 0 | 0 | 0
oh_line_8104202_200823303 |  | AD | node_8104202_200823302 | node_8104202_200823303 | 278.668 | bal_1P_2AC | 8104202 | no | no |  |  | no |  |  | 0 | 0 | 0 | 0
oh_line_8104202_200823304 |  | AD | node_8104202_200823303 | node_8104202_200823304 | 120.362 | bal_1P_2AC | 8104202 | no | no |  |  | no |  |  | 0 | 0 | 0 | 0
oh_line_8104202_200823305 |  | AD | node_8104202_200823304 | node_8104202_200823305 | 250.038 | bal_1P_1/0AA | 8104202 | no | no |  |  | no |  |  | 0 | 0 | 0 | 0
oh_line_8104202_200823306 |  | AD | node_8104202_200823304 | node_8104202_200823306 | 77.396 | bal_1P_2AC | 8104202 | no | no |  |  | no |  |  | 0 | 0 | 0 | 0
oh_line_8104202_200823307-1 |  | AD | node_1390011_355_15315312_167 | node_8104202_200823307 | 12.239 | bal_1P_2AC | 8104202 | no | no |  |  | no |  |  | 0 | 0 | 0 | 0
oh_line_8104202_200823307-2 |  | AD | node_8104202_200823306 | node_1390011_355_15315312_167 | 152.97 | bal_1P_2AC | 8104202 | no | no |  |  | no |  |  | 0 | 0 | 0 | 0
oh_line_8104202_200823308 |  | AD | node_8104202_200823307 | node_8104202_200823308 | 238.815 | bal_1P_2AC | 8104202 | no | no |  |  | no |  |  | 0 | 0 | 0 | 0
oh_line_8104202_200823311 |  | AD | node_8104202_200823308 | node_8104202_200823311 | 232.228 | bal_1P_2AC | 8104202 | no | no |  |  | no |  |  | 0 | 0 | 0 | 0
oh_line_8104202_200823312 |  | AD | node_8104202_200823311 | node_8104202_200823312 | 257.716 | bal_1P_2AC | 8104202 | no | no |  |  | no |  |  | 0 | 0 | 0 | 0
oh_line_8104202_200823313 |  | AD | node_8104202_200823312 | node_8104202_200823313 | 86.031 | bal_1P_2AC | 8104202 | no | no |  |  | no |  |  | 0 | 0 | 0 | 0
oh_line_8104202_200823315 |  | AD | node_8104202_200823312 | node_8104202_200823315 | 161.122 | bal_1P_2AC | 8104202 | no | no |  |  | no |  |  | 0 | 0 | 0 | 0
oh_line_8104202_200823316 |  | AD | node_8104202_200823315 | node_8104202_200823316 | 190.474 | bal_1P_2AC | 8104202 | no | no |  |  | no |  |  | 0 | 0 | 0 | 0
oh_line_8104202_200823318 |  | AD | node_8104202_200823295 | node_8104202_200823318 | 216.277 | bal_1P_1/0AC | 8104202 | no | no |  |  | no |  |  | 0 | 0 | 0 | 0
oh_line_8104202_200823321 |  | AD | node_8104202_200823318 | node_8104202_200823321 | 203.034 | bal_1P_1/0AC | 8104202 | no | no |  |  | no |  |  | 0 | 0 | 0 | 0
oh_line_8104202_200823322 |  | AD | node_8104202_200823316 | node_8104202_200823322 | 329.864 | bal_1P_2AC | 8104202 | no | no |  |  | no |  |  | 0 | 0 | 0 | 0
oh_line_8104202_200823323 |  | AD | node_8104202_200823322 | node_8104202_200823323 | 265.357 | bal_1P_2AC | 8104202 | no | no |  |  | no |  |  | 0 | 0 | 0 | 0
oh_line_8104202_200823325 |  | AD | node_8104202_200823321 | node_8104202_200823325 | 285.694 | bal_1P_1/0AC | 8104202 | no | no |  |  | no |  |  | 0 | 0 | 0 | 0
oh_line_8104202_200823326 |  | AD | node_8104202_200823325 | node_8104202_200823326 | 146.226 | bal_1P_1/0AC | 8104202 | no | no |  |  | no |  |  | 0 | 0 | 0 | 0
oh_line_8104202_200823327 |  | AD | node_8104202_200823326 | node_8104202_200823327 | 227.388 | bal_1P_1/0AC | 8104202 | no | no |  |  | no |  |  | 0 | 0 | 0 | 0
oh_line_8104202_200823329 |  | AD | node_8104202_200823327 | node_8104202_200823329 | 288.688 | bal_1P_1/0AC | 8104202 | no | no |  |  | no |  |  | 0 | 0 | 0 | 0
oh_line_8104202_200823331 |  | AD | node_8104202_200823329 | node_8104202_200823331 | 280.286 | bal_1P_1/0AC | 8104202 | no | no |  |  | no |  |  | 0 | 0 | 0 | 0
oh_line_8104202_200823332 |  | AD | node_8104202_200823331 | node_8104202_200823332 | 238.637 | bal_1P_2AC | 8104202 | no | no |  |  | no |  |  | 0 | 0 | 0 | 0
oh_line_8104202_200823333 |  | AD | node_8104202_200823332 | node_8104202_200823333 | 79.799 | bal_1P_1/0AC | 8104202 | no | no |  |  | no |  |  | 0 | 0 | 0 | 0
oh_line_8104202_200823334 |  | AD | node_8104202_200823333 | node_8104202_200823334 | 128.014 | bal_1P_1/0AC | 8104202 | no | no |  |  | no |  |  | 0 | 0 | 0 | 0
oh_line_8104202_200823335 |  | AD | node_8104202_200823332 | node_8104202_200823335 | 238.69 | bal_1P_2AC | 8104202 | no | no |  |  | no |  |  | 0 | 0 | 0 | 0
oh_line_8104202_200823336 |  | AD | node_8104202_200823335 | node_8104202_200823336 | 243.457 | bal_1P_2AC | 8104202 | no | no |  |  | no |  |  | 0 | 0 | 0 | 0
oh_line_8104202_200823341 |  | AD | node_8104202_200823343 | node_8104202_200823341 | 350.666 | bal_1P_2AC | 8104202 | no | no |  |  | no |  |  | 0 | 0 | 0 | 0
oh_line_8104202_200823343 |  | AD | node_8104202_200823344 | node_8104202_200823343 | 67.816 | bal_1P_6ACW | 8104202 | no | no |  |  | no |  |  | 0 | 0 | 0 | 0
oh_line_8104202_200823344 |  | AD | node_8104202_200823346 | node_8104202_200823344 | 490.138 | bal_1P_6ACW | 8104202 | no | no |  |  | no |  |  | 0 | 0 | 0 | 0
oh_line_8104202_200823346 |  | AD | node_8104202_200823351 | node_8104202_200823346 | 237.375 | bal_1P_6ACW | 8104202 | no | no |  |  | no |  |  | 0 | 0 | 0 | 0
oh_line_8104202_200823347 |  | AD | node_8104202_200823346 | node_8104202_200823347 | 79.256 | bal_1P_2AC | 8104202 | no | no |  |  | no |  |  | 0 | 0 | 0 | 0
oh_line_8104202_200823348 |  | AD | node_8104202_200823347 | node_8104202_200823348 | 191.333 | bal_1P_2AC | 8104202 | no | no |  |  | no |  |  | 0 | 0 | 0 | 0
oh_line_8104202_200823349 |  | AD | node_8104202_200823348 | node_8104202_200823349 | 392.517 | bal_1P_2AC | 8104202 | no | no |  |  | no |  |  | 0 | 0 | 0 | 0
oh_line_8104202_200823350 |  | AD | node_8104202_200823346 | node_8104202_200823350 | 17.136 | bal_1P_1/0AA | 8104202 | no | no |  |  | no |  |  | 0 | 0 | 0 | 0
oh_line_8104202_200823351 |  | AD | node_8104202_200823354 | node_8104202_200823351 | 359.973 | bal_1P_2AC | 8104202 | no | no |  |  | no |  |  | 0 | 0 | 0 | 0
oh_line_8104202_200823354 |  | AD | node_8104202_200823355 | node_8104202_200823354 | 162.784 | bal_1P_2AC | 8104202 | no | no |  |  | no |  |  | 0 | 0 | 0 | 0
oh_line_8104202_200823355 |  | AD | node_8104202_200823356 | node_8104202_200823355 | 194.549 | bal_1P_2AC | 8104202 | no | no |  |  | no |  |  | 0 | 0 | 0 | 0
oh_line_8104202_200823356 |  | AD | node_8104202_200823357 | node_8104202_200823356 | 182.196 | bal_1P_2AC | 8104202 | no | no |  |  | no |  |  | 0 | 0 | 0 | 0
oh_line_8104202_200823357 |  | AD | node_8104202_200823358 | node_8104202_200823357 | 193.395 | bal_1P_2AC | 8104202 | no | no |  |  | no |  |  | 0 | 0 | 0 | 0
oh_line_8104202_200823358 |  | AD | node_8104202_200823359 | node_8104202_200823358 | 244.493 | bal_1P_2AC | 8104202 | no | no |  |  | no |  |  | 0 | 0 | 0 | 0
oh_line_8104202_200823359-1 |  | AD | node_8104202_200823360 | node_1389783_417_15310340_375 | 138.649 | bal_1P_2AC | 8104202 | no | no |  |  | no |  |  | 0 | 0 | 0 | 0
oh_line_8104202_200823359-2 |  | AD | node_1389783_417_15310340_375 | node_8104202_200823359 | 14.855 | bal_1P_2AC | 8104202 | no | no |  |  | no |  |  | 0 | 0 | 0 | 0
oh_line_8104202_200823360 |  | AD | node_8104202_200821595 | node_8104202_200823360 | 264.55 | bal_1P_2AC | 8104202 | no | no |  |  | no |  |  | 0 | 0 | 0 | 0
oh_line_8104202_200823361 |  | AD | node_8104202_200823360 | node_8104202_200823361 | 397.612 | bal_1P_2AC | 8104202 | no | no |  |  | no |  |  | 0 | 0 | 0 | 0
oh_line_8104202_200823362 |  | AD | node_8104202_200823361 | node_8104202_200823362 | 375.015 | bal_1P_2AC | 8104202 | no | no |  |  | no |  |  | 0 | 0 | 0 | 0
oh_line_8104202_200823363 |  | AD | node_8104202_200823362 | node_8104202_200823363 | 314.694 | bal_1P_1/0AA | 8104202 | no | no |  |  | no |  |  | 0 | 0 | 0 | 0
oh_line_8104202_200823364 |  | AD | node_8104202_200823362 | node_8104202_200823364 | 66.223 | bal_1P_1/0AA | 8104202 | no | no |  |  | no |  |  | 0 | 0 | 0 | 0
oh_line_8104202_200823365 |  | AD | node_8104202_200823362 | node_8104202_200823365 | 295.791 | bal_1P_1/0AA | 8104202 | no | no |  |  | no |  |  | 0 | 0 | 0 | 0
oh_line_8104202_200823366 |  | AD | node_8104202_200823365 | node_8104202_200823366 | 283.756 | bal_1P_1/0AA | 8104202 | no | no |  |  | no |  |  | 0 | 0 | 0 | 0
oh_line_8104202_200823367 |  | AD | node_8104202_200823366 | node_8104202_200823367 | 288.876 | bal_1P_1/0AA | 8104202 | no | no |  |  | no |  |  | 0 | 0 | 0 | 0
oh_line_8104202_200823369 |  | AD | node_8104202_200823367 | node_8104202_200823369 | 341.707 | bal_1P_1/0AA | 8104202 | no | no |  |  | no |  |  | 0 | 0 | 0 | 0
oh_line_8104202_200823372 |  | AD | node_8104202_200823369 | node_8104202_200823372 | 293.357 | bal_1P_1/0AA | 8104202 | no | no |  |  | no |  |  | 0 | 0 | 0 | 0
oh_line_8104202_200823374 |  | AD | node_8104202_200823372 | node_8104202_200823374 | 283.101 | bal_1P_1/0AA | 8104202 | no | no |  |  | no |  |  | 0 | 0 | 0 | 0
oh_line_8104202_200823375 |  | AD | node_8104202_200823374 | node_8104202_200823375 | 280.156 | bal_1P_1/0AA | 8104202 | no | no |  |  | no |  |  | 0 | 0 | 0 | 0
oh_line_8104202_200823376 |  | AD | node_8104202_200823375 | node_8104202_200823376 | 251.474 | bal_1P_1/0AA | 8104202 | no | no |  |  | no |  |  | 0 | 0 | 0 | 0
oh_line_8104202_200823377 |  | AD | node_8104202_200823376 | node_8104202_200823377 | 79.158 | bal_1P_1/0AA | 8104202 | no | no |  |  | no |  |  | 0 | 0 | 0 | 0
oh_line_8104202_200823378 |  | AD | node_8104202_200823376 | node_8104202_200823378 | 214.86 | bal_1P_1/0AA | 8104202 | no | no |  |  | no |  |  | 0 | 0 | 0 | 0
oh_line_8104202_200823379 |  | AD | node_8104202_200823378 | node_8104202_200823379 | 53.721 | bal_1P_1/0AA | 8104202 | no | no |  |  | no |  |  | 0 | 0 | 0 | 0
oh_line_8104202_200823380 |  | AD | node_8104202_200823378 | node_8104202_200823380 | 128.081 | bal_1P_1/0AA | 8104202 | no | no |  |  | no |  |  | 0 | 0 | 0 | 0
oh_line_8104202_200823381 |  | AD | node_8104202_200823380 | node_8104202_200823381 | 353.081 | bal_1P_1/0AA | 8104202 | no | no |  |  | no |  |  | 0 | 0 | 0 | 0
oh_line_8104202_200823382 |  | AD | node_8104202_200823381 | node_8104202_200823382 | 268.964 | bal_1P_1/0AA | 8104202 | no | no |  |  | no |  |  | 0 | 0 | 0 | 0
oh_line_8104202_200823383 |  | AD | node_8104202_200823384 | node_8104202_200823383 | 203.843 | bal_1P_2AC | 8104202 | no | no |  |  | no |  |  | 0 | 0 | 0 | 0
oh_line_8104202_200823384 |  | AD | node_8104202_200823385 | node_8104202_200823384 | 228.502 | bal_1P_2AC | 8104202 | no | no |  |  | no |  |  | 0 | 0 | 0 | 0
oh_line_8104202_200823385 |  | AD | node_8104202_200823386 | node_8104202_200823385 | 260.4 | bal_1P_2AC | 8104202 | no | no |  |  | no |  |  | 0 | 0 | 0 | 0
oh_line_8104202_200823386 |  | AD | node_8104202_200823387 | node_8104202_200823386 | 261.165 | bal_1P_2AC | 8104202 | no | no |  |  | no |  |  | 0 | 0 | 0 | 0
oh_line_8104202_200823387 |  | AD | node_8104202_200823388 | node_8104202_200823387 | 244.309 | bal_1P_2AC | 8104202 | no | no |  |  | no |  |  | 0 | 0 | 0 | 0
oh_line_8104202_200823388 |  | AD | node_8104202_200823389 | node_8104202_200823388 | 257.973 | bal_1P_2AC | 8104202 | no | no |  |  | no |  |  | 0 | 0 | 0 | 0
oh_line_8104202_200823389 |  | AD | node_8104202_200823341 | node_intto1_8104202_200823389 | 207.66 | bal_1P_2AC | 8104202 | no | no |  |  | no |  |  | 0 | 0 | 0 | 0
oh_line_8104202_200823697 |  | AD | node_8104202_200949139 | node_8104202_200823697 | 174.745 | bal_1P_1/0AA | 8104202 | no | no |  |  | no |  |  | 0 | 0 | 0 | 0
oh_line_8104202_200823702 |  | AD | node_8104202_200823697 | node_8104202_200823702 | 126.068 | bal_1P_1/0AA | 8104202 | no | no |  |  | no |  |  | 0 | 0 | 0 | 0
oh_line_8104202_200823703 |  | AD | node_8104202_200823702 | node_8104202_200823703 | 215.59 | bal_1P_1/0AA | 8104202 | no | no |  |  | no |  |  | 0 | 0 | 0 | 0
oh_line_8104202_200823705 |  | AD | node_8104202_201033832 | node_8104202_200823705 | 145.349 | bal_1P_1/0AA | 8104202 | no | no |  |  | no |  |  | 0 | 0 | 0 | 0
oh_line_8104202_200823709 |  | AD | node_8104202_201034630 | node_8104202_200823709 | 148.081 | bal_1P_1/0AA | 8104202 | no | no |  |  | no |  |  | 0 | 0 | 0 | 0
oh_line_8104202_200823711 |  | AD | node_8104202_200823702 | node_8104202_200823711 | 176.336 | bal_1P_1/0AA | 8104202 | no | no |  |  | no |  |  | 0 | 0 | 0 | 0
oh_line_8104202_200823719 |  | AD | node_8104202_201035205 | node_8104202_200823719 | 155.958 | bal_1P_1/0AA | 8104202 | no | no |  |  | no |  |  | 0 | 0 | 0 | 0
oh_line_8104202_200823720 |  | AD | node_8104202_200823719 | node_8104202_200823720 | 149.541 | bal_1P_1/0AA | 8104202 | no | no |  |  | no |  |  | 0 | 0 | 0 | 0
oh_line_8104202_200823822 |  | AD | node_8104202_200821661 | node_8104202_200823822 | 263.741 | bal_1P_1/0AC | 8104202 | no | no |  |  | no |  |  | 0 | 0 | 0 | 0
oh_line_8104202_200823824 |  | AD | node_8104202_200823822 | node_8104202_200823824 | 117.771 | bal_1P_1/0AC | 8104202 | no | no |  |  | no |  |  | 0 | 0 | 0 | 0
oh_line_8104202_200823825 |  | AD | node_8104202_200823824 | node_8104202_200823825 | 141.095 | bal_1P_1/0AC | 8104202 | no | no |  |  | no |  |  | 0 | 0 | 0 | 0
oh_line_8104202_200823826 |  | AD | node_8104202_200823825 | node_8104202_200823826 | 103.82 | bal_1P_1/0AC | 8104202 | no | no |  |  | no |  |  | 0 | 0 | 0 | 0
oh_line_8104202_200823844 |  | AD | node_8104202_201034467 | node_8104202_200823844 | 173.639 | bal_1P_4CU | 8104202 | no | no |  |  | no |  |  | 0 | 0 | 0 | 0
oh_line_8104202_200823846 |  | AD | node_8104202_201034468 | node_8104202_200823846 | 164.443 | bal_1P_4CU | 8104202 | no | no |  |  | no |  |  | 0 | 0 | 0 | 0
oh_line_8104202_200823847 |  | AD | node_8104202_200823846 | node_8104202_200823847 | 152.198 | bal_1P_4CU | 8104202 | no | no |  |  | no |  |  | 0 | 0 | 0 | 0
oh_line_8104202_200823869 |  | AD | node_8104202_200821475 | node_8104202_200823869 | 86.122 | bal_1P_4CU | 8104202 | no | no |  |  | no |  |  | 0 | 0 | 0 | 0
oh_line_8104202_200823872 |  | AD | node_8104202_200823869 | node_intto1_8104202_200823872 | 211.334 | bal_1P_4CU | 8104202 | no | no |  |  | no |  |  | 0 | 0 | 0 | 0
oh_line_8104202_200823873 |  | AD | node_8104202_200823872 | node_8104202_200823873 | 149.05 | bal_1P_4CU | 8104202 | no | no |  |  | no |  |  | 0 | 0 | 0 | 0
oh_line_8104202_200823874 |  | AD | node_8104202_200823873 | node_8104202_200823874 | 143.797 | bal_1P_4CU | 8104202 | no | no |  |  | no |  |  | 0 | 0 | 0 | 0
oh_line_8104202_200823877 |  | AD | node_8104202_200823874 | node_8104202_200823877 | 129.829 | bal_1P_4CU | 8104202 | no | no |  |  | no |  |  | 0 | 0 | 0 | 0
oh_line_8104202_200823878 |  | AD | node_8104202_200823877 | node_8104202_200823878 | 71.425 | bal_1P_4CU | 8104202 | no | no |  |  | no |  |  | 0 | 0 | 0 | 0
oh_line_8104202_200823879 |  | AD | node_8104202_200823878 | node_8104202_200823879 | 146.717 | bal_1P_4CU | 8104202 | no | no |  |  | no |  |  | 0 | 0 | 0 | 0
oh_line_8104202_200823880 |  | AD | node_8104202_200823879 | node_8104202_200823880 | 112.954 | bal_1P_4CU | 8104202 | no | no |  |  | no |  |  | 0 | 0 | 0 | 0
oh_line_8104202_200824086 |  | AD | node_8104202_200823360 | node_8104202_200824086 | 289.149 | bal_1P_2AC | 8104202 | no | no |  |  | no |  |  | 0 | 0 | 0 | 0
oh_line_8104202_200824087 |  | AD | node_8104202_200824086 | node_8104202_200824087 | 307.681 | bal_1P_2AC | 8104202 | no | no |  |  | no |  |  | 0 | 0 | 0 | 0
oh_line_8104202_200824089 |  | AD | node_8104202_200824087 | node_8104202_200824089 | 282.327 | bal_1P_2AC | 8104202 | no | no |  |  | no |  |  | 0 | 0 | 0 | 0
oh_line_8104202_200824090 |  | AD | node_8104202_200970122 | node_8104202_200824090 | 92.433 | bal_1P_1/0AA | 8104202 | no | no |  |  | no |  |  | 0 | 0 | 0 | 0
oh_line_8104202_200824091 |  | AD | node_8104202_200824089 | node_8104202_200824091 | 219.908 | bal_1P_2AC | 8104202 | no | no |  |  | no |  |  | 0 | 0 | 0 | 0
oh_line_8104202_200824278 |  | AD | node_8104202_200823322 | node_8104202_200824278 | 283.602 | bal_1P_1/0AC | 8104202 | no | no |  |  | no |  |  | 0 | 0 | 0 | 0
oh_line_8104202_200824280 |  | AD | node_8104202_200824278 | node_8104202_200824280 | 145.746 | bal_1P_1/0AC | 8104202 | no | no |  |  | no |  |  | 0 | 0 | 0 | 0
oh_line_8104202_200824281 |  | AD | node_8104202_200824280 | node_8104202_200824281 | 303.36 | bal_1P_1/0AC | 8104202 | no | no |  |  | no |  |  | 0 | 0 | 0 | 0
oh_line_8104202_200824283 |  | AD | node_8104202_200824281 | node_8104202_200824283 | 304.045 | bal_1P_1/0AC | 8104202 | no | no |  |  | no |  |  | 0 | 0 | 0 | 0
oh_line_8104202_200824286 |  | AD | node_8104202_200824283 | node_8104202_200824286 | 306.206 | bal_1P_1/0AC | 8104202 | no | no |  |  | no |  |  | 0 | 0 | 0 | 0
oh_line_8104202_200824287 |  | AD | node_8104202_200824286 | node_8104202_200824287 | 297.243 | bal_1P_1/0AC | 8104202 | no | no |  |  | no |  |  | 0 | 0 | 0 | 0
oh_line_8104202_200824289 |  | AD | node_8104202_200824287 | node_8104202_200824289 | 234.472 | bal_1P_1/0AC | 8104202 | no | no |  |  | no |  |  | 0 | 0 | 0 | 0
oh_line_8104202_200824617 |  | AD | node_8104202_200823341 | node_8104202_200824617 | 149.037 | bal_1P_2AC | 8104202 | no | no |  |  | no |  |  | 0 | 0 | 0 | 0
oh_line_8104202_200824619 |  | AD | node_8104202_200824617 | node_8104202_200824619 | 304.885 | bal_1P_2AC | 8104202 | no | no |  |  | no |  |  | 0 | 0 | 0 | 0
oh_line_8104202_200824620 |  | AD | node_8104202_200824619 | node_8104202_200824620 | 188.403 | bal_1P_2AC | 8104202 | no | no |  |  | no |  |  | 0 | 0 | 0 | 0
oh_line_8104202_200824621 |  | AD | node_8104202_200824620 | node_8104202_200824621 | 282.087 | bal_1P_2AC | 8104202 | no | no |  |  | no |  |  | 0 | 0 | 0 | 0
oh_line_8104202_200824630 |  | ABCD | node_8104202_200821497 | node_8104202_200824630 | 218.091 | bal_3P_1/0AC | 8104202 | no | no |  |  | no |  |  | 0 | 0 | 0 | 0
oh_line_8104202_200824631 |  | ABCD | node_8104202_200824630 | node_8104202_200824631 | 182.11 | bal_3P_1/0AA | 8104202 | no | no |  |  | no |  |  | 0 | 0 | 0 | 0
oh_line_8104202_200824657 |  | AD | node_8104202_200824289 | node_8104202_200824657 | 58.764 | bal_1P_1/0AA | 8104202 | no | no |  |  | no |  |  | 0 | 0 | 0 | 0
oh_line_8104202_200824658 |  | AD | node_8104202_200824657 | node_8104202_200824658 | 220.064 | bal_1P_1/0AA | 8104202 | no | no |  |  | no |  |  | 0 | 0 | 0 | 0
oh_line_8104202_200824659 |  | AD | node_8104202_200824658 | node_8104202_200824659 | 200.386 | bal_1P_1/0AA | 8104202 | no | no |  |  | no |  |  | 0 | 0 | 0 | 0
oh_line_8104202_200824660 |  | AD | node_8104202_200824659 | node_8104202_200824660 | 240.815 | bal_1P_1/0AA | 8104202 | no | no |  |  | no |  |  | 0 | 0 | 0 | 0
oh_line_8104202_200824661 |  | AD | node_8104202_200824660 | node_8104202_200824661 | 234.178 | bal_1P_1/0AA | 8104202 | no | no |  |  | no |  |  | 0 | 0 | 0 | 0
oh_line_8104202_200824662 |  | AD | node_8104202_200824661 | node_8104202_200824662 | 233.391 | bal_1P_1/0AA | 8104202 | no | no |  |  | no |  |  | 0 | 0 | 0 | 0
oh_line_8104202_200824663 |  | AD | node_8104202_200824662 | node_8104202_200824663 | 328.22 | bal_1P_1/0AA | 8104202 | no | no |  |  | no |  |  | 0 | 0 | 0 | 0
oh_line_8104202_200824665 |  | AD | node_8104202_200823325 | node_8104202_200824665 | 54.12 | bal_1P_1/0AA | 8104202 | no | no |  |  | no |  |  | 0 | 0 | 0 | 0
oh_line_8104202_200824666 |  | AD | node_8104202_200824665 | node_8104202_200824666 | 253.7 | bal_1P_1/0AA | 8104202 | no | no |  |  | no |  |  | 0 | 0 | 0 | 0
oh_line_8104202_200824667 |  | AD | node_8104202_200824666 | node_8104202_200824667 | 268.134 | bal_1P_1/0AA | 8104202 | no | no |  |  | no |  |  | 0 | 0 | 0 | 0
oh_line_8104202_200824668 |  | AD | node_8104202_200824667 | node_8104202_200824668 | 296.065 | bal_1P_1/0AA | 8104202 | no | no |  |  | no |  |  | 0 | 0 | 0 | 0
oh_line_8104202_200831850 |  | ABCD | node_8104202_200949164 | node_8104202_200831850 | 148.151 | bal_3P_4/0AA | 8104202 | no | no |  |  | no |  |  | 0 | 0 | 0 | 0
oh_line_8104202_200831854 |  | ABCD | node_8104202_200821475 | node_8104202_200831854 | 117.932 | bal_3P_4/0AA | 8104202 | no | no |  |  | no |  |  | 0 | 0 | 0 | 0
oh_line_8104202_200832221 |  | AD | node_8104202_200832222 | node_8104202_200832221 | 148.018 | bal_1P_2AC | 8104202 | no | no |  |  | no |  |  | 0 | 0 | 0 | 0
oh_line_8104202_200832222 |  | AD | node_8104202_200832223 | node_8104202_200832222 | 183.892 | bal_1P_2AC | 8104202 | no | no |  |  | no |  |  | 0 | 0 | 0 | 0
oh_line_8104202_200832223 |  | AD | node_8104202_200832224 | node_8104202_200832223 | 344.623 | bal_1P_2AC | 8104202 | no | no |  |  | no |  |  | 0 | 0 | 0 | 0
oh_line_8104202_200832224 |  | AD | node_8104202_200832225 | node_8104202_200832224 | 166.859 | bal_1P_2AC | 8104202 | no | no |  |  | no |  |  | 0 | 0 | 0 | 0
oh_line_8104202_200832225 |  | AD | node_8104202_200832226 | node_8104202_200832225 | 271.72 | bal_1P_2AC | 8104202 | no | no |  |  | no |  |  | 0 | 0 | 0 | 0
oh_line_8104202_200832226 |  | AD | node_8104202_200823383 | node_8104202_200832226 | 269.343 | bal_1P_2AC | 8104202 | no | no |  |  | no |  |  | 0 | 0 | 0 | 0
oh_line_8104202_200832428 |  | AD | node_8104202_200832434 | node_8104202_200832428 | 161.814 | bal_1P_4CU | 8104202 | no | no |  |  | no |  |  | 0 | 0 | 0 | 0
oh_line_8104202_200832429 |  | AD | node_8104202_200832428 | node_8104202_200832429 | 119.18 | bal_1P_4CU | 8104202 | no | no |  |  | no |  |  | 0 | 0 | 0 | 0
oh_line_8104202_200832434 |  | AD | node_8104202_200823880 | node_8104202_200832434 | 140.711 | bal_1P_4CU | 8104202 | no | no |  |  | no |  |  | 0 | 0 | 0 | 0
oh_line_8104202_200916325 |  | ABCD | node_SOURCE_8104202 | node_8104202_200916325 | 44.485 | bal_3P_477AL | 8104202 | no | no |  |  | no |  |  | 0 | 0 | 0 | 0
oh_line_8104202_200949138 |  | ABCD | node_8104202_200821479 | node_8104202_200949138 | 125.611 | bal_3P_4/0AA | 8104202 | no | no |  |  | no |  |  | 0 | 0 | 0 | 0
oh_line_8104202_200949139 |  | ABCD | node_8104202_200949140 | node_8104202_200949139 | 84.495 | bal_3P_4/0AA | 8104202 | no | no |  |  | no |  |  | 0 | 0 | 0 | 0
oh_line_8104202_200949140 |  | ABCD | node_8104202_200949141 | node_8104202_200949140 | 91.662 | bal_3P_4/0AA | 8104202 | no | no |  |  | no |  |  | 0 | 0 | 0 | 0
oh_line_8104202_200949141 |  | ABCD | node_8104202_200949142 | node_8104202_200949141 | 142.527 | bal_3P_4/0AA | 8104202 | no | no |  |  | no |  |  | 0 | 0 | 0 | 0
oh_line_8104202_200949142 |  | ABCD | node_8104202_200949143 | node_8104202_200949142 | 49.347 | bal_3P_4/0AA | 8104202 | no | no |  |  | no |  |  | 0 | 0 | 0 | 0
oh_line_8104202_200949143 |  | ABCD | node_8104202_200949144 | node_8104202_200949143 | 168.84 | bal_3P_4/0AA | 8104202 | no | no |  |  | no |  |  | 0 | 0 | 0 | 0
oh_line_8104202_200949144 |  | ABCD | node_8104202_200821490 | node_8104202_200949144 | 164.768 | bal_3P_4/0AA | 8104202 | no | no |  |  | no |  |  | 0 | 0 | 0 | 0
oh_line_8104202_200949146-1 |  | ABCD | node_1395616_835_15308932_319 | node_8104202_200949146 | 9.18 | bal_3P_4/0AA | 8104202 | no | no |  |  | no |  |  | 0 | 0 | 0 | 0
oh_line_8104202_200949146-2 |  | ABCD | node_8104202_200949148 | node_1395616_835_15308932_319 | 134.105 | bal_3P_4/0AA | 8104202 | no | no |  |  | no |  |  | 0 | 0 | 0 | 0
oh_line_8104202_200949148 |  | ABCD | node_8104202_200949149 | node_8104202_200949148 | 62.326 | bal_3P_4/0AA | 8104202 | no | no |  |  | no |  |  | 0 | 0 | 0 | 0
oh_line_8104202_200949149 |  | ABCD | node_8104202_200821494 | node_8104202_200949149 | 170.599 | bal_3P_4/0AA | 8104202 | no | no |  |  | no |  |  | 0 | 0 | 0 | 0
oh_line_8104202_200949160 |  | ABCD | node_8104202_200949161 | node_intto1_1395128_692_15306826_056 | 282.963 | bal_3P_4/0AA | 8104202 | no | no |  |  | no |  |  | 0 | 0 | 0 | 0
oh_line_8104202_200949161 |  | ABCD | node_8104202_200949162 | node_8104202_200949161 | 140.639 | bal_3P_4/0AA | 8104202 | no | no |  |  | no |  |  | 0 | 0 | 0 | 0
oh_line_8104202_200949162 |  | ABCD | node_8104202_200831850 | node_8104202_200949162 | 109.065 | bal_3P_4/0AA | 8104202 | no | no |  |  | no |  |  | 0 | 0 | 0 | 0
oh_line_8104202_200949164 |  | ABCD | node_8104202_200831854 | node_8104202_200949164 | 116.273 | bal_3P_4/0AA | 8104202 | no | no |  |  | no |  |  | 0 | 0 | 0 | 0
oh_line_8104202_200950376 |  | AD | node_8104202_200821565 | node_8104202_200950376 | 141.581 | bal_1P_1/0AA | 8104202 | no | no |  |  | no |  |  | 0 | 0 | 0 | 0
oh_line_8104202_200970122 |  | AD | node_8104202_200824089 | node_8104202_200970122 | 163.673 | bal_1P_1/0AA | 8104202 | no | no |  |  | no |  |  | 0 | 0 | 0 | 0
oh_line_8104202_201010224 |  | ABCD | node_8104202_200821541 | node_8104202_201010224 | 49.4 | bal_3P_1/0AA | 8104202 | no | no |  |  | no |  |  | 0 | 0 | 0 | 0
oh_line_8104202_201027229 |  | ABCN | node_8104202_200821476 | node_8104202_201027229 | 118.181 | bal_3P_DELTACUST | 8104202 | no | no |  |  | no |  |  | 0 | 0 | 0 | 0
oh_line_8104202_201027241 |  | AN | node_8104202_200823286 | node_8104202_201027241 | 388.08 | bal_1P_DELTACUST | 8104202 | no | no |  |  | no |  |  | 0 | 0 | 0 | 0
oh_line_8104202_201033832 |  | AD | node_8104202_200823703 | node_8104202_201033832 | 139.546 | bal_1P_1/0AA | 8104202 | no | no |  |  | no |  |  | 0 | 0 | 0 | 0
oh_line_8104202_201033833 |  | AD | node_8104202_200823705 | node_8104202_201033833 | 157.473 | bal_1P_1/0AA | 8104202 | no | no |  |  | no |  |  | 0 | 0 | 0 | 0
oh_line_8104202_201034463 |  | AD | node_8104202_200821490 | node_8104202_201034463 | 96.532 | bal_1P_1/0AA | 8104202 | no | no |  |  | no |  |  | 0 | 0 | 0 | 0
oh_line_8104202_201034464 |  | AD | node_8104202_201034463 | node_intto1_8104202_201034464 | 139.878 | bal_1P_4CU | 8104202 | no | no |  |  | no |  |  | 0 | 0 | 0 | 0
oh_line_8104202_201034465 |  | AD | node_8104202_201034464 | node_8104202_201034465 | 116.375 | bal_1P_4CU | 8104202 | no | no |  |  | no |  |  | 0 | 0 | 0 | 0
oh_line_8104202_201034466 |  | AD | node_8104202_201034465 | node_8104202_201034466 | 191.79 | bal_1P_4CU | 8104202 | no | no |  |  | no |  |  | 0 | 0 | 0 | 0
oh_line_8104202_201034467 |  | AD | node_8104202_201034466 | node_8104202_201034467 | 191.052 | bal_1P_4CU | 8104202 | no | no |  |  | no |  |  | 0 | 0 | 0 | 0
oh_line_8104202_201034468 |  | AD | node_8104202_200823844 | node_8104202_201034468 | 171.623 | bal_1P_4CU | 8104202 | no | no |  |  | no |  |  | 0 | 0 | 0 | 0
oh_line_8104202_201034469 |  | AD | node_8104202_200823847 | node_8104202_201034469 | 168.911 | bal_1P_4CU | 8104202 | no | no |  |  | no |  |  | 0 | 0 | 0 | 0
oh_line_8104202_201034470 |  | AD | node_8104202_201034469 | node_8104202_201034470 | 148.895 | bal_1P_4CU | 8104202 | no | no |  |  | no |  |  | 0 | 0 | 0 | 0
oh_line_8104202_201034471 |  | AD | node_8104202_201034470 | node_8104202_201034471 | 137.8 | bal_1P_4CU | 8104202 | no | no |  |  | no |  |  | 0 | 0 | 0 | 0
oh_line_8104202_201034472 |  | AD | node_8104202_201034471 | node_8104202_201034472 | 81.034 | bal_1P_4CU | 8104202 | no | no |  |  | no |  |  | 0 | 0 | 0 | 0
oh_line_8104202_201034474 |  | AD | node_8104202_201034472 | node_8104202_201034474 | 124.195 | bal_1P_4CU | 8104202 | no | no |  |  | no |  |  | 0 | 0 | 0 | 0
oh_line_8104202_201034476 |  | AD | node_8104202_201034474 | node_8104202_201034476 | 173.296 | bal_1P_1/0AA | 8104202 | no | no |  |  | no |  |  | 0 | 0 | 0 | 0
oh_line_8104202_201034477 |  | AD | node_8104202_201034476 | node_8104202_201034477 | 77.015 | bal_1P_1/0AA | 8104202 | no | no |  |  | no |  |  | 0 | 0 | 0 | 0
oh_line_8104202_201034630 |  | AD | node_8104202_201033833 | node_8104202_201034630 | 153.772 | bal_1P_1/0AA | 8104202 | no | no |  |  | no |  |  | 0 | 0 | 0 | 0
oh_line_8104202_201034758 |  | AD | node_8104202_200823709 | node_8104202_201034758 | 150.837 | bal_1P_1/0AA | 8104202 | no | no |  |  | no |  |  | 0 | 0 | 0 | 0
oh_line_8104202_201034759 |  | AD | node_8104202_201034758 | node_8104202_201034759 | 76.73 | bal_1P_4CU | 8104202 | no | no |  |  | no |  |  | 0 | 0 | 0 | 0
oh_line_8104202_201034760 |  | AD | node_8104202_201034759 | node_8104202_201034760 | 158.034 | bal_1P_4CU | 8104202 | no | no |  |  | no |  |  | 0 | 0 | 0 | 0
oh_line_8104202_201034763 |  | AD | node_8104202_201034767 | node_8104202_201034763 | 113.734 | bal_1P_4CU | 8104202 | no | no |  |  | no |  |  | 0 | 0 | 0 | 0
oh_line_8104202_201034764 |  | AD | node_8104202_201034763 | node_8104202_201034764 | 74.533 | bal_1P_4CU | 8104202 | no | no |  |  | no |  |  | 0 | 0 | 0 | 0
oh_line_8104202_201034765 |  | AD | node_8104202_201034768 | node_8104202_201034765 | 161.817 | bal_1P_4CU | 8104202 | no | no |  |  | no |  |  | 0 | 0 | 0 | 0
oh_line_8104202_201034767 |  | AD | node_8104202_201034760 | node_8104202_201034767 | 90.003 | bal_1P_4CU | 8104202 | no | no |  |  | no |  |  | 0 | 0 | 0 | 0
oh_line_8104202_201034768 |  | AD | node_8104202_201034764 | node_8104202_201034768 | 87.807 | bal_1P_4CU | 8104202 | no | no |  |  | no |  |  | 0 | 0 | 0 | 0
oh_line_8104202_201034769 |  | ABCD | node_8104202_200821522 | node_8104202_201034769 | 41.66 | bal_3P_1/0AA | 8104202 | no | no |  |  | no |  |  | 0 | 0 | 0 | 0
oh_line_8104202_201034770 |  | ABCD | node_8104202_201034769 | node_8104202_201034770 | 157.949 | bal_3P_1/0AA | 8104202 | no | no |  |  | no |  |  | 0 | 0 | 0 | 0
oh_line_8104202_201034771 |  | ABCD | node_8104202_201034770 | node_8104202_201034771 | 179.552 | bal_3P_1/0AA | 8104202 | no | no |  |  | no |  |  | 0 | 0 | 0 | 0
oh_line_8104202_201034772 |  | ABCD | node_8104202_201034771 | node_8104202_201034772 | 178.092 | bal_3P_4CU | 8104202 | no | no |  |  | no |  |  | 0 | 0 | 0 | 0
oh_line_8104202_201034773 |  | ABCD | node_8104202_201034772 | node_8104202_201034773 | 148.233 | bal_3P_4CU | 8104202 | no | no |  |  | no |  |  | 0 | 0 | 0 | 0
oh_line_8104202_201034774 |  | ABCD | node_8104202_201034773 | node_8104202_201034774 | 153.133 | bal_3P_4CU | 8104202 | no | no |  |  | no |  |  | 0 | 0 | 0 | 0
oh_line_8104202_201034775 |  | ABCD | node_8104202_201034774 | node_8104202_201034775 | 155.613 | bal_3P_4CU | 8104202 | no | no |  |  | no |  |  | 0 | 0 | 0 | 0
oh_line_8104202_201034776 |  | ABCD | node_8104202_201034775 | node_8104202_201034776 | 151.318 | bal_3P_4CU | 8104202 | no | no |  |  | no |  |  | 0 | 0 | 0 | 0
oh_line_8104202_201035201 |  | AD | node_8104202_200823711 | node_8104202_201035201 | 179.987 | bal_1P_1/0AA | 8104202 | no | no |  |  | no |  |  | 0 | 0 | 0 | 0
oh_line_8104202_201035202 |  | AD | node_8104202_201035201 | node_8104202_201035202 | 115.175 | bal_1P_1/0AA | 8104202 | no | no |  |  | no |  |  | 0 | 0 | 0 | 0
oh_line_8104202_201035203 |  | AD | node_8104202_201035202 | node_8104202_201035203 | 156.16 | bal_1P_1/0AA | 8104202 | no | no |  |  | no |  |  | 0 | 0 | 0 | 0
oh_line_8104202_201035204 |  | AD | node_8104202_201035203 | node_8104202_201035204 | 151.092 | bal_1P_1/0AA | 8104202 | no | no |  |  | no |  |  | 0 | 0 | 0 | 0
oh_line_8104202_201035205 |  | AD | node_8104202_201035204 | node_8104202_201035205 | 145.306 | bal_1P_1/0AA | 8104202 | no | no |  |  | no |  |  | 0 | 0 | 0 | 0
oh_line_8104202_201035206 |  | AD | node_8104202_200823720 | node_8104202_201035206 | 163.461 | bal_1P_1/0AA | 8104202 | no | no |  |  | no |  |  | 0 | 0 | 0 | 0
oh_line_8104202_201035208 |  | ABCD | node_8104202_200821536 | node_8104202_201035208 | 124.874 | bal_3P_4CU | 8104202 | no | no |  |  | no |  |  | 0 | 0 | 0 | 0
oh_line_8104202_201035209 |  | AD | node_8104202_201035212 | node_8104202_201035209 | 88.404 | bal_1P_4CU | 8104202 | no | no |  |  | no |  |  | 0 | 0 | 0 | 0
oh_line_8104202_201035211 |  | ABCD | node_8104202_201035208 | node_8104202_201035211 | 168.974 | bal_3P_4CU | 8104202 | no | no |  |  | no |  |  | 0 | 0 | 0 | 0
oh_line_8104202_201035212 |  | AD | node_8104202_201035211 | node_8104202_201035212 | 171.61 | bal_1P_4CU | 8104202 | no | no |  |  | no |  |  | 0 | 0 | 0 | 0
oh_line_8104202_201059058 |  | AD | node_8104202_200821584 | node_8104202_201059058 | 177.749 | bal_1P_2AC | 8104202 | no | no |  |  | no |  |  | 0 | 0 | 0 | 0
oh_line_8104202_310054926-1 |  | AD | node_8104202_200821740 | node_intto1_310054932 | 39.663 | bal_1P_477AL | 8104202 | no | no |  |  | no |  |  | 0 | 0 | 0 | 0
oh_line_8104202_310054926-2 |  | AD | node_310054932 | node_intto1_220523286 | 15.358 | bal_1P_477AL | 8104202 | no | no |  |  | no |  |  | 0 | 0 | 0 | 0
oh_line_8104202_310054926-3 |  | AD | node_220523286 | node_intto1_220557260 | 13.039 | bal_1P_477AL | 8104202 | no | no |  |  | no |  |  | 0 | 0 | 0 | 0
oh_line_8104202_310054926-4 |  | AD | node_220557260 | node_8104202_310054926 | 12.116 | bal_1P_477AL | 8104202 | no | no |  |  | no |  |  | 0 | 0 | 0 | 0
oh_line_8104202_310054927 |  | ABCD | node_8104202_200916325 | node_8104202_310054927 | 40.932 | bal_3P_477AL | 8104202 | no | no |  |  | no |  |  | 0 | 0 | 0 | 0
oh_line_8104202_311893598 |  | ABCD | node_8104202_200824631 | node_8104202_311893598 | 25.23 | bal_3P_1/0AA | 8104202 | no | no |  |  | no |  |  | 0 | 0 | 0 | 0
oh_line_TAP_OH_894699 |  | AN | node_8104202_200821510 | node_1395839_77_15308677_982 | 0.033 | unb_TAPWIRE_OH | 8104202 | no | no |  |  | no |  |  | 0 | 0 | 0 | 0
oh_line_TAP_OH_894700 |  | AN | node_8104202_200821514 | node_1396112_878_15308579_716 | 0.033 | unb_TAPWIRE_OH | 8104202 | no | no |  |  | no |  |  | 0 | 0 | 0 | 0
oh_line_TAP_OH_894701 |  | AN | node_8104202_200821516 | node_1396148_104_15308993_203 | 0.033 | unb_TAPWIRE_OH | 8104202 | no | no |  |  | no |  |  | 0 | 0 | 0 | 0
oh_line_TAP_OH_894702 |  | AN | node_8104202_200821520 | node_1396127_72_15309388_531 | 0.033 | unb_TAPWIRE_OH | 8104202 | no | no |  |  | no |  |  | 0 | 0 | 0 | 0
oh_line_TAP_OH_894703 |  | ABCN | node_8104202_200821522 | node_1395496_162_15309319_606 | 0.033 | unb_TAPWIRE_OH | 8104202 | no | no |  |  | no |  |  | 0 | 0 | 0 | 0
oh_line_TAP_OH_894704 |  | ABCN | node_8104202_200821545 | node_1394251_862_15309676_075 | 0.033 | unb_TAPWIRE_OH | 8104202 | no | no |  |  | no |  |  | 0 | 0 | 0 | 0
oh_line_TAP_OH_894705 |  | ABCN | node_8104202_200821549 | node_1393723_197_15309735_723 | 0.033 | unb_TAPWIRE_OH | 8104202 | no | no |  |  | no |  |  | 0 | 0 | 0 | 0
oh_line_TAP_OH_894706 |  | AN | node_8104202_200821554 | node_1393251_011_15309962_068 | 0.033 | unb_TAPWIRE_OH | 8104202 | no | no |  |  | no |  |  | 0 | 0 | 0 | 0
oh_line_TAP_OH_894707 |  | AN | node_8104202_200821556 | node_1393091_724_15310017_741 | 0.033 | unb_TAPWIRE_OH | 8104202 | no | no |  |  | no |  |  | 0 | 0 | 0 | 0
oh_line_TAP_OH_894708 |  | AN | node_8104202_200821560 | node_1392895_745_15310383_864 | 0.033 | unb_TAPWIRE_OH | 8104202 | no | no |  |  | no |  |  | 0 | 0 | 0 | 0
oh_line_TAP_OH_894709 |  | AN | node_8104202_200821565 | node_1392645_93_15310989_518 | 0.033 | unb_TAPWIRE_OH | 8104202 | no | no |  |  | no |  |  | 0 | 0 | 0 | 0
oh_line_TAP_OH_894710 |  | AN | node_8104202_200821568 | node_1392456_854_15311439_691 | 0.033 | unb_TAPWIRE_OH | 8104202 | no | no |  |  | no |  |  | 0 | 0 | 0 | 0
oh_line_TAP_OH_894711 |  | AN | node_8104202_200821571 | node_1392280_114_15311449_66 | 0.033 | unb_TAPWIRE_OH | 8104202 | no | no |  |  | no |  |  | 0 | 0 | 0 | 0
oh_line_TAP_OH_894712 |  | AN | node_8104202_200821576 | node_1391733_013_15311627_709 | 0.033 | unb_TAPWIRE_OH | 8104202 | no | no |  |  | no |  |  | 0 | 0 | 0 | 0
oh_line_TAP_OH_894713 |  | AN | node_8104202_200821578 | node_1391446_852_15311815_852 | 0.033 | unb_TAPWIRE_OH | 8104202 | no | no |  |  | no |  |  | 0 | 0 | 0 | 0
oh_line_TAP_OH_894714 |  | AN | node_8104202_200821584 | node_1391099_783_15311116_899 | 0.033 | unb_TAPWIRE_OH | 8104202 | no | no |  |  | no |  |  | 0 | 0 | 0 | 0
oh_line_TAP_OH_894715 |  | AN | node_8104202_200821586 | node_1391456_916_15310863_456 | 0.033 | unb_TAPWIRE_OH | 8104202 | no | no |  |  | no |  |  | 0 | 0 | 0 | 0
oh_line_TAP_OH_894716 |  | ABCN | node_8104202_200821587 | node_1395336_726_15309733_347 | 0.033 | unb_TAPWIRE_OH | 8104202 | no | no |  |  | no |  |  | 0 | 0 | 0 | 0
oh_line_TAP_OH_894717 |  | AN | node_8104202_200821590 | node_1390991_552_15310692_781 | 0.033 | unb_TAPWIRE_OH | 8104202 | no | no |  |  | no |  |  | 0 | 0 | 0 | 0
oh_line_TAP_OH_894718 |  | AN | node_8104202_200821594 | node_1390306_756_15310535_645 | 0.033 | unb_TAPWIRE_OH | 8104202 | no | no |  |  | no |  |  | 0 | 0 | 0 | 0
oh_line_TAP_OH_894719 |  | AN | node_8104202_200821595 | node_1390042_296_15310519_433 | 0.033 | unb_TAPWIRE_OH | 8104202 | no | no |  |  | no |  |  | 0 | 0 | 0 | 0
oh_line_TAP_OH_894720 |  | AN | node_8104202_200821604 | node_1394860_902_15310104_919 | 0.033 | unb_TAPWIRE_OH | 8104202 | no | no |  |  | no |  |  | 0 | 0 | 0 | 0
oh_line_TAP_OH_894721 |  | ABCN | node_8104202_200821606 | node_1394668_379_15309703_821 | 0.033 | unb_TAPWIRE_OH | 8104202 | no | no |  |  | no |  |  | 0 | 0 | 0 | 0
oh_line_TAP_OH_894733 |  | AN | node_8104202_200821650 | node_1396783_88_15315393_792 | 0.033 | unb_TAPWIRE_OH | 8104202 | no | no |  |  | no |  |  | 0 | 0 | 0 | 0
oh_line_TAP_OH_894734 |  | AN | node_8104202_200821655 | node_1396613_45_15315630_631 | 0.033 | unb_TAPWIRE_OH | 8104202 | no | no |  |  | no |  |  | 0 | 0 | 0 | 0
oh_line_TAP_OH_894735 |  | AN | node_8104202_200821660 | node_1397195_574_15315259_015 | 0.033 | unb_TAPWIRE_OH | 8104202 | no | no |  |  | no |  |  | 0 | 0 | 0 | 0
oh_line_TAP_OH_894744 |  | AN | node_8104202_200821744 | node_1397204_685_15314953_11 | 0.033 | unb_TAPWIRE_OH | 8104202 | no | no |  |  | no |  |  | 0 | 0 | 0 | 0
oh_line_TAP_OH_895195 |  | AN | node_8104202_200823275 | node_1389701_802_15315554_768 | 0.033 | unb_TAPWIRE_OH | 8104202 | no | no |  |  | no |  |  | 0 | 0 | 0 | 0
oh_line_TAP_OH_895196 |  | AN | node_8104202_200823277 | node_1396928_83_15314888_491 | 0.033 | unb_TAPWIRE_OH | 8104202 | no | no |  |  | no |  |  | 0 | 0 | 0 | 0
oh_line_TAP_OH_895197 |  | AN | node_8104202_200823278 | node_1394064_336_15315408_976 | 0.033 | unb_TAPWIRE_OH | 8104202 | no | no |  |  | no |  |  | 0 | 0 | 0 | 0
oh_line_TAP_OH_895198 |  | AN | node_8104202_200823280 | node_1393830_624_15315447_949 | 0.033 | unb_TAPWIRE_OH | 8104202 | no | no |  |  | no |  |  | 0 | 0 | 0 | 0
oh_line_TAP_OH_895199 |  | AN | node_8104202_200823281 | node_1393615_339_15315598_038 | 0.033 | unb_TAPWIRE_OH | 8104202 | no | no |  |  | no |  |  | 0 | 0 | 0 | 0
oh_line_TAP_OH_895200 |  | AN | node_8104202_200823285 | node_1392597_376_15315544_215 | 0.033 | unb_TAPWIRE_OH | 8104202 | no | no |  |  | no |  |  | 0 | 0 | 0 | 0
oh_line_TAP_OH_895201 |  | AN | node_8104202_200823286 | node_1392361_57_15315645_897 | 0.033 | unb_TAPWIRE_OH | 8104202 | no | no |  |  | no |  |  | 0 | 0 | 0 | 0
oh_line_TAP_OH_895202 |  | AN | node_8104202_200823289 | node_1392064_573_15315401_795 | 0.033 | unb_TAPWIRE_OH | 8104202 | no | no |  |  | no |  |  | 0 | 0 | 0 | 0
oh_line_TAP_OH_895203 |  | AN | node_8104202_200823291 | node_1391921_157_15315745_723 | 0.033 | unb_TAPWIRE_OH | 8104202 | no | no |  |  | no |  |  | 0 | 0 | 0 | 0
oh_line_TAP_OH_895204 |  | AN | node_8104202_200823292 | node_1391891_61_15315448_42 | 0.033 | unb_TAPWIRE_OH | 8104202 | no | no |  |  | no |  |  | 0 | 0 | 0 | 0
oh_line_TAP_OH_895205 |  | AN | node_8104202_200823295 | node_1396643_556_15315083_977 | 0.033 | unb_TAPWIRE_OH | 8104202 | no | no |  |  | no |  |  | 0 | 0 | 0 | 0
oh_line_TAP_OH_895206 |  | AN | node_8104202_200823296 | node_1391666_814_15315374_119 | 0.033 | unb_TAPWIRE_OH | 8104202 | no | no |  |  | no |  |  | 0 | 0 | 0 | 0
oh_line_TAP_OH_895207 |  | AN | node_8104202_200823298 | node_1391416_781_15315360_741 | 0.033 | unb_TAPWIRE_OH | 8104202 | no | no |  |  | no |  |  | 0 | 0 | 0 | 0
oh_line_TAP_OH_895208 |  | AN | node_8104202_200823300 | node_1391165_972_15315348_193 | 0.033 | unb_TAPWIRE_OH | 8104202 | no | no |  |  | no |  |  | 0 | 0 | 0 | 0
oh_line_TAP_OH_895209 |  | AN | node_8104202_200823301 | node_1390903_749_15315336_523 | 0.033 | unb_TAPWIRE_OH | 8104202 | no | no |  |  | no |  |  | 0 | 0 | 0 | 0
oh_line_TAP_OH_895210 |  | AN | node_8104202_200823305 | node_1390282_389_15315611_858 | 0.033 | unb_TAPWIRE_OH | 8104202 | no | no |  |  | no |  |  | 0 | 0 | 0 | 0
oh_line_TAP_OH_895211 |  | AN | node_8104202_200823311 | node_1389526_627_15315273_524 | 0.033 | unb_TAPWIRE_OH | 8104202 | no | no |  |  | no |  |  | 0 | 0 | 0 | 0
oh_line_TAP_OH_895212 |  | AN | node_8104202_200823313 | node_1389368_031_15315319_459 | 0.033 | unb_TAPWIRE_OH | 8104202 | no | no |  |  | no |  |  | 0 | 0 | 0 | 0
oh_line_TAP_OH_895213 |  | AN | node_8104202_200823315 | node_1389110_722_15315239_729 | 0.033 | unb_TAPWIRE_OH | 8104202 | no | no |  |  | no |  |  | 0 | 0 | 0 | 0
oh_line_TAP_OH_895214 |  | AN | node_8104202_200823316 | node_1388920_023_15315214_776 | 0.033 | unb_TAPWIRE_OH | 8104202 | no | no |  |  | no |  |  | 0 | 0 | 0 | 0
oh_line_TAP_OH_895215 |  | AN | node_8104202_200823318 | node_1396430_041_15315118_61 | 0.033 | unb_TAPWIRE_OH | 8104202 | no | no |  |  | no |  |  | 0 | 0 | 0 | 0
oh_line_TAP_OH_895216 |  | AN | node_8104202_200823321 | node_1396244_528_15315203_618 | 0.033 | unb_TAPWIRE_OH | 8104202 | no | no |  |  | no |  |  | 0 | 0 | 0 | 0
oh_line_TAP_OH_895217 |  | AN | node_8104202_200823323 | node_1388619_935_15314944_191 | 0.033 | unb_TAPWIRE_OH | 8104202 | no | no |  |  | no |  |  | 0 | 0 | 0 | 0
oh_line_TAP_OH_895218 |  | AN | node_8104202_200823325 | node_1395976_181_15315228_252 | 0.033 | unb_TAPWIRE_OH | 8104202 | no | no |  |  | no |  |  | 0 | 0 | 0 | 0
oh_line_TAP_OH_895219 |  | AN | node_8104202_200823327 | node_1395595_804_15315248_044 | 0.033 | unb_TAPWIRE_OH | 8104202 | no | no |  |  | no |  |  | 0 | 0 | 0 | 0
oh_line_TAP_OH_895220 |  | AN | node_8104202_200823329 | node_1395304_913_15315322_345 | 0.033 | unb_TAPWIRE_OH | 8104202 | no | no |  |  | no |  |  | 0 | 0 | 0 | 0
oh_line_TAP_OH_895221 |  | AN | node_8104202_200823334 | node_1394832_302_15315554_707 | 0.033 | unb_TAPWIRE_OH | 8104202 | no | no |  |  | no |  |  | 0 | 0 | 0 | 0
oh_line_TAP_OH_895222 |  | AN | node_8104202_200823336 | node_1394282_126_15315369_428 | 0.033 | unb_TAPWIRE_OH | 8104202 | no | no |  |  | no |  |  | 0 | 0 | 0 | 0
oh_line_TAP_OH_895223 |  | AN | node_8104202_200823343 | node_1389632_105_15308292_35 | 0.033 | unb_TAPWIRE_OH | 8104202 | no | no |  |  | no |  |  | 0 | 0 | 0 | 0
oh_line_TAP_OH_895224 |  | AN | node_8104202_200823346 | node_1389909_859_15308800_542 | 0.033 | unb_TAPWIRE_OH | 8104202 | no | no |  |  | no |  |  | 0 | 0 | 0 | 0
oh_line_TAP_OH_895225 |  | AN | node_8104202_200823349 | node_1389207_098_15308762_975 | 0.033 | unb_TAPWIRE_OH | 8104202 | no | no |  |  | no |  |  | 0 | 0 | 0 | 0
oh_line_TAP_OH_895226 |  | AN | node_8104202_200823351 | node_1389807_834_15308986_863 | 0.033 | unb_TAPWIRE_OH | 8104202 | no | no |  |  | no |  |  | 0 | 0 | 0 | 0
oh_line_TAP_OH_895227 |  | AN | node_8104202_200823354 | node_1389800_991_15309349_626 | 0.033 | unb_TAPWIRE_OH | 8104202 | no | no |  |  | no |  |  | 0 | 0 | 0 | 0
oh_line_TAP_OH_895228 |  | AN | node_8104202_200823356 | node_1389779_076_15309713_288 | 0.033 | unb_TAPWIRE_OH | 8104202 | no | no |  |  | no |  |  | 0 | 0 | 0 | 0
oh_line_TAP_OH_895229 |  | AN | node_8104202_200823358 | node_1389768_941_15310084_381 | 0.033 | unb_TAPWIRE_OH | 8104202 | no | no |  |  | no |  |  | 0 | 0 | 0 | 0
oh_line_TAP_OH_895230 |  | AN | node_8104202_200823360 | node_1389807_808_15310503_694 | 0.033 | unb_TAPWIRE_OH | 8104202 | no | no |  |  | no |  |  | 0 | 0 | 0 | 0
oh_line_TAP_OH_895231 |  | AN | node_8104202_200823363 | node_1389375_474_15311210_56 | 0.033 | unb_TAPWIRE_OH | 8104202 | no | no |  |  | no |  |  | 0 | 0 | 0 | 0
oh_line_TAP_OH_895232 |  | AN | node_8104202_200823365 | node_1389809_863_15311524_282 | 0.033 | unb_TAPWIRE_OH | 8104202 | no | no |  |  | no |  |  | 0 | 0 | 0 | 0
oh_line_TAP_OH_895233 |  | AN | node_8104202_200823366 | node_1389784_38_15311814_47 | 0.033 | unb_TAPWIRE_OH | 8104202 | no | no |  |  | no |  |  | 0 | 0 | 0 | 0
oh_line_TAP_OH_895234 |  | AN | node_8104202_200823367 | node_1389661_325_15312080_973 | 0.033 | unb_TAPWIRE_OH | 8104202 | no | no |  |  | no |  |  | 0 | 0 | 0 | 0
oh_line_TAP_OH_895235 |  | AN | node_8104202_200823369 | node_1389641_385_15312416_519 | 0.033 | unb_TAPWIRE_OH | 8104202 | no | no |  |  | no |  |  | 0 | 0 | 0 | 0
oh_line_TAP_OH_895236 |  | AN | node_8104202_200823372 | node_1389696_847_15312765_628 | 0.033 | unb_TAPWIRE_OH | 8104202 | no | no |  |  | no |  |  | 0 | 0 | 0 | 0
oh_line_TAP_OH_895237 |  | AN | node_8104202_200823374 | node_1389599_095_15313001_533 | 0.033 | unb_TAPWIRE_OH | 8104202 | no | no |  |  | no |  |  | 0 | 0 | 0 | 0
oh_line_TAP_OH_895238 |  | AN | node_8104202_200823381 | node_1389632_728_15314243_163 | 0.033 | unb_TAPWIRE_OH | 8104202 | no | no |  |  | no |  |  | 0 | 0 | 0 | 0
oh_line_TAP_OH_895239 |  | AN | node_8104202_200823382 | node_1389351_104_15314405_341 | 0.033 | unb_TAPWIRE_OH | 8104202 | no | no |  |  | no |  |  | 0 | 0 | 0 | 0
oh_line_TAP_OH_895240 |  | AN | node_8104202_200823383 | node_1388078_163_15306979_753 | 0.033 | unb_TAPWIRE_OH | 8104202 | no | no |  |  | no |  |  | 0 | 0 | 0 | 0
oh_line_TAP_OH_895241 |  | AN | node_8104202_200823387 | node_1388767_627_15307657_898 | 0.033 | unb_TAPWIRE_OH | 8104202 | no | no |  |  | no |  |  | 0 | 0 | 0 | 0
oh_line_TAP_OH_895356 |  | AN | node_8104202_200823702 | node_1395194_979_15308026_882 | 0.033 | unb_TAPWIRE_OH | 8104202 | no | no |  |  | no |  |  | 0 | 0 | 0 | 0
oh_line_TAP_OH_895357 |  | AN | node_8104202_200823705 | node_1394673_327_15308060_24 | 0.033 | unb_TAPWIRE_OH | 8104202 | no | no |  |  | no |  |  | 0 | 0 | 0 | 0
oh_line_TAP_OH_895399 |  | AN | node_8104202_200823822 | node_1397136_69_15315664_245 | 0.033 | unb_TAPWIRE_OH | 8104202 | no | no |  |  | no |  |  | 0 | 0 | 0 | 0
oh_line_TAP_OH_895400 |  | AN | node_8104202_200823826 | node_1397057_314_15316013_318 | 0.033 | unb_TAPWIRE_OH | 8104202 | no | no |  |  | no |  |  | 0 | 0 | 0 | 0
oh_line_TAP_OH_895401 |  | AN | node_8104202_200823844 | node_1394705_328_15308879_897 | 0.033 | unb_TAPWIRE_OH | 8104202 | no | no |  |  | no |  |  | 0 | 0 | 0 | 0
oh_line_TAP_OH_895408 |  | AN | node_8104202_200823873 | node_1394936_242_15307693_112 | 0.033 | unb_TAPWIRE_OH | 8104202 | no | no |  |  | no |  |  | 0 | 0 | 0 | 0
oh_line_TAP_OH_895409 |  | AN | node_8104202_200823878 | node_1394581_344_15307697_748 | 0.033 | unb_TAPWIRE_OH | 8104202 | no | no |  |  | no |  |  | 0 | 0 | 0 | 0
oh_line_TAP_OH_895470 |  | AN | node_8104202_200824086 | node_1389481_709_15310491_424 | 0.033 | unb_TAPWIRE_OH | 8104202 | no | no |  |  | no |  |  | 0 | 0 | 0 | 0
oh_line_TAP_OH_895471 |  | AN | node_8104202_200824087 | node_1389179_558_15310477_474 | 0.033 | unb_TAPWIRE_OH | 8104202 | no | no |  |  | no |  |  | 0 | 0 | 0 | 0
oh_line_TAP_OH_895472 |  | AN | node_8104202_200824090 | node_1388638_127_15310438_493 | 0.033 | unb_TAPWIRE_OH | 8104202 | no | no |  |  | no |  |  | 0 | 0 | 0 | 0
oh_line_TAP_OH_895473 |  | AN | node_8104202_200824091 | node_1388747_549_15310178_27 | 0.033 | unb_TAPWIRE_OH | 8104202 | no | no |  |  | no |  |  | 0 | 0 | 0 | 0
oh_line_TAP_OH_895547 |  | AN | node_8104202_200824278 | node_1388666_515_15315525_545 | 0.033 | unb_TAPWIRE_OH | 8104202 | no | no |  |  | no |  |  | 0 | 0 | 0 | 0
oh_line_TAP_OH_895548 |  | AN | node_8104202_200824280 | node_1388658_954_15315677_998 | 0.033 | unb_TAPWIRE_OH | 8104202 | no | no |  |  | no |  |  | 0 | 0 | 0 | 0
oh_line_TAP_OH_895549 |  | AN | node_8104202_200824281 | node_1388606_701_15315998_989 | 0.033 | unb_TAPWIRE_OH | 8104202 | no | no |  |  | no |  |  | 0 | 0 | 0 | 0
oh_line_TAP_OH_895550 |  | AN | node_8104202_200824283 | node_1388629_048_15316257_663 | 0.033 | unb_TAPWIRE_OH | 8104202 | no | no |  |  | no |  |  | 0 | 0 | 0 | 0
oh_line_TAP_OH_895551 |  | AN | node_8104202_200824286 | node_1388693_709_15316574_082 | 0.033 | unb_TAPWIRE_OH | 8104202 | no | no |  |  | no |  |  | 0 | 0 | 0 | 0
oh_line_TAP_OH_895552 |  | AN | node_8104202_200824287 | node_1388717_254_15316902_853 | 0.033 | unb_TAPWIRE_OH | 8104202 | no | no |  |  | no |  |  | 0 | 0 | 0 | 0
oh_line_TAP_OH_895677 |  | ABCN | node_8104202_200824630 | node_1395989_568_15309741_233 | 0.033 | unb_TAPWIRE_OH | 8104202 | no | no |  |  | no |  |  | 0 | 0 | 0 | 0
oh_line_TAP_OH_895688 |  | AN | node_8104202_200824657 | node_1388803_912_15317125_805 | 0.033 | unb_TAPWIRE_OH | 8104202 | no | no |  |  | no |  |  | 0 | 0 | 0 | 0
oh_line_TAP_OH_895689 |  | AN | node_8104202_200824659 | node_1389233_408_15317035_012 | 0.033 | unb_TAPWIRE_OH | 8104202 | no | no |  |  | no |  |  | 0 | 0 | 0 | 0
oh_line_TAP_OH_895690 |  | AN | node_8104202_200824661 | node_1389295_058_15316550_126 | 0.033 | unb_TAPWIRE_OH | 8104202 | no | no |  |  | no |  |  | 0 | 0 | 0 | 0
oh_line_TAP_OH_895691 |  | AN | node_8104202_200824663 | node_1389278_469_15315970_699 | 0.033 | unb_TAPWIRE_OH | 8104202 | no | no |  |  | no |  |  | 0 | 0 | 0 | 0
oh_line_TAP_OH_895692 |  | AN | node_8104202_200824668 | node_1395836_184_15316033_919 | 0.033 | unb_TAPWIRE_OH | 8104202 | no | no |  |  | no |  |  | 0 | 0 | 0 | 0
oh_line_TAP_OH_897953 |  | AN | node_8104202_200832222 | node_1388123_04_15305745_077 | 0.033 | unb_TAPWIRE_OH | 8104202 | no | no |  |  | no |  |  | 0 | 0 | 0 | 0
oh_line_TAP_OH_897954 |  | AN | node_8104202_200832223 | node_1388114_132_15305927_876 | 0.033 | unb_TAPWIRE_OH | 8104202 | no | no |  |  | no |  |  | 0 | 0 | 0 | 0
oh_line_TAP_OH_897955 |  | AN | node_8104202_200832225 | node_1388199_886_15306430_101 | 0.033 | unb_TAPWIRE_OH | 8104202 | no | no |  |  | no |  |  | 0 | 0 | 0 | 0
oh_line_TAP_OH_897956 |  | AN | node_8104202_200832226 | node_1388084_79_15306690_009 | 0.033 | unb_TAPWIRE_OH | 8104202 | no | no |  |  | no |  |  | 0 | 0 | 0 | 0
oh_line_TAP_OH_897998 |  | AN | node_8104202_200832429 | node_1393981_472_15307380_685 | 0.033 | unb_TAPWIRE_OH | 8104202 | no | no |  |  | no |  |  | 0 | 0 | 0 | 0
oh_line_TAP_OH_897999 |  | AN | node_8104202_200832434 | node_1394213_457_15307533_106 | 0.033 | unb_TAPWIRE_OH | 8104202 | no | no |  |  | no |  |  | 0 | 0 | 0 | 0
oh_line_TAP_OH_920643 |  | ABCN | node_8104202_200949142 | node_1395532_817_15308462_91 | 0.033 | unb_TAPWIRE_OH | 8104202 | no | no |  |  | no |  |  | 0 | 0 | 0 | 0
oh_line_TAP_OH_920645 |  | ABCN | node_8104202_200949148 | node_1395676_716_15309056_702 | 0.033 | unb_TAPWIRE_OH | 8104202 | no | no |  |  | no |  |  | 0 | 0 | 0 | 0
oh_line_TAP_OH_920648 |  | ABCN | node_8104202_200949162 | node_1395279_187_15307181_932 | 0.033 | unb_TAPWIRE_OH | 8104202 | no | no |  |  | no |  |  | 0 | 0 | 0 | 0
oh_line_TAP_OH_932228 |  | AN | node_8104202_201027241 | node_1392641_969_15315955_377 | 0.033 | unb_TAPWIRE_OH | 8104202 | no | no |  |  | no |  |  | 0 | 0 | 0 | 0
oh_line_TAP_OH_933152 |  | AN | node_8104202_201034465 | node_1395258_732_15308911_171 | 0.033 | unb_TAPWIRE_OH | 8104202 | no | no |  |  | no |  |  | 0 | 0 | 0 | 0
oh_line_TAP_OH_933153 |  | AN | node_8104202_201034469 | node_1394061_345_15308838_628 | 0.033 | unb_TAPWIRE_OH | 8104202 | no | no |  |  | no |  |  | 0 | 0 | 0 | 0
oh_line_TAP_OH_933154 |  | AN | node_8104202_201034474 | node_1393663_504_15308828_826 | 0.033 | unb_TAPWIRE_OH | 8104202 | no | no |  |  | no |  |  | 0 | 0 | 0 | 0
oh_line_TAP_OH_933155 |  | AN | node_8104202_201034477 | node_1393412_004_15308684_186 | 0.033 | unb_TAPWIRE_OH | 8104202 | no | no |  |  | no |  |  | 0 | 0 | 0 | 0
oh_line_TAP_OH_933179 |  | AN | node_8104202_201034630 | node_1394370_358_15308039_738 | 0.033 | unb_TAPWIRE_OH | 8104202 | no | no |  |  | no |  |  | 0 | 0 | 0 | 0
oh_line_TAP_OH_933210 |  | AN | node_8104202_201034759 | node_1394003_878_15307921_467 | 0.033 | unb_TAPWIRE_OH | 8104202 | no | no |  |  | no |  |  | 0 | 0 | 0 | 0
oh_line_TAP_OH_933211 |  | AN | node_8104202_201034765 | node_1393608_937_15308353_277 | 0.033 | unb_TAPWIRE_OH | 8104202 | no | no |  |  | no |  |  | 0 | 0 | 0 | 0
oh_line_TAP_OH_933212 |  | ABCN | node_8104202_201034771 | node_1395131_212_15309305_495 | 0.033 | unb_TAPWIRE_OH | 8104202 | no | no |  |  | no |  |  | 0 | 0 | 0 | 0
oh_line_TAP_OH_933213 |  | ABCN | node_8104202_201034774 | node_1394644_966_15309275_442 | 0.033 | unb_TAPWIRE_OH | 8104202 | no | no |  |  | no |  |  | 0 | 0 | 0 | 0
oh_line_TAP_OH_933286 |  | AN | node_8104202_201035201 | node_1395035_066_15308378_694 | 0.033 | unb_TAPWIRE_OH | 8104202 | no | no |  |  | no |  |  | 0 | 0 | 0 | 0
oh_line_TAP_OH_933287 |  | AN | node_8104202_201035205 | node_1394462_133_15308465_474 | 0.033 | unb_TAPWIRE_OH | 8104202 | no | no |  |  | no |  |  | 0 | 0 | 0 | 0
oh_line_TAP_OH_933288 |  | AN | node_8104202_201035206 | node_1393998_443_15308450_332 | 0.033 | unb_TAPWIRE_OH | 8104202 | no | no |  |  | no |  |  | 0 | 0 | 0 | 0
oh_line_TAP_OH_933289 |  | AN | node_8104202_201035209 | node_1393647_958_15309216_845 | 0.033 | unb_TAPWIRE_OH | 8104202 | no | no |  |  | no |  |  | 0 | 0 | 0 | 0
oh_line_TAP_OH_933290 |  | ABCN | node_8104202_201035208 | node_1394079_192_15309247_494 | 0.033 | unb_TAPWIRE_OH | 8104202 | no | no |  |  | no |  |  | 0 | 0 | 0 | 0
oh_line_TAP_OH_2222920 |  | ABCN | node_8104202_200949144 | node_1395610_937_15308617_794 | 0.033 | unb_TAPWIRE_OH | 8104202 | no | no |  |  | no |  |  | 0 | 0 | 0 | 0
oh_line_TAP_OH_2222921 |  | ABCN | node_8104202_200949144 | node_1395622_093_15308639_897 | 0.033 | unb_TAPWIRE_OH | 8104202 | no | no |  |  | no |  |  | 0 | 0 | 0 | 0
oh_line_TAP_OH_2222922 |  | ABCN | node_8104202_200949144 | node_1395595_922_15308600_287 | 0.033 | unb_TAPWIRE_OH | 8104202 | no | no |  |  | no |  |  | 0 | 0 | 0 | 0
oh_line_TAP_OH_2222950 |  | ABCN | node_8104202_201010224 | node_1395870_693_15309911_883 | 0.033 | unb_TAPWIRE_OH | 8104202 | no | no |  |  | no |  |  | 0 | 0 | 0 | 0
oh_line_TAP_OH_2222951 |  | ABCN | node_8104202_201010224 | node_1395854_338_15309926_781 | 0.033 | unb_TAPWIRE_OH | 8104202 | no | no |  |  | no |  |  | 0 | 0 | 0 | 0
oh_line_TAP_OH_2222952 |  | ABCN | node_8104202_201010224 | node_1395883_593_15309891_78 | 0.033 | unb_TAPWIRE_OH | 8104202 | no | no |  |  | no |  |  | 0 | 0 | 0 | 0
oh_line_TAP_OH_2422134 |  | ABCN | node_8104202_200824631 | node_1396119_341_15309571_238 | 0.033 | unb_TAPWIRE_OH | 8104202 | no | no |  |  | no |  |  | 0 | 0 | 0 | 0
oh_line_TAP_OH_2422135 |  | ABCN | node_8104202_200824631 | node_1396111_482_15309599_013 | 0.033 | unb_TAPWIRE_OH | 8104202 | no | no |  |  | no |  |  | 0 | 0 | 0 | 0
oh_line_TAP_OH_2422136 |  | ABCN | node_8104202_200824631 | node_1396124_482_15309552_79 | 0.033 | unb_TAPWIRE_OH | 8104202 | no | no |  |  | no |  |  | 0 | 0 | 0 | 0
oh_line_TAP_OH_2422137 |  | ABCN | node_8104202_200821496 | node_1395687_381_15309508_022 | 0.033 | unb_TAPWIRE_OH | 8104202 | no | no |  |  | no |  |  | 0 | 0 | 0 | 0
oh_line_TAP_OH_2422138 |  | ABCN | node_8104202_200821496 | node_1395706_853_15309524_092 | 0.033 | unb_TAPWIRE_OH | 8104202 | no | no |  |  | no |  |  | 0 | 0 | 0 | 0
oh_line_TAP_OH_2422139 |  | ABCN | node_8104202_200821475 | node_1395447_777_15307671_843 | 0.033 | unb_TAPWIRE_OH | 8104202 | no | no |  |  | no |  |  | 0 | 0 | 0 | 0
oh_line_TAP_OH_2422140 |  | ABCN | node_8104202_200821475 | node_1395447_542_15307698_466 | 0.033 | unb_TAPWIRE_OH | 8104202 | no | no |  |  | no |  |  | 0 | 0 | 0 | 0
oh_line_TAP_OH_2422141 |  | ABCN | node_8104202_200821490 | node_1395669_852_15308814_134 | 0.033 | unb_TAPWIRE_OH | 8104202 | no | no |  |  | no |  |  | 0 | 0 | 0 | 0
oh_line_TAP_OH_2422142 |  | ABCN | node_8104202_200821490 | node_1395670_925_15308840_732 | 0.033 | unb_TAPWIRE_OH | 8104202 | no | no |  |  | no |  |  | 0 | 0 | 0 | 0
oh_line_TAP_OH_2422143 |  | ABCN | node_8104202_201027229 | node_1395580_784_15307795_28 | 0.033 | unb_TAPWIRE_OH | 8104202 | no | no |  |  | no |  |  | 0 | 0 | 0 | 0
oh_line_TAP_OH_2422144 |  | ABCN | node_8104202_201027229 | node_1395579_004_15307821_784 | 0.033 | unb_TAPWIRE_OH | 8104202 | no | no |  |  | no |  |  | 0 | 0 | 0 | 0
oh_line_TAP_OH_2422145 |  | ABCN | node_8104202_201027229 | node_1395577_395_15307769_016 | 0.033 | unb_TAPWIRE_OH | 8104202 | no | no |  |  | no |  |  | 0 | 0 | 0 | 0
oh_line_TAP_OH_2771809 |  | AN | node_8104202_200823385 | node_1388393_67_15307312_189 | 0.033 | unb_TAPWIRE_OH | 8104202 | no | no |  |  | no |  |  | 0 | 0 | 0 | 0

## overhead_line_conductor
data_type | static
owner_type | feeder
owner | 8104202
object | overhead_line_conductor
name | groupid | geometric_mean_radius | resistance | diameter | rating_summer_continuous | rating_summer_emergency | rating_winter_continuous | rating_winter_emergency | dcircuit | selected | comments
oh_cond_1/0_AAAC |  | 0.012 | 0.876 | 0.398 | 235 | 235 | 310 | 310 |  | no
oh_cond_1/0_ACSR |  | 0.012 | 0.888 | 0.398 | 265 | 265 | 330 | 330 |  | no
oh_cond_2/0_CU |  | 0.013 | 0.44 | 0.414 | 295 | 295 | 425 | 425 |  | no
oh_cond_2_ACSR |  | 0.01 | 1.41 | 0.325 | 195 | 195 | 245 | 245 |  | no
oh_cond_2_AL |  | 0.009 | 1.14 | 0.292 | 175 | 175 | 210 | 210 |  | no
oh_cond_3_#7_CWD_30% |  | 0.005 | 3.07 | 0.311 | 125 | 125 | 195 | 195 |  | no
oh_cond_4/0_AAAC |  | 0.017 | 0.439 | 0.563 | 365 | 365 | 480 | 480 |  | no
oh_cond_4_CU |  | 0.007 | 1.388 | 0.232 | 140 | 140 | 200 | 200 |  | no
oh_cond_6A_CWD |  | 0.005 | 2.21 | 0.23 | 115 | 115 | 165 | 165 |  | no
oh_cond_477_MCM_AL |  | 0.025 | 0.198 | 0.792 | 605 | 605 | 810 | 810 |  | no
oh_cond_WP-4/0-CU |  | 0.015 | 0.273 | 0.81 | 340 | 340 | 390 | 390 |  | no

## switch
data_type | static
owner_type | feeder
owner | 8104202
object | switch
name | groupid | phases | fr | to | phase_A_state | phase_B_state | phase_C_state | operating_mode | status | dcircuit | selected | monitored | monitored_fields | class_monitored_fields | played | played_fields | comments
switch_674T675_NO-220415748 |  | ABCD | node_intto1_1395128_692_15306826_056 | node_1395128_692_15306826_056 | CLOSED | CLOSED | CLOSED | INDIVIDUAL |  | 8104202 | no | no |  |  | no
switch_675T743_NO-220415862 |  | ABCD | node_intto1_1397506_936_15315407_767 | node_1397506_936_15315407_767 | CLOSED | CLOSED | CLOSED | INDIVIDUAL |  | 8104202 | no | no |  |  | no
switch_220415894 |  | ABCD | node_intto1_8104202_200821549 | node_8104202_200821549 | CLOSED | CLOSED | CLOSED | INDIVIDUAL |  | 8104202 | no | no |  |  | no
switch_220557260 |  | AD | node_intto1_220557260 | node_220557260 | CLOSED | CLOSED | CLOSED | INDIVIDUAL |  | 8104202 | no | no |  |  | no
switch_312110138 |  | ABCD | node_intto1_8104202_200821713 | node_8104202_200821713 | CLOSED | CLOSED | CLOSED | INDIVIDUAL |  | 8104202 | no | no |  |  | no
switch_312115873 |  | ABCD | node_intto1_8104202_200821676 | node_8104202_200821676 | CLOSED | CLOSED | CLOSED | INDIVIDUAL |  | 8104202 | no | no |  |  | no
switch_312115895 |  | ABCD | node_intto1_312115895 | node_312115895 | CLOSED | CLOSED | CLOSED | INDIVIDUAL |  | 8104202 | no | no |  |  | no
switch_312115898 |  | ABCD | node_intto1_312115898 | node_312115898 | CLOSED | CLOSED | CLOSED | INDIVIDUAL |  | 8104202 | no | no |  |  | no

## transformer
data_type | static
owner_type | feeder
owner | 8104202
object | transformer
name | groupid | phases | fr | to | configuration | climate | aging_constant | use_thermal_model | aging_granularity | dcircuit | selected | monitored | monitored_fields | class_monitored_fields | played | played_fields | comments
transformer_220523286 |  | AD | node_intto1_220523286 | node_220523286 | config_transformer_220523286 |  | 0 |  | 0 | 8104202 | no | no |  |  | no

## transformer_configuration
data_type | static
owner_type | feeder
owner | 8104202
object | transformer_configuration
name | groupid | connect_type | install_type | coolant_type | cooling_type | primary_voltage | secondary_voltage | power_rating | powerA_rating | powerB_rating | powerC_rating | impedance | shunt_impedance | core_coil_weight | tank_fittings_weight | oil_volume | rated_winding_time_constant | rated_winding_hot_spot_rise | rated_top_oil_rise | no_load_loss | full_load_loss | reactance_resistance_ratio | installed_insulation_life | dcircuit | selected | comments
config_transformer_220523286 |  | DELTA_GWYE |  |  |  | 4800 | 12470 | 100 | 0 | 0 | 0 | 0.004+0.04j | 0 | 0 | 0 | 0 | 0 | 0 | 0 | 0 | 0 | 10 | 0 |  | no

## underground_line
data_type | static
owner_type | feeder
owner | 8104202
object | underground_line
name | groupid | phases | fr | to | length | configuration | dcircuit | selected | monitored | monitored_fields | class_monitored_fields | played | played_fields | comments
und_line_8104202_200820897 |  | AN | node_8104202_200823379 | node_intto1_8104202_200820897 | 673.228 | und_1P_2ALURD | 8104202 | no | no |  |  | no
und_line_8104202_200820903 |  | AN | node_8104202_310054926 | node_8104202_200820903 | 407.591 | und_1P_2ALURD_2AL(N) | 8104202 | no | no |  |  | no
und_line_8104202_200831521 |  | AN | node_8104202_200820903 | node_8104202_200831521 | 126.198 | und_1P_2ALURD_2AL(N) | 8104202 | no | no |  |  | no
und_line_8104202_200970121 |  | AN | node_8104202_200970122 | node_intto1_8104202_200970121 | 432.356 | und_1P_DELTACUST | 8104202 | no | no |  |  | no
und_line_8104202_200978900 |  | ABCN | node_8104202_200949141 | node_intto1_8104202_200978900 | 72.801 | und_3P_2ALURD_2AL(N) | 8104202 | no | no |  |  | no
und_line_8104202_201027234 |  | AN | node_8104202_200821577 | node_intto1_8104202_201027234 | 899.006 | und_1P_DELTACUST | 8104202 | no | no |  |  | no
und_line_8104202_201027235 |  | AN | node_8104202_200821569 | node_intto1_8104202_201027235 | 639.967 | und_1P_1/0ALURD | 8104202 | no | no |  |  | no
und_line_8104202_201027236 |  | AN | node_8104202_200823377 | node_8104202_201027236 | 226.895 | und_1P_2ALURD | 8104202 | no | no |  |  | no
und_line_8104202_201027237 |  | AN | node_8104202_200823350 | node_intto1_8104202_201027237 | 303.172 | und_1P_DELTACUST | 8104202 | no | no |  |  | no
und_line_8104202_201027238 |  | ABCN | node_8104202_200949139 | node_intto1_8104202_201027238 | 105.758 | und_3P_2ALURD | 8104202 | no | no |  |  | no
und_line_8104202_201027239 |  | AN | node_8104202_200823372 | node_intto1_8104202_201027239 | 248.824 | und_1P_DELTACUST | 8104202 | no | no |  |  | no
und_line_8104202_201027240 |  | AN | node_8104202_200821582 | node_intto1_8104202_201027240 | 775.863 | und_1P_2ALURD | 8104202 | no | no |  |  | no
und_line_8104202_201027350 |  | ABCN | node_8104202_200949140 | node_intto1_8104202_201027350 | 244.65 | und_3P_2ALURD | 8104202 | no | no |  |  | no
und_line_8104202_310020341 |  | AN | node_8104202_200823364 | node_8104202_310020341 | 444.508 | und_1P_2ALURD | 8104202 | no | no |  |  | no
und_line_8104202_310054929 |  | AN | node_8104202_200831521 | node_8104202_310054929 | 480.966 | und_1P_WYECUST | 8104202 | no | no |  |  | no
und_line_8104202_311893599 |  | ABCN | node_8104202_311893598 | node_intto1_8104202_311893599 | 290.143 | und_3P_DELTACUST | 8104202 | no | no |  |  | no
und_line_TAP_UG_58885 |  | AN | node_8104202_200820897 | node_1390353_886_15313708_384 | 0.033 | und_TAPWIRE_UG | 8104202 | no | no |  |  | no
und_line_TAP_UG_58887 |  | AN | node_8104202_200820903 | node_1393266_454_15307547_939 | 0.033 | und_TAPWIRE_UG | 8104202 | no | no |  |  | no
und_line_TAP_UG_58970 |  | AN | node_8104202_200831521 | node_1393242_128_15307451_358 | 0.033 | und_TAPWIRE_UG | 8104202 | no | no |  |  | no
und_line_TAP_UG_60773 |  | AN | node_8104202_200970121 | node_1388728_694_15310892_643 | 0.033 | und_TAPWIRE_UG | 8104202 | no | no |  |  | no
und_line_TAP_UG_62462 |  | ABCN | node_8104202_200978900 | node_1395568_992_15308381_574 | 0.033 | und_TAPWIRE_UG | 8104202 | no | no |  |  | no
und_line_TAP_UG_65323 |  | AN | node_8104202_201027234 | node_1391620_685_15312802_708 | 0.033 | und_TAPWIRE_UG | 8104202 | no | no |  |  | no
und_line_TAP_UG_65324 |  | AN | node_8104202_201027235 | node_1392735_496_15311965_614 | 0.033 | und_TAPWIRE_UG | 8104202 | no | no |  |  | no
und_line_TAP_UG_65325 |  | AN | node_8104202_201027236 | node_1389918_087_15313532_179 | 0.033 | und_TAPWIRE_UG | 8104202 | no | no |  |  | no
und_line_TAP_UG_65326 |  | AN | node_8104202_201027237 | node_1390169_271_15308525_798 | 0.033 | und_TAPWIRE_UG | 8104202 | no | no |  |  | no
und_line_TAP_UG_65327 |  | ABCN | node_8104202_201027238 | node_1395583_611_15308175_632 | 0.033 | und_TAPWIRE_UG | 8104202 | no | no |  |  | no
und_line_TAP_UG_65328 |  | AN | node_8104202_201027239 | node_1389901_537_15312921_97 | 0.033 | und_TAPWIRE_UG | 8104202 | no | no |  |  | no
und_line_TAP_UG_65329 |  | AN | node_8104202_201027240 | node_1390970_292_15312395_916 | 0.033 | und_TAPWIRE_UG | 8104202 | no | no |  |  | no
und_line_TAP_UG_65330 |  | AN | node_8104202_310054929 | node_1392699_046_15307460_683 | 0.033 | und_TAPWIRE_UG | 8104202 | no | no |  |  | no
und_line_TAP_UG_65352 |  | ABCN | node_8104202_201027350 | node_1395739_898_15308212_888 | 0.033 | und_TAPWIRE_UG | 8104202 | no | no |  |  | no
und_line_TAP_UG_531807 |  | AN | node_8104202_310020341 | node_1390295_05_15311152_019 | 0.033 | und_TAPWIRE_UG | 8104202 | no | no |  |  | no
und_line_TAP_UG_1368221 |  | ABCN | node_8104202_311893599 | node_1395806_164_15309457_489 | 0.033 | und_TAPWIRE_UG | 8104202 | no | no |  |  | no

## underground_line_conductor
data_type | static
owner_type | feeder
owner | 8104202
object | underground_line_conductor
name | groupid | outer_diameter | conductor_gmr | conductor_diameter | conductor_resistance | neutral_gmr | neutral_diameter | neutral_resistance | neutral_strands | insulation_relative_permitivitty | shield_gmr | shield_resistance | rating_summer_continuous | rating_summer_emergency | rating_winter_continuous | rating_winter_emergency | dcircuit | selected | comments
und_cond_1P_1/0ALURD | [12 empty] | 226 | 226 | 237 | 237 |  | no
und_cond_1P_2ALURD | [12 empty] | 125 | 125 | 140 | 140 |  | no
und_cond_1P_2ALURD_2AL(N) | [12 empty] | 125 | 125 | 140 | 140 |  | no
und_cond_1P_DELTACUST | [12 empty] | 685 | 685 | 685 | 685 |  | no
und_cond_1P_WYECUST | [12 empty] | 685 | 685 | 685 | 685 |  | no
und_cond_3P_2ALURD | [12 empty] | 125 | 125 | 140 | 140 |  | no
und_cond_3P_2ALURD_2AL(N) | [12 empty] | 125 | 125 | 140 | 140 |  | no
und_cond_3P_DELTACUST | [12 empty] | 685 | 685 | 685 | 685 |  | no
und_cond_TAPWIRE_UG | [12 empty] | 99999999 | 99999999 | 99999999 | 99999999 |  | no