## capacitor
data_type | static
owner_type | feeder
owner | 8100101
object | capacitor
name | groupid | parent | phases | nominal_voltage | pt_phase | phases_connected | switchA | switchB | switchC | control | voltage_set_high | voltage_set_low | VAr_set_high | VAr_set_low | current_set_high | current_set_low | capacitor_A | capacitor_B | capacitor_C | cap_nominal_voltage | time_delay | dwell_time | lockout_time | remote_sense | remote_sense_B | control_level | dcircuit | selected | monitored | monitored_fields | class_monitored_fields | played | played_fields | comments
cap_220368774 |  | node_1393938_501_15289371_406 | ABCN | 0 |  | ABCN | CLOSED | CLOSED | CLOSED | MANUAL | [6 empty] | 200000 | 200000 | 200000 | 4800 | [6 empty] | 8100101 | no | no |  |  | no
cap_220368932 |  | node_1396410_729_15287590_867 | AN | 0 |  | AN | CLOSED |  |  | MANUAL | [6 empty] | 100000 |  |  | 4800 | [6 empty] | 8100101 | no | no |  |  | no
cap_220652400 |  | node_1394878_15285037_954 | AN | 0 |  | AN | CLOSED |  |  | MANUAL | [6 empty] | 50000 |  |  | 4800 | [6 empty] | 8100101 | no | no |  |  | no

## feeder
data_type | static
owner_type | feeder
owner | 8100101
object | feeder
name | transmission_bus | ARC | ADR | slack_bus | nom_voltages | num_nodes | num_ohlines | num_uglines | num_transformers | num_generators | num_pvs | num_storages | num_loads | miles | mw | mvar | losses_mw | losses_mvar | comments | use_feeder_load_shape | load_shape_scale | use_feeder_pv_shape | pv_shape_scale | description | restore_time | griddisconnect_scenario_probability | gridconnect_scenario_probability | use_energy_not_served | VOLL | discount_rate | yearly_load_growth_percent | planning_horizon | enable_traditional_project_deferral | lifetime_of_investment_years | start_year | base_year | year_the_investment_is_committed | revenue_requirement_scaling_factor | discount_rate | inflation_rate_for_investment | traditional_project_invested_capital | periodicity_of_investment_in_years | priority | maximum_total_investment_cost | DER_portfolio_NPV | DER_portfolio_BC_ratio | total_system_energy_avoided_cost_NPV | total_system_capacity_avoided_cost_NPV | total_system_ancillary_services_avoided_cost_NPV | total_system_CO2_avoided_cost_NPV | total_system_loss_of_load_avoided_cost_NPV | total_system_distribution_capacity_avoided_cost_NPV | total_system_investment_and_operational_cost_NPV | feeder_solar_pv_operating_cost_USdollarperkWh | feeder_energy_storage_operating_cost_USdollarperkWh | feeder_distributed_generator_operating_cost_USdollarperkWh | feeder_distributed_generator_CO2_cost_USdollarperkWh | feeder_demand_response_operating_cost_USdollarperkWh | feeder_solar_pv_investment_cost_USdollarperkW | feeder_energy_storage_investment_cost_USdollarperkW | feeder_distributed_generator_investment_cost_USdollarperkW | feeder_demand_response_investment_cost_USdollarperkW
8100101 |  | ts_slack | none | node_SOURCE_8100101 | 2771.281,7199.557 | 701 | 628 | 28 | 3 | 0 | 0 | 0 | 190 | 10.444 | 7.031 | 2.995 | 0 | 0 |  | 0 | 0 | 1 | 0 |  | 0 | 0 | 0 | 0 | 0 | 0 | 0 | 0 | 0 | 0 | 0 | 0 | 0 | 0 | 0 | 0 | 0 | 0 | 0 | 999999999 | 0 | 0 | 0 | 0 | 0 | 0 | 0 | 0 | 0 | 0 | 0 | 0 | 0 | 0 | 0 | 0 | 0 | 0

## fuse
data_type | static
owner_type | feeder
owner | 8100101
object | fuse
name | groupid | phases | fr | to | phase_A_status | phase_B_status | phase_C_status | repair_dist_type | current_limit | mean_replacement_time | status | dcircuit | selected | monitored | monitored_fields | class_monitored_fields | played | played_fields | comments
fuse_220383114 |  | AD | node_intto1_8100101_200811269 | node_8100101_200811269 | GOOD | GOOD | GOOD |  | 100 |  |  | 8100101 | no | no |  |  | no
fuse_220383117 |  | AD | node_intto1_8100101_200811148 | node_8100101_200811148 | GOOD | GOOD | GOOD |  | 100 |  |  | 8100101 | no | no |  |  | no
fuse_220383118 |  | AD | node_intto1_8100101_200811098 | node_8100101_200811098 | GOOD | GOOD | GOOD |  | 100 |  |  | 8100101 | no | no |  |  | no
fuse_220383119 |  | ABCN | node_intto1_8100101_200811277 | node_8100101_200811277 | GOOD | GOOD | GOOD |  | 20 |  |  | 8100101 | no | no |  |  | no
fuse_220383122 |  | AD | node_intto1_8100101_200819504 | node_8100101_200819504 | GOOD | GOOD | GOOD |  | 80 |  |  | 8100101 | no | no |  |  | no
fuse_220383123 |  | AD | node_intto1_8100101_200811133 | node_8100101_200811133 | GOOD | GOOD | GOOD |  | 150 |  |  | 8100101 | no | no |  |  | no
fuse_220383124 |  | AD | node_intto1_8100101_200811119 | node_8100101_200811119 | GOOD | GOOD | GOOD |  | 150 |  |  | 8100101 | no | no |  |  | no
fuse_220383126 |  | AD | node_intto1_8100101_200811056 | node_8100101_200811056 | GOOD | GOOD | GOOD |  | 100 |  |  | 8100101 | no | no |  |  | no
fuse_220383135 |  | ABCN | node_intto1_8100101_200917349 | node_8100101_200917349 | GOOD | GOOD | GOOD |  | 400 |  |  | 8100101 | no | no |  |  | no
fuse_220383144 |  | AD | node_intto1_8100101_200811089 | node_8100101_200811089 | GOOD | GOOD | GOOD |  | 100 |  |  | 8100101 | no | no |  |  | no
fuse_220383153 |  | AD | node_intto1_8100101_200811111 | node_8100101_200811111 | GOOD | GOOD | GOOD |  | 125 |  |  | 8100101 | no | no |  |  | no
fuse_220383165 |  | AD | node_intto1_220383165 | node_220383165 | GOOD | GOOD | GOOD |  | 50 |  |  | 8100101 | no | no |  |  | no
fuse_220383176 |  | AD | node_intto1_8100101_200810665 | node_8100101_200810665 | GOOD | GOOD | GOOD |  | 65 |  |  | 8100101 | no | no |  |  | no
fuse_220383177 |  | AD | node_intto1_8100101_200810648 | node_8100101_200810648 | GOOD | GOOD | GOOD |  | 65 |  |  | 8100101 | no | no |  |  | no
fuse_220383178 |  | AD | node_intto1_8100101_200810637 | node_8100101_200810637 | GOOD | GOOD | GOOD |  | 140 |  |  | 8100101 | no | no |  |  | no
fuse_220383179 |  | ABCN | node_intto1_8100101_201023493 | node_8100101_201023493 | GOOD | GOOD | GOOD |  | 100 |  |  | 8100101 | no | no |  |  | no
fuse_220383249 |  | ABCD | node_intto1_8100101_200810629 | node_8100101_200810629 | GOOD | GOOD | GOOD |  | 100 |  |  | 8100101 | no | no |  |  | no
fuse_220383338 |  | AD | node_intto1_8100101_200811208 | node_8100101_200811208 | GOOD | GOOD | GOOD |  | 100 |  |  | 8100101 | no | no |  |  | no
fuse_220383339 |  | ABCN | node_intto1_8100101_200805295 | node_8100101_200805295 | GOOD | GOOD | GOOD |  | 100 |  |  | 8100101 | no | no |  |  | no
fuse_220383340 |  | ABCD | node_intto1_8100101_200809954 | node_8100101_200809954 | GOOD | GOOD | GOOD |  | 125 |  |  | 8100101 | no | no |  |  | no
fuse_220383341 |  | AD | node_intto1_8100101_200811334 | node_8100101_200811334 | GOOD | GOOD | GOOD |  | 85 |  |  | 8100101 | no | no |  |  | no
fuse_220520413 |  | AD | node_intto1_8100101_200820537 | node_8100101_200820537 | GOOD | GOOD | GOOD |  | 100 |  |  | 8100101 | no | no |  |  | no
fuse_220520415 |  | AD | node_intto1_8100101_200819482 | node_8100101_200819482 | GOOD | GOOD | GOOD |  | 100 |  |  | 8100101 | no | no |  |  | no
fuse_220520417 |  | AD | node_intto1_8100101_200819475 | node_8100101_200819475 | GOOD | GOOD | GOOD |  | 80 |  |  | 8100101 | no | no |  |  | no
fuse_220543094 |  | AN | node_intto1_8100101_200973504 | node_8100101_200973504 | GOOD | GOOD | GOOD |  | 50 |  |  | 8100101 | no | no |  |  | no
fuse_220576248 |  | ABCD | node_intto1_8100101_200811286 | node_8100101_200811286 | GOOD | GOOD | GOOD |  | 20 |  |  | 8100101 | no | no |  |  | no
fuse_311851785 |  | AD | node_intto1_311851785 | node_311851785 | GOOD | GOOD | GOOD |  | 40 |  |  | 8100101 | no | no |  |  | no
fuse_311873892 |  | ABCD | node_intto1_8100101_201023376 | node_8100101_201023376 | GOOD | GOOD | GOOD |  | 100 |  |  | 8100101 | no | no |  |  | no
fuse_311873893 |  | ABCD | node_intto1_8100101_201026975 | node_8100101_201026975 | GOOD | GOOD | GOOD |  | 100 |  |  | 8100101 | no | no |  |  | no
fuse_311908247 |  | AD | node_intto1_311908247 | node_311908247 | GOOD | GOOD | GOOD |  | 100 |  |  | 8100101 | no | no |  |  | no
fuse_311996901 |  | AD | node_intto1_8100101_200815321 | node_8100101_200815321 | GOOD | GOOD | GOOD |  | 140 |  |  | 8100101 | no | no |  |  | no
fuse_312011889 |  | AD | node_intto1_312011889 | node_312011889 | GOOD | GOOD | GOOD |  | 40 |  |  | 8100101 | no | no |  |  | no

## line_configuration
data_type | static
owner_type | feeder
owner | 8100101
object | line_configuration
name | groupid | conductor_A | conductor_B | conductor_C | conductor_N | spacing | z11 | z12 | z13 | z21 | z22 | z23 | z31 | z32 | z33 | c11 | c12 | c13 | c21 | c22 | c23 | c31 | c32 | c33 | dcircuit | selected | comments
bal_1P_1/0AA |  | oh_cond_1/0_AAAC | oh_cond_1/0_AAAC | oh_cond_1/0_AAAC |  |  | 0.972+1.499j | 0.095+0.781j | 0.095+0.781j | 0.095+0.781j | 0.972+1.499j | 0.095+0.781j | 0.095+0.781j | 0.095+0.781j | 0.972+1.499j | 12.796 | -3.172 | -3.172 | -3.172 | 12.796 | -3.172 | -3.172 | -3.172 | 12.796 |  | no
bal_1P_1/0AC |  | oh_cond_1/0_ACSR | oh_cond_1/0_ACSR | oh_cond_1/0_ACSR |  |  | 0.983+1.218j | 0.095+0.781j | 0.095+0.781j | 0.095+0.781j | 0.983+1.218j | 0.095+0.781j | 0.095+0.781j | 0.095+0.781j | 0.983+1.218j | 12.796 | -3.172 | -3.172 | -3.172 | 12.796 | -3.172 | -3.172 | -3.172 | 12.796 |  | no
bal_1P_1/0AC_1/0AC(N) |  | oh_cond_1/0_ACSR | oh_cond_1/0_ACSR | oh_cond_1/0_ACSR | oh_cond_1/0_ACSR |  | 1.091+1.185j | 0.203+0.469j | 0.203+0.469j | 0.203+0.469j | 1.091+1.185j | 0.203+0.469j | 0.203+0.469j | 0.203+0.469j | 1.091+1.185j | 13.243 | -2.726 | -2.726 | -2.726 | 13.243 | -2.726 | -2.726 | -2.726 | 13.243 |  | no
bal_1P_2AC |  | oh_cond_2_ACSR | oh_cond_2_ACSR | oh_cond_2_ACSR |  |  | 1.505+1.527j | 0.095+0.781j | 0.095+0.781j | 0.095+0.781j | 1.505+1.527j | 0.095+0.781j | 0.095+0.781j | 0.095+0.781j | 1.505+1.527j | 12.393 | -3.017 | -3.017 | -3.017 | 12.393 | -3.017 | -3.017 | -3.017 | 12.393 |  | no
bal_1P_4AC |  | oh_cond_4_ACSR | oh_cond_4_ACSR | oh_cond_4_ACSR |  |  | 2.335+1.555j | 0.095+0.781j | 0.095+0.781j | 0.095+0.781j | 2.335+1.555j | 0.095+0.781j | 0.095+0.781j | 0.095+0.781j | 2.335+1.555j | 11.91 | -2.834 | -2.834 | -2.834 | 11.91 | -2.834 | -2.834 | -2.834 | 11.91 |  | no
bal_1P_4CU |  | oh_cond_4_CU | oh_cond_4_CU | oh_cond_4_CU |  |  | 1.483+1.565j | 0.095+0.781j | 0.095+0.781j | 0.095+0.781j | 1.483+1.565j | 0.095+0.781j | 0.095+0.781j | 0.095+0.781j | 1.483+1.565j | 11.78 | -2.785 | -2.785 | -2.785 | 11.78 | -2.785 | -2.785 | -2.785 | 11.78 |  | no
bal_1P_6CU |  | oh_cond_6_CU | oh_cond_6_CU | oh_cond_6_CU |  |  | 2.275+1.583j | 0.095+0.781j | 0.095+0.781j | 0.095+0.781j | 2.275+1.583j | 0.095+0.781j | 0.095+0.781j | 0.095+0.781j | 2.275+1.583j | 11.393 | -2.641 | -2.641 | -2.641 | 11.393 | -2.641 | -2.641 | -2.641 | 11.393 |  | no
bal_1P_8DCW |  | oh_cond_8D_CWD | oh_cond_8D_CWD | oh_cond_8D_CWD |  |  | 3.605+1.647j | 0.095+0.781j | 0.095+0.781j | 0.095+0.781j | 3.605+1.647j | 0.095+0.781j | 0.095+0.781j | 0.095+0.781j | 3.605+1.647j | 11.681 | -2.748 | -2.748 | -2.748 | 11.681 | -2.748 | -2.748 | -2.748 | 11.681 |  | no
bal_3P_1/0AA |  | oh_cond_1/0_AAAC | oh_cond_1/0_AAAC | oh_cond_1/0_AAAC |  |  | 0.972+1.499j | 0.095+0.781j | 0.095+0.781j | 0.095+0.781j | 0.972+1.499j | 0.095+0.781j | 0.095+0.781j | 0.095+0.781j | 0.972+1.499j | 12.796 | -3.172 | -3.172 | -3.172 | 12.796 | -3.172 | -3.172 | -3.172 | 12.796 |  | no
bal_3P_1/0AC |  | oh_cond_1/0_ACSR | oh_cond_1/0_ACSR | oh_cond_1/0_ACSR |  |  | 0.983+1.497j | 0.095+0.781j | 0.095+0.781j | 0.095+0.781j | 0.983+1.497j | 0.095+0.781j | 0.095+0.781j | 0.095+0.781j | 0.983+1.497j | 12.796 | -3.172 | -3.172 | -3.172 | 12.796 | -3.172 | -3.172 | -3.172 | 12.796 |  | no
bal_3P_1/0CU |  | oh_cond_1/0_CU | oh_cond_1/0_CU | oh_cond_1/0_CU |  |  | 0.645+1.502j | 0.095+0.781j | 0.095+0.781j | 0.095+0.781j | 0.645+1.502j | 0.095+0.781j | 0.095+0.781j | 0.095+0.781j | 0.645+1.502j | 12.637 | -3.111 | -3.111 | -3.111 | 12.637 | -3.111 | -3.111 | -3.111 | 12.637 |  | no
bal_3P_1CU |  | oh_cond_1_CU | oh_cond_1_CU | oh_cond_1_CU |  |  | 0.794+1.516j | 0.095+0.781j | 0.095+0.781j | 0.095+0.781j | 0.794+1.516j | 0.095+0.781j | 0.095+0.781j | 0.095+0.781j | 0.794+1.516j | 12.411 | -3.024 | -3.024 | -3.024 | 12.411 | -3.024 | -3.024 | -3.024 | 12.411 |  | no
bal_3P_2/0CU |  | oh_cond_2/0_CU | oh_cond_2/0_CU | oh_cond_2/0_CU |  |  | 0.535+1.487j | 0.095+0.781j | 0.095+0.781j | 0.095+0.781j | 0.535+1.487j | 0.095+0.781j | 0.095+0.781j | 0.095+0.781j | 0.535+1.487j | 12.878 | -3.204 | -3.204 | -3.204 | 12.878 | -3.204 | -3.204 | -3.204 | 12.878 |  | no
bal_3P_2CU |  | oh_cond_2_CU | oh_cond_2_CU | oh_cond_2_CU |  |  | 0.968+1.536j | 0.095+0.781j | 0.095+0.781j | 0.095+0.781j | 0.968+1.536j | 0.095+0.781j | 0.095+0.781j | 0.095+0.781j | 0.968+1.536j | 12.191 | -2.94 | -2.94 | -2.94 | 12.191 | -2.94 | -2.94 | -2.94 | 12.191 |  | no
bal_3P_4/0AA |  | oh_cond_4/0_AAAC | oh_cond_4/0_AAAC | oh_cond_4/0_AAAC |  |  | 0.534+1.457j | 0.095+0.781j | 0.095+0.781j | 0.095+0.781j | 0.534+1.457j | 0.095+0.781j | 0.095+0.781j | 0.095+0.781j | 0.534+1.457j | 13.554 | -3.469 | -3.469 | -3.469 | 13.554 | -3.469 | -3.469 | -3.469 | 13.554 |  | no
bal_3P_4/0AL |  | oh_cond_4/0_AL | oh_cond_4/0_AL | oh_cond_4/0_AL |  |  | 0.537+1.466j | 0.095+0.781j | 0.095+0.781j | 0.095+0.781j | 0.537+1.466j | 0.095+0.781j | 0.095+0.781j | 0.095+0.781j | 0.537+1.466j | 13.381 | -3.4 | -3.4 | -3.4 | 13.381 | -3.4 | -3.4 | -3.4 | 13.381 |  | no
bal_3P_4/0CU |  | oh_cond_4/0_CU | oh_cond_4/0_CU | oh_cond_4/0_CU |  |  | 0.374+1.459j | 0.095+0.781j | 0.095+0.781j | 0.095+0.781j | 0.374+1.459j | 0.095+0.781j | 0.095+0.781j | 0.095+0.781j | 0.374+1.459j | 13.381 | -3.4 | -3.4 | -3.4 | 13.381 | -3.4 | -3.4 | -3.4 | 13.381 |  | no
bal_3P_4CU |  | oh_cond_4_CU | oh_cond_4_CU | oh_cond_4_CU |  |  | 1.483+1.565j | 0.095+0.781j | 0.095+0.781j | 0.095+0.781j | 1.483+1.565j | 0.095+0.781j | 0.095+0.781j | 0.095+0.781j | 1.483+1.565j | 11.78 | -2.785 | -2.785 | -2.785 | 11.78 | -2.785 | -2.785 | -2.785 | 11.78 |  | no
bal_3P_6CU |  | oh_cond_6_CU | oh_cond_6_CU | oh_cond_6_CU |  |  | 2.275+1.583j | 0.095+0.781j | 0.095+0.781j | 0.095+0.781j | 2.275+1.583j | 0.095+0.781j | 0.095+0.781j | 0.095+0.781j | 2.275+1.583j | 11.393 | -2.641 | -2.641 | -2.641 | 11.393 | -2.641 | -2.641 | -2.641 | 11.393 |  | no
bal_3P_477AL |  | oh_cond_477_MCM_AL | oh_cond_477_MCM_AL | oh_cond_477_MCM_AL |  |  | 0.293+1.41j | 0.095+0.775j | 0.095+0.775j | 0.095+0.775j | 0.293+1.41j | 0.095+0.775j | 0.095+0.775j | 0.095+0.775j | 0.293+1.41j | 14.305 | -3.735 | -3.735 | -3.735 | 14.305 | -3.735 | -3.735 | -3.735 | 14.305 |  | no
bal_3P_DELTACUST |  | oh_cond_2/0_CU | oh_cond_2/0_CU | oh_cond_2/0_CU | oh_cond_3_#7_CWD_30% |  | 0.66+1.378j | 0.22+0.666j | 0.22+0.666j | 0.22+0.666j | 0.66+1.378j | 0.22+0.666j | 0.22+0.666j | 0.22+0.666j | 0.66+1.378j | 13.24 | -2.712 | -2.712 | -2.712 | 13.24 | -2.712 | -2.712 | -2.712 | 13.24 |  | no
unb_TAPWIRE_OH |  | oh_cond_WP-4/0-CU | oh_cond_WP-4/0-CU | oh_cond_WP-4/0-CU | oh_cond_WP-4/0-CU |  | 0.365+1.097j | 0.093+0.433j | 0.094+0.34j | 0.093+0.433j | 0.368+1.078j | 0.095+0.401j | 0.094+0.34j | 0.095+0.401j | 0.368+1.077j | 14.911 | -4.341 | -1.953 | -4.341 | 15.781 | -3.724 | -1.953 | -3.724 | 14.818 |  | no
und_1P_2ALURD_2AL(N) |  | und_cond_1P_2ALURD_2AL(N) | und_cond_1P_2ALURD_2AL(N) | und_cond_1P_2ALURD_2AL(N) |  |  | 2.379+0.823j | 0.0+0.0j | 0.0+0.0j | 0.0+0.0j | 2.379+0.823j | 0.0+0.0j | 0.0+0.0j | 0.0+0.0j | 2.379+0.823j | 401.497 | 0 | 0 | 0 | 401.497 | 0 | 0 | 0 | 401.497 |  | no
und_1P_DELTACUST |  | und_cond_1P_DELTACUST | und_cond_1P_DELTACUST | und_cond_1P_DELTACUST |  |  | 0.179+0.233j | 0.061-0.024j | 0.061-0.024j | 0.061-0.024j | 0.179+0.233j | 0.061-0.024j | 0.061-0.024j | 0.061-0.024j | 0.179+0.233j | 324.124 | 0 | 0 | 0 | 324.124 | 0 | 0 | 0 | 324.124 |  | no
und_3P_2ALURD |  | und_cond_3P_2ALURD | und_cond_3P_2ALURD | und_cond_3P_2ALURD |  |  | 2.125+0.49j | 0.384+0.067j | 0.384+0.067j | 0.384+0.067j | 2.125+0.49j | 0.384+0.067j | 0.384+0.067j | 0.384+0.067j | 2.125+0.49j | 401.498 | 0 | 0 | 0 | 401.498 | 0 | 0 | 0 | 401.498 |  | no
und_3P_4/0ALURD |  | und_cond_3P_4/0ALURD | und_cond_3P_4/0ALURD | und_cond_3P_4/0ALURD |  |  | 0.72+0.337j | 0.14+0.016j | 0.14+0.016j | 0.14+0.016j | 0.72+0.337j | 0.14+0.016j | 0.14+0.016j | 0.14+0.016j | 0.72+0.337j | 617.704 | 0 | 0 | 0 | 617.704 | 0 | 0 | 0 | 617.704 |  | no
und_3P_DELTACUST |  | und_cond_3P_DELTACUST | und_cond_3P_DELTACUST | und_cond_3P_DELTACUST |  |  | 0.179+0.233j | 0.061-0.024j | 0.061-0.024j | 0.061-0.024j | 0.179+0.233j | 0.061-0.024j | 0.061-0.024j | 0.061-0.024j | 0.179+0.233j | 324.124 | 0 | 0 | 0 | 324.124 | 0 | 0 | 0 | 324.124 |  | no
und_TAPWIRE_UG |  | und_cond_TAPWIRE_UG | und_cond_TAPWIRE_UG | und_cond_TAPWIRE_UG |  |  | 0.001+0.001j | 0.0+0.0j | 0.0+0.0j | 0.0+0.0j | 0.001+0.001j | 0.0+0.0j | 0.0+0.0j | 0.0+0.0j | 0.001+0.001j | 0 | 0 | 0 | 0 | 0 | 0 | 0 | 0 | 0 |  | no

## load
data_type | static
owner_type | feeder
owner | 8100101
object | load
name | groupid | parent | bustype | phases | nominal_voltage | load_class | constant_power_A | constant_power_B | constant_power_C | constant_current_A | constant_current_B | constant_current_C | constant_impedance_A | constant_impedance_B | constant_impedance_C | base_power_A | base_power_B | base_power_C | power_pf_A | power_pf_B | power_pf_C | current_pf_A | current_pf_B | current_pf_C | impedance_pf_A | impedance_pf_B | impedance_pf_C | power_fraction_A | power_fraction_B | power_fraction_C | current_fraction_A | current_fraction_B | current_fraction_C | impedance_fraction_A | impedance_fraction_B | impedance_fraction_C | dcircuit | selected | monitored | monitored_fields | class_monitored_fields | played | played_fields | base_kw_A | base_kw_B | base_kw_C | kw_A | kw_B | kw_C | comments | critical_load | dem_resp_lb | dem_resp_ub | dem_resp_shortage_cost | dem_resp_surplus_cost | num_customers
load_220330655 |  | node_1396689_377_15288145_949 |  | AN | 0 | Residential | 153828+65530.454j | 0 | 0 | 0 | 0 | 0 | [24 empty] | 8100101 | no | no |  |  | no |  | 0 | 0 | 0 | 0 | 0 | 0 |  | 1 | 1 | 1 | 0 | 0 | 0
load_220330656 |  | node_1396952_959_15288307_226 |  | AN | 0 | Residential | 28519.2+12149.128j | 0 | 0 | 0 | 0 | 0 | [24 empty] | 8100101 | no | no |  |  | no |  | 0 | 0 | 0 | 0 | 0 | 0 |  | 1 | 1 | 1 | 0 | 0 | 0
load_220330664 |  | node_1393294_066_15286409_58 |  | AN | 0 | NonResidential | 6393.6+2723.662j | 0 | 0 | 0 | 0 | 0 | [24 empty] | 8100101 | no | no |  |  | no |  | 0 | 0 | 0 | 0 | 0 | 0 |  | 1 | 1 | 1 | 0 | 0 | 0
load_220330665 |  | node_1393488_43_15286497_394 |  | AN | 0 | Residential | 17380.8+7404.19j | 0 | 0 | 0 | 0 | 0 | [24 empty] | 8100101 | no | no |  |  | no |  | 0 | 0 | 0 | 0 | 0 | 0 |  | 1 | 1 | 1 | 0 | 0 | 0
load_220330679 |  | node_1397225_057_15286101_298 |  | AN | 0 | Residential | 27626.4+11768.797j | 0 | 0 | 0 | 0 | 0 | [24 empty] | 8100101 | no | no |  |  | no |  | 0 | 0 | 0 | 0 | 0 | 0 |  | 1 | 1 | 1 | 0 | 0 | 0
load_220330680 |  | node_1396745_689_15285767_109 |  | AN | 0 | Residential | 31449.6+13397.473j | 0 | 0 | 0 | 0 | 0 | [24 empty] | 8100101 | no | no |  |  | no |  | 0 | 0 | 0 | 0 | 0 | 0 |  | 1 | 1 | 1 | 0 | 0 | 0
load_220330681 |  | node_1396307_333_15285748_638 |  | AN | 0 | Residential | 26877.6+11449.81j | 0 | 0 | 0 | 0 | 0 | [24 empty] | 8100101 | no | no |  |  | no |  | 0 | 0 | 0 | 0 | 0 | 0 |  | 1 | 1 | 1 | 0 | 0 | 0
load_220330682 |  | node_1395846_451_15285836_555 |  | AN | 0 | Residential | 9950.4+4238.853j | 0 | 0 | 0 | 0 | 0 | [24 empty] | 8100101 | no | no |  |  | no |  | 0 | 0 | 0 | 0 | 0 | 0 |  | 1 | 1 | 1 | 0 | 0 | 0
load_220331502 |  | node_1394412_194_15289515_416 |  | AN | 0 | NonResidential | 7000+2981.988j | 0 | 0 | 0 | 0 | 0 | [24 empty] | 8100101 | no | no |  |  | no |  | 0 | 0 | 0 | 0 | 0 | 0 |  | 1 | 1 | 1 | 0 | 0 | 0
load_220331503 |  | node_1394021_081_15289361_205 |  | AN | 0 | NonResidential | 9100.8+3876.925j | 0 | 0 | 0 | 0 | 0 | [24 empty] | 8100101 | no | no |  |  | no |  | 0 | 0 | 0 | 0 | 0 | 0 |  | 1 | 1 | 1 | 0 | 0 | 0
load_220331505 |  | node_1393089_116_15289209_418 |  | AN | 0 | Residential | 52077.6+22184.965j | 0 | 0 | 0 | 0 | 0 | [24 empty] | 8100101 | no | no |  |  | no |  | 0 | 0 | 0 | 0 | 0 | 0 |  | 1 | 1 | 1 | 0 | 0 | 0
load_220331506 |  | node_1395568_549_15289608_086 |  | AN | 0 | Residential | 77580+33048.942j | 0 | 0 | 0 | 0 | 0 | [24 empty] | 8100101 | no | no |  |  | no |  | 0 | 0 | 0 | 0 | 0 | 0 |  | 1 | 1 | 1 | 0 | 0 | 0
load_220331507 |  | node_1392629_012_15289132_96 |  | AN | 0 | Residential | 23616+10060.374j | 0 | 0 | 0 | 0 | 0 | [24 empty] | 8100101 | no | no |  |  | no |  | 0 | 0 | 0 | 0 | 0 | 0 |  | 1 | 1 | 1 | 0 | 0 | 0
load_220331508 |  | node_1392611_035_15289121_554 |  | BN | 0 | NonResidential | 0 | 3666.667+1561.994j | 0 | 0 | 0 | 0 | [24 empty] | 8100101 | no | no |  |  | no |  | 0 | 0 | 0 | 0 | 0 | 0 |  | 1 | 1 | 1 | 0 | 0 | 0
load_220331509 |  | node_1392648_546_15289137_751 |  | CN | 0 | NonResidential | 0 | 0 | 3666.667+1561.994j | 0 | 0 | 0 | [24 empty] | 8100101 | no | no |  |  | no |  | 0 | 0 | 0 | 0 | 0 | 0 |  | 1 | 1 | 1 | 0 | 0 | 0
load_220331510 |  | node_1392459_875_15288850_789 |  | AN | 0 | NonResidential | 8000+3407.986j | 0 | 0 | 0 | 0 | 0 | [24 empty] | 8100101 | no | no |  |  | no |  | 0 | 0 | 0 | 0 | 0 | 0 |  | 1 | 1 | 1 | 0 | 0 | 0
load_220331511 |  | node_1392474_111_15288869_453 |  | BN | 0 | NonResidential | 0 | 8000+3407.986j | 0 | 0 | 0 | 0 | [24 empty] | 8100101 | no | no |  |  | no |  | 0 | 0 | 0 | 0 | 0 | 0 |  | 1 | 1 | 1 | 0 | 0 | 0
load_220331512 |  | node_1392442_549_15288837_677 |  | CN | 0 | NonResidential | 0 | 0 | 8000+3407.986j | 0 | 0 | 0 | [24 empty] | 8100101 | no | no |  |  | no |  | 0 | 0 | 0 | 0 | 0 | 0 |  | 1 | 1 | 1 | 0 | 0 | 0
load_220331513 |  | node_1392233_428_15288795_607 |  | AN | 0 | NonResidential | 13000+5537.977j | 0 | 0 | 0 | 0 | 0 | [24 empty] | 8100101 | no | no |  |  | no |  | 0 | 0 | 0 | 0 | 0 | 0 |  | 1 | 1 | 1 | 0 | 0 | 0
load_220331514 |  | node_1392098_727_15288888_647 |  | AN | 0 | NonResidential | 7333.333+3123.987j | 0 | 0 | 0 | 0 | 0 | [24 empty] | 8100101 | no | no |  |  | no |  | 0 | 0 | 0 | 0 | 0 | 0 |  | 1 | 1 | 1 | 0 | 0 | 0
load_220331515 |  | node_1392092_623_15288863_259 |  | BN | 0 | NonResidential | 0 | 7333.333+3123.987j | 0 | 0 | 0 | 0 | [24 empty] | 8100101 | no | no |  |  | no |  | 0 | 0 | 0 | 0 | 0 | 0 |  | 1 | 1 | 1 | 0 | 0 | 0
load_220331516 |  | node_1392109_507_15288911_09 |  | CN | 0 | NonResidential | 0 | 0 | 7333.333+3123.987j | 0 | 0 | 0 | [24 empty] | 8100101 | no | no |  |  | no |  | 0 | 0 | 0 | 0 | 0 | 0 |  | 1 | 1 | 1 | 0 | 0 | 0
load_220331533 |  | node_1394956_136_15289584_499 |  | AN | 0 | NonResidential | 93.6+39.873j | 0 | 0 | 0 | 0 | 0 | [24 empty] | 8100101 | no | no |  |  | no |  | 0 | 0 | 0 | 0 | 0 | 0 |  | 1 | 1 | 1 | 0 | 0 | 0
load_220331612 |  | node_1393243_243_15285882_282 |  | AN | 0 | Residential | 6732+2867.82j | 0 | 0 | 0 | 0 | 0 | [24 empty] | 8100101 | no | no |  |  | no |  | 0 | 0 | 0 | 0 | 0 | 0 |  | 1 | 1 | 1 | 0 | 0 | 0
load_220331613 |  | node_1393809_236_15284877_559 |  | AN | 0 | Residential | 51645.6+22000.933j | 0 | 0 | 0 | 0 | 0 | [24 empty] | 8100101 | no | no |  |  | no |  | 0 | 0 | 0 | 0 | 0 | 0 |  | 1 | 1 | 1 | 0 | 0 | 0
load_220331614 |  | node_1393432_787_15284849_778 |  | AN | 0 | Residential | 63727.2+27147.674j | 0 | 0 | 0 | 0 | 0 | [24 empty] | 8100101 | no | no |  |  | no |  | 0 | 0 | 0 | 0 | 0 | 0 |  | 1 | 1 | 1 | 0 | 0 | 0
load_220331618 |  | node_1392214_361_15289842_58 |  | AN | 0 | NonResidential | 333.333+141.999j | 0 | 0 | 0 | 0 | 0 | [24 empty] | 8100101 | no | no |  |  | no |  | 0 | 0 | 0 | 0 | 0 | 0 |  | 1 | 1 | 1 | 0 | 0 | 0
load_220331619 |  | node_1392217_041_15289816_22 |  | BN | 0 | NonResidential | 0 | 333.333+141.999j | 0 | 0 | 0 | 0 | [24 empty] | 8100101 | no | no |  |  | no |  | 0 | 0 | 0 | 0 | 0 | 0 |  | 1 | 1 | 1 | 0 | 0 | 0
load_220331620 |  | node_1392216_86_15289869_017 |  | CN | 0 | NonResidential | 0 | 0 | 333.333+141.999j | 0 | 0 | 0 | [24 empty] | 8100101 | no | no |  |  | no |  | 0 | 0 | 0 | 0 | 0 | 0 |  | 1 | 1 | 1 | 0 | 0 | 0
load_220331621 |  | node_1392626_054_15288994_786 |  | AN | 0 | Residential | 6159.6+2623.979j | 0 | 0 | 0 | 0 | 0 | [24 empty] | 8100101 | no | no |  |  | no |  | 0 | 0 | 0 | 0 | 0 | 0 |  | 1 | 1 | 1 | 0 | 0 | 0
load_220331622 |  | node_1392617_132_15289018_49 |  | AN | 0 | Residential | 6159.6+2623.979j | 0 | 0 | 0 | 0 | 0 | [24 empty] | 8100101 | no | no |  |  | no |  | 0 | 0 | 0 | 0 | 0 | 0 |  | 1 | 1 | 1 | 0 | 0 | 0
load_220331623 |  | node_1392624_756_15288797_177 |  | AN | 0 | Residential | 60984+25979.075j | 0 | 0 | 0 | 0 | 0 | [24 empty] | 8100101 | no | no |  |  | no |  | 0 | 0 | 0 | 0 | 0 | 0 |  | 1 | 1 | 1 | 0 | 0 | 0
load_220331624 |  | node_1392672_76_15288428_402 |  | AN | 0 | NonResidential | 2000+851.996j | 0 | 0 | 0 | 0 | 0 | [24 empty] | 8100101 | no | no |  |  | no |  | 0 | 0 | 0 | 0 | 0 | 0 |  | 1 | 1 | 1 | 0 | 0 | 0
load_220331625 |  | node_1392784_501_15287796_464 |  | AN | 0 | NonResidential | 1994.4+849.611j | 0 | 0 | 0 | 0 | 0 | [24 empty] | 8100101 | no | no |  |  | no |  | 0 | 0 | 0 | 0 | 0 | 0 |  | 1 | 1 | 1 | 0 | 0 | 0
load_220331628 |  | node_1392281_381_15289599_67 |  | AN | 0 | Residential | 8726.4+3717.431j | 0 | 0 | 0 | 0 | 0 | [24 empty] | 8100101 | no | no |  |  | no |  | 0 | 0 | 0 | 0 | 0 | 0 |  | 1 | 1 | 1 | 0 | 0 | 0
load_220331629 |  | node_1392287_935_15289574_595 |  | AN | 0 | Residential | 8726.4+3717.431j | 0 | 0 | 0 | 0 | 0 | [24 empty] | 8100101 | no | no |  |  | no |  | 0 | 0 | 0 | 0 | 0 | 0 |  | 1 | 1 | 1 | 0 | 0 | 0
load_220331630 |  | node_1392755_692_15285862_781 |  | AN | 0 | Residential | 62431.2+26595.58j | 0 | 0 | 0 | 0 | 0 | [24 empty] | 8100101 | no | no |  |  | no |  | 0 | 0 | 0 | 0 | 0 | 0 |  | 1 | 1 | 1 | 0 | 0 | 0
load_220331631 |  | node_1392750_462_15285625_827 |  | AN | 0 | Residential | 28411.2+12103.121j | 0 | 0 | 0 | 0 | 0 | [24 empty] | 8100101 | no | no |  |  | no |  | 0 | 0 | 0 | 0 | 0 | 0 |  | 1 | 1 | 1 | 0 | 0 | 0
load_220331634 |  | node_1392518_493_15289336_661 |  | AN | 0 | NonResidential | 13666.667+5821.976j | 0 | 0 | 0 | 0 | 0 | [24 empty] | 8100101 | no | no |  |  | no |  | 0 | 0 | 0 | 0 | 0 | 0 |  | 1 | 1 | 1 | 0 | 0 | 0
load_220331635 |  | node_1392511_422_15289361_478 |  | BN | 0 | Residential | 0 | 1329.6+566.407j | 0 | 0 | 0 | 0 | [24 empty] | 8100101 | no | no |  |  | no |  | 0 | 0 | 0 | 0 | 0 | 0 |  | 1 | 1 | 1 | 0 | 0 | 0
load_220331636 |  | node_1392520_527_15289310_192 |  | CN | 0 | Residential | 0 | 0 | 1329.6+566.407j | 0 | 0 | 0 | [24 empty] | 8100101 | no | no |  |  | no |  | 0 | 0 | 0 | 0 | 0 | 0 |  | 1 | 1 | 1 | 0 | 0 | 0
load_220331637 |  | node_1392433_632_15289259_36 |  | AN | 0 | NonResidential | 16666.667+7099.97j | 0 | 0 | 0 | 0 | 0 | [24 empty] | 8100101 | no | no |  |  | no |  | 0 | 0 | 0 | 0 | 0 | 0 |  | 1 | 1 | 1 | 0 | 0 | 0
load_220331638 |  | node_1392430_323_15289246_157 |  | BN | 0 | NonResidential | 0 | 16666.667+7099.97j | 0 | 0 | 0 | 0 | [24 empty] | 8100101 | no | no |  |  | no |  | 0 | 0 | 0 | 0 | 0 | 0 |  | 1 | 1 | 1 | 0 | 0 | 0
load_220331639 |  | node_1392430_994_15289233_644 |  | CN | 0 | NonResidential | 0 | 0 | 16666.667+7099.97j | 0 | 0 | 0 | [24 empty] | 8100101 | no | no |  |  | no |  | 0 | 0 | 0 | 0 | 0 | 0 |  | 1 | 1 | 1 | 0 | 0 | 0
load_220331640 |  | node_1392577_384_15289160_754 |  | AN | 0 | NonResidential | 35333.333+15051.937j | 0 | 0 | 0 | 0 | 0 | [24 empty] | 8100101 | no | no |  |  | no |  | 0 | 0 | 0 | 0 | 0 | 0 |  | 1 | 1 | 1 | 0 | 0 | 0
load_220331641 |  | node_1392571_968_15289186_323 |  | BN | 0 | NonResidential | 0 | 35333.333+15051.937j | 0 | 0 | 0 | 0 | [24 empty] | 8100101 | no | no |  |  | no |  | 0 | 0 | 0 | 0 | 0 | 0 |  | 1 | 1 | 1 | 0 | 0 | 0
load_220331642 |  | node_1392577_677_15289134_132 |  | CN | 0 | NonResidential | 0 | 0 | 35333.333+15051.937j | 0 | 0 | 0 | [24 empty] | 8100101 | no | no |  |  | no |  | 0 | 0 | 0 | 0 | 0 | 0 |  | 1 | 1 | 1 | 0 | 0 | 0
load_220331643 |  | node_1393524_295_15285283_796 |  | AN | 0 | Residential | 38095.2+16228.487j | 0 | 0 | 0 | 0 | 0 | [24 empty] | 8100101 | no | no |  |  | no |  | 0 | 0 | 0 | 0 | 0 | 0 |  | 1 | 1 | 1 | 0 | 0 | 0
load_220331644 |  | node_1393534_048_15285781_904 |  | AN | 0 | Residential | 28972.8+12342.361j | 0 | 0 | 0 | 0 | 0 | [24 empty] | 8100101 | no | no |  |  | no |  | 0 | 0 | 0 | 0 | 0 | 0 |  | 1 | 1 | 1 | 0 | 0 | 0
load_220331646 |  | node_1394368_498_15285506_589 |  | AN | 0 | Residential | 55368+23586.669j | 0 | 0 | 0 | 0 | 0 | [24 empty] | 8100101 | no | no |  |  | no |  | 0 | 0 | 0 | 0 | 0 | 0 |  | 1 | 1 | 1 | 0 | 0 | 0
load_220331647 |  | node_1394079_411_15286007_283 |  | AN | 0 | Residential | 13456.8+5732.573j | 0 | 0 | 0 | 0 | 0 | [24 empty] | 8100101 | no | no |  |  | no |  | 0 | 0 | 0 | 0 | 0 | 0 |  | 1 | 1 | 1 | 0 | 0 | 0
load_220331648 |  | node_1395678_204_15285114_538 |  | AN | 0 | Residential | 8899.2+3791.043j | 0 | 0 | 0 | 0 | 0 | [24 empty] | 8100101 | no | no |  |  | no |  | 0 | 0 | 0 | 0 | 0 | 0 |  | 1 | 1 | 1 | 0 | 0 | 0
load_220331649 |  | node_1395156_206_15287159_139 |  | AN | 0 | Residential | 6472.8+2757.401j | 0 | 0 | 0 | 0 | 0 | [24 empty] | 8100101 | no | no |  |  | no |  | 0 | 0 | 0 | 0 | 0 | 0 |  | 1 | 1 | 1 | 0 | 0 | 0
load_220331650 |  | node_1395642_779_15285475_597 |  | AN | 0 | Residential | 20685.6+8812.029j | 0 | 0 | 0 | 0 | 0 | [24 empty] | 8100101 | no | no |  |  | no |  | 0 | 0 | 0 | 0 | 0 | 0 |  | 1 | 1 | 1 | 0 | 0 | 0
load_220331651 |  | node_1395616_083_15285805_937 |  | AN | 0 | Residential | 12067.2+5140.606j | 0 | 0 | 0 | 0 | 0 | [24 empty] | 8100101 | no | no |  |  | no |  | 0 | 0 | 0 | 0 | 0 | 0 |  | 1 | 1 | 1 | 0 | 0 | 0
load_220331652 |  | node_1395589_631_15285970_014 |  | AN | 0 | Residential | 3441.6+1466.115j | 0 | 0 | 0 | 0 | 0 | [24 empty] | 8100101 | no | no |  |  | no |  | 0 | 0 | 0 | 0 | 0 | 0 |  | 1 | 1 | 1 | 0 | 0 | 0
load_220331653 |  | node_1395383_038_15285966_331 |  | AN | 0 | Residential | 33667.2+14342.167j | 0 | 0 | 0 | 0 | 0 | [24 empty] | 8100101 | no | no |  |  | no |  | 0 | 0 | 0 | 0 | 0 | 0 |  | 1 | 1 | 1 | 0 | 0 | 0
load_220331654 |  | node_1394888_201_15285891_9 |  | AN | 0 | Residential | 10936.8+4659.057j | 0 | 0 | 0 | 0 | 0 | [24 empty] | 8100101 | no | no |  |  | no |  | 0 | 0 | 0 | 0 | 0 | 0 |  | 1 | 1 | 1 | 0 | 0 | 0
load_220331682 |  | node_1393481_505_15290102_343 |  | AN | 0 | Residential | 12060+5137.538j | 0 | 0 | 0 | 0 | 0 | [24 empty] | 8100101 | no | no |  |  | no |  | 0 | 0 | 0 | 0 | 0 | 0 |  | 1 | 1 | 1 | 0 | 0 | 0
load_220331687 |  | node_1393897_507_15290223_871 |  | AN | 0 | Residential | 38224.8+16283.697j | 0 | 0 | 0 | 0 | 0 | [24 empty] | 8100101 | no | no |  |  | no |  | 0 | 0 | 0 | 0 | 0 | 0 |  | 1 | 1 | 1 | 0 | 0 | 0
load_220331688 |  | node_1393887_639_15290223_04 |  | AN | 0 | Residential | 38224.8+16283.697j | 0 | 0 | 0 | 0 | 0 | [24 empty] | 8100101 | no | no |  |  | no |  | 0 | 0 | 0 | 0 | 0 | 0 |  | 1 | 1 | 1 | 0 | 0 | 0
load_220331689 |  | node_1394181_513_15290191_88 |  | AN | 0 | NonResidential | 5464.8+2327.995j | 0 | 0 | 0 | 0 | 0 | [24 empty] | 8100101 | no | no |  |  | no |  | 0 | 0 | 0 | 0 | 0 | 0 |  | 1 | 1 | 1 | 0 | 0 | 0
load_220331690 |  | node_1394598_932_15290227_102 |  | AN | 0 | Residential | 21326.4+9085.008j | 0 | 0 | 0 | 0 | 0 | [24 empty] | 8100101 | no | no |  |  | no |  | 0 | 0 | 0 | 0 | 0 | 0 |  | 1 | 1 | 1 | 0 | 0 | 0
load_220331691 |  | node_1394876_758_15290188_727 |  | AN | 0 | Residential | 37548+15995.381j | 0 | 0 | 0 | 0 | 0 | [24 empty] | 8100101 | no | no |  |  | no |  | 0 | 0 | 0 | 0 | 0 | 0 |  | 1 | 1 | 1 | 0 | 0 | 0
load_220331692 |  | node_1394895_554_15290197_389 |  | AN | 0 | Residential | 37548+15995.381j | 0 | 0 | 0 | 0 | 0 | [24 empty] | 8100101 | no | no |  |  | no |  | 0 | 0 | 0 | 0 | 0 | 0 |  | 1 | 1 | 1 | 0 | 0 | 0
load_220331693 |  | node_1392595_889_15289746_59 |  | AN | 0 | NonResidential | 7340.4+3126.997j | 0 | 0 | 0 | 0 | 0 | [24 empty] | 8100101 | no | no |  |  | no |  | 0 | 0 | 0 | 0 | 0 | 0 |  | 1 | 1 | 1 | 0 | 0 | 0
load_220331694 |  | node_1392611_533_15289763_094 |  | AN | 0 | NonResidential | 7340.4+3126.997j | 0 | 0 | 0 | 0 | 0 | [24 empty] | 8100101 | no | no |  |  | no |  | 0 | 0 | 0 | 0 | 0 | 0 |  | 1 | 1 | 1 | 0 | 0 | 0
load_220331724 |  | node_1393005_387_15290035_542 |  | AN | 0 | Residential | 33134.4+14115.195j | 0 | 0 | 0 | 0 | 0 | [24 empty] | 8100101 | no | no |  |  | no |  | 0 | 0 | 0 | 0 | 0 | 0 |  | 1 | 1 | 1 | 0 | 0 | 0
load_220331729 |  | node_1394903_891_15290030_96 |  | AN | 0 | Residential | 110570.4+47102.793j | 0 | 0 | 0 | 0 | 0 | [24 empty] | 8100101 | no | no |  |  | no |  | 0 | 0 | 0 | 0 | 0 | 0 |  | 1 | 1 | 1 | 0 | 0 | 0
load_220331739 |  | node_1396857_979_15288764_977 |  | AN | 0 | Residential | 13694.4+5833.79j | 0 | 0 | 0 | 0 | 0 | [24 empty] | 8100101 | no | no |  |  | no |  | 0 | 0 | 0 | 0 | 0 | 0 |  | 1 | 1 | 1 | 0 | 0 | 0
load_220331740 |  | node_1396684_173_15288453_849 |  | AN | 0 | Residential | 10706.4+4560.907j | 0 | 0 | 0 | 0 | 0 | [24 empty] | 8100101 | no | no |  |  | no |  | 0 | 0 | 0 | 0 | 0 | 0 |  | 1 | 1 | 1 | 0 | 0 | 0
load_220331741 |  | node_1396549_639_15288294_888 |  | AN | 0 | Residential | 4363.2+1858.715j | 0 | 0 | 0 | 0 | 0 | [24 empty] | 8100101 | no | no |  |  | no |  | 0 | 0 | 0 | 0 | 0 | 0 |  | 1 | 1 | 1 | 0 | 0 | 0
load_220331743 |  | node_1396333_089_15288020_251 |  | AN | 0 | Residential | 30369.6+12937.395j | 0 | 0 | 0 | 0 | 0 | [24 empty] | 8100101 | no | no |  |  | no |  | 0 | 0 | 0 | 0 | 0 | 0 |  | 1 | 1 | 1 | 0 | 0 | 0
load_220331746 |  | node_1393927_669_15288608_732 |  | AN | 0 | Residential | 89114.4+37962.575j | 0 | 0 | 0 | 0 | 0 | [24 empty] | 8100101 | no | no |  |  | no |  | 0 | 0 | 0 | 0 | 0 | 0 |  | 1 | 1 | 1 | 0 | 0 | 0
load_220331747 |  | node_1394230_671_15288626_077 |  | AN | 0 | Residential | 63900+27221.286j | 0 | 0 | 0 | 0 | 0 | [24 empty] | 8100101 | no | no |  |  | no |  | 0 | 0 | 0 | 0 | 0 | 0 |  | 1 | 1 | 1 | 0 | 0 | 0
load_220331748 |  | node_1395307_794_15289323_888 |  | AN | 0 | NonResidential | 1324.8+564.362j | 0 | 0 | 0 | 0 | 0 | [24 empty] | 8100101 | no | no |  |  | no |  | 0 | 0 | 0 | 0 | 0 | 0 |  | 1 | 1 | 1 | 0 | 0 | 0
load_220331750 |  | node_1394674_584_15288965_695 |  | AN | 0 | Residential | 25754.4+10971.328j | 0 | 0 | 0 | 0 | 0 | [24 empty] | 8100101 | no | no |  |  | no |  | 0 | 0 | 0 | 0 | 0 | 0 |  | 1 | 1 | 1 | 0 | 0 | 0
load_220331751 |  | node_1394969_153_15288987_717 |  | AN | 0 | Residential | 48484.8+20654.438j | 0 | 0 | 0 | 0 | 0 | [24 empty] | 8100101 | no | no |  |  | no |  | 0 | 0 | 0 | 0 | 0 | 0 |  | 1 | 1 | 1 | 0 | 0 | 0
load_220331752 |  | node_1395359_834_15289083_87 |  | AN | 0 | Residential | 47599.2+20277.174j | 0 | 0 | 0 | 0 | 0 | [24 empty] | 8100101 | no | no |  |  | no |  | 0 | 0 | 0 | 0 | 0 | 0 |  | 1 | 1 | 1 | 0 | 0 | 0
load_220331753 |  | node_1394799_054_15288715_205 |  | AN | 0 | Residential | 52113.6+22200.301j | 0 | 0 | 0 | 0 | 0 | [24 empty] | 8100101 | no | no |  |  | no |  | 0 | 0 | 0 | 0 | 0 | 0 |  | 1 | 1 | 1 | 0 | 0 | 0
load_220331755 |  | node_1394853_628_15288496_016 |  | AN | 0 | Residential | 104227.2+44400.601j | 0 | 0 | 0 | 0 | 0 | [24 empty] | 8100101 | no | no |  |  | no |  | 0 | 0 | 0 | 0 | 0 | 0 |  | 1 | 1 | 1 | 0 | 0 | 0
load_220331756 |  | node_1394960_23_15288058_466 |  | AN | 0 | Residential | 64224+27359.309j | 0 | 0 | 0 | 0 | 0 | [24 empty] | 8100101 | no | no |  |  | no |  | 0 | 0 | 0 | 0 | 0 | 0 |  | 1 | 1 | 1 | 0 | 0 | 0
load_220331757 |  | node_1395447_077_15288134_241 |  | AN | 0 | Residential | 19476+8296.741j | 0 | 0 | 0 | 0 | 0 | [24 empty] | 8100101 | no | no |  |  | no |  | 0 | 0 | 0 | 0 | 0 | 0 |  | 1 | 1 | 1 | 0 | 0 | 0
load_220331758 |  | node_1395145_942_15287724_977 |  | AN | 0 | Residential | 47210.4+20111.546j | 0 | 0 | 0 | 0 | 0 | [24 empty] | 8100101 | no | no |  |  | no |  | 0 | 0 | 0 | 0 | 0 | 0 |  | 1 | 1 | 1 | 0 | 0 | 0
load_220331760 |  | node_1394197_078_15287261_368 |  | AN | 0 | Residential | 44416.8+18921.478j | 0 | 0 | 0 | 0 | 0 | [24 empty] | 8100101 | no | no |  |  | no |  | 0 | 0 | 0 | 0 | 0 | 0 |  | 1 | 1 | 1 | 0 | 0 | 0
load_220331761 |  | node_1394533_364_15287252_178 |  | AN | 0 | Residential | 18676.8+7956.283j | 0 | 0 | 0 | 0 | 0 | [24 empty] | 8100101 | no | no |  |  | no |  | 0 | 0 | 0 | 0 | 0 | 0 |  | 1 | 1 | 1 | 0 | 0 | 0
load_220331762 |  | node_1393877_161_15287779_462 |  | AN | 0 | NonResidential | 4111.2+1751.364j | 0 | 0 | 0 | 0 | 0 | [24 empty] | 8100101 | no | no |  |  | no |  | 0 | 0 | 0 | 0 | 0 | 0 |  | 1 | 1 | 1 | 0 | 0 | 0
load_220331763 |  | node_1394061_967_15287779_323 |  | AN | 0 | Residential | 104198.4+44388.333j | 0 | 0 | 0 | 0 | 0 | [24 empty] | 8100101 | no | no |  |  | no |  | 0 | 0 | 0 | 0 | 0 | 0 |  | 1 | 1 | 1 | 0 | 0 | 0
load_220331764 |  | node_1394298_152_15287733_354 |  | AN | 0 | Residential | 39261.6+16725.372j | 0 | 0 | 0 | 0 | 0 | [24 empty] | 8100101 | no | no |  |  | no |  | 0 | 0 | 0 | 0 | 0 | 0 |  | 1 | 1 | 1 | 0 | 0 | 0
load_220331766 |  | node_1397483_077_15286342_75 |  | AN | 0 | Residential | 5450.4+2321.861j | 0 | 0 | 0 | 0 | 0 | [24 empty] | 8100101 | no | no |  |  | no |  | 0 | 0 | 0 | 0 | 0 | 0 |  | 1 | 1 | 1 | 0 | 0 | 0
load_220331767 |  | node_1397576_834_15286344_541 |  | AN | 0 | Residential | 3506.4+1493.72j | 0 | 0 | 0 | 0 | 0 | [24 empty] | 8100101 | no | no |  |  | no |  | 0 | 0 | 0 | 0 | 0 | 0 |  | 1 | 1 | 1 | 0 | 0 | 0
load_220331768 |  | node_1393144_48_15285593_308 |  | AN | 0 | Residential | 25495.2+10860.91j | 0 | 0 | 0 | 0 | 0 | [24 empty] | 8100101 | no | no |  |  | no |  | 0 | 0 | 0 | 0 | 0 | 0 |  | 1 | 1 | 1 | 0 | 0 | 0
load_220331769 |  | node_1393079_802_15286085_119 |  | AN | 0 | Residential | 40212+17130.24j | 0 | 0 | 0 | 0 | 0 | [24 empty] | 8100101 | no | no |  |  | no |  | 0 | 0 | 0 | 0 | 0 | 0 |  | 1 | 1 | 1 | 0 | 0 | 0
load_220331771 |  | node_1393074_939_15286735_535 |  | AN | 0 | Residential | 31528.8+13431.213j | 0 | 0 | 0 | 0 | 0 | [24 empty] | 8100101 | no | no |  |  | no |  | 0 | 0 | 0 | 0 | 0 | 0 |  | 1 | 1 | 1 | 0 | 0 | 0
load_220331773 |  | node_1393102_591_15288534_75 |  | AN | 0 | Residential | 83757.6+35680.588j | 0 | 0 | 0 | 0 | 0 | [24 empty] | 8100101 | no | no |  |  | no |  | 0 | 0 | 0 | 0 | 0 | 0 |  | 1 | 1 | 1 | 0 | 0 | 0
load_220331774 |  | node_1393138_694_15288140_934 |  | AN | 0 | NonResidential | 1720.8+733.058j | 0 | 0 | 0 | 0 | 0 | [24 empty] | 8100101 | no | no |  |  | no |  | 0 | 0 | 0 | 0 | 0 | 0 |  | 1 | 1 | 1 | 0 | 0 | 0
load_220331776 |  | node_1392967_977_15289329_361 |  | AN | 0 | NonResidential | 10000+4259.982j | 0 | 0 | 0 | 0 | 0 | [24 empty] | 8100101 | no | no |  |  | no |  | 0 | 0 | 0 | 0 | 0 | 0 |  | 1 | 1 | 1 | 0 | 0 | 0
load_220331777 |  | node_1393200_912_15289314_845 |  | AN | 0 | Residential | 35344.8+15056.822j | 0 | 0 | 0 | 0 | 0 | [24 empty] | 8100101 | no | no |  |  | no |  | 0 | 0 | 0 | 0 | 0 | 0 |  | 1 | 1 | 1 | 0 | 0 | 0
load_220331778 |  | node_1393611_877_15288872_861 |  | AN | 0 | NonResidential | 2484+1058.18j | 0 | 0 | 0 | 0 | 0 | [24 empty] | 8100101 | no | no |  |  | no |  | 0 | 0 | 0 | 0 | 0 | 0 |  | 1 | 1 | 1 | 0 | 0 | 0
load_220331779 |  | node_1393638_75_15288606_875 |  | AN | 0 | Residential | 73684.8+31389.593j | 0 | 0 | 0 | 0 | 0 | [24 empty] | 8100101 | no | no |  |  | no |  | 0 | 0 | 0 | 0 | 0 | 0 |  | 1 | 1 | 1 | 0 | 0 | 0
load_220331780 |  | node_1393544_459_15289908_926 |  | AN | 0 | NonResidential | 7000+2981.988j | 0 | 0 | 0 | 0 | 0 | [24 empty] | 8100101 | no | no |  |  | no |  | 0 | 0 | 0 | 0 | 0 | 0 |  | 1 | 1 | 1 | 0 | 0 | 0
load_220331781 |  | node_1393620_419_15289554_139 |  | AN | 0 | Residential | 102895.2+43833.172j | 0 | 0 | 0 | 0 | 0 | [24 empty] | 8100101 | no | no |  |  | no |  | 0 | 0 | 0 | 0 | 0 | 0 |  | 1 | 1 | 1 | 0 | 0 | 0
load_220331782 |  | node_1393881_45_15287460_353 |  | AN | 0 | Residential | 48988.8+20869.141j | 0 | 0 | 0 | 0 | 0 | [24 empty] | 8100101 | no | no |  |  | no |  | 0 | 0 | 0 | 0 | 0 | 0 |  | 1 | 1 | 1 | 0 | 0 | 0
load_220331783 |  | node_1394296_5_15288003_438 |  | AN | 0 | Residential | 65988+28110.77j | 0 | 0 | 0 | 0 | 0 | [24 empty] | 8100101 | no | no |  |  | no |  | 0 | 0 | 0 | 0 | 0 | 0 |  | 1 | 1 | 1 | 0 | 0 | 0
load_220331784 |  | node_1393939_682_15288948_433 |  | AN | 0 | NonResidential | 3240+1380.234j | 0 | 0 | 0 | 0 | 0 | [24 empty] | 8100101 | no | no |  |  | no |  | 0 | 0 | 0 | 0 | 0 | 0 |  | 1 | 1 | 1 | 0 | 0 | 0
load_220331788 |  | node_1393917_706_15289544_143 |  | AN | 0 | Residential | 21064.8+8973.567j | 0 | 0 | 0 | 0 | 0 | [24 empty] | 8100101 | no | no |  |  | no |  | 0 | 0 | 0 | 0 | 0 | 0 |  | 1 | 1 | 1 | 0 | 0 | 0
load_220331789 |  | node_1393911_371_15289596_198 |  | BN | 0 | NonResidential | 0 | 1058.4+450.877j | 0 | 0 | 0 | 0 | [24 empty] | 8100101 | no | no |  |  | no |  | 0 | 0 | 0 | 0 | 0 | 0 |  | 1 | 1 | 1 | 0 | 0 | 0
load_220331791 |  | node_1394227_655_15288826_636 |  | AN | 0 | Residential | 61444.8+26175.375j | 0 | 0 | 0 | 0 | 0 | [24 empty] | 8100101 | no | no |  |  | no |  | 0 | 0 | 0 | 0 | 0 | 0 |  | 1 | 1 | 1 | 0 | 0 | 0
load_220331792 |  | node_1394511_196_15289055_28 |  | AN | 0 | Residential | 37562.4+16001.515j | 0 | 0 | 0 | 0 | 0 | [24 empty] | 8100101 | no | no |  |  | no |  | 0 | 0 | 0 | 0 | 0 | 0 |  | 1 | 1 | 1 | 0 | 0 | 0
load_220331793 |  | node_1394471_164_15288735_09 |  | AN | 0 | NonResidential | 122.4+52.142j | 0 | 0 | 0 | 0 | 0 | [24 empty] | 8100101 | no | no |  |  | no |  | 0 | 0 | 0 | 0 | 0 | 0 |  | 1 | 1 | 1 | 0 | 0 | 0
load_220331794 |  | node_1394566_892_15288358_65 |  | AN | 0 | Residential | 85521.6+36432.049j | 0 | 0 | 0 | 0 | 0 | [24 empty] | 8100101 | no | no |  |  | no |  | 0 | 0 | 0 | 0 | 0 | 0 |  | 1 | 1 | 1 | 0 | 0 | 0
load_220331795 |  | node_1394433_812_15290061_95 |  | AN | 0 | Residential | 109879.2+46808.343j | 0 | 0 | 0 | 0 | 0 | [24 empty] | 8100101 | no | no |  |  | no |  | 0 | 0 | 0 | 0 | 0 | 0 |  | 1 | 1 | 1 | 0 | 0 | 0
load_220331796 |  | node_1394546_518_15288002_915 |  | AN | 0 | Residential | 47167.2+20093.143j | 0 | 0 | 0 | 0 | 0 | [24 empty] | 8100101 | no | no |  |  | no |  | 0 | 0 | 0 | 0 | 0 | 0 |  | 1 | 1 | 1 | 0 | 0 | 0
load_220331797 |  | node_1394728_637_15287613_999 |  | AN | 0 | Residential | 25020+10658.475j | 0 | 0 | 0 | 0 | 0 | [24 empty] | 8100101 | no | no |  |  | no |  | 0 | 0 | 0 | 0 | 0 | 0 |  | 1 | 1 | 1 | 0 | 0 | 0
load_220331798 |  | node_1394433_386_15289225_732 |  | AN | 0 | Residential | 71445.6+30435.698j | 0 | 0 | 0 | 0 | 0 | [24 empty] | 8100101 | no | no |  |  | no |  | 0 | 0 | 0 | 0 | 0 | 0 |  | 1 | 1 | 1 | 0 | 0 | 0
load_220331799 |  | node_1394853_773_15289796_084 |  | AN | 0 | Residential | 103327.2+44017.203j | 0 | 0 | 0 | 0 | 0 | [24 empty] | 8100101 | no | no |  |  | no |  | 0 | 0 | 0 | 0 | 0 | 0 |  | 1 | 1 | 1 | 0 | 0 | 0
load_220331802 |  | node_1395484_29_15289317_286 |  | AN | 0 | Residential | 42782.4+18225.226j | 0 | 0 | 0 | 0 | 0 | [24 empty] | 8100101 | no | no |  |  | no |  | 0 | 0 | 0 | 0 | 0 | 0 |  | 1 | 1 | 1 | 0 | 0 | 0
load_220332589 |  | node_1393265_235_15288903_029 |  | AN | 0 | Residential | 49939.2+21274.01j | 0 | 0 | 0 | 0 | 0 | [24 empty] | 8100101 | no | no |  |  | no |  | 0 | 0 | 0 | 0 | 0 | 0 |  | 1 | 1 | 1 | 0 | 0 | 0
load_220332590 |  | node_1393325_036_15288494_035 |  | AN | 0 | Residential | 91742.4+39082.099j | 0 | 0 | 0 | 0 | 0 | [24 empty] | 8100101 | no | no |  |  | no |  | 0 | 0 | 0 | 0 | 0 | 0 |  | 1 | 1 | 1 | 0 | 0 | 0
load_220332591 |  | node_1393366_444_15288110_141 |  | AN | 0 | Residential | 59263.2+25246.017j | 0 | 0 | 0 | 0 | 0 | [24 empty] | 8100101 | no | no |  |  | no |  | 0 | 0 | 0 | 0 | 0 | 0 |  | 1 | 1 | 1 | 0 | 0 | 0
load_220332682 |  | node_1394003_734_15284620_568 |  | AN | 0 | Residential | 69501.6+29607.558j | 0 | 0 | 0 | 0 | 0 | [24 empty] | 8100101 | no | no |  |  | no |  | 0 | 0 | 0 | 0 | 0 | 0 |  | 1 | 1 | 1 | 0 | 0 | 0
load_220332717 |  | node_1393414_159_15287126_047 |  | AN | 0 | Residential | 62416.8+26589.445j | 0 | 0 | 0 | 0 | 0 | [24 empty] | 8100101 | no | no |  |  | no |  | 0 | 0 | 0 | 0 | 0 | 0 |  | 1 | 1 | 1 | 0 | 0 | 0
load_220332718 |  | node_1393578_138_15287130_698 |  | AN | 0 | Residential | 33134.4+14115.195j | 0 | 0 | 0 | 0 | 0 | [24 empty] | 8100101 | no | no |  |  | no |  | 0 | 0 | 0 | 0 | 0 | 0 |  | 1 | 1 | 1 | 0 | 0 | 0
load_220332750 |  | node_1393429_437_15286749_149 |  | AN | 0 | Residential | 45100.8+19212.86j | 0 | 0 | 0 | 0 | 0 | [24 empty] | 8100101 | no | no |  |  | no |  | 0 | 0 | 0 | 0 | 0 | 0 |  | 1 | 1 | 1 | 0 | 0 | 0
load_220332789 |  | node_1393933_776_15285234_377 |  | AN | 0 | Residential | 29296.8+12480.385j | 0 | 0 | 0 | 0 | 0 | [24 empty] | 8100101 | no | no |  |  | no |  | 0 | 0 | 0 | 0 | 0 | 0 |  | 1 | 1 | 1 | 0 | 0 | 0
load_220332848 |  | node_1395384_029_15287099_245 |  | AN | 0 | Residential | 51688.8+22019.337j | 0 | 0 | 0 | 0 | 0 | [24 empty] | 8100101 | no | no |  |  | no |  | 0 | 0 | 0 | 0 | 0 | 0 |  | 1 | 1 | 1 | 0 | 0 | 0
load_220332849 |  | node_1395179_113_15286851_244 |  | AN | 0 | Residential | 4694.4+1999.806j | 0 | 0 | 0 | 0 | 0 | [24 empty] | 8100101 | no | no |  |  | no |  | 0 | 0 | 0 | 0 | 0 | 0 |  | 1 | 1 | 1 | 0 | 0 | 0
load_220332850 |  | node_1394808_426_15286812_421 |  | AN | 0 | Residential | 28008+11931.358j | 0 | 0 | 0 | 0 | 0 | [24 empty] | 8100101 | no | no |  |  | no |  | 0 | 0 | 0 | 0 | 0 | 0 |  | 1 | 1 | 1 | 0 | 0 | 0
load_220332851 |  | node_1394524_657_15286758_861 |  | AN | 0 | Residential | 14428.8+6146.643j | 0 | 0 | 0 | 0 | 0 | [24 empty] | 8100101 | no | no |  |  | no |  | 0 | 0 | 0 | 0 | 0 | 0 |  | 1 | 1 | 1 | 0 | 0 | 0
load_220332853 |  | node_1394548_937_15285456_803 |  | AN | 0 | Residential | 31780.8+13538.564j | 0 | 0 | 0 | 0 | 0 | [24 empty] | 8100101 | no | no |  |  | no |  | 0 | 0 | 0 | 0 | 0 | 0 |  | 1 | 1 | 1 | 0 | 0 | 0
load_220332952 |  | node_1395417_944_15285337_056 |  | AN | 0 | Residential | 40716+17344.943j | 0 | 0 | 0 | 0 | 0 | [24 empty] | 8100101 | no | no |  |  | no |  | 0 | 0 | 0 | 0 | 0 | 0 |  | 1 | 1 | 1 | 0 | 0 | 0
load_220332956 |  | node_1394520_509_15286084_111 |  | AN | 0 | Residential | 37893.6+16142.606j | 0 | 0 | 0 | 0 | 0 | [24 empty] | 8100101 | no | no |  |  | no |  | 0 | 0 | 0 | 0 | 0 | 0 |  | 1 | 1 | 1 | 0 | 0 | 0
load_220332957 |  | node_1394839_126_15286126_409 |  | AN | 0 | Residential | 11174.4+4760.274j | 0 | 0 | 0 | 0 | 0 | [24 empty] | 8100101 | no | no |  |  | no |  | 0 | 0 | 0 | 0 | 0 | 0 |  | 1 | 1 | 1 | 0 | 0 | 0
load_220332994 |  | node_1394291_337_15285026_715 |  | AN | 0 | Residential | 101289.6+43149.189j | 0 | 0 | 0 | 0 | 0 | [24 empty] | 8100101 | no | no |  |  | no |  | 0 | 0 | 0 | 0 | 0 | 0 |  | 1 | 1 | 1 | 0 | 0 | 0
load_220332995 |  | node_1394674_586_15284991_002 |  | AN | 0 | NonResidential | 2448+1042.844j | 0 | 0 | 0 | 0 | 0 | [24 empty] | 8100101 | no | no |  |  | no |  | 0 | 0 | 0 | 0 | 0 | 0 |  | 1 | 1 | 1 | 0 | 0 | 0
load_220332996 |  | node_1395007_436_15285086_318 |  | AN | 0 | Residential | 57110.4+24328.929j | 0 | 0 | 0 | 0 | 0 | [24 empty] | 8100101 | no | no |  |  | no |  | 0 | 0 | 0 | 0 | 0 | 0 |  | 1 | 1 | 1 | 0 | 0 | 0
load_220334257 |  | node_1396101_661_15287805_344 |  | AN | 0 | Residential | 26589.6+11327.122j | 0 | 0 | 0 | 0 | 0 | [24 empty] | 8100101 | no | no |  |  | no |  | 0 | 0 | 0 | 0 | 0 | 0 |  | 1 | 1 | 1 | 0 | 0 | 0
load_220334258 |  | node_1396155_626_15287425_086 |  | AN | 0 | Residential | 28389.6+12093.919j | 0 | 0 | 0 | 0 | 0 | [24 empty] | 8100101 | no | no |  |  | no |  | 0 | 0 | 0 | 0 | 0 | 0 |  | 1 | 1 | 1 | 0 | 0 | 0
load_220334259 |  | node_1396421_501_15287790_953 |  | AN | 0 | Residential | 20440.8+8707.744j | 0 | 0 | 0 | 0 | 0 | [24 empty] | 8100101 | no | no |  |  | no |  | 0 | 0 | 0 | 0 | 0 | 0 |  | 1 | 1 | 1 | 0 | 0 | 0
load_220334260 |  | node_1396568_387_15287630_298 |  | AN | 0 | Residential | 40982.4+17458.429j | 0 | 0 | 0 | 0 | 0 | [24 empty] | 8100101 | no | no |  |  | no |  | 0 | 0 | 0 | 0 | 0 | 0 |  | 1 | 1 | 1 | 0 | 0 | 0
load_220334261 |  | node_1396435_106_15287495_855 |  | AN | 0 | Residential | 12844.8+5471.862j | 0 | 0 | 0 | 0 | 0 | [24 empty] | 8100101 | no | no |  |  | no |  | 0 | 0 | 0 | 0 | 0 | 0 |  | 1 | 1 | 1 | 0 | 0 | 0
load_220334262 |  | node_1395709_036_15287241_102 |  | AN | 0 | Residential | 4579.2+1950.731j | 0 | 0 | 0 | 0 | 0 | [24 empty] | 8100101 | no | no |  |  | no |  | 0 | 0 | 0 | 0 | 0 | 0 |  | 1 | 1 | 1 | 0 | 0 | 0
load_220334263 |  | node_1396012_434_15287115_046 |  | AN | 0 | Residential | 25156.8+10716.752j | 0 | 0 | 0 | 0 | 0 | [24 empty] | 8100101 | no | no |  |  | no |  | 0 | 0 | 0 | 0 | 0 | 0 |  | 1 | 1 | 1 | 0 | 0 | 0
load_220334264 |  | node_1396414_473_15287116_505 |  | AN | 0 | Residential | 22744.8+9689.244j | 0 | 0 | 0 | 0 | 0 | [24 empty] | 8100101 | no | no |  |  | no |  | 0 | 0 | 0 | 0 | 0 | 0 |  | 1 | 1 | 1 | 0 | 0 | 0
load_220334265 |  | node_1396815_115_15286683_102 |  | AN | 0 | Residential | 12088.8+5149.807j | 0 | 0 | 0 | 0 | 0 | [24 empty] | 8100101 | no | no |  |  | no |  | 0 | 0 | 0 | 0 | 0 | 0 |  | 1 | 1 | 1 | 0 | 0 | 0
load_220334266 |  | node_1398105_252_15286124_23 |  | AN | 0 | Residential | 7228.8+3079.456j | 0 | 0 | 0 | 0 | 0 | [24 empty] | 8100101 | no | no |  |  | no |  | 0 | 0 | 0 | 0 | 0 | 0 |  | 1 | 1 | 1 | 0 | 0 | 0
load_220334267 |  | node_1397700_673_15285721_724 |  | AN | 0 | Residential | 8013.6+3413.779j | 0 | 0 | 0 | 0 | 0 | [24 empty] | 8100101 | no | no |  |  | no |  | 0 | 0 | 0 | 0 | 0 | 0 |  | 1 | 1 | 1 | 0 | 0 | 0
load_220334269 |  | node_1398052_088_15287097_392 |  | AN | 0 | NonResidential | 41000+17465.927j | 0 | 0 | 0 | 0 | 0 | [24 empty] | 8100101 | no | no |  |  | no |  | 0 | 0 | 0 | 0 | 0 | 0 |  | 1 | 1 | 1 | 0 | 0 | 0
load_220334270 |  | node_1398376_489_15287016_051 |  | AN | 0 | Residential | 16387.2+6980.918j | 0 | 0 | 0 | 0 | 0 | [24 empty] | 8100101 | no | no |  |  | no |  | 0 | 0 | 0 | 0 | 0 | 0 |  | 1 | 1 | 1 | 0 | 0 | 0
load_220334271 |  | node_1398372_131_15286487_555 |  | AN | 0 | Residential | 18331.2+7809.058j | 0 | 0 | 0 | 0 | 0 | [24 empty] | 8100101 | no | no |  |  | no |  | 0 | 0 | 0 | 0 | 0 | 0 |  | 1 | 1 | 1 | 0 | 0 | 0
load_220334650 |  | node_1395817_526_15287456_701 |  | AN | 0 | Residential | 11066.4+4714.267j | 0 | 0 | 0 | 0 | 0 | [24 empty] | 8100101 | no | no |  |  | no |  | 0 | 0 | 0 | 0 | 0 | 0 |  | 1 | 1 | 1 | 0 | 0 | 0
load_220334651 |  | node_1395808_218_15287788_193 |  | AN | 0 | Residential | 13406.4+5711.102j | 0 | 0 | 0 | 0 | 0 | [24 empty] | 8100101 | no | no |  |  | no |  | 0 | 0 | 0 | 0 | 0 | 0 |  | 1 | 1 | 1 | 0 | 0 | 0
load_220431754 |  | node_1394035_509_15289766_062 |  | AN | 0 | Residential | 0 | 0 | 0 | 0 | 0 | 0 | [24 empty] | 8100101 | no | no |  |  | no |  | 0 | 0 | 0 | 0 | 0 | 0 |  | 1 | 1 | 1 | 0 | 0 | 0
load_220431755 |  | node_1394027_604_15289773_983 |  | BN | 0 | Residential | 0 | 0 | 0 | 0 | 0 | 0 | [24 empty] | 8100101 | no | no |  |  | no |  | 0 | 0 | 0 | 0 | 0 | 0 |  | 1 | 1 | 1 | 0 | 0 | 0
load_220431756 |  | node_1394042_802_15289757_42 |  | CN | 0 | Residential | 0 | 0 | 0 | 0 | 0 | 0 | [24 empty] | 8100101 | no | no |  |  | no |  | 0 | 0 | 0 | 0 | 0 | 0 |  | 1 | 1 | 1 | 0 | 0 | 0
load_220431842 |  | node_1392478_853_15287871_325 |  | AN | 0 | NonResidential | 72000+30671.872j | 0 | 0 | 0 | 0 | 0 | [24 empty] | 8100101 | no | no |  |  | no |  | 0 | 0 | 0 | 0 | 0 | 0 |  | 1 | 1 | 1 | 0 | 0 | 0
load_220431843 |  | node_1392489_805_15287849_218 |  | BN | 0 | NonResidential | 0 | 72000+30671.872j | 0 | 0 | 0 | 0 | [24 empty] | 8100101 | no | no |  |  | no |  | 0 | 0 | 0 | 0 | 0 | 0 |  | 1 | 1 | 1 | 0 | 0 | 0
load_220432094 |  | node_1392472_554_15287896_52 |  | CN | 0 | NonResidential | 0 | 0 | 72000+30671.872j | 0 | 0 | 0 | [24 empty] | 8100101 | no | no |  |  | no |  | 0 | 0 | 0 | 0 | 0 | 0 |  | 1 | 1 | 1 | 0 | 0 | 0
load_220473998 |  | node_1394328_032_15287475_24 |  | AN | 0 | Residential | 75715.2+32254.54j | 0 | 0 | 0 | 0 | 0 | [24 empty] | 8100101 | no | no |  |  | no |  | 0 | 0 | 0 | 0 | 0 | 0 |  | 1 | 1 | 1 | 0 | 0 | 0
load_220491346 |  | node_1395899_414_15289170_061 |  | AN | 0 | Residential | 41637.6+17737.543j | 0 | 0 | 0 | 0 | 0 | [24 empty] | 8100101 | no | no |  |  | no |  | 0 | 0 | 0 | 0 | 0 | 0 |  | 1 | 1 | 1 | 0 | 0 | 0
load_220510852 |  | node_1395198_101_15288749_279 |  | AN | 0 | Residential | 105537.6+44958.829j | 0 | 0 | 0 | 0 | 0 | [24 empty] | 8100101 | no | no |  |  | no |  | 0 | 0 | 0 | 0 | 0 | 0 |  | 1 | 1 | 1 | 0 | 0 | 0
load_220527358 |  | node_1393338_526_15289360_529 |  | ABCN | 0 | NonResidential | 13000+5537.977j | 13000+5537.977j | 13000+5537.977j | 0 | 0 | 0 | [24 empty] | 8100101 | no | no |  |  | no |  | 0 | 0 | 0 | 0 | 0 | 0 |  | 1 | 1 | 1 | 0 | 0 | 0
load_220534028 |  | node_1397721_135_15285245_397 |  | AN | 0 | Residential | 10656+4539.437j | 0 | 0 | 0 | 0 | 0 | [24 empty] | 8100101 | no | no |  |  | no |  | 0 | 0 | 0 | 0 | 0 | 0 |  | 1 | 1 | 1 | 0 | 0 | 0
load_220541523 |  | node_1397221_964_15289083_565 |  | AN | 0 | Residential | 22838.4+9729.118j | 0 | 0 | 0 | 0 | 0 | [24 empty] | 8100101 | no | no |  |  | no |  | 0 | 0 | 0 | 0 | 0 | 0 |  | 1 | 1 | 1 | 0 | 0 | 0
load_220542541 |  | node_1392313_243_15289488_14 |  | AN | 0 | NonResidential | 2666.667+1135.995j | 0 | 0 | 0 | 0 | 0 | [24 empty] | 8100101 | no | no |  |  | no |  | 0 | 0 | 0 | 0 | 0 | 0 |  | 1 | 1 | 1 | 0 | 0 | 0
load_220542542 |  | node_1392319_774_15289463_054 |  | BN | 0 | NonResidential | 0 | 2666.667+1135.995j | 0 | 0 | 0 | 0 | [24 empty] | 8100101 | no | no |  |  | no |  | 0 | 0 | 0 | 0 | 0 | 0 |  | 1 | 1 | 1 | 0 | 0 | 0
load_220542543 |  | node_1392311_781_15289514_682 |  | CN | 0 | NonResidential | 0 | 0 | 2666.667+1135.995j | 0 | 0 | 0 | [24 empty] | 8100101 | no | no |  |  | no |  | 0 | 0 | 0 | 0 | 0 | 0 |  | 1 | 1 | 1 | 0 | 0 | 0
load_220546338 |  | node_1393422_071_15289282_432 |  | AN | 0 | Residential | 28144.8+11989.635j | 0 | 0 | 0 | 0 | 0 | [24 empty] | 8100101 | no | no |  |  | no |  | 0 | 0 | 0 | 0 | 0 | 0 |  | 1 | 1 | 1 | 0 | 0 | 0
load_220572422 |  | node_1393135_415_15287208_954 |  | AN | 0 | Residential | 60940.8+25960.672j | 0 | 0 | 0 | 0 | 0 | [24 empty] | 8100101 | no | no |  |  | no |  | 0 | 0 | 0 | 0 | 0 | 0 |  | 1 | 1 | 1 | 0 | 0 | 0
load_220575706 |  | node_1393911_983_15289569_589 |  | CN | 0 | Residential | 0 | 0 | 21064.8+8973.567j | 0 | 0 | 0 | [24 empty] | 8100101 | no | no |  |  | no |  | 0 | 0 | 0 | 0 | 0 | 0 |  | 1 | 1 | 1 | 0 | 0 | 0
load_220577059 |  | node_1394214_517_15286722_406 |  | AN | 0 | Residential | 6775.2+2886.223j | 0 | 0 | 0 | 0 | 0 | [24 empty] | 8100101 | no | no |  |  | no |  | 0 | 0 | 0 | 0 | 0 | 0 |  | 1 | 1 | 1 | 0 | 0 | 0
load_220577803 |  | node_1393060_04_15288805_766 |  | AN | 0 | Residential | 81259.2+34616.274j | 0 | 0 | 0 | 0 | 0 | [24 empty] | 8100101 | no | no |  |  | no |  | 0 | 0 | 0 | 0 | 0 | 0 |  | 1 | 1 | 1 | 0 | 0 | 0
load_220598758 |  | node_1393901_18_15286759_636 |  | AN | 0 | Residential | 12808.8+5456.526j | 0 | 0 | 0 | 0 | 0 | [24 empty] | 8100101 | no | no |  |  | no |  | 0 | 0 | 0 | 0 | 0 | 0 |  | 1 | 1 | 1 | 0 | 0 | 0
load_220610579 |  | node_1392796_268_15287150_778 |  | AN | 0 | NonResidential | 0 | 0 | 0 | 0 | 0 | 0 | [24 empty] | 8100101 | no | no |  |  | no |  | 0 | 0 | 0 | 0 | 0 | 0 |  | 1 | 1 | 1 | 0 | 0 | 0
load_220610586 |  | node_1392790_655_15287476_306 |  | AN | 0 | Residential | 113997.6+48562.774j | 0 | 0 | 0 | 0 | 0 | [24 empty] | 8100101 | no | no |  |  | no |  | 0 | 0 | 0 | 0 | 0 | 0 |  | 1 | 1 | 1 | 0 | 0 | 0
load_220616452 |  | node_1394165_405_15285401_365 |  | AN | 0 | Residential | 31003.2+13207.308j | 0 | 0 | 0 | 0 | 0 | [24 empty] | 8100101 | no | no |  |  | no |  | 0 | 0 | 0 | 0 | 0 | 0 |  | 1 | 1 | 1 | 0 | 0 | 0
load_220650176 |  | node_1393111_686_15287740_349 |  | AN | 0 | NonResidential | 1764+751.461j | 0 | 0 | 0 | 0 | 0 | [24 empty] | 8100101 | no | no |  |  | no |  | 0 | 0 | 0 | 0 | 0 | 0 |  | 1 | 1 | 1 | 0 | 0 | 0
load_220654863 |  | node_1394209_262_15289122_355 |  | AN | 0 | Residential | 50011.2+21304.682j | 0 | 0 | 0 | 0 | 0 | [24 empty] | 8100101 | no | no |  |  | no |  | 0 | 0 | 0 | 0 | 0 | 0 |  | 1 | 1 | 1 | 0 | 0 | 0
load_310017057 |  | node_1397124_689_15286772_338 |  | AN | 0 | Residential | 1440+613.437j | 0 | 0 | 0 | 0 | 0 | [24 empty] | 8100101 | no | no |  |  | no |  | 0 | 0 | 0 | 0 | 0 | 0 |  | 1 | 1 | 1 | 0 | 0 | 0
load_311880253 |  | node_1392269_825_15288774_152 |  | AN | 0 | NonResidential | 15000+6389.973j | 0 | 0 | 0 | 0 | 0 | [24 empty] | 8100101 | no | no |  |  | no |  | 0 | 0 | 0 | 0 | 0 | 0 |  | 1 | 1 | 1 | 0 | 0 | 0
load_311880254 |  | node_1392273_069_15288747_911 |  | BN | 0 | NonResidential | 0 | 15000+6389.973j | 0 | 0 | 0 | 0 | [24 empty] | 8100101 | no | no |  |  | no |  | 0 | 0 | 0 | 0 | 0 | 0 |  | 1 | 1 | 1 | 0 | 0 | 0
load_311880261 |  | node_1392313_578_15288527_248 |  | BN | 0 | NonResidential | 0 | 14000+5963.975j | 0 | 0 | 0 | 0 | [24 empty] | 8100101 | no | no |  |  | no |  | 0 | 0 | 0 | 0 | 0 | 0 |  | 1 | 1 | 1 | 0 | 0 | 0
load_311880262 |  | node_1392310_648_15288512_408 |  | CN | 0 | NonResidential | 0 | 0 | 14000+5963.975j | 0 | 0 | 0 | [24 empty] | 8100101 | no | no |  |  | no |  | 0 | 0 | 0 | 0 | 0 | 0 |  | 1 | 1 | 1 | 0 | 0 | 0
load_311880271 |  | node_1392285_047_15288293_734 |  | AN | 0 | NonResidential | 16000+6815.971j | 0 | 0 | 0 | 0 | 0 | [24 empty] | 8100101 | no | no |  |  | no |  | 0 | 0 | 0 | 0 | 0 | 0 |  | 1 | 1 | 1 | 0 | 0 | 0
load_311880272 |  | node_1392281_397_15288267_53 |  | BN | 0 | NonResidential | 0 | 16000+6815.971j | 0 | 0 | 0 | 0 | [24 empty] | 8100101 | no | no |  |  | no |  | 0 | 0 | 0 | 0 | 0 | 0 |  | 1 | 1 | 1 | 0 | 0 | 0
load_311880274 |  | node_1392282_917_15288240_994 |  | CN | 0 | NonResidential | 0 | 0 | 16000+6815.971j | 0 | 0 | 0 | [24 empty] | 8100101 | no | no |  |  | no |  | 0 | 0 | 0 | 0 | 0 | 0 |  | 1 | 1 | 1 | 0 | 0 | 0
load_311880361 |  | node_1392321_736_15288546_875 |  | AN | 0 | NonResidential | 14000+5963.975j | 0 | 0 | 0 | 0 | 0 | [24 empty] | 8100101 | no | no |  |  | no |  | 0 | 0 | 0 | 0 | 0 | 0 |  | 1 | 1 | 1 | 0 | 0 | 0
load_311903583 |  | node_1392330_333_15288350_533 |  | AN | 0 | NonResidential | 8000+3407.986j | 0 | 0 | 0 | 0 | 0 | [24 empty] | 8100101 | no | no |  |  | no |  | 0 | 0 | 0 | 0 | 0 | 0 |  | 1 | 1 | 1 | 0 | 0 | 0
load_311904158 |  | node_1392397_167_15288094_469 |  | AN | 0 | NonResidential | 1249000+532071.772j | 0 | 0 | 0 | 0 | 0 | [24 empty] | 8100101 | no | no |  |  | no |  | 0 | 0 | 0 | 0 | 0 | 0 |  | 1 | 1 | 1 | 0 | 0 | 0
load_311904685 |  | node_1392320_872_15288660_66 |  | AN | 0 | Residential | 13492.8+5747.909j | 0 | 0 | 0 | 0 | 0 | [24 empty] | 8100101 | no | no |  |  | no |  | 0 | 0 | 0 | 0 | 0 | 0 |  | 1 | 1 | 1 | 0 | 0 | 0

## node
data_type | static
owner_type | feeder
owner | 8100101
object | node
name | groupid | parent | bustype | phases | nominal_voltage | dcircuit | selected | monitored | monitored_fields | class_monitored_fields | played | played_fields | subsystem | x | y | comments | dist_to_slack
node_1392092_623_15288863_259 |  |  | PQ | ABCN | 2771.281 | 8100101 | no | no |  |  | no |  |  | 1392092.623 | 15288863.259 |  | -1
node_1392098_727_15288888_647 |  |  | PQ | ABCN | 2771.281 | 8100101 | no | no |  |  | no |  |  | 1392098.727 | 15288888.647 |  | -1
node_1392109_507_15288911_09 |  |  | PQ | ABCN | 2771.281 | 8100101 | no | no |  |  | no |  |  | 1392109.507 | 15288911.09 |  | -1
node_1392188_737_15288800_44 |  |  | PQ | ABCD | 2771.281 | 8100101 | no | no |  |  | no |  |  | 1392188.737 | 15288800.44 |  | -1
node_1392214_361_15289842_58 |  |  | PQ | ABCN | 2771.281 | 8100101 | no | no |  |  | no |  |  | 1392214.361 | 15289842.58 |  | -1
node_1392216_86_15289869_017 |  |  | PQ | ABCN | 2771.281 | 8100101 | no | no |  |  | no |  |  | 1392216.86 | 15289869.017 |  | -1
node_1392217_041_15289816_22 |  |  | PQ | ABCN | 2771.281 | 8100101 | no | no |  |  | no |  |  | 1392217.041 | 15289816.22 |  | -1
node_1392233_428_15288795_607 |  |  | PQ | ABCN | 2771.281 | 8100101 | no | no |  |  | no |  |  | 1392233.428 | 15288795.607 |  | -1
node_1392269_825_15288774_152 |  |  | PQ | ABCN | 2771.281 | 8100101 | no | no |  |  | no |  |  | 1392269.825 | 15288774.152 |  | -1
node_1392273_069_15288747_911 |  |  | PQ | ABCN | 2771.281 | 8100101 | no | no |  |  | no |  |  | 1392273.069 | 15288747.911 |  | -1
node_1392281_381_15289599_67 |  |  | PQ | ABCN | 2771.281 | 8100101 | no | no |  |  | no |  |  | 1392281.381 | 15289599.67 |  | -1
node_1392281_397_15288267_53 |  |  | PQ | ABCN | 2771.281 | 8100101 | no | no |  |  | no |  |  | 1392281.397 | 15288267.53 |  | -1
node_1392282_917_15288240_994 |  |  | PQ | ABCN | 2771.281 | 8100101 | no | no |  |  | no |  |  | 1392282.917 | 15288240.994 |  | -1
node_1392285_047_15288293_734 |  |  | PQ | ABCN | 2771.281 | 8100101 | no | no |  |  | no |  |  | 1392285.047 | 15288293.734 |  | -1
node_1392287_935_15289574_595 |  |  | PQ | ABCN | 2771.281 | 8100101 | no | no |  |  | no |  |  | 1392287.935 | 15289574.595 |  | -1
node_1392310_648_15288512_408 |  |  | PQ | ABCN | 2771.281 | 8100101 | no | no |  |  | no |  |  | 1392310.648 | 15288512.408 |  | -1
node_1392311_781_15289514_682 |  |  | PQ | ABCN | 2771.281 | 8100101 | no | no |  |  | no |  |  | 1392311.781 | 15289514.682 |  | -1
node_1392313_243_15289488_14 |  |  | PQ | ABCN | 2771.281 | 8100101 | no | no |  |  | no |  |  | 1392313.243 | 15289488.14 |  | -1
node_1392313_578_15288527_248 |  |  | PQ | ABCN | 2771.281 | 8100101 | no | no |  |  | no |  |  | 1392313.578 | 15288527.248 |  | -1
node_1392319_774_15289463_054 |  |  | PQ | ABCN | 2771.281 | 8100101 | no | no |  |  | no |  |  | 1392319.774 | 15289463.054 |  | -1
node_1392320_872_15288660_66 |  |  | PQ | ABCN | 2771.281 | 8100101 | no | no |  |  | no |  |  | 1392320.872 | 15288660.66 |  | -1
node_1392321_736_15288546_875 |  |  | PQ | ABCN | 2771.281 | 8100101 | no | no |  |  | no |  |  | 1392321.736 | 15288546.875 |  | -1
node_1392330_333_15288350_533 |  |  | PQ | ABCN | 2771.281 | 8100101 | no | no |  |  | no |  |  | 1392330.333 | 15288350.533 |  | -1
node_1392362_415_15288086_075 |  |  | PQ | ABCD | 2771.281 | 8100101 | no | no |  |  | no |  |  | 1392362.415 | 15288086.075 |  | -1
node_1392397_167_15288094_469 |  |  | PQ | ABCN | 2771.281 | 8100101 | no | no |  |  | no |  |  | 1392397.167 | 15288094.469 |  | -1
node_1392430_323_15289246_157 |  |  | PQ | ABCN | 2771.281 | 8100101 | no | no |  |  | no |  |  | 1392430.323 | 15289246.157 |  | -1
node_1392430_994_15289233_644 |  |  | PQ | ABCN | 2771.281 | 8100101 | no | no |  |  | no |  |  | 1392430.994 | 15289233.644 |  | -1
node_1392433_632_15289259_36 |  |  | PQ | ABCN | 2771.281 | 8100101 | no | no |  |  | no |  |  | 1392433.632 | 15289259.36 |  | -1
node_1392442_549_15288837_677 |  |  | PQ | ABCN | 2771.281 | 8100101 | no | no |  |  | no |  |  | 1392442.549 | 15288837.677 |  | -1
node_1392459_875_15288850_789 |  |  | PQ | ABCN | 2771.281 | 8100101 | no | no |  |  | no |  |  | 1392459.875 | 15288850.789 |  | -1
node_1392472_554_15287896_52 |  |  | PQ | ABCN | 2771.281 | 8100101 | no | no |  |  | no |  |  | 1392472.554 | 15287896.52 |  | -1
node_1392474_111_15288869_453 |  |  | PQ | ABCN | 2771.281 | 8100101 | no | no |  |  | no |  |  | 1392474.111 | 15288869.453 |  | -1
node_1392478_853_15287871_325 |  |  | PQ | ABCN | 2771.281 | 8100101 | no | no |  |  | no |  |  | 1392478.853 | 15287871.325 |  | -1
node_1392489_805_15287849_218 |  |  | PQ | ABCN | 2771.281 | 8100101 | no | no |  |  | no |  |  | 1392489.805 | 15287849.218 |  | -1
node_1392511_422_15289361_478 |  |  | PQ | ABCN | 2771.281 | 8100101 | no | no |  |  | no |  |  | 1392511.422 | 15289361.478 |  | -1
node_1392518_493_15289336_661 |  |  | PQ | ABCN | 2771.281 | 8100101 | no | no |  |  | no |  |  | 1392518.493 | 15289336.661 |  | -1
node_1392520_527_15289310_192 |  |  | PQ | ABCN | 2771.281 | 8100101 | no | no |  |  | no |  |  | 1392520.527 | 15289310.192 |  | -1
node_1392571_968_15289186_323 |  |  | PQ | ABCN | 2771.281 | 8100101 | no | no |  |  | no |  |  | 1392571.968 | 15289186.323 |  | -1
node_1392577_384_15289160_754 |  |  | PQ | ABCN | 2771.281 | 8100101 | no | no |  |  | no |  |  | 1392577.384 | 15289160.754 |  | -1
node_1392577_677_15289134_132 |  |  | PQ | ABCN | 2771.281 | 8100101 | no | no |  |  | no |  |  | 1392577.677 | 15289134.132 |  | -1
node_1392595_889_15289746_59 |  |  | PQ | ABCN | 2771.281 | 8100101 | no | no |  |  | no |  |  | 1392595.889 | 15289746.59 |  | -1
node_1392611_035_15289121_554 |  |  | PQ | ABCN | 2771.281 | 8100101 | no | no |  |  | no |  |  | 1392611.035 | 15289121.554 |  | -1
node_1392611_533_15289763_094 |  |  | PQ | ABCN | 2771.281 | 8100101 | no | no |  |  | no |  |  | 1392611.533 | 15289763.094 |  | -1
node_1392617_132_15289018_49 |  |  | PQ | ABCN | 2771.281 | 8100101 | no | no |  |  | no |  |  | 1392617.132 | 15289018.49 |  | -1
node_1392624_756_15288797_177 |  |  | PQ | AN | 2771.281 | 8100101 | no | no |  |  | no |  |  | 1392624.756 | 15288797.177 |  | -1
node_1392626_054_15288994_786 |  |  | PQ | ABCN | 2771.281 | 8100101 | no | no |  |  | no |  |  | 1392626.054 | 15288994.786 |  | -1
node_1392629_012_15289132_96 |  |  | PQ | ABCN | 2771.281 | 8100101 | no | no |  |  | no |  |  | 1392629.012 | 15289132.96 |  | -1
node_1392648_546_15289137_751 |  |  | PQ | ABCN | 2771.281 | 8100101 | no | no |  |  | no |  |  | 1392648.546 | 15289137.751 |  | -1
node_1392672_76_15288428_402 |  |  | PQ | AN | 2771.281 | 8100101 | no | no |  |  | no |  |  | 1392672.76 | 15288428.402 |  | -1
node_1392750_462_15285625_827 |  |  | PQ | AN | 2771.281 | 8100101 | no | no |  |  | no |  |  | 1392750.462 | 15285625.827 |  | -1
node_1392755_692_15285862_781 |  |  | PQ | AN | 2771.281 | 8100101 | no | no |  |  | no |  |  | 1392755.692 | 15285862.781 |  | -1
node_1392784_501_15287796_464 |  |  | PQ | ABCN | 2771.281 | 8100101 | no | no |  |  | no |  |  | 1392784.501 | 15287796.464 |  | -1
node_1392790_655_15287476_306 |  |  | PQ | ABCN | 2771.281 | 8100101 | no | no |  |  | no |  |  | 1392790.655 | 15287476.306 |  | -1
node_1392796_268_15287150_778 |  |  | PQ | ABCN | 2771.281 | 8100101 | no | no |  |  | no |  |  | 1392796.268 | 15287150.778 |  | -1
node_1392967_977_15289329_361 |  |  | PQ | AN | 2771.281 | 8100101 | no | no |  |  | no |  |  | 1392967.977 | 15289329.361 |  | -1
node_1393005_387_15290035_542 |  |  | PQ | AN | 2771.281 | 8100101 | no | no |  |  | no |  |  | 1393005.387 | 15290035.542 |  | -1
node_1393060_04_15288805_766 |  |  | PQ | AN | 2771.281 | 8100101 | no | no |  |  | no |  |  | 1393060.04 | 15288805.766 |  | -1
node_1393074_939_15286735_535 |  |  | PQ | ABCN | 2771.281 | 8100101 | no | no |  |  | no |  |  | 1393074.939 | 15286735.535 |  | -1
node_1393079_802_15286085_119 |  |  | PQ | ABCN | 2771.281 | 8100101 | no | no |  |  | no |  |  | 1393079.802 | 15286085.119 |  | -1
node_1393089_116_15289209_418 |  |  | PQ | ABCN | 2771.281 | 8100101 | no | no |  |  | no |  |  | 1393089.116 | 15289209.418 |  | -1
node_1393102_591_15288534_75 |  |  | PQ | AN | 2771.281 | 8100101 | no | no |  |  | no |  |  | 1393102.591 | 15288534.75 |  | -1
node_1393111_686_15287740_349 |  |  | PQ | AN | 2771.281 | 8100101 | no | no |  |  | no |  |  | 1393111.686 | 15287740.349 |  | -1
node_1393135_415_15287208_954 |  |  | PQ | ABCN | 2771.281 | 8100101 | no | no |  |  | no |  |  | 1393135.415 | 15287208.954 |  | -1
node_1393138_694_15288140_934 |  |  | PQ | AN | 2771.281 | 8100101 | no | no |  |  | no |  |  | 1393138.694 | 15288140.934 |  | -1
node_1393144_48_15285593_308 |  |  | PQ | AN | 2771.281 | 8100101 | no | no |  |  | no |  |  | 1393144.48 | 15285593.308 |  | -1
node_1393200_912_15289314_845 |  |  | PQ | AN | 2771.281 | 8100101 | no | no |  |  | no |  |  | 1393200.912 | 15289314.845 |  | -1
node_1393243_243_15285882_282 |  |  | PQ | AN | 2771.281 | 8100101 | no | no |  |  | no |  |  | 1393243.243 | 15285882.282 |  | -1
node_1393265_235_15288903_029 |  |  | PQ | AN | 2771.281 | 8100101 | no | no |  |  | no |  |  | 1393265.235 | 15288903.029 |  | -1
node_1393294_066_15286409_58 |  |  | PQ | AN | 7199.557 | 8100101 | no | no |  |  | no |  |  | 1393294.066 | 15286409.58 |  | -1
node_1393325_036_15288494_035 |  |  | PQ | AN | 2771.281 | 8100101 | no | no |  |  | no |  |  | 1393325.036 | 15288494.035 |  | -1
node_1393338_526_15289360_529 |  |  | PQ | ABCN | 2771.281 | 8100101 | no | no |  |  | no |  |  | 1393338.526 | 15289360.529 |  | -1
node_1393366_444_15288110_141 |  |  | PQ | AN | 2771.281 | 8100101 | no | no |  |  | no |  |  | 1393366.444 | 15288110.141 |  | -1
node_1393414_159_15287126_047 |  |  | PQ | ABCN | 2771.281 | 8100101 | no | no |  |  | no |  |  | 1393414.159 | 15287126.047 |  | -1
node_1393422_071_15289282_432 |  |  | PQ | ABCN | 2771.281 | 8100101 | no | no |  |  | no |  |  | 1393422.071 | 15289282.432 |  | -1
node_1393429_437_15286749_149 |  |  | PQ | AN | 2771.281 | 8100101 | no | no |  |  | no |  |  | 1393429.437 | 15286749.149 |  | -1
node_1393432_787_15284849_778 |  |  | PQ | AN | 2771.281 | 8100101 | no | no |  |  | no |  |  | 1393432.787 | 15284849.778 |  | -1
node_1393481_505_15290102_343 |  |  | PQ | AN | 2771.281 | 8100101 | no | no |  |  | no |  |  | 1393481.505 | 15290102.343 |  | -1
node_1393488_43_15286497_394 |  |  | PQ | AN | 7199.557 | 8100101 | no | no |  |  | no |  |  | 1393488.43 | 15286497.394 |  | -1
node_1393524_295_15285283_796 |  |  | PQ | AN | 2771.281 | 8100101 | no | no |  |  | no |  |  | 1393524.295 | 15285283.796 |  | -1
node_1393534_048_15285781_904 |  |  | PQ | AN | 2771.281 | 8100101 | no | no |  |  | no |  |  | 1393534.048 | 15285781.904 |  | -1
node_1393544_459_15289908_926 |  |  | PQ | AN | 2771.281 | 8100101 | no | no |  |  | no |  |  | 1393544.459 | 15289908.926 |  | -1
node_1393578_138_15287130_698 |  |  | PQ | ABCN | 2771.281 | 8100101 | no | no |  |  | no |  |  | 1393578.138 | 15287130.698 |  | -1
node_1393611_877_15288872_861 |  |  | PQ | AN | 2771.281 | 8100101 | no | no |  |  | no |  |  | 1393611.877 | 15288872.861 |  | -1
node_1393620_419_15289554_139 |  |  | PQ | AN | 2771.281 | 8100101 | no | no |  |  | no |  |  | 1393620.419 | 15289554.139 |  | -1
node_1393638_75_15288606_875 |  |  | PQ | AN | 2771.281 | 8100101 | no | no |  |  | no |  |  | 1393638.75 | 15288606.875 |  | -1
node_1393809_236_15284877_559 |  |  | PQ | AN | 2771.281 | 8100101 | no | no |  |  | no |  |  | 1393809.236 | 15284877.559 |  | -1
node_1393877_161_15287779_462 |  |  | PQ | AN | 2771.281 | 8100101 | no | no |  |  | no |  |  | 1393877.161 | 15287779.462 |  | -1
node_1393881_45_15287460_353 |  |  | PQ | ABCN | 2771.281 | 8100101 | no | no |  |  | no |  |  | 1393881.45 | 15287460.353 |  | -1
node_1393887_639_15290223_04 |  |  | PQ | ABCN | 2771.281 | 8100101 | no | no |  |  | no |  |  | 1393887.639 | 15290223.04 |  | -1
node_1393897_507_15290223_871 |  |  | PQ | ABCN | 2771.281 | 8100101 | no | no |  |  | no |  |  | 1393897.507 | 15290223.871 |  | -1
node_1393901_18_15286759_636 |  |  | PQ | AN | 2771.281 | 8100101 | no | no |  |  | no |  |  | 1393901.18 | 15286759.636 |  | -1
node_1393911_371_15289596_198 |  |  | PQ | ABCN | 2771.281 | 8100101 | no | no |  |  | no |  |  | 1393911.371 | 15289596.198 |  | -1
node_1393911_983_15289569_589 |  |  | PQ | ABCN | 2771.281 | 8100101 | no | no |  |  | no |  |  | 1393911.983 | 15289569.589 |  | -1
node_1393917_706_15289544_143 |  |  | PQ | ABCN | 2771.281 | 8100101 | no | no |  |  | no |  |  | 1393917.706 | 15289544.143 |  | -1
node_1393927_669_15288608_732 |  |  | PQ | AN | 2771.281 | 8100101 | no | no |  |  | no |  |  | 1393927.669 | 15288608.732 |  | -1
node_1393933_776_15285234_377 |  |  | PQ | AN | 2771.281 | 8100101 | no | no |  |  | no |  |  | 1393933.776 | 15285234.377 |  | -1
node_1393938_501_15289371_406 |  |  | PQ | ABCD | 2771.281 | 8100101 | no | no |  |  | no |  |  | 1393938.501 | 15289371.406 |  | -1
node_1393939_682_15288948_433 |  |  | PQ | AN | 2771.281 | 8100101 | no | no |  |  | no |  |  | 1393939.682 | 15288948.433 |  | -1
node_1394003_734_15284620_568 |  |  | PQ | AN | 2771.281 | 8100101 | no | no |  |  | no |  |  | 1394003.734 | 15284620.568 |  | -1
node_1394021_081_15289361_205 |  |  | PQ | ABCN | 2771.281 | 8100101 | no | no |  |  | no |  |  | 1394021.081 | 15289361.205 |  | -1
node_1394027_604_15289773_983 |  |  | PQ | ABCN | 2771.281 | 8100101 | no | no |  |  | no |  |  | 1394027.604 | 15289773.983 |  | -1
node_1394035_509_15289766_062 |  |  | PQ | ABCN | 2771.281 | 8100101 | no | no |  |  | no |  |  | 1394035.509 | 15289766.062 |  | -1
node_1394042_802_15289757_42 |  |  | PQ | ABCN | 2771.281 | 8100101 | no | no |  |  | no |  |  | 1394042.802 | 15289757.42 |  | -1
node_1394061_967_15287779_323 |  |  | PQ | AN | 2771.281 | 8100101 | no | no |  |  | no |  |  | 1394061.967 | 15287779.323 |  | -1
node_1394079_411_15286007_283 |  |  | PQ | AN | 2771.281 | 8100101 | no | no |  |  | no |  |  | 1394079.411 | 15286007.283 |  | -1
node_1394165_405_15285401_365 |  |  | PQ | AN | 2771.281 | 8100101 | no | no |  |  | no |  |  | 1394165.405 | 15285401.365 |  | -1
node_1394181_513_15290191_88 |  |  | PQ | ABCN | 2771.281 | 8100101 | no | no |  |  | no |  |  | 1394181.513 | 15290191.88 |  | -1
node_1394197_078_15287261_368 |  |  | PQ | AN | 2771.281 | 8100101 | no | no |  |  | no |  |  | 1394197.078 | 15287261.368 |  | -1
node_1394209_262_15289122_355 |  |  | PQ | AN | 2771.281 | 8100101 | no | no |  |  | no |  |  | 1394209.262 | 15289122.355 |  | -1
node_1394214_517_15286722_406 |  |  | PQ | AN | 2771.281 | 8100101 | no | no |  |  | no |  |  | 1394214.517 | 15286722.406 |  | -1
node_1394227_655_15288826_636 |  |  | PQ | AN | 2771.281 | 8100101 | no | no |  |  | no |  |  | 1394227.655 | 15288826.636 |  | -1
node_1394230_671_15288626_077 |  |  | PQ | AN | 2771.281 | 8100101 | no | no |  |  | no |  |  | 1394230.671 | 15288626.077 |  | -1
node_1394291_337_15285026_715 |  |  | PQ | AN | 2771.281 | 8100101 | no | no |  |  | no |  |  | 1394291.337 | 15285026.715 |  | -1
node_1394296_5_15288003_438 |  |  | PQ | AN | 2771.281 | 8100101 | no | no |  |  | no |  |  | 1394296.5 | 15288003.438 |  | -1
node_1394298_152_15287733_354 |  |  | PQ | AN | 2771.281 | 8100101 | no | no |  |  | no |  |  | 1394298.152 | 15287733.354 |  | -1
node_1394328_032_15287475_24 |  |  | PQ | ABCN | 2771.281 | 8100101 | no | no |  |  | no |  |  | 1394328.032 | 15287475.24 |  | -1
node_1394368_498_15285506_589 |  |  | PQ | AN | 2771.281 | 8100101 | no | no |  |  | no |  |  | 1394368.498 | 15285506.589 |  | -1
node_1394412_194_15289515_416 |  |  | PQ | ABCN | 2771.281 | 8100101 | no | no |  |  | no |  |  | 1394412.194 | 15289515.416 |  | -1
node_1394433_386_15289225_732 |  |  | PQ | ABCN | 2771.281 | 8100101 | no | no |  |  | no |  |  | 1394433.386 | 15289225.732 |  | -1
node_1394433_812_15290061_95 |  |  | PQ | ABCN | 2771.281 | 8100101 | no | no |  |  | no |  |  | 1394433.812 | 15290061.95 |  | -1
node_1394471_164_15288735_09 |  |  | PQ | ABCN | 2771.281 | 8100101 | no | no |  |  | no |  |  | 1394471.164 | 15288735.09 |  | -1
node_1394511_196_15289055_28 |  |  | PQ | ABCN | 2771.281 | 8100101 | no | no |  |  | no |  |  | 1394511.196 | 15289055.28 |  | -1
node_1394520_509_15286084_111 |  |  | PQ | AN | 2771.281 | 8100101 | no | no |  |  | no |  |  | 1394520.509 | 15286084.111 |  | -1
node_1394524_657_15286758_861 |  |  | PQ | AN | 2771.281 | 8100101 | no | no |  |  | no |  |  | 1394524.657 | 15286758.861 |  | -1
node_1394533_364_15287252_178 |  |  | PQ | AN | 2771.281 | 8100101 | no | no |  |  | no |  |  | 1394533.364 | 15287252.178 |  | -1
node_1394546_518_15288002_915 |  |  | PQ | ABCN | 2771.281 | 8100101 | no | no |  |  | no |  |  | 1394546.518 | 15288002.915 |  | -1
node_1394548_937_15285456_803 |  |  | PQ | AN | 2771.281 | 8100101 | no | no |  |  | no |  |  | 1394548.937 | 15285456.803 |  | -1
node_1394566_892_15288358_65 |  |  | PQ | ABCN | 2771.281 | 8100101 | no | no |  |  | no |  |  | 1394566.892 | 15288358.65 |  | -1
node_1394598_932_15290227_102 |  |  | PQ | ABCN | 2771.281 | 8100101 | no | no |  |  | no |  |  | 1394598.932 | 15290227.102 |  | -1
node_1394674_584_15288965_695 |  |  | PQ | AN | 2771.281 | 8100101 | no | no |  |  | no |  |  | 1394674.584 | 15288965.695 |  | -1
node_1394674_586_15284991_002 |  |  | PQ | AN | 2771.281 | 8100101 | no | no |  |  | no |  |  | 1394674.586 | 15284991.002 |  | -1
node_1394728_637_15287613_999 |  |  | PQ | ABCN | 2771.281 | 8100101 | no | no |  |  | no |  |  | 1394728.637 | 15287613.999 |  | -1
node_1394799_054_15288715_205 |  |  | PQ | AN | 2771.281 | 8100101 | no | no |  |  | no |  |  | 1394799.054 | 15288715.205 |  | -1
node_1394808_426_15286812_421 |  |  | PQ | AN | 2771.281 | 8100101 | no | no |  |  | no |  |  | 1394808.426 | 15286812.421 |  | -1
node_1394839_126_15286126_409 |  |  | PQ | AN | 2771.281 | 8100101 | no | no |  |  | no |  |  | 1394839.126 | 15286126.409 |  | -1
node_1394853_628_15288496_016 |  |  | PQ | AN | 2771.281 | 8100101 | no | no |  |  | no |  |  | 1394853.628 | 15288496.016 |  | -1
node_1394853_773_15289796_084 |  |  | PQ | AN | 2771.281 | 8100101 | no | no |  |  | no |  |  | 1394853.773 | 15289796.084 |  | -1
node_1394876_758_15290188_727 |  |  | PQ | ABCN | 2771.281 | 8100101 | no | no |  |  | no |  |  | 1394876.758 | 15290188.727 |  | -1
node_1394878_15285037_954 |  |  | PQ | AD | 2771.281 | 8100101 | no | no |  |  | no |  |  | 1394878 | 15285037.954 |  | -1
node_1394888_201_15285891_9 |  |  | PQ | AN | 2771.281 | 8100101 | no | no |  |  | no |  |  | 1394888.201 | 15285891.9 |  | -1
node_1394895_554_15290197_389 |  |  | PQ | ABCN | 2771.281 | 8100101 | no | no |  |  | no |  |  | 1394895.554 | 15290197.389 |  | -1
node_1394903_891_15290030_96 |  |  | PQ | AN | 2771.281 | 8100101 | no | no |  |  | no |  |  | 1394903.891 | 15290030.96 |  | -1
node_1394956_136_15289584_499 |  |  | PQ | ABCN | 2771.281 | 8100101 | no | no |  |  | no |  |  | 1394956.136 | 15289584.499 |  | -1
node_1394960_23_15288058_466 |  |  | PQ | AN | 2771.281 | 8100101 | no | no |  |  | no |  |  | 1394960.23 | 15288058.466 |  | -1
node_1394969_153_15288987_717 |  |  | PQ | AN | 2771.281 | 8100101 | no | no |  |  | no |  |  | 1394969.153 | 15288987.717 |  | -1
node_1395007_436_15285086_318 |  |  | PQ | AN | 2771.281 | 8100101 | no | no |  |  | no |  |  | 1395007.436 | 15285086.318 |  | -1
node_1395145_942_15287724_977 |  |  | PQ | AN | 2771.281 | 8100101 | no | no |  |  | no |  |  | 1395145.942 | 15287724.977 |  | -1
node_1395156_206_15287159_139 |  |  | PQ | AN | 2771.281 | 8100101 | no | no |  |  | no |  |  | 1395156.206 | 15287159.139 |  | -1
node_1395179_113_15286851_244 |  |  | PQ | AN | 2771.281 | 8100101 | no | no |  |  | no |  |  | 1395179.113 | 15286851.244 |  | -1
node_1395198_101_15288749_279 |  |  | PQ | AN | 2771.281 | 8100101 | no | no |  |  | no |  |  | 1395198.101 | 15288749.279 |  | -1
node_1395307_794_15289323_888 |  |  | PQ | AN | 2771.281 | 8100101 | no | no |  |  | no |  |  | 1395307.794 | 15289323.888 |  | -1
node_1395359_834_15289083_87 |  |  | PQ | AN | 2771.281 | 8100101 | no | no |  |  | no |  |  | 1395359.834 | 15289083.87 |  | -1
node_1395383_038_15285966_331 |  |  | PQ | AN | 2771.281 | 8100101 | no | no |  |  | no |  |  | 1395383.038 | 15285966.331 |  | -1
node_1395384_029_15287099_245 |  |  | PQ | AN | 2771.281 | 8100101 | no | no |  |  | no |  |  | 1395384.029 | 15287099.245 |  | -1
node_1395417_944_15285337_056 |  |  | PQ | AN | 2771.281 | 8100101 | no | no |  |  | no |  |  | 1395417.944 | 15285337.056 |  | -1
node_1395447_077_15288134_241 |  |  | PQ | AN | 2771.281 | 8100101 | no | no |  |  | no |  |  | 1395447.077 | 15288134.241 |  | -1
node_1395484_29_15289317_286 |  |  | PQ | AN | 2771.281 | 8100101 | no | no |  |  | no |  |  | 1395484.29 | 15289317.286 |  | -1
node_1395568_549_15289608_086 |  |  | PQ | AN | 2771.281 | 8100101 | no | no |  |  | no |  |  | 1395568.549 | 15289608.086 |  | -1
node_1395589_631_15285970_014 |  |  | PQ | AN | 2771.281 | 8100101 | no | no |  |  | no |  |  | 1395589.631 | 15285970.014 |  | -1
node_1395616_083_15285805_937 |  |  | PQ | AN | 2771.281 | 8100101 | no | no |  |  | no |  |  | 1395616.083 | 15285805.937 |  | -1
node_1395642_779_15285475_597 |  |  | PQ | AN | 2771.281 | 8100101 | no | no |  |  | no |  |  | 1395642.779 | 15285475.597 |  | -1
node_1395678_204_15285114_538 |  |  | PQ | AN | 2771.281 | 8100101 | no | no |  |  | no |  |  | 1395678.204 | 15285114.538 |  | -1
node_1395709_036_15287241_102 |  |  | PQ | AN | 2771.281 | 8100101 | no | no |  |  | no |  |  | 1395709.036 | 15287241.102 |  | -1
node_1395808_218_15287788_193 |  |  | PQ | AN | 2771.281 | 8100101 | no | no |  |  | no |  |  | 1395808.218 | 15287788.193 |  | -1
node_1395817_526_15287456_701 |  |  | PQ | AN | 2771.281 | 8100101 | no | no |  |  | no |  |  | 1395817.526 | 15287456.701 |  | -1
node_1395846_451_15285836_555 |  |  | PQ | AN | 7199.557 | 8100101 | no | no |  |  | no |  |  | 1395846.451 | 15285836.555 |  | -1
node_1395899_414_15289170_061 |  |  | PQ | AN | 2771.281 | 8100101 | no | no |  |  | no |  |  | 1395899.414 | 15289170.061 |  | -1
node_1396012_434_15287115_046 |  |  | PQ | AN | 2771.281 | 8100101 | no | no |  |  | no |  |  | 1396012.434 | 15287115.046 |  | -1
node_1396101_661_15287805_344 |  |  | PQ | AN | 2771.281 | 8100101 | no | no |  |  | no |  |  | 1396101.661 | 15287805.344 |  | -1
node_1396155_626_15287425_086 |  |  | PQ | AN | 2771.281 | 8100101 | no | no |  |  | no |  |  | 1396155.626 | 15287425.086 |  | -1
node_1396307_333_15285748_638 |  |  | PQ | AN | 7199.557 | 8100101 | no | no |  |  | no |  |  | 1396307.333 | 15285748.638 |  | -1
node_1396333_089_15288020_251 |  |  | PQ | AN | 2771.281 | 8100101 | no | no |  |  | no |  |  | 1396333.089 | 15288020.251 |  | -1
node_1396410_729_15287590_867 |  |  | PQ | AD | 2771.281 | 8100101 | no | no |  |  | no |  |  | 1396410.729 | 15287590.867 |  | -1
node_1396414_473_15287116_505 |  |  | PQ | AN | 2771.281 | 8100101 | no | no |  |  | no |  |  | 1396414.473 | 15287116.505 |  | -1
node_1396421_501_15287790_953 |  |  | PQ | AN | 2771.281 | 8100101 | no | no |  |  | no |  |  | 1396421.501 | 15287790.953 |  | -1
node_1396435_106_15287495_855 |  |  | PQ | AN | 2771.281 | 8100101 | no | no |  |  | no |  |  | 1396435.106 | 15287495.855 |  | -1
node_1396549_639_15288294_888 |  |  | PQ | AN | 7199.557 | 8100101 | no | no |  |  | no |  |  | 1396549.639 | 15288294.888 |  | -1
node_1396568_387_15287630_298 |  |  | PQ | AN | 2771.281 | 8100101 | no | no |  |  | no |  |  | 1396568.387 | 15287630.298 |  | -1
node_1396684_173_15288453_849 |  |  | PQ | AN | 7199.557 | 8100101 | no | no |  |  | no |  |  | 1396684.173 | 15288453.849 |  | -1
node_1396689_377_15288145_949 |  |  | PQ | AN | 7199.557 | 8100101 | no | no |  |  | no |  |  | 1396689.377 | 15288145.949 |  | -1
node_1396745_689_15285767_109 |  |  | PQ | AN | 7199.557 | 8100101 | no | no |  |  | no |  |  | 1396745.689 | 15285767.109 |  | -1
node_1396815_115_15286683_102 |  |  | PQ | AN | 2771.281 | 8100101 | no | no |  |  | no |  |  | 1396815.115 | 15286683.102 |  | -1
node_1396857_979_15288764_977 |  |  | PQ | AN | 7199.557 | 8100101 | no | no |  |  | no |  |  | 1396857.979 | 15288764.977 |  | -1
node_1396952_959_15288307_226 |  |  | PQ | AN | 7199.557 | 8100101 | no | no |  |  | no |  |  | 1396952.959 | 15288307.226 |  | -1
node_1397124_689_15286772_338 |  |  | PQ | AN | 2771.281 | 8100101 | no | no |  |  | no |  |  | 1397124.689 | 15286772.338 |  | -1
node_1397221_964_15289083_565 |  |  | PQ | AN | 7199.557 | 8100101 | no | no |  |  | no |  |  | 1397221.964 | 15289083.565 |  | -1
node_1397225_057_15286101_298 |  |  | PQ | AN | 7199.557 | 8100101 | no | no |  |  | no |  |  | 1397225.057 | 15286101.298 |  | -1
node_1397483_077_15286342_75 |  |  | PQ | AN | 2771.281 | 8100101 | no | no |  |  | no |  |  | 1397483.077 | 15286342.75 |  | -1
node_1397576_834_15286344_541 |  |  | PQ | AN | 2771.281 | 8100101 | no | no |  |  | no |  |  | 1397576.834 | 15286344.541 |  | -1
node_1397700_673_15285721_724 |  |  | PQ | AN | 2771.281 | 8100101 | no | no |  |  | no |  |  | 1397700.673 | 15285721.724 |  | -1
node_1397721_135_15285245_397 |  |  | PQ | AN | 2771.281 | 8100101 | no | no |  |  | no |  |  | 1397721.135 | 15285245.397 |  | -1
node_1398052_088_15287097_392 |  |  | PQ | AN | 2771.281 | 8100101 | no | no |  |  | no |  |  | 1398052.088 | 15287097.392 |  | -1
node_1398105_252_15286124_23 |  |  | PQ | AN | 2771.281 | 8100101 | no | no |  |  | no |  |  | 1398105.252 | 15286124.23 |  | -1
node_1398372_131_15286487_555 |  |  | PQ | AN | 2771.281 | 8100101 | no | no |  |  | no |  |  | 1398372.131 | 15286487.555 |  | -1
node_1398376_489_15287016_051 |  |  | PQ | AN | 2771.281 | 8100101 | no | no |  |  | no |  |  | 1398376.489 | 15287016.051 |  | -1
node_8100101_200805295 |  |  | PQ | ABCN | 2771.281 | 8100101 | no | no |  |  | no |  |  | 1393351.481 | 15289314.865 |  | -1
node_8100101_200805511 |  |  | PQ | AN | 7199.557 | 8100101 | no | no |  |  | no |  |  | 1396716.137 | 15288152.798 |  | -1
node_8100101_200805512 |  |  | PQ | AN | 7199.557 | 8100101 | no | no |  |  | no |  |  | 1396935.27 | 15288291.166 |  | -1
node_8100101_200805547 |  |  | PQ | AN | 7199.557 | 8100101 | no | no |  |  | no |  |  | 1393304.325 | 15286444.616 |  | -1
node_8100101_200805549 |  |  | PQ | AN | 7199.557 | 8100101 | no | no |  |  | no |  |  | 1393446.644 | 15286504.197 |  | -1
node_8100101_200805608 |  |  | PQ | AN | 7199.557 | 8100101 | no | no |  |  | no |  |  | 1397204.782 | 15286123.703 |  | -1
node_8100101_200805612 |  |  | PQ | AN | 7199.557 | 8100101 | no | no |  |  | no |  |  | 1396742.951 | 15285814.963 |  | -1
node_8100101_200805617 |  |  | PQ | AN | 7199.557 | 8100101 | no | no |  |  | no |  |  | 1396304.1 | 15285774.405 |  | -1
node_8100101_200805620 |  |  | PQ | AN | 7199.557 | 8100101 | no | no |  |  | no |  |  | 1395866.863 | 15285852.95 |  | -1
node_8100101_200809935 |  |  | PQ | ABCD | 2771.281 | 8100101 | no | no |  |  | no |  |  | 1394865.843 | 15289528.893 |  | -1
node_8100101_200809954 |  |  | PQ | ABCD | 2771.281 | 8100101 | no | no |  |  | no |  |  | 1394773.283 | 15289526.135 |  | -1
node_8100101_200809979 |  |  | PQ | ABCD | 2771.281 | 8100101 | no | no |  |  | no |  |  | 1394602.614 | 15289510.406 |  | -1
node_8100101_200809982 |  |  | PQ | ABCN | 2771.281 | 8100101 | no | no |  |  | no |  |  | 1394440.611 | 15289509.637 |  | -1
node_8100101_200809983 |  |  | PQ | ABCD | 2771.281 | 8100101 | no | no |  |  | no |  |  | 1394369.324 | 15289472.187 |  | -1
node_8100101_200809984 |  |  | PQ | ABCD | 2771.281 | 8100101 | no | no |  |  | no |  |  | 1394292.765 | 15289455.58 |  | -1
node_8100101_200809985 |  |  | PQ | ABCD | 2771.281 | 8100101 | no | no |  |  | no |  |  | 1394213.922 | 15289436.368 |  | -1
node_8100101_200809986 |  |  | PQ | ABCD | 2771.281 | 8100101 | no | no |  |  | no |  |  | 1394080.138 | 15289405.034 |  | -1
node_8100101_200809990 |  |  | PQ | ABCN | 2771.281 | 8100101 | no | no |  |  | no |  |  | 1393992.442 | 15289384.413 |  | -1
node_8100101_200809994 |  |  | PQ | ABCD | 2771.281 | 8100101 | no | no |  |  | no |  |  | 1393934.126 | 15289370.351 |  | -1
node_8100101_200809995 |  |  | PQ | ABCD | 2771.281 | 8100101 | no | no |  |  | no |  |  | 1393810.761 | 15289343.508 |  | -1
node_8100101_200809996 |  |  | PQ | ABCD | 2771.281 | 8100101 | no | no |  |  | no |  |  | 1393718.608 | 15289325.158 |  | -1
node_8100101_200810001 |  |  | PQ | ABCN | 2771.281 | 8100101 | no | no |  |  | no |  |  | 1393424.486 | 15289254.517 |  | -1
node_8100101_200810003 |  |  | PQ | ABCN | 2771.281 | 8100101 | no | no |  |  | no |  |  | 1393343.964 | 15289233.059 |  | -1
node_8100101_200810005 |  |  | PQ | ABCD | 2771.281 | 8100101 | no | no |  |  | no |  |  | 1393239.821 | 15289214.161 |  | -1
node_8100101_200810007 |  |  | PQ | ABCN | 2771.281 | 8100101 | no | no |  |  | no |  |  | 1393106.865 | 15289186.914 |  | -1
node_8100101_200810009 |  |  | PQ | AN | 2771.281 | 8100101 | no | no |  |  | no |  |  | 1395538.359 | 15289586.066 |  | -1
node_8100101_200810010 |  |  | PQ | ABCD | 2771.281 | 8100101 | no | no |  |  | no |  |  | 1392973.381 | 15289123.183 |  | -1
node_8100101_200810011 |  |  | PQ | ABCD | 2771.281 | 8100101 | no | no |  |  | no |  |  | 1392932.849 | 15289136.914 |  | -1
node_8100101_200810012 |  |  | PQ | ABCD | 2771.281 | 8100101 | no | no |  |  | no |  |  | 1392889.585 | 15289102.532 |  | -1
node_8100101_200810013 |  |  | PQ | ABCD | 2771.281 | 8100101 | no | no |  |  | no |  |  | 1392764.16 | 15289042.777 |  | -1
node_8100101_200810014 |  |  | PQ | ABCD | 2771.281 | 8100101 | no | no |  |  | no |  |  | 1392716.771 | 15289059.801 |  | -1
node_8100101_200810016 |  |  | PQ | ABCN | 2771.281 | 8100101 | no | no |  |  | no |  |  | 1392644.495 | 15289049.493 |  | -1
node_8100101_200810017 |  |  | PQ | ABCD | 2771.281 | 8100101 | no | no |  |  | no |  |  | 1392524.204 | 15289001.893 |  | -1
node_8100101_200810018 |  |  | PQ | ABCD | 2771.281 | 8100101 | no | no |  |  | no |  |  | 1392465.682 | 15288970.71 |  | -1
node_8100101_200810019 |  |  | PQ | ABCN | 2771.281 | 8100101 | no | no |  |  | no |  |  | 1392409.574 | 15288938.065 |  | -1
node_8100101_200810020 |  |  | PQ | ABCD | 2771.281 | 8100101 | no | no |  |  | no |  |  | 1392322.182 | 15288877.437 |  | -1
node_8100101_200810021 |  |  | PQ | ABCN | 2771.281 | 8100101 | no | no |  |  | no |  |  | 1392209.821 | 15288814.187 |  | -1
node_8100101_200810022 |  |  | PQ | ABCN | 2771.281 | 8100101 | no | no |  |  | no |  |  | 1392167.351 | 15288845.449 |  | -1
node_8100101_200810024 |  |  | PQ | AD | 2771.281 | 8100101 | no | no |  |  | no |  |  | 1395412.17 | 15289569.754 |  | -1
node_8100101_200810053 |  |  | PQ | AD | 2771.281 | 8100101 | no | no |  |  | no |  |  | 1395191.232 | 15289559.258 |  | -1
node_8100101_200810108 |  |  | PQ | ABCN | 2771.281 | 8100101 | no | no |  |  | no |  |  | 1394957.206 | 15289539.809 |  | -1
node_8100101_200810530 |  |  | PQ | AN | 2771.281 | 8100101 | no | no |  |  | no |  |  | 1393195.324 | 15285903.311 |  | -1
node_8100101_200810538 |  |  | PQ | ABCD | 2771.281 | 8100101 | no | no |  |  | no |  |  | 1392978.266 | 15285888.997 |  | -1
node_8100101_200810539 |  |  | PQ | ABCD | 2771.281 | 8100101 | no | no |  |  | no |  |  | 1392972.345 | 15285944.013 |  | -1
node_8100101_200810540 |  |  | PQ | AD | 2771.281 | 8100101 | no | no |  |  | no |  |  | 1393351.843 | 15285922.456 |  | -1
node_8100101_200810541 |  |  | PQ | AD | 2771.281 | 8100101 | no | no |  |  | no |  |  | 1393485.764 | 15285935.232 |  | -1
node_8100101_200810544 |  |  | PQ | AD | 2771.281 | 8100101 | no | no |  |  | no |  |  | 1394138.069 | 15284941.746 |  | -1
node_8100101_200810545 |  |  | PQ | AD | 2771.281 | 8100101 | no | no |  |  | no |  |  | 1393995.713 | 15284928.865 |  | -1
node_8100101_200810546 |  |  | PQ | AN | 2771.281 | 8100101 | no | no |  |  | no |  |  | 1393802.734 | 15284911.013 |  | -1
node_8100101_200810547 |  |  | PQ | AD | 2771.281 | 8100101 | no | no |  |  | no |  |  | 1393614.284 | 15284893.641 |  | -1
node_8100101_200810548 |  |  | PQ | AN | 2771.281 | 8100101 | no | no |  |  | no |  |  | 1393424.406 | 15284875.552 |  | -1
node_8100101_200810566 |  |  | PQ | ABCN | 2771.281 | 8100101 | no | no |  |  | no |  |  | 1392291.056 | 15289846.298 |  | -1
node_8100101_200810568 |  |  | PQ | ABCD | 2771.281 | 8100101 | no | no |  |  | no |  |  | 1392523.054 | 15289051.721 |  | -1
node_8100101_200810569 |  |  | PQ | ABCN | 2771.281 | 8100101 | no | no |  |  | no |  |  | 1392561.081 | 15288955.486 |  | -1
node_8100101_200810570 |  |  | PQ | AD | 2771.281 | 8100101 | no | no |  |  | no |  |  | 1392582.656 | 15288845.464 |  | -1
node_8100101_200810571 |  |  | PQ | AN | 2771.281 | 8100101 | no | no |  |  | no |  |  | 1392603.835 | 15288771.333 |  | -1
node_8100101_200810575 |  |  | PQ | AD | 2771.281 | 8100101 | no | no |  |  | no |  |  | 1392669.098 | 15288561.683 |  | -1
node_8100101_200810585 |  |  | PQ | ABCD | 2771.281 | 8100101 | no | no |  |  | no |  |  | 1392747.788 | 15288055.787 |  | -1
node_8100101_200810586 |  |  | PQ | ABCN | 2771.281 | 8100101 | no | no |  |  | no |  |  | 1392707.07 | 15288037.447 |  | -1
node_8100101_200810589 |  |  | PQ | ABCN | 2771.281 | 8100101 | no | no |  |  | no |  |  | 1392755.118 | 15287791.703 |  | -1
node_8100101_200810594 |  |  | PQ | ABCD | 2771.281 | 8100101 | no | no |  |  | no |  |  | 1392332.565 | 15289709.857 |  | -1
node_8100101_200810598 |  |  | PQ | ABCD | 2771.281 | 8100101 | no | no |  |  | no |  |  | 1392765.838 | 15286928.561 |  | -1
node_8100101_200810605 |  |  | PQ | ABCN | 2771.281 | 8100101 | no | no |  |  | no |  |  | 1392355.85 | 15289622.279 |  | -1
node_8100101_200810610 |  |  | PQ | AN | 2771.281 | 8100101 | no | no |  |  | no |  |  | 1392787.985 | 15285841.978 |  | -1
node_8100101_200810612 |  |  | PQ | AD | 2771.281 | 8100101 | no | no |  |  | no |  |  | 1392787.049 | 15285747.735 |  | -1
node_8100101_200810613 |  |  | PQ | AN | 2771.281 | 8100101 | no | no |  |  | no |  |  | 1392786.083 | 15285632.104 |  | -1
node_8100101_200810627 |  |  | PQ | ABCN | 2771.281 | 8100101 | no | no |  |  | no |  |  | 1392448.629 | 15289317.417 |  | -1
node_8100101_200810628 |  |  | PQ | ABCN | 2771.281 | 8100101 | no | no |  |  | no |  |  | 1392476.007 | 15289217.707 |  | -1
node_8100101_200810629 |  |  | PQ | ABCN | 2771.281 | 8100101 | no | no |  |  | no |  |  | 1392499.752 | 15289142.35 |  | -1
node_8100101_200810630 |  |  | PQ | AD | 2771.281 | 8100101 | no | no |  |  | no |  |  | 1393582.692 | 15284949.459 |  | -1
node_8100101_200810631 |  |  | PQ | AD | 2771.281 | 8100101 | no | no |  |  | no |  |  | 1393571.182 | 15285082.167 |  | -1
node_8100101_200810632 |  |  | PQ | AD | 2771.281 | 8100101 | no | no |  |  | no |  |  | 1393580.15 | 15285171.376 |  | -1
node_8100101_200810633 |  |  | PQ | AN | 2771.281 | 8100101 | no | no |  |  | no |  |  | 1393554.804 | 15285284.265 |  | -1
node_8100101_200810634 |  |  | PQ | AD | 2771.281 | 8100101 | no | no |  |  | no |  |  | 1393541.303 | 15285428.411 |  | -1
node_8100101_200810635 |  |  | PQ | AD | 2771.281 | 8100101 | no | no |  |  | no |  |  | 1393526.275 | 15285622.566 |  | -1
node_8100101_200810637 |  |  | PQ | AN | 2771.281 | 8100101 | no | no |  |  | no |  |  | 1393515.944 | 15285780.071 |  | -1
node_8100101_200810638 |  |  | PQ | AD | 2771.281 | 8100101 | no | no |  |  | no |  |  | 1393499.331 | 15285919.517 |  | -1
node_8100101_200810640 |  |  | PQ | AD | 2771.281 | 8100101 | no | no |  |  | no |  |  | 1394157.79 | 15285012.281 |  | -1
node_8100101_200810641 |  |  | PQ | AD | 2771.281 | 8100101 | no | no |  |  | no |  |  | 1394155.747 | 15285150.152 |  | -1
node_8100101_200810643 |  |  | PQ | AD | 2771.281 | 8100101 | no | no |  |  | no |  |  | 1394143.541 | 15285268.586 |  | -1
node_8100101_200810644 |  |  | PQ | AN | 2771.281 | 8100101 | no | no |  |  | no |  |  | 1394130.27 | 15285396.796 |  | -1
node_8100101_200810647 |  |  | PQ | AD | 2771.281 | 8100101 | no | no |  |  | no |  |  | 1394382.4 | 15285030.949 |  | -1
node_8100101_200810648 |  |  | PQ | AD | 2771.281 | 8100101 | no | no |  |  | no |  |  | 1394374.71 | 15285111.084 |  | -1
node_8100101_200810649 |  |  | PQ | AD | 2771.281 | 8100101 | no | no |  |  | no |  |  | 1394368.615 | 15285224.575 |  | -1
node_8100101_200810650 |  |  | PQ | AD | 2771.281 | 8100101 | no | no |  |  | no |  |  | 1394354.411 | 15285349.402 |  | -1
node_8100101_200810651 |  |  | PQ | AN | 2771.281 | 8100101 | no | no |  |  | no |  |  | 1394340.56 | 15285494.258 |  | -1
node_8100101_200810652 |  |  | PQ | AD | 2771.281 | 8100101 | no | no |  |  | no |  |  | 1394334.994 | 15285643.331 |  | -1
node_8100101_200810653 |  |  | PQ | AD | 2771.281 | 8100101 | no | no |  |  | no |  |  | 1394320.67 | 15285792.98 |  | -1
node_8100101_200810654 |  |  | PQ | AD | 2771.281 | 8100101 | no | no |  |  | no |  |  | 1394313.155 | 15285907.436 |  | -1
node_8100101_200810655 |  |  | PQ | AD | 2771.281 | 8100101 | no | no |  |  | no |  |  | 1394299.263 | 15286066.826 |  | -1
node_8100101_200810656 |  |  | PQ | AN | 2771.281 | 8100101 | no | no |  |  | no |  |  | 1394102.593 | 15285988.705 |  | -1
node_8100101_200810659 |  |  | PQ | AN | 2771.281 | 8100101 | no | no |  |  | no |  |  | 1395642.662 | 15285105.388 |  | -1
node_8100101_200810660 |  |  | PQ | AD | 2771.281 | 8100101 | no | no |  |  | no |  |  | 1395420.438 | 15287204.194 |  | -1
node_8100101_200810661 |  |  | PQ | AN | 2771.281 | 8100101 | no | no |  |  | no |  |  | 1395166.614 | 15287202.087 |  | -1
node_8100101_200810665 |  |  | PQ | AD | 2771.281 | 8100101 | no | no |  |  | no |  |  | 1395632.855 | 15285284.293 |  | -1
node_8100101_200810666 |  |  | PQ | AN | 2771.281 | 8100101 | no | no |  |  | no |  |  | 1395614.943 | 15285466.034 |  | -1
node_8100101_200810667 |  |  | PQ | AD | 2771.281 | 8100101 | no | no |  |  | no |  |  | 1395606.347 | 15285557.157 |  | -1
node_8100101_200810668 |  |  | PQ | AN | 2771.281 | 8100101 | no | no |  |  | no |  |  | 1395581.389 | 15285797.018 |  | -1
node_8100101_200810669 |  |  | PQ | AN | 2771.281 | 8100101 | no | no |  |  | no |  |  | 1395569.774 | 15285938.485 |  | -1
node_8100101_200810670 |  |  | PQ | AN | 2771.281 | 8100101 | no | no |  |  | no |  |  | 1395387.901 | 15285920.974 |  | -1
node_8100101_200810671 |  |  | PQ | AD | 2771.281 | 8100101 | no | no |  |  | no |  |  | 1395273.259 | 15285913.12 |  | -1
node_8100101_200810672 |  |  | PQ | AD | 2771.281 | 8100101 | no | no |  |  | no |  |  | 1395122.799 | 15285904.615 |  | -1
node_8100101_200810673 |  |  | PQ | AN | 2771.281 | 8100101 | no | no |  |  | no |  |  | 1394923.28 | 15285885.459 |  | -1
node_8100101_200810724 |  |  | PQ | ABCD | 2771.281 | 8100101 | no | no |  |  | no |  |  | 1392949.966 | 15286923.444 |  | -1
node_8100101_200810725 |  |  | PQ | ABCD | 2771.281 | 8100101 | no | no |  |  | no |  |  | 1392757.052 | 15286924.608 |  | -1
node_8100101_200810784 |  |  | PQ | ABCD | 2771.281 | 8100101 | no | no |  |  | no |  |  | 1392392.847 | 15289753.319 |  | -1
node_8100101_200810826 |  |  | PQ | AN | 2771.281 | 8100101 | no | no |  |  | no |  |  | 1393499.315 | 15290147.748 |  | -1
node_8100101_200810835 |  |  | PQ | AD | 2771.281 | 8100101 | no | no |  |  | no |  |  | 1393790.081 | 15290188.758 |  | -1
node_8100101_200810838 |  |  | PQ | ABCN | 2771.281 | 8100101 | no | no |  |  | no |  |  | 1393897.688 | 15290200.42 |  | -1
node_8100101_200810839 |  |  | PQ | ABCD | 2771.281 | 8100101 | no | no |  |  | no |  |  | 1393998.69 | 15290210.547 |  | -1
node_8100101_200810841 |  |  | PQ | ABCD | 2771.281 | 8100101 | no | no |  |  | no |  |  | 1394072.906 | 15290217.722 |  | -1
node_8100101_200810842 |  |  | PQ | ABCD | 2771.281 | 8100101 | no | no |  |  | no |  |  | 1392497.605 | 15289802.424 |  | -1
node_8100101_200810843 |  |  | PQ | ABCN | 2771.281 | 8100101 | no | no |  |  | no |  |  | 1394176.529 | 15290231.121 |  | -1
node_8100101_200810845 |  |  | PQ | ABCD | 2771.281 | 8100101 | no | no |  |  | no |  |  | 1394272.717 | 15290236.642 |  | -1
node_8100101_200810847 |  |  | PQ | ABCD | 2771.281 | 8100101 | no | no |  |  | no |  |  | 1394368.551 | 15290250.864 |  | -1
node_8100101_200810849 |  |  | PQ | ABCD | 2771.281 | 8100101 | no | no |  |  | no |  |  | 1394487.987 | 15290261.732 |  | -1
node_8100101_200810850 |  |  | PQ | ABCN | 2771.281 | 8100101 | no | no |  |  | no |  |  | 1394596.413 | 15290267.866 |  | -1
node_8100101_200810852 |  |  | PQ | ABCD | 2771.281 | 8100101 | no | no |  |  | no |  |  | 1394804.587 | 15290290.135 |  | -1
node_8100101_200810855 |  |  | PQ | ABCN | 2771.281 | 8100101 | no | no |  |  | no |  |  | 1394866.851 | 15290297.073 |  | -1
node_8100101_200810856 |  |  | PQ | ABCD | 2771.281 | 8100101 | no | no |  |  | no |  |  | 1394960.046 | 15290305.791 |  | -1
node_8100101_200810859 |  |  | PQ | ABCN | 2771.281 | 8100101 | no | no |  |  | no |  |  | 1392565.604 | 15289801.989 |  | -1
node_8100101_200810875 |  |  | PQ | AD | 2771.281 | 8100101 | no | no |  |  | no |  |  | 1392663.384 | 15289862.655 |  | -1
node_8100101_200810898 |  |  | PQ | AD | 2771.281 | 8100101 | no | no |  |  | no |  |  | 1392731.721 | 15289877.828 |  | -1
node_8100101_200810912 |  |  | PQ | AD | 2771.281 | 8100101 | no | no |  |  | no |  |  | 1392871.149 | 15289942.096 |  | -1
node_8100101_200810942 |  |  | PQ | AD | 2771.281 | 8100101 | no | no |  |  | no |  |  | 1392980.922 | 15289982.195 |  | -1
node_8100101_200810954 |  |  | PQ | AN | 2771.281 | 8100101 | no | no |  |  | no |  |  | 1393033.733 | 15289999.761 |  | -1
node_8100101_200810968 |  |  | PQ | AN | 2771.281 | 8100101 | no | no |  |  | no |  |  | 1394900.527 | 15289997.141 |  | -1
node_8100101_200811020 |  |  | PQ | AN | 7199.557 | 8100101 | no | no |  |  | no |  |  | 1397109.848 | 15288949.313 |  | -1
node_8100101_200811021 |  |  | PQ | AN | 7199.557 | 8100101 | no | no |  |  | no |  |  | 1397015.588 | 15288866.902 |  | -1
node_8100101_200811022 |  |  | PQ | AN | 7199.557 | 8100101 | no | no |  |  | no |  |  | 1396886.062 | 15288733.575 |  | -1
node_8100101_200811024 |  |  | PQ | AN | 7199.557 | 8100101 | no | no |  |  | no |  |  | 1396783.724 | 15288590.282 |  | -1
node_8100101_200811026 |  |  | PQ | AN | 7199.557 | 8100101 | no | no |  |  | no |  |  | 1396655.774 | 15288436.298 |  | -1
node_8100101_200811027 |  |  | PQ | AN | 7199.557 | 8100101 | no | no |  |  | no |  |  | 1396675.679 | 15288399.28 |  | -1
node_8100101_200811028 |  |  | PQ | AN | 7199.557 | 8100101 | no | no |  |  | no |  |  | 1396531.429 | 15288305.903 |  | -1
node_8100101_200811029 |  |  | PQ | AN | 7199.557 | 8100101 | no | no |  |  | no |  |  | 1396435.84 | 15288160.954 |  | -1
node_8100101_200811030 |  |  | PQ | AN | 2771.281 | 8100101 | no | no |  |  | no |  |  | 1396380.262 | 15288000.024 |  | -1
node_8100101_200811042 |  |  | PQ | AD | 2771.281 | 8100101 | no | no |  |  | no |  |  | 1393115.13 | 15288358.396 |  | -1
node_8100101_200811043 |  |  | PQ | AD | 2771.281 | 8100101 | no | no |  |  | no |  |  | 1393136.658 | 15288344.365 |  | -1
node_8100101_200811044 |  |  | PQ | AD | 2771.281 | 8100101 | no | no |  |  | no |  |  | 1393232.584 | 15288354.643 |  | -1
node_8100101_200811045 |  |  | PQ | AD | 2771.281 | 8100101 | no | no |  |  | no |  |  | 1393459.842 | 15288398.056 |  | -1
node_8100101_200811046 |  |  | PQ | AD | 2771.281 | 8100101 | no | no |  |  | no |  |  | 1393547.07 | 15288417.18 |  | -1
node_8100101_200811047 |  |  | PQ | AD | 2771.281 | 8100101 | no | no |  |  | no |  |  | 1393627.361 | 15288421.749 |  | -1
node_8100101_200811048 |  |  | PQ | AD | 2771.281 | 8100101 | no | no |  |  | no |  |  | 1393812.187 | 15288585.801 |  | -1
node_8100101_200811049 |  |  | PQ | AN | 2771.281 | 8100101 | no | no |  |  | no |  |  | 1393891.456 | 15288597.184 |  | -1
node_8100101_200811054 |  |  | PQ | AN | 2771.281 | 8100101 | no | no |  |  | no |  |  | 1394258.878 | 15288624.443 |  | -1
node_8100101_200811055 |  |  | PQ | AD | 2771.281 | 8100101 | no | no |  |  | no |  |  | 1394372.993 | 15288635.539 |  | -1
node_8100101_200811056 |  |  | PQ | AD | 2771.281 | 8100101 | no | no |  |  | no |  |  | 1394457.465 | 15288637.186 |  | -1
node_8100101_200811064 |  |  | PQ | AN | 2771.281 | 8100101 | no | no |  |  | no |  |  | 1395310.3 | 15289303.131 |  | -1
node_8100101_200811065 |  |  | PQ | AD | 2771.281 | 8100101 | no | no |  |  | no |  |  | 1395409.588 | 15289301.276 |  | -1
node_8100101_200811066 |  |  | PQ | AD | 2771.281 | 8100101 | no | no |  |  | no |  |  | 1394544.621 | 15288985.263 |  | -1
node_8100101_200811067 |  |  | PQ | AD | 2771.281 | 8100101 | no | no |  |  | no |  |  | 1395463.584 | 15289063.46 |  | -1
node_8100101_200811068 |  |  | PQ | AD | 2771.281 | 8100101 | no | no |  |  | no |  |  | 1395626.51 | 15289098.957 |  | -1
node_8100101_200811069 |  |  | PQ | AD | 2771.281 | 8100101 | no | no |  |  | no |  |  | 1395774.772 | 15289160.327 |  | -1
node_8100101_200811071 |  |  | PQ | AN | 2771.281 | 8100101 | no | no |  |  | no |  |  | 1394663.94 | 15288997.241 |  | -1
node_8100101_200811072 |  |  | PQ | AD | 2771.281 | 8100101 | no | no |  |  | no |  |  | 1394757.855 | 15289003.25 |  | -1
node_8100101_200811073 |  |  | PQ | AD | 2771.281 | 8100101 | no | no |  |  | no |  |  | 1394867.236 | 15289015.358 |  | -1
node_8100101_200811074 |  |  | PQ | AN | 2771.281 | 8100101 | no | no |  |  | no |  |  | 1394957.544 | 15289016.424 |  | -1
node_8100101_200811078 |  |  | PQ | AN | 2771.281 | 8100101 | no | no |  |  | no |  |  | 1395358.414 | 15289053.993 |  | -1
node_8100101_200811088 |  |  | PQ | AD | 2771.281 | 8100101 | no | no |  |  | no |  |  | 1394561.451 | 15288730.137 |  | -1
node_8100101_200811089 |  |  | PQ | AD | 2771.281 | 8100101 | no | no |  |  | no |  |  | 1394683.02 | 15288738.478 |  | -1
node_8100101_200811090 |  |  | PQ | AN | 2771.281 | 8100101 | no | no |  |  | no |  |  | 1394783.652 | 15288742.661 |  | -1
node_8100101_200811097 |  |  | PQ | AD | 2771.281 | 8100101 | no | no |  |  | no |  |  | 1394594.329 | 15288449.102 |  | -1
node_8100101_200811098 |  |  | PQ | AD | 2771.281 | 8100101 | no | no |  |  | no |  |  | 1394709.789 | 15288455.831 |  | -1
node_8100101_200811099 |  |  | PQ | AN | 2771.281 | 8100101 | no | no |  |  | no |  |  | 1394858.663 | 15288469.591 |  | -1
node_8100101_200811110 |  |  | PQ | AD | 2771.281 | 8100101 | no | no |  |  | no |  |  | 1394618.44 | 15288059.146 |  | -1
node_8100101_200811111 |  |  | PQ | AD | 2771.281 | 8100101 | no | no |  |  | no |  |  | 1394694.97 | 15288068.598 |  | -1
node_8100101_200811112 |  |  | PQ | AD | 2771.281 | 8100101 | no | no |  |  | no |  |  | 1394799.457 | 15288072.863 |  | -1
node_8100101_200811113 |  |  | PQ | AN | 2771.281 | 8100101 | no | no |  |  | no |  |  | 1394947.183 | 15288086.274 |  | -1
node_8100101_200811114 |  |  | PQ | AD | 2771.281 | 8100101 | no | no |  |  | no |  |  | 1395035.778 | 15288104.932 |  | -1
node_8100101_200811115 |  |  | PQ | AD | 2771.281 | 8100101 | no | no |  |  | no |  |  | 1395151.595 | 15288099.712 |  | -1
node_8100101_200811116 |  |  | PQ | AD | 2771.281 | 8100101 | no | no |  |  | no |  |  | 1395332.424 | 15288122.028 |  | -1
node_8100101_200811117 |  |  | PQ | AN | 2771.281 | 8100101 | no | no |  |  | no |  |  | 1395414.146 | 15288129.398 |  | -1
node_8100101_200811118 |  |  | PQ | AD | 2771.281 | 8100101 | no | no |  |  | no |  |  | 1394952.268 | 15287671.512 |  | -1
node_8100101_200811119 |  |  | PQ | AD | 2771.281 | 8100101 | no | no |  |  | no |  |  | 1395060.183 | 15287681.777 |  | -1
node_8100101_200811121 |  |  | PQ | AN | 2771.281 | 8100101 | no | no |  |  | no |  |  | 1395151.955 | 15287696.424 |  | -1
node_8100101_200811122 |  |  | PQ | AD | 2771.281 | 8100101 | no | no |  |  | no |  |  | 1395259.628 | 15287716.364 |  | -1
node_8100101_200811123 |  |  | PQ | AD | 2771.281 | 8100101 | no | no |  |  | no |  |  | 1395448.463 | 15287741.108 |  | -1
node_8100101_200811124 |  |  | PQ | ABCD | 2771.281 | 8100101 | no | no |  |  | no |  |  | 1393963.134 | 15287456.294 |  | -1
node_8100101_200811125 |  |  | PQ | ABCD | 2771.281 | 8100101 | no | no |  |  | no |  |  | 1394027.53 | 15287463.377 |  | -1
node_8100101_200811126 |  |  | PQ | ABCD | 2771.281 | 8100101 | no | no |  |  | no |  |  | 1394168.79 | 15287482.407 |  | -1
node_8100101_200811128 |  |  | PQ | ABCD | 2771.281 | 8100101 | no | no |  |  | no |  |  | 1394442.835 | 15287523.234 |  | -1
node_8100101_200811129 |  |  | PQ | ABCD | 2771.281 | 8100101 | no | no |  |  | no |  |  | 1394561.875 | 15287541.952 |  | -1
node_8100101_200811130 |  |  | PQ | ABCD | 2771.281 | 8100101 | no | no |  |  | no |  |  | 1394670.338 | 15287554.729 |  | -1
node_8100101_200811132 |  |  | PQ | ABCD | 2771.281 | 8100101 | no | no |  |  | no |  |  | 1394062.297 | 15287226.233 |  | -1
node_8100101_200811133 |  |  | PQ | AN | 2771.281 | 8100101 | no | no |  |  | no |  |  | 1394202.837 | 15287236.979 |  | -1
node_8100101_200811134 |  |  | PQ | AD | 2771.281 | 8100101 | no | no |  |  | no |  |  | 1394326.6 | 15287254.895 |  | -1
node_8100101_200811135 |  |  | PQ | AD | 2771.281 | 8100101 | no | no |  |  | no |  |  | 1394425.268 | 15287265.855 |  | -1
node_8100101_200811136 |  |  | PQ | AN | 2771.281 | 8100101 | no | no |  |  | no |  |  | 1394527.373 | 15287281.516 |  | -1
node_8100101_200811141 |  |  | PQ | AN | 2771.281 | 8100101 | no | no |  |  | no |  |  | 1393880.763 | 15287741.371 |  | -1
node_8100101_200811142 |  |  | PQ | AD | 2771.281 | 8100101 | no | no |  |  | no |  |  | 1393955.976 | 15287748.216 |  | -1
node_8100101_200811143 |  |  | PQ | AN | 2771.281 | 8100101 | no | no |  |  | no |  |  | 1394062.612 | 15287752.347 |  | -1
node_8100101_200811144 |  |  | PQ | AD | 2771.281 | 8100101 | no | no |  |  | no |  |  | 1394168.957 | 15287762.979 |  | -1
node_8100101_200811145 |  |  | PQ | AN | 2771.281 | 8100101 | no | no |  |  | no |  |  | 1394297.177 | 15287766.324 |  | -1
node_8100101_200811146 |  |  | PQ | AD | 2771.281 | 8100101 | no | no |  |  | no |  |  | 1394379.915 | 15287782.853 |  | -1
node_8100101_200811147 |  |  | PQ | AD | 2771.281 | 8100101 | no | no |  |  | no |  |  | 1394483.887 | 15287794.735 |  | -1
node_8100101_200811148 |  |  | PQ | AD | 2771.281 | 8100101 | no | no |  |  | no |  |  | 1394601.517 | 15287810.75 |  | -1
node_8100101_200811149 |  |  | PQ | AD | 2771.281 | 8100101 | no | no |  |  | no |  |  | 1392941.714 | 15287704.596 |  | -1
node_8100101_200811150 |  |  | PQ | AD | 2771.281 | 8100101 | no | no |  |  | no |  |  | 1393021.665 | 15287709.062 |  | -1
node_8100101_200811151 |  |  | PQ | AN | 2771.281 | 8100101 | no | no |  |  | no |  |  | 1393118.997 | 15287714.74 |  | -1
node_8100101_200811152 |  |  | PQ | AD | 2771.281 | 8100101 | no | no |  |  | no |  |  | 1393227.705 | 15287713.814 |  | -1
node_8100101_200811159 |  |  | PQ | AD | 2771.281 | 8100101 | no | no |  |  | no |  |  | 1396986.531 | 15286666.373 |  | -1
node_8100101_200811160 |  |  | PQ | AN | 2771.281 | 8100101 | no | no |  |  | no |  |  | 1397092.53 | 15286794.98 |  | -1
node_8100101_200811161 |  |  | PQ | AD | 2771.281 | 8100101 | no | no |  |  | no |  |  | 1397282.687 | 15286569.187 |  | -1
node_8100101_200811162 |  |  | PQ | AD | 2771.281 | 8100101 | no | no |  |  | no |  |  | 1397294.939 | 15286375.805 |  | -1
node_8100101_200811163 |  |  | PQ | AN | 2771.281 | 8100101 | no | no |  |  | no |  |  | 1397489.674 | 15286381.654 |  | -1
node_8100101_200811164 |  |  | PQ | AN | 2771.281 | 8100101 | no | no |  |  | no |  |  | 1397574.878 | 15286366.301 |  | -1
node_8100101_200811165 |  |  | PQ | AD | 2771.281 | 8100101 | no | no |  |  | no |  |  | 1397718.2 | 15286394.249 |  | -1
node_8100101_200811169 |  |  | PQ | AN | 2771.281 | 8100101 | no | no |  |  | no |  |  | 1393177.361 | 15285601.527 |  | -1
node_8100101_200811170 |  |  | PQ | AD | 2771.281 | 8100101 | no | no |  |  | no |  |  | 1393162.837 | 15285754.091 |  | -1
node_8100101_200811171 |  |  | PQ | ABCD | 2771.281 | 8100101 | no | no |  |  | no |  |  | 1393149.765 | 15285904.368 |  | -1
node_8100101_200811172 |  |  | PQ | ABCN | 2771.281 | 8100101 | no | no |  |  | no |  |  | 1393111.913 | 15286090.262 |  | -1
node_8100101_200811173 |  |  | PQ | ABCD | 2771.281 | 8100101 | no | no |  |  | no |  |  | 1393106.657 | 15286231.008 |  | -1
node_8100101_200811174 |  |  | PQ | ABCD | 2771.281 | 8100101 | no | no |  |  | no |  |  | 1393107.713 | 15286383.097 |  | -1
node_8100101_200811175 |  |  | PQ | ABCD | 2771.281 | 8100101 | no | no |  |  | no |  |  | 1393101.235 | 15286587.585 |  | -1
node_8100101_200811176 |  |  | PQ | ABCN | 2771.281 | 8100101 | no | no |  |  | no |  |  | 1393087.777 | 15286744.942 |  | -1
node_8100101_200811177 |  |  | PQ | ABCD | 2771.281 | 8100101 | no | no |  |  | no |  |  | 1393096.98 | 15286932.445 |  | -1
node_8100101_200811178 |  |  | PQ | AD | 2771.281 | 8100101 | no | no |  |  | no |  |  | 1393008.358 | 15288885.395 |  | -1
node_8100101_200811179 |  |  | PQ | AN | 2771.281 | 8100101 | no | no |  |  | no |  |  | 1393032.894 | 15288791.822 |  | -1
node_8100101_200811180 |  |  | PQ | AD | 2771.281 | 8100101 | no | no |  |  | no |  |  | 1393049.838 | 15288711.855 |  | -1
node_8100101_200811181 |  |  | PQ | AD | 2771.281 | 8100101 | no | no |  |  | no |  |  | 1393060.64 | 15288624.8 |  | -1
node_8100101_200811182 |  |  | PQ | AN | 2771.281 | 8100101 | no | no |  |  | no |  |  | 1393073.999 | 15288530.524 |  | -1
node_8100101_200811183 |  |  | PQ | AD | 2771.281 | 8100101 | no | no |  |  | no |  |  | 1393090.042 | 15288427.835 |  | -1
node_8100101_200811184 |  |  | PQ | AD | 2771.281 | 8100101 | no | no |  |  | no |  |  | 1393111.826 | 15288232.8 |  | -1
node_8100101_200811185 |  |  | PQ | AN | 2771.281 | 8100101 | no | no |  |  | no |  |  | 1393110.456 | 15288137.05 |  | -1
node_8100101_200811194 |  |  | PQ | ABCD | 2771.281 | 8100101 | no | no |  |  | no |  |  | 1393136.729 | 15287032.007 |  | -1
node_8100101_200811195 |  |  | PQ | ABCD | 2771.281 | 8100101 | no | no |  |  | no |  |  | 1393137.127 | 15286894.403 |  | -1
node_8100101_200811196 |  |  | PQ | AD | 2771.281 | 8100101 | no | no |  |  | no |  |  | 1393139.576 | 15286769.772 |  | -1
node_8100101_200811203 |  |  | PQ | AN | 2771.281 | 8100101 | no | no |  |  | no |  |  | 1392938.478 | 15289316.602 |  | -1
node_8100101_200811207 |  |  | PQ | AD | 2771.281 | 8100101 | no | no |  |  | no |  |  | 1392961.376 | 15289201.349 |  | -1
node_8100101_200811208 |  |  | PQ | AD | 2771.281 | 8100101 | no | no |  |  | no |  |  | 1392981.477 | 15289045.543 |  | -1
node_8100101_200811209 |  |  | PQ | AD | 2771.281 | 8100101 | no | no |  |  | no |  |  | 1392989.985 | 15288984.758 |  | -1
node_8100101_200811216 |  |  | PQ | AN | 2771.281 | 8100101 | no | no |  |  | no |  |  | 1393166.467 | 15289317.519 |  | -1
node_8100101_200811217 |  |  | PQ | AD | 2771.281 | 8100101 | no | no |  |  | no |  |  | 1393183.323 | 15289224.515 |  | -1
node_8100101_200811223 |  |  | PQ | AN | 2771.281 | 8100101 | no | no |  |  | no |  |  | 1393644.094 | 15288875.725 |  | -1
node_8100101_200811224 |  |  | PQ | AD | 2771.281 | 8100101 | no | no |  |  | no |  |  | 1393648.856 | 15288777.109 |  | -1
node_8100101_200811225 |  |  | PQ | AD | 2771.281 | 8100101 | no | no |  |  | no |  |  | 1393658.764 | 15288671.965 |  | -1
node_8100101_200811226 |  |  | PQ | AN | 2771.281 | 8100101 | no | no |  |  | no |  |  | 1393661.153 | 15288584.349 |  | -1
node_8100101_200811229 |  |  | PQ | AN | 2771.281 | 8100101 | no | no |  |  | no |  |  | 1393554.013 | 15289885.672 |  | -1
node_8100101_200811230 |  |  | PQ | AD | 2771.281 | 8100101 | no | no |  |  | no |  |  | 1393561.883 | 15289776.122 |  | -1
node_8100101_200811231 |  |  | PQ | AD | 2771.281 | 8100101 | no | no |  |  | no |  |  | 1393575.672 | 15289666.681 |  | -1
node_8100101_200811232 |  |  | PQ | AN | 2771.281 | 8100101 | no | no |  |  | no |  |  | 1393592.707 | 15289551.464 |  | -1
node_8100101_200811233 |  |  | PQ | AD | 2771.281 | 8100101 | no | no |  |  | no |  |  | 1393604.139 | 15289432.576 |  | -1
node_8100101_200811234 |  |  | PQ | AD | 2771.281 | 8100101 | no | no |  |  | no |  |  | 1393618.005 | 15289308.192 |  | -1
node_8100101_200811236 |  |  | PQ | AD | 2771.281 | 8100101 | no | no |  |  | no |  |  | 1393675.447 | 15288458.488 |  | -1
node_8100101_200811254 |  |  | PQ | ABCN | 2771.281 | 8100101 | no | no |  |  | no |  |  | 1393905.749 | 15287447.89 |  | -1
node_8100101_200811256 |  |  | PQ | ABCD | 2771.281 | 8100101 | no | no |  |  | no |  |  | 1393922.053 | 15287327.829 |  | -1
node_8100101_200811257 |  |  | PQ | ABCD | 2771.281 | 8100101 | no | no |  |  | no |  |  | 1393979.817 | 15287178.553 |  | -1
node_8100101_200811265 |  |  | PQ | AN | 2771.281 | 8100101 | no | no |  |  | no |  |  | 1394267.344 | 15288007.684 |  | -1
node_8100101_200811266 |  |  | PQ | AD | 2771.281 | 8100101 | no | no |  |  | no |  |  | 1394272.953 | 15287915.726 |  | -1
node_8100101_200811267 |  |  | PQ | AD | 2771.281 | 8100101 | no | no |  |  | no |  |  | 1394282.364 | 15287793.881 |  | -1
node_8100101_200811268 |  |  | PQ | AD | 2771.281 | 8100101 | no | no |  |  | no |  |  | 1393940.217 | 15289326.626 |  | -1
node_8100101_200811269 |  |  | PQ | AD | 2771.281 | 8100101 | no | no |  |  | no |  |  | 1393945.042 | 15289243.79 |  | -1
node_8100101_200811270 |  |  | PQ | AD | 2771.281 | 8100101 | no | no |  |  | no |  |  | 1393953.26 | 15289138.17 |  | -1
node_8100101_200811271 |  |  | PQ | AD | 2771.281 | 8100101 | no | no |  |  | no |  |  | 1393960.906 | 15289048.299 |  | -1
node_8100101_200811272 |  |  | PQ | AN | 2771.281 | 8100101 | no | no |  |  | no |  |  | 1393970.294 | 15288947.974 |  | -1
node_8100101_200811277 |  |  | PQ | ABCN | 2771.281 | 8100101 | no | no |  |  | no |  |  | 1394016.093 | 15289730.796 |  | -1
node_8100101_200811284 |  |  | PQ | ABCD | 2771.281 | 8100101 | no | no |  |  | no |  |  | 1393978.636 | 15289661.006 |  | -1
node_8100101_200811285 |  |  | PQ | ABCN | 2771.281 | 8100101 | no | no |  |  | no |  |  | 1394002.672 | 15289694.925 |  | -1
node_8100101_200811286 |  |  | PQ | ABCN | 2771.281 | 8100101 | no | no |  |  | no |  |  | 1393984.267 | 15289582.894 |  | -1
node_8100101_200811288 |  |  | PQ | ABCD | 2771.281 | 8100101 | no | no |  |  | no |  |  | 1394005.135 | 15289418.237 |  | -1
node_8100101_200811290 |  |  | PQ | AD | 2771.281 | 8100101 | no | no |  |  | no |  |  | 1394216.001 | 15289205.276 |  | -1
node_8100101_200811291 |  |  | PQ | AN | 2771.281 | 8100101 | no | no |  |  | no |  |  | 1394224.685 | 15289097.823 |  | -1
node_8100101_200811292 |  |  | PQ | AD | 2771.281 | 8100101 | no | no |  |  | no |  |  | 1394234.929 | 15288982.277 |  | -1
node_8100101_200811293 |  |  | PQ | AD | 2771.281 | 8100101 | no | no |  |  | no |  |  | 1394241.361 | 15288897.757 |  | -1
node_8100101_200811294 |  |  | PQ | AN | 2771.281 | 8100101 | no | no |  |  | no |  |  | 1394247.417 | 15288804.061 |  | -1
node_8100101_200811295 |  |  | PQ | AD | 2771.281 | 8100101 | no | no |  |  | no |  |  | 1394253.64 | 15288716.02 |  | -1
node_8100101_200811296 |  |  | PQ | ABCD | 2771.281 | 8100101 | no | no |  |  | no |  |  | 1394386.127 | 15290184.635 |  | -1
node_8100101_200811297 |  |  | PQ | ABCN | 2771.281 | 8100101 | no | no |  |  | no |  |  | 1394470.55 | 15289048.689 |  | -1
node_8100101_200811298 |  |  | PQ | ABCD | 2771.281 | 8100101 | no | no |  |  | no |  |  | 1394488.587 | 15288967.616 |  | -1
node_8100101_200811299 |  |  | PQ | ABCD | 2771.281 | 8100101 | no | no |  |  | no |  |  | 1394491.41 | 15288873.077 |  | -1
node_8100101_200811300 |  |  | PQ | ABCN | 2771.281 | 8100101 | no | no |  |  | no |  |  | 1394501.764 | 15288733.393 |  | -1
node_8100101_200811301 |  |  | PQ | ABCD | 2771.281 | 8100101 | no | no |  |  | no |  |  | 1394509.279 | 15288649.439 |  | -1
node_8100101_200811302 |  |  | PQ | ABCD | 2771.281 | 8100101 | no | no |  |  | no |  |  | 1394514.36 | 15288558.221 |  | -1
node_8100101_200811303 |  |  | PQ | ABCD | 2771.281 | 8100101 | no | no |  |  | no |  |  | 1394525.079 | 15288459.906 |  | -1
node_8100101_200811304 |  |  | PQ | ABCN | 2771.281 | 8100101 | no | no |  |  | no |  |  | 1394534.046 | 15288360.245 |  | -1
node_8100101_200811305 |  |  | PQ | ABCD | 2771.281 | 8100101 | no | no |  |  | no |  |  | 1394544.065 | 15288273.443 |  | -1
node_8100101_200811306 |  |  | PQ | ABCD | 2771.281 | 8100101 | no | no |  |  | no |  |  | 1394554.614 | 15288157.931 |  | -1
node_8100101_200811307 |  |  | PQ | ABCN | 2771.281 | 8100101 | no | no |  |  | no |  |  | 1394398.586 | 15290065.063 |  | -1
node_8100101_200811308 |  |  | PQ | ABCD | 2771.281 | 8100101 | no | no |  |  | no |  |  | 1394553.914 | 15288079.899 |  | -1
node_8100101_200811310 |  |  | PQ | ABCN | 2771.281 | 8100101 | no | no |  |  | no |  |  | 1394567.787 | 15288003.928 |  | -1
node_8100101_200811311 |  |  | PQ | ABCD | 2771.281 | 8100101 | no | no |  |  | no |  |  | 1394575.191 | 15287906.655 |  | -1
node_8100101_200811313 |  |  | PQ | ABCD | 2771.281 | 8100101 | no | no |  |  | no |  |  | 1394623.31 | 15287818.26 |  | -1
node_8100101_200811314 |  |  | PQ | ABCD | 2771.281 | 8100101 | no | no |  |  | no |  |  | 1394701.74 | 15287685.729 |  | -1
node_8100101_200811315 |  |  | PQ | ABCN | 2771.281 | 8100101 | no | no |  |  | no |  |  | 1394749.339 | 15287607.664 |  | -1
node_8100101_200811319 |  |  | PQ | ABCD | 2771.281 | 8100101 | no | no |  |  | no |  |  | 1394406.058 | 15289928.582 |  | -1
node_8100101_200811320 |  |  | PQ | ABCD | 2771.281 | 8100101 | no | no |  |  | no |  |  | 1394418.364 | 15289841.822 |  | -1
node_8100101_200811321 |  |  | PQ | ABCD | 2771.281 | 8100101 | no | no |  |  | no |  |  | 1394426.894 | 15289715.944 |  | -1
node_8100101_200811322 |  |  | PQ | ABCD | 2771.281 | 8100101 | no | no |  |  | no |  |  | 1394436.23 | 15289603.319 |  | -1
node_8100101_200811323 |  |  | PQ | ABCD | 2771.281 | 8100101 | no | no |  |  | no |  |  | 1394454.431 | 15289349.314 |  | -1
node_8100101_200811325 |  |  | PQ | ABCN | 2771.281 | 8100101 | no | no |  |  | no |  |  | 1394460.326 | 15289250.898 |  | -1
node_8100101_200811327 |  |  | PQ | ABCD | 2771.281 | 8100101 | no | no |  |  | no |  |  | 1394472.117 | 15289138.082 |  | -1
node_8100101_200811330 |  |  | PQ | AD | 2771.281 | 8100101 | no | no |  |  | no |  |  | 1394810.081 | 15290023.568 |  | -1
node_8100101_200811331 |  |  | PQ | AD | 2771.281 | 8100101 | no | no |  |  | no |  |  | 1394823.237 | 15289924.544 |  | -1
node_8100101_200811332 |  |  | PQ | AN | 2771.281 | 8100101 | no | no |  |  | no |  |  | 1394833.609 | 15289804.455 |  | -1
node_8100101_200811333 |  |  | PQ | AD | 2771.281 | 8100101 | no | no |  |  | no |  |  | 1394839.673 | 15289677.175 |  | -1
node_8100101_200811334 |  |  | PQ | AD | 2771.281 | 8100101 | no | no |  |  | no |  |  | 1394834.535 | 15289565.158 |  | -1
node_8100101_200811351 |  |  | PQ | AD | 2771.281 | 8100101 | no | no |  |  | no |  |  | 1395433.206 | 15289523.447 |  | -1
node_8100101_200811352 |  |  | PQ | AD | 2771.281 | 8100101 | no | no |  |  | no |  |  | 1395442.111 | 15289412.588 |  | -1
node_8100101_200811353 |  |  | PQ | AN | 2771.281 | 8100101 | no | no |  |  | no |  |  | 1395444.651 | 15289311.538 |  | -1
node_8100101_200811354 |  |  | PQ | AD | 2771.281 | 8100101 | no | no |  |  | no |  |  | 1395460.202 | 15289194.106 |  | -1
node_8100101_200811378 |  |  | PQ | ABCD | 2771.281 | 8100101 | no | no |  |  | no |  |  | 1392339.751 | 15288869.691 |  | -1
node_8100101_200811401 |  |  | PQ | ABCN | 2771.281 | 8100101 | no | no |  |  | no |  |  | 1392353.003 | 15288507.826 |  | -1
node_8100101_200811405 |  |  | PQ | ABCD | 2771.281 | 8100101 | no | no |  |  | no |  |  | 1392353.758 | 15288454.348 |  | -1
node_8100101_200811406 |  |  | PQ | ABCN | 2771.281 | 8100101 | no | no |  |  | no |  |  | 1392355.417 | 15288349.398 |  | -1
node_8100101_200811407 |  |  | PQ | ABCN | 2771.281 | 8100101 | no | no |  |  | no |  |  | 1392357.8 | 15288259.01 |  | -1
node_8100101_200811408 |  |  | PQ | ABCD | 2771.281 | 8100101 | no | no |  |  | no |  |  | 1392359.682 | 15288160.719 |  | -1
node_8100101_200811409 |  |  | PQ | ABCN | 2771.281 | 8100101 | no | no |  |  | no |  |  | 1392365.975 | 15288092.532 |  | -1
node_8100101_200814798 |  |  | PQ | AD | 2771.281 | 8100101 | no | no |  |  | no |  |  | 1393264.087 | 15289094.445 |  | -1
node_8100101_200814800 |  |  | PQ | AD | 2771.281 | 8100101 | no | no |  |  | no |  |  | 1393407.55 | 15288017.611 |  | -1
node_8100101_200814809 |  |  | PQ | AD | 2771.281 | 8100101 | no | no |  |  | no |  |  | 1393281.323 | 15289030.224 |  | -1
node_8100101_200814811 |  |  | PQ | AN | 2771.281 | 8100101 | no | no |  |  | no |  |  | 1393299.771 | 15288905.136 |  | -1
node_8100101_200814815 |  |  | PQ | AD | 2771.281 | 8100101 | no | no |  |  | no |  |  | 1393340.733 | 15288558.547 |  | -1
node_8100101_200814816 |  |  | PQ | AN | 2771.281 | 8100101 | no | no |  |  | no |  |  | 1393353.79 | 15288469.604 |  | -1
node_8100101_200814817 |  |  | PQ | AD | 2771.281 | 8100101 | no | no |  |  | no |  |  | 1393360.835 | 15288388.045 |  | -1
node_8100101_200814818 |  |  | PQ | AD | 2771.281 | 8100101 | no | no |  |  | no |  |  | 1393378.64 | 15288250.648 |  | -1
node_8100101_200814819 |  |  | PQ | AN | 2771.281 | 8100101 | no | no |  |  | no |  |  | 1393398.559 | 15288118.735 |  | -1
node_8100101_200815089 |  |  | PQ | AD | 2771.281 | 8100101 | no | no |  |  | no |  |  | 1394003.908 | 15284861.986 |  | -1
node_8100101_200815090 |  |  | PQ | AD | 2771.281 | 8100101 | no | no |  |  | no |  |  | 1394019.307 | 15284749.832 |  | -1
node_8100101_200815091 |  |  | PQ | AN | 2771.281 | 8100101 | no | no |  |  | no |  |  | 1394028.891 | 15284628.618 |  | -1
node_8100101_200815203 |  |  | PQ | ABCD | 2771.281 | 8100101 | no | no |  |  | no |  |  | 1393160.175 | 15287151.824 |  | -1
node_8100101_200815204 |  |  | PQ | ABCD | 2771.281 | 8100101 | no | no |  |  | no |  |  | 1393281.344 | 15287170.834 |  | -1
node_8100101_200815205 |  |  | PQ | ABCN | 2771.281 | 8100101 | no | no |  |  | no |  |  | 1393408.421 | 15287166.788 |  | -1
node_8100101_200815206 |  |  | PQ | ABCN | 2771.281 | 8100101 | no | no |  |  | no |  |  | 1393573.322 | 15287166.787 |  | -1
node_8100101_200815207 |  |  | PQ | ABCD | 2771.281 | 8100101 | no | no |  |  | no |  |  | 1393692.774 | 15287165.344 |  | -1
node_8100101_200815208 |  |  | PQ | ABCD | 2771.281 | 8100101 | no | no |  |  | no |  |  | 1393859.708 | 15287174.171 |  | -1
node_8100101_200815209 |  |  | PQ | ABCD | 2771.281 | 8100101 | no | no |  |  | no |  |  | 1393938.645 | 15287213.294 |  | -1
node_8100101_200815320 |  |  | PQ | AD | 2771.281 | 8100101 | no | no |  |  | no |  |  | 1393176.115 | 15286781.267 |  | -1
node_8100101_200815321 |  |  | PQ | AD | 2771.281 | 8100101 | no | no |  |  | no |  |  | 1393328.445 | 15286796.886 |  | -1
node_8100101_200815322 |  |  | PQ | AN | 2771.281 | 8100101 | no | no |  |  | no |  |  | 1393425.276 | 15286802.17 |  | -1
node_8100101_200815323 |  |  | PQ | AD | 2771.281 | 8100101 | no | no |  |  | no |  |  | 1393540.943 | 15286801.402 |  | -1
node_8100101_200815324 |  |  | PQ | AD | 2771.281 | 8100101 | no | no |  |  | no |  |  | 1393675.719 | 15286790.637 |  | -1
node_8100101_200815326 |  |  | PQ | AN | 2771.281 | 8100101 | no | no |  |  | no |  |  | 1393897.466 | 15286794.033 |  | -1
node_8100101_200815412 |  |  | PQ | AD | 2771.281 | 8100101 | no | no |  |  | no |  |  | 1393617.208 | 15285241.644 |  | -1
node_8100101_200815413 |  |  | PQ | AD | 2771.281 | 8100101 | no | no |  |  | no |  |  | 1393693.949 | 15285248.126 |  | -1
node_8100101_200815414 |  |  | PQ | AD | 2771.281 | 8100101 | no | no |  |  | no |  |  | 1393814.6 | 15285256.912 |  | -1
node_8100101_200815415 |  |  | PQ | AN | 2771.281 | 8100101 | no | no |  |  | no |  |  | 1393929.06 | 15285266.478 |  | -1
node_8100101_200815607 |  |  | PQ | AN | 2771.281 | 8100101 | no | no |  |  | no |  |  | 1395424.667 | 15287105.899 |  | -1
node_8100101_200815608 |  |  | PQ | AD | 2771.281 | 8100101 | no | no |  |  | no |  |  | 1395442.268 | 15286926.767 |  | -1
node_8100101_200815609 |  |  | PQ | AN | 2771.281 | 8100101 | no | no |  |  | no |  |  | 1395172.408 | 15286889.492 |  | -1
node_8100101_200815610 |  |  | PQ | AD | 2771.281 | 8100101 | no | no |  |  | no |  |  | 1395037.37 | 15286874.095 |  | -1
node_8100101_200815611 |  |  | PQ | AN | 2771.281 | 8100101 | no | no |  |  | no |  |  | 1394799.548 | 15286845.448 |  | -1
node_8100101_200815614 |  |  | PQ | AN | 2771.281 | 8100101 | no | no |  |  | no |  |  | 1394497.039 | 15286812.541 |  | -1
node_8100101_200815616 |  |  | PQ | AN | 2771.281 | 8100101 | no | no |  |  | no |  |  | 1394207.463 | 15286756.522 |  | -1
node_8100101_200815618 |  |  | PQ | AD | 2771.281 | 8100101 | no | no |  |  | no |  |  | 1394067.644 | 15286782.416 |  | -1
node_8100101_200815624 |  |  | PQ | AD | 2771.281 | 8100101 | no | no |  |  | no |  |  | 1394573.225 | 15286044.078 |  | -1
node_8100101_200815626 |  |  | PQ | AD | 2771.281 | 8100101 | no | no |  |  | no |  |  | 1394583.221 | 15285898.682 |  | -1
node_8100101_200815627 |  |  | PQ | AD | 2771.281 | 8100101 | no | no |  |  | no |  |  | 1394587.381 | 15285720.525 |  | -1
node_8100101_200815628 |  |  | PQ | AD | 2771.281 | 8100101 | no | no |  |  | no |  |  | 1394568.683 | 15285565.616 |  | -1
node_8100101_200815629 |  |  | PQ | AN | 2771.281 | 8100101 | no | no |  |  | no |  |  | 1394587.362 | 15285459.2 |  | -1
node_8100101_200815836 |  |  | PQ | AD | 2771.281 | 8100101 | no | no |  |  | no |  |  | 1395404.965 | 15285106.467 |  | -1
node_8100101_200815837 |  |  | PQ | AN | 2771.281 | 8100101 | no | no |  |  | no |  |  | 1395383.069 | 15285326.556 |  | -1
node_8100101_200815838 |  |  | PQ | AD | 2771.281 | 8100101 | no | no |  |  | no |  |  | 1395368.327 | 15285530.669 |  | -1
node_8100101_200815890 |  |  | PQ | AD | 2771.281 | 8100101 | no | no |  |  | no |  |  | 1394377.234 | 15286059.975 |  | -1
node_8100101_200815891 |  |  | PQ | AN | 2771.281 | 8100101 | no | no |  |  | no |  |  | 1394530.049 | 15286065.717 |  | -1
node_8100101_200815892 |  |  | PQ | AD | 2771.281 | 8100101 | no | no |  |  | no |  |  | 1394667.577 | 15286078.788 |  | -1
node_8100101_200815893 |  |  | PQ | AN | 2771.281 | 8100101 | no | no |  |  | no |  |  | 1394827.338 | 15286095.109 |  | -1
node_8100101_200816110 |  |  | PQ | AD | 2771.281 | 8100101 | no | no |  |  | no |  |  | 1395168.581 | 15285033.726 |  | -1
node_8100101_200816117 |  |  | PQ | AD | 2771.281 | 8100101 | no | no |  |  | no |  |  | 1394145.772 | 15284976.311 |  | -1
node_8100101_200816119 |  |  | PQ | AN | 2771.281 | 8100101 | no | no |  |  | no |  |  | 1394289.711 | 15284989.903 |  | -1
node_8100101_200816120 |  |  | PQ | AD | 2771.281 | 8100101 | no | no |  |  | no |  |  | 1394436.506 | 15284994.758 |  | -1
node_8100101_200816121 |  |  | PQ | AN | 2771.281 | 8100101 | no | no |  |  | no |  |  | 1394663.125 | 15285014.29 |  | -1
node_8100101_200816123 |  |  | PQ | AD | 2771.281 | 8100101 | no | no |  |  | no |  |  | 1394871.03 | 15285037.264 |  | -1
node_8100101_200816124 |  |  | PQ | AN | 2771.281 | 8100101 | no | no |  |  | no |  |  | 1395013.675 | 15285051.376 |  | -1
node_8100101_200816125 |  |  | PQ | AD | 2771.281 | 8100101 | no | no |  |  | no |  |  | 1395163.45 | 15285061.405 |  | -1
node_8100101_200816126 |  |  | PQ | AD | 2771.281 | 8100101 | no | no |  |  | no |  |  | 1395263.958 | 15285072.531 |  | -1
node_8100101_200816127 |  |  | PQ | AD | 2771.281 | 8100101 | no | no |  |  | no |  |  | 1395421.95 | 15285081.283 |  | -1
node_8100101_200819467 |  |  | PQ | AD | 2771.281 | 8100101 | no | no |  |  | no |  |  | 1395614.05 | 15287242.906 |  | -1
node_8100101_200819471 |  |  | PQ | AD | 2771.281 | 8100101 | no | no |  |  | no |  |  | 1395568.07 | 15287746.82 |  | -1
node_8100101_200819472 |  |  | PQ | AN | 2771.281 | 8100101 | no | no |  |  | no |  |  | 1396101.064 | 15287777.053 |  | -1
node_8100101_200819473 |  |  | PQ | AD | 2771.281 | 8100101 | no | no |  |  | no |  |  | 1396123.561 | 15287636.47 |  | -1
node_8100101_200819474 |  |  | PQ | AD | 2771.281 | 8100101 | no | no |  |  | no |  |  | 1396133.568 | 15287536.109 |  | -1
node_8100101_200819475 |  |  | PQ | AN | 2771.281 | 8100101 | no | no |  |  | no |  |  | 1396135.124 | 15287436.251 |  | -1
node_8100101_200819476 |  |  | PQ | AD | 2771.281 | 8100101 | no | no |  |  | no |  |  | 1396144.459 | 15287347.816 |  | -1
node_8100101_200819477 |  |  | PQ | AN | 2771.281 | 8100101 | no | no |  |  | no |  |  | 1396396.366 | 15287781.317 |  | -1
node_8100101_200819478 |  |  | PQ | AD | 2771.281 | 8100101 | no | no |  |  | no |  |  | 1396404.176 | 15287700.812 |  | -1
node_8100101_200819479 |  |  | PQ | AN | 2771.281 | 8100101 | no | no |  |  | no |  |  | 1396539.395 | 15287643.611 |  | -1
node_8100101_200819480 |  |  | PQ | AD | 2771.281 | 8100101 | no | no |  |  | no |  |  | 1396410.424 | 15287602.871 |  | -1
node_8100101_200819481 |  |  | PQ | AN | 2771.281 | 8100101 | no | no |  |  | no |  |  | 1396418.231 | 15287504.492 |  | -1
node_8100101_200819482 |  |  | PQ | AD | 2771.281 | 8100101 | no | no |  |  | no |  |  | 1396418.131 | 15287397.527 |  | -1
node_8100101_200819483 |  |  | PQ | AD | 2771.281 | 8100101 | no | no |  |  | no |  |  | 1396432.029 | 15287249.429 |  | -1
node_8100101_200819484 |  |  | PQ | AN | 2771.281 | 8100101 | no | no |  |  | no |  |  | 1395706.944 | 15287211.334 |  | -1
node_8100101_200819485 |  |  | PQ | AD | 2771.281 | 8100101 | no | no |  |  | no |  |  | 1395858.285 | 15287199.822 |  | -1
node_8100101_200819487 |  |  | PQ | AN | 2771.281 | 8100101 | no | no |  |  | no |  |  | 1396018.824 | 15287158.196 |  | -1
node_8100101_200819488 |  |  | PQ | AD | 2771.281 | 8100101 | no | no |  |  | no |  |  | 1396140.981 | 15287174.775 |  | -1
node_8100101_200819489 |  |  | PQ | AD | 2771.281 | 8100101 | no | no |  |  | no |  |  | 1396312.915 | 15287136.858 |  | -1
node_8100101_200819490 |  |  | PQ | AN | 2771.281 | 8100101 | no | no |  |  | no |  |  | 1396429.31 | 15287092.447 |  | -1
node_8100101_200819492 |  |  | PQ | AD | 2771.281 | 8100101 | no | no |  |  | no |  |  | 1396542.626 | 15287047.672 |  | -1
node_8100101_200819493 |  |  | PQ | AD | 2771.281 | 8100101 | no | no |  |  | no |  |  | 1396643.991 | 15286987.053 |  | -1
node_8100101_200819494 |  |  | PQ | AD | 2771.281 | 8100101 | no | no |  |  | no |  |  | 1396750.272 | 15286851.06 |  | -1
node_8100101_200819495 |  |  | PQ | AN | 2771.281 | 8100101 | no | no |  |  | no |  |  | 1396854.05 | 15286721.051 |  | -1
node_8100101_200819496 |  |  | PQ | AD | 2771.281 | 8100101 | no | no |  |  | no |  |  | 1397143.469 | 15286969.052 |  | -1
node_8100101_200819497 |  |  | PQ | AD | 2771.281 | 8100101 | no | no |  |  | no |  |  | 1397281.945 | 15286775.068 |  | -1
node_8100101_200819499 |  |  | PQ | AD | 2771.281 | 8100101 | no | no |  |  | no |  |  | 1397787.39 | 15286127.003 |  | -1
node_8100101_200819500 |  |  | PQ | AN | 2771.281 | 8100101 | no | no |  |  | no |  |  | 1398076.11 | 15286131.318 |  | -1
node_8100101_200819501 |  |  | PQ | AD | 2771.281 | 8100101 | no | no |  |  | no |  |  | 1397704.53 | 15285930.249 |  | -1
node_8100101_200819502 |  |  | PQ | AN | 2771.281 | 8100101 | no | no |  |  | no |  |  | 1397736.824 | 15285719.16 |  | -1
node_8100101_200819504 |  |  | PQ | AD | 2771.281 | 8100101 | no | no |  |  | no |  |  | 1397818.421 | 15286570.573 |  | -1
node_8100101_200819505 |  |  | PQ | AD | 2771.281 | 8100101 | no | no |  |  | no |  |  | 1397908.101 | 15286754.615 |  | -1
node_8100101_200819506 |  |  | PQ | AD | 2771.281 | 8100101 | no | no |  |  | no |  |  | 1398005.44 | 15286895.427 |  | -1
node_8100101_200819507 |  |  | PQ | AN | 2771.281 | 8100101 | no | no |  |  | no |  |  | 1398087.555 | 15287096.956 |  | -1
node_8100101_200819509 |  |  | PQ | AD | 2771.281 | 8100101 | no | no |  |  | no |  |  | 1398117.8 | 15287159.851 |  | -1
node_8100101_200819510 |  |  | PQ | AD | 2771.281 | 8100101 | no | no |  |  | no |  |  | 1398422.774 | 15287045.616 |  | -1
node_8100101_200819511 |  |  | PQ | AN | 2771.281 | 8100101 | no | no |  |  | no |  |  | 1398407.045 | 15287012.817 |  | -1
node_8100101_200819512 |  |  | PQ | AD | 2771.281 | 8100101 | no | no |  |  | no |  |  | 1398392.827 | 15286765.525 |  | -1
node_8100101_200819513 |  |  | PQ | AN | 2771.281 | 8100101 | no | no |  |  | no |  |  | 1398381.158 | 15286519.81 |  | -1
node_8100101_200820536 |  |  | PQ | AD | 2771.281 | 8100101 | no | no |  |  | no |  |  | 1395862.472 | 15287282.665 |  | -1
node_8100101_200820537 |  |  | PQ | AN | 2771.281 | 8100101 | no | no |  |  | no |  |  | 1395840.707 | 15287434.218 |  | -1
node_8100101_200820538 |  |  | PQ | AD | 2771.281 | 8100101 | no | no |  |  | no |  |  | 1395837.168 | 15287562.173 |  | -1
node_8100101_200820539 |  |  | PQ | AN | 2771.281 | 8100101 | no | no |  |  | no |  |  | 1395826.409 | 15287760.418 |  | -1
node_8100101_200917349 |  |  | PQ | ABCN | 2771.281 | 8100101 | no | no |  |  | no |  |  | 1392322.558 | 15288093.122 |  | -1
node_8100101_200952140 |  |  | PQ | AD | 2771.281 | 8100101 | no | no |  |  | no |  |  | 1393665.351 | 15290169.287 |  | -1
node_8100101_200954414 |  |  | PQ | ABCD | 2771.281 | 8100101 | no | no |  |  | no |  |  | 1392741.686 | 15286941.299 |  | -1
node_8100101_200967131 |  |  | PQ | AN | 2771.281 | 8100101 | no | no |  |  | no |  |  | 1395869.724 | 15289191.992 |  | -1
node_8100101_200967134 |  |  | PQ | AN | 2771.281 | 8100101 | no | no |  |  | no |  |  | 1395187.793 | 15288779.154 |  | -1
node_8100101_200967956 |  |  | PQ | AN | 2771.281 | 8100101 | no | no |  |  | no |  |  | 1397704.042 | 15285566.577 |  | -1
node_8100101_200973504 |  |  | PQ | AN | 2771.281 | 8100101 | no | no |  |  | no |  |  | 1397717.289 | 15285273.832 |  | -1
node_8100101_200974835 |  |  | PQ | ABCN | 2771.281 | 8100101 | no | no |  |  | no |  |  | 1392389.159 | 15289511.336 |  | -1
node_8100101_200975588 |  |  | PQ | ABCN | 2771.281 | 8100101 | no | no |  |  | no |  |  | 1394315.805 | 15287505.275 |  | -1
node_8100101_200980272 |  |  | PQ | AN | 7199.557 | 8100101 | no | no |  |  | no |  |  | 1397213.255 | 15289049.179 |  | -1
node_8100101_200987241 |  |  | PQ | AN | 7199.557 | 8100101 | no | no |  |  | no |  |  | 1397313.086 | 15286227.842 |  | -1
node_8100101_201008356 |  |  | PQ | ABCN | 2771.281 | 8100101 | no | no |  |  | no |  |  | 1393132.748 | 15287164.657 |  | -1
node_8100101_201022007 |  |  | PQ | AD | 2771.281 | 8100101 | no | no |  |  | no |  |  | 1394892.482 | 15288749.866 |  | -1
node_8100101_201022008 |  |  | PQ | AD | 2771.281 | 8100101 | no | no |  |  | no |  |  | 1394989.128 | 15288766.577 |  | -1
node_8100101_201022009 |  |  | PQ | AD | 2771.281 | 8100101 | no | no |  |  | no |  |  | 1395092.177 | 15288774.818 |  | -1
node_8100101_201023373 |  |  | PQ | ABCD | 2771.281 | 8100101 | no | no |  |  | no |  |  | 1392598.134 | 15288728.368 |  | -1
node_8100101_201023374 |  |  | PQ | ABCD | 2771.281 | 8100101 | no | no |  |  | no |  |  | 1392496.063 | 15288696.39 |  | -1
node_8100101_201023375 |  |  | PQ | ABCD | 2771.281 | 8100101 | no | no |  |  | no |  |  | 1392409.929 | 15288669.027 |  | -1
node_8100101_201023376 |  |  | PQ | ABCN | 2771.281 | 8100101 | no | no |  |  | no |  |  | 1392341.605 | 15288775.691 |  | -1
node_8100101_201023377 |  |  | PQ | AD | 2771.281 | 8100101 | no | no |  |  | no |  |  | 1392630.524 | 15288678.607 |  | -1
node_8100101_201023378 |  |  | PQ | AD | 2771.281 | 8100101 | no | no |  |  | no |  |  | 1392649.643 | 15288603.627 |  | -1
node_8100101_201023379 |  |  | PQ | AD | 2771.281 | 8100101 | no | no |  |  | no |  |  | 1392692.376 | 15288490.346 |  | -1
node_8100101_201023380 |  |  | PQ | AN | 2771.281 | 8100101 | no | no |  |  | no |  |  | 1392694.697 | 15288440.742 |  | -1
node_8100101_201023384 |  |  | PQ | ABCD | 2771.281 | 8100101 | no | no |  |  | no |  |  | 1392749.466 | 15287962.775 |  | -1
node_8100101_201023385 |  |  | PQ | ABCD | 2771.281 | 8100101 | no | no |  |  | no |  |  | 1392751.85 | 15287866.864 |  | -1
node_8100101_201023386 |  |  | PQ | ABCD | 2771.281 | 8100101 | no | no |  |  | no |  |  | 1392759.465 | 15287573.254 |  | -1
node_8100101_201023387 |  |  | PQ | ABCD | 2771.281 | 8100101 | no | no |  |  | no |  |  | 1392756.186 | 15287374.508 |  | -1
node_8100101_201023388 |  |  | PQ | ABCD | 2771.281 | 8100101 | no | no |  |  | no |  |  | 1392763.314 | 15287258.319 |  | -1
node_8100101_201023389 |  |  | PQ | ABCN | 2771.281 | 8100101 | no | no |  |  | no |  |  | 1392767.209 | 15287141.967 |  | -1
node_8100101_201023390 |  |  | PQ | ABCD | 2771.281 | 8100101 | no | no |  |  | no |  |  | 1392765.629 | 15287024.686 |  | -1
node_8100101_201023391 |  |  | PQ | ABCD | 2771.281 | 8100101 | no | no |  |  | no |  |  | 1392755.183 | 15287694.167 |  | -1
node_8100101_201023392 |  |  | PQ | ABCN | 2771.281 | 8100101 | no | no |  |  | no |  |  | 1392757.572 | 15287481.307 |  | -1
node_8100101_201023393 |  |  | PQ | ABCD | 2771.281 | 8100101 | no | no |  |  | no |  |  | 1394568.367 | 15288027.103 |  | -1
node_8100101_201023493 |  |  | PQ | ABCN | 2771.281 | 8100101 | no | no |  |  | no |  |  | 1392547.14 | 15287916.645 |  | -1
node_8100101_201026975 |  |  | PQ | ABCN | 2771.281 | 8100101 | no | no |  |  | no |  |  | 1392346.672 | 15288652.675 |  | -1
node_8100101_201030768 |  |  | PQ | AD | 2771.281 | 8100101 | no | no |  |  | no |  |  | 1392822.192 | 15287700.862 |  | -1
node_8100101_201034927 |  |  | PQ | ABCD | 2771.281 | 8100101 | no | no |  |  | no |  |  | 1392733.75 | 15286912.339 |  | -1
node_8100101_201038028 |  |  | PQ | ABCN | 2771.281 | 8100101 | no | no |  |  | no |  |  | 1392725.018 | 15286883.813 |  | -1
node_8100101_201042563 |  |  | PQ | AD | 2771.281 | 8100101 | no | no |  |  | no |  |  | 1392517.088 | 15289241.503 |  | -1
node_8100101_201046585 |  |  | PQ | ABCN | 2771.281 | 8100101 | no | no |  |  | no |  |  | 1392689.155 | 15286875.376 |  | -1
node_8100101_201056319 |  |  | PQ | ABCD | 2771.281 | 8100101 | no | no |  |  | no |  |  | 1393607.447 | 15289294.328 |  | -1
node_8100101_311908685 |  |  | PQ | AN | 7199.557 | 8100101 | no | no |  |  | no |  |  | 1397295.427 | 15286349.396 |  | -1
node_8100101_311908687 |  |  | PQ | AN | 7199.557 | 8100101 | no | no |  |  | no |  |  | 1393151.839 | 15286392.658 |  | -1
node_220383165 |  |  | PQ | AD | 2771.281 | 8100101 | no | no |  |  | no |  |  | 1396383.963 | 15288010.742 |  | -1
node_220463563 |  |  | PQ | AN | 7199.557 | 8100101 | no | no |  |  | no |  |  | 1393142.981 | 15286390.739 |  | -1
node_220518152 |  |  | PQ | AN | 7199.557 | 8100101 | no | no |  |  | no |  |  | 1396432.676 | 15288151.793 |  | -1
node_220522415 |  |  | PQ | AN | 7199.557 | 8100101 | no | no |  |  | no |  |  | 1397295.277 | 15286357.521 |  | -1
node_220557251 |  |  | PQ | AD | 7199.557 | 8100101 | no | no |  |  | no |  |  | 1397295.33 | 15286354.647 |  | -1
node_220557252 |  |  | PQ | AD | 7199.557 | 8100101 | no | no |  |  | no |  |  | 1393146.546 | 15286391.511 |  | -1
node_311851785 |  |  | PQ | AD | 2771.281 | 8100101 | no | no |  |  | no |  |  | 1393139.126 | 15286389.904 |  | -1
node_311908247 |  |  | PQ | AD | 2771.281 | 8100101 | no | no |  |  | no |  |  | 1396429.882 | 15288143.704 |  | -1
node_312011889 |  |  | PQ | AD | 2771.281 | 8100101 | no | no |  |  | no |  |  | 1397295.173 | 15286363.136 |  | -1
node_SOURCE_8100101 |  |  | SWING | ABCN | 2771.281 | 8100101 | no | no |  |  | no |  |  | 1392700.049 | 15286829.659 |  | -1
node_intto1_1392188_737_15288800_44 |  |  | PQ | ABCD | 2771.281 | 8100101 | no | no |  |  | no |  |  | 1392188.737 | 15288800.44 |  | -1
node_intto1_1392362_415_15288086_075 |  |  | PQ | ABCD | 2771.281 | 8100101 | no | no |  |  | no |  |  | 1392362.415 | 15288086.075 |  | -1
node_intto1_8100101_200805295 |  |  | PQ | ABCN | 2771.281 | 8100101 | no | no |  |  | no |  |  | 1393351.481 | 15289314.865 |  | -1
node_intto1_8100101_200805511 |  |  | PQ | AN | 7199.557 | 8100101 | no | no |  |  | no |  |  | 1396716.137 | 15288152.798 |  | -1
node_intto1_8100101_200809954 |  |  | PQ | ABCD | 2771.281 | 8100101 | no | no |  |  | no |  |  | 1394773.283 | 15289526.135 |  | -1
node_intto1_8100101_200810019 |  |  | PQ | ABCD | 2771.281 | 8100101 | no | no |  |  | no |  |  | 1392409.574 | 15288938.065 |  | -1
node_intto1_8100101_200810629 |  |  | PQ | ABCD | 2771.281 | 8100101 | no | no |  |  | no |  |  | 1392499.752 | 15289142.35 |  | -1
node_intto1_8100101_200810637 |  |  | PQ | AD | 2771.281 | 8100101 | no | no |  |  | no |  |  | 1393515.944 | 15285780.071 |  | -1
node_intto1_8100101_200810648 |  |  | PQ | AD | 2771.281 | 8100101 | no | no |  |  | no |  |  | 1394374.71 | 15285111.084 |  | -1
node_intto1_8100101_200810665 |  |  | PQ | AD | 2771.281 | 8100101 | no | no |  |  | no |  |  | 1395632.855 | 15285284.293 |  | -1
node_intto1_8100101_200810725 |  |  | PQ | ABCD | 2771.281 | 8100101 | no | no |  |  | no |  |  | 1392757.052 | 15286924.608 |  | -1
node_intto1_8100101_200810842 |  |  | PQ | ABCD | 2771.281 | 8100101 | no | no |  |  | no |  |  | 1392497.605 | 15289802.424 |  | -1
node_intto1_8100101_200811056 |  |  | PQ | AD | 2771.281 | 8100101 | no | no |  |  | no |  |  | 1394457.465 | 15288637.186 |  | -1
node_intto1_8100101_200811089 |  |  | PQ | AD | 2771.281 | 8100101 | no | no |  |  | no |  |  | 1394683.02 | 15288738.478 |  | -1
node_intto1_8100101_200811098 |  |  | PQ | AD | 2771.281 | 8100101 | no | no |  |  | no |  |  | 1394709.789 | 15288455.831 |  | -1
node_intto1_8100101_200811111 |  |  | PQ | AD | 2771.281 | 8100101 | no | no |  |  | no |  |  | 1394694.97 | 15288068.598 |  | -1
node_intto1_8100101_200811119 |  |  | PQ | AD | 2771.281 | 8100101 | no | no |  |  | no |  |  | 1395060.183 | 15287681.777 |  | -1
node_intto1_8100101_200811133 |  |  | PQ | AD | 2771.281 | 8100101 | no | no |  |  | no |  |  | 1394202.837 | 15287236.979 |  | -1
node_intto1_8100101_200811148 |  |  | PQ | AD | 2771.281 | 8100101 | no | no |  |  | no |  |  | 1394601.517 | 15287810.75 |  | -1
node_intto1_8100101_200811208 |  |  | PQ | AD | 2771.281 | 8100101 | no | no |  |  | no |  |  | 1392981.477 | 15289045.543 |  | -1
node_intto1_8100101_200811269 |  |  | PQ | AD | 2771.281 | 8100101 | no | no |  |  | no |  |  | 1393945.042 | 15289243.79 |  | -1
node_intto1_8100101_200811277 |  |  | PQ | ABCN | 2771.281 | 8100101 | no | no |  |  | no |  |  | 1394016.093 | 15289730.796 |  | -1
node_intto1_8100101_200811286 |  |  | PQ | ABCD | 2771.281 | 8100101 | no | no |  |  | no |  |  | 1393984.267 | 15289582.894 |  | -1
node_intto1_8100101_200811334 |  |  | PQ | AD | 2771.281 | 8100101 | no | no |  |  | no |  |  | 1394834.535 | 15289565.158 |  | -1
node_intto1_8100101_200811407 |  |  | PQ | ABCD | 2771.281 | 8100101 | no | no |  |  | no |  |  | 1392357.8 | 15288259.01 |  | -1
node_intto1_8100101_200815321 |  |  | PQ | AD | 2771.281 | 8100101 | no | no |  |  | no |  |  | 1393328.445 | 15286796.886 |  | -1
node_intto1_8100101_200819475 |  |  | PQ | AD | 2771.281 | 8100101 | no | no |  |  | no |  |  | 1396135.124 | 15287436.251 |  | -1
node_intto1_8100101_200819482 |  |  | PQ | AD | 2771.281 | 8100101 | no | no |  |  | no |  |  | 1396418.131 | 15287397.527 |  | -1
node_intto1_8100101_200819504 |  |  | PQ | AD | 2771.281 | 8100101 | no | no |  |  | no |  |  | 1397818.421 | 15286570.573 |  | -1
node_intto1_8100101_200820537 |  |  | PQ | AD | 2771.281 | 8100101 | no | no |  |  | no |  |  | 1395840.707 | 15287434.218 |  | -1
node_intto1_8100101_200917349 |  |  | PQ | ABCN | 2771.281 | 8100101 | no | no |  |  | no |  |  | 1392322.558 | 15288093.122 |  | -1
node_intto1_8100101_200973504 |  |  | PQ | AN | 2771.281 | 8100101 | no | no |  |  | no |  |  | 1397717.289 | 15285273.832 |  | -1
node_intto1_8100101_201023376 |  |  | PQ | ABCD | 2771.281 | 8100101 | no | no |  |  | no |  |  | 1392341.605 | 15288775.691 |  | -1
node_intto1_8100101_201023493 |  |  | PQ | ABCN | 2771.281 | 8100101 | no | no |  |  | no |  |  | 1392547.14 | 15287916.645 |  | -1
node_intto1_8100101_201026975 |  |  | PQ | ABCD | 2771.281 | 8100101 | no | no |  |  | no |  |  | 1392346.672 | 15288652.675 |  | -1
node_intto1_220383165 |  |  | PQ | AD | 2771.281 | 8100101 | no | no |  |  | no |  |  | 1396383.963 | 15288010.742 |  | -1
node_intto1_220463563 |  |  | PQ | AD | 2771.281 | 8100101 | no | no |  |  | no |  |  | 1393142.981 | 15286390.739 |  | -1
node_intto1_220518152 |  |  | PQ | AD | 2771.281 | 8100101 | no | no |  |  | no |  |  | 1396432.676 | 15288151.793 |  | -1
node_intto1_220522415 |  |  | PQ | AD | 2771.281 | 8100101 | no | no |  |  | no |  |  | 1397295.277 | 15286357.521 |  | -1
node_intto1_220557251 |  |  | PQ | AD | 7199.557 | 8100101 | no | no |  |  | no |  |  | 1397295.33 | 15286354.647 |  | -1
node_intto1_220557252 |  |  | PQ | AD | 7199.557 | 8100101 | no | no |  |  | no |  |  | 1393146.546 | 15286391.511 |  | -1
node_intto1_311851785 |  |  | PQ | AD | 2771.281 | 8100101 | no | no |  |  | no |  |  | 1393139.126 | 15286389.904 |  | -1
node_intto1_311908247 |  |  | PQ | AD | 2771.281 | 8100101 | no | no |  |  | no |  |  | 1396429.882 | 15288143.704 |  | -1
node_intto1_312011889 |  |  | PQ | AD | 2771.281 | 8100101 | no | no |  |  | no |  |  | 1397295.173 | 15286363.136 |  | -1

## overhead_line
data_type | static
owner_type | feeder
owner | 8100101
object | overhead_line
name | groupid | phases | fr | to | length | configuration | dcircuit | selected | monitored | monitored_fields | class_monitored_fields | played | played_fields | comments | R | X | B | lim_kw
oh_line_8100101_200809935 |  | ABCD | node_8100101_200809954 | node_8100101_200809935 | 92.601 | bal_3P_6CU | 8100101 | no | no |  |  | no |  |  | 0 | 0 | 0 | 0
oh_line_8100101_200809954 |  | ABCD | node_8100101_200809979 | node_intto1_8100101_200809954 | 171.393 | bal_3P_6CU | 8100101 | no | no |  |  | no |  |  | 0 | 0 | 0 | 0
oh_line_8100101_200809979 |  | ABCD | node_8100101_200809982 | node_8100101_200809979 | 162.005 | bal_3P_4/0AL | 8100101 | no | no |  |  | no |  |  | 0 | 0 | 0 | 0
oh_line_8100101_200809982 |  | ABCD | node_8100101_200811323 | node_8100101_200809982 | 160.917 | bal_3P_477AL | 8100101 | no | no |  |  | no |  |  | 0 | 0 | 0 | 0
oh_line_8100101_200809983 |  | ABCD | node_8100101_200809982 | node_8100101_200809983 | 80.526 | bal_3P_2/0CU | 8100101 | no | no |  |  | no |  |  | 0 | 0 | 0 | 0
oh_line_8100101_200809984 |  | ABCD | node_8100101_200809983 | node_8100101_200809984 | 78.339 | bal_3P_2/0CU | 8100101 | no | no |  |  | no |  |  | 0 | 0 | 0 | 0
oh_line_8100101_200809985 |  | ABCD | node_8100101_200809984 | node_8100101_200809985 | 81.15 | bal_3P_2/0CU | 8100101 | no | no |  |  | no |  |  | 0 | 0 | 0 | 0
oh_line_8100101_200809986 |  | ABCD | node_8100101_200809985 | node_8100101_200809986 | 137.405 | bal_3P_2/0CU | 8100101 | no | no |  |  | no |  |  | 0 | 0 | 0 | 0
oh_line_8100101_200809990 |  | ABCD | node_8100101_200809986 | node_8100101_200809990 | 90.088 | bal_3P_2/0CU | 8100101 | no | no |  |  | no |  |  | 0 | 0 | 0 | 0
oh_line_8100101_200809994-1 |  | ABCD | node_8100101_200809990 | node_1393938_501_15289371_406 | 55.487 | bal_3P_2/0CU | 8100101 | no | no |  |  | no |  |  | 0 | 0 | 0 | 0
oh_line_8100101_200809994-2 |  | ABCD | node_1393938_501_15289371_406 | node_8100101_200809994 | 4.5 | bal_3P_2/0CU | 8100101 | no | no |  |  | no |  |  | 0 | 0 | 0 | 0
oh_line_8100101_200809995 |  | ABCD | node_8100101_200809994 | node_8100101_200809995 | 126.251 | bal_3P_2/0CU | 8100101 | no | no |  |  | no |  |  | 0 | 0 | 0 | 0
oh_line_8100101_200809996 |  | ABCD | node_8100101_200809995 | node_8100101_200809996 | 93.963 | bal_3P_2/0CU | 8100101 | no | no |  |  | no |  |  | 0 | 0 | 0 | 0
oh_line_8100101_200810001 |  | ABCD | node_8100101_201056319 | node_8100101_200810001 | 187.242 | bal_3P_2/0CU | 8100101 | no | no |  |  | no |  |  | 0 | 0 | 0 | 0
oh_line_8100101_200810003 |  | ABCD | node_8100101_200810001 | node_8100101_200810003 | 83.332 | bal_3P_2/0CU | 8100101 | no | no |  |  | no |  |  | 0 | 0 | 0 | 0
oh_line_8100101_200810005 |  | ABCD | node_8100101_200810003 | node_8100101_200810005 | 105.844 | bal_3P_2/0CU | 8100101 | no | no |  |  | no |  |  | 0 | 0 | 0 | 0
oh_line_8100101_200810007 |  | ABCD | node_8100101_200810005 | node_8100101_200810007 | 135.719 | bal_3P_2/0CU | 8100101 | no | no |  |  | no |  |  | 0 | 0 | 0 | 0
oh_line_8100101_200810009 |  | AD | node_8100101_200810024 | node_8100101_200810009 | 127.239 | bal_1P_4CU | 8100101 | no | no |  |  | no |  |  | 0 | 0 | 0 | 0
oh_line_8100101_200810010 |  | ABCD | node_8100101_200810007 | node_8100101_200810010 | 147.917 | bal_3P_2/0CU | 8100101 | no | no |  |  | no |  |  | 0 | 0 | 0 | 0
oh_line_8100101_200810011 |  | ABCD | node_8100101_200810010 | node_8100101_200810011 | 42.795 | bal_3P_2/0CU | 8100101 | no | no |  |  | no |  |  | 0 | 0 | 0 | 0
oh_line_8100101_200810012 |  | ABCD | node_8100101_200810011 | node_8100101_200810012 | 55.262 | bal_3P_2/0CU | 8100101 | no | no |  |  | no |  |  | 0 | 0 | 0 | 0
oh_line_8100101_200810013 |  | ABCD | node_8100101_200810012 | node_8100101_200810013 | 138.933 | bal_3P_2/0CU | 8100101 | no | no |  |  | no |  |  | 0 | 0 | 0 | 0
oh_line_8100101_200810014 |  | ABCD | node_8100101_200810013 | node_8100101_200810014 | 50.354 | bal_3P_2/0CU | 8100101 | no | no |  |  | no |  |  | 0 | 0 | 0 | 0
oh_line_8100101_200810016 |  | ABCD | node_8100101_200810014 | node_8100101_200810016 | 73.007 | bal_3P_2/0CU | 8100101 | no | no |  |  | no |  |  | 0 | 0 | 0 | 0
oh_line_8100101_200810017 |  | ABCD | node_8100101_200810016 | node_8100101_200810017 | 129.367 | bal_3P_2/0CU | 8100101 | no | no |  |  | no |  |  | 0 | 0 | 0 | 0
oh_line_8100101_200810018 |  | ABCD | node_8100101_200810017 | node_8100101_200810018 | 66.312 | bal_3P_2/0CU | 8100101 | no | no |  |  | no |  |  | 0 | 0 | 0 | 0
oh_line_8100101_200810019 |  | ABCD | node_8100101_200810018 | node_intto1_8100101_200810019 | 64.914 | bal_3P_2/0CU | 8100101 | no | no |  |  | no |  |  | 0 | 0 | 0 | 0
oh_line_8100101_200810020 |  | ABCD | node_8100101_200810019 | node_8100101_200810020 | 106.363 | bal_3P_2/0CU | 8100101 | no | no |  |  | no |  |  | 0 | 0 | 0 | 0
oh_line_8100101_200810021 |  | ABCD | node_8100101_200810020 | node_8100101_200810021 | 128.94 | bal_3P_2/0CU | 8100101 | no | no |  |  | no |  |  | 0 | 0 | 0 | 0
oh_line_8100101_200810022 |  | ABCD | node_8100101_200810021 | node_8100101_200810022 | 52.735 | bal_3P_1/0AA | 8100101 | no | no |  |  | no |  |  | 0 | 0 | 0 | 0
oh_line_8100101_200810023 |  | ABCD | node_8100101_200810021 | node_intto1_1392188_737_15288800_44 | 161.125 | bal_3P_2/0CU | 8100101 | no | no |  |  | no |  |  | 0 | 0 | 0 | 0
oh_line_8100101_200810024 |  | AD | node_8100101_200810053 | node_8100101_200810024 | 221.187 | bal_1P_6CU | 8100101 | no | no |  |  | no |  |  | 0 | 0 | 0 | 0
oh_line_8100101_200810053 |  | AD | node_8100101_200810108 | node_8100101_200810053 | 234.833 | bal_1P_6CU | 8100101 | no | no |  |  | no |  |  | 0 | 0 | 0 | 0
oh_line_8100101_200810108 |  | ABCD | node_8100101_200809935 | node_8100101_200810108 | 92.013 | bal_3P_6CU | 8100101 | no | no |  |  | no |  |  | 0 | 0 | 0 | 0
oh_line_8100101_200810530 |  | AD | node_8100101_200811171 | node_8100101_200810530 | 45.571 | bal_1P_4CU | 8100101 | no | no |  |  | no |  |  | 0 | 0 | 0 | 0
oh_line_8100101_200810538 |  | ABCD | node_8100101_200811171 | node_8100101_200810538 | 172.187 | bal_3P_4CU | 8100101 | no | no |  |  | no |  |  | 0 | 0 | 0 | 0
oh_line_8100101_200810539 |  | ABCD | node_8100101_200810538 | node_8100101_200810539 | 55.334 | bal_3P_4CU | 8100101 | no | no |  |  | no |  |  | 0 | 0 | 0 | 0
oh_line_8100101_200810540 |  | AD | node_8100101_200810530 | node_8100101_200810540 | 157.686 | bal_1P_4CU | 8100101 | no | no |  |  | no |  |  | 0 | 0 | 0 | 0
oh_line_8100101_200810541 |  | AD | node_8100101_200810540 | node_8100101_200810541 | 134.529 | bal_1P_4CU | 8100101 | no | no |  |  | no |  |  | 0 | 0 | 0 | 0
oh_line_8100101_200810544 |  | AD | node_8100101_200810545 | node_8100101_200810544 | 142.937 | bal_1P_4CU | 8100101 | no | no |  |  | no |  |  | 0 | 0 | 0 | 0
oh_line_8100101_200810545 |  | AD | node_8100101_200810546 | node_8100101_200810545 | 193.803 | bal_1P_4CU | 8100101 | no | no |  |  | no |  |  | 0 | 0 | 0 | 0
oh_line_8100101_200810546 |  | AD | node_8100101_200810547 | node_8100101_200810546 | 189.249 | bal_1P_4CU | 8100101 | no | no |  |  | no |  |  | 0 | 0 | 0 | 0
oh_line_8100101_200810547 |  | AD | node_8100101_200810630 | node_8100101_200810547 | 64.138 | bal_1P_4CU | 8100101 | no | no |  |  | no |  |  | 0 | 0 | 0 | 0
oh_line_8100101_200810548 |  | AD | node_8100101_200810547 | node_8100101_200810548 | 190.738 | bal_1P_4CU | 8100101 | no | no |  |  | no |  |  | 0 | 0 | 0 | 0
oh_line_8100101_200810566 |  | ABCD | node_8100101_200810594 | node_8100101_200810566 | 142.615 | bal_3P_1/0AC | 8100101 | no | no |  |  | no |  |  | 0 | 0 | 0 | 0
oh_line_8100101_200810568 |  | ABCD | node_8100101_200810017 | node_8100101_200810568 | 49.841 | bal_3P_2CU | 8100101 | no | no |  |  | no |  |  | 0 | 0 | 0 | 0
oh_line_8100101_200810569 |  | ABCD | node_8100101_200810017 | node_8100101_200810569 | 59.275 | bal_3P_1/0AA | 8100101 | no | no |  |  | no |  |  | 0 | 0 | 0 | 0
oh_line_8100101_200810570 |  | AD | node_8100101_200810569 | node_8100101_200810570 | 112.118 | bal_1P_4AC | 8100101 | no | no |  |  | no |  |  | 0 | 0 | 0 | 0
oh_line_8100101_200810571 |  | AD | node_8100101_200810570 | node_8100101_200810571 | 77.098 | bal_1P_4AC | 8100101 | no | no |  |  | no |  |  | 0 | 0 | 0 | 0
oh_line_8100101_200810575 |  | AD | node_8100101_201023378 | node_8100101_200810575 | 46.236 | bal_1P_4CU | 8100101 | no | no |  |  | no |  |  | 0 | 0 | 0 | 0
oh_line_8100101_200810585 |  | ABCD | node_8100101_201023384 | node_8100101_200810585 | 93.027 | bal_3P_477AL | 8100101 | no | no |  |  | no |  |  | 0 | 0 | 0 | 0
oh_line_8100101_200810586 |  | ABCD | node_8100101_200810585 | node_8100101_200810586 | 44.658 | bal_3P_1/0AC | 8100101 | no | no |  |  | no |  |  | 0 | 0 | 0 | 0
oh_line_8100101_200810589 |  | ABCD | node_8100101_201023391 | node_8100101_200810589 | 97.536 | bal_3P_477AL | 8100101 | no | no |  |  | no |  |  | 0 | 0 | 0 | 0
oh_line_8100101_200810594 |  | ABCD | node_8100101_200810605 | node_8100101_200810594 | 90.62 | bal_3P_1CU | 8100101 | no | no |  |  | no |  |  | 0 | 0 | 0 | 0
oh_line_8100101_200810598 |  | ABCD | node_8100101_200810725 | node_8100101_200810598 | 9.634 | bal_3P_4/0CU | 8100101 | no | no |  |  | no |  |  | 0 | 0 | 0 | 0
oh_line_8100101_200810605 |  | ABCD | node_8100101_200974835 | node_8100101_200810605 | 115.836 | bal_3P_1CU | 8100101 | no | no |  |  | no |  |  | 0 | 0 | 0 | 0
oh_line_8100101_200810610 |  | AD | node_8100101_200810538 | node_8100101_200810610 | 196.004 | bal_1P_1/0AC | 8100101 | no | no |  |  | no |  |  | 0 | 0 | 0 | 0
oh_line_8100101_200810612 |  | AD | node_8100101_200810610 | node_8100101_200810612 | 94.248 | bal_1P_1/0AC | 8100101 | no | no |  |  | no |  |  | 0 | 0 | 0 | 0
oh_line_8100101_200810613 |  | AD | node_8100101_200810612 | node_8100101_200810613 | 115.635 | bal_1P_1/0AC | 8100101 | no | no |  |  | no |  |  | 0 | 0 | 0 | 0
oh_line_8100101_200810627 |  | ABCD | node_8100101_200810628 | node_8100101_200810627 | 103.4 | bal_3P_1/0CU | 8100101 | no | no |  |  | no |  |  | 0 | 0 | 0 | 0
oh_line_8100101_200810628 |  | ABCD | node_8100101_200810629 | node_8100101_200810628 | 79.01 | bal_3P_1/0CU | 8100101 | no | no |  |  | no |  |  | 0 | 0 | 0 | 0
oh_line_8100101_200810629 |  | ABCD | node_8100101_200810568 | node_intto1_8100101_200810629 | 93.577 | bal_3P_2CU | 8100101 | no | no |  |  | no |  |  | 0 | 0 | 0 | 0
oh_line_8100101_200810630 |  | AD | node_8100101_200810631 | node_8100101_200810630 | 133.206 | bal_1P_4CU | 8100101 | no | no |  |  | no |  |  | 0 | 0 | 0 | 0
oh_line_8100101_200810631 |  | AD | node_8100101_200810632 | node_8100101_200810631 | 89.66 | bal_1P_4CU | 8100101 | no | no |  |  | no |  |  | 0 | 0 | 0 | 0
oh_line_8100101_200810632 |  | AD | node_8100101_200810633 | node_8100101_200810632 | 115.699 | bal_1P_4CU | 8100101 | no | no |  |  | no |  |  | 0 | 0 | 0 | 0
oh_line_8100101_200810633 |  | AD | node_8100101_200810634 | node_8100101_200810633 | 144.776 | bal_1P_4CU | 8100101 | no | no |  |  | no |  |  | 0 | 0 | 0 | 0
oh_line_8100101_200810634 |  | AD | node_8100101_200810635 | node_8100101_200810634 | 194.736 | bal_1P_4CU | 8100101 | no | no |  |  | no |  |  | 0 | 0 | 0 | 0
oh_line_8100101_200810635 |  | AD | node_8100101_200810637 | node_8100101_200810635 | 157.843 | bal_1P_4CU | 8100101 | no | no |  |  | no |  |  | 0 | 0 | 0 | 0
oh_line_8100101_200810637 |  | AD | node_8100101_200810638 | node_intto1_8100101_200810637 | 140.432 | bal_1P_4CU | 8100101 | no | no |  |  | no |  |  | 0 | 0 | 0 | 0
oh_line_8100101_200810638 |  | AD | node_8100101_200810541 | node_8100101_200810638 | 20.761 | bal_1P_4CU | 8100101 | no | no |  |  | no |  |  | 0 | 0 | 0 | 0
oh_line_8100101_200810640 |  | AD | node_8100101_200810544 | node_8100101_200810640 | 73.239 | bal_1P_1/0AA | 8100101 | no | no |  |  | no |  |  | 0 | 0 | 0 | 0
oh_line_8100101_200810641 |  | AD | node_8100101_200810640 | node_8100101_200810641 | 137.886 | bal_1P_1/0AC | 8100101 | no | no |  |  | no |  |  | 0 | 0 | 0 | 0
oh_line_8100101_200810643 |  | AD | node_8100101_200810641 | node_8100101_200810643 | 119.061 | bal_1P_1/0AC | 8100101 | no | no |  |  | no |  |  | 0 | 0 | 0 | 0
oh_line_8100101_200810644 |  | AD | node_8100101_200810643 | node_8100101_200810644 | 128.895 | bal_1P_1/0AC | 8100101 | no | no |  |  | no |  |  | 0 | 0 | 0 | 0
oh_line_8100101_200810647 |  | AD | node_8100101_200816120 | node_8100101_200810647 | 65.094 | bal_1P_1/0AA | 8100101 | no | no |  |  | no |  |  | 0 | 0 | 0 | 0
oh_line_8100101_200810648 |  | AD | node_8100101_200810647 | node_intto1_8100101_200810648 | 80.503 | bal_1P_4CU | 8100101 | no | no |  |  | no |  |  | 0 | 0 | 0 | 0
oh_line_8100101_200810649 |  | AD | node_8100101_200810648 | node_8100101_200810649 | 113.655 | bal_1P_4CU | 8100101 | no | no |  |  | no |  |  | 0 | 0 | 0 | 0
oh_line_8100101_200810650 |  | AD | node_8100101_200810649 | node_8100101_200810650 | 125.632 | bal_1P_4CU | 8100101 | no | no |  |  | no |  |  | 0 | 0 | 0 | 0
oh_line_8100101_200810651 |  | AD | node_8100101_200810650 | node_8100101_200810651 | 145.517 | bal_1P_4CU | 8100101 | no | no |  |  | no |  |  | 0 | 0 | 0 | 0
oh_line_8100101_200810652 |  | AD | node_8100101_200810651 | node_8100101_200810652 | 149.177 | bal_1P_4CU | 8100101 | no | no |  |  | no |  |  | 0 | 0 | 0 | 0
oh_line_8100101_200810653 |  | AD | node_8100101_200810652 | node_8100101_200810653 | 150.333 | bal_1P_4CU | 8100101 | no | no |  |  | no |  |  | 0 | 0 | 0 | 0
oh_line_8100101_200810654 |  | AD | node_8100101_200810653 | node_8100101_200810654 | 114.702 | bal_1P_1/0AC | 8100101 | no | no |  |  | no |  |  | 0 | 0 | 0 | 0
oh_line_8100101_200810655 |  | AD | node_8100101_200810654 | node_8100101_200810655 | 159.994 | bal_1P_1/0AC | 8100101 | no | no |  |  | no |  |  | 0 | 0 | 0 | 0
oh_line_8100101_200810656 |  | AD | node_8100101_200810655 | node_8100101_200810656 | 211.617 | bal_1P_1/0AA | 8100101 | no | no |  |  | no |  |  | 0 | 0 | 0 | 0
oh_line_8100101_200810659 |  | AD | node_8100101_200816127 | node_8100101_200810659 | 222.025 | bal_1P_1/0AA | 8100101 | no | no |  |  | no |  |  | 0 | 0 | 0 | 0
oh_line_8100101_200810660 |  | AD | node_8100101_200815607 | node_8100101_200810660 | 98.386 | bal_1P_1/0AC | 8100101 | no | no |  |  | no |  |  | 0 | 0 | 0 | 0
oh_line_8100101_200810661 |  | AD | node_8100101_200810660 | node_8100101_200810661 | 253.833 | bal_1P_1/0AC | 8100101 | no | no |  |  | no |  |  | 0 | 0 | 0 | 0
oh_line_8100101_200810665 |  | AD | node_8100101_200810659 | node_intto1_8100101_200810665 | 179.174 | bal_1P_8DCW | 8100101 | no | no |  |  | no |  |  | 0 | 0 | 0 | 0
oh_line_8100101_200810666 |  | AD | node_8100101_200810665 | node_8100101_200810666 | 182.621 | bal_1P_8DCW | 8100101 | no | no |  |  | no |  |  | 0 | 0 | 0 | 0
oh_line_8100101_200810667 |  | AD | node_8100101_200810666 | node_8100101_200810667 | 91.528 | bal_1P_8DCW | 8100101 | no | no |  |  | no |  |  | 0 | 0 | 0 | 0
oh_line_8100101_200810668 |  | AD | node_8100101_200810667 | node_8100101_200810668 | 241.156 | bal_1P_8DCW | 8100101 | no | no |  |  | no |  |  | 0 | 0 | 0 | 0
oh_line_8100101_200810669 |  | AD | node_8100101_200810668 | node_8100101_200810669 | 141.942 | bal_1P_8DCW | 8100101 | no | no |  |  | no |  |  | 0 | 0 | 0 | 0
oh_line_8100101_200810670 |  | AD | node_8100101_200810669 | node_8100101_200810670 | 182.715 | bal_1P_2AC | 8100101 | no | no |  |  | no |  |  | 0 | 0 | 0 | 0
oh_line_8100101_200810671 |  | AD | node_8100101_200810670 | node_8100101_200810671 | 114.911 | bal_1P_2AC | 8100101 | no | no |  |  | no |  |  | 0 | 0 | 0 | 0
oh_line_8100101_200810672 |  | AD | node_8100101_200810671 | node_8100101_200810672 | 150.7 | bal_1P_2AC | 8100101 | no | no |  |  | no |  |  | 0 | 0 | 0 | 0
oh_line_8100101_200810673 |  | AD | node_8100101_200810672 | node_8100101_200810673 | 200.437 | bal_1P_2AC | 8100101 | no | no |  |  | no |  |  | 0 | 0 | 0 | 0
oh_line_8100101_200810724 |  | ABCD | node_8100101_200810725 | node_8100101_200810724 | 192.917 | bal_3P_477AL | 8100101 | no | no |  |  | no |  |  | 0 | 0 | 0 | 0
oh_line_8100101_200810725 |  | ABCD | node_8100101_201034927 | node_intto1_8100101_200810725 | 26.334 | bal_3P_477AL | 8100101 | no | no |  |  | no |  |  | 0 | 0 | 0 | 0
oh_line_8100101_200810784 |  | ABCD | node_8100101_200810594 | node_8100101_200810784 | 74.316 | bal_3P_1CU | 8100101 | no | no |  |  | no |  |  | 0 | 0 | 0 | 0
oh_line_8100101_200810826 |  | AD | node_8100101_200952140 | node_8100101_200810826 | 167.428 | bal_1P_1/0AC | 8100101 | no | no |  |  | no |  |  | 0 | 0 | 0 | 0
oh_line_8100101_200810835 |  | AD | node_8100101_200810838 | node_8100101_200810835 | 108.237 | bal_1P_1/0AC | 8100101 | no | no |  |  | no |  |  | 0 | 0 | 0 | 0
oh_line_8100101_200810838 |  | ABCD | node_8100101_200810839 | node_8100101_200810838 | 101.509 | bal_3P_1/0AC | 8100101 | no | no |  |  | no |  |  | 0 | 0 | 0 | 0
oh_line_8100101_200810839 |  | ABCD | node_8100101_200810841 | node_8100101_200810839 | 74.562 | bal_3P_1/0AC | 8100101 | no | no |  |  | no |  |  | 0 | 0 | 0 | 0
oh_line_8100101_200810841 |  | ABCD | node_8100101_200810843 | node_8100101_200810841 | 104.485 | bal_3P_1/0AA | 8100101 | no | no |  |  | no |  |  | 0 | 0 | 0 | 0
oh_line_8100101_200810842 |  | ABCD | node_8100101_200810784 | node_intto1_8100101_200810842 | 115.696 | bal_3P_1/0AC | 8100101 | no | no |  |  | no |  |  | 0 | 0 | 0 | 0
oh_line_8100101_200810843 |  | ABCD | node_8100101_200810845 | node_8100101_200810843 | 96.346 | bal_3P_1/0AA | 8100101 | no | no |  |  | no |  |  | 0 | 0 | 0 | 0
oh_line_8100101_200810845 |  | ABCD | node_8100101_200810847 | node_8100101_200810845 | 96.884 | bal_3P_1/0AA | 8100101 | no | no |  |  | no |  |  | 0 | 0 | 0 | 0
oh_line_8100101_200810847 |  | ABCD | node_8100101_200811296 | node_8100101_200810847 | 68.522 | bal_3P_477AL | 8100101 | no | no |  |  | no |  |  | 0 | 0 | 0 | 0
oh_line_8100101_200810849 |  | ABCD | node_8100101_200810847 | node_8100101_200810849 | 119.93 | bal_3P_477AL | 8100101 | no | no |  |  | no |  |  | 0 | 0 | 0 | 0
oh_line_8100101_200810850 |  | ABCD | node_8100101_200810849 | node_8100101_200810850 | 108.6 | bal_3P_477AL | 8100101 | no | no |  |  | no |  |  | 0 | 0 | 0 | 0
oh_line_8100101_200810852 |  | ABCD | node_8100101_200810850 | node_8100101_200810852 | 209.362 | bal_3P_477AL | 8100101 | no | no |  |  | no |  |  | 0 | 0 | 0 | 0
oh_line_8100101_200810855 |  | ABCD | node_8100101_200810852 | node_8100101_200810855 | 62.65 | bal_3P_477AL | 8100101 | no | no |  |  | no |  |  | 0 | 0 | 0 | 0
oh_line_8100101_200810856 |  | ABCD | node_8100101_200810855 | node_8100101_200810856 | 93.601 | bal_3P_477AL | 8100101 | no | no |  |  | no |  |  | 0 | 0 | 0 | 0
oh_line_8100101_200810859 |  | ABCD | node_8100101_200810842 | node_8100101_200810859 | 68 | bal_3P_1/0AC | 8100101 | no | no |  |  | no |  |  | 0 | 0 | 0 | 0
oh_line_8100101_200810875 |  | AD | node_8100101_200810859 | node_8100101_200810875 | 115.071 | bal_1P_1/0AC | 8100101 | no | no |  |  | no |  |  | 0 | 0 | 0 | 0
oh_line_8100101_200810898 |  | AD | node_8100101_200810875 | node_8100101_200810898 | 70.002 | bal_1P_1/0AC | 8100101 | no | no |  |  | no |  |  | 0 | 0 | 0 | 0
oh_line_8100101_200810912 |  | AD | node_8100101_200810898 | node_8100101_200810912 | 153.527 | bal_1P_1/0AC | 8100101 | no | no |  |  | no |  |  | 0 | 0 | 0 | 0
oh_line_8100101_200810942 |  | AD | node_8100101_200810912 | node_8100101_200810942 | 116.868 | bal_1P_1/0AC | 8100101 | no | no |  |  | no |  |  | 0 | 0 | 0 | 0
oh_line_8100101_200810954 |  | AD | node_8100101_200810942 | node_8100101_200810954 | 55.655 | bal_1P_1/0AC | 8100101 | no | no |  |  | no |  |  | 0 | 0 | 0 | 0
oh_line_8100101_200810968 |  | AD | node_8100101_200811330 | node_8100101_200810968 | 94.228 | bal_1P_1/0AC | 8100101 | no | no |  |  | no |  |  | 0 | 0 | 0 | 0
oh_line_8100101_200811020 |  | AN | node_8100101_200811021 | node_8100101_200811020 | 125.206 | bal_1P_1/0AC_1/0AC(N) | 8100101 | no | no |  |  | no |  |  | 0 | 0 | 0 | 0
oh_line_8100101_200811021 |  | AN | node_8100101_200811022 | node_8100101_200811021 | 185.884 | bal_1P_1/0AC_1/0AC(N) | 8100101 | no | no |  |  | no |  |  | 0 | 0 | 0 | 0
oh_line_8100101_200811022 |  | AN | node_8100101_200811024 | node_8100101_200811022 | 176.085 | bal_1P_1/0AC_1/0AC(N) | 8100101 | no | no |  |  | no |  |  | 0 | 0 | 0 | 0
oh_line_8100101_200811024 |  | AN | node_8100101_200811026 | node_8100101_200811024 | 200.206 | bal_1P_1/0AC_1/0AC(N) | 8100101 | no | no |  |  | no |  |  | 0 | 0 | 0 | 0
oh_line_8100101_200811026 |  | AN | node_8100101_200811028 | node_8100101_200811026 | 180.18 | bal_1P_1/0AC_1/0AC(N) | 8100101 | no | no |  |  | no |  |  | 0 | 0 | 0 | 0
oh_line_8100101_200811027 |  | AN | node_8100101_200811026 | node_8100101_200811027 | 42.03 | bal_1P_1/0AC_1/0AC(N) | 8100101 | no | no |  |  | no |  |  | 0 | 0 | 0 | 0
oh_line_8100101_200811028 |  | AN | node_8100101_200811029 | node_8100101_200811028 | 173.63 | bal_1P_1/0AC_1/0AC(N) | 8100101 | no | no |  |  | no |  |  | 0 | 0 | 0 | 0
oh_line_8100101_200811029-1 |  | AD | node_220518152 | node_8100101_200811029 | 9.692 | bal_1P_1/0AC | 8100101 | no | no |  |  | no |  |  | 0 | 0 | 0 | 0
oh_line_8100101_200811029-2 |  | AD | node_311908247 | node_intto1_220518152 | 8.558 | bal_1P_1/0AC | 8100101 | no | no |  |  | no |  |  | 0 | 0 | 0 | 0
oh_line_8100101_200811029-3 |  | AD | node_220383165 | node_intto1_311908247 | 140.668 | bal_1P_1/0AC | 8100101 | no | no |  |  | no |  |  | 0 | 0 | 0 | 0
oh_line_8100101_200811029-4 |  | AD | node_8100101_200811030 | node_intto1_220383165 | 11.339 | bal_1P_1/0AC | 8100101 | no | no |  |  | no |  |  | 0 | 0 | 0 | 0
oh_line_8100101_200811030 |  | AD | node_8100101_200819477 | node_8100101_200811030 | 219.299 | bal_1P_1/0AC | 8100101 | no | no |  |  | no |  |  | 0 | 0 | 0 | 0
oh_line_8100101_200811042 |  | AD | node_8100101_200811183 | node_8100101_200811042 | 73.831 | bal_1P_1/0AC | 8100101 | no | no |  |  | no |  |  | 0 | 0 | 0 | 0
oh_line_8100101_200811043 |  | AD | node_8100101_200811042 | node_8100101_200811043 | 25.697 | bal_1P_1/0AC | 8100101 | no | no |  |  | no |  |  | 0 | 0 | 0 | 0
oh_line_8100101_200811044 |  | AD | node_8100101_200811042 | node_8100101_200811044 | 117.515 | bal_1P_1/0AC | 8100101 | no | no |  |  | no |  |  | 0 | 0 | 0 | 0
oh_line_8100101_200811045 |  | AD | node_8100101_200814817 | node_8100101_200811045 | 99.511 | bal_1P_1/0AC | 8100101 | no | no |  |  | no |  |  | 0 | 0 | 0 | 0
oh_line_8100101_200811046 |  | AD | node_8100101_200811045 | node_8100101_200811046 | 89.3 | bal_1P_1/0AC | 8100101 | no | no |  |  | no |  |  | 0 | 0 | 0 | 0
oh_line_8100101_200811047 |  | AD | node_8100101_200811046 | node_8100101_200811047 | 80.421 | bal_1P_1/0AC | 8100101 | no | no |  |  | no |  |  | 0 | 0 | 0 | 0
oh_line_8100101_200811048 |  | AD | node_8100101_200811226 | node_8100101_200811048 | 151.041 | bal_1P_1/0AC | 8100101 | no | no |  |  | no |  |  | 0 | 0 | 0 | 0
oh_line_8100101_200811049 |  | AD | node_8100101_200811048 | node_8100101_200811049 | 80.082 | bal_1P_1/0AC | 8100101 | no | no |  |  | no |  |  | 0 | 0 | 0 | 0
oh_line_8100101_200811054 |  | AD | node_8100101_200811055 | node_8100101_200811054 | 114.653 | bal_1P_4CU | 8100101 | no | no |  |  | no |  |  | 0 | 0 | 0 | 0
oh_line_8100101_200811055 |  | AD | node_8100101_200811056 | node_8100101_200811055 | 84.488 | bal_1P_4CU | 8100101 | no | no |  |  | no |  |  | 0 | 0 | 0 | 0
oh_line_8100101_200811056 |  | AD | node_8100101_200811301 | node_intto1_8100101_200811056 | 53.243 | bal_1P_4CU | 8100101 | no | no |  |  | no |  |  | 0 | 0 | 0 | 0
oh_line_8100101_200811064 |  | AD | node_8100101_200811065 | node_8100101_200811064 | 99.305 | bal_1P_1/0AA | 8100101 | no | no |  |  | no |  |  | 0 | 0 | 0 | 0
oh_line_8100101_200811065 |  | AD | node_8100101_200811353 | node_8100101_200811065 | 36.534 | bal_1P_1/0AA | 8100101 | no | no |  |  | no |  |  | 0 | 0 | 0 | 0
oh_line_8100101_200811066 |  | AD | node_8100101_200811298 | node_8100101_200811066 | 58.747 | bal_1P_1/0AC | 8100101 | no | no |  |  | no |  |  | 0 | 0 | 0 | 0
oh_line_8100101_200811067 |  | AD | node_8100101_200811354 | node_8100101_200811067 | 130.69 | bal_1P_1/0AA | 8100101 | no | no |  |  | no |  |  | 0 | 0 | 0 | 0
oh_line_8100101_200811068 |  | AD | node_8100101_200811067 | node_8100101_200811068 | 166.748 | bal_1P_1/0AC | 8100101 | no | no |  |  | no |  |  | 0 | 0 | 0 | 0
oh_line_8100101_200811069 |  | AD | node_8100101_200811068 | node_8100101_200811069 | 160.461 | bal_1P_1/0AC | 8100101 | no | no |  |  | no |  |  | 0 | 0 | 0 | 0
oh_line_8100101_200811071 |  | AD | node_8100101_200811066 | node_8100101_200811071 | 119.918 | bal_1P_1/0AC | 8100101 | no | no |  |  | no |  |  | 0 | 0 | 0 | 0
oh_line_8100101_200811072 |  | AD | node_8100101_200811071 | node_8100101_200811072 | 94.107 | bal_1P_1/0AC | 8100101 | no | no |  |  | no |  |  | 0 | 0 | 0 | 0
oh_line_8100101_200811073 |  | AD | node_8100101_200811072 | node_8100101_200811073 | 110.05 | bal_1P_1/0AC | 8100101 | no | no |  |  | no |  |  | 0 | 0 | 0 | 0
oh_line_8100101_200811074 |  | AD | node_8100101_200811073 | node_8100101_200811074 | 90.314 | bal_1P_1/0AC | 8100101 | no | no |  |  | no |  |  | 0 | 0 | 0 | 0
oh_line_8100101_200811078 |  | AD | node_8100101_200811067 | node_8100101_200811078 | 105.595 | bal_1P_1/0AC | 8100101 | no | no |  |  | no |  |  | 0 | 0 | 0 | 0
oh_line_8100101_200811088 |  | AD | node_8100101_200811300 | node_8100101_200811088 | 59.776 | bal_1P_1/0AC | 8100101 | no | no |  |  | no |  |  | 0 | 0 | 0 | 0
oh_line_8100101_200811089 |  | AD | node_8100101_200811088 | node_intto1_8100101_200811089 | 121.855 | bal_1P_1/0AC | 8100101 | no | no |  |  | no |  |  | 0 | 0 | 0 | 0
oh_line_8100101_200811090 |  | AD | node_8100101_200811089 | node_8100101_200811090 | 100.719 | bal_1P_1/0AC | 8100101 | no | no |  |  | no |  |  | 0 | 0 | 0 | 0
oh_line_8100101_200811097 |  | AD | node_8100101_200811303 | node_8100101_200811097 | 70.088 | bal_1P_1/0AC | 8100101 | no | no |  |  | no |  |  | 0 | 0 | 0 | 0
oh_line_8100101_200811098 |  | AD | node_8100101_200811097 | node_intto1_8100101_200811098 | 115.656 | bal_1P_1/0AC | 8100101 | no | no |  |  | no |  |  | 0 | 0 | 0 | 0
oh_line_8100101_200811099 |  | AD | node_8100101_200811098 | node_8100101_200811099 | 149.508 | bal_1P_1/0AC | 8100101 | no | no |  |  | no |  |  | 0 | 0 | 0 | 0
oh_line_8100101_200811110 |  | AD | node_8100101_201023393 | node_8100101_200811110 | 59.448 | bal_1P_1/0AC | 8100101 | no | no |  |  | no |  |  | 0 | 0 | 0 | 0
oh_line_8100101_200811111 |  | AD | node_8100101_200811110 | node_intto1_8100101_200811111 | 77.111 | bal_1P_1/0AC | 8100101 | no | no |  |  | no |  |  | 0 | 0 | 0 | 0
oh_line_8100101_200811112 |  | AD | node_8100101_200811111 | node_8100101_200811112 | 104.574 | bal_1P_1/0AC | 8100101 | no | no |  |  | no |  |  | 0 | 0 | 0 | 0
oh_line_8100101_200811113 |  | AD | node_8100101_200811112 | node_8100101_200811113 | 148.334 | bal_1P_1/0AC | 8100101 | no | no |  |  | no |  |  | 0 | 0 | 0 | 0
oh_line_8100101_200811114 |  | AD | node_8100101_200811113 | node_8100101_200811114 | 90.538 | bal_1P_1/0AA | 8100101 | no | no |  |  | no |  |  | 0 | 0 | 0 | 0
oh_line_8100101_200811115 |  | AD | node_8100101_200811114 | node_8100101_200811115 | 115.935 | bal_1P_1/0AA | 8100101 | no | no |  |  | no |  |  | 0 | 0 | 0 | 0
oh_line_8100101_200811116 |  | AD | node_8100101_200811115 | node_8100101_200811116 | 182.201 | bal_1P_1/0AA | 8100101 | no | no |  |  | no |  |  | 0 | 0 | 0 | 0
oh_line_8100101_200811117 |  | AD | node_8100101_200811116 | node_8100101_200811117 | 82.053 | bal_1P_1/0AA | 8100101 | no | no |  |  | no |  |  | 0 | 0 | 0 | 0
oh_line_8100101_200811118 |  | AD | node_8100101_200811315 | node_8100101_200811118 | 212.736 | bal_1P_1/0AC | 8100101 | no | no |  |  | no |  |  | 0 | 0 | 0 | 0
oh_line_8100101_200811119 |  | AD | node_8100101_200811118 | node_intto1_8100101_200811119 | 108.402 | bal_1P_1/0AC | 8100101 | no | no |  |  | no |  |  | 0 | 0 | 0 | 0
oh_line_8100101_200811121 |  | AD | node_8100101_200811119 | node_8100101_200811121 | 92.933 | bal_1P_1/0AC | 8100101 | no | no |  |  | no |  |  | 0 | 0 | 0 | 0
oh_line_8100101_200811122 |  | AD | node_8100101_200811121 | node_8100101_200811122 | 109.504 | bal_1P_1/0AC | 8100101 | no | no |  |  | no |  |  | 0 | 0 | 0 | 0
oh_line_8100101_200811123 |  | AD | node_8100101_200811122 | node_8100101_200811123 | 190.449 | bal_1P_1/0AC | 8100101 | no | no |  |  | no |  |  | 0 | 0 | 0 | 0
oh_line_8100101_200811124 |  | ABCD | node_8100101_200811254 | node_8100101_200811124 | 57.997 | bal_3P_477AL | 8100101 | no | no |  |  | no |  |  | 0 | 0 | 0 | 0
oh_line_8100101_200811125 |  | ABCD | node_8100101_200811124 | node_8100101_200811125 | 64.785 | bal_3P_477AL | 8100101 | no | no |  |  | no |  |  | 0 | 0 | 0 | 0
oh_line_8100101_200811126 |  | ABCD | node_8100101_200811125 | node_8100101_200811126 | 142.536 | bal_3P_477AL | 8100101 | no | no |  |  | no |  |  | 0 | 0 | 0 | 0
oh_line_8100101_200811128 |  | ABCD | node_8100101_200975588 | node_8100101_200811128 | 128.293 | bal_3P_477AL | 8100101 | no | no |  |  | no |  |  | 0 | 0 | 0 | 0
oh_line_8100101_200811129 |  | ABCD | node_8100101_200811128 | node_8100101_200811129 | 120.503 | bal_3P_477AL | 8100101 | no | no |  |  | no |  |  | 0 | 0 | 0 | 0
oh_line_8100101_200811130 |  | ABCD | node_8100101_200811129 | node_8100101_200811130 | 109.213 | bal_3P_477AL | 8100101 | no | no |  |  | no |  |  | 0 | 0 | 0 | 0
oh_line_8100101_200811132 |  | ABCD | node_8100101_200811257 | node_8100101_200811132 | 95.27 | bal_3P_4CU | 8100101 | no | no |  |  | no |  |  | 0 | 0 | 0 | 0
oh_line_8100101_200811133 |  | AD | node_8100101_200811132 | node_intto1_8100101_200811133 | 140.95 | bal_1P_4CU | 8100101 | no | no |  |  | no |  |  | 0 | 0 | 0 | 0
oh_line_8100101_200811134 |  | AD | node_8100101_200811133 | node_8100101_200811134 | 125.054 | bal_1P_1/0AC | 8100101 | no | no |  |  | no |  |  | 0 | 0 | 0 | 0
oh_line_8100101_200811135 |  | AD | node_8100101_200811134 | node_8100101_200811135 | 99.274 | bal_1P_1/0AC | 8100101 | no | no |  |  | no |  |  | 0 | 0 | 0 | 0
oh_line_8100101_200811136 |  | AD | node_8100101_200811135 | node_8100101_200811136 | 103.299 | bal_1P_1/0AC | 8100101 | no | no |  |  | no |  |  | 0 | 0 | 0 | 0
oh_line_8100101_200811141 |  | AD | node_8100101_200811142 | node_8100101_200811141 | 75.524 | bal_1P_4CU | 8100101 | no | no |  |  | no |  |  | 0 | 0 | 0 | 0
oh_line_8100101_200811142 |  | AD | node_8100101_200811143 | node_8100101_200811142 | 106.716 | bal_1P_4CU | 8100101 | no | no |  |  | no |  |  | 0 | 0 | 0 | 0
oh_line_8100101_200811143 |  | AD | node_8100101_200811144 | node_8100101_200811143 | 106.875 | bal_1P_4CU | 8100101 | no | no |  |  | no |  |  | 0 | 0 | 0 | 0
oh_line_8100101_200811144 |  | AD | node_8100101_200811145 | node_8100101_200811144 | 128.264 | bal_1P_4CU | 8100101 | no | no |  |  | no |  |  | 0 | 0 | 0 | 0
oh_line_8100101_200811145 |  | AD | node_8100101_200811146 | node_8100101_200811145 | 84.373 | bal_1P_4CU | 8100101 | no | no |  |  | no |  |  | 0 | 0 | 0 | 0
oh_line_8100101_200811146 |  | AD | node_8100101_200811147 | node_8100101_200811146 | 104.649 | bal_1P_4CU | 8100101 | no | no |  |  | no |  |  | 0 | 0 | 0 | 0
oh_line_8100101_200811147 |  | AD | node_8100101_200811148 | node_8100101_200811147 | 118.715 | bal_1P_4CU | 8100101 | no | no |  |  | no |  |  | 0 | 0 | 0 | 0
oh_line_8100101_200811148 |  | AD | node_8100101_200811313 | node_intto1_8100101_200811148 | 23.051 | bal_1P_1/0AA | 8100101 | no | no |  |  | no |  |  | 0 | 0 | 0 | 0
oh_line_8100101_200811149 |  | AD | node_8100101_201030768 | node_8100101_200811149 | 119.581 | bal_1P_1/0AA | 8100101 | no | no |  |  | no |  |  | 0 | 0 | 0 | 0
oh_line_8100101_200811150 |  | AD | node_8100101_200811149 | node_8100101_200811150 | 80.076 | bal_1P_1/0AA | 8100101 | no | no |  |  | no |  |  | 0 | 0 | 0 | 0
oh_line_8100101_200811151 |  | AD | node_8100101_200811150 | node_8100101_200811151 | 97.502 | bal_1P_1/0AA | 8100101 | no | no |  |  | no |  |  | 0 | 0 | 0 | 0
oh_line_8100101_200811152 |  | AD | node_8100101_200811151 | node_8100101_200811152 | 108.712 | bal_1P_1/0AA | 8100101 | no | no |  |  | no |  |  | 0 | 0 | 0 | 0
oh_line_8100101_200811159 |  | AD | node_8100101_200819495 | node_8100101_200811159 | 143.32 | bal_1P_1/0AA | 8100101 | no | no |  |  | no |  |  | 0 | 0 | 0 | 0
oh_line_8100101_200811160 |  | AD | node_8100101_200811159 | node_8100101_200811160 | 166.66 | bal_1P_1/0AA | 8100101 | no | no |  |  | no |  |  | 0 | 0 | 0 | 0
oh_line_8100101_200811161 |  | AD | node_8100101_200819497 | node_8100101_200811161 | 205.883 | bal_1P_1/0AA | 8100101 | no | no |  |  | no |  |  | 0 | 0 | 0 | 0
oh_line_8100101_200811162 |  | AD | node_8100101_200811161 | node_8100101_200811162 | 193.769 | bal_1P_1/0AA | 8100101 | no | no |  |  | no |  |  | 0 | 0 | 0 | 0
oh_line_8100101_200811163 |  | AD | node_8100101_200811162 | node_8100101_200811163 | 194.823 | bal_1P_1/0AA | 8100101 | no | no |  |  | no |  |  | 0 | 0 | 0 | 0
oh_line_8100101_200811164 |  | AD | node_8100101_200811163 | node_8100101_200811164 | 86.576 | bal_1P_1/0AA | 8100101 | no | no |  |  | no |  |  | 0 | 0 | 0 | 0
oh_line_8100101_200811165 |  | AD | node_8100101_200811164 | node_8100101_200811165 | 146.021 | bal_1P_1/0AA | 8100101 | no | no |  |  | no |  |  | 0 | 0 | 0 | 0
oh_line_8100101_200811169 |  | AD | node_8100101_200811170 | node_8100101_200811169 | 153.254 | bal_1P_1/0AC | 8100101 | no | no |  |  | no |  |  | 0 | 0 | 0 | 0
oh_line_8100101_200811170 |  | AD | node_8100101_200811171 | node_8100101_200811170 | 150.845 | bal_1P_1/0AC | 8100101 | no | no |  |  | no |  |  | 0 | 0 | 0 | 0
oh_line_8100101_200811171 |  | ABCD | node_8100101_200811172 | node_8100101_200811171 | 189.709 | bal_3P_4CU | 8100101 | no | no |  |  | no |  |  | 0 | 0 | 0 | 0
oh_line_8100101_200811172 |  | ABCD | node_8100101_200811173 | node_8100101_200811172 | 140.844 | bal_3P_4CU | 8100101 | no | no |  |  | no |  |  | 0 | 0 | 0 | 0
oh_line_8100101_200811173 |  | ABCD | node_8100101_200811174 | node_8100101_200811173 | 152.093 | bal_3P_4CU | 8100101 | no | no |  |  | no |  |  | 0 | 0 | 0 | 0
oh_line_8100101_200811174 |  | ABCD | node_8100101_200811175 | node_8100101_200811174 | 204.59 | bal_3P_4CU | 8100101 | no | no |  |  | no |  |  | 0 | 0 | 0 | 0
oh_line_8100101_200811175 |  | ABCD | node_8100101_200811176 | node_8100101_200811175 | 157.932 | bal_3P_4CU | 8100101 | no | no |  |  | no |  |  | 0 | 0 | 0 | 0
oh_line_8100101_200811176 |  | ABCD | node_8100101_200811177 | node_8100101_200811176 | 187.728 | bal_3P_4CU | 8100101 | no | no |  |  | no |  |  | 0 | 0 | 0 | 0
oh_line_8100101_200811177 |  | ABCD | node_8100101_200810724 | node_8100101_200811177 | 147.29 | bal_3P_477AL | 8100101 | no | no |  |  | no |  |  | 0 | 0 | 0 | 0
oh_line_8100101_200811178 |  | AD | node_8100101_200811209 | node_8100101_200811178 | 101.047 | bal_1P_1/0AC | 8100101 | no | no |  |  | no |  |  | 0 | 0 | 0 | 0
oh_line_8100101_200811179 |  | AD | node_8100101_200811178 | node_8100101_200811179 | 96.736 | bal_1P_1/0AC | 8100101 | no | no |  |  | no |  |  | 0 | 0 | 0 | 0
oh_line_8100101_200811180 |  | AD | node_8100101_200811179 | node_8100101_200811180 | 81.742 | bal_1P_1/0AC | 8100101 | no | no |  |  | no |  |  | 0 | 0 | 0 | 0
oh_line_8100101_200811181 |  | AD | node_8100101_200811180 | node_8100101_200811181 | 87.723 | bal_1P_1/0AC | 8100101 | no | no |  |  | no |  |  | 0 | 0 | 0 | 0
oh_line_8100101_200811182 |  | AD | node_8100101_200811181 | node_8100101_200811182 | 95.218 | bal_1P_1/0AC | 8100101 | no | no |  |  | no |  |  | 0 | 0 | 0 | 0
oh_line_8100101_200811183 |  | AD | node_8100101_200811182 | node_8100101_200811183 | 103.935 | bal_1P_1/0AC | 8100101 | no | no |  |  | no |  |  | 0 | 0 | 0 | 0
oh_line_8100101_200811184 |  | AD | node_8100101_200811042 | node_8100101_200811184 | 125.64 | bal_1P_1/0AC | 8100101 | no | no |  |  | no |  |  | 0 | 0 | 0 | 0
oh_line_8100101_200811185 |  | AD | node_8100101_200811184 | node_8100101_200811185 | 95.76 | bal_1P_1/0AC | 8100101 | no | no |  |  | no |  |  | 0 | 0 | 0 | 0
oh_line_8100101_200811194 |  | ABCD | node_8100101_200811195 | node_8100101_200811194 | 137.605 | bal_3P_477AL | 8100101 | no | no |  |  | no |  |  | 0 | 0 | 0 | 0
oh_line_8100101_200811195 |  | ABCD | node_8100101_200811177 | node_8100101_200811195 | 55.308 | bal_3P_477AL | 8100101 | no | no |  |  | no |  |  | 0 | 0 | 0 | 0
oh_line_8100101_200811196 |  | AD | node_8100101_200811195 | node_8100101_200811196 | 124.655 | bal_1P_1/0AA | 8100101 | no | no |  |  | no |  |  | 0 | 0 | 0 | 0
oh_line_8100101_200811203 |  | AD | node_8100101_200811207 | node_8100101_200811203 | 117.506 | bal_1P_1/0AC | 8100101 | no | no |  |  | no |  |  | 0 | 0 | 0 | 0
oh_line_8100101_200811207 |  | AD | node_8100101_200810010 | node_8100101_200811207 | 79.083 | bal_1P_1/0AC | 8100101 | no | no |  |  | no |  |  | 0 | 0 | 0 | 0
oh_line_8100101_200811208 |  | AD | node_8100101_200810010 | node_intto1_8100101_200811208 | 78.061 | bal_1P_1/0AC | 8100101 | no | no |  |  | no |  |  | 0 | 0 | 0 | 0
oh_line_8100101_200811209 |  | AD | node_8100101_200811208 | node_8100101_200811209 | 61.378 | bal_1P_1/0AC | 8100101 | no | no |  |  | no |  |  | 0 | 0 | 0 | 0
oh_line_8100101_200811216 |  | AD | node_8100101_200811217 | node_8100101_200811216 | 94.519 | bal_1P_1/0AA | 8100101 | no | no |  |  | no |  |  | 0 | 0 | 0 | 0
oh_line_8100101_200811217 |  | AD | node_8100101_200810005 | node_8100101_200811217 | 57.439 | bal_1P_1/0AA | 8100101 | no | no |  |  | no |  |  | 0 | 0 | 0 | 0
oh_line_8100101_200811223 |  | AD | node_8100101_200811224 | node_8100101_200811223 | 98.731 | bal_1P_1/0AC | 8100101 | no | no |  |  | no |  |  | 0 | 0 | 0 | 0
oh_line_8100101_200811224 |  | AD | node_8100101_200811225 | node_8100101_200811224 | 105.61 | bal_1P_1/0AC | 8100101 | no | no |  |  | no |  |  | 0 | 0 | 0 | 0
oh_line_8100101_200811225 |  | AD | node_8100101_200811226 | node_8100101_200811225 | 87.648 | bal_1P_1/0AC | 8100101 | no | no |  |  | no |  |  | 0 | 0 | 0 | 0
oh_line_8100101_200811226 |  | AD | node_8100101_200811236 | node_8100101_200811226 | 126.67 | bal_1P_1/0AC | 8100101 | no | no |  |  | no |  |  | 0 | 0 | 0 | 0
oh_line_8100101_200811229 |  | AD | node_8100101_200811230 | node_8100101_200811229 | 109.832 | bal_1P_1/0AC | 8100101 | no | no |  |  | no |  |  | 0 | 0 | 0 | 0
oh_line_8100101_200811230 |  | AD | node_8100101_200811231 | node_8100101_200811230 | 110.306 | bal_1P_1/0AC | 8100101 | no | no |  |  | no |  |  | 0 | 0 | 0 | 0
oh_line_8100101_200811231 |  | AD | node_8100101_200811232 | node_8100101_200811231 | 116.47 | bal_1P_1/0AC | 8100101 | no | no |  |  | no |  |  | 0 | 0 | 0 | 0
oh_line_8100101_200811232 |  | AD | node_8100101_200811233 | node_8100101_200811232 | 119.437 | bal_1P_1/0AA | 8100101 | no | no |  |  | no |  |  | 0 | 0 | 0 | 0
oh_line_8100101_200811233 |  | AD | node_8100101_200811234 | node_8100101_200811233 | 125.154 | bal_1P_1/0AA | 8100101 | no | no |  |  | no |  |  | 0 | 0 | 0 | 0
oh_line_8100101_200811234 |  | AD | node_8100101_201056319 | node_8100101_200811234 | 17.426 | bal_1P_1/0AA | 8100101 | no | no |  |  | no |  |  | 0 | 0 | 0 | 0
oh_line_8100101_200811236 |  | AD | node_8100101_200811047 | node_8100101_200811236 | 60.515 | bal_1P_1/0AC | 8100101 | no | no |  |  | no |  |  | 0 | 0 | 0 | 0
oh_line_8100101_200811254 |  | ABCD | node_8100101_200811256 | node_8100101_200811254 | 121.163 | bal_3P_477AL | 8100101 | no | no |  |  | no |  |  | 0 | 0 | 0 | 0
oh_line_8100101_200811256 |  | ABCD | node_8100101_200811257 | node_8100101_200811256 | 160.063 | bal_3P_477AL | 8100101 | no | no |  |  | no |  |  | 0 | 0 | 0 | 0
oh_line_8100101_200811257 |  | ABCD | node_8100101_200815209 | node_8100101_200811257 | 53.871 | bal_3P_477AL | 8100101 | no | no |  |  | no |  |  | 0 | 0 | 0 | 0
oh_line_8100101_200811265 |  | AD | node_8100101_200811266 | node_8100101_200811265 | 92.128 | bal_1P_1/0AA | 8100101 | no | no |  |  | no |  |  | 0 | 0 | 0 | 0
oh_line_8100101_200811266 |  | AD | node_8100101_200811267 | node_8100101_200811266 | 122.208 | bal_1P_1/0AA | 8100101 | no | no |  |  | no |  |  | 0 | 0 | 0 | 0
oh_line_8100101_200811267 |  | AD | node_8100101_200811145 | node_8100101_200811267 | 31.286 | bal_1P_1/0AA | 8100101 | no | no |  |  | no |  |  | 0 | 0 | 0 | 0
oh_line_8100101_200811268 |  | AD | node_8100101_200809990 | node_8100101_200811268 | 77.89 | bal_1P_1/0AC | 8100101 | no | no |  |  | no |  |  | 0 | 0 | 0 | 0
oh_line_8100101_200811269 |  | AD | node_8100101_200811268 | node_intto1_8100101_200811269 | 82.977 | bal_1P_1/0AC | 8100101 | no | no |  |  | no |  |  | 0 | 0 | 0 | 0
oh_line_8100101_200811270 |  | AD | node_8100101_200811269 | node_8100101_200811270 | 105.939 | bal_1P_1/0AC | 8100101 | no | no |  |  | no |  |  | 0 | 0 | 0 | 0
oh_line_8100101_200811271 |  | AD | node_8100101_200811270 | node_8100101_200811271 | 90.196 | bal_1P_1/0AC | 8100101 | no | no |  |  | no |  |  | 0 | 0 | 0 | 0
oh_line_8100101_200811272 |  | AD | node_8100101_200811271 | node_8100101_200811272 | 100.763 | bal_1P_1/0AC | 8100101 | no | no |  |  | no |  |  | 0 | 0 | 0 | 0
oh_line_8100101_200811284 |  | ABCD | node_8100101_200811286 | node_8100101_200811284 | 78.315 | bal_3P_1/0AC | 8100101 | no | no |  |  | no |  |  | 0 | 0 | 0 | 0
oh_line_8100101_200811285 |  | ABCD | node_8100101_200811284 | node_8100101_200811285 | 41.572 | bal_3P_1/0AA | 8100101 | no | no |  |  | no |  |  | 0 | 0 | 0 | 0
oh_line_8100101_200811286 |  | ABCD | node_8100101_200811288 | node_intto1_8100101_200811286 | 165.974 | bal_3P_1/0AA | 8100101 | no | no |  |  | no |  |  | 0 | 0 | 0 | 0
oh_line_8100101_200811288 |  | ABCD | node_8100101_200809990 | node_8100101_200811288 | 36.127 | bal_3P_1/0AA | 8100101 | no | no |  |  | no |  |  | 0 | 0 | 0 | 0
oh_line_8100101_200811290 |  | AD | node_8100101_200811291 | node_8100101_200811290 | 107.804 | bal_1P_1/0AA | 8100101 | no | no |  |  | no |  |  | 0 | 0 | 0 | 0
oh_line_8100101_200811291 |  | AD | node_8100101_200811292 | node_8100101_200811291 | 115.999 | bal_1P_1/0AA | 8100101 | no | no |  |  | no |  |  | 0 | 0 | 0 | 0
oh_line_8100101_200811292 |  | AD | node_8100101_200811293 | node_8100101_200811292 | 84.764 | bal_1P_1/0AA | 8100101 | no | no |  |  | no |  |  | 0 | 0 | 0 | 0
oh_line_8100101_200811293 |  | AD | node_8100101_200811294 | node_8100101_200811293 | 93.892 | bal_1P_1/0AA | 8100101 | no | no |  |  | no |  |  | 0 | 0 | 0 | 0
oh_line_8100101_200811294 |  | AD | node_8100101_200811295 | node_8100101_200811294 | 88.26 | bal_1P_1/0AA | 8100101 | no | no |  |  | no |  |  | 0 | 0 | 0 | 0
oh_line_8100101_200811295 |  | AD | node_8100101_200811054 | node_8100101_200811295 | 91.727 | bal_1P_1/0AA | 8100101 | no | no |  |  | no |  |  | 0 | 0 | 0 | 0
oh_line_8100101_200811296 |  | ABCD | node_8100101_200811307 | node_8100101_200811296 | 120.219 | bal_3P_477AL | 8100101 | no | no |  |  | no |  |  | 0 | 0 | 0 | 0
oh_line_8100101_200811297 |  | ABCD | node_8100101_200811298 | node_8100101_200811297 | 83.055 | bal_3P_2/0CU | 8100101 | no | no |  |  | no |  |  | 0 | 0 | 0 | 0
oh_line_8100101_200811298 |  | ABCD | node_8100101_200811299 | node_8100101_200811298 | 94.581 | bal_3P_2/0CU | 8100101 | no | no |  |  | no |  |  | 0 | 0 | 0 | 0
oh_line_8100101_200811299 |  | ABCD | node_8100101_200811300 | node_8100101_200811299 | 140.067 | bal_3P_2/0CU | 8100101 | no | no |  |  | no |  |  | 0 | 0 | 0 | 0
oh_line_8100101_200811300 |  | ABCD | node_8100101_200811301 | node_8100101_200811300 | 84.29 | bal_3P_2/0CU | 8100101 | no | no |  |  | no |  |  | 0 | 0 | 0 | 0
oh_line_8100101_200811301 |  | ABCD | node_8100101_200811302 | node_8100101_200811301 | 91.359 | bal_3P_2/0CU | 8100101 | no | no |  |  | no |  |  | 0 | 0 | 0 | 0
oh_line_8100101_200811302 |  | ABCD | node_8100101_200811303 | node_8100101_200811302 | 98.897 | bal_3P_2/0CU | 8100101 | no | no |  |  | no |  |  | 0 | 0 | 0 | 0
oh_line_8100101_200811303 |  | ABCD | node_8100101_200811304 | node_8100101_200811303 | 100.064 | bal_3P_2/0CU | 8100101 | no | no |  |  | no |  |  | 0 | 0 | 0 | 0
oh_line_8100101_200811304 |  | ABCD | node_8100101_200811305 | node_8100101_200811304 | 87.378 | bal_3P_2/0CU | 8100101 | no | no |  |  | no |  |  | 0 | 0 | 0 | 0
oh_line_8100101_200811305 |  | ABCD | node_8100101_200811306 | node_8100101_200811305 | 115.993 | bal_3P_2/0CU | 8100101 | no | no |  |  | no |  |  | 0 | 0 | 0 | 0
oh_line_8100101_200811306 |  | ABCD | node_8100101_200811308 | node_8100101_200811306 | 78.035 | bal_3P_2/0CU | 8100101 | no | no |  |  | no |  |  | 0 | 0 | 0 | 0
oh_line_8100101_200811307 |  | ABCD | node_8100101_200811319 | node_8100101_200811307 | 136.685 | bal_3P_477AL | 8100101 | no | no |  |  | no |  |  | 0 | 0 | 0 | 0
oh_line_8100101_200811308 |  | ABCD | node_8100101_201023393 | node_8100101_200811308 | 54.739 | bal_3P_2/0CU | 8100101 | no | no |  |  | no |  |  | 0 | 0 | 0 | 0
oh_line_8100101_200811310 |  | ABCD | node_8100101_200811311 | node_8100101_200811310 | 97.554 | bal_3P_2/0CU | 8100101 | no | no |  |  | no |  |  | 0 | 0 | 0 | 0
oh_line_8100101_200811311 |  | ABCD | node_8100101_200811313 | node_8100101_200811311 | 100.644 | bal_3P_2/0CU | 8100101 | no | no |  |  | no |  |  | 0 | 0 | 0 | 0
oh_line_8100101_200811313 |  | ABCD | node_8100101_200811314 | node_8100101_200811313 | 153.999 | bal_3P_2/0CU | 8100101 | no | no |  |  | no |  |  | 0 | 0 | 0 | 0
oh_line_8100101_200811314 |  | ABCD | node_8100101_200811315 | node_8100101_200811314 | 91.432 | bal_3P_2/0CU | 8100101 | no | no |  |  | no |  |  | 0 | 0 | 0 | 0
oh_line_8100101_200811315 |  | ABCD | node_8100101_200811130 | node_8100101_200811315 | 95.097 | bal_3P_477AL | 8100101 | no | no |  |  | no |  |  | 0 | 0 | 0 | 0
oh_line_8100101_200811319 |  | ABCD | node_8100101_200811320 | node_8100101_200811319 | 87.629 | bal_3P_477AL | 8100101 | no | no |  |  | no |  |  | 0 | 0 | 0 | 0
oh_line_8100101_200811320 |  | ABCD | node_8100101_200811321 | node_8100101_200811320 | 126.167 | bal_3P_477AL | 8100101 | no | no |  |  | no |  |  | 0 | 0 | 0 | 0
oh_line_8100101_200811321 |  | ABCD | node_8100101_200811322 | node_8100101_200811321 | 113.011 | bal_3P_477AL | 8100101 | no | no |  |  | no |  |  | 0 | 0 | 0 | 0
oh_line_8100101_200811322 |  | ABCD | node_8100101_200809982 | node_8100101_200811322 | 93.785 | bal_3P_477AL | 8100101 | no | no |  |  | no |  |  | 0 | 0 | 0 | 0
oh_line_8100101_200811323 |  | ABCD | node_8100101_200811325 | node_8100101_200811323 | 98.592 | bal_3P_2/0CU | 8100101 | no | no |  |  | no |  |  | 0 | 0 | 0 | 0
oh_line_8100101_200811325 |  | ABCD | node_8100101_200811327 | node_8100101_200811325 | 113.431 | bal_3P_2/0CU | 8100101 | no | no |  |  | no |  |  | 0 | 0 | 0 | 0
oh_line_8100101_200811327 |  | ABCD | node_8100101_200811297 | node_8100101_200811327 | 89.407 | bal_3P_2/0CU | 8100101 | no | no |  |  | no |  |  | 0 | 0 | 0 | 0
oh_line_8100101_200811330 |  | AD | node_8100101_200811331 | node_8100101_200811330 | 99.894 | bal_1P_1/0AC | 8100101 | no | no |  |  | no |  |  | 0 | 0 | 0 | 0
oh_line_8100101_200811331 |  | AD | node_8100101_200811332 | node_8100101_200811331 | 120.536 | bal_1P_1/0AC | 8100101 | no | no |  |  | no |  |  | 0 | 0 | 0 | 0
oh_line_8100101_200811332 |  | AD | node_8100101_200811333 | node_8100101_200811332 | 127.425 | bal_1P_1/0AC | 8100101 | no | no |  |  | no |  |  | 0 | 0 | 0 | 0
oh_line_8100101_200811333 |  | AD | node_8100101_200811334 | node_8100101_200811333 | 112.135 | bal_1P_1/0AC | 8100101 | no | no |  |  | no |  |  | 0 | 0 | 0 | 0
oh_line_8100101_200811334 |  | AD | node_8100101_200809954 | node_intto1_8100101_200811334 | 72.627 | bal_1P_1/0AC | 8100101 | no | no |  |  | no |  |  | 0 | 0 | 0 | 0
oh_line_8100101_200811351 |  | AD | node_8100101_200810024 | node_8100101_200811351 | 50.861 | bal_1P_1/0AA | 8100101 | no | no |  |  | no |  |  | 0 | 0 | 0 | 0
oh_line_8100101_200811352 |  | AD | node_8100101_200811351 | node_8100101_200811352 | 111.216 | bal_1P_1/0AA | 8100101 | no | no |  |  | no |  |  | 0 | 0 | 0 | 0
oh_line_8100101_200811353 |  | AD | node_8100101_200811352 | node_8100101_200811353 | 101.081 | bal_1P_1/0AA | 8100101 | no | no |  |  | no |  |  | 0 | 0 | 0 | 0
oh_line_8100101_200811354 |  | AD | node_8100101_200811353 | node_8100101_200811354 | 118.457 | bal_1P_1/0AA | 8100101 | no | no |  |  | no |  |  | 0 | 0 | 0 | 0
oh_line_8100101_200811378 |  | ABCD | node_8100101_200810020 | node_8100101_200811378 | 19.201 | bal_3P_4/0AL | 8100101 | no | no |  |  | no |  |  | 0 | 0 | 0 | 0
oh_line_8100101_200811401 |  | ABCD | node_8100101_201026975 | node_8100101_200811401 | 144.987 | bal_3P_4/0AL | 8100101 | no | no |  |  | no |  |  | 0 | 0 | 0 | 0
oh_line_8100101_200811405 |  | ABCD | node_8100101_200811401 | node_8100101_200811405 | 53.483 | bal_3P_4/0AL | 8100101 | no | no |  |  | no |  |  | 0 | 0 | 0 | 0
oh_line_8100101_200811406 |  | ABCD | node_8100101_200811405 | node_8100101_200811406 | 104.963 | bal_3P_4/0AL | 8100101 | no | no |  |  | no |  |  | 0 | 0 | 0 | 0
oh_line_8100101_200811407 |  | ABCD | node_8100101_200811406 | node_intto1_8100101_200811407 | 90.455 | bal_3P_4/0AL | 8100101 | no | no |  |  | no |  |  | 0 | 0 | 0 | 0
oh_line_8100101_200811408 |  | ABCD | node_8100101_200811407 | node_8100101_200811408 | 98.309 | bal_3P_4/0AL | 8100101 | no | no |  |  | no |  |  | 0 | 0 | 0 | 0
oh_line_8100101_200811409 |  | ABCD | node_8100101_200811408 | node_8100101_200811409 | 68.477 | bal_3P_4/0AL | 8100101 | no | no |  |  | no |  |  | 0 | 0 | 0 | 0
oh_line_8100101_200814798 |  | AD | node_8100101_200810005 | node_8100101_200814798 | 122.15 | bal_1P_1/0AC | 8100101 | no | no |  |  | no |  |  | 0 | 0 | 0 | 0
oh_line_8100101_200814800 |  | AD | node_8100101_200814819 | node_8100101_200814800 | 101.523 | bal_1P_1/0AC | 8100101 | no | no |  |  | no |  |  | 0 | 0 | 0 | 0
oh_line_8100101_200814809 |  | AD | node_8100101_200814798 | node_8100101_200814809 | 66.494 | bal_1P_1/0AC | 8100101 | no | no |  |  | no |  |  | 0 | 0 | 0 | 0
oh_line_8100101_200814811 |  | AD | node_8100101_200814809 | node_8100101_200814811 | 126.442 | bal_1P_1/0AC | 8100101 | no | no |  |  | no |  |  | 0 | 0 | 0 | 0
oh_line_8100101_200814815 |  | AD | node_8100101_200814816 | node_8100101_200814815 | 89.897 | bal_1P_1/0AC | 8100101 | no | no |  |  | no |  |  | 0 | 0 | 0 | 0
oh_line_8100101_200814816 |  | AD | node_8100101_200814817 | node_8100101_200814816 | 81.862 | bal_1P_1/0AC | 8100101 | no | no |  |  | no |  |  | 0 | 0 | 0 | 0
oh_line_8100101_200814817 |  | AD | node_8100101_200811044 | node_8100101_200814817 | 132.529 | bal_1P_1/0AC | 8100101 | no | no |  |  | no |  |  | 0 | 0 | 0 | 0
oh_line_8100101_200814818 |  | AD | node_8100101_200814817 | node_8100101_200814818 | 138.546 | bal_1P_1/0AC | 8100101 | no | no |  |  | no |  |  | 0 | 0 | 0 | 0
oh_line_8100101_200814819 |  | AD | node_8100101_200814818 | node_8100101_200814819 | 133.408 | bal_1P_1/0AC | 8100101 | no | no |  |  | no |  |  | 0 | 0 | 0 | 0
oh_line_8100101_200815089 |  | AD | node_8100101_200810545 | node_8100101_200815089 | 67.379 | bal_1P_1/0AC | 8100101 | no | no |  |  | no |  |  | 0 | 0 | 0 | 0
oh_line_8100101_200815090 |  | AD | node_8100101_200815089 | node_8100101_200815090 | 113.207 | bal_1P_1/0AC | 8100101 | no | no |  |  | no |  |  | 0 | 0 | 0 | 0
oh_line_8100101_200815091 |  | AD | node_8100101_200815090 | node_8100101_200815091 | 121.592 | bal_1P_1/0AC | 8100101 | no | no |  |  | no |  |  | 0 | 0 | 0 | 0
oh_line_8100101_200815203 |  | ABCD | node_8100101_201008356 | node_8100101_200815203 | 30.281 | bal_3P_477AL | 8100101 | no | no |  |  | no |  |  | 0 | 0 | 0 | 0
oh_line_8100101_200815204 |  | ABCD | node_8100101_200815203 | node_8100101_200815204 | 122.651 | bal_3P_477AL | 8100101 | no | no |  |  | no |  |  | 0 | 0 | 0 | 0
oh_line_8100101_200815205 |  | ABCD | node_8100101_200815204 | node_8100101_200815205 | 127.141 | bal_3P_477AL | 8100101 | no | no |  |  | no |  |  | 0 | 0 | 0 | 0
oh_line_8100101_200815206 |  | ABCD | node_8100101_200815205 | node_8100101_200815206 | 164.902 | bal_3P_477AL | 8100101 | no | no |  |  | no |  |  | 0 | 0 | 0 | 0
oh_line_8100101_200815207 |  | ABCD | node_8100101_200815206 | node_8100101_200815207 | 119.46 | bal_3P_477AL | 8100101 | no | no |  |  | no |  |  | 0 | 0 | 0 | 0
oh_line_8100101_200815208 |  | ABCD | node_8100101_200815207 | node_8100101_200815208 | 167.167 | bal_3P_477AL | 8100101 | no | no |  |  | no |  |  | 0 | 0 | 0 | 0
oh_line_8100101_200815209 |  | ABCD | node_8100101_200815208 | node_8100101_200815209 | 88.1 | bal_3P_477AL | 8100101 | no | no |  |  | no |  |  | 0 | 0 | 0 | 0
oh_line_8100101_200815320 |  | AD | node_8100101_200811196 | node_8100101_200815320 | 38.304 | bal_1P_1/0AA | 8100101 | no | no |  |  | no |  |  | 0 | 0 | 0 | 0
oh_line_8100101_200815321 |  | AD | node_8100101_200815320 | node_intto1_8100101_200815321 | 153.129 | bal_1P_1/0AA | 8100101 | no | no |  |  | no |  |  | 0 | 0 | 0 | 0
oh_line_8100101_200815322 |  | AD | node_8100101_200815321 | node_8100101_200815322 | 96.975 | bal_1P_1/0AA | 8100101 | no | no |  |  | no |  |  | 0 | 0 | 0 | 0
oh_line_8100101_200815323 |  | AD | node_8100101_200815322 | node_8100101_200815323 | 115.67 | bal_1P_1/0AA | 8100101 | no | no |  |  | no |  |  | 0 | 0 | 0 | 0
oh_line_8100101_200815324 |  | AD | node_8100101_200815323 | node_8100101_200815324 | 135.205 | bal_1P_1/0AA | 8100101 | no | no |  |  | no |  |  | 0 | 0 | 0 | 0
oh_line_8100101_200815326 |  | AD | node_8100101_200815324 | node_8100101_200815326 | 221.772 | bal_1P_1/0AA | 8100101 | no | no |  |  | no |  |  | 0 | 0 | 0 | 0
oh_line_8100101_200815412 |  | AD | node_8100101_200810633 | node_8100101_200815412 | 75.57 | bal_1P_1/0AC | 8100101 | no | no |  |  | no |  |  | 0 | 0 | 0 | 0
oh_line_8100101_200815413 |  | AD | node_8100101_200815412 | node_8100101_200815413 | 77.014 | bal_1P_1/0AC | 8100101 | no | no |  |  | no |  |  | 0 | 0 | 0 | 0
oh_line_8100101_200815414 |  | AD | node_8100101_200815413 | node_8100101_200815414 | 120.971 | bal_1P_1/0AC | 8100101 | no | no |  |  | no |  |  | 0 | 0 | 0 | 0
oh_line_8100101_200815415 |  | AD | node_8100101_200815414 | node_8100101_200815415 | 114.859 | bal_1P_1/0AC | 8100101 | no | no |  |  | no |  |  | 0 | 0 | 0 | 0
oh_line_8100101_200815607 |  | AD | node_8100101_200815608 | node_8100101_200815607 | 179.995 | bal_1P_1/0AA | 8100101 | no | no |  |  | no |  |  | 0 | 0 | 0 | 0
oh_line_8100101_200815608 |  | AD | node_8100101_200815609 | node_8100101_200815608 | 272.422 | bal_1P_1/0AA | 8100101 | no | no |  |  | no |  |  | 0 | 0 | 0 | 0
oh_line_8100101_200815609 |  | AD | node_8100101_200815610 | node_8100101_200815609 | 135.913 | bal_1P_1/0AA | 8100101 | no | no |  |  | no |  |  | 0 | 0 | 0 | 0
oh_line_8100101_200815610 |  | AD | node_8100101_200815611 | node_8100101_200815610 | 239.541 | bal_1P_1/0AA | 8100101 | no | no |  |  | no |  |  | 0 | 0 | 0 | 0
oh_line_8100101_200815611 |  | AD | node_8100101_200815614 | node_8100101_200815611 | 304.293 | bal_1P_1/0AA | 8100101 | no | no |  |  | no |  |  | 0 | 0 | 0 | 0
oh_line_8100101_200815614 |  | AD | node_8100101_200815616 | node_8100101_200815614 | 294.945 | bal_1P_1/0AA | 8100101 | no | no |  |  | no |  |  | 0 | 0 | 0 | 0
oh_line_8100101_200815616 |  | AD | node_8100101_200815618 | node_8100101_200815616 | 142.197 | bal_1P_1/0AA | 8100101 | no | no |  |  | no |  |  | 0 | 0 | 0 | 0
oh_line_8100101_200815618 |  | AD | node_8100101_200815326 | node_8100101_200815618 | 170.574 | bal_1P_1/0AA | 8100101 | no | no |  |  | no |  |  | 0 | 0 | 0 | 0
oh_line_8100101_200815624 |  | AD | node_8100101_200815891 | node_8100101_200815624 | 48.295 | bal_1P_1/0AA | 8100101 | no | no |  |  | no |  |  | 0 | 0 | 0 | 0
oh_line_8100101_200815626 |  | AD | node_8100101_200815624 | node_8100101_200815626 | 145.74 | bal_1P_1/0AA | 8100101 | no | no |  |  | no |  |  | 0 | 0 | 0 | 0
oh_line_8100101_200815627 |  | AD | node_8100101_200815626 | node_8100101_200815627 | 178.205 | bal_1P_1/0AA | 8100101 | no | no |  |  | no |  |  | 0 | 0 | 0 | 0
oh_line_8100101_200815628 |  | AD | node_8100101_200815627 | node_8100101_200815628 | 156.034 | bal_1P_1/0AA | 8100101 | no | no |  |  | no |  |  | 0 | 0 | 0 | 0
oh_line_8100101_200815629 |  | AD | node_8100101_200815628 | node_8100101_200815629 | 108.042 | bal_1P_1/0AA | 8100101 | no | no |  |  | no |  |  | 0 | 0 | 0 | 0
oh_line_8100101_200815836 |  | AD | node_8100101_200816127 | node_8100101_200815836 | 30.376 | bal_1P_1/0AC | 8100101 | no | no |  |  | no |  |  | 0 | 0 | 0 | 0
oh_line_8100101_200815837 |  | AD | node_8100101_200815836 | node_8100101_200815837 | 221.175 | bal_1P_1/0AC | 8100101 | no | no |  |  | no |  |  | 0 | 0 | 0 | 0
oh_line_8100101_200815838 |  | AD | node_8100101_200815837 | node_8100101_200815838 | 204.646 | bal_1P_1/0AC | 8100101 | no | no |  |  | no |  |  | 0 | 0 | 0 | 0
oh_line_8100101_200815890 |  | AD | node_8100101_200810655 | node_8100101_200815890 | 78.272 | bal_1P_1/0AA | 8100101 | no | no |  |  | no |  |  | 0 | 0 | 0 | 0
oh_line_8100101_200815891 |  | AD | node_8100101_200815890 | node_8100101_200815891 | 152.922 | bal_1P_1/0AA | 8100101 | no | no |  |  | no |  |  | 0 | 0 | 0 | 0
oh_line_8100101_200815892 |  | AD | node_8100101_200815891 | node_8100101_200815892 | 138.148 | bal_1P_1/0AA | 8100101 | no | no |  |  | no |  |  | 0 | 0 | 0 | 0
oh_line_8100101_200815893 |  | AD | node_8100101_200815892 | node_8100101_200815893 | 160.593 | bal_1P_1/0AA | 8100101 | no | no |  |  | no |  |  | 0 | 0 | 0 | 0
oh_line_8100101_200816110 |  | AD | node_8100101_200816125 | node_8100101_200816110 | 28.151 | bal_1P_1/0AA | 8100101 | no | no |  |  | no |  |  | 0 | 0 | 0 | 0
oh_line_8100101_200816117 |  | AD | node_8100101_200810544 | node_8100101_200816117 | 35.412 | bal_1P_1/0AA | 8100101 | no | no |  |  | no |  |  | 0 | 0 | 0 | 0
oh_line_8100101_200816119 |  | AD | node_8100101_200816117 | node_8100101_200816119 | 144.579 | bal_1P_1/0AA | 8100101 | no | no |  |  | no |  |  | 0 | 0 | 0 | 0
oh_line_8100101_200816120 |  | AD | node_8100101_200816119 | node_8100101_200816120 | 146.876 | bal_1P_1/0AA | 8100101 | no | no |  |  | no |  |  | 0 | 0 | 0 | 0
oh_line_8100101_200816121 |  | AD | node_8100101_200816120 | node_8100101_200816121 | 227.458 | bal_1P_1/0AA | 8100101 | no | no |  |  | no |  |  | 0 | 0 | 0 | 0
oh_line_8100101_200816123 |  | AD | node_8100101_200816121 | node_8100101_200816123 | 209.171 | bal_1P_1/0AA | 8100101 | no | no |  |  | no |  |  | 0 | 0 | 0 | 0
oh_line_8100101_200816124-1 |  | AD | node_1394878_15285037_954 | node_8100101_200816124 | 136.337 | bal_1P_1/0AA | 8100101 | no | no |  |  | no |  |  | 0 | 0 | 0 | 0
oh_line_8100101_200816124-2 |  | AD | node_8100101_200816123 | node_1394878_15285037_954 | 7.004 | bal_1P_1/0AA | 8100101 | no | no |  |  | no |  |  | 0 | 0 | 0 | 0
oh_line_8100101_200816125 |  | AD | node_8100101_200816124 | node_8100101_200816125 | 150.111 | bal_1P_1/0AA | 8100101 | no | no |  |  | no |  |  | 0 | 0 | 0 | 0
oh_line_8100101_200816126 |  | AD | node_8100101_200816110 | node_8100101_200816126 | 102.968 | bal_1P_1/0AA | 8100101 | no | no |  |  | no |  |  | 0 | 0 | 0 | 0
oh_line_8100101_200816127 |  | AD | node_8100101_200816126 | node_8100101_200816127 | 158.234 | bal_1P_1/0AA | 8100101 | no | no |  |  | no |  |  | 0 | 0 | 0 | 0
oh_line_8100101_200819467 |  | AD | node_8100101_200810660 | node_8100101_200819467 | 197.444 | bal_1P_1/0AC | 8100101 | no | no |  |  | no |  |  | 0 | 0 | 0 | 0
oh_line_8100101_200819471 |  | AD | node_8100101_200811123 | node_8100101_200819471 | 119.744 | bal_1P_1/0AC | 8100101 | no | no |  |  | no |  |  | 0 | 0 | 0 | 0
oh_line_8100101_200819472 |  | AD | node_8100101_200819473 | node_8100101_200819472 | 142.371 | bal_1P_1/0AA | 8100101 | no | no |  |  | no |  |  | 0 | 0 | 0 | 0
oh_line_8100101_200819473 |  | AD | node_8100101_200819474 | node_8100101_200819473 | 100.859 | bal_1P_1/0AA | 8100101 | no | no |  |  | no |  |  | 0 | 0 | 0 | 0
oh_line_8100101_200819474 |  | AD | node_8100101_200819475 | node_8100101_200819474 | 99.87 | bal_1P_1/0AA | 8100101 | no | no |  |  | no |  |  | 0 | 0 | 0 | 0
oh_line_8100101_200819475 |  | AD | node_8100101_200819476 | node_intto1_8100101_200819475 | 88.927 | bal_1P_1/0AA | 8100101 | no | no |  |  | no |  |  | 0 | 0 | 0 | 0
oh_line_8100101_200819476 |  | AD | node_8100101_200819488 | node_8100101_200819476 | 173.076 | bal_1P_1/0AA | 8100101 | no | no |  |  | no |  |  | 0 | 0 | 0 | 0
oh_line_8100101_200819477 |  | AD | node_8100101_200819478 | node_8100101_200819477 | 80.883 | bal_1P_1/0AA | 8100101 | no | no |  |  | no |  |  | 0 | 0 | 0 | 0
oh_line_8100101_200819478 |  | AD | node_8100101_200819480 | node_8100101_200819478 | 98.141 | bal_1P_1/0AA | 8100101 | no | no |  |  | no |  |  | 0 | 0 | 0 | 0
oh_line_8100101_200819479 |  | AD | node_8100101_200819478 | node_8100101_200819479 | 146.819 | bal_1P_1/0AC | 8100101 | no | no |  |  | no |  |  | 0 | 0 | 0 | 0
oh_line_8100101_200819480-1 |  | AD | node_8100101_200819481 | node_1396410_729_15287590_867 | 86.7 | bal_1P_1/0AA | 8100101 | no | no |  |  | no |  |  | 0 | 0 | 0 | 0
oh_line_8100101_200819480-2 |  | AD | node_1396410_729_15287590_867 | node_8100101_200819480 | 12.008 | bal_1P_1/0AA | 8100101 | no | no |  |  | no |  |  | 0 | 0 | 0 | 0
oh_line_8100101_200819481 |  | AD | node_8100101_200819482 | node_8100101_200819481 | 106.965 | bal_1P_1/0AA | 8100101 | no | no |  |  | no |  |  | 0 | 0 | 0 | 0
oh_line_8100101_200819482 |  | AD | node_8100101_200819483 | node_intto1_8100101_200819482 | 148.749 | bal_1P_1/0AA | 8100101 | no | no |  |  | no |  |  | 0 | 0 | 0 | 0
oh_line_8100101_200819483 |  | AD | node_8100101_200819490 | node_8100101_200819483 | 157.005 | bal_1P_1/0AA | 8100101 | no | no |  |  | no |  |  | 0 | 0 | 0 | 0
oh_line_8100101_200819484 |  | AD | node_8100101_200819467 | node_8100101_200819484 | 98.113 | bal_1P_1/0AA | 8100101 | no | no |  |  | no |  |  | 0 | 0 | 0 | 0
oh_line_8100101_200819485 |  | AD | node_8100101_200819484 | node_8100101_200819485 | 151.778 | bal_1P_1/0AA | 8100101 | no | no |  |  | no |  |  | 0 | 0 | 0 | 0
oh_line_8100101_200819487 |  | AD | node_8100101_200819485 | node_8100101_200819487 | 165.847 | bal_1P_1/0AA | 8100101 | no | no |  |  | no |  |  | 0 | 0 | 0 | 0
oh_line_8100101_200819488 |  | AD | node_8100101_200819487 | node_8100101_200819488 | 123.277 | bal_1P_1/0AA | 8100101 | no | no |  |  | no |  |  | 0 | 0 | 0 | 0
oh_line_8100101_200819489 |  | AD | node_8100101_200819488 | node_8100101_200819489 | 176.065 | bal_1P_1/0AA | 8100101 | no | no |  |  | no |  |  | 0 | 0 | 0 | 0
oh_line_8100101_200819490 |  | AD | node_8100101_200819489 | node_8100101_200819490 | 124.58 | bal_1P_1/0AA | 8100101 | no | no |  |  | no |  |  | 0 | 0 | 0 | 0
oh_line_8100101_200819492 |  | AD | node_8100101_200819490 | node_8100101_200819492 | 121.842 | bal_1P_1/0AA | 8100101 | no | no |  |  | no |  |  | 0 | 0 | 0 | 0
oh_line_8100101_200819493 |  | AD | node_8100101_200819492 | node_8100101_200819493 | 118.108 | bal_1P_1/0AA | 8100101 | no | no |  |  | no |  |  | 0 | 0 | 0 | 0
oh_line_8100101_200819494 |  | AD | node_8100101_200819493 | node_8100101_200819494 | 172.597 | bal_1P_1/0AA | 8100101 | no | no |  |  | no |  |  | 0 | 0 | 0 | 0
oh_line_8100101_200819495 |  | AD | node_8100101_200819494 | node_8100101_200819495 | 166.35 | bal_1P_1/0AA | 8100101 | no | no |  |  | no |  |  | 0 | 0 | 0 | 0
oh_line_8100101_200819496 |  | AD | node_8100101_200811160 | node_8100101_200819496 | 181.372 | bal_1P_1/0AA | 8100101 | no | no |  |  | no |  |  | 0 | 0 | 0 | 0
oh_line_8100101_200819497 |  | AD | node_8100101_200819496 | node_8100101_200819497 | 238.339 | bal_1P_1/0AA | 8100101 | no | no |  |  | no |  |  | 0 | 0 | 0 | 0
oh_line_8100101_200819499 |  | AD | node_8100101_200811165 | node_8100101_200819499 | 276.057 | bal_1P_1/0AA | 8100101 | no | no |  |  | no |  |  | 0 | 0 | 0 | 0
oh_line_8100101_200819500 |  | AD | node_8100101_200819499 | node_8100101_200819500 | 288.753 | bal_1P_1/0AA | 8100101 | no | no |  |  | no |  |  | 0 | 0 | 0 | 0
oh_line_8100101_200819501 |  | AD | node_8100101_200819499 | node_8100101_200819501 | 213.49 | bal_1P_1/0AA | 8100101 | no | no |  |  | no |  |  | 0 | 0 | 0 | 0
oh_line_8100101_200819502 |  | AD | node_8100101_200819501 | node_8100101_200819502 | 213.545 | bal_1P_1/0AA | 8100101 | no | no |  |  | no |  |  | 0 | 0 | 0 | 0
oh_line_8100101_200819504 |  | AD | node_8100101_200811165 | node_intto1_8100101_200819504 | 202.817 | bal_1P_1/0AC | 8100101 | no | no |  |  | no |  |  | 0 | 0 | 0 | 0
oh_line_8100101_200819505 |  | AD | node_8100101_200819504 | node_8100101_200819505 | 204.728 | bal_1P_1/0AC | 8100101 | no | no |  |  | no |  |  | 0 | 0 | 0 | 0
oh_line_8100101_200819506 |  | AD | node_8100101_200819505 | node_8100101_200819506 | 171.182 | bal_1P_1/0AC | 8100101 | no | no |  |  | no |  |  | 0 | 0 | 0 | 0
oh_line_8100101_200819507 |  | AD | node_8100101_200819506 | node_8100101_200819507 | 217.616 | bal_1P_1/0AC | 8100101 | no | no |  |  | no |  |  | 0 | 0 | 0 | 0
oh_line_8100101_200819509 |  | AD | node_8100101_200819507 | node_8100101_200819509 | 69.789 | bal_1P_1/0AC | 8100101 | no | no |  |  | no |  |  | 0 | 0 | 0 | 0
oh_line_8100101_200819510 |  | AD | node_8100101_200819509 | node_8100101_200819510 | 325.668 | bal_1P_1/0AC | 8100101 | no | no |  |  | no |  |  | 0 | 0 | 0 | 0
oh_line_8100101_200819511 |  | AD | node_8100101_200819510 | node_8100101_200819511 | 36.375 | bal_1P_1/0AC | 8100101 | no | no |  |  | no |  |  | 0 | 0 | 0 | 0
oh_line_8100101_200819512 |  | AD | node_8100101_200819511 | node_8100101_200819512 | 247.7 | bal_1P_1/0AA | 8100101 | no | no |  |  | no |  |  | 0 | 0 | 0 | 0
oh_line_8100101_200819513 |  | AD | node_8100101_200819512 | node_8100101_200819513 | 245.993 | bal_1P_1/0AA | 8100101 | no | no |  |  | no |  |  | 0 | 0 | 0 | 0
oh_line_8100101_200820536 |  | AD | node_8100101_200819485 | node_8100101_200820536 | 82.949 | bal_1P_1/0AA | 8100101 | no | no |  |  | no |  |  | 0 | 0 | 0 | 0
oh_line_8100101_200820537 |  | AD | node_8100101_200820536 | node_intto1_8100101_200820537 | 153.108 | bal_1P_1/0AA | 8100101 | no | no |  |  | no |  |  | 0 | 0 | 0 | 0
oh_line_8100101_200820538 |  | AD | node_8100101_200820537 | node_8100101_200820538 | 128.004 | bal_1P_1/0AA | 8100101 | no | no |  |  | no |  |  | 0 | 0 | 0 | 0
oh_line_8100101_200820539 |  | AD | node_8100101_200820538 | node_8100101_200820539 | 198.537 | bal_1P_1/0AA | 8100101 | no | no |  |  | no |  |  | 0 | 0 | 0 | 0
oh_line_8100101_200952140 |  | AD | node_8100101_200810835 | node_8100101_200952140 | 126.24 | bal_1P_1/0AC | 8100101 | no | no |  |  | no |  |  | 0 | 0 | 0 | 0
oh_line_8100101_200954414 |  | ABCD | node_8100101_200810725 | node_8100101_200954414 | 22.687 | bal_3P_477AL | 8100101 | no | no |  |  | no |  |  | 0 | 0 | 0 | 0
oh_line_8100101_200967131 |  | AD | node_8100101_200811069 | node_8100101_200967131 | 100.093 | bal_1P_1/0AC | 8100101 | no | no |  |  | no |  |  | 0 | 0 | 0 | 0
oh_line_8100101_200967134 |  | AD | node_8100101_201022009 | node_8100101_200967134 | 95.714 | bal_1P_1/0AC | 8100101 | no | no |  |  | no |  |  | 0 | 0 | 0 | 0
oh_line_8100101_200967956 |  | AD | node_8100101_200819502 | node_8100101_200967956 | 156.065 | bal_1P_1/0AA | 8100101 | no | no |  |  | no |  |  | 0 | 0 | 0 | 0
oh_line_8100101_200974835 |  | ABCD | node_8100101_200810627 | node_8100101_200974835 | 202.833 | bal_3P_1CU | 8100101 | no | no |  |  | no |  |  | 0 | 0 | 0 | 0
oh_line_8100101_200975588 |  | ABCD | node_8100101_200811126 | node_8100101_200975588 | 148.784 | bal_3P_477AL | 8100101 | no | no |  |  | no |  |  | 0 | 0 | 0 | 0
oh_line_8100101_200980272 |  | AN | node_8100101_200811020 | node_8100101_200980272 | 143.758 | bal_1P_1/0AC_1/0AC(N) | 8100101 | no | no |  |  | no |  |  | 0 | 0 | 0 | 0
oh_line_8100101_201008356 |  | ABCD | node_8100101_200811194 | node_8100101_201008356 | 132.71 | bal_3P_477AL | 8100101 | no | no |  |  | no |  |  | 0 | 0 | 0 | 0
oh_line_8100101_201011017 |  | ABCD | node_8100101_200811409 | node_intto1_1392362_415_15288086_075 | 15.801 | bal_3P_4/0AL | 8100101 | no | no |  |  | no |  |  | 0 | 0 | 0 | 0
oh_line_8100101_201022007 |  | AD | node_8100101_200811090 | node_8100101_201022007 | 109.068 | bal_1P_1/0AC | 8100101 | no | no |  |  | no |  |  | 0 | 0 | 0 | 0
oh_line_8100101_201022008 |  | AD | node_8100101_201022007 | node_8100101_201022008 | 98.08 | bal_1P_1/0AC | 8100101 | no | no |  |  | no |  |  | 0 | 0 | 0 | 0
oh_line_8100101_201022009 |  | AD | node_8100101_201022008 | node_8100101_201022009 | 103.377 | bal_1P_1/0AC | 8100101 | no | no |  |  | no |  |  | 0 | 0 | 0 | 0
oh_line_8100101_201023373 |  | ABCD | node_8100101_201023374 | node_8100101_201023373 | 106.963 | bal_3P_4/0AA | 8100101 | no | no |  |  | no |  |  | 0 | 0 | 0 | 0
oh_line_8100101_201023374 |  | ABCD | node_8100101_201023375 | node_8100101_201023374 | 90.376 | bal_3P_4/0AA | 8100101 | no | no |  |  | no |  |  | 0 | 0 | 0 | 0
oh_line_8100101_201023375 |  | ABCD | node_8100101_201026975 | node_8100101_201023375 | 65.337 | bal_3P_4/0AA | 8100101 | no | no |  |  | no |  |  | 0 | 0 | 0 | 0
oh_line_8100101_201023376 |  | ABCD | node_8100101_200811378 | node_intto1_8100101_201023376 | 94.019 | bal_3P_4/0AL | 8100101 | no | no |  |  | no |  |  | 0 | 0 | 0 | 0
oh_line_8100101_201023377 |  | AD | node_8100101_200810571 | node_8100101_201023377 | 96.49 | bal_1P_4CU | 8100101 | no | no |  |  | no |  |  | 0 | 0 | 0 | 0
oh_line_8100101_201023378 |  | AD | node_8100101_201023377 | node_8100101_201023378 | 77.379 | bal_1P_4CU | 8100101 | no | no |  |  | no |  |  | 0 | 0 | 0 | 0
oh_line_8100101_201023379 |  | AD | node_8100101_200810575 | node_8100101_201023379 | 75.039 | bal_1P_4CU | 8100101 | no | no |  |  | no |  |  | 0 | 0 | 0 | 0
oh_line_8100101_201023380 |  | AD | node_8100101_201023379 | node_8100101_201023380 | 49.658 | bal_1P_4CU | 8100101 | no | no |  |  | no |  |  | 0 | 0 | 0 | 0
oh_line_8100101_201023384 |  | ABCD | node_8100101_201023385 | node_8100101_201023384 | 95.941 | bal_3P_477AL | 8100101 | no | no |  |  | no |  |  | 0 | 0 | 0 | 0
oh_line_8100101_201023385 |  | ABCD | node_8100101_200810589 | node_8100101_201023385 | 75.231 | bal_3P_477AL | 8100101 | no | no |  |  | no |  |  | 0 | 0 | 0 | 0
oh_line_8100101_201023386 |  | ABCD | node_8100101_201023392 | node_8100101_201023386 | 91.966 | bal_3P_477AL | 8100101 | no | no |  |  | no |  |  | 0 | 0 | 0 | 0
oh_line_8100101_201023387 |  | ABCD | node_8100101_201023388 | node_8100101_201023387 | 116.407 | bal_3P_477AL | 8100101 | no | no |  |  | no |  |  | 0 | 0 | 0 | 0
oh_line_8100101_201023388 |  | ABCD | node_8100101_201023389 | node_8100101_201023388 | 116.417 | bal_3P_477AL | 8100101 | no | no |  |  | no |  |  | 0 | 0 | 0 | 0
oh_line_8100101_201023389 |  | ABCD | node_8100101_201023390 | node_8100101_201023389 | 117.291 | bal_3P_477AL | 8100101 | no | no |  |  | no |  |  | 0 | 0 | 0 | 0
oh_line_8100101_201023390 |  | ABCD | node_8100101_200810598 | node_8100101_201023390 | 96.126 | bal_3P_477AL | 8100101 | no | no |  |  | no |  |  | 0 | 0 | 0 | 0
oh_line_8100101_201023391 |  | ABCD | node_8100101_201023386 | node_8100101_201023391 | 120.989 | bal_3P_477AL | 8100101 | no | no |  |  | no |  |  | 0 | 0 | 0 | 0
oh_line_8100101_201023392 |  | ABCD | node_8100101_201023387 | node_8100101_201023392 | 106.808 | bal_3P_477AL | 8100101 | no | no |  |  | no |  |  | 0 | 0 | 0 | 0
oh_line_8100101_201023393 |  | ABCD | node_8100101_200811310 | node_8100101_201023393 | 23.182 | bal_3P_2/0CU | 8100101 | no | no |  |  | no |  |  | 0 | 0 | 0 | 0
oh_line_8100101_201023493 |  | ABCN | node_8100101_200810586 | node_intto1_8100101_201023493 | 200.426 | bal_3P_DELTACUST | 8100101 | no | no |  |  | no |  |  | 0 | 0 | 0 | 0
oh_line_8100101_201026975 |  | ABCD | node_8100101_201023376 | node_intto1_8100101_201026975 | 123.12 | bal_3P_4/0AL | 8100101 | no | no |  |  | no |  |  | 0 | 0 | 0 | 0
oh_line_8100101_201030768 |  | AD | node_8100101_201023391 | node_8100101_201030768 | 67.342 | bal_1P_1/0AA | 8100101 | no | no |  |  | no |  |  | 0 | 0 | 0 | 0
oh_line_8100101_201034927 |  | ABCD | node_8100101_201046585 | node_8100101_201034927 | 57.923 | bal_3P_477AL | 8100101 | no | no |  |  | no |  |  | 0 | 0 | 0 | 0
oh_line_8100101_201042563 |  | AD | node_8100101_200810628 | node_8100101_201042563 | 47.475 | bal_1P_1/0AA | 8100101 | no | no |  |  | no |  |  | 0 | 0 | 0 | 0
oh_line_8100101_201056319 |  | ABCD | node_8100101_200809996 | node_8100101_201056319 | 115.356 | bal_3P_2/0CU | 8100101 | no | no |  |  | no |  |  | 0 | 0 | 0 | 0
oh_line_8100101_311908685-1 |  | AD | node_220557251 | node_8100101_311908685 | 5.252 | bal_1P_1/0AA | 8100101 | no | no |  |  | no |  |  | 0 | 0 | 0 | 0
oh_line_8100101_311908685-2 |  | AD | node_220522415 | node_intto1_220557251 | 2.874 | bal_1P_1/0AA | 8100101 | no | no |  |  | no |  |  | 0 | 0 | 0 | 0
oh_line_8100101_311908685-3 |  | AD | node_312011889 | node_intto1_220522415 | 5.616 | bal_1P_1/0AA | 8100101 | no | no |  |  | no |  |  | 0 | 0 | 0 | 0
oh_line_8100101_311908685-4 |  | AD | node_8100101_200811162 | node_intto1_312011889 | 12.671 | bal_1P_1/0AA | 8100101 | no | no |  |  | no |  |  | 0 | 0 | 0 | 0
oh_line_8100101_311908687-1 |  | AD | node_220557252 | node_8100101_311908687 | 5.416 | bal_1P_4CU | 8100101 | no | no |  |  | no |  |  | 0 | 0 | 0 | 0
oh_line_8100101_311908687-2 |  | AD | node_220463563 | node_intto1_220557252 | 3.648 | bal_1P_4CU | 8100101 | no | no |  |  | no |  |  | 0 | 0 | 0 | 0
oh_line_8100101_311908687-3 |  | AD | node_311851785 | node_intto1_220463563 | 3.944 | bal_1P_4CU | 8100101 | no | no |  |  | no |  |  | 0 | 0 | 0 | 0
oh_line_8100101_311908687-4 |  | AD | node_8100101_200811174 | node_intto1_311851785 | 32.142 | bal_1P_4CU | 8100101 | no | no |  |  | no |  |  | 0 | 0 | 0 | 0
oh_line_TAP_OH_892133 |  | ABCN | node_8100101_200809982 | node_1394412_194_15289515_416 | 0.033 | unb_TAPWIRE_OH | 8100101 | no | no |  |  | no |  |  | 0 | 0 | 0 | 0
oh_line_TAP_OH_892134 |  | ABCN | node_8100101_200809990 | node_1394021_081_15289361_205 | 0.033 | unb_TAPWIRE_OH | 8100101 | no | no |  |  | no |  |  | 0 | 0 | 0 | 0
oh_line_TAP_OH_892135 |  | ABCN | node_8100101_200810001 | node_1393422_071_15289282_432 | 0.033 | unb_TAPWIRE_OH | 8100101 | no | no |  |  | no |  |  | 0 | 0 | 0 | 0
oh_line_TAP_OH_892136 |  | ABCN | node_8100101_200810007 | node_1393089_116_15289209_418 | 0.033 | unb_TAPWIRE_OH | 8100101 | no | no |  |  | no |  |  | 0 | 0 | 0 | 0
oh_line_TAP_OH_892137 |  | AN | node_8100101_200810009 | node_1395568_549_15289608_086 | 0.033 | unb_TAPWIRE_OH | 8100101 | no | no |  |  | no |  |  | 0 | 0 | 0 | 0
oh_line_TAP_OH_892140 |  | ABCN | node_8100101_200810021 | node_1392233_428_15288795_607 | 0.033 | unb_TAPWIRE_OH | 8100101 | no | no |  |  | no |  |  | 0 | 0 | 0 | 0
oh_line_TAP_OH_892154 |  | ABCN | node_8100101_200810108 | node_1394956_136_15289584_499 | 0.033 | unb_TAPWIRE_OH | 8100101 | no | no |  |  | no |  |  | 0 | 0 | 0 | 0
oh_line_TAP_OH_892217 |  | AN | node_8100101_200810530 | node_1393243_243_15285882_282 | 0.033 | unb_TAPWIRE_OH | 8100101 | no | no |  |  | no |  |  | 0 | 0 | 0 | 0
oh_line_TAP_OH_892218 |  | AN | node_8100101_200810546 | node_1393809_236_15284877_559 | 0.033 | unb_TAPWIRE_OH | 8100101 | no | no |  |  | no |  |  | 0 | 0 | 0 | 0
oh_line_TAP_OH_892219 |  | AN | node_8100101_200810548 | node_1393432_787_15284849_778 | 0.033 | unb_TAPWIRE_OH | 8100101 | no | no |  |  | no |  |  | 0 | 0 | 0 | 0
oh_line_TAP_OH_892222 |  | AN | node_8100101_200810571 | node_1392624_756_15288797_177 | 0.033 | unb_TAPWIRE_OH | 8100101 | no | no |  |  | no |  |  | 0 | 0 | 0 | 0
oh_line_TAP_OH_892223 |  | ABCN | node_8100101_200810589 | node_1392784_501_15287796_464 | 0.033 | unb_TAPWIRE_OH | 8100101 | no | no |  |  | no |  |  | 0 | 0 | 0 | 0
oh_line_TAP_OH_892226 |  | AN | node_8100101_200810610 | node_1392755_692_15285862_781 | 0.033 | unb_TAPWIRE_OH | 8100101 | no | no |  |  | no |  |  | 0 | 0 | 0 | 0
oh_line_TAP_OH_892227 |  | AN | node_8100101_200810613 | node_1392750_462_15285625_827 | 0.033 | unb_TAPWIRE_OH | 8100101 | no | no |  |  | no |  |  | 0 | 0 | 0 | 0
oh_line_TAP_OH_892233 |  | AN | node_8100101_200810633 | node_1393524_295_15285283_796 | 0.033 | unb_TAPWIRE_OH | 8100101 | no | no |  |  | no |  |  | 0 | 0 | 0 | 0
oh_line_TAP_OH_892234 |  | AN | node_8100101_200810637 | node_1393534_048_15285781_904 | 0.033 | unb_TAPWIRE_OH | 8100101 | no | no |  |  | no |  |  | 0 | 0 | 0 | 0
oh_line_TAP_OH_892235 |  | AN | node_8100101_200810644 | node_1394165_405_15285401_365 | 0.033 | unb_TAPWIRE_OH | 8100101 | no | no |  |  | no |  |  | 0 | 0 | 0 | 0
oh_line_TAP_OH_892236 |  | AN | node_8100101_200810651 | node_1394368_498_15285506_589 | 0.033 | unb_TAPWIRE_OH | 8100101 | no | no |  |  | no |  |  | 0 | 0 | 0 | 0
oh_line_TAP_OH_892237 |  | AN | node_8100101_200810656 | node_1394079_411_15286007_283 | 0.033 | unb_TAPWIRE_OH | 8100101 | no | no |  |  | no |  |  | 0 | 0 | 0 | 0
oh_line_TAP_OH_892238 |  | AN | node_8100101_200810659 | node_1395678_204_15285114_538 | 0.033 | unb_TAPWIRE_OH | 8100101 | no | no |  |  | no |  |  | 0 | 0 | 0 | 0
oh_line_TAP_OH_892239 |  | AN | node_8100101_200810661 | node_1395156_206_15287159_139 | 0.033 | unb_TAPWIRE_OH | 8100101 | no | no |  |  | no |  |  | 0 | 0 | 0 | 0
oh_line_TAP_OH_892240 |  | AN | node_8100101_200810666 | node_1395642_779_15285475_597 | 0.033 | unb_TAPWIRE_OH | 8100101 | no | no |  |  | no |  |  | 0 | 0 | 0 | 0
oh_line_TAP_OH_892241 |  | AN | node_8100101_200810668 | node_1395616_083_15285805_937 | 0.033 | unb_TAPWIRE_OH | 8100101 | no | no |  |  | no |  |  | 0 | 0 | 0 | 0
oh_line_TAP_OH_892242 |  | AN | node_8100101_200810669 | node_1395589_631_15285970_014 | 0.033 | unb_TAPWIRE_OH | 8100101 | no | no |  |  | no |  |  | 0 | 0 | 0 | 0
oh_line_TAP_OH_892243 |  | AN | node_8100101_200810670 | node_1395383_038_15285966_331 | 0.033 | unb_TAPWIRE_OH | 8100101 | no | no |  |  | no |  |  | 0 | 0 | 0 | 0
oh_line_TAP_OH_892244 |  | AN | node_8100101_200810673 | node_1394888_201_15285891_9 | 0.033 | unb_TAPWIRE_OH | 8100101 | no | no |  |  | no |  |  | 0 | 0 | 0 | 0
oh_line_TAP_OH_892267 |  | AN | node_8100101_200810826 | node_1393481_505_15290102_343 | 0.033 | unb_TAPWIRE_OH | 8100101 | no | no |  |  | no |  |  | 0 | 0 | 0 | 0
oh_line_TAP_OH_892271 |  | ABCN | node_8100101_200810843 | node_1394181_513_15290191_88 | 0.033 | unb_TAPWIRE_OH | 8100101 | no | no |  |  | no |  |  | 0 | 0 | 0 | 0
oh_line_TAP_OH_892272 |  | ABCN | node_8100101_200810850 | node_1394598_932_15290227_102 | 0.033 | unb_TAPWIRE_OH | 8100101 | no | no |  |  | no |  |  | 0 | 0 | 0 | 0
oh_line_TAP_OH_892292 |  | AN | node_8100101_200810954 | node_1393005_387_15290035_542 | 0.033 | unb_TAPWIRE_OH | 8100101 | no | no |  |  | no |  |  | 0 | 0 | 0 | 0
oh_line_TAP_OH_892294 |  | AN | node_8100101_200810968 | node_1394903_891_15290030_96 | 0.033 | unb_TAPWIRE_OH | 8100101 | no | no |  |  | no |  |  | 0 | 0 | 0 | 0
oh_line_TAP_OH_892303 |  | AN | node_8100101_200811022 | node_1396857_979_15288764_977 | 0.033 | unb_TAPWIRE_OH | 8100101 | no | no |  |  | no |  |  | 0 | 0 | 0 | 0
oh_line_TAP_OH_892304 |  | AN | node_8100101_200811026 | node_1396684_173_15288453_849 | 0.033 | unb_TAPWIRE_OH | 8100101 | no | no |  |  | no |  |  | 0 | 0 | 0 | 0
oh_line_TAP_OH_892305 |  | AN | node_8100101_200811028 | node_1396549_639_15288294_888 | 0.033 | unb_TAPWIRE_OH | 8100101 | no | no |  |  | no |  |  | 0 | 0 | 0 | 0
oh_line_TAP_OH_892306 |  | AN | node_8100101_200811030 | node_1396333_089_15288020_251 | 0.033 | unb_TAPWIRE_OH | 8100101 | no | no |  |  | no |  |  | 0 | 0 | 0 | 0
oh_line_TAP_OH_892309 |  | AN | node_8100101_200811049 | node_1393927_669_15288608_732 | 0.033 | unb_TAPWIRE_OH | 8100101 | no | no |  |  | no |  |  | 0 | 0 | 0 | 0
oh_line_TAP_OH_892310 |  | AN | node_8100101_200811054 | node_1394230_671_15288626_077 | 0.033 | unb_TAPWIRE_OH | 8100101 | no | no |  |  | no |  |  | 0 | 0 | 0 | 0
oh_line_TAP_OH_892311 |  | AN | node_8100101_200811064 | node_1395307_794_15289323_888 | 0.033 | unb_TAPWIRE_OH | 8100101 | no | no |  |  | no |  |  | 0 | 0 | 0 | 0
oh_line_TAP_OH_892312 |  | AN | node_8100101_200811071 | node_1394674_584_15288965_695 | 0.033 | unb_TAPWIRE_OH | 8100101 | no | no |  |  | no |  |  | 0 | 0 | 0 | 0
oh_line_TAP_OH_892313 |  | AN | node_8100101_200811074 | node_1394969_153_15288987_717 | 0.033 | unb_TAPWIRE_OH | 8100101 | no | no |  |  | no |  |  | 0 | 0 | 0 | 0
oh_line_TAP_OH_892314 |  | AN | node_8100101_200811078 | node_1395359_834_15289083_87 | 0.033 | unb_TAPWIRE_OH | 8100101 | no | no |  |  | no |  |  | 0 | 0 | 0 | 0
oh_line_TAP_OH_892315 |  | AN | node_8100101_200811090 | node_1394799_054_15288715_205 | 0.033 | unb_TAPWIRE_OH | 8100101 | no | no |  |  | no |  |  | 0 | 0 | 0 | 0
oh_line_TAP_OH_892316 |  | AN | node_8100101_200811099 | node_1394853_628_15288496_016 | 0.033 | unb_TAPWIRE_OH | 8100101 | no | no |  |  | no |  |  | 0 | 0 | 0 | 0
oh_line_TAP_OH_892317 |  | AN | node_8100101_200811113 | node_1394960_23_15288058_466 | 0.033 | unb_TAPWIRE_OH | 8100101 | no | no |  |  | no |  |  | 0 | 0 | 0 | 0
oh_line_TAP_OH_892318 |  | AN | node_8100101_200811117 | node_1395447_077_15288134_241 | 0.033 | unb_TAPWIRE_OH | 8100101 | no | no |  |  | no |  |  | 0 | 0 | 0 | 0
oh_line_TAP_OH_892319 |  | AN | node_8100101_200811121 | node_1395145_942_15287724_977 | 0.033 | unb_TAPWIRE_OH | 8100101 | no | no |  |  | no |  |  | 0 | 0 | 0 | 0
oh_line_TAP_OH_892320 |  | AN | node_8100101_200811133 | node_1394197_078_15287261_368 | 0.033 | unb_TAPWIRE_OH | 8100101 | no | no |  |  | no |  |  | 0 | 0 | 0 | 0
oh_line_TAP_OH_892321 |  | AN | node_8100101_200811136 | node_1394533_364_15287252_178 | 0.033 | unb_TAPWIRE_OH | 8100101 | no | no |  |  | no |  |  | 0 | 0 | 0 | 0
oh_line_TAP_OH_892322 |  | AN | node_8100101_200811141 | node_1393877_161_15287779_462 | 0.033 | unb_TAPWIRE_OH | 8100101 | no | no |  |  | no |  |  | 0 | 0 | 0 | 0
oh_line_TAP_OH_892323 |  | AN | node_8100101_200811143 | node_1394061_967_15287779_323 | 0.033 | unb_TAPWIRE_OH | 8100101 | no | no |  |  | no |  |  | 0 | 0 | 0 | 0
oh_line_TAP_OH_892324 |  | AN | node_8100101_200811145 | node_1394298_152_15287733_354 | 0.033 | unb_TAPWIRE_OH | 8100101 | no | no |  |  | no |  |  | 0 | 0 | 0 | 0
oh_line_TAP_OH_892325 |  | AN | node_8100101_200811151 | node_1393111_686_15287740_349 | 0.033 | unb_TAPWIRE_OH | 8100101 | no | no |  |  | no |  |  | 0 | 0 | 0 | 0
oh_line_TAP_OH_892326 |  | AN | node_8100101_200811163 | node_1397483_077_15286342_75 | 0.033 | unb_TAPWIRE_OH | 8100101 | no | no |  |  | no |  |  | 0 | 0 | 0 | 0
oh_line_TAP_OH_892327 |  | AN | node_8100101_200811164 | node_1397576_834_15286344_541 | 0.033 | unb_TAPWIRE_OH | 8100101 | no | no |  |  | no |  |  | 0 | 0 | 0 | 0
oh_line_TAP_OH_892328 |  | AN | node_8100101_200811169 | node_1393144_48_15285593_308 | 0.033 | unb_TAPWIRE_OH | 8100101 | no | no |  |  | no |  |  | 0 | 0 | 0 | 0
oh_line_TAP_OH_892329 |  | ABCN | node_8100101_200811172 | node_1393079_802_15286085_119 | 0.033 | unb_TAPWIRE_OH | 8100101 | no | no |  |  | no |  |  | 0 | 0 | 0 | 0
oh_line_TAP_OH_892330 |  | ABCN | node_8100101_200811176 | node_1393074_939_15286735_535 | 0.033 | unb_TAPWIRE_OH | 8100101 | no | no |  |  | no |  |  | 0 | 0 | 0 | 0
oh_line_TAP_OH_892331 |  | AN | node_8100101_200811179 | node_1393060_04_15288805_766 | 0.033 | unb_TAPWIRE_OH | 8100101 | no | no |  |  | no |  |  | 0 | 0 | 0 | 0
oh_line_TAP_OH_892332 |  | AN | node_8100101_200811182 | node_1393102_591_15288534_75 | 0.033 | unb_TAPWIRE_OH | 8100101 | no | no |  |  | no |  |  | 0 | 0 | 0 | 0
oh_line_TAP_OH_892333 |  | AN | node_8100101_200811185 | node_1393138_694_15288140_934 | 0.033 | unb_TAPWIRE_OH | 8100101 | no | no |  |  | no |  |  | 0 | 0 | 0 | 0
oh_line_TAP_OH_892334 |  | AN | node_8100101_200811203 | node_1392967_977_15289329_361 | 0.033 | unb_TAPWIRE_OH | 8100101 | no | no |  |  | no |  |  | 0 | 0 | 0 | 0
oh_line_TAP_OH_892335 |  | AN | node_8100101_200811216 | node_1393200_912_15289314_845 | 0.033 | unb_TAPWIRE_OH | 8100101 | no | no |  |  | no |  |  | 0 | 0 | 0 | 0
oh_line_TAP_OH_892336 |  | AN | node_8100101_200811223 | node_1393611_877_15288872_861 | 0.033 | unb_TAPWIRE_OH | 8100101 | no | no |  |  | no |  |  | 0 | 0 | 0 | 0
oh_line_TAP_OH_892337 |  | AN | node_8100101_200811226 | node_1393638_75_15288606_875 | 0.033 | unb_TAPWIRE_OH | 8100101 | no | no |  |  | no |  |  | 0 | 0 | 0 | 0
oh_line_TAP_OH_892338 |  | AN | node_8100101_200811229 | node_1393544_459_15289908_926 | 0.033 | unb_TAPWIRE_OH | 8100101 | no | no |  |  | no |  |  | 0 | 0 | 0 | 0
oh_line_TAP_OH_892339 |  | AN | node_8100101_200811232 | node_1393620_419_15289554_139 | 0.033 | unb_TAPWIRE_OH | 8100101 | no | no |  |  | no |  |  | 0 | 0 | 0 | 0
oh_line_TAP_OH_892340 |  | ABCN | node_8100101_200811254 | node_1393881_45_15287460_353 | 0.033 | unb_TAPWIRE_OH | 8100101 | no | no |  |  | no |  |  | 0 | 0 | 0 | 0
oh_line_TAP_OH_892341 |  | AN | node_8100101_200811265 | node_1394296_5_15288003_438 | 0.033 | unb_TAPWIRE_OH | 8100101 | no | no |  |  | no |  |  | 0 | 0 | 0 | 0
oh_line_TAP_OH_892342 |  | AN | node_8100101_200811272 | node_1393939_682_15288948_433 | 0.033 | unb_TAPWIRE_OH | 8100101 | no | no |  |  | no |  |  | 0 | 0 | 0 | 0
oh_line_TAP_OH_892344 |  | AN | node_8100101_200811291 | node_1394209_262_15289122_355 | 0.033 | unb_TAPWIRE_OH | 8100101 | no | no |  |  | no |  |  | 0 | 0 | 0 | 0
oh_line_TAP_OH_892345 |  | AN | node_8100101_200811294 | node_1394227_655_15288826_636 | 0.033 | unb_TAPWIRE_OH | 8100101 | no | no |  |  | no |  |  | 0 | 0 | 0 | 0
oh_line_TAP_OH_892346 |  | ABCN | node_8100101_200811297 | node_1394511_196_15289055_28 | 0.033 | unb_TAPWIRE_OH | 8100101 | no | no |  |  | no |  |  | 0 | 0 | 0 | 0
oh_line_TAP_OH_892347 |  | ABCN | node_8100101_200811300 | node_1394471_164_15288735_09 | 0.033 | unb_TAPWIRE_OH | 8100101 | no | no |  |  | no |  |  | 0 | 0 | 0 | 0
oh_line_TAP_OH_892348 |  | ABCN | node_8100101_200811304 | node_1394566_892_15288358_65 | 0.033 | unb_TAPWIRE_OH | 8100101 | no | no |  |  | no |  |  | 0 | 0 | 0 | 0
oh_line_TAP_OH_892349 |  | ABCN | node_8100101_200811307 | node_1394433_812_15290061_95 | 0.033 | unb_TAPWIRE_OH | 8100101 | no | no |  |  | no |  |  | 0 | 0 | 0 | 0
oh_line_TAP_OH_892350 |  | ABCN | node_8100101_200811310 | node_1394546_518_15288002_915 | 0.033 | unb_TAPWIRE_OH | 8100101 | no | no |  |  | no |  |  | 0 | 0 | 0 | 0
oh_line_TAP_OH_892351 |  | ABCN | node_8100101_200811315 | node_1394728_637_15287613_999 | 0.033 | unb_TAPWIRE_OH | 8100101 | no | no |  |  | no |  |  | 0 | 0 | 0 | 0
oh_line_TAP_OH_892352 |  | ABCN | node_8100101_200811325 | node_1394433_386_15289225_732 | 0.033 | unb_TAPWIRE_OH | 8100101 | no | no |  |  | no |  |  | 0 | 0 | 0 | 0
oh_line_TAP_OH_892353 |  | AN | node_8100101_200811332 | node_1394853_773_15289796_084 | 0.033 | unb_TAPWIRE_OH | 8100101 | no | no |  |  | no |  |  | 0 | 0 | 0 | 0
oh_line_TAP_OH_892356 |  | AN | node_8100101_200811353 | node_1395484_29_15289317_286 | 0.033 | unb_TAPWIRE_OH | 8100101 | no | no |  |  | no |  |  | 0 | 0 | 0 | 0
oh_line_TAP_OH_892363 |  | ABCN | node_8100101_200811406 | node_1392330_333_15288350_533 | 0.033 | unb_TAPWIRE_OH | 8100101 | no | no |  |  | no |  |  | 0 | 0 | 0 | 0
oh_line_TAP_OH_892888 |  | AN | node_8100101_200814811 | node_1393265_235_15288903_029 | 0.033 | unb_TAPWIRE_OH | 8100101 | no | no |  |  | no |  |  | 0 | 0 | 0 | 0
oh_line_TAP_OH_892889 |  | AN | node_8100101_200814816 | node_1393325_036_15288494_035 | 0.033 | unb_TAPWIRE_OH | 8100101 | no | no |  |  | no |  |  | 0 | 0 | 0 | 0
oh_line_TAP_OH_892890 |  | AN | node_8100101_200814819 | node_1393366_444_15288110_141 | 0.033 | unb_TAPWIRE_OH | 8100101 | no | no |  |  | no |  |  | 0 | 0 | 0 | 0
oh_line_TAP_OH_892937 |  | AN | node_8100101_200815091 | node_1394003_734_15284620_568 | 0.033 | unb_TAPWIRE_OH | 8100101 | no | no |  |  | no |  |  | 0 | 0 | 0 | 0
oh_line_TAP_OH_892959 |  | ABCN | node_8100101_200815205 | node_1393414_159_15287126_047 | 0.033 | unb_TAPWIRE_OH | 8100101 | no | no |  |  | no |  |  | 0 | 0 | 0 | 0
oh_line_TAP_OH_892960 |  | ABCN | node_8100101_200815206 | node_1393578_138_15287130_698 | 0.033 | unb_TAPWIRE_OH | 8100101 | no | no |  |  | no |  |  | 0 | 0 | 0 | 0
oh_line_TAP_OH_892986 |  | AN | node_8100101_200815322 | node_1393429_437_15286749_149 | 0.033 | unb_TAPWIRE_OH | 8100101 | no | no |  |  | no |  |  | 0 | 0 | 0 | 0
oh_line_TAP_OH_892987 |  | AN | node_8100101_200815326 | node_1393901_18_15286759_636 | 0.033 | unb_TAPWIRE_OH | 8100101 | no | no |  |  | no |  |  | 0 | 0 | 0 | 0
oh_line_TAP_OH_893007 |  | AN | node_8100101_200815415 | node_1393933_776_15285234_377 | 0.033 | unb_TAPWIRE_OH | 8100101 | no | no |  |  | no |  |  | 0 | 0 | 0 | 0
oh_line_TAP_OH_893052 |  | AN | node_8100101_200815607 | node_1395384_029_15287099_245 | 0.033 | unb_TAPWIRE_OH | 8100101 | no | no |  |  | no |  |  | 0 | 0 | 0 | 0
oh_line_TAP_OH_893053 |  | AN | node_8100101_200815609 | node_1395179_113_15286851_244 | 0.033 | unb_TAPWIRE_OH | 8100101 | no | no |  |  | no |  |  | 0 | 0 | 0 | 0
oh_line_TAP_OH_893054 |  | AN | node_8100101_200815611 | node_1394808_426_15286812_421 | 0.033 | unb_TAPWIRE_OH | 8100101 | no | no |  |  | no |  |  | 0 | 0 | 0 | 0
oh_line_TAP_OH_893055 |  | AN | node_8100101_200815614 | node_1394524_657_15286758_861 | 0.033 | unb_TAPWIRE_OH | 8100101 | no | no |  |  | no |  |  | 0 | 0 | 0 | 0
oh_line_TAP_OH_893056 |  | AN | node_8100101_200815616 | node_1394214_517_15286722_406 | 0.033 | unb_TAPWIRE_OH | 8100101 | no | no |  |  | no |  |  | 0 | 0 | 0 | 0
oh_line_TAP_OH_893057 |  | AN | node_8100101_200815629 | node_1394548_937_15285456_803 | 0.033 | unb_TAPWIRE_OH | 8100101 | no | no |  |  | no |  |  | 0 | 0 | 0 | 0
oh_line_TAP_OH_893111 |  | AN | node_8100101_200815837 | node_1395417_944_15285337_056 | 0.033 | unb_TAPWIRE_OH | 8100101 | no | no |  |  | no |  |  | 0 | 0 | 0 | 0
oh_line_TAP_OH_893114 |  | AN | node_8100101_200815891 | node_1394520_509_15286084_111 | 0.033 | unb_TAPWIRE_OH | 8100101 | no | no |  |  | no |  |  | 0 | 0 | 0 | 0
oh_line_TAP_OH_893115 |  | AN | node_8100101_200815893 | node_1394839_126_15286126_409 | 0.033 | unb_TAPWIRE_OH | 8100101 | no | no |  |  | no |  |  | 0 | 0 | 0 | 0
oh_line_TAP_OH_893135 |  | AN | node_8100101_200816119 | node_1394291_337_15285026_715 | 0.033 | unb_TAPWIRE_OH | 8100101 | no | no |  |  | no |  |  | 0 | 0 | 0 | 0
oh_line_TAP_OH_893136 |  | AN | node_8100101_200816121 | node_1394674_586_15284991_002 | 0.033 | unb_TAPWIRE_OH | 8100101 | no | no |  |  | no |  |  | 0 | 0 | 0 | 0
oh_line_TAP_OH_893137 |  | AN | node_8100101_200816124 | node_1395007_436_15285086_318 | 0.033 | unb_TAPWIRE_OH | 8100101 | no | no |  |  | no |  |  | 0 | 0 | 0 | 0
oh_line_TAP_OH_894239 |  | AN | node_8100101_200819472 | node_1396101_661_15287805_344 | 0.033 | unb_TAPWIRE_OH | 8100101 | no | no |  |  | no |  |  | 0 | 0 | 0 | 0
oh_line_TAP_OH_894240 |  | AN | node_8100101_200819475 | node_1396155_626_15287425_086 | 0.033 | unb_TAPWIRE_OH | 8100101 | no | no |  |  | no |  |  | 0 | 0 | 0 | 0
oh_line_TAP_OH_894241 |  | AN | node_8100101_200819477 | node_1396421_501_15287790_953 | 0.033 | unb_TAPWIRE_OH | 8100101 | no | no |  |  | no |  |  | 0 | 0 | 0 | 0
oh_line_TAP_OH_894242 |  | AN | node_8100101_200819479 | node_1396568_387_15287630_298 | 0.033 | unb_TAPWIRE_OH | 8100101 | no | no |  |  | no |  |  | 0 | 0 | 0 | 0
oh_line_TAP_OH_894243 |  | AN | node_8100101_200819481 | node_1396435_106_15287495_855 | 0.033 | unb_TAPWIRE_OH | 8100101 | no | no |  |  | no |  |  | 0 | 0 | 0 | 0
oh_line_TAP_OH_894244 |  | AN | node_8100101_200819484 | node_1395709_036_15287241_102 | 0.033 | unb_TAPWIRE_OH | 8100101 | no | no |  |  | no |  |  | 0 | 0 | 0 | 0
oh_line_TAP_OH_894245 |  | AN | node_8100101_200819487 | node_1396012_434_15287115_046 | 0.033 | unb_TAPWIRE_OH | 8100101 | no | no |  |  | no |  |  | 0 | 0 | 0 | 0
oh_line_TAP_OH_894246 |  | AN | node_8100101_200819490 | node_1396414_473_15287116_505 | 0.033 | unb_TAPWIRE_OH | 8100101 | no | no |  |  | no |  |  | 0 | 0 | 0 | 0
oh_line_TAP_OH_894247 |  | AN | node_8100101_200819495 | node_1396815_115_15286683_102 | 0.033 | unb_TAPWIRE_OH | 8100101 | no | no |  |  | no |  |  | 0 | 0 | 0 | 0
oh_line_TAP_OH_894248 |  | AN | node_8100101_200819500 | node_1398105_252_15286124_23 | 0.033 | unb_TAPWIRE_OH | 8100101 | no | no |  |  | no |  |  | 0 | 0 | 0 | 0
oh_line_TAP_OH_894249 |  | AN | node_8100101_200819502 | node_1397700_673_15285721_724 | 0.033 | unb_TAPWIRE_OH | 8100101 | no | no |  |  | no |  |  | 0 | 0 | 0 | 0
oh_line_TAP_OH_894250 |  | AN | node_8100101_200819507 | node_1398052_088_15287097_392 | 0.033 | unb_TAPWIRE_OH | 8100101 | no | no |  |  | no |  |  | 0 | 0 | 0 | 0
oh_line_TAP_OH_894251 |  | AN | node_8100101_200819511 | node_1398376_489_15287016_051 | 0.033 | unb_TAPWIRE_OH | 8100101 | no | no |  |  | no |  |  | 0 | 0 | 0 | 0
oh_line_TAP_OH_894252 |  | AN | node_8100101_200819513 | node_1398372_131_15286487_555 | 0.033 | unb_TAPWIRE_OH | 8100101 | no | no |  |  | no |  |  | 0 | 0 | 0 | 0
oh_line_TAP_OH_894602 |  | AN | node_8100101_200820537 | node_1395817_526_15287456_701 | 0.033 | unb_TAPWIRE_OH | 8100101 | no | no |  |  | no |  |  | 0 | 0 | 0 | 0
oh_line_TAP_OH_894603 |  | AN | node_8100101_200820539 | node_1395808_218_15287788_193 | 0.033 | unb_TAPWIRE_OH | 8100101 | no | no |  |  | no |  |  | 0 | 0 | 0 | 0
oh_line_TAP_OH_923602 |  | AN | node_8100101_200967131 | node_1395899_414_15289170_061 | 0.033 | unb_TAPWIRE_OH | 8100101 | no | no |  |  | no |  |  | 0 | 0 | 0 | 0
oh_line_TAP_OH_923603 |  | AN | node_8100101_200967134 | node_1395198_101_15288749_279 | 0.033 | unb_TAPWIRE_OH | 8100101 | no | no |  |  | no |  |  | 0 | 0 | 0 | 0
oh_line_TAP_OH_925033 |  | ABCN | node_8100101_200975588 | node_1394328_032_15287475_24 | 0.033 | unb_TAPWIRE_OH | 8100101 | no | no |  |  | no |  |  | 0 | 0 | 0 | 0
oh_line_TAP_OH_925984 |  | AN | node_8100101_200980272 | node_1397221_964_15289083_565 | 0.033 | unb_TAPWIRE_OH | 8100101 | no | no |  |  | no |  |  | 0 | 0 | 0 | 0
oh_line_TAP_OH_928239 |  | ABCN | node_8100101_201008356 | node_1393135_415_15287208_954 | 0.033 | unb_TAPWIRE_OH | 8100101 | no | no |  |  | no |  |  | 0 | 0 | 0 | 0
oh_line_TAP_OH_931486 |  | AN | node_8100101_201023380 | node_1392672_76_15288428_402 | 0.033 | unb_TAPWIRE_OH | 8100101 | no | no |  |  | no |  |  | 0 | 0 | 0 | 0
oh_line_TAP_OH_931487 |  | ABCN | node_8100101_201023389 | node_1392796_268_15287150_778 | 0.033 | unb_TAPWIRE_OH | 8100101 | no | no |  |  | no |  |  | 0 | 0 | 0 | 0
oh_line_TAP_OH_931488 |  | ABCN | node_8100101_201023392 | node_1392790_655_15287476_306 | 0.033 | unb_TAPWIRE_OH | 8100101 | no | no |  |  | no |  |  | 0 | 0 | 0 | 0
oh_line_TAP_OH_932164 |  | ABCN | node_8100101_201026975 | node_1392320_872_15288660_66 | 0.033 | unb_TAPWIRE_OH | 8100101 | no | no |  |  | no |  |  | 0 | 0 | 0 | 0
oh_line_TAP_OH_1440822 |  | ABCN | node_8100101_200811409 | node_1392397_167_15288094_469 | 0.033 | unb_TAPWIRE_OH | 8100101 | no | no |  |  | no |  |  | 0 | 0 | 0 | 0
oh_line_TAP_OH_1506031 |  | AN | node_8100101_200811160 | node_1397124_689_15286772_338 | 0.033 | unb_TAPWIRE_OH | 8100101 | no | no |  |  | no |  |  | 0 | 0 | 0 | 0
oh_line_TAP_OH_2134920 |  | ABCN | node_8100101_200810019 | node_1392459_875_15288850_789 | 0.033 | unb_TAPWIRE_OH | 8100101 | no | no |  |  | no |  |  | 0 | 0 | 0 | 0
oh_line_TAP_OH_2134921 |  | ABCN | node_8100101_200810019 | node_1392474_111_15288869_453 | 0.033 | unb_TAPWIRE_OH | 8100101 | no | no |  |  | no |  |  | 0 | 0 | 0 | 0
oh_line_TAP_OH_2134922 |  | ABCN | node_8100101_200810019 | node_1392442_549_15288837_677 | 0.033 | unb_TAPWIRE_OH | 8100101 | no | no |  |  | no |  |  | 0 | 0 | 0 | 0
oh_line_TAP_OH_2134923 |  | ABCN | node_8100101_200810628 | node_1392430_323_15289246_157 | 0.033 | unb_TAPWIRE_OH | 8100101 | no | no |  |  | no |  |  | 0 | 0 | 0 | 0
oh_line_TAP_OH_2134924 |  | ABCN | node_8100101_200810628 | node_1392430_994_15289233_644 | 0.033 | unb_TAPWIRE_OH | 8100101 | no | no |  |  | no |  |  | 0 | 0 | 0 | 0
oh_line_TAP_OH_2134925 |  | ABCN | node_8100101_200810628 | node_1392433_632_15289259_36 | 0.033 | unb_TAPWIRE_OH | 8100101 | no | no |  |  | no |  |  | 0 | 0 | 0 | 0
oh_line_TAP_OH_2134929 |  | ABCN | node_8100101_200810855 | node_1394876_758_15290188_727 | 0.033 | unb_TAPWIRE_OH | 8100101 | no | no |  |  | no |  |  | 0 | 0 | 0 | 0
oh_line_TAP_OH_2134930 |  | ABCN | node_8100101_200810855 | node_1394895_554_15290197_389 | 0.033 | unb_TAPWIRE_OH | 8100101 | no | no |  |  | no |  |  | 0 | 0 | 0 | 0
oh_line_TAP_OH_2134934 |  | ABCN | node_8100101_200810838 | node_1393897_507_15290223_871 | 0.033 | unb_TAPWIRE_OH | 8100101 | no | no |  |  | no |  |  | 0 | 0 | 0 | 0
oh_line_TAP_OH_2134935 |  | ABCN | node_8100101_200810838 | node_1393887_639_15290223_04 | 0.033 | unb_TAPWIRE_OH | 8100101 | no | no |  |  | no |  |  | 0 | 0 | 0 | 0
oh_line_TAP_OH_2134936 |  | ABCN | node_8100101_200811286 | node_1393911_983_15289569_589 | 0.033 | unb_TAPWIRE_OH | 8100101 | no | no |  |  | no |  |  | 0 | 0 | 0 | 0
oh_line_TAP_OH_2134937 |  | ABCN | node_8100101_200811286 | node_1393917_706_15289544_143 | 0.033 | unb_TAPWIRE_OH | 8100101 | no | no |  |  | no |  |  | 0 | 0 | 0 | 0
oh_line_TAP_OH_2134938 |  | ABCN | node_8100101_200811286 | node_1393911_371_15289596_198 | 0.033 | unb_TAPWIRE_OH | 8100101 | no | no |  |  | no |  |  | 0 | 0 | 0 | 0
oh_line_TAP_OH_2134939 |  | ABCN | node_8100101_200811401 | node_1392313_578_15288527_248 | 0.033 | unb_TAPWIRE_OH | 8100101 | no | no |  |  | no |  |  | 0 | 0 | 0 | 0
oh_line_TAP_OH_2134940 |  | ABCN | node_8100101_200811401 | node_1392310_648_15288512_408 | 0.033 | unb_TAPWIRE_OH | 8100101 | no | no |  |  | no |  |  | 0 | 0 | 0 | 0
oh_line_TAP_OH_2134941 |  | ABCN | node_8100101_200811401 | node_1392321_736_15288546_875 | 0.033 | unb_TAPWIRE_OH | 8100101 | no | no |  |  | no |  |  | 0 | 0 | 0 | 0
oh_line_TAP_OH_2134942 |  | ABCN | node_8100101_200974835 | node_1392313_243_15289488_14 | 0.033 | unb_TAPWIRE_OH | 8100101 | no | no |  |  | no |  |  | 0 | 0 | 0 | 0
oh_line_TAP_OH_2134943 |  | ABCN | node_8100101_200974835 | node_1392319_774_15289463_054 | 0.033 | unb_TAPWIRE_OH | 8100101 | no | no |  |  | no |  |  | 0 | 0 | 0 | 0
oh_line_TAP_OH_2134944 |  | ABCN | node_8100101_200974835 | node_1392311_781_15289514_682 | 0.033 | unb_TAPWIRE_OH | 8100101 | no | no |  |  | no |  |  | 0 | 0 | 0 | 0
oh_line_TAP_OH_2134945 |  | ABCN | node_8100101_200810627 | node_1392518_493_15289336_661 | 0.033 | unb_TAPWIRE_OH | 8100101 | no | no |  |  | no |  |  | 0 | 0 | 0 | 0
oh_line_TAP_OH_2134946 |  | ABCN | node_8100101_200810627 | node_1392511_422_15289361_478 | 0.033 | unb_TAPWIRE_OH | 8100101 | no | no |  |  | no |  |  | 0 | 0 | 0 | 0
oh_line_TAP_OH_2134947 |  | ABCN | node_8100101_200810627 | node_1392520_527_15289310_192 | 0.033 | unb_TAPWIRE_OH | 8100101 | no | no |  |  | no |  |  | 0 | 0 | 0 | 0
oh_line_TAP_OH_2134948 |  | ABCN | node_8100101_201023376 | node_1392269_825_15288774_152 | 0.033 | unb_TAPWIRE_OH | 8100101 | no | no |  |  | no |  |  | 0 | 0 | 0 | 0
oh_line_TAP_OH_2134949 |  | ABCN | node_8100101_201023376 | node_1392273_069_15288747_911 | 0.033 | unb_TAPWIRE_OH | 8100101 | no | no |  |  | no |  |  | 0 | 0 | 0 | 0
oh_line_TAP_OH_2134953 |  | ABCN | node_8100101_200810022 | node_1392098_727_15288888_647 | 0.033 | unb_TAPWIRE_OH | 8100101 | no | no |  |  | no |  |  | 0 | 0 | 0 | 0
oh_line_TAP_OH_2134954 |  | ABCN | node_8100101_200810022 | node_1392092_623_15288863_259 | 0.033 | unb_TAPWIRE_OH | 8100101 | no | no |  |  | no |  |  | 0 | 0 | 0 | 0
oh_line_TAP_OH_2134955 |  | ABCN | node_8100101_200810022 | node_1392109_507_15288911_09 | 0.033 | unb_TAPWIRE_OH | 8100101 | no | no |  |  | no |  |  | 0 | 0 | 0 | 0
oh_line_TAP_OH_2134959 |  | ABCN | node_8100101_200810605 | node_1392281_381_15289599_67 | 0.033 | unb_TAPWIRE_OH | 8100101 | no | no |  |  | no |  |  | 0 | 0 | 0 | 0
oh_line_TAP_OH_2134960 |  | ABCN | node_8100101_200810605 | node_1392287_935_15289574_595 | 0.033 | unb_TAPWIRE_OH | 8100101 | no | no |  |  | no |  |  | 0 | 0 | 0 | 0
oh_line_TAP_OH_2134961 |  | ABCN | node_8100101_200810016 | node_1392629_012_15289132_96 | 0.033 | unb_TAPWIRE_OH | 8100101 | no | no |  |  | no |  |  | 0 | 0 | 0 | 0
oh_line_TAP_OH_2134962 |  | ABCN | node_8100101_200810016 | node_1392611_035_15289121_554 | 0.033 | unb_TAPWIRE_OH | 8100101 | no | no |  |  | no |  |  | 0 | 0 | 0 | 0
oh_line_TAP_OH_2134963 |  | ABCN | node_8100101_200810016 | node_1392648_546_15289137_751 | 0.033 | unb_TAPWIRE_OH | 8100101 | no | no |  |  | no |  |  | 0 | 0 | 0 | 0
oh_line_TAP_OH_2134966 |  | ABCN | node_8100101_200810569 | node_1392626_054_15288994_786 | 0.033 | unb_TAPWIRE_OH | 8100101 | no | no |  |  | no |  |  | 0 | 0 | 0 | 0
oh_line_TAP_OH_2134967 |  | ABCN | node_8100101_200810569 | node_1392617_132_15289018_49 | 0.033 | unb_TAPWIRE_OH | 8100101 | no | no |  |  | no |  |  | 0 | 0 | 0 | 0
oh_line_TAP_OH_2134968 |  | ABCN | node_8100101_200810629 | node_1392577_384_15289160_754 | 0.033 | unb_TAPWIRE_OH | 8100101 | no | no |  |  | no |  |  | 0 | 0 | 0 | 0
oh_line_TAP_OH_2134969 |  | ABCN | node_8100101_200810629 | node_1392571_968_15289186_323 | 0.033 | unb_TAPWIRE_OH | 8100101 | no | no |  |  | no |  |  | 0 | 0 | 0 | 0
oh_line_TAP_OH_2134970 |  | ABCN | node_8100101_200810629 | node_1392577_677_15289134_132 | 0.033 | unb_TAPWIRE_OH | 8100101 | no | no |  |  | no |  |  | 0 | 0 | 0 | 0
oh_line_TAP_OH_2134971 |  | ABCN | node_8100101_201023493 | node_1392478_853_15287871_325 | 0.033 | unb_TAPWIRE_OH | 8100101 | no | no |  |  | no |  |  | 0 | 0 | 0 | 0
oh_line_TAP_OH_2134972 |  | ABCN | node_8100101_201023493 | node_1392489_805_15287849_218 | 0.033 | unb_TAPWIRE_OH | 8100101 | no | no |  |  | no |  |  | 0 | 0 | 0 | 0
oh_line_TAP_OH_2134973 |  | ABCN | node_8100101_201023493 | node_1392472_554_15287896_52 | 0.033 | unb_TAPWIRE_OH | 8100101 | no | no |  |  | no |  |  | 0 | 0 | 0 | 0
oh_line_TAP_OH_2134974 |  | ABCN | node_8100101_200810859 | node_1392595_889_15289746_59 | 0.033 | unb_TAPWIRE_OH | 8100101 | no | no |  |  | no |  |  | 0 | 0 | 0 | 0
oh_line_TAP_OH_2134975 |  | ABCN | node_8100101_200810859 | node_1392611_533_15289763_094 | 0.033 | unb_TAPWIRE_OH | 8100101 | no | no |  |  | no |  |  | 0 | 0 | 0 | 0
oh_line_TAP_OH_2134976 |  | ABCN | node_8100101_200811407 | node_1392281_397_15288267_53 | 0.033 | unb_TAPWIRE_OH | 8100101 | no | no |  |  | no |  |  | 0 | 0 | 0 | 0
oh_line_TAP_OH_2134977 |  | ABCN | node_8100101_200811407 | node_1392282_917_15288240_994 | 0.033 | unb_TAPWIRE_OH | 8100101 | no | no |  |  | no |  |  | 0 | 0 | 0 | 0
oh_line_TAP_OH_2134978 |  | ABCN | node_8100101_200811407 | node_1392285_047_15288293_734 | 0.033 | unb_TAPWIRE_OH | 8100101 | no | no |  |  | no |  |  | 0 | 0 | 0 | 0
oh_line_TAP_OH_2134987 |  | ABCN | node_8100101_200810566 | node_1392214_361_15289842_58 | 0.033 | unb_TAPWIRE_OH | 8100101 | no | no |  |  | no |  |  | 0 | 0 | 0 | 0
oh_line_TAP_OH_2134988 |  | ABCN | node_8100101_200810566 | node_1392217_041_15289816_22 | 0.033 | unb_TAPWIRE_OH | 8100101 | no | no |  |  | no |  |  | 0 | 0 | 0 | 0
oh_line_TAP_OH_2134989 |  | ABCN | node_8100101_200810566 | node_1392216_86_15289869_017 | 0.033 | unb_TAPWIRE_OH | 8100101 | no | no |  |  | no |  |  | 0 | 0 | 0 | 0

## overhead_line_conductor
data_type | static
owner_type | feeder
owner | 8100101
object | overhead_line_conductor
name | groupid | geometric_mean_radius | resistance | diameter | rating_summer_continuous | rating_summer_emergency | rating_winter_continuous | rating_winter_emergency | dcircuit | selected | comments
oh_cond_1/0_AAAC |  | 0.012 | 0.876 | 0.398 | 235 | 235 | 310 | 310 |  | no
oh_cond_1/0_ACSR |  | 0.012 | 0.888 | 0.398 | 265 | 265 | 330 | 330 |  | no
oh_cond_1/0_CU |  | 0.012 | 0.55 | 0.368 | 255 | 255 | 370 | 370 |  | no
oh_cond_1_CU |  | 0.01 | 0.699 | 0.328 | 230 | 230 | 325 | 325 |  | no
oh_cond_2/0_CU |  | 0.013 | 0.44 | 0.414 | 295 | 295 | 425 | 425 |  | no
oh_cond_2_ACSR |  | 0.01 | 1.41 | 0.325 | 195 | 195 | 245 | 245 |  | no
oh_cond_2_CU |  | 0.009 | 0.873 | 0.292 | 190 | 190 | 270 | 270 |  | no
oh_cond_3_#7_CWD_30% |  | 0.005 | 3.07 | 0.311 | 125 | 125 | 195 | 195 |  | no
oh_cond_4/0_AAAC |  | 0.017 | 0.439 | 0.563 | 365 | 365 | 480 | 480 |  | no
oh_cond_4/0_AL |  | 0.016 | 0.442 | 0.522 | 365 | 365 | 480 | 480 |  | no
oh_cond_4/0_CU |  | 0.017 | 0.278 | 0.522 | 395 | 290 | 570 | 570 |  | no
oh_cond_4_ACSR |  | 0.008 | 2.24 | 0.25 | 145 | 145 | 185 | 185 |  | no
oh_cond_4_CU |  | 0.007 | 1.388 | 0.232 | 140 | 140 | 200 | 200 |  | no
oh_cond_6_CU |  | 0.006 | 2.18 | 0.184 | 110 | 110 | 150 | 150 |  | no
oh_cond_8D_CWD |  | 0.004 | 3.51 | 0.219 | 85 | 85 | 135 | 135 |  | no
oh_cond_477_MCM_AL |  | 0.025 | 0.198 | 0.792 | 605 | 605 | 810 | 810 |  | no
oh_cond_WP-4/0-CU |  | 0.015 | 0.273 | 0.81 | 340 | 340 | 390 | 390 |  | no

## recloser
data_type | static
owner_type | feeder
owner | 8100101
object | recloser
name | groupid | phases | fr | to | phase_A_state | phase_B_state | phase_C_state | operating_mode | retry_time | max_number_of_tries | status | dcircuit | selected | monitored | monitored_fields | class_monitored_fields | played | played_fields | comments
recloser_220411221 |  | ABCD | node_intto1_8100101_200810842 | node_8100101_200810842 | CLOSED | CLOSED | CLOSED | INDIVIDUAL |  |  |  | 8100101 | no | no |  |  | no

## switch
data_type | static
owner_type | feeder
owner | 8100101
object | switch
name | groupid | phases | fr | to | phase_A_state | phase_B_state | phase_C_state | operating_mode | status | dcircuit | selected | monitored | monitored_fields | class_monitored_fields | played | played_fields | comments
switch_657T658_NO-220417227 |  | ABCD | node_intto1_1392188_737_15288800_44 | node_1392188_737_15288800_44 | CLOSED | CLOSED | CLOSED | INDIVIDUAL |  | 8100101 | no | no |  |  | no
switch_65734-220417224 |  | ABCD | node_intto1_8100101_200810019 | node_8100101_200810019 | CLOSED | CLOSED | CLOSED | INDIVIDUAL |  | 8100101 | no | no |  |  | no
switch_220417147 |  | AN | node_intto1_8100101_200805511 | node_8100101_200805511 | CLOSED | CLOSED | CLOSED | INDIVIDUAL |  | 8100101 | no | no |  |  | no
switch_220557251 |  | AD | node_intto1_220557251 | node_220557251 | CLOSED | CLOSED | CLOSED | INDIVIDUAL |  | 8100101 | no | no |  |  | no
switch_220557252 |  | AD | node_intto1_220557252 | node_220557252 | CLOSED | CLOSED | CLOSED | INDIVIDUAL |  | 8100101 | no | no |  |  | no
switch_220557253 |  | ABCD | node_intto1_8100101_200811407 | node_8100101_200811407 | CLOSED | CLOSED | CLOSED | INDIVIDUAL |  | 8100101 | no | no |  |  | no
switch_220595662 |  | ABCD | node_intto1_1392362_415_15288086_075 | node_1392362_415_15288086_075 | CLOSED | CLOSED | CLOSED | INDIVIDUAL |  | 8100101 | no | no |  |  | no
switch_220619626 |  | ABCD | node_intto1_8100101_200810725 | node_8100101_200810725 | CLOSED | CLOSED | CLOSED | INDIVIDUAL |  | 8100101 | no | no |  |  | no

## transformer
data_type | static
owner_type | feeder
owner | 8100101
object | transformer
name | groupid | phases | fr | to | configuration | climate | aging_constant | use_thermal_model | aging_granularity | dcircuit | selected | monitored | monitored_fields | class_monitored_fields | played | played_fields | comments
transformer_220463563 |  | AD | node_intto1_220463563 | node_220463563 | config_transformer_220463563 |  | 0 |  | 0 | 8100101 | no | no |  |  | no
transformer_220518152 |  | AD | node_intto1_220518152 | node_220518152 | config_transformer_220518152 |  | 0 |  | 0 | 8100101 | no | no |  |  | no
transformer_220522415 |  | AD | node_intto1_220522415 | node_220522415 | config_transformer_220522415 |  | 0 |  | 0 | 8100101 | no | no |  |  | no

## transformer_configuration
data_type | static
owner_type | feeder
owner | 8100101
object | transformer_configuration
name | groupid | connect_type | install_type | coolant_type | cooling_type | primary_voltage | secondary_voltage | power_rating | powerA_rating | powerB_rating | powerC_rating | impedance | shunt_impedance | core_coil_weight | tank_fittings_weight | oil_volume | rated_winding_time_constant | rated_winding_hot_spot_rise | rated_top_oil_rise | no_load_loss | full_load_loss | reactance_resistance_ratio | installed_insulation_life | dcircuit | selected | comments
config_transformer_220463563 |  | DELTA_GWYE |  |  |  | 4800 | 12470 | 100 | 0 | 0 | 0 | 0.004+0.04j | 0 | 0 | 0 | 0 | 0 | 0 | 0 | 0 | 0 | 10 | 0 |  | no
config_transformer_220518152 |  | DELTA_GWYE |  |  |  | 4800 | 12470 | 167 | 0 | 0 | 0 | 0.004+0.04j | 0 | 0 | 0 | 0 | 0 | 0 | 0 | 0 | 0 | 10 | 0 |  | no
config_transformer_220522415 |  | DELTA_GWYE |  |  |  | 4800 | 12470 | 100 | 0 | 0 | 0 | 0.004+0.04j | 0 | 0 | 0 | 0 | 0 | 0 | 0 | 0 | 0 | 10 | 0 |  | no

## underground_line
data_type | static
owner_type | feeder
owner | 8100101
object | underground_line
name | groupid | phases | fr | to | length | configuration | dcircuit | selected | monitored | monitored_fields | class_monitored_fields | played | played_fields | comments
und_line_8100101_200805295 |  | ABCN | node_8100101_200810003 | node_intto1_8100101_200805295 | 82.15 | und_3P_2ALURD | 8100101 | no | no |  |  | no
und_line_8100101_200805511 |  | AN | node_8100101_200811027 | node_intto1_8100101_200805511 | 249.78 | und_1P_2ALURD_2AL(N) | 8100101 | no | no |  |  | no
und_line_8100101_200805512 |  | AN | node_8100101_200805511 | node_8100101_200805512 | 259.162 | und_1P_2ALURD_2AL(N) | 8100101 | no | no |  |  | no
und_line_8100101_200805547 |  | AN | node_8100101_311908687 | node_8100101_200805547 | 161.094 | und_1P_2ALURD_2AL(N) | 8100101 | no | no |  |  | no
und_line_8100101_200805549 |  | AN | node_8100101_200805547 | node_8100101_200805549 | 154.288 | und_1P_2ALURD_2AL(N) | 8100101 | no | no |  |  | no
und_line_8100101_200805608 |  | AN | node_8100101_200987241 | node_8100101_200805608 | 150.249 | und_1P_2ALURD_2AL(N) | 8100101 | no | no |  |  | no
und_line_8100101_200805612 |  | AN | node_8100101_200805608 | node_8100101_200805612 | 555.527 | und_1P_2ALURD_2AL(N) | 8100101 | no | no |  |  | no
und_line_8100101_200805617 |  | AN | node_8100101_200805612 | node_8100101_200805617 | 440.721 | und_1P_2ALURD_2AL(N) | 8100101 | no | no |  |  | no
und_line_8100101_200805620 |  | AN | node_8100101_200805617 | node_8100101_200805620 | 444.236 | und_1P_2ALURD_2AL(N) | 8100101 | no | no |  |  | no
und_line_8100101_200811277 |  | ABCN | node_8100101_200811285 | node_intto1_8100101_200811277 | 38.299 | und_3P_DELTACUST | 8100101 | no | no |  |  | no
und_line_8100101_200917349 |  | ABCN | node_8100101_200811409 | node_intto1_8100101_200917349 | 43.421 | und_3P_4/0ALURD | 8100101 | no | no |  |  | no
und_line_8100101_200973504 |  | AN | node_8100101_200967956 | node_intto1_8100101_200973504 | 293.045 | und_1P_DELTACUST | 8100101 | no | no |  |  | no
und_line_8100101_200987241 |  | AN | node_8100101_311908685 | node_8100101_200987241 | 122.83 | und_1P_2ALURD_2AL(N) | 8100101 | no | no |  |  | no
und_line_8100101_201038028 |  | ABCN | node_8100101_201046585 | node_8100101_201038028 | 36.843 | und_3P_2ALURD | 8100101 | no | no |  |  | no
und_line_8100101_201046585 |  | ABCN | node_SOURCE_8100101 | node_8100101_201046585 | 46.997 | und_3P_2ALURD | 8100101 | no | no |  |  | no
und_line_TAP_UG_58596 |  | ABCN | node_8100101_200805295 | node_1393338_526_15289360_529 | 0.033 | und_TAPWIRE_UG | 8100101 | no | no |  |  | no
und_line_TAP_UG_58626 |  | AN | node_8100101_200805511 | node_1396689_377_15288145_949 | 0.033 | und_TAPWIRE_UG | 8100101 | no | no |  |  | no
und_line_TAP_UG_58627 |  | AN | node_8100101_200805512 | node_1396952_959_15288307_226 | 0.033 | und_TAPWIRE_UG | 8100101 | no | no |  |  | no
und_line_TAP_UG_58635 |  | AN | node_8100101_200805547 | node_1393294_066_15286409_58 | 0.033 | und_TAPWIRE_UG | 8100101 | no | no |  |  | no
und_line_TAP_UG_58636 |  | AN | node_8100101_200805549 | node_1393488_43_15286497_394 | 0.033 | und_TAPWIRE_UG | 8100101 | no | no |  |  | no
und_line_TAP_UG_58649 |  | AN | node_8100101_200805608 | node_1397225_057_15286101_298 | 0.033 | und_TAPWIRE_UG | 8100101 | no | no |  |  | no
und_line_TAP_UG_58650 |  | AN | node_8100101_200805612 | node_1396745_689_15285767_109 | 0.033 | und_TAPWIRE_UG | 8100101 | no | no |  |  | no
und_line_TAP_UG_58651 |  | AN | node_8100101_200805617 | node_1396307_333_15285748_638 | 0.033 | und_TAPWIRE_UG | 8100101 | no | no |  |  | no
und_line_TAP_UG_58652 |  | AN | node_8100101_200805620 | node_1395846_451_15285836_555 | 0.033 | und_TAPWIRE_UG | 8100101 | no | no |  |  | no
und_line_TAP_UG_61887 |  | AN | node_8100101_200973504 | node_1397721_135_15285245_397 | 0.033 | und_TAPWIRE_UG | 8100101 | no | no |  |  | no
und_line_TAP_UG_897058 |  | ABCN | node_8100101_200811277 | node_1394035_509_15289766_062 | 0.033 | und_TAPWIRE_UG | 8100101 | no | no |  |  | no
und_line_TAP_UG_897059 |  | ABCN | node_8100101_200811277 | node_1394027_604_15289773_983 | 0.033 | und_TAPWIRE_UG | 8100101 | no | no |  |  | no
und_line_TAP_UG_897060 |  | ABCN | node_8100101_200811277 | node_1394042_802_15289757_42 | 0.033 | und_TAPWIRE_UG | 8100101 | no | no |  |  | no

## underground_line_conductor
data_type | static
owner_type | feeder
owner | 8100101
object | underground_line_conductor
name | groupid | outer_diameter | conductor_gmr | conductor_diameter | conductor_resistance | neutral_gmr | neutral_diameter | neutral_resistance | neutral_strands | insulation_relative_permitivitty | shield_gmr | shield_resistance | rating_summer_continuous | rating_summer_emergency | rating_winter_continuous | rating_winter_emergency | dcircuit | selected | comments
und_cond_1P_2ALURD_2AL(N) | [12 empty] | 125 | 125 | 140 | 140 |  | no
und_cond_1P_DELTACUST | [12 empty] | 685 | 685 | 685 | 685 |  | no
und_cond_3P_2ALURD | [12 empty] | 125 | 125 | 140 | 140 |  | no
und_cond_3P_4/0ALURD | [12 empty] | 240 | 240 | 265 | 265 |  | no
und_cond_3P_DELTACUST | [12 empty] | 685 | 685 | 685 | 685 |  | no
und_cond_TAPWIRE_UG | [12 empty] | 99999999 | 99999999 | 99999999 | 99999999 |  | no