## capacitor
data_type | static
owner_type | feeder
owner | 8109806
object | capacitor
name | groupid | parent | phases | nominal_voltage | pt_phase | phases_connected | switchA | switchB | switchC | control | voltage_set_high | voltage_set_low | VAr_set_high | VAr_set_low | current_set_high | current_set_low | capacitor_A | capacitor_B | capacitor_C | cap_nominal_voltage | time_delay | dwell_time | lockout_time | remote_sense | remote_sense_B | control_level | dcircuit | selected | monitored | monitored_fields | class_monitored_fields | played | played_fields | comments
cap_220369151 |  | node_1357618_263_15315935_764 | AN | 0 |  | AN | CLOSED |  |  | MANUAL | [6 empty] | 100000 |  |  | 4800 | [6 empty] | 8109806 | no | no |  |  | no
cap_220369180 |  | node_1342267_485_15301873_416 | AN | 0 |  | AN | CLOSED |  |  | MANUAL | [6 empty] | 100000 |  |  | 4800 | [6 empty] | 8109806 | no | no |  |  | no
cap_220369225 |  | node_1349835_544_15299049_769 | ABCN | 0 |  | ABCN | CLOSED | CLOSED | CLOSED | MANUAL | [6 empty] | 100000 | 100000 | 100000 | 4800 | [6 empty] | 8109806 | no | no |  |  | no
cap_220563414 |  | node_1341091_321_15298771_732 | AN | 0 |  | AN | CLOSED |  |  | MANUAL | [6 empty] | 100000 |  |  | 4800 | [6 empty] | 8109806 | no | no |  |  | no
cap_220599917 |  | node_1338108_765_15322741_822 | AN | 0 |  | AN | CLOSED |  |  | MANUAL | [6 empty] | 150000 |  |  | 4800 | [6 empty] | 8109806 | no | no |  |  | no
cap_220600388 |  | node_1342329_985_15314459_819 | ABCN | 0 |  | ABCN | CLOSED | CLOSED | CLOSED | MANUAL | [6 empty] | 50000 | 50000 | 50000 | 4800 | [6 empty] | 8109806 | no | no |  |  | no
cap_220604527 |  | node_1348926_401_15312484_903 | ABCN | 0 |  | ABCN | CLOSED | CLOSED | CLOSED | MANUAL | [6 empty] | 100000 | 100000 | 100000 | 19920 | [6 empty] | 8109806 | no | no |  |  | no
cap_220604532 |  | node_1339008_921_15329286_661 | AN | 0 |  | AN | CLOSED |  |  | MANUAL | [6 empty] | 50000 |  |  | 4800 | [6 empty] | 8109806 | no | no |  |  | no

## feeder
data_type | static
owner_type | feeder
owner | 8109806
object | feeder
name | transmission_bus | ARC | ADR | slack_bus | nom_voltages | num_nodes | num_ohlines | num_uglines | num_transformers | num_generators | num_pvs | num_storages | num_loads | miles | mw | mvar | losses_mw | losses_mvar | comments | use_feeder_load_shape | load_shape_scale | use_feeder_pv_shape | pv_shape_scale | description | restore_time | griddisconnect_scenario_probability | gridconnect_scenario_probability | use_energy_not_served | VOLL | discount_rate | yearly_load_growth_percent | planning_horizon | enable_traditional_project_deferral | lifetime_of_investment_years | start_year | base_year | year_the_investment_is_committed | revenue_requirement_scaling_factor | discount_rate | inflation_rate_for_investment | traditional_project_invested_capital | periodicity_of_investment_in_years | priority | maximum_total_investment_cost | DER_portfolio_NPV | DER_portfolio_BC_ratio | total_system_energy_avoided_cost_NPV | total_system_capacity_avoided_cost_NPV | total_system_ancillary_services_avoided_cost_NPV | total_system_CO2_avoided_cost_NPV | total_system_loss_of_load_avoided_cost_NPV | total_system_distribution_capacity_avoided_cost_NPV | total_system_investment_and_operational_cost_NPV | feeder_solar_pv_operating_cost_USdollarperkWh | feeder_energy_storage_operating_cost_USdollarperkWh | feeder_distributed_generator_operating_cost_USdollarperkWh | feeder_distributed_generator_CO2_cost_USdollarperkWh | feeder_demand_response_operating_cost_USdollarperkWh | feeder_solar_pv_investment_cost_USdollarperkW | feeder_energy_storage_investment_cost_USdollarperkW | feeder_distributed_generator_investment_cost_USdollarperkW | feeder_demand_response_investment_cost_USdollarperkW
8109806 |  | ts_slack | none | node_SOURCE_8109806 | 19918.584,2401.777,2771.281,7199.558 | 2236 | 2012 | 76 | 12 | 0 | 0 | 0 | 662 | 58.645 | 12.465 | 5.31 | 0 | 0 |  | 0 | 0 | 1 | 0 |  | 0 | 0 | 0 | 0 | 0 | 0 | 0 | 0 | 0 | 0 | 0 | 0 | 0 | 0 | 0 | 0 | 0 | 0 | 0 | 999999999 | 0 | 0 | 0 | 0 | 0 | 0 | 0 | 0 | 0 | 0 | 0 | 0 | 0 | 0 | 0 | 0 | 0 | 0

## fuse
data_type | static
owner_type | feeder
owner | 8109806
object | fuse
name | groupid | phases | fr | to | phase_A_status | phase_B_status | phase_C_status | repair_dist_type | current_limit | mean_replacement_time | status | dcircuit | selected | monitored | monitored_fields | class_monitored_fields | played | played_fields | comments
fuse_220386924 |  | AD | node_intto1_8109806_200899414 | node_8109806_200899414 | GOOD | GOOD | GOOD |  | 50 |  |  | 8109806 | no | no |  |  | no
fuse_220386943 |  | ABCD | node_intto1_8109806_200895545 | node_8109806_200895545 | GOOD | GOOD | GOOD |  | 60 |  |  | 8109806 | no | no |  |  | no
fuse_220386946 |  | AD | node_intto1_8109806_200899456 | node_8109806_200899456 | GOOD | GOOD | GOOD |  | 30 |  |  | 8109806 | no | no |  |  | no
fuse_220386947 |  | AD | node_intto1_8109806_200899430 | node_8109806_200899430 | GOOD | GOOD | GOOD |  | 50 |  |  | 8109806 | no | no |  |  | no
fuse_220387008 |  | AD | node_intto1_8109806_200899065 | node_8109806_200899065 | GOOD | GOOD | GOOD |  | 40 |  |  | 8109806 | no | no |  |  | no
fuse_220387009 |  | ABCN | node_intto1_8109806_200970996 | node_8109806_200970996 | GOOD | GOOD | GOOD |  | 30 |  |  | 8109806 | no | no |  |  | no
fuse_220387060 |  | AD | node_intto1_8109806_200896521 | node_8109806_200896521 | GOOD | GOOD | GOOD |  | 50 |  |  | 8109806 | no | no |  |  | no
fuse_220387250 |  | AD | node_intto1_8109806_200966150 | node_8109806_200966150 | GOOD | GOOD | GOOD |  | 50 |  |  | 8109806 | no | no |  |  | no
fuse_220387275 |  | AD | node_intto1_8109806_200900973 | node_8109806_200900973 | GOOD | GOOD | GOOD |  | 100 |  |  | 8109806 | no | no |  |  | no
fuse_220387302 |  | AD | node_intto1_8109806_200900936 | node_8109806_200900936 | GOOD | GOOD | GOOD |  | 40 |  |  | 8109806 | no | no |  |  | no
fuse_220387716 |  | AN | node_intto1_8109806_200891538 | node_8109806_200891538 | GOOD | GOOD | GOOD |  | 20 |  |  | 8109806 | no | no |  |  | no
fuse_220387727 |  | AD | node_intto1_8109806_200891558 | node_8109806_200891558 | GOOD | GOOD | GOOD |  | 40 |  |  | 8109806 | no | no |  |  | no
fuse_220387746 |  | AD | node_intto1_8109806_200894833 | node_8109806_200894833 | GOOD | GOOD | GOOD |  | 50 |  |  | 8109806 | no | no |  |  | no
fuse_220387749 |  | AN | node_intto1_8109806_200894888 | node_8109806_200894888 | GOOD | GOOD | GOOD |  | 30 |  |  | 8109806 | no | no |  |  | no
fuse_220387750 |  | AD | node_intto1_8109806_201003799 | node_8109806_201003799 | GOOD | GOOD | GOOD |  | 40 |  |  | 8109806 | no | no |  |  | no
fuse_220387751 |  | AD | node_intto1_8109806_200894867 | node_8109806_200894867 | GOOD | GOOD | GOOD |  | 30 |  |  | 8109806 | no | no |  |  | no
fuse_220387753 |  | AN | node_intto1_8109806_200894830 | node_8109806_200894830 | GOOD | GOOD | GOOD |  | 25 |  |  | 8109806 | no | no |  |  | no
fuse_220387755 |  | AD | node_intto1_8109806_200894826 | node_8109806_200894826 | GOOD | GOOD | GOOD |  | 40 |  |  | 8109806 | no | no |  |  | no
fuse_220387762 |  | AN | node_intto1_8109806_200894831 | node_8109806_200894831 | GOOD | GOOD | GOOD |  | 25 |  |  | 8109806 | no | no |  |  | no
fuse_220388013 |  | AD | node_intto1_8109806_200850348 | node_8109806_200850348 | GOOD | GOOD | GOOD |  | 100 |  |  | 8109806 | no | no |  |  | no
fuse_220388070 |  | AD | node_intto1_8109806_201051126 | node_8109806_201051126 | GOOD | GOOD | GOOD |  | 60 |  |  | 8109806 | no | no |  |  | no
fuse_220388108 |  | ABCN | node_intto1_220388108 | node_220388108 | GOOD | GOOD | GOOD |  | 40 |  |  | 8109806 | no | no |  |  | no
fuse_220388117 |  | ABCD | node_intto1_8109806_200971456 | node_8109806_200971456 | GOOD | GOOD | GOOD |  | 100 |  |  | 8109806 | no | no |  |  | no
fuse_220388136 |  | AD | node_intto1_8109806_200843139 | node_8109806_200843139 | GOOD | GOOD | GOOD |  | 60 |  |  | 8109806 | no | no |  |  | no
fuse_220388137 |  | AD | node_intto1_8109806_200843188 | node_8109806_200843188 | GOOD | GOOD | GOOD |  | 50 |  |  | 8109806 | no | no |  |  | no
fuse_220388141 |  | AD | node_intto1_8109806_200843194 | node_8109806_200843194 | GOOD | GOOD | GOOD |  | 60 |  |  | 8109806 | no | no |  |  | no
fuse_220388144 |  | AD | node_intto1_8109806_200843197 | node_8109806_200843197 | GOOD | GOOD | GOOD |  | 40 |  |  | 8109806 | no | no |  |  | no
fuse_220388150 |  | AN | node_intto1_220388150 | node_220388150 | GOOD | GOOD | GOOD |  | 20 |  |  | 8109806 | no | no |  |  | no
fuse_220388153 |  | AN | node_intto1_220388153 | node_220388153 | GOOD | GOOD | GOOD |  | 20 |  |  | 8109806 | no | no |  |  | no
fuse_220388154 |  | AD | node_intto1_8109806_200851036 | node_8109806_200851036 | GOOD | GOOD | GOOD |  | 30 |  |  | 8109806 | no | no |  |  | no
fuse_220388155 |  | AD | node_intto1_8109806_200848896 | node_8109806_200848896 | GOOD | GOOD | GOOD |  | 75 |  |  | 8109806 | no | no |  |  | no
fuse_220388216 |  | AD | node_intto1_8109806_200850176 | node_8109806_200850176 | GOOD | GOOD | GOOD |  | 100 |  |  | 8109806 | no | no |  |  | no
fuse_220388224 |  | AN | node_intto1_220388224 | node_220388224 | GOOD | GOOD | GOOD |  | 25 |  |  | 8109806 | no | no |  |  | no
fuse_220388225 |  | AD | node_intto1_8109806_200850304 | node_8109806_200850304 | GOOD | GOOD | GOOD |  | 85 |  |  | 8109806 | no | no |  |  | no
fuse_220388360 |  | AD | node_intto1_8109806_200842156 | node_8109806_200842156 | GOOD | GOOD | GOOD |  | 40 |  |  | 8109806 | no | no |  |  | no
fuse_220388390 |  | AD | node_intto1_8109806_200946459 | node_8109806_200946459 | GOOD | GOOD | GOOD |  | 40 |  |  | 8109806 | no | no |  |  | no
fuse_220388572 |  | AD | node_intto1_8109806_200841379 | node_8109806_200841379 | GOOD | GOOD | GOOD |  | 30 |  |  | 8109806 | no | no |  |  | no
fuse_220388585 |  | AD | node_intto1_8109806_200841351 | node_8109806_200841351 | GOOD | GOOD | GOOD |  | 60 |  |  | 8109806 | no | no |  |  | no
fuse_220388636 |  | AD | node_intto1_8109806_200841875 | node_8109806_200841875 | GOOD | GOOD | GOOD |  | 60 |  |  | 8109806 | no | no |  |  | no
fuse_220388649 |  | AD | node_intto1_8109806_200841968 | node_8109806_200841968 | GOOD | GOOD | GOOD |  | 85 |  |  | 8109806 | no | no |  |  | no
fuse_220388650 |  | AD | node_intto1_8109806_200842148 | node_8109806_200842148 | GOOD | GOOD | GOOD |  | 100 |  |  | 8109806 | no | no |  |  | no
fuse_220388663 |  | ABCD | node_intto1_8109806_200842298 | node_8109806_200842298 | GOOD | GOOD | GOOD |  | 85 |  |  | 8109806 | no | no |  |  | no
fuse_220388666 |  | AD | node_intto1_8109806_200841589 | node_8109806_200841589 | GOOD | GOOD | GOOD |  | 50 |  |  | 8109806 | no | no |  |  | no
fuse_220388674 |  | AD | node_intto1_8109806_200841734 | node_8109806_200841734 | GOOD | GOOD | GOOD |  | 30 |  |  | 8109806 | no | no |  |  | no
fuse_220388704 |  | AD | node_intto1_8109806_200841728 | node_8109806_200841728 | GOOD | GOOD | GOOD |  | 60 |  |  | 8109806 | no | no |  |  | no
fuse_220388838 |  | ABCD | node_intto1_8109806_200852487 | node_8109806_200852487 | GOOD | GOOD | GOOD |  | 300 |  |  | 8109806 | no | no |  |  | no
fuse_220388839 |  | ABCD | node_intto1_8109806_200852518 | node_8109806_200852518 | GOOD | GOOD | GOOD |  | 100 |  |  | 8109806 | no | no |  |  | no
fuse_220388840 |  | AD | node_intto1_8109806_200852522 | node_8109806_200852522 | GOOD | GOOD | GOOD |  | 75 |  |  | 8109806 | no | no |  |  | no
fuse_220388841 |  | ABCD | node_intto1_8109806_200852577 | node_8109806_200852577 | GOOD | GOOD | GOOD |  | 65 |  |  | 8109806 | no | no |  |  | no
fuse_220388842 |  | ABCD | node_intto1_8109806_200917637 | node_8109806_200917637 | GOOD | GOOD | GOOD |  | 80 |  |  | 8109806 | no | no |  |  | no
fuse_220388844 |  | AD | node_intto1_8109806_200852635 | node_8109806_200852635 | GOOD | GOOD | GOOD |  | 100 |  |  | 8109806 | no | no |  |  | no
fuse_220388847 |  | AD | node_intto1_8109806_200852680 | node_8109806_200852680 | GOOD | GOOD | GOOD |  | 100 |  |  | 8109806 | no | no |  |  | no
fuse_220388853 |  | AN | node_intto1_8109806_200852604 | node_8109806_200852604 | GOOD | GOOD | GOOD |  | 40 |  |  | 8109806 | no | no |  |  | no
fuse_220388931 |  | AN | node_intto1_8109806_200849607 | node_8109806_200849607 | GOOD | GOOD | GOOD |  | 40 |  |  | 8109806 | no | no |  |  | no
fuse_220388935 |  | AN | node_intto1_8109806_200853745 | node_8109806_200853745 | GOOD | GOOD | GOOD |  | 40 |  |  | 8109806 | no | no |  |  | no
fuse_220388936 |  | AN | node_intto1_8109806_200853776 | node_8109806_200853776 | GOOD | GOOD | GOOD |  | 100 |  |  | 8109806 | no | no |  |  | no
fuse_220388938 |  | AN | node_intto1_8109806_200853695 | node_8109806_200853695 | GOOD | GOOD | GOOD |  | 40 |  |  | 8109806 | no | no |  |  | no
fuse_220388940 |  | AN | node_intto1_8109806_200853697 | node_8109806_200853697 | GOOD | GOOD | GOOD |  | 40 |  |  | 8109806 | no | no |  |  | no
fuse_220388945 |  | AD | node_intto1_8109806_200853886 | node_8109806_200853886 | GOOD | GOOD | GOOD |  | 100 |  |  | 8109806 | no | no |  |  | no
fuse_220388950 |  | AD | node_intto1_8109806_200853585 | node_8109806_200853585 | GOOD | GOOD | GOOD |  | 100 |  |  | 8109806 | no | no |  |  | no
fuse_220388955 |  | AN | node_intto1_220388955 | node_220388955 | GOOD | GOOD | GOOD |  | 20 |  |  | 8109806 | no | no |  |  | no
fuse_220388957 |  | AD | node_intto1_8109806_200853673 | node_8109806_200853673 | GOOD | GOOD | GOOD |  | 75 |  |  | 8109806 | no | no |  |  | no
fuse_220389108 |  | AN | node_intto1_220389108 | node_220389108 | GOOD | GOOD | GOOD |  | 25 |  |  | 8109806 | no | no |  |  | no
fuse_220389110 |  | AD | node_intto1_8109806_200850427 | node_8109806_200850427 | GOOD | GOOD | GOOD |  | 85 |  |  | 8109806 | no | no |  |  | no
fuse_220389112 |  | AD | node_intto1_8109806_200850523 | node_8109806_200850523 | GOOD | GOOD | GOOD |  | 60 |  |  | 8109806 | no | no |  |  | no
fuse_220389134 |  | AN | node_intto1_220389134 | node_220389134 | GOOD | GOOD | GOOD |  | 20 |  |  | 8109806 | no | no |  |  | no
fuse_220389141 |  | ABCD | node_intto1_8109806_200851073 | node_8109806_200851073 | GOOD | GOOD | GOOD |  | 100 |  |  | 8109806 | no | no |  |  | no
fuse_220389143 |  | AD | node_intto1_8109806_200851042 | node_8109806_200851042 | GOOD | GOOD | GOOD |  | 40 |  |  | 8109806 | no | no |  |  | no
fuse_220389144 |  | AD | node_intto1_8109806_200850855 | node_8109806_200850855 | GOOD | GOOD | GOOD |  | 75 |  |  | 8109806 | no | no |  |  | no
fuse_220389157 |  | AD | node_intto1_8109806_200911560 | node_8109806_200911560 | GOOD | GOOD | GOOD |  | 30 |  |  | 8109806 | no | no |  |  | no
fuse_220389177 |  | ABCD | node_intto1_8109806_200936459 | node_8109806_200936459 | GOOD | GOOD | GOOD |  | 50 |  |  | 8109806 | no | no |  |  | no
fuse_220389199 |  | AN | node_intto1_220389199 | node_220389199 | GOOD | GOOD | GOOD |  | 40 |  |  | 8109806 | no | no |  |  | no
fuse_220447146 |  | ABCD | node_intto1_8109806_200970226 | node_8109806_200970226 | GOOD | GOOD | GOOD |  | 100 |  |  | 8109806 | no | no |  |  | no
fuse_220447147 |  | ABCD | node_intto1_8109806_200849240 | node_8109806_200849240 | GOOD | GOOD | GOOD |  | 300 |  |  | 8109806 | no | no |  |  | no
fuse_220455631 |  | AD | node_intto1_8109806_200950145 | node_8109806_200950145 | GOOD | GOOD | GOOD |  | 25 |  |  | 8109806 | no | no |  |  | no
fuse_220462067 |  | ABCD | node_intto1_8109806_200951762 | node_8109806_200951762 | GOOD | GOOD | GOOD |  | 100 |  |  | 8109806 | no | no |  |  | no
fuse_220520271 |  | AN | node_intto1_8109806_200967912 | node_8109806_200967912 | GOOD | GOOD | GOOD |  | 30 |  |  | 8109806 | no | no |  |  | no
fuse_220535265 |  | ABCN | node_intto1_8109806_200974253 | node_8109806_200974253 | GOOD | GOOD | GOOD |  | 25 |  |  | 8109806 | no | no |  |  | no
fuse_220536898 |  | AD | node_intto1_8109806_200899461 | node_8109806_200899461 | GOOD | GOOD | GOOD |  | 30 |  |  | 8109806 | no | no |  |  | no
fuse_220551868 |  | AN | node_intto1_8109806_200983544 | node_8109806_200983544 | GOOD | GOOD | GOOD |  | 30 |  |  | 8109806 | no | no |  |  | no
fuse_220564326 |  | AN | node_intto1_8109806_200988828 | node_8109806_200988828 | GOOD | GOOD | GOOD |  | 25 |  |  | 8109806 | no | no |  |  | no
fuse_220565812 |  | AD | node_intto1_8109806_200842121 | node_8109806_200842121 | GOOD | GOOD | GOOD |  | 140 |  |  | 8109806 | no | no |  |  | no
fuse_220576194 |  | ABCN | node_intto1_220576194 | node_220576194 | GOOD | GOOD | GOOD |  | 40 |  |  | 8109806 | no | no |  |  | no
fuse_220576199 |  | ABCD | node_intto1_8109806_200849234 | node_8109806_200849234 | GOOD | GOOD | GOOD |  | 140 |  |  | 8109806 | no | no |  |  | no
fuse_220577170 |  | AN | node_intto1_8109806_201010573 | node_8109806_201010573 | GOOD | GOOD | GOOD |  | 65 |  |  | 8109806 | no | no |  |  | no
fuse_220600410 |  | AD | node_intto1_8109806_200841996 | node_8109806_200841996 | GOOD | GOOD | GOOD |  | 100 |  |  | 8109806 | no | no |  |  | no
fuse_220604528 |  | ABCN | node_intto1_220604528 | node_220604528 | GOOD | GOOD | GOOD |  | 6 |  |  | 8109806 | no | no |  |  | no
fuse_220616495 |  | AD | node_intto1_8109806_200841606 | node_8109806_200841606 | GOOD | GOOD | GOOD |  | 65 |  |  | 8109806 | no | no |  |  | no
fuse_220617863 |  | AN | node_intto1_8109806_201031597 | node_8109806_201031597 | GOOD | GOOD | GOOD |  | 30 |  |  | 8109806 | no | no |  |  | no
fuse_220623093 |  | AN | node_intto1_8109806_201040387 | node_8109806_201040387 | GOOD | GOOD | GOOD |  | 30 |  |  | 8109806 | no | no |  |  | no
fuse_220628285 |  | ABCD | node_intto1_8109806_200842283 | node_8109806_200842283 | GOOD | GOOD | GOOD |  | 65 |  |  | 8109806 | no | no |  |  | no
fuse_311907657 |  | ABCN | node_intto1_311907657 | node_311907657 | GOOD | GOOD | GOOD |  | 100 |  |  | 8109806 | no | no |  |  | no
fuse_311907769 |  | AN | node_intto1_311907769 | node_311907769 | GOOD | GOOD | GOOD |  | 100 |  |  | 8109806 | no | no |  |  | no
fuse_311989367 |  | ABCN | node_intto1_8109806_311989366 | node_8109806_311989366 | GOOD | GOOD | GOOD |  | 50 |  |  | 8109806 | no | no |  |  | no
fuse_312011907 |  | AN | node_intto1_312011907 | node_312011907 | GOOD | GOOD | GOOD |  | 60 |  |  | 8109806 | no | no |  |  | no
fuse_312011913 |  | AN | node_intto1_312011913 | node_312011913 | GOOD | GOOD | GOOD |  | 12 |  |  | 8109806 | no | no |  |  | no

## line_configuration
data_type | static
owner_type | feeder
owner | 8109806
object | line_configuration
name | groupid | conductor_A | conductor_B | conductor_C | conductor_N | spacing | z11 | z12 | z13 | z21 | z22 | z23 | z31 | z32 | z33 | c11 | c12 | c13 | c21 | c22 | c23 | c31 | c32 | c33 | dcircuit | selected | comments
bal_1P_1/0AA |  | oh_cond_1/0_AAAC | oh_cond_1/0_AAAC | oh_cond_1/0_AAAC |  |  | 0.972+1.499j | 0.095+0.781j | 0.095+0.781j | 0.095+0.781j | 0.972+1.499j | 0.095+0.781j | 0.095+0.781j | 0.095+0.781j | 0.972+1.499j | 12.796 | -3.172 | -3.172 | -3.172 | 12.796 | -3.172 | -3.172 | -3.172 | 12.796 |  | no
bal_1P_1/0AA_1/0AA(N) |  | oh_cond_1/0_AAAC | oh_cond_1/0_AAAC | oh_cond_1/0_AAAC | oh_cond_1/0_AAAC |  | 1.078+1.186j | 0.201+0.467j | 0.201+0.467j | 0.201+0.467j | 1.078+1.186j | 0.201+0.467j | 0.201+0.467j | 0.201+0.467j | 1.078+1.186j | 13.243 | -2.726 | -2.726 | -2.726 | 13.243 | -2.726 | -2.726 | -2.726 | 13.243 |  | no
bal_1P_1/0AC |  | oh_cond_1/0_ACSR | oh_cond_1/0_ACSR | oh_cond_1/0_ACSR |  |  | 0.983+1.218j | 0.095+0.781j | 0.095+0.781j | 0.095+0.781j | 0.983+1.218j | 0.095+0.781j | 0.095+0.781j | 0.095+0.781j | 0.983+1.218j | 12.796 | -3.172 | -3.172 | -3.172 | 12.796 | -3.172 | -3.172 | -3.172 | 12.796 |  | no
bal_1P_1/0AC_1/0AC(N) |  | oh_cond_1/0_ACSR | oh_cond_1/0_ACSR | oh_cond_1/0_ACSR | oh_cond_1/0_ACSR |  | 1.091+1.185j | 0.203+0.469j | 0.203+0.469j | 0.203+0.469j | 1.091+1.185j | 0.203+0.469j | 0.203+0.469j | 0.203+0.469j | 1.091+1.185j | 13.243 | -2.726 | -2.726 | -2.726 | 13.243 | -2.726 | -2.726 | -2.726 | 13.243 |  | no
bal_1P_1/0AC_2/0CU(N) |  | oh_cond_1/0_ACSR | oh_cond_1/0_ACSR | oh_cond_1/0_ACSR | oh_cond_2/0_CU |  | 1.019+1.125j | 0.131+0.409j | 0.131+0.409j | 0.131+0.409j | 1.019+1.125j | 0.131+0.409j | 0.131+0.409j | 0.131+0.409j | 1.019+1.125j | 13.245 | -2.723 | -2.723 | -2.723 | 13.245 | -2.723 | -2.723 | -2.723 | 13.245 |  | no
bal_1P_1/0AC_4/0AC(N) |  | oh_cond_1/0_ACSR | oh_cond_1/0_ACSR | oh_cond_1/0_ACSR | oh_cond_4/0_ACSR |  | 1.024+1.119j | 0.136+0.403j | 0.136+0.403j | 0.136+0.403j | 1.024+1.119j | 0.136+0.403j | 0.136+0.403j | 0.136+0.403j | 1.024+1.119j | 13.267 | -2.702 | -2.702 | -2.702 | 13.267 | -2.702 | -2.702 | -2.702 | 13.267 |  | no
bal_1P_1/0AC_4/0AL(N) |  | oh_cond_1/0_ACSR | oh_cond_1/0_ACSR | oh_cond_1/0_ACSR | oh_cond_4/0_AL |  | 1.022+1.12j | 0.134+0.404j | 0.134+0.404j | 0.134+0.404j | 1.022+1.12j | 0.134+0.404j | 0.134+0.404j | 0.134+0.404j | 1.022+1.12j | 13.261 | -2.707 | -2.707 | -2.707 | 13.261 | -2.707 | -2.707 | -2.707 | 13.261 |  | no
bal_1P_2AC |  | oh_cond_2_ACSR | oh_cond_2_ACSR | oh_cond_2_ACSR |  |  | 1.505+1.527j | 0.095+0.781j | 0.095+0.781j | 0.095+0.781j | 1.505+1.527j | 0.095+0.781j | 0.095+0.781j | 0.095+0.781j | 1.505+1.527j | 12.393 | -3.017 | -3.017 | -3.017 | 12.393 | -3.017 | -3.017 | -3.017 | 12.393 |  | no
bal_1P_2AC_2AC(N) |  | oh_cond_2_ACSR | oh_cond_2_ACSR | oh_cond_2_ACSR | oh_cond_2_ACSR |  | 1.645+1.289j | 0.235+0.543j | 0.235+0.543j | 0.235+0.543j | 1.645+1.289j | 0.235+0.543j | 0.235+0.543j | 0.235+0.543j | 1.645+1.289j | 12.813 | -2.597 | -2.597 | -2.597 | 12.813 | -2.597 | -2.597 | -2.597 | 12.813 |  | no
bal_1P_3-104CW_3-104CW(N) |  | oh_cond_3_#104_CWD | oh_cond_3_#104_CWD | oh_cond_3_#104_CWD | oh_cond_3_#104_CWD |  | 6.123+1.603j | 0.178+0.734j | 0.178+0.734j | 0.178+0.734j | 6.123+1.603j | 0.178+0.734j | 0.178+0.734j | 0.178+0.734j | 6.123+1.603j | 12.096 | -2.386 | -2.386 | -2.386 | 12.096 | -2.386 | -2.386 | -2.386 | 12.096 |  | no
bal_1P_4/0AA |  | oh_cond_4/0_AAAC | oh_cond_4/0_AAAC | oh_cond_4/0_AAAC |  |  | 0.534+1.457j | 0.095+0.781j | 0.095+0.781j | 0.095+0.781j | 0.534+1.457j | 0.095+0.781j | 0.095+0.781j | 0.095+0.781j | 0.534+1.457j | 13.554 | -3.469 | -3.469 | -3.469 | 13.554 | -3.469 | -3.469 | -3.469 | 13.554 |  | no
bal_1P_4/0AC |  | oh_cond_4/0_ACSR | oh_cond_4/0_ACSR | oh_cond_4/0_ACSR |  |  | 0.54+1.457j | 0.095+0.781j | 0.095+0.781j | 0.095+0.781j | 0.54+1.457j | 0.095+0.781j | 0.095+0.781j | 0.095+0.781j | 0.54+1.457j | 13.554 | -3.469 | -3.469 | -3.469 | 13.554 | -3.469 | -3.469 | -3.469 | 13.554 |  | no
bal_1P_4/0AC_4/0AL(N) |  | oh_cond_4/0_ACSR | oh_cond_4/0_ACSR | oh_cond_4/0_ACSR | oh_cond_4/0_AL |  | 0.579+1.081j | 0.134+0.404j | 0.134+0.404j | 0.134+0.404j | 0.579+1.081j | 0.134+0.404j | 0.134+0.404j | 0.134+0.404j | 0.579+1.081j | 14.046 | -2.976 | -2.976 | -2.976 | 14.046 | -2.976 | -2.976 | -2.976 | 14.046 |  | no
bal_1P_4/0AL |  | oh_cond_4/0_AL | oh_cond_4/0_AL | oh_cond_4/0_AL |  |  | 0.537+1.466j | 0.095+0.781j | 0.095+0.781j | 0.095+0.781j | 0.537+1.466j | 0.095+0.781j | 0.095+0.781j | 0.095+0.781j | 0.537+1.466j | 13.381 | -3.4 | -3.4 | -3.4 | 13.381 | -3.4 | -3.4 | -3.4 | 13.381 |  | no
bal_1P_4/0AL_4/0AL(N) |  | oh_cond_4/0_AL | oh_cond_4/0_AL | oh_cond_4/0_AL | oh_cond_4/0_AL |  | 0.576+1.089j | 0.134+0.404j | 0.134+0.404j | 0.134+0.404j | 0.576+1.089j | 0.134+0.404j | 0.134+0.404j | 0.134+0.404j | 0.576+1.089j | 13.867 | -2.914 | -2.914 | -2.914 | 13.867 | -2.914 | -2.914 | -2.914 | 13.867 |  | no
bal_1P_4AC |  | oh_cond_4_ACSR | oh_cond_4_ACSR | oh_cond_4_ACSR |  |  | 2.335+1.555j | 0.095+0.781j | 0.095+0.781j | 0.095+0.781j | 2.335+1.555j | 0.095+0.781j | 0.095+0.781j | 0.095+0.781j | 2.335+1.555j | 11.91 | -2.834 | -2.834 | -2.834 | 11.91 | -2.834 | -2.834 | -2.834 | 11.91 |  | no
bal_1P_4ACW |  | oh_cond_4A_CWD | oh_cond_4A_CWD | oh_cond_4A_CWD |  |  | 1.49+1.583j | 0.095+0.781j | 0.095+0.781j | 0.095+0.781j | 1.49+1.583j | 0.095+0.781j | 0.095+0.781j | 0.095+0.781j | 1.49+1.583j | 12.178 | -2.935 | -2.935 | -2.935 | 12.178 | -2.935 | -2.935 | -2.935 | 12.178 |  | no
bal_1P_4CU |  | oh_cond_4_CU | oh_cond_4_CU | oh_cond_4_CU |  |  | 1.483+1.565j | 0.095+0.781j | 0.095+0.781j | 0.095+0.781j | 1.483+1.565j | 0.095+0.781j | 0.095+0.781j | 0.095+0.781j | 1.483+1.565j | 11.78 | -2.785 | -2.785 | -2.785 | 11.78 | -2.785 | -2.785 | -2.785 | 11.78 |  | no
bal_1P_6CU |  | oh_cond_6_CU | oh_cond_6_CU | oh_cond_6_CU |  |  | 2.275+1.583j | 0.095+0.781j | 0.095+0.781j | 0.095+0.781j | 2.275+1.583j | 0.095+0.781j | 0.095+0.781j | 0.095+0.781j | 2.275+1.583j | 11.393 | -2.641 | -2.641 | -2.641 | 11.393 | -2.641 | -2.641 | -2.641 | 11.393 |  | no
bal_1P_8DCW |  | oh_cond_8D_CWD | oh_cond_8D_CWD | oh_cond_8D_CWD |  |  | 3.605+1.647j | 0.095+0.781j | 0.095+0.781j | 0.095+0.781j | 3.605+1.647j | 0.095+0.781j | 0.095+0.781j | 0.095+0.781j | 3.605+1.647j | 11.681 | -2.748 | -2.748 | -2.748 | 11.681 | -2.748 | -2.748 | -2.748 | 11.681 |  | no
bal_1P_477AL |  | oh_cond_477_MCM_AL | oh_cond_477_MCM_AL | oh_cond_477_MCM_AL |  |  | 0.293+1.41j | 0.095+0.781j | 0.095+0.781j | 0.095+0.781j | 0.293+1.41j | 0.095+0.781j | 0.095+0.781j | 0.095+0.781j | 0.293+1.41j | 14.4 | -3.806 | -3.806 | -3.806 | 14.4 | -3.806 | -3.806 | -3.806 | 14.4 |  | no
bal_1P_477AL_4/0AA(N) |  | oh_cond_477_MCM_AL | oh_cond_477_MCM_AL | oh_cond_477_MCM_AL | oh_cond_4/0_AAAC |  | 0.332+1.031j | 0.134+0.402j | 0.134+0.402j | 0.134+0.402j | 0.332+1.031j | 0.134+0.402j | 0.134+0.402j | 0.134+0.402j | 0.332+1.031j | 14.927 | -3.279 | -3.279 | -3.279 | 14.927 | -3.279 | -3.279 | -3.279 | 14.927 |  | no
bal_1P_477AL_4/0AC(N) |  | oh_cond_477_ACSR | oh_cond_477_ACSR | oh_cond_477_ACSR | oh_cond_4/0_ACSR |  | 0.332+1.017j | 0.136+0.403j | 0.136+0.403j | 0.136+0.403j | 0.332+1.017j | 0.136+0.403j | 0.136+0.403j | 0.136+0.403j | 0.332+1.017j | 15.118 | -3.347 | -3.347 | -3.347 | 15.118 | -3.347 | -3.347 | -3.347 | 15.118 |  | no
bal_1P_477AL_4/0AL(N) |  | oh_cond_477_MCM_AL | oh_cond_477_MCM_AL | oh_cond_477_MCM_AL | oh_cond_4/0_AL |  | 0.332+1.034j | 0.134+0.404j | 0.134+0.404j | 0.134+0.404j | 0.332+1.034j | 0.134+0.404j | 0.134+0.404j | 0.134+0.404j | 0.332+1.034j | 14.921 | -3.285 | -3.285 | -3.285 | 14.921 | -3.285 | -3.285 | -3.285 | 14.921 |  | no
bal_1P_DELTACUST |  | oh_cond_2/0_CU | oh_cond_2/0_CU | oh_cond_2/0_CU | oh_cond_3_#7_CWD_30% |  | 0.66+1.378j | 0.22+0.666j | 0.22+0.666j | 0.22+0.666j | 0.66+1.378j | 0.22+0.666j | 0.22+0.666j | 0.22+0.666j | 0.66+1.378j | 13.24 | -2.712 | -2.712 | -2.712 | 13.24 | -2.712 | -2.712 | -2.712 | 13.24 |  | no
bal_1P_WYECUST |  | oh_cond_2/0_CU | oh_cond_2/0_CU | oh_cond_2/0_CU | oh_cond_3_#7_CWD_30% |  | 0.66+1.378j | 0.22+0.666j | 0.22+0.666j | 0.22+0.666j | 0.66+1.378j | 0.22+0.666j | 0.22+0.666j | 0.22+0.666j | 0.66+1.378j | 13.24 | -2.712 | -2.712 | -2.712 | 13.24 | -2.712 | -2.712 | -2.712 | 13.24 |  | no
bal_2P_1/0AA_1/0AA(N) |  | oh_cond_1/0_AAAC | oh_cond_1/0_AAAC | oh_cond_1/0_AAAC | oh_cond_1/0_AAAC |  | 1.078+1.186j | 0.201+0.467j | 0.201+0.467j | 0.201+0.467j | 1.078+1.186j | 0.201+0.467j | 0.201+0.467j | 0.201+0.467j | 1.078+1.186j | 13.243 | -2.726 | -2.726 | -2.726 | 13.243 | -2.726 | -2.726 | -2.726 | 13.243 |  | no
bal_2P_4/0AL_1/0AC(N) |  | oh_cond_4/0_AL | oh_cond_4/0_AL | oh_cond_4/0_AL | oh_cond_1/0_ACSR |  | 0.645+1.154j | 0.203+0.469j | 0.203+0.469j | 0.203+0.469j | 0.645+1.154j | 0.203+0.469j | 0.203+0.469j | 0.203+0.469j | 0.645+1.154j | 13.848 | -2.934 | -2.934 | -2.934 | 13.848 | -2.934 | -2.934 | -2.934 | 13.848 |  | no
bal_2P_4/0AL_4/0AC(N) |  | oh_cond_4/0_AL | oh_cond_4/0_AL | oh_cond_4/0_AL | oh_cond_4/0_ACSR |  | 0.578+1.088j | 0.136+0.403j | 0.136+0.403j | 0.136+0.403j | 0.578+1.088j | 0.136+0.403j | 0.136+0.403j | 0.136+0.403j | 0.578+1.088j | 13.873 | -2.909 | -2.909 | -2.909 | 13.873 | -2.909 | -2.909 | -2.909 | 13.873 |  | no
bal_2P_4/0AL_4/0AL(N) |  | oh_cond_4/0_AL | oh_cond_4/0_AL | oh_cond_4/0_AL | oh_cond_4/0_AL |  | 0.576+1.089j | 0.134+0.404j | 0.134+0.404j | 0.134+0.404j | 0.576+1.089j | 0.134+0.404j | 0.134+0.404j | 0.134+0.404j | 0.576+1.089j | 13.867 | -2.914 | -2.914 | -2.914 | 13.867 | -2.914 | -2.914 | -2.914 | 13.867 |  | no
bal_3P_1/0AA |  | oh_cond_1/0_AAAC | oh_cond_1/0_AAAC | oh_cond_1/0_AAAC |  |  | 0.972+1.499j | 0.095+0.781j | 0.095+0.781j | 0.095+0.781j | 0.972+1.499j | 0.095+0.781j | 0.095+0.781j | 0.095+0.781j | 0.972+1.499j | 12.796 | -3.172 | -3.172 | -3.172 | 12.796 | -3.172 | -3.172 | -3.172 | 12.796 |  | no
bal_3P_1/0AA_1/0AC(N) |  | oh_cond_1/0_AAAC | oh_cond_1/0_AAAC | oh_cond_1/0_AAAC | oh_cond_1/0_ACSR |  | 1.08+1.187j | 0.203+0.469j | 0.203+0.469j | 0.203+0.469j | 1.08+1.187j | 0.203+0.469j | 0.203+0.469j | 0.203+0.469j | 1.08+1.187j | 13.243 | -2.726 | -2.726 | -2.726 | 13.243 | -2.726 | -2.726 | -2.726 | 13.243 |  | no
bal_3P_1/0AA_4/0AA(N) |  | oh_cond_1/0_AAAC | oh_cond_1/0_AAAC | oh_cond_1/0_AAAC | oh_cond_4/0_AAAC |  | 1.011+1.121j | 0.134+0.402j | 0.134+0.402j | 0.134+0.402j | 1.011+1.121j | 0.134+0.402j | 0.134+0.402j | 0.134+0.402j | 1.011+1.121j | 13.267 | -2.702 | -2.702 | -2.702 | 13.267 | -2.702 | -2.702 | -2.702 | 13.267 |  | no
bal_3P_1/0AC |  | oh_cond_1/0_ACSR | oh_cond_1/0_ACSR | oh_cond_1/0_ACSR |  |  | 0.983+1.497j | 0.095+0.781j | 0.095+0.781j | 0.095+0.781j | 0.983+1.497j | 0.095+0.781j | 0.095+0.781j | 0.095+0.781j | 0.983+1.497j | 12.796 | -3.172 | -3.172 | -3.172 | 12.796 | -3.172 | -3.172 | -3.172 | 12.796 |  | no
bal_3P_2/0CU |  | oh_cond_2/0_CU | oh_cond_2/0_CU | oh_cond_2/0_CU |  |  | 0.535+1.487j | 0.095+0.781j | 0.095+0.781j | 0.095+0.781j | 0.535+1.487j | 0.095+0.781j | 0.095+0.781j | 0.095+0.781j | 0.535+1.487j | 12.878 | -3.204 | -3.204 | -3.204 | 12.878 | -3.204 | -3.204 | -3.204 | 12.878 |  | no
bal_3P_2AC |  | oh_cond_2_ACSR | oh_cond_2_ACSR | oh_cond_2_ACSR |  |  | 1.505+1.527j | 0.095+0.781j | 0.095+0.781j | 0.095+0.781j | 1.505+1.527j | 0.095+0.781j | 0.095+0.781j | 0.095+0.781j | 1.505+1.527j | 12.393 | -3.017 | -3.017 | -3.017 | 12.393 | -3.017 | -3.017 | -3.017 | 12.393 |  | no
bal_3P_2CU |  | oh_cond_2_CU | oh_cond_2_CU | oh_cond_2_CU |  |  | 0.968+1.536j | 0.095+0.781j | 0.095+0.781j | 0.095+0.781j | 0.968+1.536j | 0.095+0.781j | 0.095+0.781j | 0.095+0.781j | 0.968+1.536j | 12.191 | -2.94 | -2.94 | -2.94 | 12.191 | -2.94 | -2.94 | -2.94 | 12.191 |  | no
bal_3P_3-104CW |  | oh_cond_3_#104_CWD | oh_cond_3_#104_CWD | oh_cond_3_#104_CWD |  |  | 6.041+1.65j | 0.095+0.781j | 0.095+0.781j | 0.095+0.781j | 6.041+1.65j | 0.095+0.781j | 0.095+0.781j | 0.095+0.781j | 6.041+1.65j | 11.719 | -2.762 | -2.762 | -2.762 | 11.719 | -2.762 | -2.762 | -2.762 | 11.719 |  | no
bal_3P_4/0AA |  | oh_cond_4/0_AAAC | oh_cond_4/0_AAAC | oh_cond_4/0_AAAC |  |  | 0.534+1.457j | 0.095+0.781j | 0.095+0.781j | 0.095+0.781j | 0.534+1.457j | 0.095+0.781j | 0.095+0.781j | 0.095+0.781j | 0.534+1.457j | 13.554 | -3.469 | -3.469 | -3.469 | 13.554 | -3.469 | -3.469 | -3.469 | 13.554 |  | no
bal_3P_4/0AA_4/0AA(N) |  | oh_cond_4/0_AAAC | oh_cond_4/0_AAAC | oh_cond_4/0_AAAC | oh_cond_4/0_AAAC |  | 0.573+1.078j | 0.134+0.402j | 0.134+0.402j | 0.134+0.402j | 0.573+1.078j | 0.134+0.402j | 0.134+0.402j | 0.134+0.402j | 0.573+1.078j | 14.052 | -2.971 | -2.971 | -2.971 | 14.052 | -2.971 | -2.971 | -2.971 | 14.052 |  | no
bal_3P_4/0AL |  | oh_cond_4/0_AL | oh_cond_4/0_AL | oh_cond_4/0_AL |  |  | 0.537+1.466j | 0.095+0.781j | 0.095+0.781j | 0.095+0.781j | 0.537+1.466j | 0.095+0.781j | 0.095+0.781j | 0.095+0.781j | 0.537+1.466j | 13.381 | -3.4 | -3.4 | -3.4 | 13.381 | -3.4 | -3.4 | -3.4 | 13.381 |  | no
bal_3P_4ACW |  | oh_cond_4A_CWD | oh_cond_4A_CWD | oh_cond_4A_CWD |  |  | 1.49+1.583j | 0.095+0.781j | 0.095+0.781j | 0.095+0.781j | 1.49+1.583j | 0.095+0.781j | 0.095+0.781j | 0.095+0.781j | 1.49+1.583j | 12.178 | -2.935 | -2.935 | -2.935 | 12.178 | -2.935 | -2.935 | -2.935 | 12.178 |  | no
bal_3P_4CU |  | oh_cond_4_CU | oh_cond_4_CU | oh_cond_4_CU |  |  | 1.483+1.565j | 0.095+0.781j | 0.095+0.781j | 0.095+0.781j | 1.483+1.565j | 0.095+0.781j | 0.095+0.781j | 0.095+0.781j | 1.483+1.565j | 11.78 | -2.785 | -2.785 | -2.785 | 11.78 | -2.785 | -2.785 | -2.785 | 11.78 |  | no
bal_3P_477AL |  | oh_cond_477_MCM_AL | oh_cond_477_MCM_AL | oh_cond_477_MCM_AL |  |  | 0.293+1.41j | 0.095+0.775j | 0.095+0.775j | 0.095+0.775j | 0.293+1.41j | 0.095+0.775j | 0.095+0.775j | 0.095+0.775j | 0.293+1.41j | 14.305 | -3.735 | -3.735 | -3.735 | 14.305 | -3.735 | -3.735 | -3.735 | 14.305 |  | no
bal_3P_477AL_4/0AA(N) |  | oh_cond_477_MCM_AL | oh_cond_477_MCM_AL | oh_cond_477_MCM_AL | oh_cond_4/0_AAAC |  | 0.332+1.031j | 0.134+0.402j | 0.134+0.402j | 0.134+0.402j | 0.332+1.031j | 0.134+0.402j | 0.134+0.402j | 0.134+0.402j | 0.332+1.031j | 14.927 | -3.279 | -3.279 | -3.279 | 14.927 | -3.279 | -3.279 | -3.279 | 14.927 |  | no
bal_3P_477AL_4/0AC(N) |  | oh_cond_477_MCM_AL | oh_cond_477_MCM_AL | oh_cond_477_MCM_AL | oh_cond_4/0_ACSR |  | 0.334+1.032j | 0.136+0.403j | 0.136+0.403j | 0.136+0.403j | 0.334+1.032j | 0.136+0.403j | 0.136+0.403j | 0.136+0.403j | 0.334+1.032j | 14.927 | -3.279 | -3.279 | -3.279 | 14.927 | -3.279 | -3.279 | -3.279 | 14.927 |  | no
bal_3P_477AL_4/0AL(N) |  | oh_cond_477_MCM_AL | oh_cond_477_MCM_AL | oh_cond_477_MCM_AL | oh_cond_4/0_AL |  | 0.332+1.034j | 0.134+0.404j | 0.134+0.404j | 0.134+0.404j | 0.332+1.034j | 0.134+0.404j | 0.134+0.404j | 0.134+0.404j | 0.332+1.034j | 14.921 | -3.285 | -3.285 | -3.285 | 14.921 | -3.285 | -3.285 | -3.285 | 14.921 |  | no
unb_TAPWIRE_OH |  | oh_cond_WP-4/0-CU | oh_cond_WP-4/0-CU | oh_cond_WP-4/0-CU | oh_cond_WP-4/0-CU |  | 0.365+1.097j | 0.093+0.433j | 0.094+0.34j | 0.093+0.433j | 0.368+1.078j | 0.095+0.401j | 0.094+0.34j | 0.095+0.401j | 0.368+1.077j | 14.911 | -4.341 | -1.953 | -4.341 | 15.781 | -3.724 | -1.953 | -3.724 | 14.818 |  | no
und_1P_1/0ALURD_1/0AL(N) |  | und_cond_1P_1/0ALURD_1/0AL(N) | und_cond_1P_1/0ALURD_1/0AL(N) | und_cond_1P_1/0ALURD_1/0AL(N) |  |  | 1.674+0.526j | 0.0+0.0j | 0.0+0.0j | 0.0+0.0j | 1.674+0.526j | 0.0+0.0j | 0.0+0.0j | 0.0+0.0j | 1.674+0.526j | 530.19 | 0 | 0 | 0 | 530.19 | 0 | 0 | 0 | 530.19 |  | no
und_1P_2ALURD |  | und_cond_1P_2ALURD | und_cond_1P_2ALURD | und_cond_1P_2ALURD |  |  | 2.379+0.823j | 0.0+0.0j | 0.0+0.0j | 0.0+0.0j | 2.379+0.823j | 0.0+0.0j | 0.0+0.0j | 0.0+0.0j | 2.379+0.823j | 401.497 | 0 | 0 | 0 | 401.497 | 0 | 0 | 0 | 401.497 |  | no
und_1P_2ALURD_2AL(N) |  | und_cond_1P_2ALURD_2AL(N) | und_cond_1P_2ALURD_2AL(N) | und_cond_1P_2ALURD_2AL(N) |  |  | 2.379+0.823j | 0.0+0.0j | 0.0+0.0j | 0.0+0.0j | 2.379+0.823j | 0.0+0.0j | 0.0+0.0j | 0.0+0.0j | 2.379+0.823j | 401.497 | 0 | 0 | 0 | 401.497 | 0 | 0 | 0 | 401.497 |  | no
und_1P_4CUURD_4CU(N) |  | und_cond_1P_4CUURD_4CU(N) | und_cond_1P_4CUURD_4CU(N) | und_cond_1P_4CUURD_4CU(N) |  |  | 2.337+0.852j | 0.0+0.0j | 0.0+0.0j | 0.0+0.0j | 2.337+0.852j | 0.0+0.0j | 0.0+0.0j | 0.0+0.0j | 2.337+0.852j | 318.933 | 0 | 0 | 0 | 318.933 | 0 | 0 | 0 | 318.933 |  | no
und_1P_DELTACUST |  | und_cond_1P_DELTACUST | und_cond_1P_DELTACUST | und_cond_1P_DELTACUST |  |  | 0.179+0.233j | 0.061-0.024j | 0.061-0.024j | 0.061-0.024j | 0.179+0.233j | 0.061-0.024j | 0.061-0.024j | 0.061-0.024j | 0.179+0.233j | 324.124 | 0 | 0 | 0 | 324.124 | 0 | 0 | 0 | 324.124 |  | no
und_3P_2ALURD |  | und_cond_3P_2ALURD | und_cond_3P_2ALURD | und_cond_3P_2ALURD |  |  | 2.125+0.49j | 0.384+0.067j | 0.384+0.067j | 0.384+0.067j | 2.125+0.49j | 0.384+0.067j | 0.384+0.067j | 0.384+0.067j | 2.125+0.49j | 401.498 | 0 | 0 | 0 | 401.498 | 0 | 0 | 0 | 401.498 |  | no
und_3P_DELTACUST |  | und_cond_3P_DELTACUST | und_cond_3P_DELTACUST | und_cond_3P_DELTACUST |  |  | 0.179+0.233j | 0.061-0.024j | 0.061-0.024j | 0.061-0.024j | 0.179+0.233j | 0.061-0.024j | 0.061-0.024j | 0.061-0.024j | 0.179+0.233j | 324.124 | 0 | 0 | 0 | 324.124 | 0 | 0 | 0 | 324.124 |  | no
und_3P_WYECUST |  | und_cond_3P_WYECUST | und_cond_3P_WYECUST | und_cond_3P_WYECUST |  |  | 0.179+0.233j | 0.061-0.024j | 0.061-0.024j | 0.061-0.024j | 0.179+0.233j | 0.061-0.024j | 0.061-0.024j | 0.061-0.024j | 0.179+0.233j | 324.124 | 0 | 0 | 0 | 324.124 | 0 | 0 | 0 | 324.124 |  | no
und_TAPWIRE_UG |  | und_cond_TAPWIRE_UG | und_cond_TAPWIRE_UG | und_cond_TAPWIRE_UG |  |  | 0.001+0.001j | 0.0+0.0j | 0.0+0.0j | 0.0+0.0j | 0.001+0.001j | 0.0+0.0j | 0.0+0.0j | 0.0+0.0j | 0.001+0.001j | 0 | 0 | 0 | 0 | 0 | 0 | 0 | 0 | 0 |  | no

## load
data_type | static
owner_type | feeder
owner | 8109806
object | load
name | groupid | parent | bustype | phases | nominal_voltage | load_class | constant_power_A | constant_power_B | constant_power_C | constant_current_A | constant_current_B | constant_current_C | constant_impedance_A | constant_impedance_B | constant_impedance_C | base_power_A | base_power_B | base_power_C | power_pf_A | power_pf_B | power_pf_C | current_pf_A | current_pf_B | current_pf_C | impedance_pf_A | impedance_pf_B | impedance_pf_C | power_fraction_A | power_fraction_B | power_fraction_C | current_fraction_A | current_fraction_B | current_fraction_C | impedance_fraction_A | impedance_fraction_B | impedance_fraction_C | dcircuit | selected | monitored | monitored_fields | class_monitored_fields | played | played_fields | base_kw_A | base_kw_B | base_kw_C | kw_A | kw_B | kw_C | comments | critical_load | dem_resp_lb | dem_resp_ub | dem_resp_shortage_cost | dem_resp_surplus_cost | num_customers
load_220342131 |  | node_1358625_631_15316747_372 |  | AN | 0 | Residential | 4334.4+1846.447j | 0 | 0 | 0 | 0 | 0 | [24 empty] | 8109806 | no | no |  |  | no |  | 0 | 0 | 0 | 0 | 0 | 0 |  | 1 | 1 | 1 | 0 | 0 | 0
load_220342132 |  | node_1359453_627_15320831_27 |  | AN | 0 | Residential | 4104+1748.297j | 0 | 0 | 0 | 0 | 0 | [24 empty] | 8109806 | no | no |  |  | no |  | 0 | 0 | 0 | 0 | 0 | 0 |  | 1 | 1 | 1 | 0 | 0 | 0
load_220342133 |  | node_1359486_583_15321582_999 |  | AN | 0 | Residential | 12276+5229.554j | 0 | 0 | 0 | 0 | 0 | [24 empty] | 8109806 | no | no |  |  | no |  | 0 | 0 | 0 | 0 | 0 | 0 |  | 1 | 1 | 1 | 0 | 0 | 0
load_220342134 |  | node_1359500_398_15322786_38 |  | AN | 0 | Residential | 9921.6+4226.584j | 0 | 0 | 0 | 0 | 0 | [24 empty] | 8109806 | no | no |  |  | no |  | 0 | 0 | 0 | 0 | 0 | 0 |  | 1 | 1 | 1 | 0 | 0 | 0
load_220342135 |  | node_1358583_132_15317094_472 |  | AN | 0 | Residential | 12708+5413.585j | 0 | 0 | 0 | 0 | 0 | [24 empty] | 8109806 | no | no |  |  | no |  | 0 | 0 | 0 | 0 | 0 | 0 |  | 1 | 1 | 1 | 0 | 0 | 0
load_220342136 |  | node_1358611_509_15317571_544 |  | AN | 0 | Residential | 1663.2+708.52j | 0 | 0 | 0 | 0 | 0 | [24 empty] | 8109806 | no | no |  |  | no |  | 0 | 0 | 0 | 0 | 0 | 0 |  | 1 | 1 | 1 | 0 | 0 | 0
load_220342137 |  | node_1358654_434_15318209_397 |  | AN | 0 | Other | 0 | 0 | 0 | 0 | 0 | 0 | [24 empty] | 8109806 | no | no |  |  | no |  | 0 | 0 | 0 | 0 | 0 | 0 |  | 1 | 1 | 1 | 0 | 0 | 0
load_220342137-L-1 |  | node_1358654_434_15318209_397 |  | AN | 0 | Residential | 0 | 0 | 0 | 0 | 0 | 0 | [24 empty] | 8109806 | no | no |  |  | no |  | 0 | 0 | 0 | 0 | 0 | 0 |  | 1 | 1 | 1 | 0 | 0 | 0
load_220342138 |  | node_1359026_48_15318780_418 |  | AN | 0 | Other | 0 | 0 | 0 | 0 | 0 | 0 | [24 empty] | 8109806 | no | no |  |  | no |  | 0 | 0 | 0 | 0 | 0 | 0 |  | 1 | 1 | 1 | 0 | 0 | 0
load_220342139 |  | node_1359186_446_15319179_085 |  | AN | 0 | Residential | 7992+3404.578j | 0 | 0 | 0 | 0 | 0 | [24 empty] | 8109806 | no | no |  |  | no |  | 0 | 0 | 0 | 0 | 0 | 0 |  | 1 | 1 | 1 | 0 | 0 | 0
load_220342232 |  | node_1340633_204_15313337_621 |  | AN | 0 | Other | 0 | 0 | 0 | 0 | 0 | 0 | [24 empty] | 8109806 | no | no |  |  | no |  | 0 | 0 | 0 | 0 | 0 | 0 |  | 1 | 1 | 1 | 0 | 0 | 0
load_220342238 |  | node_1345190_763_15316529_077 |  | AN | 0 | Residential | 8028+3419.914j | 0 | 0 | 0 | 0 | 0 | [24 empty] | 8109806 | no | no |  |  | no |  | 0 | 0 | 0 | 0 | 0 | 0 |  | 1 | 1 | 1 | 0 | 0 | 0
load_220342239 |  | node_1345171_202_15316797_671 |  | AN | 0 | Residential | 7092+3021.179j | 0 | 0 | 0 | 0 | 0 | [24 empty] | 8109806 | no | no |  |  | no |  | 0 | 0 | 0 | 0 | 0 | 0 |  | 1 | 1 | 1 | 0 | 0 | 0
load_220342240 |  | node_1345055_891_15317187_891 |  | AN | 0 | Residential | 4708.8+2005.94j | 0 | 0 | 0 | 0 | 0 | [24 empty] | 8109806 | no | no |  |  | no |  | 0 | 0 | 0 | 0 | 0 | 0 |  | 1 | 1 | 1 | 0 | 0 | 0
load_220342241 |  | node_1345599_51_15317300_797 |  | AN | 0 | Residential | 4687.2+1996.739j | 0 | 0 | 0 | 0 | 0 | [24 empty] | 8109806 | no | no |  |  | no |  | 0 | 0 | 0 | 0 | 0 | 0 |  | 1 | 1 | 1 | 0 | 0 | 0
load_220342242 |  | node_1345047_329_15317481_804 |  | AN | 0 | Residential | 20952+8925.515j | 0 | 0 | 0 | 0 | 0 | [24 empty] | 8109806 | no | no |  |  | no |  | 0 | 0 | 0 | 0 | 0 | 0 |  | 1 | 1 | 1 | 0 | 0 | 0
load_220342244 |  | node_1345047_583_15318066_775 |  | AN | 0 | Residential | 1728+736.125j | 0 | 0 | 0 | 0 | 0 | [24 empty] | 8109806 | no | no |  |  | no |  | 0 | 0 | 0 | 0 | 0 | 0 |  | 1 | 1 | 1 | 0 | 0 | 0
load_220342252 |  | node_1361280_375_15315725_673 |  | AN | 0 | Residential | 20844+8879.507j | 0 | 0 | 0 | 0 | 0 | [24 empty] | 8109806 | no | no |  |  | no |  | 0 | 0 | 0 | 0 | 0 | 0 |  | 1 | 1 | 1 | 0 | 0 | 0
load_220342253 |  | node_1361512_265_15315820_455 |  | AN | 0 | Residential | 18388.8+7833.596j | 0 | 0 | 0 | 0 | 0 | [24 empty] | 8109806 | no | no |  |  | no |  | 0 | 0 | 0 | 0 | 0 | 0 |  | 1 | 1 | 1 | 0 | 0 | 0
load_220342254 |  | node_1358347_009_15315875_259 |  | AN | 0 | Residential | 8258.4+3518.064j | 0 | 0 | 0 | 0 | 0 | [24 empty] | 8109806 | no | no |  |  | no |  | 0 | 0 | 0 | 0 | 0 | 0 |  | 1 | 1 | 1 | 0 | 0 | 0
load_220342255 |  | node_1358630_859_15315753_546 |  | AN | 0 | Residential | 13420.8+5717.237j | 0 | 0 | 0 | 0 | 0 | [24 empty] | 8109806 | no | no |  |  | no |  | 0 | 0 | 0 | 0 | 0 | 0 |  | 1 | 1 | 1 | 0 | 0 | 0
load_220342256 |  | node_1359235_718_15315700_518 |  | AN | 0 | Residential | 7970.4+3395.376j | 0 | 0 | 0 | 0 | 0 | [24 empty] | 8109806 | no | no |  |  | no |  | 0 | 0 | 0 | 0 | 0 | 0 |  | 1 | 1 | 1 | 0 | 0 | 0
load_220342257 |  | node_1359903_858_15315753_395 |  | AN | 0 | Residential | 1886.4+803.603j | 0 | 0 | 0 | 0 | 0 | [24 empty] | 8109806 | no | no |  |  | no |  | 0 | 0 | 0 | 0 | 0 | 0 |  | 1 | 1 | 1 | 0 | 0 | 0
load_220342258 |  | node_1360626_165_15315695_349 |  | AN | 0 | Residential | 7308+3113.195j | 0 | 0 | 0 | 0 | 0 | [24 empty] | 8109806 | no | no |  |  | no |  | 0 | 0 | 0 | 0 | 0 | 0 |  | 1 | 1 | 1 | 0 | 0 | 0
load_220342259 |  | node_1360805_108_15315709_381 |  | AN | 0 | Residential | 28216.8+12020.306j | 0 | 0 | 0 | 0 | 0 | [24 empty] | 8109806 | no | no |  |  | no |  | 0 | 0 | 0 | 0 | 0 | 0 |  | 1 | 1 | 1 | 0 | 0 | 0
load_220342260 |  | node_1361021_137_15315827_845 |  | AN | 0 | Residential | 12182.4+5189.681j | 0 | 0 | 0 | 0 | 0 | [24 empty] | 8109806 | no | no |  |  | no |  | 0 | 0 | 0 | 0 | 0 | 0 |  | 1 | 1 | 1 | 0 | 0 | 0
load_220342292 |  | node_1343533_711_15321639_829 |  | AN | 0 | Residential | 2462.4+1048.978j | 0 | 0 | 0 | 0 | 0 | [24 empty] | 8109806 | no | no |  |  | no |  | 0 | 0 | 0 | 0 | 0 | 0 |  | 1 | 1 | 1 | 0 | 0 | 0
load_220342293 |  | node_1343791_621_15321648_268 |  | AN | 0 | NonResidential | 12000+5111.979j | 0 | 0 | 0 | 0 | 0 | [24 empty] | 8109806 | no | no |  |  | no |  | 0 | 0 | 0 | 0 | 0 | 0 |  | 1 | 1 | 1 | 0 | 0 | 0
load_220342294 |  | node_1344407_866_15322449_754 |  | AN | 0 | NonResidential | 12000+5111.979j | 0 | 0 | 0 | 0 | 0 | [24 empty] | 8109806 | no | no |  |  | no |  | 0 | 0 | 0 | 0 | 0 | 0 |  | 1 | 1 | 1 | 0 | 0 | 0
load_220342295 |  | node_1345230_855_15321210_617 |  | AN | 0 | Residential | 5731.2+2441.481j | 0 | 0 | 0 | 0 | 0 | [24 empty] | 8109806 | no | no |  |  | no |  | 0 | 0 | 0 | 0 | 0 | 0 |  | 1 | 1 | 1 | 0 | 0 | 0
load_220342297 |  | node_1341753_404_15321645_185 |  | AN | 0 | Residential | 20368.8+8677.072j | 0 | 0 | 0 | 0 | 0 | [24 empty] | 8109806 | no | no |  |  | no |  | 0 | 0 | 0 | 0 | 0 | 0 |  | 1 | 1 | 1 | 0 | 0 | 0
load_220342298 |  | node_1341962_75_15321569_863 |  | AN | 0 | Residential | 3765.6+1604.139j | 0 | 0 | 0 | 0 | 0 | [24 empty] | 8109806 | no | no |  |  | no |  | 0 | 0 | 0 | 0 | 0 | 0 |  | 1 | 1 | 1 | 0 | 0 | 0
load_220342348 |  | node_1338128_621_15323144_767 |  | AN | 0 | Residential | 8481.6+3613.146j | 0 | 0 | 0 | 0 | 0 | [24 empty] | 8109806 | no | no |  |  | no |  | 0 | 0 | 0 | 0 | 0 | 0 |  | 1 | 1 | 1 | 0 | 0 | 0
load_220342349 |  | node_1338096_146_15323464_731 |  | AN | 0 | Residential | 2563.2+1091.919j | 0 | 0 | 0 | 0 | 0 | [24 empty] | 8109806 | no | no |  |  | no |  | 0 | 0 | 0 | 0 | 0 | 0 |  | 1 | 1 | 1 | 0 | 0 | 0
load_220342350 |  | node_1338085_46_15323694_41 |  | AN | 0 | Residential | 0 | 0 | 0 | 0 | 0 | 0 | [24 empty] | 8109806 | no | no |  |  | no |  | 0 | 0 | 0 | 0 | 0 | 0 |  | 1 | 1 | 1 | 0 | 0 | 0
load_220342352 |  | node_1338047_009_15324337_871 |  | AN | 0 | NonResidential | 3074.4+1309.689j | 0 | 0 | 0 | 0 | 0 | [24 empty] | 8109806 | no | no |  |  | no |  | 0 | 0 | 0 | 0 | 0 | 0 |  | 1 | 1 | 1 | 0 | 0 | 0
load_220342390 |  | node_1345055_237_15315740_616 |  | AN | 0 | Residential | 14508+6180.382j | 0 | 0 | 0 | 0 | 0 | [24 empty] | 8109806 | no | no |  |  | no |  | 0 | 0 | 0 | 0 | 0 | 0 |  | 1 | 1 | 1 | 0 | 0 | 0
load_220342391 |  | node_1345360_357_15315466_349 |  | AN | 0 | Residential | 30650.4+13057.016j | 0 | 0 | 0 | 0 | 0 | [24 empty] | 8109806 | no | no |  |  | no |  | 0 | 0 | 0 | 0 | 0 | 0 |  | 1 | 1 | 1 | 0 | 0 | 0
load_220342398 |  | node_1348341_556_15313944_89 |  | AN | 0 | Residential | 14486.4+6171.181j | 0 | 0 | 0 | 0 | 0 | [24 empty] | 8109806 | no | no |  |  | no |  | 0 | 0 | 0 | 0 | 0 | 0 |  | 1 | 1 | 1 | 0 | 0 | 0
load_220342399 |  | node_1348091_932_15313865_026 |  | AN | 0 | Residential | 27187.2+11581.699j | 0 | 0 | 0 | 0 | 0 | [24 empty] | 8109806 | no | no |  |  | no |  | 0 | 0 | 0 | 0 | 0 | 0 |  | 1 | 1 | 1 | 0 | 0 | 0
load_220342457 |  | node_1345661_18_15315339_796 |  | AN | 0 | Residential | 4860+2070.351j | 0 | 0 | 0 | 0 | 0 | [24 empty] | 8109806 | no | no |  |  | no |  | 0 | 0 | 0 | 0 | 0 | 0 |  | 1 | 1 | 1 | 0 | 0 | 0
load_220342458 |  | node_1344999_614_15315931_87 |  | AN | 0 | Residential | 11793.6+5024.053j | 0 | 0 | 0 | 0 | 0 | [24 empty] | 8109806 | no | no |  |  | no |  | 0 | 0 | 0 | 0 | 0 | 0 |  | 1 | 1 | 1 | 0 | 0 | 0
load_220342459 |  | node_1344522_786_15316337_852 |  | AN | 0 | Other | 0 | 0 | 0 | 0 | 0 | 0 | [24 empty] | 8109806 | no | no |  |  | no |  | 0 | 0 | 0 | 0 | 0 | 0 |  | 1 | 1 | 1 | 0 | 0 | 0
load_220342460 |  | node_1344207_477_15316623_514 |  | AN | 0 | Residential | 31622.4+13471.086j | 0 | 0 | 0 | 0 | 0 | [24 empty] | 8109806 | no | no |  |  | no |  | 0 | 0 | 0 | 0 | 0 | 0 |  | 1 | 1 | 1 | 0 | 0 | 0
load_220342461 |  | node_1343699_289_15316797_314 |  | AN | 0 | Residential | 0 | 0 | 0 | 0 | 0 | 0 | [24 empty] | 8109806 | no | no |  |  | no |  | 0 | 0 | 0 | 0 | 0 | 0 |  | 1 | 1 | 1 | 0 | 0 | 0
load_220342462 |  | node_1343431_457_15316601_617 |  | AN | 0 | Residential | 5551.2+2364.801j | 0 | 0 | 0 | 0 | 0 | [24 empty] | 8109806 | no | no |  |  | no |  | 0 | 0 | 0 | 0 | 0 | 0 |  | 1 | 1 | 1 | 0 | 0 | 0
load_220342463 |  | node_1344801_992_15316269_48 |  | AN | 0 | Residential | 4478.4+1907.79j | 0 | 0 | 0 | 0 | 0 | [24 empty] | 8109806 | no | no |  |  | no |  | 0 | 0 | 0 | 0 | 0 | 0 |  | 1 | 1 | 1 | 0 | 0 | 0
load_220342464 |  | node_1343561_207_15317133_957 |  | AN | 0 | Residential | 4572+1947.664j | 0 | 0 | 0 | 0 | 0 | [24 empty] | 8109806 | no | no |  |  | no |  | 0 | 0 | 0 | 0 | 0 | 0 |  | 1 | 1 | 1 | 0 | 0 | 0
load_220342465 |  | node_1343368_046_15317339_618 |  | AN | 0 | Residential | 6825.6+2907.693j | 0 | 0 | 0 | 0 | 0 | [24 empty] | 8109806 | no | no |  |  | no |  | 0 | 0 | 0 | 0 | 0 | 0 |  | 1 | 1 | 1 | 0 | 0 | 0
load_220342466 |  | node_1343643_312_15317440_995 |  | AN | 0 | Residential | 2404.8+1024.441j | 0 | 0 | 0 | 0 | 0 | [24 empty] | 8109806 | no | no |  |  | no |  | 0 | 0 | 0 | 0 | 0 | 0 |  | 1 | 1 | 1 | 0 | 0 | 0
load_220342467 |  | node_1343135_006_15317529_828 |  | AN | 0 | Residential | 4701.6+2002.873j | 0 | 0 | 0 | 0 | 0 | [24 empty] | 8109806 | no | no |  |  | no |  | 0 | 0 | 0 | 0 | 0 | 0 |  | 1 | 1 | 1 | 0 | 0 | 0
load_220342469 |  | node_1349787_351_15313283_218 |  | AN | 0 | Residential | 18050.4+7689.438j | 0 | 0 | 0 | 0 | 0 | [24 empty] | 8109806 | no | no |  |  | no |  | 0 | 0 | 0 | 0 | 0 | 0 |  | 1 | 1 | 1 | 0 | 0 | 0
load_220342470 |  | node_1342857_797_15318316_572 |  | AN | 0 | Residential | 6624+2821.812j | 0 | 0 | 0 | 0 | 0 | [24 empty] | 8109806 | no | no |  |  | no |  | 0 | 0 | 0 | 0 | 0 | 0 |  | 1 | 1 | 1 | 0 | 0 | 0
load_220342471 |  | node_1342720_261_15318588_486 |  | AN | 0 | Residential | 9180+3910.664j | 0 | 0 | 0 | 0 | 0 | [24 empty] | 8109806 | no | no |  |  | no |  | 0 | 0 | 0 | 0 | 0 | 0 |  | 1 | 1 | 1 | 0 | 0 | 0
load_220342473 |  | node_1342709_571_15319850_329 |  | AN | 0 | Residential | 15055.2+6413.488j | 0 | 0 | 0 | 0 | 0 | [24 empty] | 8109806 | no | no |  |  | no |  | 0 | 0 | 0 | 0 | 0 | 0 |  | 1 | 1 | 1 | 0 | 0 | 0
load_220342474 |  | node_1341361_791_15320075_729 |  | AN | 0 | Residential | 6919.2+2947.567j | 0 | 0 | 0 | 0 | 0 | [24 empty] | 8109806 | no | no |  |  | no |  | 0 | 0 | 0 | 0 | 0 | 0 |  | 1 | 1 | 1 | 0 | 0 | 0
load_220342475 |  | node_1340581_94_15320591_789 |  | AN | 0 | Residential | 6364.8+2711.393j | 0 | 0 | 0 | 0 | 0 | [24 empty] | 8109806 | no | no |  |  | no |  | 0 | 0 | 0 | 0 | 0 | 0 |  | 1 | 1 | 1 | 0 | 0 | 0
load_220342476 |  | node_1340316_159_15320877_409 |  | AN | 0 | Residential | 4809.6+2048.881j | 0 | 0 | 0 | 0 | 0 | [24 empty] | 8109806 | no | no |  |  | no |  | 0 | 0 | 0 | 0 | 0 | 0 |  | 1 | 1 | 1 | 0 | 0 | 0
load_220342477 |  | node_1340665_908_15321325_5 |  | AN | 0 | Residential | 8179.2+3484.325j | 0 | 0 | 0 | 0 | 0 | [24 empty] | 8109806 | no | no |  |  | no |  | 0 | 0 | 0 | 0 | 0 | 0 |  | 1 | 1 | 1 | 0 | 0 | 0
load_220342478 |  | node_1340943_059_15321456_012 |  | AN | 0 | Residential | 6832.8+2910.761j | 0 | 0 | 0 | 0 | 0 | [24 empty] | 8109806 | no | no |  |  | no |  | 0 | 0 | 0 | 0 | 0 | 0 |  | 1 | 1 | 1 | 0 | 0 | 0
load_220342479 |  | node_1340217_673_15320749_698 |  | AN | 0 | Residential | 1994.4+849.611j | 0 | 0 | 0 | 0 | 0 | [24 empty] | 8109806 | no | no |  |  | no |  | 0 | 0 | 0 | 0 | 0 | 0 |  | 1 | 1 | 1 | 0 | 0 | 0
load_220342480 |  | node_1339760_726_15321079_379 |  | AN | 0 | NonResidential | 410.4+174.83j | 0 | 0 | 0 | 0 | 0 | [24 empty] | 8109806 | no | no |  |  | no |  | 0 | 0 | 0 | 0 | 0 | 0 |  | 1 | 1 | 1 | 0 | 0 | 0
load_220342481 |  | node_1339525_567_15321181_982 |  | AN | 0 | Residential | 3362.4+1432.376j | 0 | 0 | 0 | 0 | 0 | [24 empty] | 8109806 | no | no |  |  | no |  | 0 | 0 | 0 | 0 | 0 | 0 |  | 1 | 1 | 1 | 0 | 0 | 0
load_220342483 |  | node_1339251_053_15321227_42 |  | AN | 0 | Residential | 17215.2+7333.644j | 0 | 0 | 0 | 0 | 0 | [24 empty] | 8109806 | no | no |  |  | no |  | 0 | 0 | 0 | 0 | 0 | 0 |  | 1 | 1 | 1 | 0 | 0 | 0
load_220342484 |  | node_1339023_411_15321386_084 |  | AN | 0 | Residential | 32515.2+13851.417j | 0 | 0 | 0 | 0 | 0 | [24 empty] | 8109806 | no | no |  |  | no |  | 0 | 0 | 0 | 0 | 0 | 0 |  | 1 | 1 | 1 | 0 | 0 | 0
load_220342485 |  | node_1338718_659_15321566_846 |  | AN | 0 | NonResidential | 2383.2+1015.239j | 0 | 0 | 0 | 0 | 0 | [24 empty] | 8109806 | no | no |  |  | no |  | 0 | 0 | 0 | 0 | 0 | 0 |  | 1 | 1 | 1 | 0 | 0 | 0
load_220342486 |  | node_1338315_938_15322064_233 |  | AN | 0 | Residential | 4039.2+1720.692j | 0 | 0 | 0 | 0 | 0 | [24 empty] | 8109806 | no | no |  |  | no |  | 0 | 0 | 0 | 0 | 0 | 0 |  | 1 | 1 | 1 | 0 | 0 | 0
load_220342487 |  | node_1339085_773_15322165_274 |  | AN | 0 | Residential | 13896+5919.671j | 0 | 0 | 0 | 0 | 0 | [24 empty] | 8109806 | no | no |  |  | no |  | 0 | 0 | 0 | 0 | 0 | 0 |  | 1 | 1 | 1 | 0 | 0 | 0
load_220342488 |  | node_1338594_927_15322013_192 |  | AN | 0 | Residential | 25603.2+10906.918j | 0 | 0 | 0 | 0 | 0 | [24 empty] | 8109806 | no | no |  |  | no |  | 0 | 0 | 0 | 0 | 0 | 0 |  | 1 | 1 | 1 | 0 | 0 | 0
load_220342489 |  | node_1338370_956_15322352_963 |  | AN | 0 | Residential | 3160.8+1346.495j | 0 | 0 | 0 | 0 | 0 | [24 empty] | 8109806 | no | no |  |  | no |  | 0 | 0 | 0 | 0 | 0 | 0 |  | 1 | 1 | 1 | 0 | 0 | 0
load_220342490 |  | node_1338227_868_15322584_692 |  | AN | 0 | Residential | 19065.6+8121.912j | 0 | 0 | 0 | 0 | 0 | [24 empty] | 8109806 | no | no |  |  | no |  | 0 | 0 | 0 | 0 | 0 | 0 |  | 1 | 1 | 1 | 0 | 0 | 0
load_220342492 |  | node_1347438_348_15314523_913 |  | AN | 0 | Residential | 4528.8+1929.261j | 0 | 0 | 0 | 0 | 0 | [24 empty] | 8109806 | no | no |  |  | no |  | 0 | 0 | 0 | 0 | 0 | 0 |  | 1 | 1 | 1 | 0 | 0 | 0
load_220342493 |  | node_1347167_588_15315107_521 |  | AN | 0 | Residential | 13903.2+5922.738j | 0 | 0 | 0 | 0 | 0 | [24 empty] | 8109806 | no | no |  |  | no |  | 0 | 0 | 0 | 0 | 0 | 0 |  | 1 | 1 | 1 | 0 | 0 | 0
load_220342494 |  | node_1347048_931_15314553_235 |  | AN | 0 | Residential | 24976.8+10640.072j | 0 | 0 | 0 | 0 | 0 | [24 empty] | 8109806 | no | no |  |  | no |  | 0 | 0 | 0 | 0 | 0 | 0 |  | 1 | 1 | 1 | 0 | 0 | 0
load_220342495 |  | node_1347163_838_15314346_581 |  | AN | 0 | Residential | 3038.4+1294.353j | 0 | 0 | 0 | 0 | 0 | [24 empty] | 8109806 | no | no |  |  | no |  | 0 | 0 | 0 | 0 | 0 | 0 |  | 1 | 1 | 1 | 0 | 0 | 0
load_220342496 |  | node_1346717_214_15314596_09 |  | AN | 0 | Residential | 24148.8+10287.346j | 0 | 0 | 0 | 0 | 0 | [24 empty] | 8109806 | no | no |  |  | no |  | 0 | 0 | 0 | 0 | 0 | 0 |  | 1 | 1 | 1 | 0 | 0 | 0
load_220342497 |  | node_1346712_561_15314687_246 |  | AN | 0 | Residential | 14774.4+6293.868j | 0 | 0 | 0 | 0 | 0 | [24 empty] | 8109806 | no | no |  |  | no |  | 0 | 0 | 0 | 0 | 0 | 0 |  | 1 | 1 | 1 | 0 | 0 | 0
load_220342498 |  | node_1346497_535_15314896_635 |  | AN | 0 | Residential | 19490.4+8302.876j | 0 | 0 | 0 | 0 | 0 | [24 empty] | 8109806 | no | no |  |  | no |  | 0 | 0 | 0 | 0 | 0 | 0 |  | 1 | 1 | 1 | 0 | 0 | 0
load_220342499 |  | node_1348706_624_15313676_6 |  | AN | 0 | Residential | 32400+13802.342j | 0 | 0 | 0 | 0 | 0 | [24 empty] | 8109806 | no | no |  |  | no |  | 0 | 0 | 0 | 0 | 0 | 0 |  | 1 | 1 | 1 | 0 | 0 | 0
load_220342500 |  | node_1348337_18_15313461_728 |  | AN | 0 | Residential | 9748.8+4152.971j | 0 | 0 | 0 | 0 | 0 | [24 empty] | 8109806 | no | no |  |  | no |  | 0 | 0 | 0 | 0 | 0 | 0 |  | 1 | 1 | 1 | 0 | 0 | 0
load_220342501 |  | node_1347987_893_15313337_219 |  | AN | 0 | Residential | 3715.2+1582.669j | 0 | 0 | 0 | 0 | 0 | [24 empty] | 8109806 | no | no |  |  | no |  | 0 | 0 | 0 | 0 | 0 | 0 |  | 1 | 1 | 1 | 0 | 0 | 0
load_220342502 |  | node_1347736_624_15313447_326 |  | AN | 0 | Residential | 7761.6+3306.428j | 0 | 0 | 0 | 0 | 0 | [24 empty] | 8109806 | no | no |  |  | no |  | 0 | 0 | 0 | 0 | 0 | 0 |  | 1 | 1 | 1 | 0 | 0 | 0
load_220342503 |  | node_1347481_611_15313497_508 |  | AN | 0 | Residential | 11707.2+4987.246j | 0 | 0 | 0 | 0 | 0 | [24 empty] | 8109806 | no | no |  |  | no |  | 0 | 0 | 0 | 0 | 0 | 0 |  | 1 | 1 | 1 | 0 | 0 | 0
load_220342504 |  | node_1347001_268_15313584_74 |  | AN | 0 | NonResidential | 5328+2269.718j | 0 | 0 | 0 | 0 | 0 | [24 empty] | 8109806 | no | no |  |  | no |  | 0 | 0 | 0 | 0 | 0 | 0 |  | 1 | 1 | 1 | 0 | 0 | 0
load_220342505 |  | node_1346709_37_15313647_242 |  | AN | 0 | Residential | 17064+7269.234j | 0 | 0 | 0 | 0 | 0 | [24 empty] | 8109806 | no | no |  |  | no |  | 0 | 0 | 0 | 0 | 0 | 0 |  | 1 | 1 | 1 | 0 | 0 | 0
load_220342506 |  | node_1346399_47_15313506_298 |  | AN | 0 | Residential | 3909.6+1665.483j | 0 | 0 | 0 | 0 | 0 | [24 empty] | 8109806 | no | no |  |  | no |  | 0 | 0 | 0 | 0 | 0 | 0 |  | 1 | 1 | 1 | 0 | 0 | 0
load_220342507 |  | node_1346011_779_15313508_891 |  | AN | 0 | Residential | 21636+9216.897j | 0 | 0 | 0 | 0 | 0 | [24 empty] | 8109806 | no | no |  |  | no |  | 0 | 0 | 0 | 0 | 0 | 0 |  | 1 | 1 | 1 | 0 | 0 | 0
load_220342508 |  | node_1345528_327_15313514_417 |  | AN | 0 | Residential | 17467.2+7440.996j | 0 | 0 | 0 | 0 | 0 | [24 empty] | 8109806 | no | no |  |  | no |  | 0 | 0 | 0 | 0 | 0 | 0 |  | 1 | 1 | 1 | 0 | 0 | 0
load_220342509 |  | node_1344853_566_15313679_884 |  | AN | 0 | Residential | 16452+7008.523j | 0 | 0 | 0 | 0 | 0 | [24 empty] | 8109806 | no | no |  |  | no |  | 0 | 0 | 0 | 0 | 0 | 0 |  | 1 | 1 | 1 | 0 | 0 | 0
load_220342511 |  | node_1343516_719_15314034_044 |  | AN | 0 | Residential | 9914.4+4223.517j | 0 | 0 | 0 | 0 | 0 | [24 empty] | 8109806 | no | no |  |  | no |  | 0 | 0 | 0 | 0 | 0 | 0 |  | 1 | 1 | 1 | 0 | 0 | 0
load_220342512 |  | node_1343243_647_15314206_398 |  | AN | 0 | Residential | 4147.2+1766.7j | 0 | 0 | 0 | 0 | 0 | [24 empty] | 8109806 | no | no |  |  | no |  | 0 | 0 | 0 | 0 | 0 | 0 |  | 1 | 1 | 1 | 0 | 0 | 0
load_220342513 |  | node_1343177_088_15314467_25 |  | AN | 0 | Residential | 9547.2+4067.09j | 0 | 0 | 0 | 0 | 0 | [24 empty] | 8109806 | no | no |  |  | no |  | 0 | 0 | 0 | 0 | 0 | 0 |  | 1 | 1 | 1 | 0 | 0 | 0
load_220342515 |  | node_1341079_352_15319549_113 |  | AN | 0 | Residential | 3441024+1465870.086j | 0 | 0 | 0 | 0 | 0 | [24 empty] | 8109806 | no | no |  |  | no |  | 0 | 0 | 0 | 0 | 0 | 0 |  | 1 | 1 | 1 | 0 | 0 | 0
load_220342516 |  | node_1340751_104_15319024_701 |  | AN | 0 | Residential | 20534.4+8747.618j | 0 | 0 | 0 | 0 | 0 | [24 empty] | 8109806 | no | no |  |  | no |  | 0 | 0 | 0 | 0 | 0 | 0 |  | 1 | 1 | 1 | 0 | 0 | 0
load_220342517 |  | node_1340786_944_15318786_879 |  | AN | 0 | Residential | 22464+9569.624j | 0 | 0 | 0 | 0 | 0 | [24 empty] | 8109806 | no | no |  |  | no |  | 0 | 0 | 0 | 0 | 0 | 0 |  | 1 | 1 | 1 | 0 | 0 | 0
load_220342518 |  | node_1340983_264_15318222_995 |  | AN | 0 | Residential | 6134.4+2613.243j | 0 | 0 | 0 | 0 | 0 | [24 empty] | 8109806 | no | no |  |  | no |  | 0 | 0 | 0 | 0 | 0 | 0 |  | 1 | 1 | 1 | 0 | 0 | 0
load_220342519 |  | node_1340941_568_15318354_596 |  | AN | 0 | Residential | 21240+9048.202j | 0 | 0 | 0 | 0 | 0 | [24 empty] | 8109806 | no | no |  |  | no |  | 0 | 0 | 0 | 0 | 0 | 0 |  | 1 | 1 | 1 | 0 | 0 | 0
load_220342520 |  | node_1341199_404_15317487_845 |  | AN | 0 | Residential | 3355.2+1429.309j | 0 | 0 | 0 | 0 | 0 | [24 empty] | 8109806 | no | no |  |  | no |  | 0 | 0 | 0 | 0 | 0 | 0 |  | 1 | 1 | 1 | 0 | 0 | 0
load_220342521 |  | node_1341530_93_15316695_61 |  | AN | 0 | Residential | 5126.4+2183.837j | 0 | 0 | 0 | 0 | 0 | [24 empty] | 8109806 | no | no |  |  | no |  | 0 | 0 | 0 | 0 | 0 | 0 |  | 1 | 1 | 1 | 0 | 0 | 0
load_220342522 |  | node_1341619_827_15316304_847 |  | AN | 0 | Residential | 34588.8+14734.767j | 0 | 0 | 0 | 0 | 0 | [24 empty] | 8109806 | no | no |  |  | no |  | 0 | 0 | 0 | 0 | 0 | 0 |  | 1 | 1 | 1 | 0 | 0 | 0
load_220342523 |  | node_1342148_869_15315320_008 |  | AN | 0 | Residential | 5054.4+2153.165j | 0 | 0 | 0 | 0 | 0 | [24 empty] | 8109806 | no | no |  |  | no |  | 0 | 0 | 0 | 0 | 0 | 0 |  | 1 | 1 | 1 | 0 | 0 | 0
load_220342524 |  | node_1342857_495_15314745_701 |  | AN | 0 | Residential | 26388+11241.241j | 0 | 0 | 0 | 0 | 0 | [24 empty] | 8109806 | no | no |  |  | no |  | 0 | 0 | 0 | 0 | 0 | 0 |  | 1 | 1 | 1 | 0 | 0 | 0
load_220342525 |  | node_1342573_177_15315086_331 |  | AN | 0 | NonResidential | 1000+425.998j | 0 | 0 | 0 | 0 | 0 | [24 empty] | 8109806 | no | no |  |  | no |  | 0 | 0 | 0 | 0 | 0 | 0 |  | 1 | 1 | 1 | 0 | 0 | 0
load_220342526 |  | node_1342544_466_15314530_281 |  | AN | 0 | Residential | 943.2+401.802j | 0 | 0 | 0 | 0 | 0 | [24 empty] | 8109806 | no | no |  |  | no |  | 0 | 0 | 0 | 0 | 0 | 0 |  | 1 | 1 | 1 | 0 | 0 | 0
load_220342527 |  | node_1342424_652_15314266_405 |  | AN | 0 | Residential | 15084+6425.757j | 0 | 0 | 0 | 0 | 0 | [24 empty] | 8109806 | no | no |  |  | no |  | 0 | 0 | 0 | 0 | 0 | 0 |  | 1 | 1 | 1 | 0 | 0 | 0
load_220342528 |  | node_1342072_201_15314339_713 |  | AN | 0 | Residential | 4248+1809.64j | 0 | 0 | 0 | 0 | 0 | [24 empty] | 8109806 | no | no |  |  | no |  | 0 | 0 | 0 | 0 | 0 | 0 |  | 1 | 1 | 1 | 0 | 0 | 0
load_220342529 |  | node_1341842_83_15314153_255 |  | AN | 0 | Residential | 30391.2+12946.597j | 0 | 0 | 0 | 0 | 0 | [24 empty] | 8109806 | no | no |  |  | no |  | 0 | 0 | 0 | 0 | 0 | 0 |  | 1 | 1 | 1 | 0 | 0 | 0
load_220342530 |  | node_1341563_111_15314011_537 |  | AN | 0 | Residential | 14997.6+6388.951j | 0 | 0 | 0 | 0 | 0 | [24 empty] | 8109806 | no | no |  |  | no |  | 0 | 0 | 0 | 0 | 0 | 0 |  | 1 | 1 | 1 | 0 | 0 | 0
load_220342531 |  | node_1341392_66_15313796_887 |  | AN | 0 | Residential | 5104.8+2174.636j | 0 | 0 | 0 | 0 | 0 | [24 empty] | 8109806 | no | no |  |  | no |  | 0 | 0 | 0 | 0 | 0 | 0 |  | 1 | 1 | 1 | 0 | 0 | 0
load_220342537 |  | node_1350276_247_15312747_226 |  | AN | 0 | Residential | 12052.8+5134.471j | 0 | 0 | 0 | 0 | 0 | [24 empty] | 8109806 | no | no |  |  | no |  | 0 | 0 | 0 | 0 | 0 | 0 |  | 1 | 1 | 1 | 0 | 0 | 0
load_220342538 |  | node_1350218_233_15313240_358 |  | AN | 0 | Other | 0 | 0 | 0 | 0 | 0 | 0 | [24 empty] | 8109806 | no | no |  |  | no |  | 0 | 0 | 0 | 0 | 0 | 0 |  | 1 | 1 | 1 | 0 | 0 | 0
load_220342592 |  | node_1350065_942_15312959_778 |  | AN | 0 | Residential | 21484.8+9152.486j | 0 | 0 | 0 | 0 | 0 | [24 empty] | 8109806 | no | no |  |  | no |  | 0 | 0 | 0 | 0 | 0 | 0 |  | 1 | 1 | 1 | 0 | 0 | 0
load_220342593 |  | node_1350327_155_15313407_997 |  | AN | 0 | NonResidential | 9666.667+4117.983j | 0 | 0 | 0 | 0 | 0 | [24 empty] | 8109806 | no | no |  |  | no |  | 0 | 0 | 0 | 0 | 0 | 0 |  | 1 | 1 | 1 | 0 | 0 | 0
load_220342594 |  | node_1350337_196_15313431_055 |  | BN | 0 | NonResidential | 0 | 9666.667+4117.983j | 0 | 0 | 0 | 0 | [24 empty] | 8109806 | no | no |  |  | no |  | 0 | 0 | 0 | 0 | 0 | 0 |  | 1 | 1 | 1 | 0 | 0 | 0
load_220342595 |  | node_1350342_473_15313456_774 |  | CN | 0 | NonResidential | 0 | 0 | 9666.667+4117.983j | 0 | 0 | 0 | [24 empty] | 8109806 | no | no |  |  | no |  | 0 | 0 | 0 | 0 | 0 | 0 |  | 1 | 1 | 1 | 0 | 0 | 0
load_220342806 |  | node_1354351_922_15312820_535 |  | AN | 0 | Residential | 5817.6+2478.287j | 0 | 0 | 0 | 0 | 0 | [24 empty] | 8109806 | no | no |  |  | no |  | 0 | 0 | 0 | 0 | 0 | 0 |  | 1 | 1 | 1 | 0 | 0 | 0
load_220342807 |  | node_1355450_189_15313175_596 |  | AN | 0 | Residential | 5421.6+2309.592j | 0 | 0 | 0 | 0 | 0 | [24 empty] | 8109806 | no | no |  |  | no |  | 0 | 0 | 0 | 0 | 0 | 0 |  | 1 | 1 | 1 | 0 | 0 | 0
load_220342808 |  | node_1355586_832_15314298_435 |  | AN | 0 | Residential | 10656+4539.437j | 0 | 0 | 0 | 0 | 0 | [24 empty] | 8109806 | no | no |  |  | no |  | 0 | 0 | 0 | 0 | 0 | 0 |  | 1 | 1 | 1 | 0 | 0 | 0
load_220342809 |  | node_1355841_338_15314555_062 |  | AN | 0 | Residential | 6652.8+2834.081j | 0 | 0 | 0 | 0 | 0 | [24 empty] | 8109806 | no | no |  |  | no |  | 0 | 0 | 0 | 0 | 0 | 0 |  | 1 | 1 | 1 | 0 | 0 | 0
load_220342810 |  | node_1356110_469_15314758_617 |  | AN | 0 | Residential | 3938.4+1677.751j | 0 | 0 | 0 | 0 | 0 | [24 empty] | 8109806 | no | no |  |  | no |  | 0 | 0 | 0 | 0 | 0 | 0 |  | 1 | 1 | 1 | 0 | 0 | 0
load_220342811 |  | node_1356154_503_15315193_335 |  | AN | 0 | Residential | 6134.4+2613.243j | 0 | 0 | 0 | 0 | 0 | [24 empty] | 8109806 | no | no |  |  | no |  | 0 | 0 | 0 | 0 | 0 | 0 |  | 1 | 1 | 1 | 0 | 0 | 0
load_220342812 |  | node_1356215_281_15315900_617 |  | AN | 0 | Residential | 3722.4+1585.736j | 0 | 0 | 0 | 0 | 0 | [24 empty] | 8109806 | no | no |  |  | no |  | 0 | 0 | 0 | 0 | 0 | 0 |  | 1 | 1 | 1 | 0 | 0 | 0
load_220342813 |  | node_1356083_661_15316417_095 |  | AN | 0 | Residential | 2440.8+1039.776j | 0 | 0 | 0 | 0 | 0 | [24 empty] | 8109806 | no | no |  |  | no |  | 0 | 0 | 0 | 0 | 0 | 0 |  | 1 | 1 | 1 | 0 | 0 | 0
load_220342814 |  | node_1356031_437_15316138_85 |  | AN | 0 | Residential | 5428.8+2312.659j | 0 | 0 | 0 | 0 | 0 | [24 empty] | 8109806 | no | no |  |  | no |  | 0 | 0 | 0 | 0 | 0 | 0 |  | 1 | 1 | 1 | 0 | 0 | 0
load_220342815 |  | node_1356184_378_15316735_737 |  | AN | 0 | Residential | 15465.6+6588.318j | 0 | 0 | 0 | 0 | 0 | [24 empty] | 8109806 | no | no |  |  | no |  | 0 | 0 | 0 | 0 | 0 | 0 |  | 1 | 1 | 1 | 0 | 0 | 0
load_220342816 |  | node_1356213_144_15317063_773 |  | AN | 0 | Residential | 4867.2+2073.419j | 0 | 0 | 0 | 0 | 0 | [24 empty] | 8109806 | no | no |  |  | no |  | 0 | 0 | 0 | 0 | 0 | 0 |  | 1 | 1 | 1 | 0 | 0 | 0
load_220342817 |  | node_1356187_613_15317653_302 |  | AN | 0 | Residential | 2880+1226.875j | 0 | 0 | 0 | 0 | 0 | [24 empty] | 8109806 | no | no |  |  | no |  | 0 | 0 | 0 | 0 | 0 | 0 |  | 1 | 1 | 1 | 0 | 0 | 0
load_220342818 |  | node_1356162_843_15318203_637 |  | AN | 0 | Residential | 11059.2+4711.199j | 0 | 0 | 0 | 0 | 0 | [24 empty] | 8109806 | no | no |  |  | no |  | 0 | 0 | 0 | 0 | 0 | 0 |  | 1 | 1 | 1 | 0 | 0 | 0
load_220342819 |  | node_1356163_681_15318579_483 |  | AN | 0 | Residential | 3016.8+1285.151j | 0 | 0 | 0 | 0 | 0 | [24 empty] | 8109806 | no | no |  |  | no |  | 0 | 0 | 0 | 0 | 0 | 0 |  | 1 | 1 | 1 | 0 | 0 | 0
load_220342820 |  | node_1356182_192_15319232_993 |  | AN | 0 | Residential | 19065.6+8121.912j | 0 | 0 | 0 | 0 | 0 | [24 empty] | 8109806 | no | no |  |  | no |  | 0 | 0 | 0 | 0 | 0 | 0 |  | 1 | 1 | 1 | 0 | 0 | 0
load_220342821 |  | node_1356165_593_15319604_885 |  | AN | 0 | Residential | 3801.6+1619.475j | 0 | 0 | 0 | 0 | 0 | [24 empty] | 8109806 | no | no |  |  | no |  | 0 | 0 | 0 | 0 | 0 | 0 |  | 1 | 1 | 1 | 0 | 0 | 0
load_220342822 |  | node_1356155_16_15319920_33 |  | AN | 0 | Residential | 5356.8+2281.987j | 0 | 0 | 0 | 0 | 0 | [24 empty] | 8109806 | no | no |  |  | no |  | 0 | 0 | 0 | 0 | 0 | 0 |  | 1 | 1 | 1 | 0 | 0 | 0
load_220342823 |  | node_1356145_253_15320202_644 |  | AN | 0 | Residential | 21621.6+9210.763j | 0 | 0 | 0 | 0 | 0 | [24 empty] | 8109806 | no | no |  |  | no |  | 0 | 0 | 0 | 0 | 0 | 0 |  | 1 | 1 | 1 | 0 | 0 | 0
load_220342824 |  | node_1356067_041_15320684_343 |  | AN | 0 | Residential | 10490.4+4468.892j | 0 | 0 | 0 | 0 | 0 | [24 empty] | 8109806 | no | no |  |  | no |  | 0 | 0 | 0 | 0 | 0 | 0 |  | 1 | 1 | 1 | 0 | 0 | 0
load_220342825 |  | node_1356670_057_15321679_218 |  | AN | 0 | Residential | 5623.2+2395.473j | 0 | 0 | 0 | 0 | 0 | [24 empty] | 8109806 | no | no |  |  | no |  | 0 | 0 | 0 | 0 | 0 | 0 |  | 1 | 1 | 1 | 0 | 0 | 0
load_220342826 |  | node_1357096_285_15315258_73 |  | AN | 0 | Residential | 4435.2+1889.387j | 0 | 0 | 0 | 0 | 0 | [24 empty] | 8109806 | no | no |  |  | no |  | 0 | 0 | 0 | 0 | 0 | 0 |  | 1 | 1 | 1 | 0 | 0 | 0
load_220342827 |  | node_1356615_593_15314930_049 |  | AN | 0 | Residential | 15969.6+6803.021j | 0 | 0 | 0 | 0 | 0 | [24 empty] | 8109806 | no | no |  |  | no |  | 0 | 0 | 0 | 0 | 0 | 0 |  | 1 | 1 | 1 | 0 | 0 | 0
load_220342828 |  | node_1356300_819_15314724_945 |  | AN | 0 | Residential | 11052+4708.132j | 0 | 0 | 0 | 0 | 0 | [24 empty] | 8109806 | no | no |  |  | no |  | 0 | 0 | 0 | 0 | 0 | 0 |  | 1 | 1 | 1 | 0 | 0 | 0
load_220342829 |  | node_1356933_512_15315292_746 |  | AN | 0 | Residential | 6955.2+2962.903j | 0 | 0 | 0 | 0 | 0 | [24 empty] | 8109806 | no | no |  |  | no |  | 0 | 0 | 0 | 0 | 0 | 0 |  | 1 | 1 | 1 | 0 | 0 | 0
load_220342830 |  | node_1357257_169_15315768_672 |  | AN | 0 | Residential | 5155.2+2196.106j | 0 | 0 | 0 | 0 | 0 | [24 empty] | 8109806 | no | no |  |  | no |  | 0 | 0 | 0 | 0 | 0 | 0 |  | 1 | 1 | 1 | 0 | 0 | 0
load_220342831 |  | node_1357859_576_15316016_237 |  | AN | 0 | Residential | 2203.2+938.559j | 0 | 0 | 0 | 0 | 0 | [24 empty] | 8109806 | no | no |  |  | no |  | 0 | 0 | 0 | 0 | 0 | 0 |  | 1 | 1 | 1 | 0 | 0 | 0
load_220342832 |  | node_1358302_986_15316242_63 |  | AN | 0 | Residential | 6249.6+2662.318j | 0 | 0 | 0 | 0 | 0 | [24 empty] | 8109806 | no | no |  |  | no |  | 0 | 0 | 0 | 0 | 0 | 0 |  | 1 | 1 | 1 | 0 | 0 | 0
load_220342833 |  | node_1358524_775_15316429_703 |  | AN | 0 | Residential | 7552.8+3217.479j | 0 | 0 | 0 | 0 | 0 | [24 empty] | 8109806 | no | no |  |  | no |  | 0 | 0 | 0 | 0 | 0 | 0 |  | 1 | 1 | 1 | 0 | 0 | 0
load_220342834 |  | node_1358839_708_15316537_813 |  | AN | 0 | Residential | 25430.4+10833.305j | 0 | 0 | 0 | 0 | 0 | [24 empty] | 8109806 | no | no |  |  | no |  | 0 | 0 | 0 | 0 | 0 | 0 |  | 1 | 1 | 1 | 0 | 0 | 0
load_220342835 |  | node_1359001_036_15316313_177 |  | AN | 0 | Residential | 17258.4+7352.048j | 0 | 0 | 0 | 0 | 0 | [24 empty] | 8109806 | no | no |  |  | no |  | 0 | 0 | 0 | 0 | 0 | 0 |  | 1 | 1 | 1 | 0 | 0 | 0
load_220342836 |  | node_1359146_816_15317077_723 |  | AN | 0 | Residential | 1836+782.133j | 0 | 0 | 0 | 0 | 0 | [24 empty] | 8109806 | no | no |  |  | no |  | 0 | 0 | 0 | 0 | 0 | 0 |  | 1 | 1 | 1 | 0 | 0 | 0
load_220342837 |  | node_1359142_93_15316796_264 |  | AN | 0 | Residential | 14623.2+6229.457j | 0 | 0 | 0 | 0 | 0 | [24 empty] | 8109806 | no | no |  |  | no |  | 0 | 0 | 0 | 0 | 0 | 0 |  | 1 | 1 | 1 | 0 | 0 | 0
load_220342838 |  | node_1359528_366_15316948_305 |  | AN | 0 | Residential | 3888+1656.281j | 0 | 0 | 0 | 0 | 0 | [24 empty] | 8109806 | no | no |  |  | no |  | 0 | 0 | 0 | 0 | 0 | 0 |  | 1 | 1 | 1 | 0 | 0 | 0
load_220342840 |  | node_1360224_442_15318336_43 |  | AN | 0 | Residential | 7070.4+3011.978j | 0 | 0 | 0 | 0 | 0 | [24 empty] | 8109806 | no | no |  |  | no |  | 0 | 0 | 0 | 0 | 0 | 0 |  | 1 | 1 | 1 | 0 | 0 | 0
load_220342841 |  | node_1360370_588_15317358_831 |  | AN | 0 | Residential | 29412+12529.46j | 0 | 0 | 0 | 0 | 0 | [24 empty] | 8109806 | no | no |  |  | no |  | 0 | 0 | 0 | 0 | 0 | 0 |  | 1 | 1 | 1 | 0 | 0 | 0
load_220342842 |  | node_1360944_753_15317339_45 |  | AN | 0 | Residential | 4896+2085.687j | 0 | 0 | 0 | 0 | 0 | [24 empty] | 8109806 | no | no |  |  | no |  | 0 | 0 | 0 | 0 | 0 | 0 |  | 1 | 1 | 1 | 0 | 0 | 0
load_220342843 |  | node_1361094_492_15317477_451 |  | AN | 0 | Residential | 2383.2+1015.239j | 0 | 0 | 0 | 0 | 0 | [24 empty] | 8109806 | no | no |  |  | no |  | 0 | 0 | 0 | 0 | 0 | 0 |  | 1 | 1 | 1 | 0 | 0 | 0
load_220342845 |  | node_1361642_94_15318231_306 |  | AN | 0 | Residential | 17020.8+7250.83j | 0 | 0 | 0 | 0 | 0 | [24 empty] | 8109806 | no | no |  |  | no |  | 0 | 0 | 0 | 0 | 0 | 0 |  | 1 | 1 | 1 | 0 | 0 | 0
load_220342846 |  | node_1361779_3_15318435_028 |  | AN | 0 | Other | 0 | 0 | 0 | 0 | 0 | 0 | [24 empty] | 8109806 | no | no |  |  | no |  | 0 | 0 | 0 | 0 | 0 | 0 |  | 1 | 1 | 1 | 0 | 0 | 0
load_220342847 |  | node_1361915_905_15318632_462 |  | AN | 0 | Residential | 33811.2+14403.511j | 0 | 0 | 0 | 0 | 0 | [24 empty] | 8109806 | no | no |  |  | no |  | 0 | 0 | 0 | 0 | 0 | 0 |  | 1 | 1 | 1 | 0 | 0 | 0
load_220342848 |  | node_1361971_911_15318866_72 |  | AN | 0 | Residential | 10548+4493.429j | 0 | 0 | 0 | 0 | 0 | [24 empty] | 8109806 | no | no |  |  | no |  | 0 | 0 | 0 | 0 | 0 | 0 |  | 1 | 1 | 1 | 0 | 0 | 0
load_220342849 |  | node_1362078_157_15319084_22 |  | AN | 0 | Residential | 14076+5996.351j | 0 | 0 | 0 | 0 | 0 | [24 empty] | 8109806 | no | no |  |  | no |  | 0 | 0 | 0 | 0 | 0 | 0 |  | 1 | 1 | 1 | 0 | 0 | 0
load_220342850 |  | node_1362121_417_15319237_881 |  | AN | 0 | Residential | 4600.8+1959.933j | 0 | 0 | 0 | 0 | 0 | [24 empty] | 8109806 | no | no |  |  | no |  | 0 | 0 | 0 | 0 | 0 | 0 |  | 1 | 1 | 1 | 0 | 0 | 0
load_220342851 |  | node_1362232_144_15319502_1 |  | AN | 0 | Residential | 7336.8+3125.464j | 0 | 0 | 0 | 0 | 0 | [24 empty] | 8109806 | no | no |  |  | no |  | 0 | 0 | 0 | 0 | 0 | 0 |  | 1 | 1 | 1 | 0 | 0 | 0
load_220342852 |  | node_1362369_29_15320074_002 |  | AN | 0 | Residential | 11700+4984.179j | 0 | 0 | 0 | 0 | 0 | [24 empty] | 8109806 | no | no |  |  | no |  | 0 | 0 | 0 | 0 | 0 | 0 |  | 1 | 1 | 1 | 0 | 0 | 0
load_220342956 |  | node_1348042_392_15312513_436 |  | AN | 0 | Residential | 53064+22605.169j | 0 | 0 | 0 | 0 | 0 | [24 empty] | 8109806 | no | no |  |  | no |  | 0 | 0 | 0 | 0 | 0 | 0 |  | 1 | 1 | 1 | 0 | 0 | 0
load_220342957 |  | node_1349142_156_15312464_761 |  | AN | 0 | Residential | 3628.8+1545.862j | 0 | 0 | 0 | 0 | 0 | [24 empty] | 8109806 | no | no |  |  | no |  | 0 | 0 | 0 | 0 | 0 | 0 |  | 1 | 1 | 1 | 0 | 0 | 0
load_220342958 |  | node_1349611_018_15312545_565 |  | AN | 0 | Residential | 48729.6+20758.723j | 0 | 0 | 0 | 0 | 0 | [24 empty] | 8109806 | no | no |  |  | no |  | 0 | 0 | 0 | 0 | 0 | 0 |  | 1 | 1 | 1 | 0 | 0 | 0
load_220342962 |  | node_1349991_779_15312490_639 |  | AN | 0 | Residential | 9259.2+3944.403j | 0 | 0 | 0 | 0 | 0 | [24 empty] | 8109806 | no | no |  |  | no |  | 0 | 0 | 0 | 0 | 0 | 0 |  | 1 | 1 | 1 | 0 | 0 | 0
load_220344214 |  | node_1346887_457_15301355_758 |  | AN | 0 | Residential | 49536+21102.248j | 0 | 0 | 0 | 0 | 0 | [24 empty] | 8109806 | no | no |  |  | no |  | 0 | 0 | 0 | 0 | 0 | 0 |  | 1 | 1 | 1 | 0 | 0 | 0
load_220344215 |  | node_1346937_3_15301191_616 |  | AN | 0 | Residential | 61365.6+26141.636j | 0 | 0 | 0 | 0 | 0 | [24 empty] | 8109806 | no | no |  |  | no |  | 0 | 0 | 0 | 0 | 0 | 0 |  | 1 | 1 | 1 | 0 | 0 | 0
load_220344216 |  | node_1347465_116_15301206_551 |  | AN | 0 | Residential | 43812+18663.834j | 0 | 0 | 0 | 0 | 0 | [24 empty] | 8109806 | no | no |  |  | no |  | 0 | 0 | 0 | 0 | 0 | 0 |  | 1 | 1 | 1 | 0 | 0 | 0
load_220344224 |  | node_1346052_107_15299786_73 |  | AN | 0 | Residential | 28576.8+12173.666j | 0 | 0 | 0 | 0 | 0 | [24 empty] | 8109806 | no | no |  |  | no |  | 0 | 0 | 0 | 0 | 0 | 0 |  | 1 | 1 | 1 | 0 | 0 | 0
load_220344225 |  | node_1346330_692_15299412_821 |  | AN | 0 | Residential | 41515.2+17685.401j | 0 | 0 | 0 | 0 | 0 | [24 empty] | 8109806 | no | no |  |  | no |  | 0 | 0 | 0 | 0 | 0 | 0 |  | 1 | 1 | 1 | 0 | 0 | 0
load_220344226 |  | node_1346475_085_15299294_349 |  | AN | 0 | Residential | 37274.4+15878.828j | 0 | 0 | 0 | 0 | 0 | [24 empty] | 8109806 | no | no |  |  | no |  | 0 | 0 | 0 | 0 | 0 | 0 |  | 1 | 1 | 1 | 0 | 0 | 0
load_220344227 |  | node_1346689_342_15299433_365 |  | AN | 0 | Residential | 44942.4+19145.382j | 0 | 0 | 0 | 0 | 0 | [24 empty] | 8109806 | no | no |  |  | no |  | 0 | 0 | 0 | 0 | 0 | 0 |  | 1 | 1 | 1 | 0 | 0 | 0
load_220344228 |  | node_1346380_134_15299790_69 |  | AN | 0 | Residential | 36820.8+15685.595j | 0 | 0 | 0 | 0 | 0 | [24 empty] | 8109806 | no | no |  |  | no |  | 0 | 0 | 0 | 0 | 0 | 0 |  | 1 | 1 | 1 | 0 | 0 | 0
load_220344229 |  | node_1346526_549_15299764_949 |  | AN | 0 | Residential | 27331.2+11643.042j | 0 | 0 | 0 | 0 | 0 | [24 empty] | 8109806 | no | no |  |  | no |  | 0 | 0 | 0 | 0 | 0 | 0 |  | 1 | 1 | 1 | 0 | 0 | 0
load_220344342 |  | node_1345967_337_15303570_392 |  | AN | 0 | Residential | 65116.8+27739.641j | 0 | 0 | 0 | 0 | 0 | [24 empty] | 8109806 | no | no |  |  | no |  | 0 | 0 | 0 | 0 | 0 | 0 |  | 1 | 1 | 1 | 0 | 0 | 0
load_220344343 |  | node_1346469_885_15303473_428 |  | AN | 0 | Residential | 41508+17682.334j | 0 | 0 | 0 | 0 | 0 | [24 empty] | 8109806 | no | no |  |  | no |  | 0 | 0 | 0 | 0 | 0 | 0 |  | 1 | 1 | 1 | 0 | 0 | 0
load_220344393 |  | node_1344046_354_15299789_03 |  | AN | 0 | Other | 0 | 0 | 0 | 0 | 0 | 0 | [24 empty] | 8109806 | no | no |  |  | no |  | 0 | 0 | 0 | 0 | 0 | 0 |  | 1 | 1 | 1 | 0 | 0 | 0
load_220344394 |  | node_1344240_883_15299882_47 |  | AN | 0 | Residential | 12708+5413.585j | 0 | 0 | 0 | 0 | 0 | [24 empty] | 8109806 | no | no |  |  | no |  | 0 | 0 | 0 | 0 | 0 | 0 |  | 1 | 1 | 1 | 0 | 0 | 0
load_220344396 |  | node_1342866_551_15299760_858 |  | AN | 0 | Residential | 4939.2+2104.09j | 0 | 0 | 0 | 0 | 0 | [24 empty] | 8109806 | no | no |  |  | no |  | 0 | 0 | 0 | 0 | 0 | 0 |  | 1 | 1 | 1 | 0 | 0 | 0
load_220344397 |  | node_1343113_425_15299657_254 |  | AN | 0 | Residential | 36259.2+15446.355j | 0 | 0 | 0 | 0 | 0 | [24 empty] | 8109806 | no | no |  |  | no |  | 0 | 0 | 0 | 0 | 0 | 0 |  | 1 | 1 | 1 | 0 | 0 | 0
load_220344398 |  | node_1343624_533_15299726_964 |  | AN | 0 | Residential | 30506.4+12995.672j | 0 | 0 | 0 | 0 | 0 | [24 empty] | 8109806 | no | no |  |  | no |  | 0 | 0 | 0 | 0 | 0 | 0 |  | 1 | 1 | 1 | 0 | 0 | 0
load_220344507 |  | node_1342221_757_15299118_516 |  | AN | 0 | Residential | 25905.6+11035.739j | 0 | 0 | 0 | 0 | 0 | [24 empty] | 8109806 | no | no |  |  | no |  | 0 | 0 | 0 | 0 | 0 | 0 |  | 1 | 1 | 1 | 0 | 0 | 0
load_220344509 |  | node_1342339_63_15299672_414 |  | AN | 0 | NonResidential | 3888+1656.281j | 0 | 0 | 0 | 0 | 0 | [24 empty] | 8109806 | no | no |  |  | no |  | 0 | 0 | 0 | 0 | 0 | 0 |  | 1 | 1 | 1 | 0 | 0 | 0
load_220344511 |  | node_1342065_939_15303291_59 |  | AN | 0 | Residential | 3492+1487.586j | 0 | 0 | 0 | 0 | 0 | [24 empty] | 8109806 | no | no |  |  | no |  | 0 | 0 | 0 | 0 | 0 | 0 |  | 1 | 1 | 1 | 0 | 0 | 0
load_220344512 |  | node_1341836_471_15303488_196 |  | AN | 0 | Residential | 5227.2+2226.778j | 0 | 0 | 0 | 0 | 0 | [24 empty] | 8109806 | no | no |  |  | no |  | 0 | 0 | 0 | 0 | 0 | 0 |  | 1 | 1 | 1 | 0 | 0 | 0
load_220344513 |  | node_1340980_99_15304133_845 |  | AN | 0 | Residential | 18583.2+7916.41j | 0 | 0 | 0 | 0 | 0 | [24 empty] | 8109806 | no | no |  |  | no |  | 0 | 0 | 0 | 0 | 0 | 0 |  | 1 | 1 | 1 | 0 | 0 | 0
load_220344514 |  | node_1340864_972_15304689_026 |  | AN | 0 | Residential | 14832+6318.406j | 0 | 0 | 0 | 0 | 0 | [24 empty] | 8109806 | no | no |  |  | no |  | 0 | 0 | 0 | 0 | 0 | 0 |  | 1 | 1 | 1 | 0 | 0 | 0
load_220344515 |  | node_1340760_122_15304982_477 |  | AN | 0 | Residential | 3074.4+1309.689j | 0 | 0 | 0 | 0 | 0 | [24 empty] | 8109806 | no | no |  |  | no |  | 0 | 0 | 0 | 0 | 0 | 0 |  | 1 | 1 | 1 | 0 | 0 | 0
load_220344516 |  | node_1340715_984_15305125_506 |  | AN | 0 | Residential | 4543.2+1935.395j | 0 | 0 | 0 | 0 | 0 | [24 empty] | 8109806 | no | no |  |  | no |  | 0 | 0 | 0 | 0 | 0 | 0 |  | 1 | 1 | 1 | 0 | 0 | 0
load_220344517 |  | node_1340511_16_15305490_628 |  | AN | 0 | Residential | 4960.8+2113.292j | 0 | 0 | 0 | 0 | 0 | [24 empty] | 8109806 | no | no |  |  | no |  | 0 | 0 | 0 | 0 | 0 | 0 |  | 1 | 1 | 1 | 0 | 0 | 0
load_220344518 |  | node_1339897_198_15305932_339 |  | AN | 0 | Residential | 5371.2+2288.122j | 0 | 0 | 0 | 0 | 0 | [24 empty] | 8109806 | no | no |  |  | no |  | 0 | 0 | 0 | 0 | 0 | 0 |  | 1 | 1 | 1 | 0 | 0 | 0
load_220344519 |  | node_1340189_185_15306723_142 |  | AN | 0 | Residential | 4996.8+2128.628j | 0 | 0 | 0 | 0 | 0 | [24 empty] | 8109806 | no | no |  |  | no |  | 0 | 0 | 0 | 0 | 0 | 0 |  | 1 | 1 | 1 | 0 | 0 | 0
load_220344520 |  | node_1342337_939_15300134_178 |  | AN | 0 | Residential | 4233.6+1803.506j | 0 | 0 | 0 | 0 | 0 | [24 empty] | 8109806 | no | no |  |  | no |  | 0 | 0 | 0 | 0 | 0 | 0 |  | 1 | 1 | 1 | 0 | 0 | 0
load_220344521 |  | node_1342320_943_15300552_903 |  | AN | 0 | Residential | 36093.6+15375.809j | 0 | 0 | 0 | 0 | 0 | [24 empty] | 8109806 | no | no |  |  | no |  | 0 | 0 | 0 | 0 | 0 | 0 |  | 1 | 1 | 1 | 0 | 0 | 0
load_220344522 |  | node_1342313_099_15300755_158 |  | AN | 0 | Residential | 3621.6+1542.795j | 0 | 0 | 0 | 0 | 0 | [24 empty] | 8109806 | no | no |  |  | no |  | 0 | 0 | 0 | 0 | 0 | 0 |  | 1 | 1 | 1 | 0 | 0 | 0
load_220344524 |  | node_1342300_223_15301106_067 |  | AN | 0 | Residential | 3124.8+1331.159j | 0 | 0 | 0 | 0 | 0 | [24 empty] | 8109806 | no | no |  |  | no |  | 0 | 0 | 0 | 0 | 0 | 0 |  | 1 | 1 | 1 | 0 | 0 | 0
load_220344525 |  | node_1342294_264_15301249_1 |  | AN | 0 | NonResidential | 0 | 0 | 0 | 0 | 0 | 0 | [24 empty] | 8109806 | no | no |  |  | no |  | 0 | 0 | 0 | 0 | 0 | 0 |  | 1 | 1 | 1 | 0 | 0 | 0
load_220344526 |  | node_1342328_063_15301444_077 |  | AN | 0 | Residential | 13320+5674.296j | 0 | 0 | 0 | 0 | 0 | [24 empty] | 8109806 | no | no |  |  | no |  | 0 | 0 | 0 | 0 | 0 | 0 |  | 1 | 1 | 1 | 0 | 0 | 0
load_220344527 |  | node_1342283_401_15302319_207 |  | AN | 0 | Residential | 8503.2+3622.348j | 0 | 0 | 0 | 0 | 0 | [24 empty] | 8109806 | no | no |  |  | no |  | 0 | 0 | 0 | 0 | 0 | 0 |  | 1 | 1 | 1 | 0 | 0 | 0
load_220344528 |  | node_1342357_605_15302542_106 |  | AN | 0 | Residential | 14.4+6.134j | 0 | 0 | 0 | 0 | 0 | [24 empty] | 8109806 | no | no |  |  | no |  | 0 | 0 | 0 | 0 | 0 | 0 |  | 1 | 1 | 1 | 0 | 0 | 0
load_220344529 |  | node_1342551_607_15302879_832 |  | AN | 0 | Residential | 7992+3404.578j | 0 | 0 | 0 | 0 | 0 | [24 empty] | 8109806 | no | no |  |  | no |  | 0 | 0 | 0 | 0 | 0 | 0 |  | 1 | 1 | 1 | 0 | 0 | 0
load_220344530 |  | node_1342161_181_15303050_162 |  | AN | 0 | Residential | 2692.8+1147.128j | 0 | 0 | 0 | 0 | 0 | [24 empty] | 8109806 | no | no |  |  | no |  | 0 | 0 | 0 | 0 | 0 | 0 |  | 1 | 1 | 1 | 0 | 0 | 0
load_220344614 |  | node_1344816_172_15300199_532 |  | AN | 0 | Residential | 41853.6+17829.559j | 0 | 0 | 0 | 0 | 0 | [24 empty] | 8109806 | no | no |  |  | no |  | 0 | 0 | 0 | 0 | 0 | 0 |  | 1 | 1 | 1 | 0 | 0 | 0
load_220344633 |  | node_1349441_383_15296910_184 |  | AN | 0 | Residential | 4111.2+1751.364j | 0 | 0 | 0 | 0 | 0 | [24 empty] | 8109806 | no | no |  |  | no |  | 0 | 0 | 0 | 0 | 0 | 0 |  | 1 | 1 | 1 | 0 | 0 | 0
load_220344634 |  | node_1349432_854_15296889_154 |  | BN | 0 | Residential | 0 | 4111.2+1751.364j | 0 | 0 | 0 | 0 | [24 empty] | 8109806 | no | no |  |  | no |  | 0 | 0 | 0 | 0 | 0 | 0 |  | 1 | 1 | 1 | 0 | 0 | 0
load_220344635 |  | node_1349452_896_15296928_307 |  | CN | 0 | Residential | 0 | 0 | 4111.2+1751.364j | 0 | 0 | 0 | [24 empty] | 8109806 | no | no |  |  | no |  | 0 | 0 | 0 | 0 | 0 | 0 |  | 1 | 1 | 1 | 0 | 0 | 0
load_220344636 |  | node_1349531_687_15297127_328 |  | AN | 0 | Residential | 15955.2+6796.887j | 0 | 0 | 0 | 0 | 0 | [24 empty] | 8109806 | no | no |  |  | no |  | 0 | 0 | 0 | 0 | 0 | 0 |  | 1 | 1 | 1 | 0 | 0 | 0
load_220344637 |  | node_1349386_227_15296882_24 |  | AN | 0 | Residential | 28548+12161.397j | 0 | 0 | 0 | 0 | 0 | [24 empty] | 8109806 | no | no |  |  | no |  | 0 | 0 | 0 | 0 | 0 | 0 |  | 1 | 1 | 1 | 0 | 0 | 0
load_220344638 |  | node_1349000_218_15296797_703 |  | AN | 0 | Residential | 44892+19123.912j | 0 | 0 | 0 | 0 | 0 | [24 empty] | 8109806 | no | no |  |  | no |  | 0 | 0 | 0 | 0 | 0 | 0 |  | 1 | 1 | 1 | 0 | 0 | 0
load_220344641 |  | node_1350060_871_15296764_718 |  | AN | 0 | NonResidential | 8500+3620.985j | 0 | 0 | 0 | 0 | 0 | [24 empty] | 8109806 | no | no |  |  | no |  | 0 | 0 | 0 | 0 | 0 | 0 |  | 1 | 1 | 1 | 0 | 0 | 0
load_220344642 |  | node_1350059_657_15296791_283 |  | AN | 0 | NonResidential | 8500+3620.985j | 0 | 0 | 0 | 0 | 0 | [24 empty] | 8109806 | no | no |  |  | no |  | 0 | 0 | 0 | 0 | 0 | 0 |  | 1 | 1 | 1 | 0 | 0 | 0
load_220344643 |  | node_1350097_195_15296555_688 |  | AN | 0 | Residential | 16394.4+6983.985j | 0 | 0 | 0 | 0 | 0 | [24 empty] | 8109806 | no | no |  |  | no |  | 0 | 0 | 0 | 0 | 0 | 0 |  | 1 | 1 | 1 | 0 | 0 | 0
load_220344644 |  | node_1349752_015_15296892_576 |  | AN | 0 | Residential | 7754.4+3303.361j | 0 | 0 | 0 | 0 | 0 | [24 empty] | 8109806 | no | no |  |  | no |  | 0 | 0 | 0 | 0 | 0 | 0 |  | 1 | 1 | 1 | 0 | 0 | 0
load_220344650 |  | node_1345254_911_15300014_031 |  | AN | 0 | Residential | 51400.8+21896.649j | 0 | 0 | 0 | 0 | 0 | [24 empty] | 8109806 | no | no |  |  | no |  | 0 | 0 | 0 | 0 | 0 | 0 |  | 1 | 1 | 1 | 0 | 0 | 0
load_220344727 |  | node_1339122_793_15312831_426 |  | AN | 0 | Residential | 16164+6885.835j | 0 | 0 | 0 | 0 | 0 | [24 empty] | 8109806 | no | no |  |  | no |  | 0 | 0 | 0 | 0 | 0 | 0 |  | 1 | 1 | 1 | 0 | 0 | 0
load_220344728 |  | node_1339963_514_15313296_808 |  | AN | 0 | Other | 0 | 0 | 0 | 0 | 0 | 0 | [24 empty] | 8109806 | no | no |  |  | no |  | 0 | 0 | 0 | 0 | 0 | 0 |  | 1 | 1 | 1 | 0 | 0 | 0
load_220344729 |  | node_1340151_686_15312959_939 |  | AN | 0 | Residential | 36504+15550.639j | 0 | 0 | 0 | 0 | 0 | [24 empty] | 8109806 | no | no |  |  | no |  | 0 | 0 | 0 | 0 | 0 | 0 |  | 1 | 1 | 1 | 0 | 0 | 0
load_220344730 |  | node_1339957_135_15312779_045 |  | AN | 0 | Other | 0 | 0 | 0 | 0 | 0 | 0 | [24 empty] | 8109806 | no | no |  |  | no |  | 0 | 0 | 0 | 0 | 0 | 0 |  | 1 | 1 | 1 | 0 | 0 | 0
load_220344747 |  | node_1346029_415_15300158_984 |  | AN | 0 | Residential | 45489.6+19378.488j | 0 | 0 | 0 | 0 | 0 | [24 empty] | 8109806 | no | no |  |  | no |  | 0 | 0 | 0 | 0 | 0 | 0 |  | 1 | 1 | 1 | 0 | 0 | 0
load_220344749 |  | node_1346724_814_15300086_191 |  | AN | 0 | Residential | 67485.6+28748.745j | 0 | 0 | 0 | 0 | 0 | [24 empty] | 8109806 | no | no |  |  | no |  | 0 | 0 | 0 | 0 | 0 | 0 |  | 1 | 1 | 1 | 0 | 0 | 0
load_220344904 |  | node_1349428_472_15301290_94 |  | AN | 0 | Residential | 40939.2+17440.026j | 0 | 0 | 0 | 0 | 0 | [24 empty] | 8109806 | no | no |  |  | no |  | 0 | 0 | 0 | 0 | 0 | 0 |  | 1 | 1 | 1 | 0 | 0 | 0
load_220344905 |  | node_1350535_782_15302087_551 |  | AN | 0 | Residential | 30844.8+13139.83j | 0 | 0 | 0 | 0 | 0 | [24 empty] | 8109806 | no | no |  |  | no |  | 0 | 0 | 0 | 0 | 0 | 0 |  | 1 | 1 | 1 | 0 | 0 | 0
load_220344906 |  | node_1350018_128_15301786_752 |  | AN | 0 | Residential | 24631.2+10492.847j | 0 | 0 | 0 | 0 | 0 | [24 empty] | 8109806 | no | no |  |  | no |  | 0 | 0 | 0 | 0 | 0 | 0 |  | 1 | 1 | 1 | 0 | 0 | 0
load_220344907 |  | node_1349690_816_15301703_622 |  | AN | 0 | Residential | 31478.4+13409.742j | 0 | 0 | 0 | 0 | 0 | [24 empty] | 8109806 | no | no |  |  | no |  | 0 | 0 | 0 | 0 | 0 | 0 |  | 1 | 1 | 1 | 0 | 0 | 0
load_220344916 |  | node_1349100_299_15301477_232 |  | AN | 0 | Residential | 28584+12176.733j | 0 | 0 | 0 | 0 | 0 | [24 empty] | 8109806 | no | no |  |  | no |  | 0 | 0 | 0 | 0 | 0 | 0 |  | 1 | 1 | 1 | 0 | 0 | 0
load_220344917 |  | node_1349430_606_15301853_341 |  | AN | 0 | Residential | 46692+19890.709j | 0 | 0 | 0 | 0 | 0 | [24 empty] | 8109806 | no | no |  |  | no |  | 0 | 0 | 0 | 0 | 0 | 0 |  | 1 | 1 | 1 | 0 | 0 | 0
load_220344932 |  | node_1346033_453_15301042_429 |  | AN | 0 | Other | 0 | 0 | 0 | 0 | 0 | 0 | [24 empty] | 8109806 | no | no |  |  | no |  | 0 | 0 | 0 | 0 | 0 | 0 |  | 1 | 1 | 1 | 0 | 0 | 0
load_220344933 |  | node_1346591_254_15300931_08 |  | AN | 0 | Residential | 15825.6+6741.677j | 0 | 0 | 0 | 0 | 0 | [24 empty] | 8109806 | no | no |  |  | no |  | 0 | 0 | 0 | 0 | 0 | 0 |  | 1 | 1 | 1 | 0 | 0 | 0
load_220344934 |  | node_1346583_462_15301073_501 |  | AN | 0 | Residential | 18280.8+7787.588j | 0 | 0 | 0 | 0 | 0 | [24 empty] | 8109806 | no | no |  |  | no |  | 0 | 0 | 0 | 0 | 0 | 0 |  | 1 | 1 | 1 | 0 | 0 | 0
load_220344935 |  | node_1346579_013_15301230_479 |  | AN | 0 | Residential | 17632.8+7511.541j | 0 | 0 | 0 | 0 | 0 | [24 empty] | 8109806 | no | no |  |  | no |  | 0 | 0 | 0 | 0 | 0 | 0 |  | 1 | 1 | 1 | 0 | 0 | 0
load_220344936 |  | node_1346569_487_15301437_169 |  | AN | 0 | Residential | 8697.6+3705.162j | 0 | 0 | 0 | 0 | 0 | [24 empty] | 8109806 | no | no |  |  | no |  | 0 | 0 | 0 | 0 | 0 | 0 |  | 1 | 1 | 1 | 0 | 0 | 0
load_220344937 |  | node_1346504_278_15301626_456 |  | AN | 0 | Residential | 30002.4+12780.969j | 0 | 0 | 0 | 0 | 0 | [24 empty] | 8109806 | no | no |  |  | no |  | 0 | 0 | 0 | 0 | 0 | 0 |  | 1 | 1 | 1 | 0 | 0 | 0
load_220344938 |  | node_1346207_869_15301109_91 |  | AN | 0 | Residential | 82137.6+34990.471j | 0 | 0 | 0 | 0 | 0 | [24 empty] | 8109806 | no | no |  |  | no |  | 0 | 0 | 0 | 0 | 0 | 0 |  | 1 | 1 | 1 | 0 | 0 | 0
load_220344939 |  | node_1346442_496_15301361_415 |  | AN | 0 | Residential | 1836+782.133j | 0 | 0 | 0 | 0 | 0 | [24 empty] | 8109806 | no | no |  |  | no |  | 0 | 0 | 0 | 0 | 0 | 0 |  | 1 | 1 | 1 | 0 | 0 | 0
load_220344940 |  | node_1346294_322_15300588_658 |  | AN | 0 | Residential | 44258.4+18853.999j | 0 | 0 | 0 | 0 | 0 | [24 empty] | 8109806 | no | no |  |  | no |  | 0 | 0 | 0 | 0 | 0 | 0 |  | 1 | 1 | 1 | 0 | 0 | 0
load_220344941 |  | node_1346440_621_15300586_813 |  | AN | 0 | Residential | 14904+6349.077j | 0 | 0 | 0 | 0 | 0 | [24 empty] | 8109806 | no | no |  |  | no |  | 0 | 0 | 0 | 0 | 0 | 0 |  | 1 | 1 | 1 | 0 | 0 | 0
load_220344942 |  | node_1346555_417_15300651_021 |  | AN | 0 | Residential | 6084+2591.773j | 0 | 0 | 0 | 0 | 0 | [24 empty] | 8109806 | no | no |  |  | no |  | 0 | 0 | 0 | 0 | 0 | 0 |  | 1 | 1 | 1 | 0 | 0 | 0
load_220344943 |  | node_1346592_281_15300783_814 |  | AN | 0 | Residential | 30139.2+12839.245j | 0 | 0 | 0 | 0 | 0 | [24 empty] | 8109806 | no | no |  |  | no |  | 0 | 0 | 0 | 0 | 0 | 0 |  | 1 | 1 | 1 | 0 | 0 | 0
load_220344945 |  | node_1348890_848_15301777_21 |  | AN | 0 | Residential | 39916.8+17004.486j | 0 | 0 | 0 | 0 | 0 | [24 empty] | 8109806 | no | no |  |  | no |  | 0 | 0 | 0 | 0 | 0 | 0 |  | 1 | 1 | 1 | 0 | 0 | 0
load_220344946 |  | node_1348749_949_15301325_014 |  | AN | 0 | Residential | 27331.2+11643.042j | 0 | 0 | 0 | 0 | 0 | [24 empty] | 8109806 | no | no |  |  | no |  | 0 | 0 | 0 | 0 | 0 | 0 |  | 1 | 1 | 1 | 0 | 0 | 0
load_220344947 |  | node_1348468_377_15301236_311 |  | AN | 0 | Residential | 17056.8+7266.166j | 0 | 0 | 0 | 0 | 0 | [24 empty] | 8109806 | no | no |  |  | no |  | 0 | 0 | 0 | 0 | 0 | 0 |  | 1 | 1 | 1 | 0 | 0 | 0
load_220344948 |  | node_1348168_079_15301345_594 |  | AN | 0 | Residential | 44438.4+18930.679j | 0 | 0 | 0 | 0 | 0 | [24 empty] | 8109806 | no | no |  |  | no |  | 0 | 0 | 0 | 0 | 0 | 0 |  | 1 | 1 | 1 | 0 | 0 | 0
load_220344950 |  | node_1347556_778_15302096_612 |  | AN | 0 | Residential | 43768.8+18645.431j | 0 | 0 | 0 | 0 | 0 | [24 empty] | 8109806 | no | no |  |  | no |  | 0 | 0 | 0 | 0 | 0 | 0 |  | 1 | 1 | 1 | 0 | 0 | 0
load_220344952 |  | node_1347211_422_15301873_536 |  | AN | 0 | Residential | 18885.6+8045.232j | 0 | 0 | 0 | 0 | 0 | [24 empty] | 8109806 | no | no |  |  | no |  | 0 | 0 | 0 | 0 | 0 | 0 |  | 1 | 1 | 1 | 0 | 0 | 0
load_220344953 |  | node_1347083_644_15302078_837 |  | AN | 0 | Residential | 44920.8+19136.181j | 0 | 0 | 0 | 0 | 0 | [24 empty] | 8109806 | no | no |  |  | no |  | 0 | 0 | 0 | 0 | 0 | 0 |  | 1 | 1 | 1 | 0 | 0 | 0
load_220344954 |  | node_1346755_022_15302069_738 |  | AN | 0 | Residential | 17028+7253.898j | 0 | 0 | 0 | 0 | 0 | [24 empty] | 8109806 | no | no |  |  | no |  | 0 | 0 | 0 | 0 | 0 | 0 |  | 1 | 1 | 1 | 0 | 0 | 0
load_220344956 |  | node_1349109_591_15302181_287 |  | AN | 0 | Residential | 25120.8+10701.416j | 0 | 0 | 0 | 0 | 0 | [24 empty] | 8109806 | no | no |  |  | no |  | 0 | 0 | 0 | 0 | 0 | 0 |  | 1 | 1 | 1 | 0 | 0 | 0
load_220344964 |  | node_1346120_946_15301753_187 |  | AN | 0 | Residential | 37814.4+16108.867j | 0 | 0 | 0 | 0 | 0 | [24 empty] | 8109806 | no | no |  |  | no |  | 0 | 0 | 0 | 0 | 0 | 0 |  | 1 | 1 | 1 | 0 | 0 | 0
load_220344969 |  | node_1345997_407_15302143_758 |  | AN | 0 | Residential | 37807.2+16105.8j | 0 | 0 | 0 | 0 | 0 | [24 empty] | 8109806 | no | no |  |  | no |  | 0 | 0 | 0 | 0 | 0 | 0 |  | 1 | 1 | 1 | 0 | 0 | 0
load_220344970 |  | node_1345981_927_15302661_188 |  | AN | 0 | Residential | 35719.2+15216.315j | 0 | 0 | 0 | 0 | 0 | [24 empty] | 8109806 | no | no |  |  | no |  | 0 | 0 | 0 | 0 | 0 | 0 |  | 1 | 1 | 1 | 0 | 0 | 0
load_220344972 |  | node_1347111_274_15302899_036 |  | AN | 0 | Residential | 49003.2+20875.276j | 0 | 0 | 0 | 0 | 0 | [24 empty] | 8109806 | no | no |  |  | no |  | 0 | 0 | 0 | 0 | 0 | 0 |  | 1 | 1 | 1 | 0 | 0 | 0
load_220344973 |  | node_1347131_888_15302491_696 |  | AN | 0 | Residential | 38664+16470.795j | 0 | 0 | 0 | 0 | 0 | [24 empty] | 8109806 | no | no |  |  | no |  | 0 | 0 | 0 | 0 | 0 | 0 |  | 1 | 1 | 1 | 0 | 0 | 0
load_220344974 |  | node_1346831_486_15302333_203 |  | AN | 0 | Residential | 25804.8+10992.799j | 0 | 0 | 0 | 0 | 0 | [24 empty] | 8109806 | no | no |  |  | no |  | 0 | 0 | 0 | 0 | 0 | 0 |  | 1 | 1 | 1 | 0 | 0 | 0
load_220344975 |  | node_1345796_373_15302917_531 |  | AN | 0 | Residential | 28029.6+11940.56j | 0 | 0 | 0 | 0 | 0 | [24 empty] | 8109806 | no | no |  |  | no |  | 0 | 0 | 0 | 0 | 0 | 0 |  | 1 | 1 | 1 | 0 | 0 | 0
load_220344976 |  | node_1346358_588_15302979_244 |  | AN | 0 | Residential | 32119.2+13682.722j | 0 | 0 | 0 | 0 | 0 | [24 empty] | 8109806 | no | no |  |  | no |  | 0 | 0 | 0 | 0 | 0 | 0 |  | 1 | 1 | 1 | 0 | 0 | 0
load_220344977 |  | node_1346637_47_15302933_366 |  | AN | 0 | Residential | 24739.2+10538.855j | 0 | 0 | 0 | 0 | 0 | [24 empty] | 8109806 | no | no |  |  | no |  | 0 | 0 | 0 | 0 | 0 | 0 |  | 1 | 1 | 1 | 0 | 0 | 0
load_220344982 |  | node_1353613_62_15312004_865 |  | AN | 0 | Residential | 17503.2+7456.332j | 0 | 0 | 0 | 0 | 0 | [24 empty] | 8109806 | no | no |  |  | no |  | 0 | 0 | 0 | 0 | 0 | 0 |  | 1 | 1 | 1 | 0 | 0 | 0
load_220344983 |  | node_1353853_082_15312005_037 |  | AN | 0 | Residential | 10598.4+4514.899j | 0 | 0 | 0 | 0 | 0 | [24 empty] | 8109806 | no | no |  |  | no |  | 0 | 0 | 0 | 0 | 0 | 0 |  | 1 | 1 | 1 | 0 | 0 | 0
load_220344984 |  | node_1354074_477_15312043_203 |  | AN | 0 | Residential | 15213.6+6480.966j | 0 | 0 | 0 | 0 | 0 | [24 empty] | 8109806 | no | no |  |  | no |  | 0 | 0 | 0 | 0 | 0 | 0 |  | 1 | 1 | 1 | 0 | 0 | 0
load_220344985 |  | node_1354262_784_15312059_185 |  | AN | 0 | Residential | 7524+3205.211j | 0 | 0 | 0 | 0 | 0 | [24 empty] | 8109806 | no | no |  |  | no |  | 0 | 0 | 0 | 0 | 0 | 0 |  | 1 | 1 | 1 | 0 | 0 | 0
load_220345001 |  | node_1346240_337_15302721_345 |  | AN | 0 | Residential | 46612.8+19856.97j | 0 | 0 | 0 | 0 | 0 | [24 empty] | 8109806 | no | no |  |  | no |  | 0 | 0 | 0 | 0 | 0 | 0 |  | 1 | 1 | 1 | 0 | 0 | 0
load_220345002 |  | node_1346320_922_15302298_101 |  | AN | 0 | Residential | 41824.8+17817.29j | 0 | 0 | 0 | 0 | 0 | [24 empty] | 8109806 | no | no |  |  | no |  | 0 | 0 | 0 | 0 | 0 | 0 |  | 1 | 1 | 1 | 0 | 0 | 0
load_220345003 |  | node_1346496_312_15302658_103 |  | AN | 0 | Residential | 40701.6+17338.809j | 0 | 0 | 0 | 0 | 0 | [24 empty] | 8109806 | no | no |  |  | no |  | 0 | 0 | 0 | 0 | 0 | 0 |  | 1 | 1 | 1 | 0 | 0 | 0
load_220345024 |  | node_1346805_061_15302709_355 |  | AN | 0 | Residential | 35992.8+15332.869j | 0 | 0 | 0 | 0 | 0 | [24 empty] | 8109806 | no | no |  |  | no |  | 0 | 0 | 0 | 0 | 0 | 0 |  | 1 | 1 | 1 | 0 | 0 | 0
load_220345062 |  | node_1348685_488_15302047_806 |  | AN | 0 | Residential | 44510.4+18961.351j | 0 | 0 | 0 | 0 | 0 | [24 empty] | 8109806 | no | no |  |  | no |  | 0 | 0 | 0 | 0 | 0 | 0 |  | 1 | 1 | 1 | 0 | 0 | 0
load_220345063 |  | node_1348447_69_15302226_824 |  | AN | 0 | Residential | 16552.8+7051.463j | 0 | 0 | 0 | 0 | 0 | [24 empty] | 8109806 | no | no |  |  | no |  | 0 | 0 | 0 | 0 | 0 | 0 |  | 1 | 1 | 1 | 0 | 0 | 0
load_220345064 |  | node_1348252_804_15302046_389 |  | AN | 0 | Residential | 39024+16624.154j | 0 | 0 | 0 | 0 | 0 | [24 empty] | 8109806 | no | no |  |  | no |  | 0 | 0 | 0 | 0 | 0 | 0 |  | 1 | 1 | 1 | 0 | 0 | 0
load_220345115 |  | node_1349274_481_15298945_818 |  | AN | 0 | NonResidential | 21.6+9.202j | 0 | 0 | 0 | 0 | 0 | [24 empty] | 8109806 | no | no |  |  | no |  | 0 | 0 | 0 | 0 | 0 | 0 |  | 1 | 1 | 1 | 0 | 0 | 0
load_220345130 |  | node_1347667_355_15301544_034 |  | AN | 0 | Residential | 24422.4+10403.899j | 0 | 0 | 0 | 0 | 0 | [24 empty] | 8109806 | no | no |  |  | no |  | 0 | 0 | 0 | 0 | 0 | 0 |  | 1 | 1 | 1 | 0 | 0 | 0
load_220345131 |  | node_1347535_097_15301877_525 |  | AN | 0 | Residential | 31492.8+13415.877j | 0 | 0 | 0 | 0 | 0 | [24 empty] | 8109806 | no | no |  |  | no |  | 0 | 0 | 0 | 0 | 0 | 0 |  | 1 | 1 | 1 | 0 | 0 | 0
load_220345132 |  | node_1347136_95_15301550_965 |  | AN | 0 | Residential | 14918.4+6355.212j | 0 | 0 | 0 | 0 | 0 | [24 empty] | 8109806 | no | no |  |  | no |  | 0 | 0 | 0 | 0 | 0 | 0 |  | 1 | 1 | 1 | 0 | 0 | 0
load_220345151 |  | node_1346893_185_15301741_6 |  | AN | 0 | Residential | 57744+24598.841j | 0 | 0 | 0 | 0 | 0 | [24 empty] | 8109806 | no | no |  |  | no |  | 0 | 0 | 0 | 0 | 0 | 0 |  | 1 | 1 | 1 | 0 | 0 | 0
load_220345168 |  | node_1350210_096_15297135_896 |  | AN | 0 | NonResidential | 2073.6+883.35j | 0 | 0 | 0 | 0 | 0 | [24 empty] | 8109806 | no | no |  |  | no |  | 0 | 0 | 0 | 0 | 0 | 0 |  | 1 | 1 | 1 | 0 | 0 | 0
load_220345186 |  | node_1341083_985_15303906_628 |  | AN | 0 | Residential | 5176.8+2205.308j | 0 | 0 | 0 | 0 | 0 | [24 empty] | 8109806 | no | no |  |  | no |  | 0 | 0 | 0 | 0 | 0 | 0 |  | 1 | 1 | 1 | 0 | 0 | 0
load_220345187 |  | node_1341038_978_15303384_072 |  | AN | 0 | Residential | 4989.6+2125.561j | 0 | 0 | 0 | 0 | 0 | [24 empty] | 8109806 | no | no |  |  | no |  | 0 | 0 | 0 | 0 | 0 | 0 |  | 1 | 1 | 1 | 0 | 0 | 0
load_220345188 |  | node_1340515_552_15302980_383 |  | AN | 0 | Residential | 2700+1150.195j | 0 | 0 | 0 | 0 | 0 | [24 empty] | 8109806 | no | no |  |  | no |  | 0 | 0 | 0 | 0 | 0 | 0 |  | 1 | 1 | 1 | 0 | 0 | 0
load_220345189 |  | node_1341647_801_15302372_472 |  | AN | 0 | Residential | 4564.8+1944.597j | 0 | 0 | 0 | 0 | 0 | [24 empty] | 8109806 | no | no |  |  | no |  | 0 | 0 | 0 | 0 | 0 | 0 |  | 1 | 1 | 1 | 0 | 0 | 0
load_220345190 |  | node_1341008_772_15302304_763 |  | AN | 0 | Residential | 9691.2+4128.434j | 0 | 0 | 0 | 0 | 0 | [24 empty] | 8109806 | no | no |  |  | no |  | 0 | 0 | 0 | 0 | 0 | 0 |  | 1 | 1 | 1 | 0 | 0 | 0
load_220345194 |  | node_1350246_275_15312192_141 |  | AN | 0 | Residential | 16041.6+6833.693j | 0 | 0 | 0 | 0 | 0 | [24 empty] | 8109806 | no | no |  |  | no |  | 0 | 0 | 0 | 0 | 0 | 0 |  | 1 | 1 | 1 | 0 | 0 | 0
load_220345196 |  | node_1350571_409_15312239_841 |  | AN | 0 | Residential | 4766.4+2030.478j | 0 | 0 | 0 | 0 | 0 | [24 empty] | 8109806 | no | no |  |  | no |  | 0 | 0 | 0 | 0 | 0 | 0 |  | 1 | 1 | 1 | 0 | 0 | 0
load_220345495 |  | node_1352693_292_15310657_359 |  | AN | 0 | Residential | 20426.4+8701.61j | 0 | 0 | 0 | 0 | 0 | [24 empty] | 8109806 | no | no |  |  | no |  | 0 | 0 | 0 | 0 | 0 | 0 |  | 1 | 1 | 1 | 0 | 0 | 0
load_220345682 |  | node_1349856_502_15300224_071 |  | AN | 0 | Residential | 4320+1840.312j | 0 | 0 | 0 | 0 | 0 | [24 empty] | 8109806 | no | no |  |  | no |  | 0 | 0 | 0 | 0 | 0 | 0 |  | 1 | 1 | 1 | 0 | 0 | 0
load_220345684 |  | node_1349647_69_15297170_91 |  | AN | 0 | NonResidential | 36000+15335.936j | 0 | 0 | 0 | 0 | 0 | [24 empty] | 8109806 | no | no |  |  | no |  | 0 | 0 | 0 | 0 | 0 | 0 |  | 1 | 1 | 1 | 0 | 0 | 0
load_220345685 |  | node_1349637_767_15297147_756 |  | AN | 0 | NonResidential | 36000+15335.936j | 0 | 0 | 0 | 0 | 0 | [24 empty] | 8109806 | no | no |  |  | no |  | 0 | 0 | 0 | 0 | 0 | 0 |  | 1 | 1 | 1 | 0 | 0 | 0
load_220345686 |  | node_1349985_805_15298473_065 |  | AN | 0 | Other | 0 | 0 | 0 | 0 | 0 | 0 | [24 empty] | 8109806 | no | no |  |  | no |  | 0 | 0 | 0 | 0 | 0 | 0 |  | 1 | 1 | 1 | 0 | 0 | 0
load_220345688 |  | node_1350095_866_15300085_904 |  | AN | 0 | NonResidential | 194.4+82.814j | 0 | 0 | 0 | 0 | 0 | [24 empty] | 8109806 | no | no |  |  | no |  | 0 | 0 | 0 | 0 | 0 | 0 |  | 1 | 1 | 1 | 0 | 0 | 0
load_220345689 |  | node_1350313_509_15300311_388 |  | AN | 0 | Residential | 17668.8+7526.877j | 0 | 0 | 0 | 0 | 0 | [24 empty] | 8109806 | no | no |  |  | no |  | 0 | 0 | 0 | 0 | 0 | 0 |  | 1 | 1 | 1 | 0 | 0 | 0
load_220345690 |  | node_1350475_119_15300761_186 |  | AN | 0 | Other | 0 | 0 | 0 | 0 | 0 | 0 | [24 empty] | 8109806 | no | no |  |  | no |  | 0 | 0 | 0 | 0 | 0 | 0 |  | 1 | 1 | 1 | 0 | 0 | 0
load_220345691 |  | node_1350690_133_15301377_442 |  | AN | 0 | Residential | 37238.4+15863.492j | 0 | 0 | 0 | 0 | 0 | [24 empty] | 8109806 | no | no |  |  | no |  | 0 | 0 | 0 | 0 | 0 | 0 |  | 1 | 1 | 1 | 0 | 0 | 0
load_220345692 |  | node_1350864_693_15301727_778 |  | AN | 0 | Residential | 15015.6+6396.619j | 0 | 0 | 0 | 0 | 0 | [24 empty] | 8109806 | no | no |  |  | no |  | 0 | 0 | 0 | 0 | 0 | 0 |  | 1 | 1 | 1 | 0 | 0 | 0
load_220345693 |  | node_1350867_662_15301754_135 |  | AN | 0 | Residential | 15015.6+6396.619j | 0 | 0 | 0 | 0 | 0 | [24 empty] | 8109806 | no | no |  |  | no |  | 0 | 0 | 0 | 0 | 0 | 0 |  | 1 | 1 | 1 | 0 | 0 | 0
load_220345694 |  | node_1349935_777_15297445_524 |  | AN | 0 | NonResidential | 1000+425.998j | 0 | 0 | 0 | 0 | 0 | [24 empty] | 8109806 | no | no |  |  | no |  | 0 | 0 | 0 | 0 | 0 | 0 |  | 1 | 1 | 1 | 0 | 0 | 0
load_220345695 |  | node_1350955_508_15302097_098 |  | AN | 0 | Residential | 22298.4+9499.079j | 0 | 0 | 0 | 0 | 0 | [24 empty] | 8109806 | no | no |  |  | no |  | 0 | 0 | 0 | 0 | 0 | 0 |  | 1 | 1 | 1 | 0 | 0 | 0
load_220345696 |  | node_1350617_658_15302478_915 |  | AN | 0 | NonResidential | 3880.8+1653.214j | 0 | 0 | 0 | 0 | 0 | [24 empty] | 8109806 | no | no |  |  | no |  | 0 | 0 | 0 | 0 | 0 | 0 |  | 1 | 1 | 1 | 0 | 0 | 0
load_220345697 |  | node_1350373_369_15302683_883 |  | AN | 0 | Residential | 7135.2+3039.582j | 0 | 0 | 0 | 0 | 0 | [24 empty] | 8109806 | no | no |  |  | no |  | 0 | 0 | 0 | 0 | 0 | 0 |  | 1 | 1 | 1 | 0 | 0 | 0
load_220345698 |  | node_1350165_451_15303165_905 |  | AN | 0 | Residential | 4550.4+1938.462j | 0 | 0 | 0 | 0 | 0 | [24 empty] | 8109806 | no | no |  |  | no |  | 0 | 0 | 0 | 0 | 0 | 0 |  | 1 | 1 | 1 | 0 | 0 | 0
load_220345699 |  | node_1351093_021_15303399_801 |  | AN | 0 | Residential | 97826.4+41673.872j | 0 | 0 | 0 | 0 | 0 | [24 empty] | 8109806 | no | no |  |  | no |  | 0 | 0 | 0 | 0 | 0 | 0 |  | 1 | 1 | 1 | 0 | 0 | 0
load_220345700 |  | node_1351544_098_15303613_544 |  | AN | 0 | NonResidential | 4000+1703.993j | 0 | 0 | 0 | 0 | 0 | [24 empty] | 8109806 | no | no |  |  | no |  | 0 | 0 | 0 | 0 | 0 | 0 |  | 1 | 1 | 1 | 0 | 0 | 0
load_220345702 |  | node_1351454_908_15303812_525 |  | AN | 0 | NonResidential | 3510+1495.254j | 0 | 0 | 0 | 0 | 0 | [24 empty] | 8109806 | no | no |  |  | no |  | 0 | 0 | 0 | 0 | 0 | 0 |  | 1 | 1 | 1 | 0 | 0 | 0
load_220345703 |  | node_1351454_41_15303785_901 |  | AN | 0 | NonResidential | 3510+1495.254j | 0 | 0 | 0 | 0 | 0 | [24 empty] | 8109806 | no | no |  |  | no |  | 0 | 0 | 0 | 0 | 0 | 0 |  | 1 | 1 | 1 | 0 | 0 | 0
load_220345704 |  | node_1351675_3_15304178_19 |  | AN | 0 | NonResidential | 3000+1277.995j | 0 | 0 | 0 | 0 | 0 | [24 empty] | 8109806 | no | no |  |  | no |  | 0 | 0 | 0 | 0 | 0 | 0 |  | 1 | 1 | 1 | 0 | 0 | 0
load_220345706 |  | node_1351753_496_15304952_976 |  | AN | 0 | NonResidential | 1965.6+837.342j | 0 | 0 | 0 | 0 | 0 | [24 empty] | 8109806 | no | no |  |  | no |  | 0 | 0 | 0 | 0 | 0 | 0 |  | 1 | 1 | 1 | 0 | 0 | 0
load_220345707 |  | node_1351739_564_15305158_139 |  | AN | 0 | Residential | 17337.6+7385.787j | 0 | 0 | 0 | 0 | 0 | [24 empty] | 8109806 | no | no |  |  | no |  | 0 | 0 | 0 | 0 | 0 | 0 |  | 1 | 1 | 1 | 0 | 0 | 0
load_220345709 |  | node_1352251_499_15305131_134 |  | AN | 0 | NonResidential | 0 | 0 | 0 | 0 | 0 | 0 | [24 empty] | 8109806 | no | no |  |  | no |  | 0 | 0 | 0 | 0 | 0 | 0 |  | 1 | 1 | 1 | 0 | 0 | 0
load_220345710 |  | node_1352248_841_15305157_494 |  | BN | 0 | NonResidential | 0 | 0 | 0 | 0 | 0 | 0 | [24 empty] | 8109806 | no | no |  |  | no |  | 0 | 0 | 0 | 0 | 0 | 0 |  | 1 | 1 | 1 | 0 | 0 | 0
load_220345711 |  | node_1351727_578_15305300_212 |  | AN | 0 | Residential | 11001.6+4686.662j | 0 | 0 | 0 | 0 | 0 | [24 empty] | 8109806 | no | no |  |  | no |  | 0 | 0 | 0 | 0 | 0 | 0 |  | 1 | 1 | 1 | 0 | 0 | 0
load_220345712 |  | node_1352098_44_15305281_815 |  | AN | 0 | Residential | 4017.6+1711.49j | 0 | 0 | 0 | 0 | 0 | [24 empty] | 8109806 | no | no |  |  | no |  | 0 | 0 | 0 | 0 | 0 | 0 |  | 1 | 1 | 1 | 0 | 0 | 0
load_220345713 |  | node_1351615_358_15305504_288 |  | AN | 0 | Residential | 2347.2+999.903j | 0 | 0 | 0 | 0 | 0 | [24 empty] | 8109806 | no | no |  |  | no |  | 0 | 0 | 0 | 0 | 0 | 0 |  | 1 | 1 | 1 | 0 | 0 | 0
load_220345714 |  | node_1351590_768_15305615_847 |  | AN | 0 | NonResidential | 6559.2+2794.207j | 0 | 0 | 0 | 0 | 0 | [24 empty] | 8109806 | no | no |  |  | no |  | 0 | 0 | 0 | 0 | 0 | 0 |  | 1 | 1 | 1 | 0 | 0 | 0
load_220345715 |  | node_1350042_112_15297647_387 |  | AN | 0 | Other | 0 | 0 | 0 | 0 | 0 | 0 | [24 empty] | 8109806 | no | no |  |  | no |  | 0 | 0 | 0 | 0 | 0 | 0 |  | 1 | 1 | 1 | 0 | 0 | 0
load_220345716 |  | node_1351580_114_15305947_495 |  | AN | 0 | NonResidential | 12585.6+5361.443j | 0 | 0 | 0 | 0 | 0 | [24 empty] | 8109806 | no | no |  |  | no |  | 0 | 0 | 0 | 0 | 0 | 0 |  | 1 | 1 | 1 | 0 | 0 | 0
load_220345717 |  | node_1351472_326_15306115_279 |  | AN | 0 | Residential | 4104+1748.297j | 0 | 0 | 0 | 0 | 0 | [24 empty] | 8109806 | no | no |  |  | no |  | 0 | 0 | 0 | 0 | 0 | 0 |  | 1 | 1 | 1 | 0 | 0 | 0
load_220345718 |  | node_1351445_985_15306477_088 |  | AN | 0 | Residential | 14659.2+6244.793j | 0 | 0 | 0 | 0 | 0 | [24 empty] | 8109806 | no | no |  |  | no |  | 0 | 0 | 0 | 0 | 0 | 0 |  | 1 | 1 | 1 | 0 | 0 | 0
load_220345719 |  | node_1351300_577_15306806_297 |  | AN | 0 | Other | 0 | 0 | 0 | 0 | 0 | 0 | [24 empty] | 8109806 | no | no |  |  | no |  | 0 | 0 | 0 | 0 | 0 | 0 |  | 1 | 1 | 1 | 0 | 0 | 0
load_220345720 |  | node_1351182_11_15307328_129 |  | AN | 0 | NonResidential | 13000+5537.977j | 0 | 0 | 0 | 0 | 0 | [24 empty] | 8109806 | no | no |  |  | no |  | 0 | 0 | 0 | 0 | 0 | 0 |  | 1 | 1 | 1 | 0 | 0 | 0
load_220345721 |  | node_1351199_931_15307541_298 |  | AN | 0 | NonResidential | 1252.8+533.691j | 0 | 0 | 0 | 0 | 0 | [24 empty] | 8109806 | no | no |  |  | no |  | 0 | 0 | 0 | 0 | 0 | 0 |  | 1 | 1 | 1 | 0 | 0 | 0
load_220345722 |  | node_1351055_329_15307911_583 |  | AN | 0 | NonResidential | 10000+4259.982j | 0 | 0 | 0 | 0 | 0 | [24 empty] | 8109806 | no | no |  |  | no |  | 0 | 0 | 0 | 0 | 0 | 0 |  | 1 | 1 | 1 | 0 | 0 | 0
load_220345723 |  | node_1349898_074_15297794_089 |  | AN | 0 | NonResidential | 27000+11501.952j | 0 | 0 | 0 | 0 | 0 | [24 empty] | 8109806 | no | no |  |  | no |  | 0 | 0 | 0 | 0 | 0 | 0 |  | 1 | 1 | 1 | 0 | 0 | 0
load_220345724 |  | node_1349908_471_15297771_52 |  | AN | 0 | NonResidential | 27000+11501.952j | 0 | 0 | 0 | 0 | 0 | [24 empty] | 8109806 | no | no |  |  | no |  | 0 | 0 | 0 | 0 | 0 | 0 |  | 1 | 1 | 1 | 0 | 0 | 0
load_220345725 |  | node_1350958_19_15308602_058 |  | AN | 0 | NonResidential | 496.8+211.636j | 0 | 0 | 0 | 0 | 0 | [24 empty] | 8109806 | no | no |  |  | no |  | 0 | 0 | 0 | 0 | 0 | 0 |  | 1 | 1 | 1 | 0 | 0 | 0
load_220345726 |  | node_1350584_31_15309243_139 |  | AN | 0 | Residential | 3880.8+1653.214j | 0 | 0 | 0 | 0 | 0 | [24 empty] | 8109806 | no | no |  |  | no |  | 0 | 0 | 0 | 0 | 0 | 0 |  | 1 | 1 | 1 | 0 | 0 | 0
load_220345728 |  | node_1350892_516_15310309_311 |  | AN | 0 | Residential | 27640.8+11774.931j | 0 | 0 | 0 | 0 | 0 | [24 empty] | 8109806 | no | no |  |  | no |  | 0 | 0 | 0 | 0 | 0 | 0 |  | 1 | 1 | 1 | 0 | 0 | 0
load_220345730 |  | node_1350752_362_15310101_933 |  | AN | 0 | Residential | 18921.6+8060.568j | 0 | 0 | 0 | 0 | 0 | [24 empty] | 8109806 | no | no |  |  | no |  | 0 | 0 | 0 | 0 | 0 | 0 |  | 1 | 1 | 1 | 0 | 0 | 0
load_220345732 |  | node_1350807_075_15309775_067 |  | AN | 0 | Residential | 8452.8+3600.878j | 0 | 0 | 0 | 0 | 0 | [24 empty] | 8109806 | no | no |  |  | no |  | 0 | 0 | 0 | 0 | 0 | 0 |  | 1 | 1 | 1 | 0 | 0 | 0
load_220345733 |  | node_1350828_181_15309326_521 |  | AN | 0 | NonResidential | 11000+4685.98j | 0 | 0 | 0 | 0 | 0 | [24 empty] | 8109806 | no | no |  |  | no |  | 0 | 0 | 0 | 0 | 0 | 0 |  | 1 | 1 | 1 | 0 | 0 | 0
load_220345734 |  | node_1350913_479_15309064_95 |  | AN | 0 | Residential | 18187.2+7747.715j | 0 | 0 | 0 | 0 | 0 | [24 empty] | 8109806 | no | no |  |  | no |  | 0 | 0 | 0 | 0 | 0 | 0 |  | 1 | 1 | 1 | 0 | 0 | 0
load_220345735 |  | node_1351016_781_15311402_126 |  | AN | 0 | Residential | 27237.6+11603.169j | 0 | 0 | 0 | 0 | 0 | [24 empty] | 8109806 | no | no |  |  | no |  | 0 | 0 | 0 | 0 | 0 | 0 |  | 1 | 1 | 1 | 0 | 0 | 0
load_220345736 |  | node_1350982_758_15310950_65 |  | AN | 0 | NonResidential | 4000+1703.993j | 0 | 0 | 0 | 0 | 0 | [24 empty] | 8109806 | no | no |  |  | no |  | 0 | 0 | 0 | 0 | 0 | 0 |  | 1 | 1 | 1 | 0 | 0 | 0
load_220345737 |  | node_1351448_356_15311806_11 |  | AN | 0 | NonResidential | 3600+1533.594j | 0 | 0 | 0 | 0 | 0 | [24 empty] | 8109806 | no | no |  |  | no |  | 0 | 0 | 0 | 0 | 0 | 0 |  | 1 | 1 | 1 | 0 | 0 | 0
load_220345738 |  | node_1351498_189_15312251_55 |  | AN | 0 | Residential | 51580.8+21973.329j | 0 | 0 | 0 | 0 | 0 | [24 empty] | 8109806 | no | no |  |  | no |  | 0 | 0 | 0 | 0 | 0 | 0 |  | 1 | 1 | 1 | 0 | 0 | 0
load_220345739 |  | node_1351471_541_15311351_426 |  | AN | 0 | Residential | 8258.4+3518.064j | 0 | 0 | 0 | 0 | 0 | [24 empty] | 8109806 | no | no |  |  | no |  | 0 | 0 | 0 | 0 | 0 | 0 |  | 1 | 1 | 1 | 0 | 0 | 0
load_220345740 |  | node_1351621_439_15311264_698 |  | AN | 0 | Residential | 2872.8+1223.808j | 0 | 0 | 0 | 0 | 0 | [24 empty] | 8109806 | no | no |  |  | no |  | 0 | 0 | 0 | 0 | 0 | 0 |  | 1 | 1 | 1 | 0 | 0 | 0
load_220345741 |  | node_1351808_558_15311380_06 |  | AN | 0 | Residential | 26251.2+11182.964j | 0 | 0 | 0 | 0 | 0 | [24 empty] | 8109806 | no | no |  |  | no |  | 0 | 0 | 0 | 0 | 0 | 0 |  | 1 | 1 | 1 | 0 | 0 | 0
load_220345742 |  | node_1352271_423_15311137_213 |  | AN | 0 | NonResidential | 1785.6+760.662j | 0 | 0 | 0 | 0 | 0 | [24 empty] | 8109806 | no | no |  |  | no |  | 0 | 0 | 0 | 0 | 0 | 0 |  | 1 | 1 | 1 | 0 | 0 | 0
load_220345746 |  | node_1353071_409_15311946_09 |  | AN | 0 | Residential | 32788.8+13967.97j | 0 | 0 | 0 | 0 | 0 | [24 empty] | 8109806 | no | no |  |  | no |  | 0 | 0 | 0 | 0 | 0 | 0 |  | 1 | 1 | 1 | 0 | 0 | 0
load_220345747 |  | node_1353481_758_15312228_685 |  | AN | 0 | Residential | 13226.4+5634.423j | 0 | 0 | 0 | 0 | 0 | [24 empty] | 8109806 | no | no |  |  | no |  | 0 | 0 | 0 | 0 | 0 | 0 |  | 1 | 1 | 1 | 0 | 0 | 0
load_220345748 |  | node_1353908_566_15312302_759 |  | AN | 0 | Residential | 41580+17713.006j | 0 | 0 | 0 | 0 | 0 | [24 empty] | 8109806 | no | no |  |  | no |  | 0 | 0 | 0 | 0 | 0 | 0 |  | 1 | 1 | 1 | 0 | 0 | 0
load_220346007 |  | node_1350449_169_15298293_878 |  | AN | 0 | Residential | 7351.2+3131.598j | 0 | 0 | 0 | 0 | 0 | [24 empty] | 8109806 | no | no |  |  | no |  | 0 | 0 | 0 | 0 | 0 | 0 |  | 1 | 1 | 1 | 0 | 0 | 0
load_220346008 |  | node_1350553_97_15298079_704 |  | AN | 0 | Residential | 3484.8+1484.519j | 0 | 0 | 0 | 0 | 0 | [24 empty] | 8109806 | no | no |  |  | no |  | 0 | 0 | 0 | 0 | 0 | 0 |  | 1 | 1 | 1 | 0 | 0 | 0
load_220346035 |  | node_1350052_165_15297213_842 |  | AN | 0 | NonResidential | 11333.333+4827.98j | 0 | 0 | 0 | 0 | 0 | [24 empty] | 8109806 | no | no |  |  | no |  | 0 | 0 | 0 | 0 | 0 | 0 |  | 1 | 1 | 1 | 0 | 0 | 0
load_220346036 |  | node_1350059_84_15297189_368 |  | BN | 0 | NonResidential | 0 | 11333.333+4827.98j | 0 | 0 | 0 | 0 | [24 empty] | 8109806 | no | no |  |  | no |  | 0 | 0 | 0 | 0 | 0 | 0 |  | 1 | 1 | 1 | 0 | 0 | 0
load_220346037 |  | node_1350049_484_15297240_199 |  | CN | 0 | NonResidential | 0 | 0 | 11333.333+4827.98j | 0 | 0 | 0 | [24 empty] | 8109806 | no | no |  |  | no |  | 0 | 0 | 0 | 0 | 0 | 0 |  | 1 | 1 | 1 | 0 | 0 | 0
load_220346038 |  | node_1350236_72_15297427_9 |  | AN | 0 | NonResidential | 2426.4+1033.642j | 0 | 0 | 0 | 0 | 0 | [24 empty] | 8109806 | no | no |  |  | no |  | 0 | 0 | 0 | 0 | 0 | 0 |  | 1 | 1 | 1 | 0 | 0 | 0
load_220346039 |  | node_1350714_291_15297665_915 |  | AN | 0 | NonResidential | 3290.4+1401.705j | 0 | 0 | 0 | 0 | 0 | [24 empty] | 8109806 | no | no |  |  | no |  | 0 | 0 | 0 | 0 | 0 | 0 |  | 1 | 1 | 1 | 0 | 0 | 0
load_220346040 |  | node_1350325_598_15297960_342 |  | AN | 0 | Residential | 5558.4+2367.868j | 0 | 0 | 0 | 0 | 0 | [24 empty] | 8109806 | no | no |  |  | no |  | 0 | 0 | 0 | 0 | 0 | 0 |  | 1 | 1 | 1 | 0 | 0 | 0
load_220346041 |  | node_1350456_765_15297317_631 |  | AN | 0 | Residential | 6472.8+2757.401j | 0 | 0 | 0 | 0 | 0 | [24 empty] | 8109806 | no | no |  |  | no |  | 0 | 0 | 0 | 0 | 0 | 0 |  | 1 | 1 | 1 | 0 | 0 | 0
load_220346042 |  | node_1348639_697_15297840_561 |  | AN | 0 | NonResidential | 1209.6+515.287j | 0 | 0 | 0 | 0 | 0 | [24 empty] | 8109806 | no | no |  |  | no |  | 0 | 0 | 0 | 0 | 0 | 0 |  | 1 | 1 | 1 | 0 | 0 | 0
load_220346044 |  | node_1347769_837_15298031_012 |  | AN | 0 | Residential | 52610.4+22411.937j | 0 | 0 | 0 | 0 | 0 | [24 empty] | 8109806 | no | no |  |  | no |  | 0 | 0 | 0 | 0 | 0 | 0 |  | 1 | 1 | 1 | 0 | 0 | 0
load_220346045 |  | node_1347342_204_15298155_822 |  | AN | 0 | Residential | 44208+18832.529j | 0 | 0 | 0 | 0 | 0 | [24 empty] | 8109806 | no | no |  |  | no |  | 0 | 0 | 0 | 0 | 0 | 0 |  | 1 | 1 | 1 | 0 | 0 | 0
load_220346046 |  | node_1346937_794_15298303_722 |  | AN | 0 | Residential | 33516+14277.756j | 0 | 0 | 0 | 0 | 0 | [24 empty] | 8109806 | no | no |  |  | no |  | 0 | 0 | 0 | 0 | 0 | 0 |  | 1 | 1 | 1 | 0 | 0 | 0
load_220346047 |  | node_1346693_978_15298480_8 |  | AN | 0 | Residential | 7034.4+2996.642j | 0 | 0 | 0 | 0 | 0 | [24 empty] | 8109806 | no | no |  |  | no |  | 0 | 0 | 0 | 0 | 0 | 0 |  | 1 | 1 | 1 | 0 | 0 | 0
load_220346049 |  | node_1346333_662_15298914_374 |  | AN | 0 | NonResidential | 278.4+118.598j | 0 | 0 | 0 | 0 | 0 | [24 empty] | 8109806 | no | no |  |  | no |  | 0 | 0 | 0 | 0 | 0 | 0 |  | 1 | 1 | 1 | 0 | 0 | 0
load_220346050 |  | node_1346321_012_15298934_75 |  | BN | 0 | Residential | 0 | 1423.2+606.281j | 0 | 0 | 0 | 0 | [24 empty] | 8109806 | no | no |  |  | no |  | 0 | 0 | 0 | 0 | 0 | 0 |  | 1 | 1 | 1 | 0 | 0 | 0
load_220346051 |  | node_1346341_929_15298890_256 |  | CN | 0 | Residential | 0 | 0 | 1423.2+606.281j | 0 | 0 | 0 | [24 empty] | 8109806 | no | no |  |  | no |  | 0 | 0 | 0 | 0 | 0 | 0 |  | 1 | 1 | 1 | 0 | 0 | 0
load_220346052 |  | node_1345916_97_15299316_984 |  | AN | 0 | Residential | 35748+15228.584j | 0 | 0 | 0 | 0 | 0 | [24 empty] | 8109806 | no | no |  |  | no |  | 0 | 0 | 0 | 0 | 0 | 0 |  | 1 | 1 | 1 | 0 | 0 | 0
load_220346056 |  | node_1345555_779_15299522_415 |  | AN | 0 | Residential | 44244+18847.865j | 0 | 0 | 0 | 0 | 0 | [24 empty] | 8109806 | no | no |  |  | no |  | 0 | 0 | 0 | 0 | 0 | 0 |  | 1 | 1 | 1 | 0 | 0 | 0
load_220346057 |  | node_1345066_629_15299694_269 |  | AN | 0 | Residential | 40809.6+17384.817j | 0 | 0 | 0 | 0 | 0 | [24 empty] | 8109806 | no | no |  |  | no |  | 0 | 0 | 0 | 0 | 0 | 0 |  | 1 | 1 | 1 | 0 | 0 | 0
load_220346058 |  | node_1344675_289_15299752_713 |  | AN | 0 | Residential | 48556.8+20685.11j | 0 | 0 | 0 | 0 | 0 | [24 empty] | 8109806 | no | no |  |  | no |  | 0 | 0 | 0 | 0 | 0 | 0 |  | 1 | 1 | 1 | 0 | 0 | 0
load_220346059 |  | node_1344268_156_15299715_501 |  | AN | 0 | NonResidential | 7666.667+3265.986j | 0 | 0 | 0 | 0 | 0 | [24 empty] | 8109806 | no | no |  |  | no |  | 0 | 0 | 0 | 0 | 0 | 0 |  | 1 | 1 | 1 | 0 | 0 | 0
load_220346060 |  | node_1344251_238_15299701_441 |  | BN | 0 | NonResidential | 0 | 7666.667+3265.986j | 0 | 0 | 0 | 0 | [24 empty] | 8109806 | no | no |  |  | no |  | 0 | 0 | 0 | 0 | 0 | 0 |  | 1 | 1 | 1 | 0 | 0 | 0
load_220346061 |  | node_1344287_174_15299723_229 |  | CN | 0 | NonResidential | 0 | 0 | 7666.667+3265.986j | 0 | 0 | 0 | [24 empty] | 8109806 | no | no |  |  | no |  | 0 | 0 | 0 | 0 | 0 | 0 |  | 1 | 1 | 1 | 0 | 0 | 0
load_220346062 |  | node_1343251_497_15299354_818 |  | AN | 0 | Residential | 17589.6+7493.138j | 0 | 0 | 0 | 0 | 0 | [24 empty] | 8109806 | no | no |  |  | no |  | 0 | 0 | 0 | 0 | 0 | 0 |  | 1 | 1 | 1 | 0 | 0 | 0
load_220346063 |  | node_1343072_724_15299176_915 |  | AN | 0 | Residential | 16898.4+7198.688j | 0 | 0 | 0 | 0 | 0 | [24 empty] | 8109806 | no | no |  |  | no |  | 0 | 0 | 0 | 0 | 0 | 0 |  | 1 | 1 | 1 | 0 | 0 | 0
load_220346064 |  | node_1342880_396_15299091_28 |  | AN | 0 | Residential | 21600+9201.561j | 0 | 0 | 0 | 0 | 0 | [24 empty] | 8109806 | no | no |  |  | no |  | 0 | 0 | 0 | 0 | 0 | 0 |  | 1 | 1 | 1 | 0 | 0 | 0
load_220346066 |  | node_1341948_058_15298894_264 |  | AN | 0 | Residential | 58262.4+24819.678j | 0 | 0 | 0 | 0 | 0 | [24 empty] | 8109806 | no | no |  |  | no |  | 0 | 0 | 0 | 0 | 0 | 0 |  | 1 | 1 | 1 | 0 | 0 | 0
load_220346068 |  | node_1341423_3_15298984_241 |  | AN | 0 | Residential | 12506.4+5327.704j | 0 | 0 | 0 | 0 | 0 | [24 empty] | 8109806 | no | no |  |  | no |  | 0 | 0 | 0 | 0 | 0 | 0 |  | 1 | 1 | 1 | 0 | 0 | 0
load_220346069 |  | node_1340896_84_15298627_794 |  | AN | 0 | Residential | 12916.8+5502.534j | 0 | 0 | 0 | 0 | 0 | [24 empty] | 8109806 | no | no |  |  | no |  | 0 | 0 | 0 | 0 | 0 | 0 |  | 1 | 1 | 1 | 0 | 0 | 0
load_220346070 |  | node_1340373_576_15298439_243 |  | AN | 0 | Residential | 11016+4692.796j | 0 | 0 | 0 | 0 | 0 | [24 empty] | 8109806 | no | no |  |  | no |  | 0 | 0 | 0 | 0 | 0 | 0 |  | 1 | 1 | 1 | 0 | 0 | 0
load_220346071 |  | node_1349425_46_15297579_047 |  | AN | 0 | Residential | 9943.2+4235.785j | 0 | 0 | 0 | 0 | 0 | [24 empty] | 8109806 | no | no |  |  | no |  | 0 | 0 | 0 | 0 | 0 | 0 |  | 1 | 1 | 1 | 0 | 0 | 0
load_220346072 |  | node_1349407_09_15297588_889 |  | AN | 0 | Residential | 9943.2+4235.785j | 0 | 0 | 0 | 0 | 0 | [24 empty] | 8109806 | no | no |  |  | no |  | 0 | 0 | 0 | 0 | 0 | 0 |  | 1 | 1 | 1 | 0 | 0 | 0
load_220346073 |  | node_1339685_989_15298139_336 |  | AN | 0 | Residential | 2296.8+978.433j | 0 | 0 | 0 | 0 | 0 | [24 empty] | 8109806 | no | no |  |  | no |  | 0 | 0 | 0 | 0 | 0 | 0 |  | 1 | 1 | 1 | 0 | 0 | 0
load_220346074 |  | node_1339423_526_15298022_861 |  | AN | 0 | Residential | 21060+8971.522j | 0 | 0 | 0 | 0 | 0 | [24 empty] | 8109806 | no | no |  |  | no |  | 0 | 0 | 0 | 0 | 0 | 0 |  | 1 | 1 | 1 | 0 | 0 | 0
load_220346075 |  | node_1339055_412_15298008_531 |  | AN | 0 | Residential | 2786.4+1187.001j | 0 | 0 | 0 | 0 | 0 | [24 empty] | 8109806 | no | no |  |  | no |  | 0 | 0 | 0 | 0 | 0 | 0 |  | 1 | 1 | 1 | 0 | 0 | 0
load_220346076 |  | node_1344993_097_15309485_291 |  | AN | 0 | Other | 0 | 0 | 0 | 0 | 0 | 0 | [24 empty] | 8109806 | no | no |  |  | no |  | 0 | 0 | 0 | 0 | 0 | 0 |  | 1 | 1 | 1 | 0 | 0 | 0
load_220346076-L-1 |  | node_1344993_097_15309485_291 |  | AN | 0 | Residential | 0 | 0 | 0 | 0 | 0 | 0 | [24 empty] | 8109806 | no | no |  |  | no |  | 0 | 0 | 0 | 0 | 0 | 0 |  | 1 | 1 | 1 | 0 | 0 | 0
load_220346079 |  | node_1345978_009_15310278_8 |  | AN | 0 | NonResidential | 0 | 0 | 0 | 0 | 0 | 0 | [24 empty] | 8109806 | no | no |  |  | no |  | 0 | 0 | 0 | 0 | 0 | 0 |  | 1 | 1 | 1 | 0 | 0 | 0
load_220346079-L-1 |  | node_1345978_009_15310278_8 |  | AN | 0 | Residential | 0 | 0 | 0 | 0 | 0 | 0 | [24 empty] | 8109806 | no | no |  |  | no |  | 0 | 0 | 0 | 0 | 0 | 0 |  | 1 | 1 | 1 | 0 | 0 | 0
load_220346080 |  | node_1345998_837_15299643_013 |  | AN | 0 | Residential | 1382.4+588.9j | 0 | 0 | 0 | 0 | 0 | [24 empty] | 8109806 | no | no |  |  | no |  | 0 | 0 | 0 | 0 | 0 | 0 |  | 1 | 1 | 1 | 0 | 0 | 0
load_220346081 |  | node_1345628_981_15302697_017 |  | AN | 0 | Residential | 33127.2+14112.128j | 0 | 0 | 0 | 0 | 0 | [24 empty] | 8109806 | no | no |  |  | no |  | 0 | 0 | 0 | 0 | 0 | 0 |  | 1 | 1 | 1 | 0 | 0 | 0
load_220346082 |  | node_1345660_776_15302866_136 |  | AN | 0 | NonResidential | 4500+1916.992j | 0 | 0 | 0 | 0 | 0 | [24 empty] | 8109806 | no | no |  |  | no |  | 0 | 0 | 0 | 0 | 0 | 0 |  | 1 | 1 | 1 | 0 | 0 | 0
load_220346083 |  | node_1345657_341_15302892_326 |  | AN | 0 | NonResidential | 4500+1916.992j | 0 | 0 | 0 | 0 | 0 | [24 empty] | 8109806 | no | no |  |  | no |  | 0 | 0 | 0 | 0 | 0 | 0 |  | 1 | 1 | 1 | 0 | 0 | 0
load_220346084 |  | node_1345543_586_15303069_009 |  | AN | 0 | NonResidential | 1000+425.998j | 0 | 0 | 0 | 0 | 0 | [24 empty] | 8109806 | no | no |  |  | no |  | 0 | 0 | 0 | 0 | 0 | 0 |  | 1 | 1 | 1 | 0 | 0 | 0
load_220346085 |  | node_1345665_039_15303410_103 |  | AN | 0 | Residential | 17503.2+7456.332j | 0 | 0 | 0 | 0 | 0 | [24 empty] | 8109806 | no | no |  |  | no |  | 0 | 0 | 0 | 0 | 0 | 0 |  | 1 | 1 | 1 | 0 | 0 | 0
load_220346086 |  | node_1345658_231_15303722_479 |  | AN | 0 | Residential | 14176.8+6039.292j | 0 | 0 | 0 | 0 | 0 | [24 empty] | 8109806 | no | no |  |  | no |  | 0 | 0 | 0 | 0 | 0 | 0 |  | 1 | 1 | 1 | 0 | 0 | 0
load_220346087 |  | node_1345651_596_15303892_247 |  | AN | 0 | Residential | 21124.8+8999.127j | 0 | 0 | 0 | 0 | 0 | [24 empty] | 8109806 | no | no |  |  | no |  | 0 | 0 | 0 | 0 | 0 | 0 |  | 1 | 1 | 1 | 0 | 0 | 0
load_220346088 |  | node_1345647_8_15304203_675 |  | AN | 0 | Residential | 5011.2+2134.762j | 0 | 0 | 0 | 0 | 0 | [24 empty] | 8109806 | no | no |  |  | no |  | 0 | 0 | 0 | 0 | 0 | 0 |  | 1 | 1 | 1 | 0 | 0 | 0
load_220346089 |  | node_1345640_575_15304622_722 |  | AN | 0 | Residential | 7344+3128.531j | 0 | 0 | 0 | 0 | 0 | [24 empty] | 8109806 | no | no |  |  | no |  | 0 | 0 | 0 | 0 | 0 | 0 |  | 1 | 1 | 1 | 0 | 0 | 0
load_220346091 |  | node_1345755_716_15300083_277 |  | AN | 0 | NonResidential | 10000+4259.982j | 0 | 0 | 0 | 0 | 0 | [24 empty] | 8109806 | no | no |  |  | no |  | 0 | 0 | 0 | 0 | 0 | 0 |  | 1 | 1 | 1 | 0 | 0 | 0
load_220346092 |  | node_1345753_297_15300109_68 |  | AN | 0 | Residential | 24375.6+10383.962j | 0 | 0 | 0 | 0 | 0 | [24 empty] | 8109806 | no | no |  |  | no |  | 0 | 0 | 0 | 0 | 0 | 0 |  | 1 | 1 | 1 | 0 | 0 | 0
load_220346093 |  | node_1345107_758_15305326_769 |  | AN | 0 | Residential | 40816.8+17387.884j | 0 | 0 | 0 | 0 | 0 | [24 empty] | 8109806 | no | no |  |  | no |  | 0 | 0 | 0 | 0 | 0 | 0 |  | 1 | 1 | 1 | 0 | 0 | 0
load_220346095 |  | node_1344584_406_15305876_422 |  | AN | 0 | Residential | 6580.8+2803.409j | 0 | 0 | 0 | 0 | 0 | [24 empty] | 8109806 | no | no |  |  | no |  | 0 | 0 | 0 | 0 | 0 | 0 |  | 1 | 1 | 1 | 0 | 0 | 0
load_220346096 |  | node_1344451_492_15306136_507 |  | AN | 0 | Residential | 3103.2+1321.958j | 0 | 0 | 0 | 0 | 0 | [24 empty] | 8109806 | no | no |  |  | no |  | 0 | 0 | 0 | 0 | 0 | 0 |  | 1 | 1 | 1 | 0 | 0 | 0
load_220346097 |  | node_1344019_173_15305820_358 |  | AN | 0 | Residential | 10252.8+4367.675j | 0 | 0 | 0 | 0 | 0 | [24 empty] | 8109806 | no | no |  |  | no |  | 0 | 0 | 0 | 0 | 0 | 0 |  | 1 | 1 | 1 | 0 | 0 | 0
load_220346098 |  | node_1344316_353_15306387_889 |  | AN | 0 | Residential | 2541.6+1082.717j | 0 | 0 | 0 | 0 | 0 | [24 empty] | 8109806 | no | no |  |  | no |  | 0 | 0 | 0 | 0 | 0 | 0 |  | 1 | 1 | 1 | 0 | 0 | 0
load_220346099 |  | node_1344732_774_15306431_825 |  | AN | 0 | Residential | 3362.4+1432.376j | 0 | 0 | 0 | 0 | 0 | [24 empty] | 8109806 | no | no |  |  | no |  | 0 | 0 | 0 | 0 | 0 | 0 |  | 1 | 1 | 1 | 0 | 0 | 0
load_220346100 |  | node_1344974_681_15306540_481 |  | AN | 0 | Residential | 6292.8+2680.722j | 0 | 0 | 0 | 0 | 0 | [24 empty] | 8109806 | no | no |  |  | no |  | 0 | 0 | 0 | 0 | 0 | 0 |  | 1 | 1 | 1 | 0 | 0 | 0
load_220346101 |  | node_1346000_993_15306718_002 |  | AN | 0 | Residential | 3232.8+1377.167j | 0 | 0 | 0 | 0 | 0 | [24 empty] | 8109806 | no | no |  |  | no |  | 0 | 0 | 0 | 0 | 0 | 0 |  | 1 | 1 | 1 | 0 | 0 | 0
load_220346102 |  | node_1344306_937_15306696_405 |  | AN | 0 | Residential | 1245.6+530.623j | 0 | 0 | 0 | 0 | 0 | [24 empty] | 8109806 | no | no |  |  | no |  | 0 | 0 | 0 | 0 | 0 | 0 |  | 1 | 1 | 1 | 0 | 0 | 0
load_220346103 |  | node_1344275_545_15306828_704 |  | AN | 0 | Residential | 11577.6+4932.037j | 0 | 0 | 0 | 0 | 0 | [24 empty] | 8109806 | no | no |  |  | no |  | 0 | 0 | 0 | 0 | 0 | 0 |  | 1 | 1 | 1 | 0 | 0 | 0
load_220346105 |  | node_1344271_286_15307206_34 |  | AN | 0 | Residential | 10785.6+4594.646j | 0 | 0 | 0 | 0 | 0 | [24 empty] | 8109806 | no | no |  |  | no |  | 0 | 0 | 0 | 0 | 0 | 0 |  | 1 | 1 | 1 | 0 | 0 | 0
load_220346106 |  | node_1344660_894_15307569_468 |  | AN | 0 | Residential | 6566.4+2797.275j | 0 | 0 | 0 | 0 | 0 | [24 empty] | 8109806 | no | no |  |  | no |  | 0 | 0 | 0 | 0 | 0 | 0 |  | 1 | 1 | 1 | 0 | 0 | 0
load_220346107 |  | node_1344207_656_15307811_241 |  | AN | 0 | Residential | 13824+5888.999j | 0 | 0 | 0 | 0 | 0 | [24 empty] | 8109806 | no | no |  |  | no |  | 0 | 0 | 0 | 0 | 0 | 0 |  | 1 | 1 | 1 | 0 | 0 | 0
load_220346108 |  | node_1344206_443_15308758_737 |  | AN | 0 | Residential | 9504+4048.687j | 0 | 0 | 0 | 0 | 0 | [24 empty] | 8109806 | no | no |  |  | no |  | 0 | 0 | 0 | 0 | 0 | 0 |  | 1 | 1 | 1 | 0 | 0 | 0
load_220346109 |  | node_1344299_936_15309001_333 |  | AN | 0 | Residential | 5745.6+2447.615j | 0 | 0 | 0 | 0 | 0 | [24 empty] | 8109806 | no | no |  |  | no |  | 0 | 0 | 0 | 0 | 0 | 0 |  | 1 | 1 | 1 | 0 | 0 | 0
load_220346110 |  | node_1345617_526_15301046_193 |  | AN | 0 | Residential | 28166.4+11998.836j | 0 | 0 | 0 | 0 | 0 | [24 empty] | 8109806 | no | no |  |  | no |  | 0 | 0 | 0 | 0 | 0 | 0 |  | 1 | 1 | 1 | 0 | 0 | 0
load_220346111 |  | node_1344595_862_15309766_829 |  | AN | 0 | Residential | 151.2+64.411j | 0 | 0 | 0 | 0 | 0 | [24 empty] | 8109806 | no | no |  |  | no |  | 0 | 0 | 0 | 0 | 0 | 0 |  | 1 | 1 | 1 | 0 | 0 | 0
load_220346111-L1-1 |  | node_1344595_862_15309766_829 |  | AN | 0 | Other | 0 | 0 | 0 | 0 | 0 | 0 | [24 empty] | 8109806 | no | no |  |  | no |  | 0 | 0 | 0 | 0 | 0 | 0 |  | 1 | 1 | 1 | 0 | 0 | 0
load_220346112 |  | node_1344599_012_15310049_772 |  | AN | 0 | Residential | 1800+766.797j | 0 | 0 | 0 | 0 | 0 | [24 empty] | 8109806 | no | no |  |  | no |  | 0 | 0 | 0 | 0 | 0 | 0 |  | 1 | 1 | 1 | 0 | 0 | 0
load_220346114 |  | node_1345101_178_15310637_654 |  | AN | 0 | Residential | 2635.2+1122.59j | 0 | 0 | 0 | 0 | 0 | [24 empty] | 8109806 | no | no |  |  | no |  | 0 | 0 | 0 | 0 | 0 | 0 |  | 1 | 1 | 1 | 0 | 0 | 0
load_220346115 |  | node_1345309_576_15310698_258 |  | AN | 0 | Residential | 7178.4+3057.986j | 0 | 0 | 0 | 0 | 0 | [24 empty] | 8109806 | no | no |  |  | no |  | 0 | 0 | 0 | 0 | 0 | 0 |  | 1 | 1 | 1 | 0 | 0 | 0
load_220346116 |  | node_1345856_106_15311145_277 |  | AN | 0 | Residential | 14940+6364.413j | 0 | 0 | 0 | 0 | 0 | [24 empty] | 8109806 | no | no |  |  | no |  | 0 | 0 | 0 | 0 | 0 | 0 |  | 1 | 1 | 1 | 0 | 0 | 0
load_220346117 |  | node_1346195_604_15311421_89 |  | AN | 0 | Residential | 3384+1441.578j | 0 | 0 | 0 | 0 | 0 | [24 empty] | 8109806 | no | no |  |  | no |  | 0 | 0 | 0 | 0 | 0 | 0 |  | 1 | 1 | 1 | 0 | 0 | 0
load_220346118 |  | node_1346238_669_15311712_695 |  | AN | 0 | Residential | 3463.2+1475.317j | 0 | 0 | 0 | 0 | 0 | [24 empty] | 8109806 | no | no |  |  | no |  | 0 | 0 | 0 | 0 | 0 | 0 |  | 1 | 1 | 1 | 0 | 0 | 0
load_220346119 |  | node_1346514_271_15312096_921 |  | AN | 0 | Residential | 7711.2+3284.957j | 0 | 0 | 0 | 0 | 0 | [24 empty] | 8109806 | no | no |  |  | no |  | 0 | 0 | 0 | 0 | 0 | 0 |  | 1 | 1 | 1 | 0 | 0 | 0
load_220346120 |  | node_1346718_347_15312284_701 |  | AN | 0 | Residential | 1620+690.117j | 0 | 0 | 0 | 0 | 0 | [24 empty] | 8109806 | no | no |  |  | no |  | 0 | 0 | 0 | 0 | 0 | 0 |  | 1 | 1 | 1 | 0 | 0 | 0
load_220346121 |  | node_1346859_612_15312099_195 |  | AN | 0 | Residential | 6688.8+2849.417j | 0 | 0 | 0 | 0 | 0 | [24 empty] | 8109806 | no | no |  |  | no |  | 0 | 0 | 0 | 0 | 0 | 0 |  | 1 | 1 | 1 | 0 | 0 | 0
load_220346122 |  | node_1347290_054_15312395_435 |  | AN | 0 | Residential | 6127.2+2610.176j | 0 | 0 | 0 | 0 | 0 | [24 empty] | 8109806 | no | no |  |  | no |  | 0 | 0 | 0 | 0 | 0 | 0 |  | 1 | 1 | 1 | 0 | 0 | 0
load_220346124 |  | node_1347746_885_15312467_263 |  | AN | 0 | Residential | 12074.4+5143.673j | 0 | 0 | 0 | 0 | 0 | [24 empty] | 8109806 | no | no |  |  | no |  | 0 | 0 | 0 | 0 | 0 | 0 |  | 1 | 1 | 1 | 0 | 0 | 0
load_220346125 |  | node_1345653_815_15302143_981 |  | AN | 0 | Residential | 49536+21102.248j | 0 | 0 | 0 | 0 | 0 | [24 empty] | 8109806 | no | no |  |  | no |  | 0 | 0 | 0 | 0 | 0 | 0 |  | 1 | 1 | 1 | 0 | 0 | 0
load_220346136 |  | node_1350528_352_15296680_183 |  | AN | 0 | NonResidential | 12000+5111.979j | 0 | 0 | 0 | 0 | 0 | [24 empty] | 8109806 | no | no |  |  | no |  | 0 | 0 | 0 | 0 | 0 | 0 |  | 1 | 1 | 1 | 0 | 0 | 0
load_220346137 |  | node_1350509_987_15296657_006 |  | AN | 0 | Residential | 26532+11302.585j | 0 | 0 | 0 | 0 | 0 | [24 empty] | 8109806 | no | no |  |  | no |  | 0 | 0 | 0 | 0 | 0 | 0 |  | 1 | 1 | 1 | 0 | 0 | 0
load_220346138 |  | node_1350076_17_15295978_024 |  | AN | 0 | Residential | 75564+32190.129j | 0 | 0 | 0 | 0 | 0 | [24 empty] | 8109806 | no | no |  |  | no |  | 0 | 0 | 0 | 0 | 0 | 0 |  | 1 | 1 | 1 | 0 | 0 | 0
load_220346139 |  | node_1349787_794_15296650_418 |  | AN | 0 | Residential | 1684.8+717.722j | 0 | 0 | 0 | 0 | 0 | [24 empty] | 8109806 | no | no |  |  | no |  | 0 | 0 | 0 | 0 | 0 | 0 |  | 1 | 1 | 1 | 0 | 0 | 0
load_220346140 |  | node_1349721_889_15296274_31 |  | AN | 0 | Residential | 41889.6+17844.895j | 0 | 0 | 0 | 0 | 0 | [24 empty] | 8109806 | no | no |  |  | no |  | 0 | 0 | 0 | 0 | 0 | 0 |  | 1 | 1 | 1 | 0 | 0 | 0
load_220346141 |  | node_1349671_273_15295775_976 |  | AN | 0 | Residential | 13845.6+5898.201j | 0 | 0 | 0 | 0 | 0 | [24 empty] | 8109806 | no | no |  |  | no |  | 0 | 0 | 0 | 0 | 0 | 0 |  | 1 | 1 | 1 | 0 | 0 | 0
load_220346142 |  | node_1349446_269_15296516_532 |  | AN | 0 | NonResidential | 10000+4259.982j | 0 | 0 | 0 | 0 | 0 | [24 empty] | 8109806 | no | no |  |  | no |  | 0 | 0 | 0 | 0 | 0 | 0 |  | 1 | 1 | 1 | 0 | 0 | 0
load_220346143 |  | node_1349445_364_15296489_924 |  | AN | 0 | NonResidential | 10000+4259.982j | 0 | 0 | 0 | 0 | 0 | [24 empty] | 8109806 | no | no |  |  | no |  | 0 | 0 | 0 | 0 | 0 | 0 |  | 1 | 1 | 1 | 0 | 0 | 0
load_220346144 |  | node_1349289_883_15295930_639 |  | AN | 0 | Residential | 30196.8+12863.783j | 0 | 0 | 0 | 0 | 0 | [24 empty] | 8109806 | no | no |  |  | no |  | 0 | 0 | 0 | 0 | 0 | 0 |  | 1 | 1 | 1 | 0 | 0 | 0
load_220358833 |  | node_1336388_895_15329217_79 |  | AN | 0 | Residential | 4845.6+2064.217j | 0 | 0 | 0 | 0 | 0 | [24 empty] | 8109806 | no | no |  |  | no |  | 0 | 0 | 0 | 0 | 0 | 0 |  | 1 | 1 | 1 | 0 | 0 | 0
load_220358834 |  | node_1336371_984_15329582_465 |  | AN | 0 | Residential | 7632+3251.218j | 0 | 0 | 0 | 0 | 0 | [24 empty] | 8109806 | no | no |  |  | no |  | 0 | 0 | 0 | 0 | 0 | 0 |  | 1 | 1 | 1 | 0 | 0 | 0
load_220358835 |  | node_1339292_256_15329266_566 |  | AN | 0 | Residential | 12542.4+5343.04j | 0 | 0 | 0 | 0 | 0 | [24 empty] | 8109806 | no | no |  |  | no |  | 0 | 0 | 0 | 0 | 0 | 0 |  | 1 | 1 | 1 | 0 | 0 | 0
load_220358836 |  | node_1339588_839_15329279_239 |  | AN | 0 | Residential | 2779.2+1183.934j | 0 | 0 | 0 | 0 | 0 | [24 empty] | 8109806 | no | no |  |  | no |  | 0 | 0 | 0 | 0 | 0 | 0 |  | 1 | 1 | 1 | 0 | 0 | 0
load_220358837 |  | node_1339543_774_15329795_347 |  | AN | 0 | Residential | 7596+3235.882j | 0 | 0 | 0 | 0 | 0 | [24 empty] | 8109806 | no | no |  |  | no |  | 0 | 0 | 0 | 0 | 0 | 0 |  | 1 | 1 | 1 | 0 | 0 | 0
load_220358838 |  | node_1339907_119_15329299_255 |  | AN | 0 | Residential | 8359.2+3561.004j | 0 | 0 | 0 | 0 | 0 | [24 empty] | 8109806 | no | no |  |  | no |  | 0 | 0 | 0 | 0 | 0 | 0 |  | 1 | 1 | 1 | 0 | 0 | 0
load_220358839 |  | node_1340285_203_15329538_713 |  | AN | 0 | Residential | 12679.2+5401.317j | 0 | 0 | 0 | 0 | 0 | [24 empty] | 8109806 | no | no |  |  | no |  | 0 | 0 | 0 | 0 | 0 | 0 |  | 1 | 1 | 1 | 0 | 0 | 0
load_220358840 |  | node_1340091_454_15329775_376 |  | AN | 0 | Residential | 6933.6+2953.701j | 0 | 0 | 0 | 0 | 0 | [24 empty] | 8109806 | no | no |  |  | no |  | 0 | 0 | 0 | 0 | 0 | 0 |  | 1 | 1 | 1 | 0 | 0 | 0
load_220358841 |  | node_1340496_647_15329317_835 |  | AN | 0 | Residential | 17827.2+7594.355j | 0 | 0 | 0 | 0 | 0 | [24 empty] | 8109806 | no | no |  |  | no |  | 0 | 0 | 0 | 0 | 0 | 0 |  | 1 | 1 | 1 | 0 | 0 | 0
load_220358842 |  | node_1340718_785_15329372_222 |  | AN | 0 | Residential | 6919.2+2947.567j | 0 | 0 | 0 | 0 | 0 | [24 empty] | 8109806 | no | no |  |  | no |  | 0 | 0 | 0 | 0 | 0 | 0 |  | 1 | 1 | 1 | 0 | 0 | 0
load_220358843 |  | node_1340703_567_15329617_039 |  | AN | 0 | Residential | 5104.8+2174.636j | 0 | 0 | 0 | 0 | 0 | [24 empty] | 8109806 | no | no |  |  | no |  | 0 | 0 | 0 | 0 | 0 | 0 |  | 1 | 1 | 1 | 0 | 0 | 0
load_220358845 |  | node_1336791_873_15329228_442 |  | AN | 0 | Residential | 3614.4+1539.728j | 0 | 0 | 0 | 0 | 0 | [24 empty] | 8109806 | no | no |  |  | no |  | 0 | 0 | 0 | 0 | 0 | 0 |  | 1 | 1 | 1 | 0 | 0 | 0
load_220358846 |  | node_1336995_438_15329301_664 |  | AN | 0 | Residential | 15156+6456.429j | 0 | 0 | 0 | 0 | 0 | [24 empty] | 8109806 | no | no |  |  | no |  | 0 | 0 | 0 | 0 | 0 | 0 |  | 1 | 1 | 1 | 0 | 0 | 0
load_220358847 |  | node_1337367_683_15329316_311 |  | AN | 0 | Residential | 5486.4+2337.197j | 0 | 0 | 0 | 0 | 0 | [24 empty] | 8109806 | no | no |  |  | no |  | 0 | 0 | 0 | 0 | 0 | 0 |  | 1 | 1 | 1 | 0 | 0 | 0
load_220358848 |  | node_1337466_816_15329203_145 |  | AN | 0 | Residential | 7977.6+3398.443j | 0 | 0 | 0 | 0 | 0 | [24 empty] | 8109806 | no | no |  |  | no |  | 0 | 0 | 0 | 0 | 0 | 0 |  | 1 | 1 | 1 | 0 | 0 | 0
load_220358849 |  | node_1337773_455_15329213_125 |  | AN | 0 | Residential | 3427.2+1459.981j | 0 | 0 | 0 | 0 | 0 | [24 empty] | 8109806 | no | no |  |  | no |  | 0 | 0 | 0 | 0 | 0 | 0 |  | 1 | 1 | 1 | 0 | 0 | 0
load_220358850 |  | node_1338074_321_15329234_675 |  | AN | 0 | Residential | 1425.6+607.303j | 0 | 0 | 0 | 0 | 0 | [24 empty] | 8109806 | no | no |  |  | no |  | 0 | 0 | 0 | 0 | 0 | 0 |  | 1 | 1 | 1 | 0 | 0 | 0
load_220358851 |  | node_1338376_242_15329232_033 |  | AN | 0 | Residential | 3873.6+1650.147j | 0 | 0 | 0 | 0 | 0 | [24 empty] | 8109806 | no | no |  |  | no |  | 0 | 0 | 0 | 0 | 0 | 0 |  | 1 | 1 | 1 | 0 | 0 | 0
load_220358852 |  | node_1338673_234_15329310_472 |  | AN | 0 | Residential | 5119.2+2180.77j | 0 | 0 | 0 | 0 | 0 | [24 empty] | 8109806 | no | no |  |  | no |  | 0 | 0 | 0 | 0 | 0 | 0 |  | 1 | 1 | 1 | 0 | 0 | 0
load_220358853 |  | node_1338637_398_15328967_593 |  | AN | 0 | Residential | 10915.2+4649.856j | 0 | 0 | 0 | 0 | 0 | [24 empty] | 8109806 | no | no |  |  | no |  | 0 | 0 | 0 | 0 | 0 | 0 |  | 1 | 1 | 1 | 0 | 0 | 0
load_220358866 |  | node_1335318_375_15330153_507 |  | AN | 0 | Residential | 12441.6+5300.099j | 0 | 0 | 0 | 0 | 0 | [24 empty] | 8109806 | no | no |  |  | no |  | 0 | 0 | 0 | 0 | 0 | 0 |  | 1 | 1 | 1 | 0 | 0 | 0
load_220358867 |  | node_1337867_542_15325238_04 |  | AN | 0 | Residential | 5954.4+2536.564j | 0 | 0 | 0 | 0 | 0 | [24 empty] | 8109806 | no | no |  |  | no |  | 0 | 0 | 0 | 0 | 0 | 0 |  | 1 | 1 | 1 | 0 | 0 | 0
load_220358868 |  | node_1337724_397_15325776_063 |  | AN | 0 | NonResidential | 21000+8945.963j | 0 | 0 | 0 | 0 | 0 | [24 empty] | 8109806 | no | no |  |  | no |  | 0 | 0 | 0 | 0 | 0 | 0 |  | 1 | 1 | 1 | 0 | 0 | 0
load_220358869 |  | node_1337571_258_15326329_56 |  | AN | 0 | Residential | 11462.4+4882.962j | 0 | 0 | 0 | 0 | 0 | [24 empty] | 8109806 | no | no |  |  | no |  | 0 | 0 | 0 | 0 | 0 | 0 |  | 1 | 1 | 1 | 0 | 0 | 0
load_220358871 |  | node_1336689_182_15328479_523 |  | AN | 0 | Residential | 820.8+349.659j | 0 | 0 | 0 | 0 | 0 | [24 empty] | 8109806 | no | no |  |  | no |  | 0 | 0 | 0 | 0 | 0 | 0 |  | 1 | 1 | 1 | 0 | 0 | 0
load_220358872 |  | node_1336607_295_15328782_798 |  | AN | 0 | Residential | 17762.4+7566.751j | 0 | 0 | 0 | 0 | 0 | [24 empty] | 8109806 | no | no |  |  | no |  | 0 | 0 | 0 | 0 | 0 | 0 |  | 1 | 1 | 1 | 0 | 0 | 0
load_220358873 |  | node_1336191_933_15329758_377 |  | AN | 0 | Residential | 15271.2+6505.504j | 0 | 0 | 0 | 0 | 0 | [24 empty] | 8109806 | no | no |  |  | no |  | 0 | 0 | 0 | 0 | 0 | 0 |  | 1 | 1 | 1 | 0 | 0 | 0
load_220358874 |  | node_1336086_286_15330493_513 |  | AN | 0 | Residential | 8287.2+3530.332j | 0 | 0 | 0 | 0 | 0 | [24 empty] | 8109806 | no | no |  |  | no |  | 0 | 0 | 0 | 0 | 0 | 0 |  | 1 | 1 | 1 | 0 | 0 | 0
load_220358875 |  | node_1335096_947_15331133_396 |  | AN | 0 | Residential | 10404+4432.085j | 0 | 0 | 0 | 0 | 0 | [24 empty] | 8109806 | no | no |  |  | no |  | 0 | 0 | 0 | 0 | 0 | 0 |  | 1 | 1 | 1 | 0 | 0 | 0
load_220358876 |  | node_1336169_274_15331513_711 |  | AN | 0 | Residential | 1346.4+573.564j | 0 | 0 | 0 | 0 | 0 | [24 empty] | 8109806 | no | no |  |  | no |  | 0 | 0 | 0 | 0 | 0 | 0 |  | 1 | 1 | 1 | 0 | 0 | 0
load_220358877 |  | node_1336481_716_15331565_948 |  | AN | 0 | NonResidential | 4000+1703.993j | 0 | 0 | 0 | 0 | 0 | [24 empty] | 8109806 | no | no |  |  | no |  | 0 | 0 | 0 | 0 | 0 | 0 |  | 1 | 1 | 1 | 0 | 0 | 0
load_220358878 |  | node_1335321_254_15331787_717 |  | AN | 0 | Residential | 3016.8+1285.151j | 0 | 0 | 0 | 0 | 0 | [24 empty] | 8109806 | no | no |  |  | no |  | 0 | 0 | 0 | 0 | 0 | 0 |  | 1 | 1 | 1 | 0 | 0 | 0
load_220358879 |  | node_1335317_637_15331954_223 |  | AN | 0 | Residential | 12938.4+5511.735j | 0 | 0 | 0 | 0 | 0 | [24 empty] | 8109806 | no | no |  |  | no |  | 0 | 0 | 0 | 0 | 0 | 0 |  | 1 | 1 | 1 | 0 | 0 | 0
load_220359912 |  | node_1336473_279_15307980_295 |  | AN | 0 | Residential | 1965.6+837.342j | 0 | 0 | 0 | 0 | 0 | [24 empty] | 8109806 | no | no |  |  | no |  | 0 | 0 | 0 | 0 | 0 | 0 |  | 1 | 1 | 1 | 0 | 0 | 0
load_220359913 |  | node_1336108_545_15307984_42 |  | AN | 0 | Residential | 2512.8+1070.448j | 0 | 0 | 0 | 0 | 0 | [24 empty] | 8109806 | no | no |  |  | no |  | 0 | 0 | 0 | 0 | 0 | 0 |  | 1 | 1 | 1 | 0 | 0 | 0
load_220359914 |  | node_1335487_452_15307942_476 |  | AN | 0 | Residential | 13996.8+5962.612j | 0 | 0 | 0 | 0 | 0 | [24 empty] | 8109806 | no | no |  |  | no |  | 0 | 0 | 0 | 0 | 0 | 0 |  | 1 | 1 | 1 | 0 | 0 | 0
load_220359915 |  | node_1335006_796_15307872_367 |  | AN | 0 | Residential | 2088+889.484j | 0 | 0 | 0 | 0 | 0 | [24 empty] | 8109806 | no | no |  |  | no |  | 0 | 0 | 0 | 0 | 0 | 0 |  | 1 | 1 | 1 | 0 | 0 | 0
load_220359917 |  | node_1335012_294_15308373_567 |  | AN | 0 | Residential | 11088+4723.468j | 0 | 0 | 0 | 0 | 0 | [24 empty] | 8109806 | no | no |  |  | no |  | 0 | 0 | 0 | 0 | 0 | 0 |  | 1 | 1 | 1 | 0 | 0 | 0
load_220359918 |  | node_1335234_449_15307771_911 |  | AN | 0 | Residential | 5724+2438.414j | 0 | 0 | 0 | 0 | 0 | [24 empty] | 8109806 | no | no |  |  | no |  | 0 | 0 | 0 | 0 | 0 | 0 |  | 1 | 1 | 1 | 0 | 0 | 0
load_220359919 |  | node_1334983_083_15307819_024 |  | AN | 0 | NonResidential | 7.2+3.067j | 0 | 0 | 0 | 0 | 0 | [24 empty] | 8109806 | no | no |  |  | no |  | 0 | 0 | 0 | 0 | 0 | 0 |  | 1 | 1 | 1 | 0 | 0 | 0
load_220359920 |  | node_1334770_948_15307823_123 |  | AN | 0 | Residential | 26517.6+11296.45j | 0 | 0 | 0 | 0 | 0 | [24 empty] | 8109806 | no | no |  |  | no |  | 0 | 0 | 0 | 0 | 0 | 0 |  | 1 | 1 | 1 | 0 | 0 | 0
load_220359921 |  | node_1334489_837_15307687_705 |  | AN | 0 | Residential | 9086.4+3870.79j | 0 | 0 | 0 | 0 | 0 | [24 empty] | 8109806 | no | no |  |  | no |  | 0 | 0 | 0 | 0 | 0 | 0 |  | 1 | 1 | 1 | 0 | 0 | 0
load_220359922 |  | node_1333907_179_15307346_851 |  | AN | 0 | Residential | 3132+1334.226j | 0 | 0 | 0 | 0 | 0 | [24 empty] | 8109806 | no | no |  |  | no |  | 0 | 0 | 0 | 0 | 0 | 0 |  | 1 | 1 | 1 | 0 | 0 | 0
load_220359923 |  | node_1333468_563_15306715_234 |  | AN | 0 | Residential | 6120+2607.109j | 0 | 0 | 0 | 0 | 0 | [24 empty] | 8109806 | no | no |  |  | no |  | 0 | 0 | 0 | 0 | 0 | 0 |  | 1 | 1 | 1 | 0 | 0 | 0
load_220359926 |  | node_1335986_653_15300073_387 |  | AN | 0 | Residential | 561.6+239.241j | 0 | 0 | 0 | 0 | 0 | [24 empty] | 8109806 | no | no |  |  | no |  | 0 | 0 | 0 | 0 | 0 | 0 |  | 1 | 1 | 1 | 0 | 0 | 0
load_220359927 |  | node_1335992_082_15300480_293 |  | AN | 0 | Residential | 3758.4+1601.072j | 0 | 0 | 0 | 0 | 0 | [24 empty] | 8109806 | no | no |  |  | no |  | 0 | 0 | 0 | 0 | 0 | 0 |  | 1 | 1 | 1 | 0 | 0 | 0
load_220359928 |  | node_1336846_365_15304075_832 |  | AN | 0 | Residential | 17157.6+7309.107j | 0 | 0 | 0 | 0 | 0 | [24 empty] | 8109806 | no | no |  |  | no |  | 0 | 0 | 0 | 0 | 0 | 0 |  | 1 | 1 | 1 | 0 | 0 | 0
load_220359929 |  | node_1337077_388_15304087_782 |  | AN | 0 | Residential | 2210.4+941.626j | 0 | 0 | 0 | 0 | 0 | [24 empty] | 8109806 | no | no |  |  | no |  | 0 | 0 | 0 | 0 | 0 | 0 |  | 1 | 1 | 1 | 0 | 0 | 0
load_220359930 |  | node_1337062_302_15304583_351 |  | AN | 0 | Residential | 19540.8+8324.346j | 0 | 0 | 0 | 0 | 0 | [24 empty] | 8109806 | no | no |  |  | no |  | 0 | 0 | 0 | 0 | 0 | 0 |  | 1 | 1 | 1 | 0 | 0 | 0
load_220359931 |  | node_1336758_875_15304612_721 |  | AN | 0 | Residential | 21945.6+9348.786j | 0 | 0 | 0 | 0 | 0 | [24 empty] | 8109806 | no | no |  |  | no |  | 0 | 0 | 0 | 0 | 0 | 0 |  | 1 | 1 | 1 | 0 | 0 | 0
load_220359932 |  | node_1337044_056_15304985_599 |  | AN | 0 | Residential | 6156+2622.445j | 0 | 0 | 0 | 0 | 0 | [24 empty] | 8109806 | no | no |  |  | no |  | 0 | 0 | 0 | 0 | 0 | 0 |  | 1 | 1 | 1 | 0 | 0 | 0
load_220359933 |  | node_1337029_932_15305404_515 |  | AN | 0 | Residential | 10080+4294.062j | 0 | 0 | 0 | 0 | 0 | [24 empty] | 8109806 | no | no |  |  | no |  | 0 | 0 | 0 | 0 | 0 | 0 |  | 1 | 1 | 1 | 0 | 0 | 0
load_220359934 |  | node_1336897_606_15305647_21 |  | AN | 0 | Residential | 4608+1963j | 0 | 0 | 0 | 0 | 0 | [24 empty] | 8109806 | no | no |  |  | no |  | 0 | 0 | 0 | 0 | 0 | 0 |  | 1 | 1 | 1 | 0 | 0 | 0
load_220359935 |  | node_1336957_333_15306038_293 |  | AN | 0 | Residential | 19591.2+8345.816j | 0 | 0 | 0 | 0 | 0 | [24 empty] | 8109806 | no | no |  |  | no |  | 0 | 0 | 0 | 0 | 0 | 0 |  | 1 | 1 | 1 | 0 | 0 | 0
load_220359936 |  | node_1336962_581_15306427_987 |  | AN | 0 | Residential | 2239.2+953.895j | 0 | 0 | 0 | 0 | 0 | [24 empty] | 8109806 | no | no |  |  | no |  | 0 | 0 | 0 | 0 | 0 | 0 |  | 1 | 1 | 1 | 0 | 0 | 0
load_220359937 |  | node_1336951_201_15306763_948 |  | AN | 0 | Residential | 4816.8+2051.948j | 0 | 0 | 0 | 0 | 0 | [24 empty] | 8109806 | no | no |  |  | no |  | 0 | 0 | 0 | 0 | 0 | 0 |  | 1 | 1 | 1 | 0 | 0 | 0
load_220359938 |  | node_1336912_233_15307089_998 |  | AN | 0 | Residential | 17128.8+7296.838j | 0 | 0 | 0 | 0 | 0 | [24 empty] | 8109806 | no | no |  |  | no |  | 0 | 0 | 0 | 0 | 0 | 0 |  | 1 | 1 | 1 | 0 | 0 | 0
load_220359939 |  | node_1335991_642_15300584_192 |  | AN | 0 | Residential | 2188.8+932.425j | 0 | 0 | 0 | 0 | 0 | [24 empty] | 8109806 | no | no |  |  | no |  | 0 | 0 | 0 | 0 | 0 | 0 |  | 1 | 1 | 1 | 0 | 0 | 0
load_220359940 |  | node_1335898_105_15301193_765 |  | AN | 0 | Residential | 7315.2+3116.262j | 0 | 0 | 0 | 0 | 0 | [24 empty] | 8109806 | no | no |  |  | no |  | 0 | 0 | 0 | 0 | 0 | 0 |  | 1 | 1 | 1 | 0 | 0 | 0
load_220359941 |  | node_1336127_822_15301561_797 |  | AN | 0 | Residential | 4075.2+1736.028j | 0 | 0 | 0 | 0 | 0 | [24 empty] | 8109806 | no | no |  |  | no |  | 0 | 0 | 0 | 0 | 0 | 0 |  | 1 | 1 | 1 | 0 | 0 | 0
load_220359942 |  | node_1336258_105_15301802_202 |  | AN | 0 | Residential | 22010.4+9376.391j | 0 | 0 | 0 | 0 | 0 | [24 empty] | 8109806 | no | no |  |  | no |  | 0 | 0 | 0 | 0 | 0 | 0 |  | 1 | 1 | 1 | 0 | 0 | 0
load_220359943 |  | node_1336296_613_15302064_025 |  | AN | 0 | NonResidential | 7041.6+2999.709j | 0 | 0 | 0 | 0 | 0 | [24 empty] | 8109806 | no | no |  |  | no |  | 0 | 0 | 0 | 0 | 0 | 0 |  | 1 | 1 | 1 | 0 | 0 | 0
load_220359944 |  | node_1336545_42_15302392_226 |  | AN | 0 | Residential | 15552+6625.124j | 0 | 0 | 0 | 0 | 0 | [24 empty] | 8109806 | no | no |  |  | no |  | 0 | 0 | 0 | 0 | 0 | 0 |  | 1 | 1 | 1 | 0 | 0 | 0
load_220359945 |  | node_1336745_284_15302568_494 |  | AN | 0 | Residential | 6530.4+2781.939j | 0 | 0 | 0 | 0 | 0 | [24 empty] | 8109806 | no | no |  |  | no |  | 0 | 0 | 0 | 0 | 0 | 0 |  | 1 | 1 | 1 | 0 | 0 | 0
load_220359946 |  | node_1336812_639_15302764_432 |  | AN | 0 | Residential | 39074.4+16645.625j | 0 | 0 | 0 | 0 | 0 | [24 empty] | 8109806 | no | no |  |  | no |  | 0 | 0 | 0 | 0 | 0 | 0 |  | 1 | 1 | 1 | 0 | 0 | 0
load_220359947 |  | node_1337019_775_15302934_267 |  | AN | 0 | Residential | 7466.4+3180.673j | 0 | 0 | 0 | 0 | 0 | [24 empty] | 8109806 | no | no |  |  | no |  | 0 | 0 | 0 | 0 | 0 | 0 |  | 1 | 1 | 1 | 0 | 0 | 0
load_220359948 |  | node_1337067_991_15303334_317 |  | AN | 0 | Residential | 3679.2+1567.333j | 0 | 0 | 0 | 0 | 0 | [24 empty] | 8109806 | no | no |  |  | no |  | 0 | 0 | 0 | 0 | 0 | 0 |  | 1 | 1 | 1 | 0 | 0 | 0
load_220359949 |  | node_1337081_804_15303753_5 |  | AN | 0 | Residential | 8503.2+3622.348j | 0 | 0 | 0 | 0 | 0 | [24 empty] | 8109806 | no | no |  |  | no |  | 0 | 0 | 0 | 0 | 0 | 0 |  | 1 | 1 | 1 | 0 | 0 | 0
load_220359950 |  | node_1335626_489_15311267_346 |  | AN | 0 | Residential | 21160.8+9014.463j | 0 | 0 | 0 | 0 | 0 | [24 empty] | 8109806 | no | no |  |  | no |  | 0 | 0 | 0 | 0 | 0 | 0 |  | 1 | 1 | 1 | 0 | 0 | 0
load_220359951 |  | node_1335287_468_15311191_642 |  | AN | 0 | Residential | 16459.2+7011.59j | 0 | 0 | 0 | 0 | 0 | [24 empty] | 8109806 | no | no |  |  | no |  | 0 | 0 | 0 | 0 | 0 | 0 |  | 1 | 1 | 1 | 0 | 0 | 0
load_220359952 |  | node_1336376_773_15311556_829 |  | AN | 0 | Residential | 5464.8+2327.995j | 0 | 0 | 0 | 0 | 0 | [24 empty] | 8109806 | no | no |  |  | no |  | 0 | 0 | 0 | 0 | 0 | 0 |  | 1 | 1 | 1 | 0 | 0 | 0
load_220359953 |  | node_1336344_346_15312141_152 |  | AN | 0 | Residential | 15530.4+6615.923j | 0 | 0 | 0 | 0 | 0 | [24 empty] | 8109806 | no | no |  |  | no |  | 0 | 0 | 0 | 0 | 0 | 0 |  | 1 | 1 | 1 | 0 | 0 | 0
load_220359954 |  | node_1336476_897_15312478_81 |  | AN | 0 | Residential | 25617.6+10913.052j | 0 | 0 | 0 | 0 | 0 | [24 empty] | 8109806 | no | no |  |  | no |  | 0 | 0 | 0 | 0 | 0 | 0 |  | 1 | 1 | 1 | 0 | 0 | 0
load_220359955 |  | node_1335969_37_15309718_589 |  | AN | 0 | NonResidential | 1224+521.422j | 0 | 0 | 0 | 0 | 0 | [24 empty] | 8109806 | no | no |  |  | no |  | 0 | 0 | 0 | 0 | 0 | 0 |  | 1 | 1 | 1 | 0 | 0 | 0
load_220359956 |  | node_1335949_074_15310114_313 |  | AN | 0 | Residential | 3600+1533.594j | 0 | 0 | 0 | 0 | 0 | [24 empty] | 8109806 | no | no |  |  | no |  | 0 | 0 | 0 | 0 | 0 | 0 |  | 1 | 1 | 1 | 0 | 0 | 0
load_220359957 |  | node_1335924_534_15310515_175 |  | AN | 0 | Residential | 12866.4+5481.063j | 0 | 0 | 0 | 0 | 0 | [24 empty] | 8109806 | no | no |  |  | no |  | 0 | 0 | 0 | 0 | 0 | 0 |  | 1 | 1 | 1 | 0 | 0 | 0
load_220359958 |  | node_1336139_841_15310855_732 |  | AN | 0 | Residential | 11448+4876.828j | 0 | 0 | 0 | 0 | 0 | [24 empty] | 8109806 | no | no |  |  | no |  | 0 | 0 | 0 | 0 | 0 | 0 |  | 1 | 1 | 1 | 0 | 0 | 0
load_220359960 |  | node_1333564_701_15307615_299 |  | AN | 0 | Residential | 10209.6+4349.271j | 0 | 0 | 0 | 0 | 0 | [24 empty] | 8109806 | no | no |  |  | no |  | 0 | 0 | 0 | 0 | 0 | 0 |  | 1 | 1 | 1 | 0 | 0 | 0
load_220359961 |  | node_1333337_523_15307598_594 |  | AN | 0 | Residential | 3859.2+1644.012j | 0 | 0 | 0 | 0 | 0 | [24 empty] | 8109806 | no | no |  |  | no |  | 0 | 0 | 0 | 0 | 0 | 0 |  | 1 | 1 | 1 | 0 | 0 | 0
load_220359962 |  | node_1333134_84_15307709_283 |  | AN | 0 | Residential | 11196+4769.476j | 0 | 0 | 0 | 0 | 0 | [24 empty] | 8109806 | no | no |  |  | no |  | 0 | 0 | 0 | 0 | 0 | 0 |  | 1 | 1 | 1 | 0 | 0 | 0
load_220359963 |  | node_1332745_418_15307731_664 |  | AN | 0 | Residential | 4867.2+2073.419j | 0 | 0 | 0 | 0 | 0 | [24 empty] | 8109806 | no | no |  |  | no |  | 0 | 0 | 0 | 0 | 0 | 0 |  | 1 | 1 | 1 | 0 | 0 | 0
load_220359964 |  | node_1332904_15308354_425 |  | AN | 0 | Residential | 9496.8+4045.62j | 0 | 0 | 0 | 0 | 0 | [24 empty] | 8109806 | no | no |  |  | no |  | 0 | 0 | 0 | 0 | 0 | 0 |  | 1 | 1 | 1 | 0 | 0 | 0
load_220359965 |  | node_1332373_724_15307802_888 |  | AN | 0 | NonResidential | 532.8+226.972j | 0 | 0 | 0 | 0 | 0 | [24 empty] | 8109806 | no | no |  |  | no |  | 0 | 0 | 0 | 0 | 0 | 0 |  | 1 | 1 | 1 | 0 | 0 | 0
load_220360220 |  | node_1334814_214_15313862_229 |  | AN | 0 | Residential | 1713.6+729.991j | 0 | 0 | 0 | 0 | 0 | [24 empty] | 8109806 | no | no |  |  | no |  | 0 | 0 | 0 | 0 | 0 | 0 |  | 1 | 1 | 1 | 0 | 0 | 0
load_220360221 |  | node_1333906_648_15313885_255 |  | AN | 0 | Residential | 31867.2+13575.37j | 0 | 0 | 0 | 0 | 0 | [24 empty] | 8109806 | no | no |  |  | no |  | 0 | 0 | 0 | 0 | 0 | 0 |  | 1 | 1 | 1 | 0 | 0 | 0
load_220360222 |  | node_1334639_117_15313070_957 |  | AN | 0 | Residential | 10490.4+4468.892j | 0 | 0 | 0 | 0 | 0 | [24 empty] | 8109806 | no | no |  |  | no |  | 0 | 0 | 0 | 0 | 0 | 0 |  | 1 | 1 | 1 | 0 | 0 | 0
load_220360223 |  | node_1334398_155_15313211_911 |  | AN | 0 | Other | 0 | 0 | 0 | 0 | 0 | 0 | [24 empty] | 8109806 | no | no |  |  | no |  | 0 | 0 | 0 | 0 | 0 | 0 |  | 1 | 1 | 1 | 0 | 0 | 0
load_220360625 |  | node_1330369_98_15320801_878 |  | AN | 0 | Residential | 1684.8+717.722j | 0 | 0 | 0 | 0 | 0 | [24 empty] | 8109806 | no | no |  |  | no |  | 0 | 0 | 0 | 0 | 0 | 0 |  | 1 | 1 | 1 | 0 | 0 | 0
load_220360626 |  | node_1330932_73_15320745_691 |  | AN | 0 | Residential | 8467.2+3607.012j | 0 | 0 | 0 | 0 | 0 | [24 empty] | 8109806 | no | no |  |  | no |  | 0 | 0 | 0 | 0 | 0 | 0 |  | 1 | 1 | 1 | 0 | 0 | 0
load_220360627 |  | node_1331269_655_15320616_271 |  | AN | 0 | Residential | 5976+2545.765j | 0 | 0 | 0 | 0 | 0 | [24 empty] | 8109806 | no | no |  |  | no |  | 0 | 0 | 0 | 0 | 0 | 0 |  | 1 | 1 | 1 | 0 | 0 | 0
load_220360628 |  | node_1331729_438_15320638_417 |  | AN | 0 | Residential | 11822.4+5036.321j | 0 | 0 | 0 | 0 | 0 | [24 empty] | 8109806 | no | no |  |  | no |  | 0 | 0 | 0 | 0 | 0 | 0 |  | 1 | 1 | 1 | 0 | 0 | 0
load_220360630 |  | node_1332693_825_15320570_035 |  | AN | 0 | Residential | 2001.6+852.678j | 0 | 0 | 0 | 0 | 0 | [24 empty] | 8109806 | no | no |  |  | no |  | 0 | 0 | 0 | 0 | 0 | 0 |  | 1 | 1 | 1 | 0 | 0 | 0
load_220360631 |  | node_1332631_088_15321092_267 |  | AN | 0 | Residential | 4550.4+1938.462j | 0 | 0 | 0 | 0 | 0 | [24 empty] | 8109806 | no | no |  |  | no |  | 0 | 0 | 0 | 0 | 0 | 0 |  | 1 | 1 | 1 | 0 | 0 | 0
load_220360632 |  | node_1337489_114_15313804_968 |  | AN | 0 | Residential | 2822.4+1202.337j | 0 | 0 | 0 | 0 | 0 | [24 empty] | 8109806 | no | no |  |  | no |  | 0 | 0 | 0 | 0 | 0 | 0 |  | 1 | 1 | 1 | 0 | 0 | 0
load_220360633 |  | node_1337985_949_15313211_583 |  | AN | 0 | Residential | 10339.2+4404.481j | 0 | 0 | 0 | 0 | 0 | [24 empty] | 8109806 | no | no |  |  | no |  | 0 | 0 | 0 | 0 | 0 | 0 |  | 1 | 1 | 1 | 0 | 0 | 0
load_220361107 |  | node_1336348_938_15313460_579 |  | AN | 0 | Residential | 4507.2+1920.059j | 0 | 0 | 0 | 0 | 0 | [24 empty] | 8109806 | no | no |  |  | no |  | 0 | 0 | 0 | 0 | 0 | 0 |  | 1 | 1 | 1 | 0 | 0 | 0
load_220361413 |  | node_1337996_542_15324782_607 |  | AN | 0 | Residential | 10008+4263.39j | 0 | 0 | 0 | 0 | 0 | [24 empty] | 8109806 | no | no |  |  | no |  | 0 | 0 | 0 | 0 | 0 | 0 |  | 1 | 1 | 1 | 0 | 0 | 0
load_220361414 |  | node_1337685_399_15324666_191 |  | AN | 0 | Residential | 13154.4+5603.751j | 0 | 0 | 0 | 0 | 0 | [24 empty] | 8109806 | no | no |  |  | no |  | 0 | 0 | 0 | 0 | 0 | 0 |  | 1 | 1 | 1 | 0 | 0 | 0
load_220361604 |  | node_1334952_247_15313432_15 |  | AN | 0 | Residential | 7444.8+3171.472j | 0 | 0 | 0 | 0 | 0 | [24 empty] | 8109806 | no | no |  |  | no |  | 0 | 0 | 0 | 0 | 0 | 0 |  | 1 | 1 | 1 | 0 | 0 | 0
load_220361605 |  | node_1335356_855_15312965_858 |  | AN | 0 | Residential | 6141.6+2616.311j | 0 | 0 | 0 | 0 | 0 | [24 empty] | 8109806 | no | no |  |  | no |  | 0 | 0 | 0 | 0 | 0 | 0 |  | 1 | 1 | 1 | 0 | 0 | 0
load_220361755 |  | node_1337017_767_15314538_463 |  | AN | 0 | Residential | 7149.6+3045.717j | 0 | 0 | 0 | 0 | 0 | [24 empty] | 8109806 | no | no |  |  | no |  | 0 | 0 | 0 | 0 | 0 | 0 |  | 1 | 1 | 1 | 0 | 0 | 0
load_220361756 |  | node_1336782_416_15314775_604 |  | AN | 0 | NonResidential | 14000+5963.975j | 0 | 0 | 0 | 0 | 0 | [24 empty] | 8109806 | no | no |  |  | no |  | 0 | 0 | 0 | 0 | 0 | 0 |  | 1 | 1 | 1 | 0 | 0 | 0
load_220361757 |  | node_1336557_681_15314999_8 |  | AN | 0 | Residential | 5889.6+2508.959j | 0 | 0 | 0 | 0 | 0 | [24 empty] | 8109806 | no | no |  |  | no |  | 0 | 0 | 0 | 0 | 0 | 0 |  | 1 | 1 | 1 | 0 | 0 | 0
load_220361758 |  | node_1336310_977_15315155_44 |  | AN | 0 | Other | 0 | 0 | 0 | 0 | 0 | 0 | [24 empty] | 8109806 | no | no |  |  | no |  | 0 | 0 | 0 | 0 | 0 | 0 |  | 1 | 1 | 1 | 0 | 0 | 0
load_220361759 |  | node_1336107_252_15315384_018 |  | AN | 0 | Residential | 16128+6870.499j | 0 | 0 | 0 | 0 | 0 | [24 empty] | 8109806 | no | no |  |  | no |  | 0 | 0 | 0 | 0 | 0 | 0 |  | 1 | 1 | 1 | 0 | 0 | 0
load_220361760 |  | node_1334462_224_15316381_181 |  | AN | 0 | Residential | 10620+4524.101j | 0 | 0 | 0 | 0 | 0 | [24 empty] | 8109806 | no | no |  |  | no |  | 0 | 0 | 0 | 0 | 0 | 0 |  | 1 | 1 | 1 | 0 | 0 | 0
load_220361761 |  | node_1334051_693_15316606_788 |  | AN | 0 | Residential | 2268+966.164j | 0 | 0 | 0 | 0 | 0 | [24 empty] | 8109806 | no | no |  |  | no |  | 0 | 0 | 0 | 0 | 0 | 0 |  | 1 | 1 | 1 | 0 | 0 | 0
load_220361762 |  | node_1337319_803_15322039_941 |  | AN | 0 | Residential | 6120+2607.109j | 0 | 0 | 0 | 0 | 0 | [24 empty] | 8109806 | no | no |  |  | no |  | 0 | 0 | 0 | 0 | 0 | 0 |  | 1 | 1 | 1 | 0 | 0 | 0
load_220361763 |  | node_1337163_154_15321581_143 |  | AN | 0 | Residential | 19936.8+8493.041j | 0 | 0 | 0 | 0 | 0 | [24 empty] | 8109806 | no | no |  |  | no |  | 0 | 0 | 0 | 0 | 0 | 0 |  | 1 | 1 | 1 | 0 | 0 | 0
load_220361764 |  | node_1337154_445_15321212_579 |  | AN | 0 | Residential | 12873.6+5484.131j | 0 | 0 | 0 | 0 | 0 | [24 empty] | 8109806 | no | no |  |  | no |  | 0 | 0 | 0 | 0 | 0 | 0 |  | 1 | 1 | 1 | 0 | 0 | 0
load_220361765 |  | node_1336515_336_15321482_592 |  | AN | 0 | Residential | 40190.4+17121.039j | 0 | 0 | 0 | 0 | 0 | [24 empty] | 8109806 | no | no |  |  | no |  | 0 | 0 | 0 | 0 | 0 | 0 |  | 1 | 1 | 1 | 0 | 0 | 0
load_220361766 |  | node_1335707_274_15321745_183 |  | AN | 0 | Residential | 15696+6686.468j | 0 | 0 | 0 | 0 | 0 | [24 empty] | 8109806 | no | no |  |  | no |  | 0 | 0 | 0 | 0 | 0 | 0 |  | 1 | 1 | 1 | 0 | 0 | 0
load_220361767 |  | node_1335366_227_15320938_616 |  | AN | 0 | Residential | 4456.8+1898.589j | 0 | 0 | 0 | 0 | 0 | [24 empty] | 8109806 | no | no |  |  | no |  | 0 | 0 | 0 | 0 | 0 | 0 |  | 1 | 1 | 1 | 0 | 0 | 0
load_220361768 |  | node_1334906_667_15320270_056 |  | AN | 0 | Residential | 5745.6+2447.615j | 0 | 0 | 0 | 0 | 0 | [24 empty] | 8109806 | no | no |  |  | no |  | 0 | 0 | 0 | 0 | 0 | 0 |  | 1 | 1 | 1 | 0 | 0 | 0
load_220361769 |  | node_1334537_29_15320599_071 |  | AN | 0 | Residential | 8913.6+3797.178j | 0 | 0 | 0 | 0 | 0 | [24 empty] | 8109806 | no | no |  |  | no |  | 0 | 0 | 0 | 0 | 0 | 0 |  | 1 | 1 | 1 | 0 | 0 | 0
load_220361770 |  | node_1334292_78_15320537_312 |  | AN | 0 | Residential | 7776+3312.562j | 0 | 0 | 0 | 0 | 0 | [24 empty] | 8109806 | no | no |  |  | no |  | 0 | 0 | 0 | 0 | 0 | 0 |  | 1 | 1 | 1 | 0 | 0 | 0
load_220361771 |  | node_1333975_74_15320537_008 |  | AN | 0 | Other | 0 | 0 | 0 | 0 | 0 | 0 | [24 empty] | 8109806 | no | no |  |  | no |  | 0 | 0 | 0 | 0 | 0 | 0 |  | 1 | 1 | 1 | 0 | 0 | 0
load_220361772 |  | node_1333867_523_15320757_89 |  | AN | 0 | Residential | 2203.2+938.559j | 0 | 0 | 0 | 0 | 0 | [24 empty] | 8109806 | no | no |  |  | no |  | 0 | 0 | 0 | 0 | 0 | 0 |  | 1 | 1 | 1 | 0 | 0 | 0
load_220361773 |  | node_1333249_363_15320943_272 |  | AN | 0 | Residential | 1836+782.133j | 0 | 0 | 0 | 0 | 0 | [24 empty] | 8109806 | no | no |  |  | no |  | 0 | 0 | 0 | 0 | 0 | 0 |  | 1 | 1 | 1 | 0 | 0 | 0
load_220362376 |  | node_1334772_414_15299856_682 |  | AN | 0 | NonResidential | 0 | 0 | 0 | 0 | 0 | 0 | [24 empty] | 8109806 | no | no |  |  | no |  | 0 | 0 | 0 | 0 | 0 | 0 |  | 1 | 1 | 1 | 0 | 0 | 0
load_220362378 |  | node_1339471_923_15297721_897 |  | AN | 0 | Residential | 3981.6+1696.154j | 0 | 0 | 0 | 0 | 0 | [24 empty] | 8109806 | no | no |  |  | no |  | 0 | 0 | 0 | 0 | 0 | 0 |  | 1 | 1 | 1 | 0 | 0 | 0
load_220362379 |  | node_1338794_773_15298168_897 |  | AN | 0 | Residential | 9180+3910.664j | 0 | 0 | 0 | 0 | 0 | [24 empty] | 8109806 | no | no |  |  | no |  | 0 | 0 | 0 | 0 | 0 | 0 |  | 1 | 1 | 1 | 0 | 0 | 0
load_220362380 |  | node_1338524_283_15298262_248 |  | AN | 0 | Residential | 10116+4309.398j | 0 | 0 | 0 | 0 | 0 | [24 empty] | 8109806 | no | no |  |  | no |  | 0 | 0 | 0 | 0 | 0 | 0 |  | 1 | 1 | 1 | 0 | 0 | 0
load_220362381 |  | node_1337993_839_15298526_118 |  | AN | 0 | Residential | 9072+3864.656j | 0 | 0 | 0 | 0 | 0 | [24 empty] | 8109806 | no | no |  |  | no |  | 0 | 0 | 0 | 0 | 0 | 0 |  | 1 | 1 | 1 | 0 | 0 | 0
load_220362382 |  | node_1337749_91_15298666_822 |  | AN | 0 | Residential | 0 | 0 | 0 | 0 | 0 | 0 | [24 empty] | 8109806 | no | no |  |  | no |  | 0 | 0 | 0 | 0 | 0 | 0 |  | 1 | 1 | 1 | 0 | 0 | 0
load_220362383 |  | node_1337083_74_15298860_739 |  | AN | 0 | Residential | 7149.6+3045.717j | 0 | 0 | 0 | 0 | 0 | [24 empty] | 8109806 | no | no |  |  | no |  | 0 | 0 | 0 | 0 | 0 | 0 |  | 1 | 1 | 1 | 0 | 0 | 0
load_220362385 |  | node_1336313_792_15299157_652 |  | AN | 0 | Residential | 14184+6042.359j | 0 | 0 | 0 | 0 | 0 | [24 empty] | 8109806 | no | no |  |  | no |  | 0 | 0 | 0 | 0 | 0 | 0 |  | 1 | 1 | 1 | 0 | 0 | 0
load_220362386 |  | node_1336533_24_15299482_703 |  | AN | 0 | Residential | 4939.2+2104.09j | 0 | 0 | 0 | 0 | 0 | [24 empty] | 8109806 | no | no |  |  | no |  | 0 | 0 | 0 | 0 | 0 | 0 |  | 1 | 1 | 1 | 0 | 0 | 0
load_220362387 |  | node_1336088_959_15299239_457 |  | AN | 0 | Residential | 3477.6+1481.451j | 0 | 0 | 0 | 0 | 0 | [24 empty] | 8109806 | no | no |  |  | no |  | 0 | 0 | 0 | 0 | 0 | 0 |  | 1 | 1 | 1 | 0 | 0 | 0
load_220362388 |  | node_1335875_616_15299433_635 |  | AN | 0 | Residential | 4384.8+1867.917j | 0 | 0 | 0 | 0 | 0 | [24 empty] | 8109806 | no | no |  |  | no |  | 0 | 0 | 0 | 0 | 0 | 0 |  | 1 | 1 | 1 | 0 | 0 | 0
load_220362389 |  | node_1335805_697_15299695_083 |  | AN | 0 | Residential | 9756+4156.039j | 0 | 0 | 0 | 0 | 0 | [24 empty] | 8109806 | no | no |  |  | no |  | 0 | 0 | 0 | 0 | 0 | 0 |  | 1 | 1 | 1 | 0 | 0 | 0
load_220362390 |  | node_1335369_878_15299438_899 |  | AN | 0 | Residential | 5925.6+2524.295j | 0 | 0 | 0 | 0 | 0 | [24 empty] | 8109806 | no | no |  |  | no |  | 0 | 0 | 0 | 0 | 0 | 0 |  | 1 | 1 | 1 | 0 | 0 | 0
load_220362391 |  | node_1335058_376_15299707_563 |  | AN | 0 | Residential | 5205.6+2217.576j | 0 | 0 | 0 | 0 | 0 | [24 empty] | 8109806 | no | no |  |  | no |  | 0 | 0 | 0 | 0 | 0 | 0 |  | 1 | 1 | 1 | 0 | 0 | 0
load_220362392 |  | node_1334757_733_15300511_817 |  | AN | 0 | Residential | 5997.6+2554.967j | 0 | 0 | 0 | 0 | 0 | [24 empty] | 8109806 | no | no |  |  | no |  | 0 | 0 | 0 | 0 | 0 | 0 |  | 1 | 1 | 1 | 0 | 0 | 0
load_220362395 |  | node_1334591_689_15299745_436 |  | AN | 0 | Residential | 626.4+266.845j | 0 | 0 | 0 | 0 | 0 | [24 empty] | 8109806 | no | no |  |  | no |  | 0 | 0 | 0 | 0 | 0 | 0 |  | 1 | 1 | 1 | 0 | 0 | 0
load_220362397 |  | node_1334503_439_15299024_011 |  | AN | 0 | Residential | 30038.4+12796.305j | 0 | 0 | 0 | 0 | 0 | [24 empty] | 8109806 | no | no |  |  | no |  | 0 | 0 | 0 | 0 | 0 | 0 |  | 1 | 1 | 1 | 0 | 0 | 0
load_220362398 |  | node_1333115_825_15299027_216 |  | AN | 0 | Residential | 10159.2+4327.801j | 0 | 0 | 0 | 0 | 0 | [24 empty] | 8109806 | no | no |  |  | no |  | 0 | 0 | 0 | 0 | 0 | 0 |  | 1 | 1 | 1 | 0 | 0 | 0
load_220362399 |  | node_1332902_387_15298868_031 |  | AN | 0 | Residential | 2318.4+987.634j | 0 | 0 | 0 | 0 | 0 | [24 empty] | 8109806 | no | no |  |  | no |  | 0 | 0 | 0 | 0 | 0 | 0 |  | 1 | 1 | 1 | 0 | 0 | 0
load_220362400 |  | node_1332601_574_15298708_241 |  | AN | 0 | Residential | 7538.4+3211.345j | 0 | 0 | 0 | 0 | 0 | [24 empty] | 8109806 | no | no |  |  | no |  | 0 | 0 | 0 | 0 | 0 | 0 |  | 1 | 1 | 1 | 0 | 0 | 0
load_220362401 |  | node_1331942_218_15298456_109 |  | AN | 0 | Residential | 9720+4140.703j | 0 | 0 | 0 | 0 | 0 | [24 empty] | 8109806 | no | no |  |  | no |  | 0 | 0 | 0 | 0 | 0 | 0 |  | 1 | 1 | 1 | 0 | 0 | 0
load_220362402 |  | node_1331167_801_15298332_674 |  | AN | 0 | Residential | 5997.6+2554.967j | 0 | 0 | 0 | 0 | 0 | [24 empty] | 8109806 | no | no |  |  | no |  | 0 | 0 | 0 | 0 | 0 | 0 |  | 1 | 1 | 1 | 0 | 0 | 0
load_220362404 |  | node_1330535_561_15298295_859 |  | AN | 0 | NonResidential | 986.4+420.205j | 0 | 0 | 0 | 0 | 0 | [24 empty] | 8109806 | no | no |  |  | no |  | 0 | 0 | 0 | 0 | 0 | 0 |  | 1 | 1 | 1 | 0 | 0 | 0
load_220362405 |  | node_1330322_244_15298264_726 |  | AN | 0 | Other | 0 | 0 | 0 | 0 | 0 | 0 | [24 empty] | 8109806 | no | no |  |  | no |  | 0 | 0 | 0 | 0 | 0 | 0 |  | 1 | 1 | 1 | 0 | 0 | 0
load_220362406 |  | node_1329705_865_15298599_556 |  | AN | 0 | Residential | 14407.2+6137.441j | 0 | 0 | 0 | 0 | 0 | [24 empty] | 8109806 | no | no |  |  | no |  | 0 | 0 | 0 | 0 | 0 | 0 |  | 1 | 1 | 1 | 0 | 0 | 0
load_220362407 |  | node_1329344_862_15298010_218 |  | AN | 0 | Residential | 2340+996.836j | 0 | 0 | 0 | 0 | 0 | [24 empty] | 8109806 | no | no |  |  | no |  | 0 | 0 | 0 | 0 | 0 | 0 |  | 1 | 1 | 1 | 0 | 0 | 0
load_220430565 |  | node_1351041_697_15306405_365 |  | AN | 0 | Other | 0 | 0 | 0 | 0 | 0 | 0 | [24 empty] | 8109806 | no | no |  |  | no |  | 0 | 0 | 0 | 0 | 0 | 0 |  | 1 | 1 | 1 | 0 | 0 | 0
load_220430787 |  | node_1339411_5_15320697_148 |  | AN | 0 | Residential | 16444.8+7005.455j | 0 | 0 | 0 | 0 | 0 | [24 empty] | 8109806 | no | no |  |  | no |  | 0 | 0 | 0 | 0 | 0 | 0 |  | 1 | 1 | 1 | 0 | 0 | 0
load_220431683 |  | node_1352989_959_15312347_428 |  | AN | 0 | NonResidential | 13000+5537.977j | 0 | 0 | 0 | 0 | 0 | [24 empty] | 8109806 | no | no |  |  | no |  | 0 | 0 | 0 | 0 | 0 | 0 |  | 1 | 1 | 1 | 0 | 0 | 0
load_220431693 |  | node_1352976_194_15312328_136 |  | BN | 0 | NonResidential | 0 | 13000+5537.977j | 0 | 0 | 0 | 0 | [24 empty] | 8109806 | no | no |  |  | no |  | 0 | 0 | 0 | 0 | 0 | 0 |  | 1 | 1 | 1 | 0 | 0 | 0
load_220431796 |  | node_1338227_457_15324621_735 |  | AN | 0 | Other | 0 | 0 | 0 | 0 | 0 | 0 | [24 empty] | 8109806 | no | no |  |  | no |  | 0 | 0 | 0 | 0 | 0 | 0 |  | 1 | 1 | 1 | 0 | 0 | 0
load_220431897 |  | node_1344937_733_15310050_15 |  | AN | 0 | NonResidential | 0 | 0 | 0 | 0 | 0 | 0 | [24 empty] | 8109806 | no | no |  |  | no |  | 0 | 0 | 0 | 0 | 0 | 0 |  | 1 | 1 | 1 | 0 | 0 | 0
load_220431897-L1-1 |  | node_1344937_733_15310050_15 |  | AN | 0 | Other | 0 | 0 | 0 | 0 | 0 | 0 | [24 empty] | 8109806 | no | no |  |  | no |  | 0 | 0 | 0 | 0 | 0 | 0 |  | 1 | 1 | 1 | 0 | 0 | 0
load_220432031 |  | node_1333745_899_15300718_089 |  | AN | 0 | NonResidential | 0 | 0 | 0 | 0 | 0 | 0 | [24 empty] | 8109806 | no | no |  |  | no |  | 0 | 0 | 0 | 0 | 0 | 0 |  | 1 | 1 | 1 | 0 | 0 | 0
load_220432134 |  | node_1350308_333_15307524_346 |  | AN | 0 | Residential | 4442.4+1892.454j | 0 | 0 | 0 | 0 | 0 | [24 empty] | 8109806 | no | no |  |  | no |  | 0 | 0 | 0 | 0 | 0 | 0 |  | 1 | 1 | 1 | 0 | 0 | 0
load_220432153 |  | node_1336228_005_15299660_811 |  | AN | 0 | Residential | 2980.8+1269.815j | 0 | 0 | 0 | 0 | 0 | [24 empty] | 8109806 | no | no |  |  | no |  | 0 | 0 | 0 | 0 | 0 | 0 |  | 1 | 1 | 1 | 0 | 0 | 0
load_220432174 |  | node_1341880_048_15301230_327 |  | AN | 0 | Residential | 2116.8+901.753j | 0 | 0 | 0 | 0 | 0 | [24 empty] | 8109806 | no | no |  |  | no |  | 0 | 0 | 0 | 0 | 0 | 0 |  | 1 | 1 | 1 | 0 | 0 | 0
load_220432198 |  | node_1341871_171_15302046_111 |  | AN | 0 | Residential | 4140+1763.633j | 0 | 0 | 0 | 0 | 0 | [24 empty] | 8109806 | no | no |  |  | no |  | 0 | 0 | 0 | 0 | 0 | 0 |  | 1 | 1 | 1 | 0 | 0 | 0
load_220432211 |  | node_1346685_72_15315098_469 |  | AN | 0 | Residential | 16862.4+7183.352j | 0 | 0 | 0 | 0 | 0 | [24 empty] | 8109806 | no | no |  |  | no |  | 0 | 0 | 0 | 0 | 0 | 0 |  | 1 | 1 | 1 | 0 | 0 | 0
load_220434732 |  | node_1345321_044_15310563_871 |  | AN | 0 | Other | 0 | 0 | 0 | 0 | 0 | 0 | [24 empty] | 8109806 | no | no |  |  | no |  | 0 | 0 | 0 | 0 | 0 | 0 |  | 1 | 1 | 1 | 0 | 0 | 0
load_220434732-L-1 |  | node_1345321_044_15310563_871 |  | AN | 0 | Residential | 0 | 0 | 0 | 0 | 0 | 0 | [24 empty] | 8109806 | no | no |  |  | no |  | 0 | 0 | 0 | 0 | 0 | 0 |  | 1 | 1 | 1 | 0 | 0 | 0
load_220446116 |  | node_1345464_821_15306612_916 |  | AN | 0 | Residential | 2628+1119.523j | 0 | 0 | 0 | 0 | 0 | [24 empty] | 8109806 | no | no |  |  | no |  | 0 | 0 | 0 | 0 | 0 | 0 |  | 1 | 1 | 1 | 0 | 0 | 0
load_220461998 |  | node_1348294_268_15297937_066 |  | AN | 0 | Residential | 53193.6+22660.379j | 0 | 0 | 0 | 0 | 0 | [24 empty] | 8109806 | no | no |  |  | no |  | 0 | 0 | 0 | 0 | 0 | 0 |  | 1 | 1 | 1 | 0 | 0 | 0
load_220486441 |  | node_1345975_863_15315199_621 |  | AN | 0 | Residential | 23889.6+10176.927j | 0 | 0 | 0 | 0 | 0 | [24 empty] | 8109806 | no | no |  |  | no |  | 0 | 0 | 0 | 0 | 0 | 0 |  | 1 | 1 | 1 | 0 | 0 | 0
load_220489836 |  | node_1348467_393_15301613_108 |  | AN | 0 | Residential | 25228.8+10747.424j | 0 | 0 | 0 | 0 | 0 | [24 empty] | 8109806 | no | no |  |  | no |  | 0 | 0 | 0 | 0 | 0 | 0 |  | 1 | 1 | 1 | 0 | 0 | 0
load_220491350 |  | node_1350779_362_15308095_264 |  | AN | 0 | Residential | 2361.6+1006.037j | 0 | 0 | 0 | 0 | 0 | [24 empty] | 8109806 | no | no |  |  | no |  | 0 | 0 | 0 | 0 | 0 | 0 |  | 1 | 1 | 1 | 0 | 0 | 0
load_220500726 |  | node_1348054_386_15301791_143 |  | AN | 0 | Residential | 40852.8+17403.22j | 0 | 0 | 0 | 0 | 0 | [24 empty] | 8109806 | no | no |  |  | no |  | 0 | 0 | 0 | 0 | 0 | 0 |  | 1 | 1 | 1 | 0 | 0 | 0
load_220511264 |  | node_1341459_746_15319709_319 |  | AN | 0 | Residential | 2253.6+960.03j | 0 | 0 | 0 | 0 | 0 | [24 empty] | 8109806 | no | no |  |  | no |  | 0 | 0 | 0 | 0 | 0 | 0 |  | 1 | 1 | 1 | 0 | 0 | 0
load_220512379 |  | node_1351964_756_15305094_081 |  | AN | 0 | Other | 0 | 0 | 0 | 0 | 0 | 0 | [24 empty] | 8109806 | no | no |  |  | no |  | 0 | 0 | 0 | 0 | 0 | 0 |  | 1 | 1 | 1 | 0 | 0 | 0
load_220529798 |  | node_1355278_249_15312409_212 |  | AN | 0 | Residential | 12751.2+5431.988j | 0 | 0 | 0 | 0 | 0 | [24 empty] | 8109806 | no | no |  |  | no |  | 0 | 0 | 0 | 0 | 0 | 0 |  | 1 | 1 | 1 | 0 | 0 | 0
load_220530110 |  | node_1351615_454_15308636_54 |  | AN | 0 | Residential | 0 | 0 | 0 | 0 | 0 | 0 | [24 empty] | 8109806 | no | no |  |  | no |  | 0 | 0 | 0 | 0 | 0 | 0 |  | 1 | 1 | 1 | 0 | 0 | 0
load_220530621 |  | node_1333380_745_15307889_59 |  | AN | 0 | Residential | 4262.4+1815.775j | 0 | 0 | 0 | 0 | 0 | [24 empty] | 8109806 | no | no |  |  | no |  | 0 | 0 | 0 | 0 | 0 | 0 |  | 1 | 1 | 1 | 0 | 0 | 0
load_220530677 |  | node_1337363_847_15303162_708 |  | AN | 0 | Residential | 3600+1533.594j | 0 | 0 | 0 | 0 | 0 | [24 empty] | 8109806 | no | no |  |  | no |  | 0 | 0 | 0 | 0 | 0 | 0 |  | 1 | 1 | 1 | 0 | 0 | 0
load_220530768 |  | node_1338812_275_15329672_013 |  | AN | 0 | Residential | 10310.4+4392.212j | 0 | 0 | 0 | 0 | 0 | [24 empty] | 8109806 | no | no |  |  | no |  | 0 | 0 | 0 | 0 | 0 | 0 |  | 1 | 1 | 1 | 0 | 0 | 0
load_220531570 |  | node_1336573_98_15312950_763 |  | AN | 0 | Residential | 7855.2+3346.301j | 0 | 0 | 0 | 0 | 0 | [24 empty] | 8109806 | no | no |  |  | no |  | 0 | 0 | 0 | 0 | 0 | 0 |  | 1 | 1 | 1 | 0 | 0 | 0
load_220532182 |  | node_1336699_807_15303383_394 |  | AN | 0 | Residential | 14292+6088.367j | 0 | 0 | 0 | 0 | 0 | [24 empty] | 8109806 | no | no |  |  | no |  | 0 | 0 | 0 | 0 | 0 | 0 |  | 1 | 1 | 1 | 0 | 0 | 0
load_220533514 |  | node_1333040_951_15299659_901 |  | AN | 0 | Residential | 4586.4+1953.798j | 0 | 0 | 0 | 0 | 0 | [24 empty] | 8109806 | no | no |  |  | no |  | 0 | 0 | 0 | 0 | 0 | 0 |  | 1 | 1 | 1 | 0 | 0 | 0
load_220533973 |  | node_1339426_551_15306745_339 |  | AN | 0 | Residential | 8949.6+3812.514j | 0 | 0 | 0 | 0 | 0 | [24 empty] | 8109806 | no | no |  |  | no |  | 0 | 0 | 0 | 0 | 0 | 0 |  | 1 | 1 | 1 | 0 | 0 | 0
load_220535607 |  | node_1342307_25_15300900_75 |  | AN | 0 | Residential | 6804+2898.492j | 0 | 0 | 0 | 0 | 0 | [24 empty] | 8109806 | no | no |  |  | no |  | 0 | 0 | 0 | 0 | 0 | 0 |  | 1 | 1 | 1 | 0 | 0 | 0
load_220535622 |  | node_1341964_733_15319112_914 |  | AN | 0 | Residential | 8661.6+3689.826j | 0 | 0 | 0 | 0 | 0 | [24 empty] | 8109806 | no | no |  |  | no |  | 0 | 0 | 0 | 0 | 0 | 0 |  | 1 | 1 | 1 | 0 | 0 | 0
load_220535640 |  | node_1331092_177_15298792_995 |  | AN | 0 | Other | 0 | 0 | 0 | 0 | 0 | 0 | [24 empty] | 8109806 | no | no |  |  | no |  | 0 | 0 | 0 | 0 | 0 | 0 |  | 1 | 1 | 1 | 0 | 0 | 0
load_220538624 |  | node_1336883_617_15307849_245 |  | AN | 0 | Residential | 8848.8+3769.573j | 0 | 0 | 0 | 0 | 0 | [24 empty] | 8109806 | no | no |  |  | no |  | 0 | 0 | 0 | 0 | 0 | 0 |  | 1 | 1 | 1 | 0 | 0 | 0
load_220541471 |  | node_1359597_398_15321222_637 |  | AN | 0 | Residential | 8524.8+3631.55j | 0 | 0 | 0 | 0 | 0 | [24 empty] | 8109806 | no | no |  |  | no |  | 0 | 0 | 0 | 0 | 0 | 0 |  | 1 | 1 | 1 | 0 | 0 | 0
load_220542502 |  | node_1346973_72_15300875_116 |  | AN | 0 | Residential | 4708.8+2005.94j | 0 | 0 | 0 | 0 | 0 | [24 empty] | 8109806 | no | no |  |  | no |  | 0 | 0 | 0 | 0 | 0 | 0 |  | 1 | 1 | 1 | 0 | 0 | 0
load_220542503 |  | node_1347568_85_15300896_405 |  | AN | 0 | Residential | 12074.4+5143.673j | 0 | 0 | 0 | 0 | 0 | [24 empty] | 8109806 | no | no |  |  | no |  | 0 | 0 | 0 | 0 | 0 | 0 |  | 1 | 1 | 1 | 0 | 0 | 0
load_220542504 |  | node_1347237_731_15300609_779 |  | AN | 0 | Residential | 11476.8+4889.096j | 0 | 0 | 0 | 0 | 0 | [24 empty] | 8109806 | no | no |  |  | no |  | 0 | 0 | 0 | 0 | 0 | 0 |  | 1 | 1 | 1 | 0 | 0 | 0
load_220542531 |  | node_1349475_819_15297658_922 |  | ABCN | 0 | NonResidential | 108333.333+46149.807j | 108333.333+46149.807j | 108333.333+46149.807j | 0 | 0 | 0 | [24 empty] | 8109806 | no | no |  |  | no |  | 0 | 0 | 0 | 0 | 0 | 0 |  | 1 | 1 | 1 | 0 | 0 | 0
load_220545730 |  | node_1349710_695_15302243_918 |  | AN | 0 | Residential | 74383.2+31687.111j | 0 | 0 | 0 | 0 | 0 | [24 empty] | 8109806 | no | no |  |  | no |  | 0 | 0 | 0 | 0 | 0 | 0 |  | 1 | 1 | 1 | 0 | 0 | 0
load_220546041 |  | node_1345104_524_15317762_918 |  | AN | 0 | Residential | 878.4+374.197j | 0 | 0 | 0 | 0 | 0 | [24 empty] | 8109806 | no | no |  |  | no |  | 0 | 0 | 0 | 0 | 0 | 0 |  | 1 | 1 | 1 | 0 | 0 | 0
load_220547635 |  | node_1345500_562_15304857_278 |  | AN | 0 | Residential | 29368.8+12511.056j | 0 | 0 | 0 | 0 | 0 | [24 empty] | 8109806 | no | no |  |  | no |  | 0 | 0 | 0 | 0 | 0 | 0 |  | 1 | 1 | 1 | 0 | 0 | 0
load_220550378 |  | node_1344816_877_15305700_653 |  | AN | 0 | Residential | 16509.6+7033.06j | 0 | 0 | 0 | 0 | 0 | [24 empty] | 8109806 | no | no |  |  | no |  | 0 | 0 | 0 | 0 | 0 | 0 |  | 1 | 1 | 1 | 0 | 0 | 0
load_220550849 |  | node_1351757_538_15304437_041 |  | AN | 0 | NonResidential | 8000+3407.986j | 0 | 0 | 0 | 0 | 0 | [24 empty] | 8109806 | no | no |  |  | no |  | 0 | 0 | 0 | 0 | 0 | 0 |  | 1 | 1 | 1 | 0 | 0 | 0
load_220551353 |  | node_1349611_515_15297363_809 |  | AN | 0 | Other | 0 | 0 | 0 | 0 | 0 | 0 | [24 empty] | 8109806 | no | no |  |  | no |  | 0 | 0 | 0 | 0 | 0 | 0 |  | 1 | 1 | 1 | 0 | 0 | 0
load_220551794 |  | node_1337250_372_15302585_368 |  | AN | 0 | Residential | 5299.2+2257.45j | 0 | 0 | 0 | 0 | 0 | [24 empty] | 8109806 | no | no |  |  | no |  | 0 | 0 | 0 | 0 | 0 | 0 |  | 1 | 1 | 1 | 0 | 0 | 0
load_220552155 |  | node_1342700_354_15299568_018 |  | AN | 0 | Residential | 24300+10351.757j | 0 | 0 | 0 | 0 | 0 | [24 empty] | 8109806 | no | no |  |  | no |  | 0 | 0 | 0 | 0 | 0 | 0 |  | 1 | 1 | 1 | 0 | 0 | 0
load_220554083 |  | node_1345692_669_15300597_581 |  | AN | 0 | Residential | 24213.6+10314.95j | 0 | 0 | 0 | 0 | 0 | [24 empty] | 8109806 | no | no |  |  | no |  | 0 | 0 | 0 | 0 | 0 | 0 |  | 1 | 1 | 1 | 0 | 0 | 0
load_220564183 |  | node_1334683_137_15301167_017 |  | AN | 0 | Residential | 20102.4+8563.587j | 0 | 0 | 0 | 0 | 0 | [24 empty] | 8109806 | no | no |  |  | no |  | 0 | 0 | 0 | 0 | 0 | 0 |  | 1 | 1 | 1 | 0 | 0 | 0
load_220564314 |  | node_1335371_105_15301124_165 |  | AN | 0 | Residential | 13284+5658.96j | 0 | 0 | 0 | 0 | 0 | [24 empty] | 8109806 | no | no |  |  | no |  | 0 | 0 | 0 | 0 | 0 | 0 |  | 1 | 1 | 1 | 0 | 0 | 0
load_220564669 |  | node_1335953_499_15308934_116 |  | AN | 0 | Residential | 2332.8+993.769j | 0 | 0 | 0 | 0 | 0 | [24 empty] | 8109806 | no | no |  |  | no |  | 0 | 0 | 0 | 0 | 0 | 0 |  | 1 | 1 | 1 | 0 | 0 | 0
load_220566700 |  | node_1349656_186_15311985_825 |  | ABCN | 0 | Residential | 14524.8+6187.539j | 14524.8+6187.539j | 14524.8+6187.539j | 0 | 0 | 0 | [24 empty] | 8109806 | no | no |  |  | no |  | 0 | 0 | 0 | 0 | 0 | 0 |  | 1 | 1 | 1 | 0 | 0 | 0
load_220576190 |  | node_1350089_798_15296883_494 |  | AN | 0 | Other | 0 | 0 | 0 | 0 | 0 | 0 | [24 empty] | 8109806 | no | no |  |  | no |  | 0 | 0 | 0 | 0 | 0 | 0 |  | 1 | 1 | 1 | 0 | 0 | 0
load_220581276 |  | node_1346368_794_15298692_916 |  | AN | 0 | Residential | 32047.2+13652.05j | 0 | 0 | 0 | 0 | 0 | [24 empty] | 8109806 | no | no |  |  | no |  | 0 | 0 | 0 | 0 | 0 | 0 |  | 1 | 1 | 1 | 0 | 0 | 0
load_220598647 |  | node_1350345_412_15309985_54 |  | AN | 0 | Residential | 16178.4+6891.97j | 0 | 0 | 0 | 0 | 0 | [24 empty] | 8109806 | no | no |  |  | no |  | 0 | 0 | 0 | 0 | 0 | 0 |  | 1 | 1 | 1 | 0 | 0 | 0
load_220600265 |  | node_1349462_387_15313620_495 |  | AN | 0 | Residential | 928.8+395.667j | 0 | 0 | 0 | 0 | 0 | [24 empty] | 8109806 | no | no |  |  | no |  | 0 | 0 | 0 | 0 | 0 | 0 |  | 1 | 1 | 1 | 0 | 0 | 0
load_220600274 |  | node_1349216_8_15313773_75 |  | AN | 0 | Residential | 13888.8+5916.604j | 0 | 0 | 0 | 0 | 0 | [24 empty] | 8109806 | no | no |  |  | no |  | 0 | 0 | 0 | 0 | 0 | 0 |  | 1 | 1 | 1 | 0 | 0 | 0
load_220600399 |  | node_1348544_409_15314197_932 |  | AN | 0 | Residential | 11030.4+4698.931j | 0 | 0 | 0 | 0 | 0 | [24 empty] | 8109806 | no | no |  |  | no |  | 0 | 0 | 0 | 0 | 0 | 0 |  | 1 | 1 | 1 | 0 | 0 | 0
load_220605851 |  | node_1345666_139_15301714_661 |  | AN | 0 | Residential | 64065.6+27291.831j | 0 | 0 | 0 | 0 | 0 | [24 empty] | 8109806 | no | no |  |  | no |  | 0 | 0 | 0 | 0 | 0 | 0 |  | 1 | 1 | 1 | 0 | 0 | 0
load_220615089 |  | node_1361319_348_15317860_29 |  | AN | 0 | Residential | 16833.6+7171.084j | 0 | 0 | 0 | 0 | 0 | [24 empty] | 8109806 | no | no |  |  | no |  | 0 | 0 | 0 | 0 | 0 | 0 |  | 1 | 1 | 1 | 0 | 0 | 0
load_220615692 |  | node_1347255_006_15300179_874 |  | AN | 0 | NonResidential | 3988.8+1699.222j | 0 | 0 | 0 | 0 | 0 | [24 empty] | 8109806 | no | no |  |  | no |  | 0 | 0 | 0 | 0 | 0 | 0 |  | 1 | 1 | 1 | 0 | 0 | 0
load_220617844 |  | node_1355985_751_15320853_341 |  | AN | 0 | Other | 0 | 0 | 0 | 0 | 0 | 0 | [24 empty] | 8109806 | no | no |  |  | no |  | 0 | 0 | 0 | 0 | 0 | 0 |  | 1 | 1 | 1 | 0 | 0 | 0
load_220618655 |  | node_1350614_785_15297123_32 |  | AN | 0 | NonResidential | 1666.667+709.997j | 0 | 0 | 0 | 0 | 0 | [24 empty] | 8109806 | no | no |  |  | no |  | 0 | 0 | 0 | 0 | 0 | 0 |  | 1 | 1 | 1 | 0 | 0 | 0
load_220618656 |  | node_1350576_689_15297136_01 |  | BN | 0 | NonResidential | 0 | 1666.667+709.997j | 0 | 0 | 0 | 0 | [24 empty] | 8109806 | no | no |  |  | no |  | 0 | 0 | 0 | 0 | 0 | 0 |  | 1 | 1 | 1 | 0 | 0 | 0
load_220618664 |  | node_1350596_378_15297133_039 |  | CN | 0 | NonResidential | 0 | 0 | 1666.667+709.997j | 0 | 0 | 0 | [24 empty] | 8109806 | no | no |  |  | no |  | 0 | 0 | 0 | 0 | 0 | 0 |  | 1 | 1 | 1 | 0 | 0 | 0
load_220624195 |  | node_1336678_758_15298979_383 |  | AN | 0 | Residential | 5709.6+2432.279j | 0 | 0 | 0 | 0 | 0 | [24 empty] | 8109806 | no | no |  |  | no |  | 0 | 0 | 0 | 0 | 0 | 0 |  | 1 | 1 | 1 | 0 | 0 | 0
load_220628291 |  | node_1342754_829_15314937_795 |  | AN | 0 | Other | 0 | 0 | 0 | 0 | 0 | 0 | [24 empty] | 8109806 | no | no |  |  | no |  | 0 | 0 | 0 | 0 | 0 | 0 |  | 1 | 1 | 1 | 0 | 0 | 0
load_220634596 |  | node_1353006_945_15312361_313 |  | CN | 0 | NonResidential | 0 | 0 | 13000+5537.977j | 0 | 0 | 0 | [24 empty] | 8109806 | no | no |  |  | no |  | 0 | 0 | 0 | 0 | 0 | 0 |  | 1 | 1 | 1 | 0 | 0 | 0
load_220648145 |  | node_1336661_811_15312897_798 |  | AN | 0 | Residential | 16790.4+7152.68j | 0 | 0 | 0 | 0 | 0 | [24 empty] | 8109806 | no | no |  |  | no |  | 0 | 0 | 0 | 0 | 0 | 0 |  | 1 | 1 | 1 | 0 | 0 | 0
load_220648199 |  | node_1342200_648_15318968_191 |  | AN | 0 | Residential | 10980+4677.46j | 0 | 0 | 0 | 0 | 0 | [24 empty] | 8109806 | no | no |  |  | no |  | 0 | 0 | 0 | 0 | 0 | 0 |  | 1 | 1 | 1 | 0 | 0 | 0
load_220650169 |  | node_1339232_318_15320588_576 |  | AN | 0 | Other | 0 | 0 | 0 | 0 | 0 | 0 | [24 empty] | 8109806 | no | no |  |  | no |  | 0 | 0 | 0 | 0 | 0 | 0 |  | 1 | 1 | 1 | 0 | 0 | 0
load_220652641 |  | node_1332199_292_15320857_947 |  | AN | 0 | Residential | 15069.6+6419.623j | 0 | 0 | 0 | 0 | 0 | [24 empty] | 8109806 | no | no |  |  | no |  | 0 | 0 | 0 | 0 | 0 | 0 |  | 1 | 1 | 1 | 0 | 0 | 0
load_220657775 |  | node_1333746_749_15300381_268 |  | AN | 0 | Residential | 5464.8+2327.995j | 0 | 0 | 0 | 0 | 0 | [24 empty] | 8109806 | no | no |  |  | no |  | 0 | 0 | 0 | 0 | 0 | 0 |  | 1 | 1 | 1 | 0 | 0 | 0
load_310009357 |  | node_1338187_252_15323917_148 |  | AN | 0 | Other | 0 | 0 | 0 | 0 | 0 | 0 | [24 empty] | 8109806 | no | no |  |  | no |  | 0 | 0 | 0 | 0 | 0 | 0 |  | 1 | 1 | 1 | 0 | 0 | 0
load_310009367 |  | node_1336581_51_15329221_263 |  | AN | 0 | NonResidential | 2714.4+1156.33j | 0 | 0 | 0 | 0 | 0 | [24 empty] | 8109806 | no | no |  |  | no |  | 0 | 0 | 0 | 0 | 0 | 0 |  | 1 | 1 | 1 | 0 | 0 | 0
load_310041452 |  | node_1342182_308_15298965_077 |  | AN | 0 | Residential | 11484+4892.164j | 0 | 0 | 0 | 0 | 0 | [24 empty] | 8109806 | no | no |  |  | no |  | 0 | 0 | 0 | 0 | 0 | 0 |  | 1 | 1 | 1 | 0 | 0 | 0
load_310043682 |  | node_1330849_28_15298345_431 |  | AN | 0 | Residential | 1260+536.758j | 0 | 0 | 0 | 0 | 0 | [24 empty] | 8109806 | no | no |  |  | no |  | 0 | 0 | 0 | 0 | 0 | 0 |  | 1 | 1 | 1 | 0 | 0 | 0
load_310045896 |  | node_1346289_24_15300226_506 |  | AN | 0 | Residential | 29440.8+12541.728j | 0 | 0 | 0 | 0 | 0 | [24 empty] | 8109806 | no | no |  |  | no |  | 0 | 0 | 0 | 0 | 0 | 0 |  | 1 | 1 | 1 | 0 | 0 | 0
load_310049572 |  | node_1349623_512_15313489_104 |  | AN | 0 | Residential | 13104+5582.281j | 0 | 0 | 0 | 0 | 0 | [24 empty] | 8109806 | no | no |  |  | no |  | 0 | 0 | 0 | 0 | 0 | 0 |  | 1 | 1 | 1 | 0 | 0 | 0
load_310060712 |  | node_1344890_541_15310589_825 |  | AN | 0 | Residential | 5652+2407.742j | 0 | 0 | 0 | 0 | 0 | [24 empty] | 8109806 | no | no |  |  | no |  | 0 | 0 | 0 | 0 | 0 | 0 |  | 1 | 1 | 1 | 0 | 0 | 0
load_310064906 |  | node_1352248_982_15305104_697 |  | CN | 0 | NonResidential | 0 | 0 | 0 | 0 | 0 | 0 | [24 empty] | 8109806 | no | no |  |  | no |  | 0 | 0 | 0 | 0 | 0 | 0 |  | 1 | 1 | 1 | 0 | 0 | 0
load_311906854 |  | node_1345739_35_15310901_463 |  | AN | 0 | NonResidential | 741.6+315.92j | 0 | 0 | 0 | 0 | 0 | [24 empty] | 8109806 | no | no |  |  | no |  | 0 | 0 | 0 | 0 | 0 | 0 |  | 1 | 1 | 1 | 0 | 0 | 0
load_311909686 |  | node_1360536_82_15318990_707 |  | AN | 0 | Residential | 3758.4+1601.072j | 0 | 0 | 0 | 0 | 0 | [24 empty] | 8109806 | no | no |  |  | no |  | 0 | 0 | 0 | 0 | 0 | 0 |  | 1 | 1 | 1 | 0 | 0 | 0
load_311989370 |  | node_1349085_806_15298548_205 |  | ABCN | 0 | NonResidential | 10666.667+4543.981j | 10666.667+4543.981j | 10666.667+4543.981j | 0 | 0 | 0 | [24 empty] | 8109806 | no | no |  |  | no |  | 0 | 0 | 0 | 0 | 0 | 0 |  | 1 | 1 | 1 | 0 | 0 | 0
load_312076510 |  | node_1337164_854_15328149_316 |  | AN | 0 | NonResidential | 1137.6+484.616j | 0 | 0 | 0 | 0 | 0 | [24 empty] | 8109806 | no | no |  |  | no |  | 0 | 0 | 0 | 0 | 0 | 0 |  | 1 | 1 | 1 | 0 | 0 | 0
load_312082308 |  | node_1334765_198_15301451_442 |  | AN | 0 | Residential | 28296+12054.046j | 0 | 0 | 0 | 0 | 0 | [24 empty] | 8109806 | no | no |  |  | no |  | 0 | 0 | 0 | 0 | 0 | 0 |  | 1 | 1 | 1 | 0 | 0 | 0
load_312086409 |  | node_1349920_542_15298046_812 |  | ABCN | 0 | Other | 0 | 0 | 0 | 0 | 0 | 0 | [24 empty] | 8109806 | no | no |  |  | no |  | 0 | 0 | 0 | 0 | 0 | 0 |  | 1 | 1 | 1 | 0 | 0 | 0
load_312117197 |  | node_1346469_263_15301972_481 |  | AN | 0 | Other | 0 | 0 | 0 | 0 | 0 | 0 | [24 empty] | 8109806 | no | no |  |  | no |  | 0 | 0 | 0 | 0 | 0 | 0 |  | 1 | 1 | 1 | 0 | 0 | 0

## node
data_type | static
owner_type | feeder
owner | 8109806
object | node
name | groupid | parent | bustype | phases | nominal_voltage | dcircuit | selected | monitored | monitored_fields | class_monitored_fields | played | played_fields | subsystem | x | y | comments | dist_to_slack
node_361SW1-312115202 |  |  | PQ | ABCN | 19918.584 | 8109806 | no | no |  |  | no |  |  | 1350188.453 | 15297189.384 |  | -1
node_361X2-220416222 |  |  | PQ | ABCN | 19918.584 | 8109806 | no | no |  |  | no |  |  | 1350730.257 | 15297009.549 |  | -1
node_361X42-310005605 |  |  | PQ | ABCN | 19918.584 | 8109806 | no | no |  |  | no |  |  | 1345735.79 | 15299632.752 |  | -1
node_361Y1-220497204 |  |  | PQ | ABCN | 19918.584 | 8109806 | no | no |  |  | no |  |  | 1345382.898 | 15299612.243 |  | -1
node_1329344_862_15298010_218 |  |  | PQ | AN | 2771.281 | 8109806 | no | no |  |  | no |  |  | 1329344.862 | 15298010.218 |  | -1
node_1329705_865_15298599_556 |  |  | PQ | AN | 2771.281 | 8109806 | no | no |  |  | no |  |  | 1329705.865 | 15298599.556 |  | -1
node_1330322_244_15298264_726 |  |  | PQ | AN | 2771.281 | 8109806 | no | no |  |  | no |  |  | 1330322.244 | 15298264.726 |  | -1
node_1330369_98_15320801_878 |  |  | PQ | AN | 2771.281 | 8109806 | no | no |  |  | no |  |  | 1330369.98 | 15320801.878 |  | -1
node_1330535_561_15298295_859 |  |  | PQ | AN | 2771.281 | 8109806 | no | no |  |  | no |  |  | 1330535.561 | 15298295.859 |  | -1
node_1330849_28_15298345_431 |  |  | PQ | AN | 2771.281 | 8109806 | no | no |  |  | no |  |  | 1330849.28 | 15298345.431 |  | -1
node_1330932_73_15320745_691 |  |  | PQ | AN | 2771.281 | 8109806 | no | no |  |  | no |  |  | 1330932.73 | 15320745.691 |  | -1
node_1331092_177_15298792_995 |  |  | PQ | AN | 2771.281 | 8109806 | no | no |  |  | no |  |  | 1331092.177 | 15298792.995 |  | -1
node_1331167_801_15298332_674 |  |  | PQ | AN | 2771.281 | 8109806 | no | no |  |  | no |  |  | 1331167.801 | 15298332.674 |  | -1
node_1331269_655_15320616_271 |  |  | PQ | AN | 2771.281 | 8109806 | no | no |  |  | no |  |  | 1331269.655 | 15320616.271 |  | -1
node_1331729_438_15320638_417 |  |  | PQ | AN | 2771.281 | 8109806 | no | no |  |  | no |  |  | 1331729.438 | 15320638.417 |  | -1
node_1331942_218_15298456_109 |  |  | PQ | AN | 2771.281 | 8109806 | no | no |  |  | no |  |  | 1331942.218 | 15298456.109 |  | -1
node_1332199_292_15320857_947 |  |  | PQ | AN | 2771.281 | 8109806 | no | no |  |  | no |  |  | 1332199.292 | 15320857.947 |  | -1
node_1332373_724_15307802_888 |  |  | PQ | AN | 2771.281 | 8109806 | no | no |  |  | no |  |  | 1332373.724 | 15307802.888 |  | -1
node_1332601_574_15298708_241 |  |  | PQ | AN | 2771.281 | 8109806 | no | no |  |  | no |  |  | 1332601.574 | 15298708.241 |  | -1
node_1332631_088_15321092_267 |  |  | PQ | AN | 2771.281 | 8109806 | no | no |  |  | no |  |  | 1332631.088 | 15321092.267 |  | -1
node_1332693_825_15320570_035 |  |  | PQ | AN | 2771.281 | 8109806 | no | no |  |  | no |  |  | 1332693.825 | 15320570.035 |  | -1
node_1332745_418_15307731_664 |  |  | PQ | AN | 2771.281 | 8109806 | no | no |  |  | no |  |  | 1332745.418 | 15307731.664 |  | -1
node_1332902_387_15298868_031 |  |  | PQ | AN | 2771.281 | 8109806 | no | no |  |  | no |  |  | 1332902.387 | 15298868.031 |  | -1
node_1332904_15308354_425 |  |  | PQ | AN | 2771.281 | 8109806 | no | no |  |  | no |  |  | 1332904 | 15308354.425 |  | -1
node_1333040_951_15299659_901 |  |  | PQ | AN | 2771.281 | 8109806 | no | no |  |  | no |  |  | 1333040.951 | 15299659.901 |  | -1
node_1333115_825_15299027_216 |  |  | PQ | AN | 2771.281 | 8109806 | no | no |  |  | no |  |  | 1333115.825 | 15299027.216 |  | -1
node_1333134_84_15307709_283 |  |  | PQ | AN | 2771.281 | 8109806 | no | no |  |  | no |  |  | 1333134.84 | 15307709.283 |  | -1
node_1333249_363_15320943_272 |  |  | PQ | AN | 2771.281 | 8109806 | no | no |  |  | no |  |  | 1333249.363 | 15320943.272 |  | -1
node_1333337_523_15307598_594 |  |  | PQ | AN | 2771.281 | 8109806 | no | no |  |  | no |  |  | 1333337.523 | 15307598.594 |  | -1
node_1333380_745_15307889_59 |  |  | PQ | AN | 2771.281 | 8109806 | no | no |  |  | no |  |  | 1333380.745 | 15307889.59 |  | -1
node_1333468_563_15306715_234 |  |  | PQ | AN | 2771.281 | 8109806 | no | no |  |  | no |  |  | 1333468.563 | 15306715.234 |  | -1
node_1333564_701_15307615_299 |  |  | PQ | AN | 2771.281 | 8109806 | no | no |  |  | no |  |  | 1333564.701 | 15307615.299 |  | -1
node_1333745_899_15300718_089 |  |  | PQ | AN | 2771.281 | 8109806 | no | no |  |  | no |  |  | 1333745.899 | 15300718.089 |  | -1
node_1333746_749_15300381_268 |  |  | PQ | AN | 2771.281 | 8109806 | no | no |  |  | no |  |  | 1333746.749 | 15300381.268 |  | -1
node_1333867_523_15320757_89 |  |  | PQ | AN | 2771.281 | 8109806 | no | no |  |  | no |  |  | 1333867.523 | 15320757.89 |  | -1
node_1333906_648_15313885_255 |  |  | PQ | AN | 2771.281 | 8109806 | no | no |  |  | no |  |  | 1333906.648 | 15313885.255 |  | -1
node_1333907_179_15307346_851 |  |  | PQ | AN | 2771.281 | 8109806 | no | no |  |  | no |  |  | 1333907.179 | 15307346.851 |  | -1
node_1333975_74_15320537_008 |  |  | PQ | AN | 2771.281 | 8109806 | no | no |  |  | no |  |  | 1333975.74 | 15320537.008 |  | -1
node_1334051_693_15316606_788 |  |  | PQ | AN | 2771.281 | 8109806 | no | no |  |  | no |  |  | 1334051.693 | 15316606.788 |  | -1
node_1334292_78_15320537_312 |  |  | PQ | AN | 2771.281 | 8109806 | no | no |  |  | no |  |  | 1334292.78 | 15320537.312 |  | -1
node_1334398_155_15313211_911 |  |  | PQ | AN | 2771.281 | 8109806 | no | no |  |  | no |  |  | 1334398.155 | 15313211.911 |  | -1
node_1334462_224_15316381_181 |  |  | PQ | AN | 2771.281 | 8109806 | no | no |  |  | no |  |  | 1334462.224 | 15316381.181 |  | -1
node_1334489_837_15307687_705 |  |  | PQ | AN | 2771.281 | 8109806 | no | no |  |  | no |  |  | 1334489.837 | 15307687.705 |  | -1
node_1334503_439_15299024_011 |  |  | PQ | AN | 2771.281 | 8109806 | no | no |  |  | no |  |  | 1334503.439 | 15299024.011 |  | -1
node_1334537_29_15320599_071 |  |  | PQ | AN | 2771.281 | 8109806 | no | no |  |  | no |  |  | 1334537.29 | 15320599.071 |  | -1
node_1334591_689_15299745_436 |  |  | PQ | AN | 2771.281 | 8109806 | no | no |  |  | no |  |  | 1334591.689 | 15299745.436 |  | -1
node_1334639_117_15313070_957 |  |  | PQ | AN | 2771.281 | 8109806 | no | no |  |  | no |  |  | 1334639.117 | 15313070.957 |  | -1
node_1334683_137_15301167_017 |  |  | PQ | AN | 2771.281 | 8109806 | no | no |  |  | no |  |  | 1334683.137 | 15301167.017 |  | -1
node_1334757_733_15300511_817 |  |  | PQ | AN | 2771.281 | 8109806 | no | no |  |  | no |  |  | 1334757.733 | 15300511.817 |  | -1
node_1334765_198_15301451_442 |  |  | PQ | AN | 2771.281 | 8109806 | no | no |  |  | no |  |  | 1334765.198 | 15301451.442 |  | -1
node_1334770_948_15307823_123 |  |  | PQ | AN | 2771.281 | 8109806 | no | no |  |  | no |  |  | 1334770.948 | 15307823.123 |  | -1
node_1334772_414_15299856_682 |  |  | PQ | AN | 2771.281 | 8109806 | no | no |  |  | no |  |  | 1334772.414 | 15299856.682 |  | -1
node_1334814_214_15313862_229 |  |  | PQ | ABCN | 2771.281 | 8109806 | no | no |  |  | no |  |  | 1334814.214 | 15313862.229 |  | -1
node_1334906_667_15320270_056 |  |  | PQ | AN | 2771.281 | 8109806 | no | no |  |  | no |  |  | 1334906.667 | 15320270.056 |  | -1
node_1334952_247_15313432_15 |  |  | PQ | AN | 2771.281 | 8109806 | no | no |  |  | no |  |  | 1334952.247 | 15313432.15 |  | -1
node_1334983_083_15307819_024 |  |  | PQ | AN | 2771.281 | 8109806 | no | no |  |  | no |  |  | 1334983.083 | 15307819.024 |  | -1
node_1335006_796_15307872_367 |  |  | PQ | AN | 2771.281 | 8109806 | no | no |  |  | no |  |  | 1335006.796 | 15307872.367 |  | -1
node_1335012_294_15308373_567 |  |  | PQ | AN | 2771.281 | 8109806 | no | no |  |  | no |  |  | 1335012.294 | 15308373.567 |  | -1
node_1335058_376_15299707_563 |  |  | PQ | AN | 2771.281 | 8109806 | no | no |  |  | no |  |  | 1335058.376 | 15299707.563 |  | -1
node_1335096_947_15331133_396 |  |  | PQ | AN | 2771.281 | 8109806 | no | no |  |  | no |  |  | 1335096.947 | 15331133.396 |  | -1
node_1335234_449_15307771_911 |  |  | PQ | AN | 2771.281 | 8109806 | no | no |  |  | no |  |  | 1335234.449 | 15307771.911 |  | -1
node_1335287_468_15311191_642 |  |  | PQ | AN | 2771.281 | 8109806 | no | no |  |  | no |  |  | 1335287.468 | 15311191.642 |  | -1
node_1335317_637_15331954_223 |  |  | PQ | AN | 2771.281 | 8109806 | no | no |  |  | no |  |  | 1335317.637 | 15331954.223 |  | -1
node_1335318_375_15330153_507 |  |  | PQ | AN | 2771.281 | 8109806 | no | no |  |  | no |  |  | 1335318.375 | 15330153.507 |  | -1
node_1335321_254_15331787_717 |  |  | PQ | AN | 2771.281 | 8109806 | no | no |  |  | no |  |  | 1335321.254 | 15331787.717 |  | -1
node_1335356_855_15312965_858 |  |  | PQ | AN | 2771.281 | 8109806 | no | no |  |  | no |  |  | 1335356.855 | 15312965.858 |  | -1
node_1335366_227_15320938_616 |  |  | PQ | AN | 2771.281 | 8109806 | no | no |  |  | no |  |  | 1335366.227 | 15320938.616 |  | -1
node_1335369_878_15299438_899 |  |  | PQ | AN | 2771.281 | 8109806 | no | no |  |  | no |  |  | 1335369.878 | 15299438.899 |  | -1
node_1335371_105_15301124_165 |  |  | PQ | AN | 2771.281 | 8109806 | no | no |  |  | no |  |  | 1335371.105 | 15301124.165 |  | -1
node_1335487_452_15307942_476 |  |  | PQ | AN | 2771.281 | 8109806 | no | no |  |  | no |  |  | 1335487.452 | 15307942.476 |  | -1
node_1335626_489_15311267_346 |  |  | PQ | AN | 2771.281 | 8109806 | no | no |  |  | no |  |  | 1335626.489 | 15311267.346 |  | -1
node_1335707_274_15321745_183 |  |  | PQ | AN | 2771.281 | 8109806 | no | no |  |  | no |  |  | 1335707.274 | 15321745.183 |  | -1
node_1335805_697_15299695_083 |  |  | PQ | AN | 2771.281 | 8109806 | no | no |  |  | no |  |  | 1335805.697 | 15299695.083 |  | -1
node_1335875_616_15299433_635 |  |  | PQ | AN | 2771.281 | 8109806 | no | no |  |  | no |  |  | 1335875.616 | 15299433.635 |  | -1
node_1335898_105_15301193_765 |  |  | PQ | AN | 2771.281 | 8109806 | no | no |  |  | no |  |  | 1335898.105 | 15301193.765 |  | -1
node_1335924_534_15310515_175 |  |  | PQ | AN | 2771.281 | 8109806 | no | no |  |  | no |  |  | 1335924.534 | 15310515.175 |  | -1
node_1335949_074_15310114_313 |  |  | PQ | AN | 2771.281 | 8109806 | no | no |  |  | no |  |  | 1335949.074 | 15310114.313 |  | -1
node_1335953_499_15308934_116 |  |  | PQ | AN | 2771.281 | 8109806 | no | no |  |  | no |  |  | 1335953.499 | 15308934.116 |  | -1
node_1335969_37_15309718_589 |  |  | PQ | AN | 2771.281 | 8109806 | no | no |  |  | no |  |  | 1335969.37 | 15309718.589 |  | -1
node_1335986_653_15300073_387 |  |  | PQ | AN | 2771.281 | 8109806 | no | no |  |  | no |  |  | 1335986.653 | 15300073.387 |  | -1
node_1335991_642_15300584_192 |  |  | PQ | AN | 2771.281 | 8109806 | no | no |  |  | no |  |  | 1335991.642 | 15300584.192 |  | -1
node_1335992_082_15300480_293 |  |  | PQ | AN | 2771.281 | 8109806 | no | no |  |  | no |  |  | 1335992.082 | 15300480.293 |  | -1
node_1336086_286_15330493_513 |  |  | PQ | AN | 2771.281 | 8109806 | no | no |  |  | no |  |  | 1336086.286 | 15330493.513 |  | -1
node_1336088_959_15299239_457 |  |  | PQ | AN | 2771.281 | 8109806 | no | no |  |  | no |  |  | 1336088.959 | 15299239.457 |  | -1
node_1336107_252_15315384_018 |  |  | PQ | AN | 2771.281 | 8109806 | no | no |  |  | no |  |  | 1336107.252 | 15315384.018 |  | -1
node_1336108_545_15307984_42 |  |  | PQ | AN | 2771.281 | 8109806 | no | no |  |  | no |  |  | 1336108.545 | 15307984.42 |  | -1
node_1336127_822_15301561_797 |  |  | PQ | AN | 2771.281 | 8109806 | no | no |  |  | no |  |  | 1336127.822 | 15301561.797 |  | -1
node_1336139_841_15310855_732 |  |  | PQ | AN | 2771.281 | 8109806 | no | no |  |  | no |  |  | 1336139.841 | 15310855.732 |  | -1
node_1336169_274_15331513_711 |  |  | PQ | AN | 2771.281 | 8109806 | no | no |  |  | no |  |  | 1336169.274 | 15331513.711 |  | -1
node_1336191_933_15329758_377 |  |  | PQ | AN | 2771.281 | 8109806 | no | no |  |  | no |  |  | 1336191.933 | 15329758.377 |  | -1
node_1336228_005_15299660_811 |  |  | PQ | AN | 2771.281 | 8109806 | no | no |  |  | no |  |  | 1336228.005 | 15299660.811 |  | -1
node_1336258_105_15301802_202 |  |  | PQ | AN | 2771.281 | 8109806 | no | no |  |  | no |  |  | 1336258.105 | 15301802.202 |  | -1
node_1336296_613_15302064_025 |  |  | PQ | AN | 2771.281 | 8109806 | no | no |  |  | no |  |  | 1336296.613 | 15302064.025 |  | -1
node_1336310_977_15315155_44 |  |  | PQ | AN | 2771.281 | 8109806 | no | no |  |  | no |  |  | 1336310.977 | 15315155.44 |  | -1
node_1336313_792_15299157_652 |  |  | PQ | AN | 2771.281 | 8109806 | no | no |  |  | no |  |  | 1336313.792 | 15299157.652 |  | -1
node_1336344_346_15312141_152 |  |  | PQ | AN | 2771.281 | 8109806 | no | no |  |  | no |  |  | 1336344.346 | 15312141.152 |  | -1
node_1336348_938_15313460_579 |  |  | PQ | AN | 2771.281 | 8109806 | no | no |  |  | no |  |  | 1336348.938 | 15313460.579 |  | -1
node_1336371_984_15329582_465 |  |  | PQ | AN | 2771.281 | 8109806 | no | no |  |  | no |  |  | 1336371.984 | 15329582.465 |  | -1
node_1336376_773_15311556_829 |  |  | PQ | AN | 2771.281 | 8109806 | no | no |  |  | no |  |  | 1336376.773 | 15311556.829 |  | -1
node_1336388_895_15329217_79 |  |  | PQ | AN | 2771.281 | 8109806 | no | no |  |  | no |  |  | 1336388.895 | 15329217.79 |  | -1
node_1336473_279_15307980_295 |  |  | PQ | AN | 2771.281 | 8109806 | no | no |  |  | no |  |  | 1336473.279 | 15307980.295 |  | -1
node_1336476_897_15312478_81 |  |  | PQ | AN | 2771.281 | 8109806 | no | no |  |  | no |  |  | 1336476.897 | 15312478.81 |  | -1
node_1336481_716_15331565_948 |  |  | PQ | AN | 2771.281 | 8109806 | no | no |  |  | no |  |  | 1336481.716 | 15331565.948 |  | -1
node_1336515_336_15321482_592 |  |  | PQ | AN | 2771.281 | 8109806 | no | no |  |  | no |  |  | 1336515.336 | 15321482.592 |  | -1
node_1336533_24_15299482_703 |  |  | PQ | AN | 2771.281 | 8109806 | no | no |  |  | no |  |  | 1336533.24 | 15299482.703 |  | -1
node_1336545_42_15302392_226 |  |  | PQ | AN | 2771.281 | 8109806 | no | no |  |  | no |  |  | 1336545.42 | 15302392.226 |  | -1
node_1336557_681_15314999_8 |  |  | PQ | AN | 2771.281 | 8109806 | no | no |  |  | no |  |  | 1336557.681 | 15314999.8 |  | -1
node_1336573_98_15312950_763 |  |  | PQ | AN | 2771.281 | 8109806 | no | no |  |  | no |  |  | 1336573.98 | 15312950.763 |  | -1
node_1336581_51_15329221_263 |  |  | PQ | AN | 2771.281 | 8109806 | no | no |  |  | no |  |  | 1336581.51 | 15329221.263 |  | -1
node_1336607_295_15328782_798 |  |  | PQ | AN | 2771.281 | 8109806 | no | no |  |  | no |  |  | 1336607.295 | 15328782.798 |  | -1
node_1336661_811_15312897_798 |  |  | PQ | AN | 2771.281 | 8109806 | no | no |  |  | no |  |  | 1336661.811 | 15312897.798 |  | -1
node_1336678_758_15298979_383 |  |  | PQ | AN | 2771.281 | 8109806 | no | no |  |  | no |  |  | 1336678.758 | 15298979.383 |  | -1
node_1336689_182_15328479_523 |  |  | PQ | AN | 2771.281 | 8109806 | no | no |  |  | no |  |  | 1336689.182 | 15328479.523 |  | -1
node_1336699_807_15303383_394 |  |  | PQ | AN | 2771.281 | 8109806 | no | no |  |  | no |  |  | 1336699.807 | 15303383.394 |  | -1
node_1336745_284_15302568_494 |  |  | PQ | AN | 2771.281 | 8109806 | no | no |  |  | no |  |  | 1336745.284 | 15302568.494 |  | -1
node_1336758_875_15304612_721 |  |  | PQ | AN | 2771.281 | 8109806 | no | no |  |  | no |  |  | 1336758.875 | 15304612.721 |  | -1
node_1336782_416_15314775_604 |  |  | PQ | ABCN | 2771.281 | 8109806 | no | no |  |  | no |  |  | 1336782.416 | 15314775.604 |  | -1
node_1336791_873_15329228_442 |  |  | PQ | AN | 2771.281 | 8109806 | no | no |  |  | no |  |  | 1336791.873 | 15329228.442 |  | -1
node_1336812_639_15302764_432 |  |  | PQ | AN | 2771.281 | 8109806 | no | no |  |  | no |  |  | 1336812.639 | 15302764.432 |  | -1
node_1336846_365_15304075_832 |  |  | PQ | AN | 2771.281 | 8109806 | no | no |  |  | no |  |  | 1336846.365 | 15304075.832 |  | -1
node_1336883_617_15307849_245 |  |  | PQ | AN | 2771.281 | 8109806 | no | no |  |  | no |  |  | 1336883.617 | 15307849.245 |  | -1
node_1336897_606_15305647_21 |  |  | PQ | AN | 2771.281 | 8109806 | no | no |  |  | no |  |  | 1336897.606 | 15305647.21 |  | -1
node_1336912_233_15307089_998 |  |  | PQ | AN | 2771.281 | 8109806 | no | no |  |  | no |  |  | 1336912.233 | 15307089.998 |  | -1
node_1336951_201_15306763_948 |  |  | PQ | AN | 2771.281 | 8109806 | no | no |  |  | no |  |  | 1336951.201 | 15306763.948 |  | -1
node_1336957_333_15306038_293 |  |  | PQ | AN | 2771.281 | 8109806 | no | no |  |  | no |  |  | 1336957.333 | 15306038.293 |  | -1
node_1336962_581_15306427_987 |  |  | PQ | AN | 2771.281 | 8109806 | no | no |  |  | no |  |  | 1336962.581 | 15306427.987 |  | -1
node_1336995_438_15329301_664 |  |  | PQ | AN | 2771.281 | 8109806 | no | no |  |  | no |  |  | 1336995.438 | 15329301.664 |  | -1
node_1337017_767_15314538_463 |  |  | PQ | ABCN | 2771.281 | 8109806 | no | no |  |  | no |  |  | 1337017.767 | 15314538.463 |  | -1
node_1337019_775_15302934_267 |  |  | PQ | AN | 2771.281 | 8109806 | no | no |  |  | no |  |  | 1337019.775 | 15302934.267 |  | -1
node_1337029_932_15305404_515 |  |  | PQ | AN | 2771.281 | 8109806 | no | no |  |  | no |  |  | 1337029.932 | 15305404.515 |  | -1
node_1337044_056_15304985_599 |  |  | PQ | AN | 2771.281 | 8109806 | no | no |  |  | no |  |  | 1337044.056 | 15304985.599 |  | -1
node_1337062_302_15304583_351 |  |  | PQ | AN | 2771.281 | 8109806 | no | no |  |  | no |  |  | 1337062.302 | 15304583.351 |  | -1
node_1337067_991_15303334_317 |  |  | PQ | AN | 2771.281 | 8109806 | no | no |  |  | no |  |  | 1337067.991 | 15303334.317 |  | -1
node_1337077_388_15304087_782 |  |  | PQ | AN | 2771.281 | 8109806 | no | no |  |  | no |  |  | 1337077.388 | 15304087.782 |  | -1
node_1337081_804_15303753_5 |  |  | PQ | AN | 2771.281 | 8109806 | no | no |  |  | no |  |  | 1337081.804 | 15303753.5 |  | -1
node_1337083_74_15298860_739 |  |  | PQ | AN | 2771.281 | 8109806 | no | no |  |  | no |  |  | 1337083.74 | 15298860.739 |  | -1
node_1337154_445_15321212_579 |  |  | PQ | AN | 2771.281 | 8109806 | no | no |  |  | no |  |  | 1337154.445 | 15321212.579 |  | -1
node_1337163_154_15321581_143 |  |  | PQ | AN | 2771.281 | 8109806 | no | no |  |  | no |  |  | 1337163.154 | 15321581.143 |  | -1
node_1337164_854_15328149_316 |  |  | PQ | AN | 2771.281 | 8109806 | no | no |  |  | no |  |  | 1337164.854 | 15328149.316 |  | -1
node_1337250_372_15302585_368 |  |  | PQ | AN | 2771.281 | 8109806 | no | no |  |  | no |  |  | 1337250.372 | 15302585.368 |  | -1
node_1337319_803_15322039_941 |  |  | PQ | AN | 2771.281 | 8109806 | no | no |  |  | no |  |  | 1337319.803 | 15322039.941 |  | -1
node_1337363_847_15303162_708 |  |  | PQ | AN | 2771.281 | 8109806 | no | no |  |  | no |  |  | 1337363.847 | 15303162.708 |  | -1
node_1337367_683_15329316_311 |  |  | PQ | AN | 2771.281 | 8109806 | no | no |  |  | no |  |  | 1337367.683 | 15329316.311 |  | -1
node_1337466_816_15329203_145 |  |  | PQ | AN | 2771.281 | 8109806 | no | no |  |  | no |  |  | 1337466.816 | 15329203.145 |  | -1
node_1337489_114_15313804_968 |  |  | PQ | AN | 2771.281 | 8109806 | no | no |  |  | no |  |  | 1337489.114 | 15313804.968 |  | -1
node_1337571_258_15326329_56 |  |  | PQ | AN | 2771.281 | 8109806 | no | no |  |  | no |  |  | 1337571.258 | 15326329.56 |  | -1
node_1337685_399_15324666_191 |  |  | PQ | AN | 2771.281 | 8109806 | no | no |  |  | no |  |  | 1337685.399 | 15324666.191 |  | -1
node_1337724_397_15325776_063 |  |  | PQ | AN | 2771.281 | 8109806 | no | no |  |  | no |  |  | 1337724.397 | 15325776.063 |  | -1
node_1337749_91_15298666_822 |  |  | PQ | AN | 2771.281 | 8109806 | no | no |  |  | no |  |  | 1337749.91 | 15298666.822 |  | -1
node_1337773_455_15329213_125 |  |  | PQ | AN | 2771.281 | 8109806 | no | no |  |  | no |  |  | 1337773.455 | 15329213.125 |  | -1
node_1337867_542_15325238_04 |  |  | PQ | AN | 2771.281 | 8109806 | no | no |  |  | no |  |  | 1337867.542 | 15325238.04 |  | -1
node_1337985_949_15313211_583 |  |  | PQ | AN | 2771.281 | 8109806 | no | no |  |  | no |  |  | 1337985.949 | 15313211.583 |  | -1
node_1337993_839_15298526_118 |  |  | PQ | AN | 2771.281 | 8109806 | no | no |  |  | no |  |  | 1337993.839 | 15298526.118 |  | -1
node_1337996_542_15324782_607 |  |  | PQ | AN | 2771.281 | 8109806 | no | no |  |  | no |  |  | 1337996.542 | 15324782.607 |  | -1
node_1338047_009_15324337_871 |  |  | PQ | AN | 2771.281 | 8109806 | no | no |  |  | no |  |  | 1338047.009 | 15324337.871 |  | -1
node_1338074_321_15329234_675 |  |  | PQ | AN | 2771.281 | 8109806 | no | no |  |  | no |  |  | 1338074.321 | 15329234.675 |  | -1
node_1338085_46_15323694_41 |  |  | PQ | AN | 2771.281 | 8109806 | no | no |  |  | no |  |  | 1338085.46 | 15323694.41 |  | -1
node_1338096_146_15323464_731 |  |  | PQ | AN | 2771.281 | 8109806 | no | no |  |  | no |  |  | 1338096.146 | 15323464.731 |  | -1
node_1338108_765_15322741_822 |  |  | PQ | AD | 2771.281 | 8109806 | no | no |  |  | no |  |  | 1338108.765 | 15322741.822 |  | -1
node_1338128_621_15323144_767 |  |  | PQ | AN | 2771.281 | 8109806 | no | no |  |  | no |  |  | 1338128.621 | 15323144.767 |  | -1
node_1338187_252_15323917_148 |  |  | PQ | AN | 2771.281 | 8109806 | no | no |  |  | no |  |  | 1338187.252 | 15323917.148 |  | -1
node_1338227_457_15324621_735 |  |  | PQ | AN | 2771.281 | 8109806 | no | no |  |  | no |  |  | 1338227.457 | 15324621.735 |  | -1
node_1338227_868_15322584_692 |  |  | PQ | AN | 2771.281 | 8109806 | no | no |  |  | no |  |  | 1338227.868 | 15322584.692 |  | -1
node_1338315_938_15322064_233 |  |  | PQ | AN | 2771.281 | 8109806 | no | no |  |  | no |  |  | 1338315.938 | 15322064.233 |  | -1
node_1338370_956_15322352_963 |  |  | PQ | AN | 2771.281 | 8109806 | no | no |  |  | no |  |  | 1338370.956 | 15322352.963 |  | -1
node_1338376_242_15329232_033 |  |  | PQ | AN | 2771.281 | 8109806 | no | no |  |  | no |  |  | 1338376.242 | 15329232.033 |  | -1
node_1338524_283_15298262_248 |  |  | PQ | AN | 2771.281 | 8109806 | no | no |  |  | no |  |  | 1338524.283 | 15298262.248 |  | -1
node_1338594_927_15322013_192 |  |  | PQ | AN | 2771.281 | 8109806 | no | no |  |  | no |  |  | 1338594.927 | 15322013.192 |  | -1
node_1338637_398_15328967_593 |  |  | PQ | AN | 2771.281 | 8109806 | no | no |  |  | no |  |  | 1338637.398 | 15328967.593 |  | -1
node_1338673_234_15329310_472 |  |  | PQ | AN | 2771.281 | 8109806 | no | no |  |  | no |  |  | 1338673.234 | 15329310.472 |  | -1
node_1338718_659_15321566_846 |  |  | PQ | AN | 2771.281 | 8109806 | no | no |  |  | no |  |  | 1338718.659 | 15321566.846 |  | -1
node_1338794_773_15298168_897 |  |  | PQ | AN | 2771.281 | 8109806 | no | no |  |  | no |  |  | 1338794.773 | 15298168.897 |  | -1
node_1338812_275_15329672_013 |  |  | PQ | AN | 2771.281 | 8109806 | no | no |  |  | no |  |  | 1338812.275 | 15329672.013 |  | -1
node_1339008_921_15329286_661 |  |  | PQ | AD | 2771.281 | 8109806 | no | no |  |  | no |  |  | 1339008.921 | 15329286.661 |  | -1
node_1339023_411_15321386_084 |  |  | PQ | AN | 2771.281 | 8109806 | no | no |  |  | no |  |  | 1339023.411 | 15321386.084 |  | -1
node_1339055_412_15298008_531 |  |  | PQ | AN | 2771.281 | 8109806 | no | no |  |  | no |  |  | 1339055.412 | 15298008.531 |  | -1
node_1339085_773_15322165_274 |  |  | PQ | AN | 2771.281 | 8109806 | no | no |  |  | no |  |  | 1339085.773 | 15322165.274 |  | -1
node_1339122_793_15312831_426 |  |  | PQ | AN | 2771.281 | 8109806 | no | no |  |  | no |  |  | 1339122.793 | 15312831.426 |  | -1
node_1339232_318_15320588_576 |  |  | PQ | AN | 2771.281 | 8109806 | no | no |  |  | no |  |  | 1339232.318 | 15320588.576 |  | -1
node_1339251_053_15321227_42 |  |  | PQ | AN | 2771.281 | 8109806 | no | no |  |  | no |  |  | 1339251.053 | 15321227.42 |  | -1
node_1339292_256_15329266_566 |  |  | PQ | AN | 2771.281 | 8109806 | no | no |  |  | no |  |  | 1339292.256 | 15329266.566 |  | -1
node_1339411_5_15320697_148 |  |  | PQ | AN | 2771.281 | 8109806 | no | no |  |  | no |  |  | 1339411.5 | 15320697.148 |  | -1
node_1339423_526_15298022_861 |  |  | PQ | AN | 2771.281 | 8109806 | no | no |  |  | no |  |  | 1339423.526 | 15298022.861 |  | -1
node_1339426_551_15306745_339 |  |  | PQ | AN | 2771.281 | 8109806 | no | no |  |  | no |  |  | 1339426.551 | 15306745.339 |  | -1
node_1339471_923_15297721_897 |  |  | PQ | AN | 2771.281 | 8109806 | no | no |  |  | no |  |  | 1339471.923 | 15297721.897 |  | -1
node_1339525_567_15321181_982 |  |  | PQ | AN | 2771.281 | 8109806 | no | no |  |  | no |  |  | 1339525.567 | 15321181.982 |  | -1
node_1339543_774_15329795_347 |  |  | PQ | AN | 2771.281 | 8109806 | no | no |  |  | no |  |  | 1339543.774 | 15329795.347 |  | -1
node_1339588_839_15329279_239 |  |  | PQ | AN | 2771.281 | 8109806 | no | no |  |  | no |  |  | 1339588.839 | 15329279.239 |  | -1
node_1339685_989_15298139_336 |  |  | PQ | AN | 2771.281 | 8109806 | no | no |  |  | no |  |  | 1339685.989 | 15298139.336 |  | -1
node_1339760_726_15321079_379 |  |  | PQ | AN | 2771.281 | 8109806 | no | no |  |  | no |  |  | 1339760.726 | 15321079.379 |  | -1
node_1339897_198_15305932_339 |  |  | PQ | AN | 2771.281 | 8109806 | no | no |  |  | no |  |  | 1339897.198 | 15305932.339 |  | -1
node_1339907_119_15329299_255 |  |  | PQ | AN | 2771.281 | 8109806 | no | no |  |  | no |  |  | 1339907.119 | 15329299.255 |  | -1
node_1339957_135_15312779_045 |  |  | PQ | AN | 2771.281 | 8109806 | no | no |  |  | no |  |  | 1339957.135 | 15312779.045 |  | -1
node_1339963_514_15313296_808 |  |  | PQ | AN | 2771.281 | 8109806 | no | no |  |  | no |  |  | 1339963.514 | 15313296.808 |  | -1
node_1340091_454_15329775_376 |  |  | PQ | AN | 2771.281 | 8109806 | no | no |  |  | no |  |  | 1340091.454 | 15329775.376 |  | -1
node_1340151_686_15312959_939 |  |  | PQ | AN | 2771.281 | 8109806 | no | no |  |  | no |  |  | 1340151.686 | 15312959.939 |  | -1
node_1340189_185_15306723_142 |  |  | PQ | AN | 2771.281 | 8109806 | no | no |  |  | no |  |  | 1340189.185 | 15306723.142 |  | -1
node_1340217_673_15320749_698 |  |  | PQ | AN | 2771.281 | 8109806 | no | no |  |  | no |  |  | 1340217.673 | 15320749.698 |  | -1
node_1340285_203_15329538_713 |  |  | PQ | AN | 2771.281 | 8109806 | no | no |  |  | no |  |  | 1340285.203 | 15329538.713 |  | -1
node_1340316_159_15320877_409 |  |  | PQ | AN | 2771.281 | 8109806 | no | no |  |  | no |  |  | 1340316.159 | 15320877.409 |  | -1
node_1340373_576_15298439_243 |  |  | PQ | AN | 2771.281 | 8109806 | no | no |  |  | no |  |  | 1340373.576 | 15298439.243 |  | -1
node_1340496_647_15329317_835 |  |  | PQ | AN | 2771.281 | 8109806 | no | no |  |  | no |  |  | 1340496.647 | 15329317.835 |  | -1
node_1340511_16_15305490_628 |  |  | PQ | AN | 2771.281 | 8109806 | no | no |  |  | no |  |  | 1340511.16 | 15305490.628 |  | -1
node_1340515_552_15302980_383 |  |  | PQ | AN | 2771.281 | 8109806 | no | no |  |  | no |  |  | 1340515.552 | 15302980.383 |  | -1
node_1340581_94_15320591_789 |  |  | PQ | AN | 2771.281 | 8109806 | no | no |  |  | no |  |  | 1340581.94 | 15320591.789 |  | -1
node_1340633_204_15313337_621 |  |  | PQ | AN | 2771.281 | 8109806 | no | no |  |  | no |  |  | 1340633.204 | 15313337.621 |  | -1
node_1340665_908_15321325_5 |  |  | PQ | AN | 2771.281 | 8109806 | no | no |  |  | no |  |  | 1340665.908 | 15321325.5 |  | -1
node_1340703_567_15329617_039 |  |  | PQ | AN | 2771.281 | 8109806 | no | no |  |  | no |  |  | 1340703.567 | 15329617.039 |  | -1
node_1340715_984_15305125_506 |  |  | PQ | AN | 2771.281 | 8109806 | no | no |  |  | no |  |  | 1340715.984 | 15305125.506 |  | -1
node_1340718_785_15329372_222 |  |  | PQ | AN | 2771.281 | 8109806 | no | no |  |  | no |  |  | 1340718.785 | 15329372.222 |  | -1
node_1340751_104_15319024_701 |  |  | PQ | AN | 2771.281 | 8109806 | no | no |  |  | no |  |  | 1340751.104 | 15319024.701 |  | -1
node_1340760_122_15304982_477 |  |  | PQ | AN | 2771.281 | 8109806 | no | no |  |  | no |  |  | 1340760.122 | 15304982.477 |  | -1
node_1340786_944_15318786_879 |  |  | PQ | AN | 2771.281 | 8109806 | no | no |  |  | no |  |  | 1340786.944 | 15318786.879 |  | -1
node_1340864_972_15304689_026 |  |  | PQ | AN | 2771.281 | 8109806 | no | no |  |  | no |  |  | 1340864.972 | 15304689.026 |  | -1
node_1340896_84_15298627_794 |  |  | PQ | AN | 2771.281 | 8109806 | no | no |  |  | no |  |  | 1340896.84 | 15298627.794 |  | -1
node_1340941_568_15318354_596 |  |  | PQ | AN | 2771.281 | 8109806 | no | no |  |  | no |  |  | 1340941.568 | 15318354.596 |  | -1
node_1340943_059_15321456_012 |  |  | PQ | AN | 2771.281 | 8109806 | no | no |  |  | no |  |  | 1340943.059 | 15321456.012 |  | -1
node_1340980_99_15304133_845 |  |  | PQ | AN | 2771.281 | 8109806 | no | no |  |  | no |  |  | 1340980.99 | 15304133.845 |  | -1
node_1340983_264_15318222_995 |  |  | PQ | AN | 2771.281 | 8109806 | no | no |  |  | no |  |  | 1340983.264 | 15318222.995 |  | -1
node_1341008_772_15302304_763 |  |  | PQ | AN | 2771.281 | 8109806 | no | no |  |  | no |  |  | 1341008.772 | 15302304.763 |  | -1
node_1341038_978_15303384_072 |  |  | PQ | AN | 2771.281 | 8109806 | no | no |  |  | no |  |  | 1341038.978 | 15303384.072 |  | -1
node_1341079_352_15319549_113 |  |  | PQ | AN | 2771.281 | 8109806 | no | no |  |  | no |  |  | 1341079.352 | 15319549.113 |  | -1
node_1341083_985_15303906_628 |  |  | PQ | AN | 2771.281 | 8109806 | no | no |  |  | no |  |  | 1341083.985 | 15303906.628 |  | -1
node_1341091_321_15298771_732 |  |  | PQ | AD | 2771.281 | 8109806 | no | no |  |  | no |  |  | 1341091.321 | 15298771.732 |  | -1
node_1341199_404_15317487_845 |  |  | PQ | AN | 2771.281 | 8109806 | no | no |  |  | no |  |  | 1341199.404 | 15317487.845 |  | -1
node_1341361_791_15320075_729 |  |  | PQ | AN | 2771.281 | 8109806 | no | no |  |  | no |  |  | 1341361.791 | 15320075.729 |  | -1
node_1341392_66_15313796_887 |  |  | PQ | ABCN | 2771.281 | 8109806 | no | no |  |  | no |  |  | 1341392.66 | 15313796.887 |  | -1
node_1341423_3_15298984_241 |  |  | PQ | AN | 2771.281 | 8109806 | no | no |  |  | no |  |  | 1341423.3 | 15298984.241 |  | -1
node_1341459_746_15319709_319 |  |  | PQ | AN | 2771.281 | 8109806 | no | no |  |  | no |  |  | 1341459.746 | 15319709.319 |  | -1
node_1341530_93_15316695_61 |  |  | PQ | AN | 2771.281 | 8109806 | no | no |  |  | no |  |  | 1341530.93 | 15316695.61 |  | -1
node_1341563_111_15314011_537 |  |  | PQ | ABCN | 2771.281 | 8109806 | no | no |  |  | no |  |  | 1341563.111 | 15314011.537 |  | -1
node_1341619_827_15316304_847 |  |  | PQ | AN | 2771.281 | 8109806 | no | no |  |  | no |  |  | 1341619.827 | 15316304.847 |  | -1
node_1341647_801_15302372_472 |  |  | PQ | AN | 2771.281 | 8109806 | no | no |  |  | no |  |  | 1341647.801 | 15302372.472 |  | -1
node_1341753_404_15321645_185 |  |  | PQ | AN | 2771.281 | 8109806 | no | no |  |  | no |  |  | 1341753.404 | 15321645.185 |  | -1
node_1341836_471_15303488_196 |  |  | PQ | AN | 2771.281 | 8109806 | no | no |  |  | no |  |  | 1341836.471 | 15303488.196 |  | -1
node_1341842_83_15314153_255 |  |  | PQ | ABCN | 2771.281 | 8109806 | no | no |  |  | no |  |  | 1341842.83 | 15314153.255 |  | -1
node_1341871_171_15302046_111 |  |  | PQ | AN | 2771.281 | 8109806 | no | no |  |  | no |  |  | 1341871.171 | 15302046.111 |  | -1
node_1341880_048_15301230_327 |  |  | PQ | AN | 2771.281 | 8109806 | no | no |  |  | no |  |  | 1341880.048 | 15301230.327 |  | -1
node_1341948_058_15298894_264 |  |  | PQ | ABCN | 19918.584 | 8109806 | no | no |  |  | no |  |  | 1341948.058 | 15298894.264 |  | -1
node_1341962_75_15321569_863 |  |  | PQ | AN | 2771.281 | 8109806 | no | no |  |  | no |  |  | 1341962.75 | 15321569.863 |  | -1
node_1341964_733_15319112_914 |  |  | PQ | AN | 2771.281 | 8109806 | no | no |  |  | no |  |  | 1341964.733 | 15319112.914 |  | -1
node_1342065_939_15303291_59 |  |  | PQ | AN | 2771.281 | 8109806 | no | no |  |  | no |  |  | 1342065.939 | 15303291.59 |  | -1
node_1342072_201_15314339_713 |  |  | PQ | ABCN | 2771.281 | 8109806 | no | no |  |  | no |  |  | 1342072.201 | 15314339.713 |  | -1
node_1342148_869_15315320_008 |  |  | PQ | AN | 2771.281 | 8109806 | no | no |  |  | no |  |  | 1342148.869 | 15315320.008 |  | -1
node_1342161_181_15303050_162 |  |  | PQ | AN | 2771.281 | 8109806 | no | no |  |  | no |  |  | 1342161.181 | 15303050.162 |  | -1
node_1342182_308_15298965_077 |  |  | PQ | ABCN | 19918.584 | 8109806 | no | no |  |  | no |  |  | 1342182.308 | 15298965.077 |  | -1
node_1342200_648_15318968_191 |  |  | PQ | AN | 2771.281 | 8109806 | no | no |  |  | no |  |  | 1342200.648 | 15318968.191 |  | -1
node_1342221_757_15299118_516 |  |  | PQ | ABN | 19918.584 | 8109806 | no | no |  |  | no |  |  | 1342221.757 | 15299118.516 |  | -1
node_1342267_485_15301873_416 |  |  | PQ | AD | 2771.281 | 8109806 | no | no |  |  | no |  |  | 1342267.485 | 15301873.416 |  | -1
node_1342283_401_15302319_207 |  |  | PQ | AN | 2771.281 | 8109806 | no | no |  |  | no |  |  | 1342283.401 | 15302319.207 |  | -1
node_1342294_264_15301249_1 |  |  | PQ | AN | 2771.281 | 8109806 | no | no |  |  | no |  |  | 1342294.264 | 15301249.1 |  | -1
node_1342300_223_15301106_067 |  |  | PQ | AN | 2771.281 | 8109806 | no | no |  |  | no |  |  | 1342300.223 | 15301106.067 |  | -1
node_1342307_25_15300900_75 |  |  | PQ | AN | 2771.281 | 8109806 | no | no |  |  | no |  |  | 1342307.25 | 15300900.75 |  | -1
node_1342313_099_15300755_158 |  |  | PQ | AN | 2771.281 | 8109806 | no | no |  |  | no |  |  | 1342313.099 | 15300755.158 |  | -1
node_1342320_943_15300552_903 |  |  | PQ | AN | 2771.281 | 8109806 | no | no |  |  | no |  |  | 1342320.943 | 15300552.903 |  | -1
node_1342328_063_15301444_077 |  |  | PQ | AN | 2771.281 | 8109806 | no | no |  |  | no |  |  | 1342328.063 | 15301444.077 |  | -1
node_1342329_985_15314459_819 |  |  | PQ | ABCD | 2771.281 | 8109806 | no | no |  |  | no |  |  | 1342329.985 | 15314459.819 |  | -1
node_1342337_939_15300134_178 |  |  | PQ | AN | 2771.281 | 8109806 | no | no |  |  | no |  |  | 1342337.939 | 15300134.178 |  | -1
node_1342339_63_15299672_414 |  |  | PQ | ABN | 19918.584 | 8109806 | no | no |  |  | no |  |  | 1342339.63 | 15299672.414 |  | -1
node_1342357_605_15302542_106 |  |  | PQ | AN | 2771.281 | 8109806 | no | no |  |  | no |  |  | 1342357.605 | 15302542.106 |  | -1
node_1342424_652_15314266_405 |  |  | PQ | AN | 2771.281 | 8109806 | no | no |  |  | no |  |  | 1342424.652 | 15314266.405 |  | -1
node_1342544_466_15314530_281 |  |  | PQ | ABCN | 2771.281 | 8109806 | no | no |  |  | no |  |  | 1342544.466 | 15314530.281 |  | -1
node_1342551_607_15302879_832 |  |  | PQ | AN | 2771.281 | 8109806 | no | no |  |  | no |  |  | 1342551.607 | 15302879.832 |  | -1
node_1342573_177_15315086_331 |  |  | PQ | AN | 2771.281 | 8109806 | no | no |  |  | no |  |  | 1342573.177 | 15315086.331 |  | -1
node_1342700_354_15299568_018 |  |  | PQ | AN | 7199.558 | 8109806 | no | no |  |  | no |  |  | 1342700.354 | 15299568.018 |  | -1
node_1342709_571_15319850_329 |  |  | PQ | AN | 2771.281 | 8109806 | no | no |  |  | no |  |  | 1342709.571 | 15319850.329 |  | -1
node_1342720_261_15318588_486 |  |  | PQ | AN | 2771.281 | 8109806 | no | no |  |  | no |  |  | 1342720.261 | 15318588.486 |  | -1
node_1342754_829_15314937_795 |  |  | PQ | AN | 2771.281 | 8109806 | no | no |  |  | no |  |  | 1342754.829 | 15314937.795 |  | -1
node_1342857_495_15314745_701 |  |  | PQ | AN | 2771.281 | 8109806 | no | no |  |  | no |  |  | 1342857.495 | 15314745.701 |  | -1
node_1342857_797_15318316_572 |  |  | PQ | AN | 2771.281 | 8109806 | no | no |  |  | no |  |  | 1342857.797 | 15318316.572 |  | -1
node_1342866_551_15299760_858 |  |  | PQ | AN | 7199.558 | 8109806 | no | no |  |  | no |  |  | 1342866.551 | 15299760.858 |  | -1
node_1342880_396_15299091_28 |  |  | PQ | ABCN | 19918.584 | 8109806 | no | no |  |  | no |  |  | 1342880.396 | 15299091.28 |  | -1
node_1343072_724_15299176_915 |  |  | PQ | ABCN | 19918.584 | 8109806 | no | no |  |  | no |  |  | 1343072.724 | 15299176.915 |  | -1
node_1343113_425_15299657_254 |  |  | PQ | AN | 7199.558 | 8109806 | no | no |  |  | no |  |  | 1343113.425 | 15299657.254 |  | -1
node_1343135_006_15317529_828 |  |  | PQ | AN | 2771.281 | 8109806 | no | no |  |  | no |  |  | 1343135.006 | 15317529.828 |  | -1
node_1343177_088_15314467_25 |  |  | PQ | ABCN | 2771.281 | 8109806 | no | no |  |  | no |  |  | 1343177.088 | 15314467.25 |  | -1
node_1343243_647_15314206_398 |  |  | PQ | ABCN | 2771.281 | 8109806 | no | no |  |  | no |  |  | 1343243.647 | 15314206.398 |  | -1
node_1343251_497_15299354_818 |  |  | PQ | ABCN | 19918.584 | 8109806 | no | no |  |  | no |  |  | 1343251.497 | 15299354.818 |  | -1
node_1343368_046_15317339_618 |  |  | PQ | AN | 2771.281 | 8109806 | no | no |  |  | no |  |  | 1343368.046 | 15317339.618 |  | -1
node_1343431_457_15316601_617 |  |  | PQ | AN | 2771.281 | 8109806 | no | no |  |  | no |  |  | 1343431.457 | 15316601.617 |  | -1
node_1343516_719_15314034_044 |  |  | PQ | ABCN | 2771.281 | 8109806 | no | no |  |  | no |  |  | 1343516.719 | 15314034.044 |  | -1
node_1343533_711_15321639_829 |  |  | PQ | AN | 2771.281 | 8109806 | no | no |  |  | no |  |  | 1343533.711 | 15321639.829 |  | -1
node_1343561_207_15317133_957 |  |  | PQ | AN | 2771.281 | 8109806 | no | no |  |  | no |  |  | 1343561.207 | 15317133.957 |  | -1
node_1343624_533_15299726_964 |  |  | PQ | AN | 7199.558 | 8109806 | no | no |  |  | no |  |  | 1343624.533 | 15299726.964 |  | -1
node_1343643_312_15317440_995 |  |  | PQ | AN | 2771.281 | 8109806 | no | no |  |  | no |  |  | 1343643.312 | 15317440.995 |  | -1
node_1343699_289_15316797_314 |  |  | PQ | AN | 2771.281 | 8109806 | no | no |  |  | no |  |  | 1343699.289 | 15316797.314 |  | -1
node_1343791_621_15321648_268 |  |  | PQ | AN | 2771.281 | 8109806 | no | no |  |  | no |  |  | 1343791.621 | 15321648.268 |  | -1
node_1344019_173_15305820_358 |  |  | PQ | AN | 19918.584 | 8109806 | no | no |  |  | no |  |  | 1344019.173 | 15305820.358 |  | -1
node_1344046_354_15299789_03 |  |  | PQ | AN | 7199.558 | 8109806 | no | no |  |  | no |  |  | 1344046.354 | 15299789.03 |  | -1
node_1344206_443_15308758_737 |  |  | PQ | ABCN | 19918.584 | 8109806 | no | no |  |  | no |  |  | 1344206.443 | 15308758.737 |  | -1
node_1344207_477_15316623_514 |  |  | PQ | AN | 2771.281 | 8109806 | no | no |  |  | no |  |  | 1344207.477 | 15316623.514 |  | -1
node_1344207_656_15307811_241 |  |  | PQ | ABCN | 19918.584 | 8109806 | no | no |  |  | no |  |  | 1344207.656 | 15307811.241 |  | -1
node_1344240_883_15299882_47 |  |  | PQ | AN | 7199.558 | 8109806 | no | no |  |  | no |  |  | 1344240.883 | 15299882.47 |  | -1
node_1344251_238_15299701_441 |  |  | PQ | ABCN | 19918.584 | 8109806 | no | no |  |  | no |  |  | 1344251.238 | 15299701.441 |  | -1
node_1344268_156_15299715_501 |  |  | PQ | ABCN | 19918.584 | 8109806 | no | no |  |  | no |  |  | 1344268.156 | 15299715.501 |  | -1
node_1344271_286_15307206_34 |  |  | PQ | ABCN | 19918.584 | 8109806 | no | no |  |  | no |  |  | 1344271.286 | 15307206.34 |  | -1
node_1344275_545_15306828_704 |  |  | PQ | ABCN | 19918.584 | 8109806 | no | no |  |  | no |  |  | 1344275.545 | 15306828.704 |  | -1
node_1344287_174_15299723_229 |  |  | PQ | ABCN | 19918.584 | 8109806 | no | no |  |  | no |  |  | 1344287.174 | 15299723.229 |  | -1
node_1344299_936_15309001_333 |  |  | PQ | ABCN | 19918.584 | 8109806 | no | no |  |  | no |  |  | 1344299.936 | 15309001.333 |  | -1
node_1344306_937_15306696_405 |  |  | PQ | ABCN | 19918.584 | 8109806 | no | no |  |  | no |  |  | 1344306.937 | 15306696.405 |  | -1
node_1344316_353_15306387_889 |  |  | PQ | ABCN | 19918.584 | 8109806 | no | no |  |  | no |  |  | 1344316.353 | 15306387.889 |  | -1
node_1344407_866_15322449_754 |  |  | PQ | AN | 2771.281 | 8109806 | no | no |  |  | no |  |  | 1344407.866 | 15322449.754 |  | -1
node_1344451_492_15306136_507 |  |  | PQ | ABCN | 19918.584 | 8109806 | no | no |  |  | no |  |  | 1344451.492 | 15306136.507 |  | -1
node_1344522_786_15316337_852 |  |  | PQ | AN | 2771.281 | 8109806 | no | no |  |  | no |  |  | 1344522.786 | 15316337.852 |  | -1
node_1344584_406_15305876_422 |  |  | PQ | ABCN | 19918.584 | 8109806 | no | no |  |  | no |  |  | 1344584.406 | 15305876.422 |  | -1
node_1344595_862_15309766_829 |  |  | PQ | ABCN | 19918.584 | 8109806 | no | no |  |  | no |  |  | 1344595.862 | 15309766.829 |  | -1
node_1344599_012_15310049_772 |  |  | PQ | ABCN | 19918.584 | 8109806 | no | no |  |  | no |  |  | 1344599.012 | 15310049.772 |  | -1
node_1344660_894_15307569_468 |  |  | PQ | AN | 19918.584 | 8109806 | no | no |  |  | no |  |  | 1344660.894 | 15307569.468 |  | -1
node_1344675_289_15299752_713 |  |  | PQ | ABCN | 19918.584 | 8109806 | no | no |  |  | no |  |  | 1344675.289 | 15299752.713 |  | -1
node_1344732_774_15306431_825 |  |  | PQ | AN | 19918.584 | 8109806 | no | no |  |  | no |  |  | 1344732.774 | 15306431.825 |  | -1
node_1344801_992_15316269_48 |  |  | PQ | AN | 2771.281 | 8109806 | no | no |  |  | no |  |  | 1344801.992 | 15316269.48 |  | -1
node_1344816_172_15300199_532 |  |  | PQ | ABCN | 19918.584 | 8109806 | no | no |  |  | no |  |  | 1344816.172 | 15300199.532 |  | -1
node_1344816_877_15305700_653 |  |  | PQ | ABCN | 19918.584 | 8109806 | no | no |  |  | no |  |  | 1344816.877 | 15305700.653 |  | -1
node_1344853_566_15313679_884 |  |  | PQ | ABCN | 2771.281 | 8109806 | no | no |  |  | no |  |  | 1344853.566 | 15313679.884 |  | -1
node_1344890_541_15310589_825 |  |  | PQ | ABCN | 19918.584 | 8109806 | no | no |  |  | no |  |  | 1344890.541 | 15310589.825 |  | -1
node_1344937_733_15310050_15 |  |  | PQ | AN | 19918.584 | 8109806 | no | no |  |  | no |  |  | 1344937.733 | 15310050.15 |  | -1
node_1344974_681_15306540_481 |  |  | PQ | AN | 19918.584 | 8109806 | no | no |  |  | no |  |  | 1344974.681 | 15306540.481 |  | -1
node_1344993_097_15309485_291 |  |  | PQ | AN | 19918.584 | 8109806 | no | no |  |  | no |  |  | 1344993.097 | 15309485.291 |  | -1
node_1344999_614_15315931_87 |  |  | PQ | AN | 2771.281 | 8109806 | no | no |  |  | no |  |  | 1344999.614 | 15315931.87 |  | -1
node_1345047_329_15317481_804 |  |  | PQ | AN | 2771.281 | 8109806 | no | no |  |  | no |  |  | 1345047.329 | 15317481.804 |  | -1
node_1345047_583_15318066_775 |  |  | PQ | AN | 2771.281 | 8109806 | no | no |  |  | no |  |  | 1345047.583 | 15318066.775 |  | -1
node_1345055_237_15315740_616 |  |  | PQ | AN | 2771.281 | 8109806 | no | no |  |  | no |  |  | 1345055.237 | 15315740.616 |  | -1
node_1345055_891_15317187_891 |  |  | PQ | AN | 2771.281 | 8109806 | no | no |  |  | no |  |  | 1345055.891 | 15317187.891 |  | -1
node_1345066_629_15299694_269 |  |  | PQ | ABCN | 19918.584 | 8109806 | no | no |  |  | no |  |  | 1345066.629 | 15299694.269 |  | -1
node_1345101_178_15310637_654 |  |  | PQ | ABCN | 19918.584 | 8109806 | no | no |  |  | no |  |  | 1345101.178 | 15310637.654 |  | -1
node_1345104_524_15317762_918 |  |  | PQ | AN | 2771.281 | 8109806 | no | no |  |  | no |  |  | 1345104.524 | 15317762.918 |  | -1
node_1345107_758_15305326_769 |  |  | PQ | ABCN | 19918.584 | 8109806 | no | no |  |  | no |  |  | 1345107.758 | 15305326.769 |  | -1
node_1345171_202_15316797_671 |  |  | PQ | AN | 2771.281 | 8109806 | no | no |  |  | no |  |  | 1345171.202 | 15316797.671 |  | -1
node_1345190_763_15316529_077 |  |  | PQ | AN | 2771.281 | 8109806 | no | no |  |  | no |  |  | 1345190.763 | 15316529.077 |  | -1
node_1345230_855_15321210_617 |  |  | PQ | AN | 2771.281 | 8109806 | no | no |  |  | no |  |  | 1345230.855 | 15321210.617 |  | -1
node_1345254_911_15300014_031 |  |  | PQ | AN | 19918.584 | 8109806 | no | no |  |  | no |  |  | 1345254.911 | 15300014.031 |  | -1
node_1345309_576_15310698_258 |  |  | PQ | ABCN | 19918.584 | 8109806 | no | no |  |  | no |  |  | 1345309.576 | 15310698.258 |  | -1
node_1345321_044_15310563_871 |  |  | PQ | AN | 19918.584 | 8109806 | no | no |  |  | no |  |  | 1345321.044 | 15310563.871 |  | -1
node_1345360_357_15315466_349 |  |  | PQ | AN | 2771.281 | 8109806 | no | no |  |  | no |  |  | 1345360.357 | 15315466.349 |  | -1
node_1345464_821_15306612_916 |  |  | PQ | AN | 19918.584 | 8109806 | no | no |  |  | no |  |  | 1345464.821 | 15306612.916 |  | -1
node_1345500_562_15304857_278 |  |  | PQ | ABCN | 19918.584 | 8109806 | no | no |  |  | no |  |  | 1345500.562 | 15304857.278 |  | -1
node_1345528_327_15313514_417 |  |  | PQ | ABCN | 2771.281 | 8109806 | no | no |  |  | no |  |  | 1345528.327 | 15313514.417 |  | -1
node_1345543_586_15303069_009 |  |  | PQ | ABCN | 19918.584 | 8109806 | no | no |  |  | no |  |  | 1345543.586 | 15303069.009 |  | -1
node_1345555_779_15299522_415 |  |  | PQ | ABCN | 19918.584 | 8109806 | no | no |  |  | no |  |  | 1345555.779 | 15299522.415 |  | -1
node_1345599_51_15317300_797 |  |  | PQ | AN | 2771.281 | 8109806 | no | no |  |  | no |  |  | 1345599.51 | 15317300.797 |  | -1
node_1345617_526_15301046_193 |  |  | PQ | ABCN | 19918.584 | 8109806 | no | no |  |  | no |  |  | 1345617.526 | 15301046.193 |  | -1
node_1345628_981_15302697_017 |  |  | PQ | ABCN | 19918.584 | 8109806 | no | no |  |  | no |  |  | 1345628.981 | 15302697.017 |  | -1
node_1345640_575_15304622_722 |  |  | PQ | ABCN | 19918.584 | 8109806 | no | no |  |  | no |  |  | 1345640.575 | 15304622.722 |  | -1
node_1345647_8_15304203_675 |  |  | PQ | ABCN | 19918.584 | 8109806 | no | no |  |  | no |  |  | 1345647.8 | 15304203.675 |  | -1
node_1345651_596_15303892_247 |  |  | PQ | ABCN | 19918.584 | 8109806 | no | no |  |  | no |  |  | 1345651.596 | 15303892.247 |  | -1
node_1345653_815_15302143_981 |  |  | PQ | ABCN | 19918.584 | 8109806 | no | no |  |  | no |  |  | 1345653.815 | 15302143.981 |  | -1
node_1345657_341_15302892_326 |  |  | PQ | ABCN | 19918.584 | 8109806 | no | no |  |  | no |  |  | 1345657.341 | 15302892.326 |  | -1
node_1345658_231_15303722_479 |  |  | PQ | ABCN | 19918.584 | 8109806 | no | no |  |  | no |  |  | 1345658.231 | 15303722.479 |  | -1
node_1345660_776_15302866_136 |  |  | PQ | ABCN | 19918.584 | 8109806 | no | no |  |  | no |  |  | 1345660.776 | 15302866.136 |  | -1
node_1345661_18_15315339_796 |  |  | PQ | AN | 2771.281 | 8109806 | no | no |  |  | no |  |  | 1345661.18 | 15315339.796 |  | -1
node_1345665_039_15303410_103 |  |  | PQ | ABCN | 19918.584 | 8109806 | no | no |  |  | no |  |  | 1345665.039 | 15303410.103 |  | -1
node_1345666_139_15301714_661 |  |  | PQ | ABCN | 19918.584 | 8109806 | no | no |  |  | no |  |  | 1345666.139 | 15301714.661 |  | -1
node_1345692_669_15300597_581 |  |  | PQ | ABCN | 19918.584 | 8109806 | no | no |  |  | no |  |  | 1345692.669 | 15300597.581 |  | -1
node_1345739_35_15310901_463 |  |  | PQ | ABCN | 19918.584 | 8109806 | no | no |  |  | no |  |  | 1345739.35 | 15310901.463 |  | -1
node_1345753_297_15300109_68 |  |  | PQ | ABCN | 19918.584 | 8109806 | no | no |  |  | no |  |  | 1345753.297 | 15300109.68 |  | -1
node_1345755_716_15300083_277 |  |  | PQ | ABCN | 19918.584 | 8109806 | no | no |  |  | no |  |  | 1345755.716 | 15300083.277 |  | -1
node_1345796_373_15302917_531 |  |  | PQ | AN | 2771.281 | 8109806 | no | no |  |  | no |  |  | 1345796.373 | 15302917.531 |  | -1
node_1345856_106_15311145_277 |  |  | PQ | ABCN | 19918.584 | 8109806 | no | no |  |  | no |  |  | 1345856.106 | 15311145.277 |  | -1
node_1345916_97_15299316_984 |  |  | PQ | ABCN | 19918.584 | 8109806 | no | no |  |  | no |  |  | 1345916.97 | 15299316.984 |  | -1
node_1345967_337_15303570_392 |  |  | PQ | AN | 7199.558 | 8109806 | no | no |  |  | no |  |  | 1345967.337 | 15303570.392 |  | -1
node_1345975_863_15315199_621 |  |  | PQ | AN | 2771.281 | 8109806 | no | no |  |  | no |  |  | 1345975.863 | 15315199.621 |  | -1
node_1345978_009_15310278_8 |  |  | PQ | AN | 19918.584 | 8109806 | no | no |  |  | no |  |  | 1345978.009 | 15310278.8 |  | -1
node_1345981_927_15302661_188 |  |  | PQ | AN | 19918.584 | 8109806 | no | no |  |  | no |  |  | 1345981.927 | 15302661.188 |  | -1
node_1345997_407_15302143_758 |  |  | PQ | AN | 19918.584 | 8109806 | no | no |  |  | no |  |  | 1345997.407 | 15302143.758 |  | -1
node_1345998_837_15299643_013 |  |  | PQ | AN | 19918.584 | 8109806 | no | no |  |  | no |  |  | 1345998.837 | 15299643.013 |  | -1
node_1346000_993_15306718_002 |  |  | PQ | AN | 19918.584 | 8109806 | no | no |  |  | no |  |  | 1346000.993 | 15306718.002 |  | -1
node_1346011_779_15313508_891 |  |  | PQ | ABCN | 2771.281 | 8109806 | no | no |  |  | no |  |  | 1346011.779 | 15313508.891 |  | -1
node_1346029_415_15300158_984 |  |  | PQ | AN | 19918.584 | 8109806 | no | no |  |  | no |  |  | 1346029.415 | 15300158.984 |  | -1
node_1346033_453_15301042_429 |  |  | PQ | AN | 2771.281 | 8109806 | no | no |  |  | no |  |  | 1346033.453 | 15301042.429 |  | -1
node_1346052_107_15299786_73 |  |  | PQ | AN | 2401.777 | 8109806 | no | no |  |  | no |  |  | 1346052.107 | 15299786.73 |  | -1
node_1346120_946_15301753_187 |  |  | PQ | ABN | 19918.584 | 8109806 | no | no |  |  | no |  |  | 1346120.946 | 15301753.187 |  | -1
node_1346195_604_15311421_89 |  |  | PQ | ABCN | 19918.584 | 8109806 | no | no |  |  | no |  |  | 1346195.604 | 15311421.89 |  | -1
node_1346207_869_15301109_91 |  |  | PQ | AN | 2771.281 | 8109806 | no | no |  |  | no |  |  | 1346207.869 | 15301109.91 |  | -1
node_1346238_669_15311712_695 |  |  | PQ | ABCN | 19918.584 | 8109806 | no | no |  |  | no |  |  | 1346238.669 | 15311712.695 |  | -1
node_1346240_337_15302721_345 |  |  | PQ | AN | 2771.281 | 8109806 | no | no |  |  | no |  |  | 1346240.337 | 15302721.345 |  | -1
node_1346289_24_15300226_506 |  |  | PQ | AN | 19918.584 | 8109806 | no | no |  |  | no |  |  | 1346289.24 | 15300226.506 |  | -1
node_1346294_322_15300588_658 |  |  | PQ | AN | 2771.281 | 8109806 | no | no |  |  | no |  |  | 1346294.322 | 15300588.658 |  | -1
node_1346320_922_15302298_101 |  |  | PQ | AN | 2771.281 | 8109806 | no | no |  |  | no |  |  | 1346320.922 | 15302298.101 |  | -1
node_1346321_012_15298934_75 |  |  | PQ | ABCN | 19918.584 | 8109806 | no | no |  |  | no |  |  | 1346321.012 | 15298934.75 |  | -1
node_1346330_692_15299412_821 |  |  | PQ | AN | 2401.777 | 8109806 | no | no |  |  | no |  |  | 1346330.692 | 15299412.821 |  | -1
node_1346333_662_15298914_374 |  |  | PQ | ABCN | 19918.584 | 8109806 | no | no |  |  | no |  |  | 1346333.662 | 15298914.374 |  | -1
node_1346341_929_15298890_256 |  |  | PQ | ABCN | 19918.584 | 8109806 | no | no |  |  | no |  |  | 1346341.929 | 15298890.256 |  | -1
node_1346358_588_15302979_244 |  |  | PQ | AN | 2771.281 | 8109806 | no | no |  |  | no |  |  | 1346358.588 | 15302979.244 |  | -1
node_1346368_794_15298692_916 |  |  | PQ | ABCN | 19918.584 | 8109806 | no | no |  |  | no |  |  | 1346368.794 | 15298692.916 |  | -1
node_1346380_134_15299790_69 |  |  | PQ | AN | 2401.777 | 8109806 | no | no |  |  | no |  |  | 1346380.134 | 15299790.69 |  | -1
node_1346399_47_15313506_298 |  |  | PQ | ABCN | 2771.281 | 8109806 | no | no |  |  | no |  |  | 1346399.47 | 15313506.298 |  | -1
node_1346440_621_15300586_813 |  |  | PQ | AN | 2771.281 | 8109806 | no | no |  |  | no |  |  | 1346440.621 | 15300586.813 |  | -1
node_1346442_496_15301361_415 |  |  | PQ | AN | 2771.281 | 8109806 | no | no |  |  | no |  |  | 1346442.496 | 15301361.415 |  | -1
node_1346469_263_15301972_481 |  |  | PQ | ABN | 19918.584 | 8109806 | no | no |  |  | no |  |  | 1346469.263 | 15301972.481 |  | -1
node_1346469_885_15303473_428 |  |  | PQ | AN | 7199.558 | 8109806 | no | no |  |  | no |  |  | 1346469.885 | 15303473.428 |  | -1
node_1346475_085_15299294_349 |  |  | PQ | AN | 2401.777 | 8109806 | no | no |  |  | no |  |  | 1346475.085 | 15299294.349 |  | -1
node_1346496_312_15302658_103 |  |  | PQ | AN | 2771.281 | 8109806 | no | no |  |  | no |  |  | 1346496.312 | 15302658.103 |  | -1
node_1346497_535_15314896_635 |  |  | PQ | AN | 2771.281 | 8109806 | no | no |  |  | no |  |  | 1346497.535 | 15314896.635 |  | -1
node_1346504_278_15301626_456 |  |  | PQ | AN | 2771.281 | 8109806 | no | no |  |  | no |  |  | 1346504.278 | 15301626.456 |  | -1
node_1346514_271_15312096_921 |  |  | PQ | ABCN | 19918.584 | 8109806 | no | no |  |  | no |  |  | 1346514.271 | 15312096.921 |  | -1
node_1346526_549_15299764_949 |  |  | PQ | AN | 2401.777 | 8109806 | no | no |  |  | no |  |  | 1346526.549 | 15299764.949 |  | -1
node_1346555_417_15300651_021 |  |  | PQ | AN | 2771.281 | 8109806 | no | no |  |  | no |  |  | 1346555.417 | 15300651.021 |  | -1
node_1346569_487_15301437_169 |  |  | PQ | AN | 2771.281 | 8109806 | no | no |  |  | no |  |  | 1346569.487 | 15301437.169 |  | -1
node_1346579_013_15301230_479 |  |  | PQ | AN | 2771.281 | 8109806 | no | no |  |  | no |  |  | 1346579.013 | 15301230.479 |  | -1
node_1346583_462_15301073_501 |  |  | PQ | AN | 2771.281 | 8109806 | no | no |  |  | no |  |  | 1346583.462 | 15301073.501 |  | -1
node_1346591_254_15300931_08 |  |  | PQ | AN | 2771.281 | 8109806 | no | no |  |  | no |  |  | 1346591.254 | 15300931.08 |  | -1
node_1346592_281_15300783_814 |  |  | PQ | AN | 2771.281 | 8109806 | no | no |  |  | no |  |  | 1346592.281 | 15300783.814 |  | -1
node_1346637_47_15302933_366 |  |  | PQ | AN | 2771.281 | 8109806 | no | no |  |  | no |  |  | 1346637.47 | 15302933.366 |  | -1
node_1346685_72_15315098_469 |  |  | PQ | AN | 2771.281 | 8109806 | no | no |  |  | no |  |  | 1346685.72 | 15315098.469 |  | -1
node_1346689_342_15299433_365 |  |  | PQ | AN | 2401.777 | 8109806 | no | no |  |  | no |  |  | 1346689.342 | 15299433.365 |  | -1
node_1346693_978_15298480_8 |  |  | PQ | ABCN | 19918.584 | 8109806 | no | no |  |  | no |  |  | 1346693.978 | 15298480.8 |  | -1
node_1346709_37_15313647_242 |  |  | PQ | ABCN | 2771.281 | 8109806 | no | no |  |  | no |  |  | 1346709.37 | 15313647.242 |  | -1
node_1346712_561_15314687_246 |  |  | PQ | AN | 2771.281 | 8109806 | no | no |  |  | no |  |  | 1346712.561 | 15314687.246 |  | -1
node_1346717_214_15314596_09 |  |  | PQ | AN | 2771.281 | 8109806 | no | no |  |  | no |  |  | 1346717.214 | 15314596.09 |  | -1
node_1346718_347_15312284_701 |  |  | PQ | ABCN | 19918.584 | 8109806 | no | no |  |  | no |  |  | 1346718.347 | 15312284.701 |  | -1
node_1346724_814_15300086_191 |  |  | PQ | AN | 19918.584 | 8109806 | no | no |  |  | no |  |  | 1346724.814 | 15300086.191 |  | -1
node_1346755_022_15302069_738 |  |  | PQ | ABN | 19918.584 | 8109806 | no | no |  |  | no |  |  | 1346755.022 | 15302069.738 |  | -1
node_1346805_061_15302709_355 |  |  | PQ | AN | 2771.281 | 8109806 | no | no |  |  | no |  |  | 1346805.061 | 15302709.355 |  | -1
node_1346831_486_15302333_203 |  |  | PQ | AN | 2771.281 | 8109806 | no | no |  |  | no |  |  | 1346831.486 | 15302333.203 |  | -1
node_1346859_612_15312099_195 |  |  | PQ | AN | 19918.584 | 8109806 | no | no |  |  | no |  |  | 1346859.612 | 15312099.195 |  | -1
node_1346887_457_15301355_758 |  |  | PQ | AN | 7199.558 | 8109806 | no | no |  |  | no |  |  | 1346887.457 | 15301355.758 |  | -1
node_1346893_185_15301741_6 |  |  | PQ | AN | 7199.558 | 8109806 | no | no |  |  | no |  |  | 1346893.185 | 15301741.6 |  | -1
node_1346937_3_15301191_616 |  |  | PQ | AN | 7199.558 | 8109806 | no | no |  |  | no |  |  | 1346937.3 | 15301191.616 |  | -1
node_1346937_794_15298303_722 |  |  | PQ | ABCN | 19918.584 | 8109806 | no | no |  |  | no |  |  | 1346937.794 | 15298303.722 |  | -1
node_1346973_72_15300875_116 |  |  | PQ | AN | 7199.558 | 8109806 | no | no |  |  | no |  |  | 1346973.72 | 15300875.116 |  | -1
node_1347001_268_15313584_74 |  |  | PQ | ABCN | 2771.281 | 8109806 | no | no |  |  | no |  |  | 1347001.268 | 15313584.74 |  | -1
node_1347048_931_15314553_235 |  |  | PQ | AN | 2771.281 | 8109806 | no | no |  |  | no |  |  | 1347048.931 | 15314553.235 |  | -1
node_1347083_644_15302078_837 |  |  | PQ | ABN | 19918.584 | 8109806 | no | no |  |  | no |  |  | 1347083.644 | 15302078.837 |  | -1
node_1347111_274_15302899_036 |  |  | PQ | AN | 2771.281 | 8109806 | no | no |  |  | no |  |  | 1347111.274 | 15302899.036 |  | -1
node_1347131_888_15302491_696 |  |  | PQ | AN | 2771.281 | 8109806 | no | no |  |  | no |  |  | 1347131.888 | 15302491.696 |  | -1
node_1347136_95_15301550_965 |  |  | PQ | AN | 2771.281 | 8109806 | no | no |  |  | no |  |  | 1347136.95 | 15301550.965 |  | -1
node_1347163_838_15314346_581 |  |  | PQ | AN | 2771.281 | 8109806 | no | no |  |  | no |  |  | 1347163.838 | 15314346.581 |  | -1
node_1347167_588_15315107_521 |  |  | PQ | AN | 2771.281 | 8109806 | no | no |  |  | no |  |  | 1347167.588 | 15315107.521 |  | -1
node_1347211_422_15301873_536 |  |  | PQ | AN | 19918.584 | 8109806 | no | no |  |  | no |  |  | 1347211.422 | 15301873.536 |  | -1
node_1347237_731_15300609_779 |  |  | PQ | AN | 7199.558 | 8109806 | no | no |  |  | no |  |  | 1347237.731 | 15300609.779 |  | -1
node_1347255_006_15300179_874 |  |  | PQ | AN | 19918.584 | 8109806 | no | no |  |  | no |  |  | 1347255.006 | 15300179.874 |  | -1
node_1347290_054_15312395_435 |  |  | PQ | ABCN | 19918.584 | 8109806 | no | no |  |  | no |  |  | 1347290.054 | 15312395.435 |  | -1
node_1347342_204_15298155_822 |  |  | PQ | ABCN | 19918.584 | 8109806 | no | no |  |  | no |  |  | 1347342.204 | 15298155.822 |  | -1
node_1347438_348_15314523_913 |  |  | PQ | AN | 2771.281 | 8109806 | no | no |  |  | no |  |  | 1347438.348 | 15314523.913 |  | -1
node_1347465_116_15301206_551 |  |  | PQ | AN | 7199.558 | 8109806 | no | no |  |  | no |  |  | 1347465.116 | 15301206.551 |  | -1
node_1347481_611_15313497_508 |  |  | PQ | ABCN | 2771.281 | 8109806 | no | no |  |  | no |  |  | 1347481.611 | 15313497.508 |  | -1
node_1347535_097_15301877_525 |  |  | PQ | AN | 2771.281 | 8109806 | no | no |  |  | no |  |  | 1347535.097 | 15301877.525 |  | -1
node_1347556_778_15302096_612 |  |  | PQ | AN | 2771.281 | 8109806 | no | no |  |  | no |  |  | 1347556.778 | 15302096.612 |  | -1
node_1347568_85_15300896_405 |  |  | PQ | AN | 7199.558 | 8109806 | no | no |  |  | no |  |  | 1347568.85 | 15300896.405 |  | -1
node_1347667_355_15301544_034 |  |  | PQ | AN | 2771.281 | 8109806 | no | no |  |  | no |  |  | 1347667.355 | 15301544.034 |  | -1
node_1347736_624_15313447_326 |  |  | PQ | ABCN | 2771.281 | 8109806 | no | no |  |  | no |  |  | 1347736.624 | 15313447.326 |  | -1
node_1347746_885_15312467_263 |  |  | PQ | ABCN | 19918.584 | 8109806 | no | no |  |  | no |  |  | 1347746.885 | 15312467.263 |  | -1
node_1347769_837_15298031_012 |  |  | PQ | ABCN | 19918.584 | 8109806 | no | no |  |  | no |  |  | 1347769.837 | 15298031.012 |  | -1
node_1347987_893_15313337_219 |  |  | PQ | ABCN | 2771.281 | 8109806 | no | no |  |  | no |  |  | 1347987.893 | 15313337.219 |  | -1
node_1348042_392_15312513_436 |  |  | PQ | ABCN | 19918.584 | 8109806 | no | no |  |  | no |  |  | 1348042.392 | 15312513.436 |  | -1
node_1348054_386_15301791_143 |  |  | PQ | AN | 2771.281 | 8109806 | no | no |  |  | no |  |  | 1348054.386 | 15301791.143 |  | -1
node_1348091_932_15313865_026 |  |  | PQ | AN | 2771.281 | 8109806 | no | no |  |  | no |  |  | 1348091.932 | 15313865.026 |  | -1
node_1348168_079_15301345_594 |  |  | PQ | AN | 2771.281 | 8109806 | no | no |  |  | no |  |  | 1348168.079 | 15301345.594 |  | -1
node_1348252_804_15302046_389 |  |  | PQ | AN | 2771.281 | 8109806 | no | no |  |  | no |  |  | 1348252.804 | 15302046.389 |  | -1
node_1348294_268_15297937_066 |  |  | PQ | ABCN | 19918.584 | 8109806 | no | no |  |  | no |  |  | 1348294.268 | 15297937.066 |  | -1
node_1348337_18_15313461_728 |  |  | PQ | ABCN | 2771.281 | 8109806 | no | no |  |  | no |  |  | 1348337.18 | 15313461.728 |  | -1
node_1348341_556_15313944_89 |  |  | PQ | AN | 2771.281 | 8109806 | no | no |  |  | no |  |  | 1348341.556 | 15313944.89 |  | -1
node_1348447_69_15302226_824 |  |  | PQ | AN | 2771.281 | 8109806 | no | no |  |  | no |  |  | 1348447.69 | 15302226.824 |  | -1
node_1348467_393_15301613_108 |  |  | PQ | AN | 2771.281 | 8109806 | no | no |  |  | no |  |  | 1348467.393 | 15301613.108 |  | -1
node_1348468_377_15301236_311 |  |  | PQ | AN | 2771.281 | 8109806 | no | no |  |  | no |  |  | 1348468.377 | 15301236.311 |  | -1
node_1348544_409_15314197_932 |  |  | PQ | AN | 2771.281 | 8109806 | no | no |  |  | no |  |  | 1348544.409 | 15314197.932 |  | -1
node_1348639_697_15297840_561 |  |  | PQ | ABCN | 19918.584 | 8109806 | no | no |  |  | no |  |  | 1348639.697 | 15297840.561 |  | -1
node_1348685_488_15302047_806 |  |  | PQ | AN | 2771.281 | 8109806 | no | no |  |  | no |  |  | 1348685.488 | 15302047.806 |  | -1
node_1348706_624_15313676_6 |  |  | PQ | ABCN | 2771.281 | 8109806 | no | no |  |  | no |  |  | 1348706.624 | 15313676.6 |  | -1
node_1348749_949_15301325_014 |  |  | PQ | AN | 2771.281 | 8109806 | no | no |  |  | no |  |  | 1348749.949 | 15301325.014 |  | -1
node_1348890_848_15301777_21 |  |  | PQ | AN | 2771.281 | 8109806 | no | no |  |  | no |  |  | 1348890.848 | 15301777.21 |  | -1
node_1348926_401_15312484_903 |  |  | PQ | ABCN | 19918.584 | 8109806 | no | no |  |  | no |  |  | 1348926.401 | 15312484.903 |  | -1
node_1349000_218_15296797_703 |  |  | PQ | ABCN | 2771.281 | 8109806 | no | no |  |  | no |  |  | 1349000.218 | 15296797.703 |  | -1
node_1349085_806_15298548_205 |  |  | PQ | ABCN | 2771.281 | 8109806 | no | no |  |  | no |  |  | 1349085.806 | 15298548.205 |  | -1
node_1349100_299_15301477_232 |  |  | PQ | AN | 2771.281 | 8109806 | no | no |  |  | no |  |  | 1349100.299 | 15301477.232 |  | -1
node_1349109_591_15302181_287 |  |  | PQ | AN | 2771.281 | 8109806 | no | no |  |  | no |  |  | 1349109.591 | 15302181.287 |  | -1
node_1349142_156_15312464_761 |  |  | PQ | ABCN | 19918.584 | 8109806 | no | no |  |  | no |  |  | 1349142.156 | 15312464.761 |  | -1
node_1349216_8_15313773_75 |  |  | PQ | ABCN | 2771.281 | 8109806 | no | no |  |  | no |  |  | 1349216.8 | 15313773.75 |  | -1
node_1349274_481_15298945_818 |  |  | PQ | ABCN | 2771.281 | 8109806 | no | no |  |  | no |  |  | 1349274.481 | 15298945.818 |  | -1
node_1349289_883_15295930_639 |  |  | PQ | AN | 2771.281 | 8109806 | no | no |  |  | no |  |  | 1349289.883 | 15295930.639 |  | -1
node_1349386_227_15296882_24 |  |  | PQ | ABCN | 2771.281 | 8109806 | no | no |  |  | no |  |  | 1349386.227 | 15296882.24 |  | -1
node_1349407_09_15297588_889 |  |  | PQ | ABCN | 19918.584 | 8109806 | no | no |  |  | no |  |  | 1349407.09 | 15297588.889 |  | -1
node_1349425_46_15297579_047 |  |  | PQ | ABCN | 19918.584 | 8109806 | no | no |  |  | no |  |  | 1349425.46 | 15297579.047 |  | -1
node_1349428_472_15301290_94 |  |  | PQ | AN | 2771.281 | 8109806 | no | no |  |  | no |  |  | 1349428.472 | 15301290.94 |  | -1
node_1349430_606_15301853_341 |  |  | PQ | AN | 2771.281 | 8109806 | no | no |  |  | no |  |  | 1349430.606 | 15301853.341 |  | -1
node_1349432_854_15296889_154 |  |  | PQ | ABCN | 2771.281 | 8109806 | no | no |  |  | no |  |  | 1349432.854 | 15296889.154 |  | -1
node_1349441_383_15296910_184 |  |  | PQ | ABCN | 2771.281 | 8109806 | no | no |  |  | no |  |  | 1349441.383 | 15296910.184 |  | -1
node_1349445_364_15296489_924 |  |  | PQ | ABCN | 2771.281 | 8109806 | no | no |  |  | no |  |  | 1349445.364 | 15296489.924 |  | -1
node_1349446_269_15296516_532 |  |  | PQ | ABCN | 2771.281 | 8109806 | no | no |  |  | no |  |  | 1349446.269 | 15296516.532 |  | -1
node_1349452_896_15296928_307 |  |  | PQ | ABCN | 2771.281 | 8109806 | no | no |  |  | no |  |  | 1349452.896 | 15296928.307 |  | -1
node_1349462_387_15313620_495 |  |  | PQ | ABCN | 2771.281 | 8109806 | no | no |  |  | no |  |  | 1349462.387 | 15313620.495 |  | -1
node_1349475_819_15297658_922 |  |  | PQ | ABCN | 19918.584 | 8109806 | no | no |  |  | no |  |  | 1349475.819 | 15297658.922 |  | -1
node_1349531_687_15297127_328 |  |  | PQ | AN | 2771.281 | 8109806 | no | no |  |  | no |  |  | 1349531.687 | 15297127.328 |  | -1
node_1349611_018_15312545_565 |  |  | PQ | ABCN | 19918.584 | 8109806 | no | no |  |  | no |  |  | 1349611.018 | 15312545.565 |  | -1
node_1349611_515_15297363_809 |  |  | PQ | ABCN | 19918.584 | 8109806 | no | no |  |  | no |  |  | 1349611.515 | 15297363.809 |  | -1
node_1349623_512_15313489_104 |  |  | PQ | ABCN | 2771.281 | 8109806 | no | no |  |  | no |  |  | 1349623.512 | 15313489.104 |  | -1
node_1349637_767_15297147_756 |  |  | PQ | ABCN | 2771.281 | 8109806 | no | no |  |  | no |  |  | 1349637.767 | 15297147.756 |  | -1
node_1349647_69_15297170_91 |  |  | PQ | ABCN | 2771.281 | 8109806 | no | no |  |  | no |  |  | 1349647.69 | 15297170.91 |  | -1
node_1349656_186_15311985_825 |  |  | PQ | ABCN | 19918.584 | 8109806 | no | no |  |  | no |  |  | 1349656.186 | 15311985.825 |  | -1
node_1349671_273_15295775_976 |  |  | PQ | AN | 2771.281 | 8109806 | no | no |  |  | no |  |  | 1349671.273 | 15295775.976 |  | -1
node_1349690_816_15301703_622 |  |  | PQ | AN | 2771.281 | 8109806 | no | no |  |  | no |  |  | 1349690.816 | 15301703.622 |  | -1
node_1349710_695_15302243_918 |  |  | PQ | AN | 2771.281 | 8109806 | no | no |  |  | no |  |  | 1349710.695 | 15302243.918 |  | -1
node_1349721_889_15296274_31 |  |  | PQ | AN | 2771.281 | 8109806 | no | no |  |  | no |  |  | 1349721.889 | 15296274.31 |  | -1
node_1349752_015_15296892_576 |  |  | PQ | ABCN | 2771.281 | 8109806 | no | no |  |  | no |  |  | 1349752.015 | 15296892.576 |  | -1
node_1349787_351_15313283_218 |  |  | PQ | AN | 2771.281 | 8109806 | no | no |  |  | no |  |  | 1349787.351 | 15313283.218 |  | -1
node_1349787_794_15296650_418 |  |  | PQ | AN | 2771.281 | 8109806 | no | no |  |  | no |  |  | 1349787.794 | 15296650.418 |  | -1
node_1349835_544_15299049_769 |  |  | PQ | ABCD | 2771.281 | 8109806 | no | no |  |  | no |  |  | 1349835.544 | 15299049.769 |  | -1
node_1349856_502_15300224_071 |  |  | PQ | AN | 2771.281 | 8109806 | no | no |  |  | no |  |  | 1349856.502 | 15300224.071 |  | -1
node_1349898_074_15297794_089 |  |  | PQ | ABCN | 2771.281 | 8109806 | no | no |  |  | no |  |  | 1349898.074 | 15297794.089 |  | -1
node_1349908_471_15297771_52 |  |  | PQ | ABCN | 2771.281 | 8109806 | no | no |  |  | no |  |  | 1349908.471 | 15297771.52 |  | -1
node_1349920_542_15298046_812 |  |  | PQ | ABCN | 2771.281 | 8109806 | no | no |  |  | no |  |  | 1349920.542 | 15298046.812 |  | -1
node_1349935_777_15297445_524 |  |  | PQ | ABCN | 2771.281 | 8109806 | no | no |  |  | no |  |  | 1349935.777 | 15297445.524 |  | -1
node_1349985_805_15298473_065 |  |  | PQ | ABCN | 2771.281 | 8109806 | no | no |  |  | no |  |  | 1349985.805 | 15298473.065 |  | -1
node_1349991_779_15312490_639 |  |  | PQ | ABCN | 2771.281 | 8109806 | no | no |  |  | no |  |  | 1349991.779 | 15312490.639 |  | -1
node_1350018_128_15301786_752 |  |  | PQ | AN | 2771.281 | 8109806 | no | no |  |  | no |  |  | 1350018.128 | 15301786.752 |  | -1
node_1350042_112_15297647_387 |  |  | PQ | ABCN | 2771.281 | 8109806 | no | no |  |  | no |  |  | 1350042.112 | 15297647.387 |  | -1
node_1350049_484_15297240_199 |  |  | PQ | ABCN | 19918.584 | 8109806 | no | no |  |  | no |  |  | 1350049.484 | 15297240.199 |  | -1
node_1350052_165_15297213_842 |  |  | PQ | ABCN | 19918.584 | 8109806 | no | no |  |  | no |  |  | 1350052.165 | 15297213.842 |  | -1
node_1350059_84_15297189_368 |  |  | PQ | ABCN | 19918.584 | 8109806 | no | no |  |  | no |  |  | 1350059.84 | 15297189.368 |  | -1
node_1350059_657_15296791_283 |  |  | PQ | ABCN | 2771.281 | 8109806 | no | no |  |  | no |  |  | 1350059.657 | 15296791.283 |  | -1
node_1350060_871_15296764_718 |  |  | PQ | ABCN | 2771.281 | 8109806 | no | no |  |  | no |  |  | 1350060.871 | 15296764.718 |  | -1
node_1350065_942_15312959_778 |  |  | PQ | AN | 2771.281 | 8109806 | no | no |  |  | no |  |  | 1350065.942 | 15312959.778 |  | -1
node_1350076_17_15295978_024 |  |  | PQ | AN | 2771.281 | 8109806 | no | no |  |  | no |  |  | 1350076.17 | 15295978.024 |  | -1
node_1350089_798_15296883_494 |  |  | PQ | ABCN | 2771.281 | 8109806 | no | no |  |  | no |  |  | 1350089.798 | 15296883.494 |  | -1
node_1350095_866_15300085_904 |  |  | PQ | ABCN | 2771.281 | 8109806 | no | no |  |  | no |  |  | 1350095.866 | 15300085.904 |  | -1
node_1350097_195_15296555_688 |  |  | PQ | AN | 2771.281 | 8109806 | no | no |  |  | no |  |  | 1350097.195 | 15296555.688 |  | -1
node_1350165_451_15303165_905 |  |  | PQ | AN | 2771.281 | 8109806 | no | no |  |  | no |  |  | 1350165.451 | 15303165.905 |  | -1
node_1350210_096_15297135_896 |  |  | PQ | ABCN | 19918.584 | 8109806 | no | no |  |  | no |  |  | 1350210.096 | 15297135.896 |  | -1
node_1350218_233_15313240_358 |  |  | PQ | ABCN | 2771.281 | 8109806 | no | no |  |  | no |  |  | 1350218.233 | 15313240.358 |  | -1
node_1350236_72_15297427_9 |  |  | PQ | AN | 2771.281 | 8109806 | no | no |  |  | no |  |  | 1350236.72 | 15297427.9 |  | -1
node_1350246_275_15312192_141 |  |  | PQ | ABCN | 2771.281 | 8109806 | no | no |  |  | no |  |  | 1350246.275 | 15312192.141 |  | -1
node_1350276_247_15312747_226 |  |  | PQ | ABCN | 2771.281 | 8109806 | no | no |  |  | no |  |  | 1350276.247 | 15312747.226 |  | -1
node_1350308_333_15307524_346 |  |  | PQ | AN | 2771.281 | 8109806 | no | no |  |  | no |  |  | 1350308.333 | 15307524.346 |  | -1
node_1350313_509_15300311_388 |  |  | PQ | ABCN | 2771.281 | 8109806 | no | no |  |  | no |  |  | 1350313.509 | 15300311.388 |  | -1
node_1350325_598_15297960_342 |  |  | PQ | AN | 2771.281 | 8109806 | no | no |  |  | no |  |  | 1350325.598 | 15297960.342 |  | -1
node_1350327_155_15313407_997 |  |  | PQ | ABCN | 2771.281 | 8109806 | no | no |  |  | no |  |  | 1350327.155 | 15313407.997 |  | -1
node_1350337_196_15313431_055 |  |  | PQ | ABCN | 2771.281 | 8109806 | no | no |  |  | no |  |  | 1350337.196 | 15313431.055 |  | -1
node_1350342_473_15313456_774 |  |  | PQ | ABCN | 2771.281 | 8109806 | no | no |  |  | no |  |  | 1350342.473 | 15313456.774 |  | -1
node_1350345_412_15309985_54 |  |  | PQ | AN | 2771.281 | 8109806 | no | no |  |  | no |  |  | 1350345.412 | 15309985.54 |  | -1
node_1350373_369_15302683_883 |  |  | PQ | AN | 2771.281 | 8109806 | no | no |  |  | no |  |  | 1350373.369 | 15302683.883 |  | -1
node_1350449_169_15298293_878 |  |  | PQ | AN | 2771.281 | 8109806 | no | no |  |  | no |  |  | 1350449.169 | 15298293.878 |  | -1
node_1350456_765_15297317_631 |  |  | PQ | AN | 2771.281 | 8109806 | no | no |  |  | no |  |  | 1350456.765 | 15297317.631 |  | -1
node_1350475_119_15300761_186 |  |  | PQ | ABCN | 2771.281 | 8109806 | no | no |  |  | no |  |  | 1350475.119 | 15300761.186 |  | -1
node_1350509_987_15296657_006 |  |  | PQ | ABCN | 2771.281 | 8109806 | no | no |  |  | no |  |  | 1350509.987 | 15296657.006 |  | -1
node_1350528_352_15296680_183 |  |  | PQ | ABCN | 2771.281 | 8109806 | no | no |  |  | no |  |  | 1350528.352 | 15296680.183 |  | -1
node_1350535_782_15302087_551 |  |  | PQ | AN | 2771.281 | 8109806 | no | no |  |  | no |  |  | 1350535.782 | 15302087.551 |  | -1
node_1350553_97_15298079_704 |  |  | PQ | AN | 2771.281 | 8109806 | no | no |  |  | no |  |  | 1350553.97 | 15298079.704 |  | -1
node_1350571_409_15312239_841 |  |  | PQ | ABCN | 2771.281 | 8109806 | no | no |  |  | no |  |  | 1350571.409 | 15312239.841 |  | -1
node_1350576_689_15297136_01 |  |  | PQ | ABCN | 19918.584 | 8109806 | no | no |  |  | no |  |  | 1350576.689 | 15297136.01 |  | -1
node_1350584_31_15309243_139 |  |  | PQ | AN | 2771.281 | 8109806 | no | no |  |  | no |  |  | 1350584.31 | 15309243.139 |  | -1
node_1350596_378_15297133_039 |  |  | PQ | ABCN | 19918.584 | 8109806 | no | no |  |  | no |  |  | 1350596.378 | 15297133.039 |  | -1
node_1350614_785_15297123_32 |  |  | PQ | ABCN | 19918.584 | 8109806 | no | no |  |  | no |  |  | 1350614.785 | 15297123.32 |  | -1
node_1350617_658_15302478_915 |  |  | PQ | AN | 2771.281 | 8109806 | no | no |  |  | no |  |  | 1350617.658 | 15302478.915 |  | -1
node_1350690_133_15301377_442 |  |  | PQ | ABCN | 2771.281 | 8109806 | no | no |  |  | no |  |  | 1350690.133 | 15301377.442 |  | -1
node_1350714_291_15297665_915 |  |  | PQ | AN | 2771.281 | 8109806 | no | no |  |  | no |  |  | 1350714.291 | 15297665.915 |  | -1
node_1350752_362_15310101_933 |  |  | PQ | AN | 2771.281 | 8109806 | no | no |  |  | no |  |  | 1350752.362 | 15310101.933 |  | -1
node_1350779_362_15308095_264 |  |  | PQ | AN | 2771.281 | 8109806 | no | no |  |  | no |  |  | 1350779.362 | 15308095.264 |  | -1
node_1350807_075_15309775_067 |  |  | PQ | AN | 2771.281 | 8109806 | no | no |  |  | no |  |  | 1350807.075 | 15309775.067 |  | -1
node_1350828_181_15309326_521 |  |  | PQ | AN | 2771.281 | 8109806 | no | no |  |  | no |  |  | 1350828.181 | 15309326.521 |  | -1
node_1350864_693_15301727_778 |  |  | PQ | ABCN | 2771.281 | 8109806 | no | no |  |  | no |  |  | 1350864.693 | 15301727.778 |  | -1
node_1350867_662_15301754_135 |  |  | PQ | ABCN | 2771.281 | 8109806 | no | no |  |  | no |  |  | 1350867.662 | 15301754.135 |  | -1
node_1350892_516_15310309_311 |  |  | PQ | AN | 2771.281 | 8109806 | no | no |  |  | no |  |  | 1350892.516 | 15310309.311 |  | -1
node_1350913_479_15309064_95 |  |  | PQ | AN | 2771.281 | 8109806 | no | no |  |  | no |  |  | 1350913.479 | 15309064.95 |  | -1
node_1350955_508_15302097_098 |  |  | PQ | ABCN | 2771.281 | 8109806 | no | no |  |  | no |  |  | 1350955.508 | 15302097.098 |  | -1
node_1350958_19_15308602_058 |  |  | PQ | AN | 2771.281 | 8109806 | no | no |  |  | no |  |  | 1350958.19 | 15308602.058 |  | -1
node_1350982_758_15310950_65 |  |  | PQ | AN | 2771.281 | 8109806 | no | no |  |  | no |  |  | 1350982.758 | 15310950.65 |  | -1
node_1351016_781_15311402_126 |  |  | PQ | ABCN | 2771.281 | 8109806 | no | no |  |  | no |  |  | 1351016.781 | 15311402.126 |  | -1
node_1351041_697_15306405_365 |  |  | PQ | AN | 2771.281 | 8109806 | no | no |  |  | no |  |  | 1351041.697 | 15306405.365 |  | -1
node_1351055_329_15307911_583 |  |  | PQ | AN | 2771.281 | 8109806 | no | no |  |  | no |  |  | 1351055.329 | 15307911.583 |  | -1
node_1351093_021_15303399_801 |  |  | PQ | AN | 2771.281 | 8109806 | no | no |  |  | no |  |  | 1351093.021 | 15303399.801 |  | -1
node_1351182_11_15307328_129 |  |  | PQ | AN | 2771.281 | 8109806 | no | no |  |  | no |  |  | 1351182.11 | 15307328.129 |  | -1
node_1351199_931_15307541_298 |  |  | PQ | AN | 2771.281 | 8109806 | no | no |  |  | no |  |  | 1351199.931 | 15307541.298 |  | -1
node_1351300_577_15306806_297 |  |  | PQ | ABCN | 2771.281 | 8109806 | no | no |  |  | no |  |  | 1351300.577 | 15306806.297 |  | -1
node_1351445_985_15306477_088 |  |  | PQ | ABCN | 2771.281 | 8109806 | no | no |  |  | no |  |  | 1351445.985 | 15306477.088 |  | -1
node_1351448_356_15311806_11 |  |  | PQ | AN | 2771.281 | 8109806 | no | no |  |  | no |  |  | 1351448.356 | 15311806.11 |  | -1
node_1351454_41_15303785_901 |  |  | PQ | ABCN | 2771.281 | 8109806 | no | no |  |  | no |  |  | 1351454.41 | 15303785.901 |  | -1
node_1351454_908_15303812_525 |  |  | PQ | ABCN | 2771.281 | 8109806 | no | no |  |  | no |  |  | 1351454.908 | 15303812.525 |  | -1
node_1351471_541_15311351_426 |  |  | PQ | ABCN | 2771.281 | 8109806 | no | no |  |  | no |  |  | 1351471.541 | 15311351.426 |  | -1
node_1351472_326_15306115_279 |  |  | PQ | ABCN | 2771.281 | 8109806 | no | no |  |  | no |  |  | 1351472.326 | 15306115.279 |  | -1
node_1351498_189_15312251_55 |  |  | PQ | AN | 2771.281 | 8109806 | no | no |  |  | no |  |  | 1351498.189 | 15312251.55 |  | -1
node_1351544_098_15303613_544 |  |  | PQ | ABCN | 2771.281 | 8109806 | no | no |  |  | no |  |  | 1351544.098 | 15303613.544 |  | -1
node_1351580_114_15305947_495 |  |  | PQ | ABCN | 2771.281 | 8109806 | no | no |  |  | no |  |  | 1351580.114 | 15305947.495 |  | -1
node_1351590_768_15305615_847 |  |  | PQ | ABCN | 2771.281 | 8109806 | no | no |  |  | no |  |  | 1351590.768 | 15305615.847 |  | -1
node_1351615_358_15305504_288 |  |  | PQ | ABCN | 2771.281 | 8109806 | no | no |  |  | no |  |  | 1351615.358 | 15305504.288 |  | -1
node_1351615_454_15308636_54 |  |  | PQ | AN | 2771.281 | 8109806 | no | no |  |  | no |  |  | 1351615.454 | 15308636.54 |  | -1
node_1351621_439_15311264_698 |  |  | PQ | ABCN | 2771.281 | 8109806 | no | no |  |  | no |  |  | 1351621.439 | 15311264.698 |  | -1
node_1351675_3_15304178_19 |  |  | PQ | ABCN | 2771.281 | 8109806 | no | no |  |  | no |  |  | 1351675.3 | 15304178.19 |  | -1
node_1351727_578_15305300_212 |  |  | PQ | ABCN | 2771.281 | 8109806 | no | no |  |  | no |  |  | 1351727.578 | 15305300.212 |  | -1
node_1351739_564_15305158_139 |  |  | PQ | ABCN | 2771.281 | 8109806 | no | no |  |  | no |  |  | 1351739.564 | 15305158.139 |  | -1
node_1351753_496_15304952_976 |  |  | PQ | ABCN | 2771.281 | 8109806 | no | no |  |  | no |  |  | 1351753.496 | 15304952.976 |  | -1
node_1351757_538_15304437_041 |  |  | PQ | ABCN | 2771.281 | 8109806 | no | no |  |  | no |  |  | 1351757.538 | 15304437.041 |  | -1
node_1351808_558_15311380_06 |  |  | PQ | AN | 2771.281 | 8109806 | no | no |  |  | no |  |  | 1351808.558 | 15311380.06 |  | -1
node_1351964_756_15305094_081 |  |  | PQ | ABCN | 2771.281 | 8109806 | no | no |  |  | no |  |  | 1351964.756 | 15305094.081 |  | -1
node_1352098_44_15305281_815 |  |  | PQ | AN | 2771.281 | 8109806 | no | no |  |  | no |  |  | 1352098.44 | 15305281.815 |  | -1
node_1352248_841_15305157_494 |  |  | PQ | ABCN | 2771.281 | 8109806 | no | no |  |  | no |  |  | 1352248.841 | 15305157.494 |  | -1
node_1352248_982_15305104_697 |  |  | PQ | ABCN | 2771.281 | 8109806 | no | no |  |  | no |  |  | 1352248.982 | 15305104.697 |  | -1
node_1352251_499_15305131_134 |  |  | PQ | ABCN | 2771.281 | 8109806 | no | no |  |  | no |  |  | 1352251.499 | 15305131.134 |  | -1
node_1352271_423_15311137_213 |  |  | PQ | ABCN | 2771.281 | 8109806 | no | no |  |  | no |  |  | 1352271.423 | 15311137.213 |  | -1
node_1352693_292_15310657_359 |  |  | PQ | AN | 2771.281 | 8109806 | no | no |  |  | no |  |  | 1352693.292 | 15310657.359 |  | -1
node_1352976_194_15312328_136 |  |  | PQ | ABCN | 2771.281 | 8109806 | no | no |  |  | no |  |  | 1352976.194 | 15312328.136 |  | -1
node_1352989_959_15312347_428 |  |  | PQ | ABCN | 2771.281 | 8109806 | no | no |  |  | no |  |  | 1352989.959 | 15312347.428 |  | -1
node_1353006_945_15312361_313 |  |  | PQ | ABCN | 2771.281 | 8109806 | no | no |  |  | no |  |  | 1353006.945 | 15312361.313 |  | -1
node_1353071_409_15311946_09 |  |  | PQ | ABCN | 2771.281 | 8109806 | no | no |  |  | no |  |  | 1353071.409 | 15311946.09 |  | -1
node_1353481_758_15312228_685 |  |  | PQ | AN | 2771.281 | 8109806 | no | no |  |  | no |  |  | 1353481.758 | 15312228.685 |  | -1
node_1353613_62_15312004_865 |  |  | PQ | AN | 2771.281 | 8109806 | no | no |  |  | no |  |  | 1353613.62 | 15312004.865 |  | -1
node_1353853_082_15312005_037 |  |  | PQ | AN | 2771.281 | 8109806 | no | no |  |  | no |  |  | 1353853.082 | 15312005.037 |  | -1
node_1353908_566_15312302_759 |  |  | PQ | AN | 2771.281 | 8109806 | no | no |  |  | no |  |  | 1353908.566 | 15312302.759 |  | -1
node_1354074_477_15312043_203 |  |  | PQ | AN | 2771.281 | 8109806 | no | no |  |  | no |  |  | 1354074.477 | 15312043.203 |  | -1
node_1354262_784_15312059_185 |  |  | PQ | AN | 2771.281 | 8109806 | no | no |  |  | no |  |  | 1354262.784 | 15312059.185 |  | -1
node_1354351_922_15312820_535 |  |  | PQ | AN | 2771.281 | 8109806 | no | no |  |  | no |  |  | 1354351.922 | 15312820.535 |  | -1
node_1355278_249_15312409_212 |  |  | PQ | AN | 2771.281 | 8109806 | no | no |  |  | no |  |  | 1355278.249 | 15312409.212 |  | -1
node_1355450_189_15313175_596 |  |  | PQ | AN | 2771.281 | 8109806 | no | no |  |  | no |  |  | 1355450.189 | 15313175.596 |  | -1
node_1355586_832_15314298_435 |  |  | PQ | AN | 2771.281 | 8109806 | no | no |  |  | no |  |  | 1355586.832 | 15314298.435 |  | -1
node_1355841_338_15314555_062 |  |  | PQ | AN | 2771.281 | 8109806 | no | no |  |  | no |  |  | 1355841.338 | 15314555.062 |  | -1
node_1355985_751_15320853_341 |  |  | PQ | AN | 2771.281 | 8109806 | no | no |  |  | no |  |  | 1355985.751 | 15320853.341 |  | -1
node_1356031_437_15316138_85 |  |  | PQ | AN | 2771.281 | 8109806 | no | no |  |  | no |  |  | 1356031.437 | 15316138.85 |  | -1
node_1356067_041_15320684_343 |  |  | PQ | AN | 2771.281 | 8109806 | no | no |  |  | no |  |  | 1356067.041 | 15320684.343 |  | -1
node_1356083_661_15316417_095 |  |  | PQ | AN | 2771.281 | 8109806 | no | no |  |  | no |  |  | 1356083.661 | 15316417.095 |  | -1
node_1356110_469_15314758_617 |  |  | PQ | AN | 2771.281 | 8109806 | no | no |  |  | no |  |  | 1356110.469 | 15314758.617 |  | -1
node_1356145_253_15320202_644 |  |  | PQ | AN | 2771.281 | 8109806 | no | no |  |  | no |  |  | 1356145.253 | 15320202.644 |  | -1
node_1356154_503_15315193_335 |  |  | PQ | AN | 2771.281 | 8109806 | no | no |  |  | no |  |  | 1356154.503 | 15315193.335 |  | -1
node_1356155_16_15319920_33 |  |  | PQ | AN | 2771.281 | 8109806 | no | no |  |  | no |  |  | 1356155.16 | 15319920.33 |  | -1
node_1356162_843_15318203_637 |  |  | PQ | AN | 2771.281 | 8109806 | no | no |  |  | no |  |  | 1356162.843 | 15318203.637 |  | -1
node_1356163_681_15318579_483 |  |  | PQ | AN | 2771.281 | 8109806 | no | no |  |  | no |  |  | 1356163.681 | 15318579.483 |  | -1
node_1356165_593_15319604_885 |  |  | PQ | AN | 2771.281 | 8109806 | no | no |  |  | no |  |  | 1356165.593 | 15319604.885 |  | -1
node_1356182_192_15319232_993 |  |  | PQ | AN | 2771.281 | 8109806 | no | no |  |  | no |  |  | 1356182.192 | 15319232.993 |  | -1
node_1356184_378_15316735_737 |  |  | PQ | AN | 2771.281 | 8109806 | no | no |  |  | no |  |  | 1356184.378 | 15316735.737 |  | -1
node_1356187_613_15317653_302 |  |  | PQ | AN | 2771.281 | 8109806 | no | no |  |  | no |  |  | 1356187.613 | 15317653.302 |  | -1
node_1356213_144_15317063_773 |  |  | PQ | AN | 2771.281 | 8109806 | no | no |  |  | no |  |  | 1356213.144 | 15317063.773 |  | -1
node_1356215_281_15315900_617 |  |  | PQ | AN | 2771.281 | 8109806 | no | no |  |  | no |  |  | 1356215.281 | 15315900.617 |  | -1
node_1356300_819_15314724_945 |  |  | PQ | AN | 2771.281 | 8109806 | no | no |  |  | no |  |  | 1356300.819 | 15314724.945 |  | -1
node_1356615_593_15314930_049 |  |  | PQ | AN | 2771.281 | 8109806 | no | no |  |  | no |  |  | 1356615.593 | 15314930.049 |  | -1
node_1356670_057_15321679_218 |  |  | PQ | AN | 2771.281 | 8109806 | no | no |  |  | no |  |  | 1356670.057 | 15321679.218 |  | -1
node_1356933_512_15315292_746 |  |  | PQ | AN | 2771.281 | 8109806 | no | no |  |  | no |  |  | 1356933.512 | 15315292.746 |  | -1
node_1357096_285_15315258_73 |  |  | PQ | AN | 2771.281 | 8109806 | no | no |  |  | no |  |  | 1357096.285 | 15315258.73 |  | -1
node_1357257_169_15315768_672 |  |  | PQ | AN | 2771.281 | 8109806 | no | no |  |  | no |  |  | 1357257.169 | 15315768.672 |  | -1
node_1357618_263_15315935_764 |  |  | PQ | AD | 2771.281 | 8109806 | no | no |  |  | no |  |  | 1357618.263 | 15315935.764 |  | -1
node_1357859_576_15316016_237 |  |  | PQ | AN | 2771.281 | 8109806 | no | no |  |  | no |  |  | 1357859.576 | 15316016.237 |  | -1
node_1358302_986_15316242_63 |  |  | PQ | AN | 2771.281 | 8109806 | no | no |  |  | no |  |  | 1358302.986 | 15316242.63 |  | -1
node_1358347_009_15315875_259 |  |  | PQ | AN | 2771.281 | 8109806 | no | no |  |  | no |  |  | 1358347.009 | 15315875.259 |  | -1
node_1358524_775_15316429_703 |  |  | PQ | AN | 2771.281 | 8109806 | no | no |  |  | no |  |  | 1358524.775 | 15316429.703 |  | -1
node_1358583_132_15317094_472 |  |  | PQ | AN | 2771.281 | 8109806 | no | no |  |  | no |  |  | 1358583.132 | 15317094.472 |  | -1
node_1358611_509_15317571_544 |  |  | PQ | AN | 2771.281 | 8109806 | no | no |  |  | no |  |  | 1358611.509 | 15317571.544 |  | -1
node_1358625_631_15316747_372 |  |  | PQ | AN | 2771.281 | 8109806 | no | no |  |  | no |  |  | 1358625.631 | 15316747.372 |  | -1
node_1358630_859_15315753_546 |  |  | PQ | AN | 2771.281 | 8109806 | no | no |  |  | no |  |  | 1358630.859 | 15315753.546 |  | -1
node_1358654_434_15318209_397 |  |  | PQ | AN | 2771.281 | 8109806 | no | no |  |  | no |  |  | 1358654.434 | 15318209.397 |  | -1
node_1358839_708_15316537_813 |  |  | PQ | AN | 2771.281 | 8109806 | no | no |  |  | no |  |  | 1358839.708 | 15316537.813 |  | -1
node_1359001_036_15316313_177 |  |  | PQ | AN | 2771.281 | 8109806 | no | no |  |  | no |  |  | 1359001.036 | 15316313.177 |  | -1
node_1359026_48_15318780_418 |  |  | PQ | AN | 2771.281 | 8109806 | no | no |  |  | no |  |  | 1359026.48 | 15318780.418 |  | -1
node_1359142_93_15316796_264 |  |  | PQ | AN | 2771.281 | 8109806 | no | no |  |  | no |  |  | 1359142.93 | 15316796.264 |  | -1
node_1359146_816_15317077_723 |  |  | PQ | AN | 2771.281 | 8109806 | no | no |  |  | no |  |  | 1359146.816 | 15317077.723 |  | -1
node_1359186_446_15319179_085 |  |  | PQ | AN | 2771.281 | 8109806 | no | no |  |  | no |  |  | 1359186.446 | 15319179.085 |  | -1
node_1359235_718_15315700_518 |  |  | PQ | AN | 2771.281 | 8109806 | no | no |  |  | no |  |  | 1359235.718 | 15315700.518 |  | -1
node_1359453_627_15320831_27 |  |  | PQ | AN | 2771.281 | 8109806 | no | no |  |  | no |  |  | 1359453.627 | 15320831.27 |  | -1
node_1359486_583_15321582_999 |  |  | PQ | AN | 2771.281 | 8109806 | no | no |  |  | no |  |  | 1359486.583 | 15321582.999 |  | -1
node_1359500_398_15322786_38 |  |  | PQ | AN | 2771.281 | 8109806 | no | no |  |  | no |  |  | 1359500.398 | 15322786.38 |  | -1
node_1359528_366_15316948_305 |  |  | PQ | AN | 2771.281 | 8109806 | no | no |  |  | no |  |  | 1359528.366 | 15316948.305 |  | -1
node_1359597_398_15321222_637 |  |  | PQ | AN | 2771.281 | 8109806 | no | no |  |  | no |  |  | 1359597.398 | 15321222.637 |  | -1
node_1359903_858_15315753_395 |  |  | PQ | AN | 2771.281 | 8109806 | no | no |  |  | no |  |  | 1359903.858 | 15315753.395 |  | -1
node_1360224_442_15318336_43 |  |  | PQ | AN | 2771.281 | 8109806 | no | no |  |  | no |  |  | 1360224.442 | 15318336.43 |  | -1
node_1360370_588_15317358_831 |  |  | PQ | AN | 2771.281 | 8109806 | no | no |  |  | no |  |  | 1360370.588 | 15317358.831 |  | -1
node_1360536_82_15318990_707 |  |  | PQ | AN | 2771.281 | 8109806 | no | no |  |  | no |  |  | 1360536.82 | 15318990.707 |  | -1
node_1360626_165_15315695_349 |  |  | PQ | AN | 2771.281 | 8109806 | no | no |  |  | no |  |  | 1360626.165 | 15315695.349 |  | -1
node_1360805_108_15315709_381 |  |  | PQ | AN | 2771.281 | 8109806 | no | no |  |  | no |  |  | 1360805.108 | 15315709.381 |  | -1
node_1360944_753_15317339_45 |  |  | PQ | AN | 2771.281 | 8109806 | no | no |  |  | no |  |  | 1360944.753 | 15317339.45 |  | -1
node_1361021_137_15315827_845 |  |  | PQ | AN | 2771.281 | 8109806 | no | no |  |  | no |  |  | 1361021.137 | 15315827.845 |  | -1
node_1361094_492_15317477_451 |  |  | PQ | AN | 2771.281 | 8109806 | no | no |  |  | no |  |  | 1361094.492 | 15317477.451 |  | -1
node_1361280_375_15315725_673 |  |  | PQ | AN | 2771.281 | 8109806 | no | no |  |  | no |  |  | 1361280.375 | 15315725.673 |  | -1
node_1361319_348_15317860_29 |  |  | PQ | AN | 2771.281 | 8109806 | no | no |  |  | no |  |  | 1361319.348 | 15317860.29 |  | -1
node_1361512_265_15315820_455 |  |  | PQ | AN | 2771.281 | 8109806 | no | no |  |  | no |  |  | 1361512.265 | 15315820.455 |  | -1
node_1361642_94_15318231_306 |  |  | PQ | AN | 2771.281 | 8109806 | no | no |  |  | no |  |  | 1361642.94 | 15318231.306 |  | -1
node_1361779_3_15318435_028 |  |  | PQ | AN | 2771.281 | 8109806 | no | no |  |  | no |  |  | 1361779.3 | 15318435.028 |  | -1
node_1361915_905_15318632_462 |  |  | PQ | AN | 2771.281 | 8109806 | no | no |  |  | no |  |  | 1361915.905 | 15318632.462 |  | -1
node_1361971_911_15318866_72 |  |  | PQ | AN | 2771.281 | 8109806 | no | no |  |  | no |  |  | 1361971.911 | 15318866.72 |  | -1
node_1362078_157_15319084_22 |  |  | PQ | AN | 2771.281 | 8109806 | no | no |  |  | no |  |  | 1362078.157 | 15319084.22 |  | -1
node_1362121_417_15319237_881 |  |  | PQ | AN | 2771.281 | 8109806 | no | no |  |  | no |  |  | 1362121.417 | 15319237.881 |  | -1
node_1362232_144_15319502_1 |  |  | PQ | AN | 2771.281 | 8109806 | no | no |  |  | no |  |  | 1362232.144 | 15319502.1 |  | -1
node_1362369_29_15320074_002 |  |  | PQ | AN | 2771.281 | 8109806 | no | no |  |  | no |  |  | 1362369.29 | 15320074.002 |  | -1
node_8109806_200841350 |  |  | PQ | AD | 2771.281 | 8109806 | no | no |  |  | no |  |  | 1358622.292 | 15316475.21 |  | -1
node_8109806_200841351 |  |  | PQ | AN | 2771.281 | 8109806 | no | no |  |  | no |  |  | 1358591.56 | 15316744.699 |  | -1
node_8109806_200841352 |  |  | PQ | AD | 2771.281 | 8109806 | no | no |  |  | no |  |  | 1359360.807 | 15320455.446 |  | -1
node_8109806_200841353 |  |  | PQ | AN | 2771.281 | 8109806 | no | no |  |  | no |  |  | 1359414.599 | 15320836.039 |  | -1
node_8109806_200841355 |  |  | PQ | AN | 2771.281 | 8109806 | no | no |  |  | no |  |  | 1359525.857 | 15321583.941 |  | -1
node_8109806_200841357 |  |  | PQ | AD | 2771.281 | 8109806 | no | no |  |  | no |  |  | 1359526.352 | 15321832.005 |  | -1
node_8109806_200841358 |  |  | PQ | AD | 2771.281 | 8109806 | no | no |  |  | no |  |  | 1359517.181 | 15322078.188 |  | -1
node_8109806_200841359 |  |  | PQ | AD | 2771.281 | 8109806 | no | no |  |  | no |  |  | 1359511.435 | 15322319.803 |  | -1
node_8109806_200841360 |  |  | PQ | AD | 2771.281 | 8109806 | no | no |  |  | no |  |  | 1359547.558 | 15322587.779 |  | -1
node_8109806_200841361 |  |  | PQ | AN | 2771.281 | 8109806 | no | no |  |  | no |  |  | 1359522.075 | 15322779.029 |  | -1
node_8109806_200841364 |  |  | PQ | AN | 2771.281 | 8109806 | no | no |  |  | no |  |  | 1358540.339 | 15317098.685 |  | -1
node_8109806_200841365 |  |  | PQ | AD | 2771.281 | 8109806 | no | no |  |  | no |  |  | 1358568.328 | 15317385.228 |  | -1
node_8109806_200841367 |  |  | PQ | AN | 2771.281 | 8109806 | no | no |  |  | no |  |  | 1358579.543 | 15317574.585 |  | -1
node_8109806_200841369 |  |  | PQ | AD | 2771.281 | 8109806 | no | no |  |  | no |  |  | 1358522.457 | 15317762.144 |  | -1
node_8109806_200841370 |  |  | PQ | AD | 2771.281 | 8109806 | no | no |  |  | no |  |  | 1358531.317 | 15318008.772 |  | -1
node_8109806_200841371 |  |  | PQ | AN | 2771.281 | 8109806 | no | no |  |  | no |  |  | 1358628.28 | 15318224.336 |  | -1
node_8109806_200841373 |  |  | PQ | AD | 2771.281 | 8109806 | no | no |  |  | no |  |  | 1358763.745 | 15318541.632 |  | -1
node_8109806_200841374 |  |  | PQ | AN | 2771.281 | 8109806 | no | no |  |  | no |  |  | 1358997.277 | 15318795.433 |  | -1
node_8109806_200841375 |  |  | PQ | AN | 2771.281 | 8109806 | no | no |  |  | no |  |  | 1359155.437 | 15319193.375 |  | -1
node_8109806_200841379 |  |  | PQ | AD | 2771.281 | 8109806 | no | no |  |  | no |  |  | 1359210.82 | 15319476.596 |  | -1
node_8109806_200841380 |  |  | PQ | AD | 2771.281 | 8109806 | no | no |  |  | no |  |  | 1359265.198 | 15319810.924 |  | -1
node_8109806_200841381 |  |  | PQ | AD | 2771.281 | 8109806 | no | no |  |  | no |  |  | 1359309.183 | 15320093.555 |  | -1
node_8109806_200841586 |  |  | PQ | ABCD | 2771.281 | 8109806 | no | no |  |  | no |  |  | 1341010.788 | 15313606.869 |  | -1
node_8109806_200841588 |  |  | PQ | AD | 2771.281 | 8109806 | no | no |  |  | no |  |  | 1340900.475 | 15313525.454 |  | -1
node_8109806_200841589 |  |  | PQ | AN | 2771.281 | 8109806 | no | no |  |  | no |  |  | 1340662.282 | 15313309.856 |  | -1
node_8109806_200841606 |  |  | PQ | AD | 2771.281 | 8109806 | no | no |  |  | no |  |  | 1345170.126 | 15316359.597 |  | -1
node_8109806_200841607 |  |  | PQ | AN | 2771.281 | 8109806 | no | no |  |  | no |  |  | 1345159.981 | 15316524.193 |  | -1
node_8109806_200841608 |  |  | PQ | AN | 2771.281 | 8109806 | no | no |  |  | no |  |  | 1345141.52 | 15316765.549 |  | -1
node_8109806_200841610 |  |  | PQ | AD | 2771.281 | 8109806 | no | no |  |  | no |  |  | 1345094.945 | 15316958.013 |  | -1
node_8109806_200841611 |  |  | PQ | AN | 2771.281 | 8109806 | no | no |  |  | no |  |  | 1345089.602 | 15317163.512 |  | -1
node_8109806_200841612 |  |  | PQ | AD | 2771.281 | 8109806 | no | no |  |  | no |  |  | 1345287.832 | 15317356.681 |  | -1
node_8109806_200841613 |  |  | PQ | AN | 2771.281 | 8109806 | no | no |  |  | no |  |  | 1345569.987 | 15317316.991 |  | -1
node_8109806_200841614 |  |  | PQ | AN | 2771.281 | 8109806 | no | no |  |  | no |  |  | 1345078.694 | 15317459.57 |  | -1
node_8109806_200841616 |  |  | PQ | AN | 2771.281 | 8109806 | no | no |  |  | no |  |  | 1345068.131 | 15317760.492 |  | -1
node_8109806_200841617 |  |  | PQ | AN | 2771.281 | 8109806 | no | no |  |  | no |  |  | 1345061.49 | 15318047.846 |  | -1
node_8109806_200841632 |  |  | PQ | AD | 2771.281 | 8109806 | no | no |  |  | no |  |  | 1358238.713 | 15315996.193 |  | -1
node_8109806_200841633 |  |  | PQ | AN | 2771.281 | 8109806 | no | no |  |  | no |  |  | 1361280.006 | 15315762.253 |  | -1
node_8109806_200841634 |  |  | PQ | AN | 2771.281 | 8109806 | no | no |  |  | no |  |  | 1361480.254 | 15315814.808 |  | -1
node_8109806_200841635 |  |  | PQ | AN | 2771.281 | 8109806 | no | no |  |  | no |  |  | 1358366.88 | 15315900.053 |  | -1
node_8109806_200841636 |  |  | PQ | AN | 2771.281 | 8109806 | no | no |  |  | no |  |  | 1358601.228 | 15315767.711 |  | -1
node_8109806_200841638 |  |  | PQ | AN | 2771.281 | 8109806 | no | no |  |  | no |  |  | 1359264.838 | 15315722.016 |  | -1
node_8109806_200841639 |  |  | PQ | AD | 2771.281 | 8109806 | no | no |  |  | no |  |  | 1359609.459 | 15315711.088 |  | -1
node_8109806_200841640 |  |  | PQ | AN | 2771.281 | 8109806 | no | no |  |  | no |  |  | 1359910.817 | 15315720.8 |  | -1
node_8109806_200841642 |  |  | PQ | AD | 2771.281 | 8109806 | no | no |  |  | no |  |  | 1360271.396 | 15315723.896 |  | -1
node_8109806_200841643 |  |  | PQ | AN | 2771.281 | 8109806 | no | no |  |  | no |  |  | 1360625.883 | 15315734.186 |  | -1
node_8109806_200841644 |  |  | PQ | AN | 2771.281 | 8109806 | no | no |  |  | no |  |  | 1360815.192 | 15315732.427 |  | -1
node_8109806_200841645 |  |  | PQ | AN | 2771.281 | 8109806 | no | no |  |  | no |  |  | 1361028.297 | 15315792.331 |  | -1
node_8109806_200841728 |  |  | PQ | AD | 2771.281 | 8109806 | no | no |  |  | no |  |  | 1340892.355 | 15321148.945 |  | -1
node_8109806_200841729 |  |  | PQ | AN | 2771.281 | 8109806 | no | no |  |  | no |  |  | 1343523.471 | 15321670.381 |  | -1
node_8109806_200841730 |  |  | PQ | AN | 2771.281 | 8109806 | no | no |  |  | no |  |  | 1343781.23 | 15321690.838 |  | -1
node_8109806_200841731 |  |  | PQ | AD | 2771.281 | 8109806 | no | no |  |  | no |  |  | 1344084.227 | 15321663.758 |  | -1
node_8109806_200841732 |  |  | PQ | AD | 2771.281 | 8109806 | no | no |  |  | no |  |  | 1344402.347 | 15321622.819 |  | -1
node_8109806_200841733 |  |  | PQ | AD | 2771.281 | 8109806 | no | no |  |  | no |  |  | 1344724.442 | 15321612.686 |  | -1
node_8109806_200841734 |  |  | PQ | AD | 2771.281 | 8109806 | no | no |  |  | no |  |  | 1344707.815 | 15321646.507 |  | -1
node_8109806_200841735 |  |  | PQ | AD | 2771.281 | 8109806 | no | no |  |  | no |  |  | 1344560.665 | 15321875.054 |  | -1
node_8109806_200841736 |  |  | PQ | AD | 2771.281 | 8109806 | no | no |  |  | no |  |  | 1344547.607 | 15322082.336 |  | -1
node_8109806_200841737 |  |  | PQ | AD | 2771.281 | 8109806 | no | no |  |  | no |  |  | 1344530.714 | 15322293.637 |  | -1
node_8109806_200841738 |  |  | PQ | AN | 2771.281 | 8109806 | no | no |  |  | no |  |  | 1344425.685 | 15322423.001 |  | -1
node_8109806_200841739 |  |  | PQ | AD | 2771.281 | 8109806 | no | no |  |  | no |  |  | 1344963.223 | 15321416.254 |  | -1
node_8109806_200841740 |  |  | PQ | AN | 2771.281 | 8109806 | no | no |  |  | no |  |  | 1345205.443 | 15321220.984 |  | -1
node_8109806_200841741 |  |  | PQ | AD | 2771.281 | 8109806 | no | no |  |  | no |  |  | 1341327.235 | 15321387.633 |  | -1
node_8109806_200841742 |  |  | PQ | AD | 2771.281 | 8109806 | no | no |  |  | no |  |  | 1341651.64 | 15321550.562 |  | -1
node_8109806_200841746 |  |  | PQ | AN | 2771.281 | 8109806 | no | no |  |  | no |  |  | 1341766.304 | 15321603.095 |  | -1
node_8109806_200841747 |  |  | PQ | AN | 2771.281 | 8109806 | no | no |  |  | no |  |  | 1341961.406 | 15321600.695 |  | -1
node_8109806_200841748 |  |  | PQ | AD | 2771.281 | 8109806 | no | no |  |  | no |  |  | 1342358.634 | 15321564.353 |  | -1
node_8109806_200841749 |  |  | PQ | AD | 2771.281 | 8109806 | no | no |  |  | no |  |  | 1342677.616 | 15321632.666 |  | -1
node_8109806_200841750 |  |  | PQ | AD | 2771.281 | 8109806 | no | no |  |  | no |  |  | 1342980.348 | 15321641.478 |  | -1
node_8109806_200841751 |  |  | PQ | AD | 2771.281 | 8109806 | no | no |  |  | no |  |  | 1343288.098 | 15321656.839 |  | -1
node_8109806_200841872 |  |  | PQ | AN | 2771.281 | 8109806 | no | no |  |  | no |  |  | 1338200.441 | 15324618.878 |  | -1
node_8109806_200841873 |  |  | PQ | AN | 2771.281 | 8109806 | no | no |  |  | no |  |  | 1338106.117 | 15323148.411 |  | -1
node_8109806_200841874 |  |  | PQ | AN | 2771.281 | 8109806 | no | no |  |  | no |  |  | 1338057.428 | 15323465.106 |  | -1
node_8109806_200841875 |  |  | PQ | AN | 2771.281 | 8109806 | no | no |  |  | no |  |  | 1338047.677 | 15323702.245 |  | -1
node_8109806_200841878 |  |  | PQ | AN | 2771.281 | 8109806 | no | no |  |  | no |  |  | 1338020.253 | 15324315.921 |  | -1
node_8109806_200841882 |  |  | PQ | AD | 2771.281 | 8109806 | no | no |  |  | no |  |  | 1338004.193 | 15324625.494 |  | -1
node_8109806_200841968 |  |  | PQ | AD | 2771.281 | 8109806 | no | no |  |  | no |  |  | 1344775.194 | 15316047.26 |  | -1
node_8109806_200841969 |  |  | PQ | AD | 2771.281 | 8109806 | no | no |  |  | no |  |  | 1344915.792 | 15315920.192 |  | -1
node_8109806_200841970 |  |  | PQ | AN | 2771.281 | 8109806 | no | no |  |  | no |  |  | 1345078.609 | 15315766.244 |  | -1
node_8109806_200841971 |  |  | PQ | AD | 2771.281 | 8109806 | no | no |  |  | no |  |  | 1345262.053 | 15315600.398 |  | -1
node_8109806_200841972 |  |  | PQ | AN | 2771.281 | 8109806 | no | no |  |  | no |  |  | 1345381.973 | 15315499.866 |  | -1
node_8109806_200841973 |  |  | PQ | AD | 2771.281 | 8109806 | no | no |  |  | no |  |  | 1345517.611 | 15315376.23 |  | -1
node_8109806_200841995 |  |  | PQ | ABCD | 2771.281 | 8109806 | no | no |  |  | no |  |  | 1348790.653 | 15313934.471 |  | -1
node_8109806_200841996 |  |  | PQ | AD | 2771.281 | 8109806 | no | no |  |  | no |  |  | 1348557.361 | 15313959.984 |  | -1
node_8109806_200841997 |  |  | PQ | AD | 2771.281 | 8109806 | no | no |  |  | no |  |  | 1348333.401 | 15313989.692 |  | -1
node_8109806_200841998 |  |  | PQ | AN | 2771.281 | 8109806 | no | no |  |  | no |  |  | 1348313.664 | 15313949.9 |  | -1
node_8109806_200842000 |  |  | PQ | AN | 2771.281 | 8109806 | no | no |  |  | no |  |  | 1348123.585 | 15313873.098 |  | -1
node_8109806_200842110 |  |  | PQ | AN | 2771.281 | 8109806 | no | no |  |  | no |  |  | 1346677.731 | 15315024.541 |  | -1
node_8109806_200842111 |  |  | PQ | ABCD | 2771.281 | 8109806 | no | no |  |  | no |  |  | 1349858.454 | 15313470.023 |  | -1
node_8109806_200842112 |  |  | PQ | AD | 2771.281 | 8109806 | no | no |  |  | no |  |  | 1346388.518 | 15314929.362 |  | -1
node_8109806_200842113 |  |  | PQ | AD | 2771.281 | 8109806 | no | no |  |  | no |  |  | 1346150.468 | 15315083.64 |  | -1
node_8109806_200842116 |  |  | PQ | AN | 2771.281 | 8109806 | no | no |  |  | no |  |  | 1345679.351 | 15315368.362 |  | -1
node_8109806_200842118 |  |  | PQ | AD | 2771.281 | 8109806 | no | no |  |  | no |  |  | 1345358.831 | 15315639.879 |  | -1
node_8109806_200842119 |  |  | PQ | AN | 2771.281 | 8109806 | no | no |  |  | no |  |  | 1345029.544 | 15315927.514 |  | -1
node_8109806_200842120 |  |  | PQ | AD | 2771.281 | 8109806 | no | no |  |  | no |  |  | 1344848.37 | 15316082.838 |  | -1
node_8109806_200842121 |  |  | PQ | AD | 2771.281 | 8109806 | no | no |  |  | no |  |  | 1344648.516 | 15316175.914 |  | -1
node_8109806_200842122 |  |  | PQ | AN | 2771.281 | 8109806 | no | no |  |  | no |  |  | 1344500.905 | 15316313.419 |  | -1
node_8109806_200842123 |  |  | PQ | AD | 2771.281 | 8109806 | no | no |  |  | no |  |  | 1344370.011 | 15316435.564 |  | -1
node_8109806_200842125 |  |  | PQ | AN | 2771.281 | 8109806 | no | no |  |  | no |  |  | 1344182.596 | 15316603.544 |  | -1
node_8109806_200842127 |  |  | PQ | AD | 2771.281 | 8109806 | no | no |  |  | no |  |  | 1344039.939 | 15316736.752 |  | -1
node_8109806_200842128 |  |  | PQ | AD | 2771.281 | 8109806 | no | no |  |  | no |  |  | 1343894.254 | 15316872.808 |  | -1
node_8109806_200842129 |  |  | PQ | AN | 2771.281 | 8109806 | no | no |  |  | no |  |  | 1343716.218 | 15316773.688 |  | -1
node_8109806_200842130 |  |  | PQ | AN | 2771.281 | 8109806 | no | no |  |  | no |  |  | 1343467.497 | 15316625.147 |  | -1
node_8109806_200842131 |  |  | PQ | AN | 2771.281 | 8109806 | no | no |  |  | no |  |  | 1344773.577 | 15316258.008 |  | -1
node_8109806_200842132 |  |  | PQ | AD | 2771.281 | 8109806 | no | no |  |  | no |  |  | 1343786.995 | 15316966.745 |  | -1
node_8109806_200842133 |  |  | PQ | AD | 2771.281 | 8109806 | no | no |  |  | no |  |  | 1343691.338 | 15317048.025 |  | -1
node_8109806_200842134 |  |  | PQ | AD | 2771.281 | 8109806 | no | no |  |  | no |  |  | 1343747.129 | 15317191.749 |  | -1
node_8109806_200842135 |  |  | PQ | AN | 2771.281 | 8109806 | no | no |  |  | no |  |  | 1343581.68 | 15317152.387 |  | -1
node_8109806_200842136 |  |  | PQ | AN | 2771.281 | 8109806 | no | no |  |  | no |  |  | 1343396.844 | 15317331.672 |  | -1
node_8109806_200842137 |  |  | PQ | AN | 2771.281 | 8109806 | no | no |  |  | no |  |  | 1343615.64 | 15317423.578 |  | -1
node_8109806_200842138 |  |  | PQ | AD | 2771.281 | 8109806 | no | no |  |  | no |  |  | 1343347.74 | 15317717.691 |  | -1
node_8109806_200842139 |  |  | PQ | AN | 2771.281 | 8109806 | no | no |  |  | no |  |  | 1343158.632 | 15317551.564 |  | -1
node_8109806_200842142 |  |  | PQ | ABCN | 2771.281 | 8109806 | no | no |  |  | no |  |  | 1349605.437 | 15313435.478 |  | -1
node_8109806_200842144 |  |  | PQ | AN | 2771.281 | 8109806 | no | no |  |  | no |  |  | 1349743.409 | 15313251.791 |  | -1
node_8109806_200842147 |  |  | PQ | AD | 2771.281 | 8109806 | no | no |  |  | no |  |  | 1343091.713 | 15318007.152 |  | -1
node_8109806_200842148 |  |  | PQ | AN | 2771.281 | 8109806 | no | no |  |  | no |  |  | 1342829.179 | 15318285.54 |  | -1
node_8109806_200842149 |  |  | PQ | AD | 2771.281 | 8109806 | no | no |  |  | no |  |  | 1342590.452 | 15318529.205 |  | -1
node_8109806_200842150 |  |  | PQ | AN | 2771.281 | 8109806 | no | no |  |  | no |  |  | 1342689.836 | 15318570.746 |  | -1
node_8109806_200842151 |  |  | PQ | AD | 2771.281 | 8109806 | no | no |  |  | no |  |  | 1342365.512 | 15318761.322 |  | -1
node_8109806_200842152 |  |  | PQ | AN | 2771.281 | 8109806 | no | no |  |  | no |  |  | 1342176.715 | 15318941.143 |  | -1
node_8109806_200842155 |  |  | PQ | AD | 2771.281 | 8109806 | no | no |  |  | no |  |  | 1341800.845 | 15319319.266 |  | -1
node_8109806_200842156 |  |  | PQ | AD | 2771.281 | 8109806 | no | no |  |  | no |  |  | 1342081.108 | 15319470.128 |  | -1
node_8109806_200842157 |  |  | PQ | AD | 2771.281 | 8109806 | no | no |  |  | no |  |  | 1342381.008 | 15319639.527 |  | -1
node_8109806_200842158 |  |  | PQ | AN | 2771.281 | 8109806 | no | no |  |  | no |  |  | 1342683.012 | 15319830.429 |  | -1
node_8109806_200842159 |  |  | PQ | AD | 2771.281 | 8109806 | no | no |  |  | no |  |  | 1341604.988 | 15319512.896 |  | -1
node_8109806_200842160 |  |  | PQ | AN | 2771.281 | 8109806 | no | no |  |  | no |  |  | 1341435.291 | 15319690.228 |  | -1
node_8109806_200842162 |  |  | PQ | AN | 2771.281 | 8109806 | no | no |  |  | no |  |  | 1341348.607 | 15320051.59 |  | -1
node_8109806_200842165 |  |  | PQ | AD | 2771.281 | 8109806 | no | no |  |  | no |  |  | 1340817.237 | 15320321.208 |  | -1
node_8109806_200842166 |  |  | PQ | AN | 2771.281 | 8109806 | no | no |  |  | no |  |  | 1340562.217 | 15320573.643 |  | -1
node_8109806_200842167 |  |  | PQ | AN | 2771.281 | 8109806 | no | no |  |  | no |  |  | 1340326.468 | 15320852.969 |  | -1
node_8109806_200842168 |  |  | PQ | AD | 2771.281 | 8109806 | no | no |  |  | no |  |  | 1340540.501 | 15321096.012 |  | -1
node_8109806_200842169 |  |  | PQ | AN | 2771.281 | 8109806 | no | no |  |  | no |  |  | 1340689.323 | 15321302.533 |  | -1
node_8109806_200842170 |  |  | PQ | AN | 2771.281 | 8109806 | no | no |  |  | no |  |  | 1340913.915 | 15321471.059 |  | -1
node_8109806_200842173 |  |  | PQ | AN | 2771.281 | 8109806 | no | no |  |  | no |  |  | 1340261.26 | 15320748.814 |  | -1
node_8109806_200842175 |  |  | PQ | AD | 2771.281 | 8109806 | no | no |  |  | no |  |  | 1340008.53 | 15321003.353 |  | -1
node_8109806_200842177 |  |  | PQ | AN | 2771.281 | 8109806 | no | no |  |  | no |  |  | 1339748.724 | 15321049.017 |  | -1
node_8109806_200842178 |  |  | PQ | AN | 2771.281 | 8109806 | no | no |  |  | no |  |  | 1339505.913 | 15321154.258 |  | -1
node_8109806_200842184 |  |  | PQ | AN | 2771.281 | 8109806 | no | no |  |  | no |  |  | 1339265.86 | 15321258.841 |  | -1
node_8109806_200842185 |  |  | PQ | AN | 2771.281 | 8109806 | no | no |  |  | no |  |  | 1339048.397 | 15321372.815 |  | -1
node_8109806_200842187 |  |  | PQ | AD | 2771.281 | 8109806 | no | no |  |  | no |  |  | 1338954.147 | 15321586.061 |  | -1
node_8109806_200842188 |  |  | PQ | AN | 2771.281 | 8109806 | no | no |  |  | no |  |  | 1338729.99 | 15321597.281 |  | -1
node_8109806_200842189 |  |  | PQ | AD | 2771.281 | 8109806 | no | no |  |  | no |  |  | 1338535.092 | 15321813.354 |  | -1
node_8109806_200842190 |  |  | PQ | AN | 2771.281 | 8109806 | no | no |  |  | no |  |  | 1338332.274 | 15322043.794 |  | -1
node_8109806_200842191 |  |  | PQ | AD | 2771.281 | 8109806 | no | no |  |  | no |  |  | 1338786.274 | 15321762.069 |  | -1
node_8109806_200842192 |  |  | PQ | AD | 2771.281 | 8109806 | no | no |  |  | no |  |  | 1338920.439 | 15321896.762 |  | -1
node_8109806_200842193 |  |  | PQ | AN | 2771.281 | 8109806 | no | no |  |  | no |  |  | 1339063.034 | 15322136.541 |  | -1
node_8109806_200842194 |  |  | PQ | AN | 2771.281 | 8109806 | no | no |  |  | no |  |  | 1338574.106 | 15321996.577 |  | -1
node_8109806_200842195 |  |  | PQ | AN | 2771.281 | 8109806 | no | no |  |  | no |  |  | 1338344.16 | 15322336.816 |  | -1
node_8109806_200842196 |  |  | PQ | AN | 2771.281 | 8109806 | no | no |  |  | no |  |  | 1338195.456 | 15322566.793 |  | -1
node_8109806_200842197 |  |  | PQ | AD | 2771.281 | 8109806 | no | no |  |  | no |  |  | 1338112.528 | 15322745.246 |  | -1
node_8109806_200842201 |  |  | PQ | AD | 2771.281 | 8109806 | no | no |  |  | no |  |  | 1348019.531 | 15314380.598 |  | -1
node_8109806_200842202 |  |  | PQ | AN | 2771.281 | 8109806 | no | no |  |  | no |  |  | 1347429.297 | 15314481.378 |  | -1
node_8109806_200842203 |  |  | PQ | AD | 2771.281 | 8109806 | no | no |  |  | no |  |  | 1347153.81 | 15314511.846 |  | -1
node_8109806_200842204 |  |  | PQ | AD | 2771.281 | 8109806 | no | no |  |  | no |  |  | 1347164.717 | 15314817.767 |  | -1
node_8109806_200842205 |  |  | PQ | AN | 2771.281 | 8109806 | no | no |  |  | no |  |  | 1347169.178 | 15315081.859 |  | -1
node_8109806_200842206 |  |  | PQ | AN | 2771.281 | 8109806 | no | no |  |  | no |  |  | 1347038.843 | 15314535.289 |  | -1
node_8109806_200842207 |  |  | PQ | AN | 2771.281 | 8109806 | no | no |  |  | no |  |  | 1347137.183 | 15314340.889 |  | -1
node_8109806_200842208 |  |  | PQ | AD | 2771.281 | 8109806 | no | no |  |  | no |  |  | 1347141.438 | 15314218.435 |  | -1
node_8109806_200842209 |  |  | PQ | AD | 2771.281 | 8109806 | no | no |  |  | no |  |  | 1346918.605 | 15314485.845 |  | -1
node_8109806_200842210 |  |  | PQ | AN | 2771.281 | 8109806 | no | no |  |  | no |  |  | 1346745.886 | 15314597.387 |  | -1
node_8109806_200842211 |  |  | PQ | AN | 2771.281 | 8109806 | no | no |  |  | no |  |  | 1346740.771 | 15314709.952 |  | -1
node_8109806_200842212 |  |  | PQ | AN | 2771.281 | 8109806 | no | no |  |  | no |  |  | 1346480.163 | 15314875.929 |  | -1
node_8109806_200842214 |  |  | PQ | ABCD | 2771.281 | 8109806 | no | no |  |  | no |  |  | 1348842.281 | 15313743.453 |  | -1
node_8109806_200842215 |  |  | PQ | ABCN | 2771.281 | 8109806 | no | no |  |  | no |  |  | 1348723.784 | 15313652.012 |  | -1
node_8109806_200842216 |  |  | PQ | ABCD | 2771.281 | 8109806 | no | no |  |  | no |  |  | 1348550.617 | 15313526.061 |  | -1
node_8109806_200842217 |  |  | PQ | ABCN | 2771.281 | 8109806 | no | no |  |  | no |  |  | 1348350.01 | 15313438.278 |  | -1
node_8109806_200842219 |  |  | PQ | ABCD | 2771.281 | 8109806 | no | no |  |  | no |  |  | 1348171.166 | 15313387.516 |  | -1
node_8109806_200842220 |  |  | PQ | ABCN | 2771.281 | 8109806 | no | no |  |  | no |  |  | 1347994.048 | 15313381.253 |  | -1
node_8109806_200842221 |  |  | PQ | ABCN | 2771.281 | 8109806 | no | no |  |  | no |  |  | 1347731.662 | 15313420.099 |  | -1
node_8109806_200842222 |  |  | PQ | ABCN | 2771.281 | 8109806 | no | no |  |  | no |  |  | 1347472.661 | 15313460.946 |  | -1
node_8109806_200842223 |  |  | PQ | ABCD | 2771.281 | 8109806 | no | no |  |  | no |  |  | 1347156.345 | 15313534.387 |  | -1
node_8109806_200842224 |  |  | PQ | ABCN | 2771.281 | 8109806 | no | no |  |  | no |  |  | 1346997.479 | 15313565.002 |  | -1
node_8109806_200842225 |  |  | PQ | ABCN | 2771.281 | 8109806 | no | no |  |  | no |  |  | 1346706.558 | 15313617.209 |  | -1
node_8109806_200842227 |  |  | PQ | ABCN | 2771.281 | 8109806 | no | no |  |  | no |  |  | 1346383.548 | 15313545.331 |  | -1
node_8109806_200842229 |  |  | PQ | ABCN | 2771.281 | 8109806 | no | no |  |  | no |  |  | 1346014.966 | 15313547.075 |  | -1
node_8109806_200842231 |  |  | PQ | ABCD | 2771.281 | 8109806 | no | no |  |  | no |  |  | 1345738.903 | 15313545.937 |  | -1
node_8109806_200842233 |  |  | PQ | ABCN | 2771.281 | 8109806 | no | no |  |  | no |  |  | 1345531.483 | 15313564.524 |  | -1
node_8109806_200842234 |  |  | PQ | ABCD | 2771.281 | 8109806 | no | no |  |  | no |  |  | 1345348.053 | 15313563.962 |  | -1
node_8109806_200842236 |  |  | PQ | ABCD | 2771.281 | 8109806 | no | no |  |  | no |  |  | 1345112.26 | 15313645.725 |  | -1
node_8109806_200842237 |  |  | PQ | ABCN | 2771.281 | 8109806 | no | no |  |  | no |  |  | 1344873.419 | 15313714.06 |  | -1
node_8109806_200842240 |  |  | PQ | ABCD | 2771.281 | 8109806 | no | no |  |  | no |  |  | 1344401.667 | 15313893.659 |  | -1
node_8109806_200842242 |  |  | PQ | ABCD | 2771.281 | 8109806 | no | no |  |  | no |  |  | 1344114.139 | 15313959.105 |  | -1
node_8109806_200842243 |  |  | PQ | ABCD | 2771.281 | 8109806 | no | no |  |  | no |  |  | 1343841.52 | 15314012.176 |  | -1
node_8109806_200842244 |  |  | PQ | ABCN | 2771.281 | 8109806 | no | no |  |  | no |  |  | 1343532.607 | 15314089.435 |  | -1
node_8109806_200842245 |  |  | PQ | ABCN | 2771.281 | 8109806 | no | no |  |  | no |  |  | 1343269.5 | 15314237.515 |  | -1
node_8109806_200842246 |  |  | PQ | ABCN | 2771.281 | 8109806 | no | no |  |  | no |  |  | 1343151.79 | 15314451.237 |  | -1
node_8109806_200842252 |  |  | PQ | AD | 2771.281 | 8109806 | no | no |  |  | no |  |  | 1341214.338 | 15319768.723 |  | -1
node_8109806_200842253 |  |  | PQ | AN | 2771.281 | 8109806 | no | no |  |  | no |  |  | 1341050.884 | 15319571.911 |  | -1
node_8109806_200842254 |  |  | PQ | AD | 2771.281 | 8109806 | no | no |  |  | no |  |  | 1340901.708 | 15319386.758 |  | -1
node_8109806_200842255 |  |  | PQ | AD | 2771.281 | 8109806 | no | no |  |  | no |  |  | 1340817.816 | 15319190.908 |  | -1
node_8109806_200842258 |  |  | PQ | AN | 2771.281 | 8109806 | no | no |  |  | no |  |  | 1340785.364 | 15319022.454 |  | -1
node_8109806_200842260 |  |  | PQ | AN | 2771.281 | 8109806 | no | no |  |  | no |  |  | 1340820.57 | 15318794.244 |  | -1
node_8109806_200842262 |  |  | PQ | AD | 2771.281 | 8109806 | no | no |  |  | no |  |  | 1340862.199 | 15318531.937 |  | -1
node_8109806_200842263 |  |  | PQ | AN | 2771.281 | 8109806 | no | no |  |  | no |  |  | 1340950.514 | 15318222.14 |  | -1
node_8109806_200842264 |  |  | PQ | AN | 2771.281 | 8109806 | no | no |  |  | no |  |  | 1340910.508 | 15318349.379 |  | -1
node_8109806_200842266 |  |  | PQ | AD | 2771.281 | 8109806 | no | no |  |  | no |  |  | 1341091.194 | 15317747.862 |  | -1
node_8109806_200842267 |  |  | PQ | AN | 2771.281 | 8109806 | no | no |  |  | no |  |  | 1341160.622 | 15317480.988 |  | -1
node_8109806_200842268 |  |  | PQ | AD | 2771.281 | 8109806 | no | no |  |  | no |  |  | 1341323.792 | 15317074.357 |  | -1
node_8109806_200842269 |  |  | PQ | AN | 2771.281 | 8109806 | no | no |  |  | no |  |  | 1341496.714 | 15316694.467 |  | -1
node_8109806_200842270 |  |  | PQ | AN | 2771.281 | 8109806 | no | no |  |  | no |  |  | 1341648.482 | 15316316.086 |  | -1
node_8109806_200842279 |  |  | PQ | AN | 2771.281 | 8109806 | no | no |  |  | no |  |  | 1342833.626 | 15314730.772 |  | -1
node_8109806_200842280 |  |  | PQ | AN | 2771.281 | 8109806 | no | no |  |  | no |  |  | 1342716.108 | 15314915.043 |  | -1
node_8109806_200842281 |  |  | PQ | AN | 2771.281 | 8109806 | no | no |  |  | no |  |  | 1342597.252 | 15315090.209 |  | -1
node_8109806_200842282 |  |  | PQ | ABCD | 2771.281 | 8109806 | no | no |  |  | no |  |  | 1342982.024 | 15314630.141 |  | -1
node_8109806_200842283 |  |  | PQ | ABCD | 2771.281 | 8109806 | no | no |  |  | no |  |  | 1342787.418 | 15314558.516 |  | -1
node_8109806_200842285 |  |  | PQ | ABCN | 2771.281 | 8109806 | no | no |  |  | no |  |  | 1342557.912 | 15314512.386 |  | -1
node_8109806_200842286 |  |  | PQ | AD | 2771.281 | 8109806 | no | no |  |  | no |  |  | 1342594.249 | 15314469.134 |  | -1
node_8109806_200842287 |  |  | PQ | AD | 2771.281 | 8109806 | no | no |  |  | no |  |  | 1342612.044 | 15314346.585 |  | -1
node_8109806_200842288 |  |  | PQ | AN | 2771.281 | 8109806 | no | no |  |  | no |  |  | 1342458.878 | 15314267.997 |  | -1
node_8109806_200842289 |  |  | PQ | ABCD | 2771.281 | 8109806 | no | no |  |  | no |  |  | 1342346.048 | 15314468.829 |  | -1
node_8109806_200842290 |  |  | PQ | ABCN | 2771.281 | 8109806 | no | no |  |  | no |  |  | 1342090.139 | 15314325.289 |  | -1
node_8109806_200842291 |  |  | PQ | ABCN | 2771.281 | 8109806 | no | no |  |  | no |  |  | 1341833.234 | 15314195.919 |  | -1
node_8109806_200842294 |  |  | PQ | ABCN | 2771.281 | 8109806 | no | no |  |  | no |  |  | 1341586.352 | 15313982.023 |  | -1
node_8109806_200842295 |  |  | PQ | ABCN | 2771.281 | 8109806 | no | no |  |  | no |  |  | 1341371.791 | 15313819.509 |  | -1
node_8109806_200842296 |  |  | PQ | ABCD | 2771.281 | 8109806 | no | no |  |  | no |  |  | 1341196.632 | 15313751.246 |  | -1
node_8109806_200842298 |  |  | PQ | ABCD | 2771.281 | 8109806 | no | no |  |  | no |  |  | 1340777.787 | 15313756.03 |  | -1
node_8109806_200842299 |  |  | PQ | ABCD | 2771.281 | 8109806 | no | no |  |  | no |  |  | 1340497.269 | 15313817.195 |  | -1
node_8109806_200842300 |  |  | PQ | ABCD | 2771.281 | 8109806 | no | no |  |  | no |  |  | 1340215.246 | 15313820.475 |  | -1
node_8109806_200842301 |  |  | PQ | ABCD | 2771.281 | 8109806 | no | no |  |  | no |  |  | 1339813.949 | 15313853.758 |  | -1
node_8109806_200842302 |  |  | PQ | ABCD | 2771.281 | 8109806 | no | no |  |  | no |  |  | 1339368.145 | 15313886.987 |  | -1
node_8109806_200842303 |  |  | PQ | ABCD | 2771.281 | 8109806 | no | no |  |  | no |  |  | 1339101.623 | 15313909.708 |  | -1
node_8109806_200842304 |  |  | PQ | ABCD | 2771.281 | 8109806 | no | no |  |  | no |  |  | 1338829.743 | 15313929.703 |  | -1
node_8109806_200842321 |  |  | PQ | ABCD | 2771.281 | 8109806 | no | no |  |  | no |  |  | 1350286.952 | 15312593.997 |  | -1
node_8109806_200842322 |  |  | PQ | ABCN | 2771.281 | 8109806 | no | no |  |  | no |  |  | 1350307.993 | 15312773.237 |  | -1
node_8109806_200842323 |  |  | PQ | ABCD | 2771.281 | 8109806 | no | no |  |  | no |  |  | 1350286.196 | 15312896.7 |  | -1
node_8109806_200842324 |  |  | PQ | ABCD | 2771.281 | 8109806 | no | no |  |  | no |  |  | 1350267.563 | 15313058.755 |  | -1
node_8109806_200842325 |  |  | PQ | ABCN | 2771.281 | 8109806 | no | no |  |  | no |  |  | 1350252.269 | 15313247.852 |  | -1
node_8109806_200842326 |  |  | PQ | ABCD | 2771.281 | 8109806 | no | no |  |  | no |  |  | 1350232.746 | 15313496.726 |  | -1
node_8109806_200842542 |  |  | PQ | AD | 2771.281 | 8109806 | no | no |  |  | no |  |  | 1350212.725 | 15312674.961 |  | -1
node_8109806_200842543 |  |  | PQ | AD | 2771.281 | 8109806 | no | no |  |  | no |  |  | 1350109.034 | 15312831.773 |  | -1
node_8109806_200842544 |  |  | PQ | AN | 2771.281 | 8109806 | no | no |  |  | no |  |  | 1350035.384 | 15312940.291 |  | -1
node_8109806_200842549 |  |  | PQ | ABCN | 2771.281 | 8109806 | no | no |  |  | no |  |  | 1350268.733 | 15313468.218 |  | -1
node_8109806_200843119 |  |  | PQ | AN | 2771.281 | 8109806 | no | no |  |  | no |  |  | 1354382.723 | 15312829.615 |  | -1
node_8109806_200843120 |  |  | PQ | AD | 2771.281 | 8109806 | no | no |  |  | no |  |  | 1354586.283 | 15313069.019 |  | -1
node_8109806_200843121 |  |  | PQ | AD | 2771.281 | 8109806 | no | no |  |  | no |  |  | 1354784.418 | 15313325.362 |  | -1
node_8109806_200843122 |  |  | PQ | AD | 2771.281 | 8109806 | no | no |  |  | no |  |  | 1355096.498 | 15313164.007 |  | -1
node_8109806_200843123 |  |  | PQ | AN | 2771.281 | 8109806 | no | no |  |  | no |  |  | 1355418.52 | 15313179.72 |  | -1
node_8109806_200843125 |  |  | PQ | AD | 2771.281 | 8109806 | no | no |  |  | no |  |  | 1355287.037 | 15313925.546 |  | -1
node_8109806_200843126 |  |  | PQ | AD | 2771.281 | 8109806 | no | no |  |  | no |  |  | 1355463.797 | 15314085.872 |  | -1
node_8109806_200843127 |  |  | PQ | AN | 2771.281 | 8109806 | no | no |  |  | no |  |  | 1355632.801 | 15314275.002 |  | -1
node_8109806_200843129 |  |  | PQ | AD | 2771.281 | 8109806 | no | no |  |  | no |  |  | 1355803.341 | 15314468.546 |  | -1
node_8109806_200843130 |  |  | PQ | AN | 2771.281 | 8109806 | no | no |  |  | no |  |  | 1355864.798 | 15314536.45 |  | -1
node_8109806_200843132 |  |  | PQ | AN | 2771.281 | 8109806 | no | no |  |  | no |  |  | 1356095.444 | 15314788.947 |  | -1
node_8109806_200843133 |  |  | PQ | AN | 2771.281 | 8109806 | no | no |  |  | no |  |  | 1356126.373 | 15315205.34 |  | -1
node_8109806_200843138 |  |  | PQ | AD | 2771.281 | 8109806 | no | no |  |  | no |  |  | 1356155.503 | 15315582.415 |  | -1
node_8109806_200843139 |  |  | PQ | AN | 2771.281 | 8109806 | no | no |  |  | no |  |  | 1356177.378 | 15315892.291 |  | -1
node_8109806_200843140 |  |  | PQ | AD | 2771.281 | 8109806 | no | no |  |  | no |  |  | 1356216.56 | 15316386.198 |  | -1
node_8109806_200843141 |  |  | PQ | AN | 2771.281 | 8109806 | no | no |  |  | no |  |  | 1356099.913 | 15316391.201 |  | -1
node_8109806_200843142 |  |  | PQ | AN | 2771.281 | 8109806 | no | no |  |  | no |  |  | 1356044.867 | 15316178.855 |  | -1
node_8109806_200843143 |  |  | PQ | AN | 2771.281 | 8109806 | no | no |  |  | no |  |  | 1356210.511 | 15316702.299 |  | -1
node_8109806_200843145 |  |  | PQ | AN | 2771.281 | 8109806 | no | no |  |  | no |  |  | 1356187.154 | 15317060.348 |  | -1
node_8109806_200843146 |  |  | PQ | AD | 2771.281 | 8109806 | no | no |  |  | no |  |  | 1356163.644 | 15317452.33 |  | -1
node_8109806_200843147 |  |  | PQ | AN | 2771.281 | 8109806 | no | no |  |  | no |  |  | 1356156.875 | 15317652.79 |  | -1
node_8109806_200843148 |  |  | PQ | AD | 2771.281 | 8109806 | no | no |  |  | no |  |  | 1356153.258 | 15317807.516 |  | -1
node_8109806_200843149 |  |  | PQ | AN | 2771.281 | 8109806 | no | no |  |  | no |  |  | 1356141.137 | 15318204.438 |  | -1
node_8109806_200843150 |  |  | PQ | AN | 2771.281 | 8109806 | no | no |  |  | no |  |  | 1356129.097 | 15318578.163 |  | -1
node_8109806_200843151 |  |  | PQ | AD | 2771.281 | 8109806 | no | no |  |  | no |  |  | 1356154.039 | 15318840.028 |  | -1
node_8109806_200843152 |  |  | PQ | AN | 2771.281 | 8109806 | no | no |  |  | no |  |  | 1356148.318 | 15319242.478 |  | -1
node_8109806_200843153 |  |  | PQ | AN | 2771.281 | 8109806 | no | no |  |  | no |  |  | 1356136.599 | 15319605.411 |  | -1
node_8109806_200843155 |  |  | PQ | AN | 2771.281 | 8109806 | no | no |  |  | no |  |  | 1356121.392 | 15319919.588 |  | -1
node_8109806_200843156 |  |  | PQ | AN | 2771.281 | 8109806 | no | no |  |  | no |  |  | 1356111.362 | 15320204.486 |  | -1
node_8109806_200843157 |  |  | PQ | AD | 2771.281 | 8109806 | no | no |  |  | no |  |  | 1356097.236 | 15320300.514 |  | -1
node_8109806_200843159 |  |  | PQ | AN | 2771.281 | 8109806 | no | no |  |  | no |  |  | 1356109.181 | 15320676.483 |  | -1
node_8109806_200843160 |  |  | PQ | AD | 2771.281 | 8109806 | no | no |  |  | no |  |  | 1356332.981 | 15321092.279 |  | -1
node_8109806_200843161 |  |  | PQ | AD | 2771.281 | 8109806 | no | no |  |  | no |  |  | 1356506.476 | 15321393.108 |  | -1
node_8109806_200843162 |  |  | PQ | AN | 2771.281 | 8109806 | no | no |  |  | no |  |  | 1356651.177 | 15321664.931 |  | -1
node_8109806_200843167 |  |  | PQ | AN | 2771.281 | 8109806 | no | no |  |  | no |  |  | 1357071.921 | 15315299.398 |  | -1
node_8109806_200843168 |  |  | PQ | AN | 2771.281 | 8109806 | no | no |  |  | no |  |  | 1356594.566 | 15314957.839 |  | -1
node_8109806_200843169 |  |  | PQ | AN | 2771.281 | 8109806 | no | no |  |  | no |  |  | 1356326.638 | 15314744.283 |  | -1
node_8109806_200843170 |  |  | PQ | AN | 2771.281 | 8109806 | no | no |  |  | no |  |  | 1356923.091 | 15315320.902 |  | -1
node_8109806_200843172 |  |  | PQ | AN | 2771.281 | 8109806 | no | no |  |  | no |  |  | 1356962.344 | 15315311.535 |  | -1
node_8109806_200843173 |  |  | PQ | AD | 2771.281 | 8109806 | no | no |  |  | no |  |  | 1357064.721 | 15315552.094 |  | -1
node_8109806_200843174 |  |  | PQ | AN | 2771.281 | 8109806 | no | no |  |  | no |  |  | 1357278.769 | 15315742.899 |  | -1
node_8109806_200843175 |  |  | PQ | AD | 2771.281 | 8109806 | no | no |  |  | no |  |  | 1357632.48 | 15315943.84 |  | -1
node_8109806_200843176 |  |  | PQ | AN | 2771.281 | 8109806 | no | no |  |  | no |  |  | 1357844.614 | 15316049.714 |  | -1
node_8109806_200843177 |  |  | PQ | AD | 2771.281 | 8109806 | no | no |  |  | no |  |  | 1358058.729 | 15316154.412 |  | -1
node_8109806_200843178 |  |  | PQ | AN | 2771.281 | 8109806 | no | no |  |  | no |  |  | 1358288.693 | 15316273.053 |  | -1
node_8109806_200843179 |  |  | PQ | AN | 2771.281 | 8109806 | no | no |  |  | no |  |  | 1358542.696 | 15316399.85 |  | -1
node_8109806_200843181 |  |  | PQ | AD | 2771.281 | 8109806 | no | no |  |  | no |  |  | 1358628.69 | 15316447.939 |  | -1
node_8109806_200843182 |  |  | PQ | AN | 2771.281 | 8109806 | no | no |  |  | no |  |  | 1358814.323 | 15316564.873 |  | -1
node_8109806_200843183 |  |  | PQ | AD | 2771.281 | 8109806 | no | no |  |  | no |  |  | 1358769.176 | 15316486.507 |  | -1
node_8109806_200843184 |  |  | PQ | AN | 2771.281 | 8109806 | no | no |  |  | no |  |  | 1359023.839 | 15316335.316 |  | -1
node_8109806_200843187 |  |  | PQ | AD | 2771.281 | 8109806 | no | no |  |  | no |  |  | 1359177.638 | 15316727.22 |  | -1
node_8109806_200843188 |  |  | PQ | AD | 2771.281 | 8109806 | no | no |  |  | no |  |  | 1359365.825 | 15316282.235 |  | -1
node_8109806_200843189 |  |  | PQ | AD | 2771.281 | 8109806 | no | no |  |  | no |  |  | 1359599.379 | 15315746.57 |  | -1
node_8109806_200843190 |  |  | PQ | AN | 2771.281 | 8109806 | no | no |  |  | no |  |  | 1359096.898 | 15317063.342 |  | -1
node_8109806_200843193 |  |  | PQ | AN | 2771.281 | 8109806 | no | no |  |  | no |  |  | 1359509.743 | 15316970.54 |  | -1
node_8109806_200843194 |  |  | PQ | AD | 2771.281 | 8109806 | no | no |  |  | no |  |  | 1359765.667 | 15317123.361 |  | -1
node_8109806_200843195 |  |  | PQ | AD | 2771.281 | 8109806 | no | no |  |  | no |  |  | 1360027.067 | 15317276.451 |  | -1
node_8109806_200843196 |  |  | PQ | AD | 2771.281 | 8109806 | no | no |  |  | no |  |  | 1360067.149 | 15317307.836 |  | -1
node_8109806_200843197 |  |  | PQ | AD | 2771.281 | 8109806 | no | no |  |  | no |  |  | 1360202.052 | 15317410.47 |  | -1
node_8109806_200843198 |  |  | PQ | AD | 2771.281 | 8109806 | no | no |  |  | no |  |  | 1360198.653 | 15317725.321 |  | -1
node_8109806_200843200 |  |  | PQ | AN | 2771.281 | 8109806 | no | no |  |  | no |  |  | 1360186.852 | 15318334.632 |  | -1
node_8109806_200843201 |  |  | PQ | AD | 2771.281 | 8109806 | no | no |  |  | no |  |  | 1360210.469 | 15317313.721 |  | -1
node_8109806_200843202 |  |  | PQ | AN | 2771.281 | 8109806 | no | no |  |  | no |  |  | 1360377.695 | 15317332.536 |  | -1
node_8109806_200843205 |  |  | PQ | AD | 2771.281 | 8109806 | no | no |  |  | no |  |  | 1360650.741 | 15317351.424 |  | -1
node_8109806_200843206 |  |  | PQ | AN | 2771.281 | 8109806 | no | no |  |  | no |  |  | 1360925.297 | 15317355.832 |  | -1
node_8109806_200843208 |  |  | PQ | AN | 2771.281 | 8109806 | no | no |  |  | no |  |  | 1361067.823 | 15317497.616 |  | -1
node_8109806_200843209 |  |  | PQ | AD | 2771.281 | 8109806 | no | no |  |  | no |  |  | 1361206.946 | 15317630.746 |  | -1
node_8109806_200843210 |  |  | PQ | AN | 2771.281 | 8109806 | no | no |  |  | no |  |  | 1361339.218 | 15317846.298 |  | -1
node_8109806_200843212 |  |  | PQ | AD | 2771.281 | 8109806 | no | no |  |  | no |  |  | 1361526.34 | 15318129.397 |  | -1
node_8109806_200843213 |  |  | PQ | AN | 2771.281 | 8109806 | no | no |  |  | no |  |  | 1361616.043 | 15318253.761 |  | -1
node_8109806_200843214 |  |  | PQ | AN | 2771.281 | 8109806 | no | no |  |  | no |  |  | 1361751.288 | 15318454.887 |  | -1
node_8109806_200843215 |  |  | PQ | AN | 2771.281 | 8109806 | no | no |  |  | no |  |  | 1361884.114 | 15318650.305 |  | -1
node_8109806_200843216 |  |  | PQ | AN | 2771.281 | 8109806 | no | no |  |  | no |  |  | 1362002.914 | 15318861.929 |  | -1
node_8109806_200843218 |  |  | PQ | AN | 2771.281 | 8109806 | no | no |  |  | no |  |  | 1362054.376 | 15319093.169 |  | -1
node_8109806_200843219 |  |  | PQ | AN | 2771.281 | 8109806 | no | no |  |  | no |  |  | 1362067.435 | 15319274.279 |  | -1
node_8109806_200843220 |  |  | PQ | AN | 2771.281 | 8109806 | no | no |  |  | no |  |  | 1362192.813 | 15319516.476 |  | -1
node_8109806_200843222 |  |  | PQ | AD | 2771.281 | 8109806 | no | no |  |  | no |  |  | 1362286.724 | 15319857.284 |  | -1
node_8109806_200843223 |  |  | PQ | AN | 2771.281 | 8109806 | no | no |  |  | no |  |  | 1362370.227 | 15320042.032 |  | -1
node_8109806_200843485 |  |  | PQ | ABCN | 19918.584 | 8109806 | no | no |  |  | no |  |  | 1348045.344 | 15312479.424 |  | -1
node_8109806_200843486 |  |  | PQ | ABCN | 19918.584 | 8109806 | no | no |  |  | no |  |  | 1348239.089 | 15312469.201 |  | -1
node_8109806_200843487 |  |  | PQ | ABCN | 19918.584 | 8109806 | no | no |  |  | no |  |  | 1348481.802 | 15312465.721 |  | -1
node_8109806_200843488 |  |  | PQ | ABCN | 19918.584 | 8109806 | no | no |  |  | no |  |  | 1348684.64 | 15312479.15 |  | -1
node_8109806_200843489 |  |  | PQ | ABCN | 19918.584 | 8109806 | no | no |  |  | no |  |  | 1348879.022 | 15312483.081 |  | -1
node_8109806_200843490 |  |  | PQ | ABCN | 19918.584 | 8109806 | no | no |  |  | no |  |  | 1349134.02 | 15312492.893 |  | -1
node_8109806_200843491 |  |  | PQ | ABCN | 19918.584 | 8109806 | no | no |  |  | no |  |  | 1349372.953 | 15312504.34 |  | -1
node_8109806_200843492 |  |  | PQ | ABCN | 19918.584 | 8109806 | no | no |  |  | no |  |  | 1349609.663 | 15312512.044 |  | -1
node_8109806_200843493 |  |  | PQ | ABCN | 19918.584 | 8109806 | no | no |  |  | no |  |  | 1349809.955 | 15312517.962 |  | -1
node_8109806_200843494 |  |  | PQ | ABCN | 2771.281 | 8109806 | no | no |  |  | no |  |  | 1349987.318 | 15312525.434 |  | -1
node_8109806_200843495 |  |  | PQ | ABCD | 2771.281 | 8109806 | no | no |  |  | no |  |  | 1350192.812 | 15312529.073 |  | -1
node_8109806_200846933 |  |  | PQ | AN | 7199.558 | 8109806 | no | no |  |  | no |  |  | 1346916.015 | 15301356.388 |  | -1
node_8109806_200846935 |  |  | PQ | AN | 7199.558 | 8109806 | no | no |  |  | no |  |  | 1346958.616 | 15301215.82 |  | -1
node_8109806_200846943 |  |  | PQ | AN | 7199.558 | 8109806 | no | no |  |  | no |  |  | 1347465.436 | 15301237.267 |  | -1
node_8109806_200846974 |  |  | PQ | AN | 2401.777 | 8109806 | no | no |  |  | no |  |  | 1346043.142 | 15299753.379 |  | -1
node_8109806_200846977 |  |  | PQ | AN | 2401.777 | 8109806 | no | no |  |  | no |  |  | 1346349.08 | 15299436.971 |  | -1
node_8109806_200846981 |  |  | PQ | AN | 2401.777 | 8109806 | no | no |  |  | no |  |  | 1346482.556 | 15299329.191 |  | -1
node_8109806_200846982 |  |  | PQ | AN | 2401.777 | 8109806 | no | no |  |  | no |  |  | 1346661.963 | 15299433.028 |  | -1
node_8109806_200846993 |  |  | PQ | AN | 2401.777 | 8109806 | no | no |  |  | no |  |  | 1346371.081 | 15299739.451 |  | -1
node_8109806_200846996 |  |  | PQ | AN | 2401.777 | 8109806 | no | no |  |  | no |  |  | 1346523.903 | 15299732.257 |  | -1
node_8109806_200847589 |  |  | PQ | AN | 7199.558 | 8109806 | no | no |  |  | no |  |  | 1345971.588 | 15303610.195 |  | -1
node_8109806_200847595 |  |  | PQ | AN | 7199.558 | 8109806 | no | no |  |  | no |  |  | 1346444.674 | 15303507.876 |  | -1
node_8109806_200847844 |  |  | PQ | AN | 7199.558 | 8109806 | no | no |  |  | no |  |  | 1344035.491 | 15299818.447 |  | -1
node_8109806_200847846 |  |  | PQ | AN | 7199.558 | 8109806 | no | no |  |  | no |  |  | 1344206.845 | 15299895.583 |  | -1
node_8109806_200847852 |  |  | PQ | AN | 7199.558 | 8109806 | no | no |  |  | no |  |  | 1342755.418 | 15299653.341 |  | -1
node_8109806_200847853 |  |  | PQ | AN | 7199.558 | 8109806 | no | no |  |  | no |  |  | 1342890.415 | 15299739.844 |  | -1
node_8109806_200847855 |  |  | PQ | AN | 7199.558 | 8109806 | no | no |  |  | no |  |  | 1343084.625 | 15299674.959 |  | -1
node_8109806_200847862 |  |  | PQ | AN | 7199.558 | 8109806 | no | no |  |  | no |  |  | 1343616.158 | 15299762.357 |  | -1
node_8109806_200848872 |  |  | PQ | AN | 2771.281 | 8109806 | no | no |  |  | no |  |  | 1341912.018 | 15301246.004 |  | -1
node_8109806_200848873 |  |  | PQ | AN | 2771.281 | 8109806 | no | no |  |  | no |  |  | 1341898.676 | 15302047.378 |  | -1
node_8109806_200848874 |  |  | PQ | ABN | 19918.584 | 8109806 | no | no |  |  | no |  |  | 1342264.131 | 15299128.596 |  | -1
node_8109806_200848875 |  |  | PQ | ABN | 19918.584 | 8109806 | no | no |  |  | no |  |  | 1342240.676 | 15299307.184 |  | -1
node_8109806_200848877 |  |  | PQ | ABN | 19918.584 | 8109806 | no | no |  |  | no |  |  | 1342241.587 | 15299509.024 |  | -1
node_8109806_200848878 |  |  | PQ | ABN | 19918.584 | 8109806 | no | no |  |  | no |  |  | 1342316.193 | 15299481.505 |  | -1
node_8109806_200848879 |  |  | PQ | ABN | 19918.584 | 8109806 | no | no |  |  | no |  |  | 1342300.183 | 15299670.679 |  | -1
node_8109806_200848880 |  |  | PQ | AN | 2771.281 | 8109806 | no | no |  |  | no |  |  | 1342303.766 | 15299802.572 |  | -1
node_8109806_200848881 |  |  | PQ | AD | 2771.281 | 8109806 | no | no |  |  | no |  |  | 1342299.545 | 15299905.253 |  | -1
node_8109806_200848883 |  |  | PQ | AN | 2771.281 | 8109806 | no | no |  |  | no |  |  | 1341816.279 | 15303474.387 |  | -1
node_8109806_200848884 |  |  | PQ | AD | 2771.281 | 8109806 | no | no |  |  | no |  |  | 1341287.062 | 15303881.651 |  | -1
node_8109806_200848885 |  |  | PQ | AN | 2771.281 | 8109806 | no | no |  |  | no |  |  | 1341010.002 | 15304142.056 |  | -1
node_8109806_200848886 |  |  | PQ | AN | 2771.281 | 8109806 | no | no |  |  | no |  |  | 1340831.487 | 15304683.506 |  | -1
node_8109806_200848887 |  |  | PQ | AN | 2771.281 | 8109806 | no | no |  |  | no |  |  | 1340728.99 | 15304971.077 |  | -1
node_8109806_200848888 |  |  | PQ | AN | 2771.281 | 8109806 | no | no |  |  | no |  |  | 1340681.446 | 15305111.207 |  | -1
node_8109806_200848889 |  |  | PQ | AN | 2771.281 | 8109806 | no | no |  |  | no |  |  | 1340487.607 | 15305459.664 |  | -1
node_8109806_200848890 |  |  | PQ | AD | 2771.281 | 8109806 | no | no |  |  | no |  |  | 1340182.146 | 15305728.274 |  | -1
node_8109806_200848891 |  |  | PQ | AN | 2771.281 | 8109806 | no | no |  |  | no |  |  | 1339909.371 | 15305958.461 |  | -1
node_8109806_200848892 |  |  | PQ | AD | 2771.281 | 8109806 | no | no |  |  | no |  |  | 1340060.951 | 15306378.777 |  | -1
node_8109806_200848893 |  |  | PQ | AN | 2771.281 | 8109806 | no | no |  |  | no |  |  | 1340172.94 | 15306691.374 |  | -1
node_8109806_200848894 |  |  | PQ | AD | 2771.281 | 8109806 | no | no |  |  | no |  |  | 1339577.404 | 15306241.507 |  | -1
node_8109806_200848895 |  |  | PQ | AN | 2771.281 | 8109806 | no | no |  |  | no |  |  | 1342299.009 | 15300125.646 |  | -1
node_8109806_200848896 |  |  | PQ | AD | 2771.281 | 8109806 | no | no |  |  | no |  |  | 1342294.062 | 15300253.41 |  | -1
node_8109806_200848897 |  |  | PQ | AD | 2771.281 | 8109806 | no | no |  |  | no |  |  | 1342291.411 | 15300399.882 |  | -1
node_8109806_200848900 |  |  | PQ | AD | 2771.281 | 8109806 | no | no |  |  | no |  |  | 1339017.127 | 15306722.599 |  | -1
node_8109806_200848901 |  |  | PQ | AN | 2771.281 | 8109806 | no | no |  |  | no |  |  | 1342278.423 | 15300543.168 |  | -1
node_8109806_200848902 |  |  | PQ | AD | 2771.281 | 8109806 | no | no |  |  | no |  |  | 1342276.291 | 15300649.49 |  | -1
node_8109806_200848903 |  |  | PQ | AN | 2771.281 | 8109806 | no | no |  |  | no |  |  | 1342274.644 | 15300747.691 |  | -1
node_8109806_200848905 |  |  | PQ | AN | 2771.281 | 8109806 | no | no |  |  | no |  |  | 1342278.954 | 15300909.658 |  | -1
node_8109806_200848906 |  |  | PQ | AN | 2771.281 | 8109806 | no | no |  |  | no |  |  | 1342261.774 | 15301104.694 |  | -1
node_8109806_200848907 |  |  | PQ | AN | 2771.281 | 8109806 | no | no |  |  | no |  |  | 1342255.918 | 15301247.139 |  | -1
node_8109806_200848908 |  |  | PQ | AD | 2771.281 | 8109806 | no | no |  |  | no |  |  | 1342187.415 | 15301267.039 |  | -1
node_8109806_200848909 |  |  | PQ | AN | 2771.281 | 8109806 | no | no |  |  | no |  |  | 1342294.451 | 15301444.359 |  | -1
node_8109806_200848910 |  |  | PQ | AD | 2771.281 | 8109806 | no | no |  |  | no |  |  | 1342277.943 | 15301662.353 |  | -1
node_8109806_200848911 |  |  | PQ | AD | 2771.281 | 8109806 | no | no |  |  | no |  |  | 1342266.834 | 15301886.566 |  | -1
node_8109806_200848912 |  |  | PQ | AD | 2771.281 | 8109806 | no | no |  |  | no |  |  | 1342255.327 | 15302117.047 |  | -1
node_8109806_200848913 |  |  | PQ | AD | 2771.281 | 8109806 | no | no |  |  | no |  |  | 1342174.804 | 15302066.051 |  | -1
node_8109806_200848914 |  |  | PQ | AN | 2771.281 | 8109806 | no | no |  |  | no |  |  | 1342246.462 | 15302322.931 |  | -1
node_8109806_200848915 |  |  | PQ | AN | 2771.281 | 8109806 | no | no |  |  | no |  |  | 1342332.068 | 15302542.627 |  | -1
node_8109806_200848916 |  |  | PQ | AD | 2771.281 | 8109806 | no | no |  |  | no |  |  | 1342217.211 | 15302828.971 |  | -1
node_8109806_200848917 |  |  | PQ | AD | 2771.281 | 8109806 | no | no |  |  | no |  |  | 1342241.247 | 15302837.318 |  | -1
node_8109806_200848918 |  |  | PQ | AN | 2771.281 | 8109806 | no | no |  |  | no |  |  | 1342519.794 | 15302875.142 |  | -1
node_8109806_200848919 |  |  | PQ | AN | 2771.281 | 8109806 | no | no |  |  | no |  |  | 1342132.554 | 15303042.728 |  | -1
node_8109806_200849137 |  |  | PQ | ABCN | 19918.584 | 8109806 | no | no |  |  | no |  |  | 1344822.674 | 15299768.884 |  | -1
node_8109806_200849138 |  |  | PQ | ABCN | 19918.584 | 8109806 | no | no |  |  | no |  |  | 1344815.014 | 15299942.748 |  | -1
node_8109806_200849139 |  |  | PQ | ABCN | 19918.584 | 8109806 | no | no |  |  | no |  |  | 1344811.902 | 15300060.564 |  | -1
node_8109806_200849140 |  |  | PQ | ABCN | 19918.584 | 8109806 | no | no |  |  | no |  |  | 1344812.909 | 15300163.441 |  | -1
node_8109806_200849208 |  |  | PQ | ABCD | 2771.281 | 8109806 | no | no |  |  | no |  |  | 1350773.217 | 15296722.588 |  | -1
node_8109806_200849209 |  |  | PQ | ABCD | 2771.281 | 8109806 | no | no |  |  | no |  |  | 1349590.754 | 15296846.609 |  | -1
node_8109806_200849210 |  |  | PQ | ABCD | 2771.281 | 8109806 | no | no |  |  | no |  |  | 1349508.384 | 15296848.247 |  | -1
node_8109806_200849211 |  |  | PQ | ABCN | 2771.281 | 8109806 | no | no |  |  | no |  |  | 1349490.239 | 15296866.162 |  | -1
node_8109806_200849212 |  |  | PQ | AN | 2771.281 | 8109806 | no | no |  |  | no |  |  | 1349497.093 | 15297127.894 |  | -1
node_8109806_200849214 |  |  | PQ | ABCN | 2771.281 | 8109806 | no | no |  |  | no |  |  | 1349396.722 | 15296842.011 |  | -1
node_8109806_200849215 |  |  | PQ | ABCD | 2771.281 | 8109806 | no | no |  |  | no |  |  | 1349258.706 | 15296829.57 |  | -1
node_8109806_200849216 |  |  | PQ | ABCD | 2771.281 | 8109806 | no | no |  |  | no |  |  | 1349170.574 | 15296835.21 |  | -1
node_8109806_200849217 |  |  | PQ | ABCN | 2771.281 | 8109806 | no | no |  |  | no |  |  | 1348994.48 | 15296821.79 |  | -1
node_8109806_200849218 |  |  | PQ | ABCD | 2771.281 | 8109806 | no | no |  |  | no |  |  | 1348886.678 | 15296827.456 |  | -1
node_8109806_200849222 |  |  | PQ | ABCD | 2771.281 | 8109806 | no | no |  |  | no |  |  | 1350630.595 | 15296751.833 |  | -1
node_8109806_200849231 |  |  | PQ | ABCD | 2771.281 | 8109806 | no | no |  |  | no |  |  | 1350537.914 | 15296768.827 |  | -1
node_8109806_200849232 |  |  | PQ | ABCD | 2771.281 | 8109806 | no | no |  |  | no |  |  | 1350420.949 | 15296794.003 |  | -1
node_8109806_200849233 |  |  | PQ | ABCD | 2771.281 | 8109806 | no | no |  |  | no |  |  | 1350261.427 | 15296826.597 |  | -1
node_8109806_200849234 |  |  | PQ | ABCN | 2771.281 | 8109806 | no | no |  |  | no |  |  | 1350143.03 | 15296833.834 |  | -1
node_8109806_200849235 |  |  | PQ | ABCN | 2771.281 | 8109806 | no | no |  |  | no |  |  | 1350140.276 | 15296779.826 |  | -1
node_8109806_200849236 |  |  | PQ | AD | 2771.281 | 8109806 | no | no |  |  | no |  |  | 1350129.271 | 15296706.232 |  | -1
node_8109806_200849237 |  |  | PQ | AN | 2771.281 | 8109806 | no | no |  |  | no |  |  | 1350107.266 | 15296582.756 |  | -1
node_8109806_200849238 |  |  | PQ | ABCN | 2771.281 | 8109806 | no | no |  |  | no |  |  | 1350017.729 | 15296850.186 |  | -1
node_8109806_200849240 |  |  | PQ | ABCN | 2771.281 | 8109806 | no | no |  |  | no |  |  | 1349745.152 | 15296855.376 |  | -1
node_8109806_200849261 |  |  | PQ | AN | 19918.584 | 8109806 | no | no |  |  | no |  |  | 1345212.517 | 15299775.721 |  | -1
node_8109806_200849262 |  |  | PQ | AN | 19918.584 | 8109806 | no | no |  |  | no |  |  | 1345224.206 | 15299888.678 |  | -1
node_8109806_200849263 |  |  | PQ | AN | 19918.584 | 8109806 | no | no |  |  | no |  |  | 1345219.169 | 15300015.267 |  | -1
node_8109806_200849572 |  |  | PQ | AN | 2771.281 | 8109806 | no | no |  |  | no |  |  | 1339150.685 | 15312815.045 |  | -1
node_8109806_200849573 |  |  | PQ | AD | 2771.281 | 8109806 | no | no |  |  | no |  |  | 1340370.577 | 15313143.175 |  | -1
node_8109806_200849574 |  |  | PQ | AD | 2771.281 | 8109806 | no | no |  |  | no |  |  | 1340190.699 | 15313199.011 |  | -1
node_8109806_200849575 |  |  | PQ | AN | 2771.281 | 8109806 | no | no |  |  | no |  |  | 1339998.579 | 15313275.253 |  | -1
node_8109806_200849576 |  |  | PQ | AN | 2771.281 | 8109806 | no | no |  |  | no |  |  | 1340178.469 | 15312936.986 |  | -1
node_8109806_200849577 |  |  | PQ | AN | 2771.281 | 8109806 | no | no |  |  | no |  |  | 1339982.498 | 15312756.27 |  | -1
node_8109806_200849578 |  |  | PQ | AD | 2771.281 | 8109806 | no | no |  |  | no |  |  | 1339851.159 | 15312636.701 |  | -1
node_8109806_200849579 |  |  | PQ | AD | 2771.281 | 8109806 | no | no |  |  | no |  |  | 1339585.422 | 15312681.59 |  | -1
node_8109806_200849580 |  |  | PQ | AD | 2771.281 | 8109806 | no | no |  |  | no |  |  | 1339354.987 | 15312729.485 |  | -1
node_8109806_200849607 |  |  | PQ | AN | 19918.584 | 8109806 | no | no |  |  | no |  |  | 1345865.587 | 15300195.108 |  | -1
node_8109806_200849608 |  |  | PQ | AN | 19918.584 | 8109806 | no | no |  |  | no |  |  | 1347238.089 | 15300034.566 |  | -1
node_8109806_200849609 |  |  | PQ | AN | 19918.584 | 8109806 | no | no |  |  | no |  |  | 1347218.314 | 15300177.357 |  | -1
node_8109806_200849611 |  |  | PQ | AN | 19918.584 | 8109806 | no | no |  |  | no |  |  | 1346026.934 | 15300194.266 |  | -1
node_8109806_200849612 |  |  | PQ | AN | 19918.584 | 8109806 | no | no |  |  | no |  |  | 1346165.202 | 15300198.341 |  | -1
node_8109806_200849613 |  |  | PQ | AN | 19918.584 | 8109806 | no | no |  |  | no |  |  | 1346306.177 | 15300204.548 |  | -1
node_8109806_200849614 |  |  | PQ | AN | 19918.584 | 8109806 | no | no |  |  | no |  |  | 1346429.243 | 15300193.34 |  | -1
node_8109806_200849615 |  |  | PQ | AN | 19918.584 | 8109806 | no | no |  |  | no |  |  | 1346564.902 | 15300175.161 |  | -1
node_8109806_200849616 |  |  | PQ | AN | 19918.584 | 8109806 | no | no |  |  | no |  |  | 1346741.594 | 15300119.486 |  | -1
node_8109806_200849618 |  |  | PQ | AN | 19918.584 | 8109806 | no | no |  |  | no |  |  | 1346913.716 | 15300051.525 |  | -1
node_8109806_200849619 |  |  | PQ | AN | 19918.584 | 8109806 | no | no |  |  | no |  |  | 1347071.332 | 15300034.447 |  | -1
node_8109806_200850168 |  |  | PQ | AD | 2771.281 | 8109806 | no | no |  |  | no |  |  | 1350716.292 | 15301993.406 |  | -1
node_8109806_200850169 |  |  | PQ | AD | 2771.281 | 8109806 | no | no |  |  | no |  |  | 1349530.033 | 15301404.914 |  | -1
node_8109806_200850170 |  |  | PQ | AN | 2771.281 | 8109806 | no | no |  |  | no |  |  | 1349421.502 | 15301323.245 |  | -1
node_8109806_200850171 |  |  | PQ | AD | 2771.281 | 8109806 | no | no |  |  | no |  |  | 1349262.469 | 15301327.412 |  | -1
node_8109806_200850172 |  |  | PQ | AN | 2771.281 | 8109806 | no | no |  |  | no |  |  | 1350526.809 | 15302057.105 |  | -1
node_8109806_200850173 |  |  | PQ | AD | 2771.281 | 8109806 | no | no |  |  | no |  |  | 1350384.189 | 15302106.876 |  | -1
node_8109806_200850176 |  |  | PQ | AD | 2771.281 | 8109806 | no | no |  |  | no |  |  | 1350136.797 | 15302053.928 |  | -1
node_8109806_200850178 |  |  | PQ | AD | 2771.281 | 8109806 | no | no |  |  | no |  |  | 1350055.794 | 15301954.836 |  | -1
node_8109806_200850179 |  |  | PQ | AN | 2771.281 | 8109806 | no | no |  |  | no |  |  | 1349992.523 | 15301809.804 |  | -1
node_8109806_200850180 |  |  | PQ | AD | 2771.281 | 8109806 | no | no |  |  | no |  |  | 1349875.409 | 15301696.692 |  | -1
node_8109806_200850181 |  |  | PQ | AN | 2771.281 | 8109806 | no | no |  |  | no |  |  | 1349701.885 | 15301652.492 |  | -1
node_8109806_200850182 |  |  | PQ | AD | 2771.281 | 8109806 | no | no |  |  | no |  |  | 1349558.534 | 15301548.503 |  | -1
node_8109806_200850264 |  |  | PQ | AD | 2771.281 | 8109806 | no | no |  |  | no |  |  | 1349125.708 | 15301323.089 |  | -1
node_8109806_200850266 |  |  | PQ | AN | 2771.281 | 8109806 | no | no |  |  | no |  |  | 1349128.321 | 15301471.156 |  | -1
node_8109806_200850267 |  |  | PQ | AD | 2771.281 | 8109806 | no | no |  |  | no |  |  | 1349250.425 | 15301640.387 |  | -1
node_8109806_200850268 |  |  | PQ | AD | 2771.281 | 8109806 | no | no |  |  | no |  |  | 1349294.303 | 15301796.799 |  | -1
node_8109806_200850269 |  |  | PQ | AN | 2771.281 | 8109806 | no | no |  |  | no |  |  | 1349406.567 | 15301891.262 |  | -1
node_8109806_200850302 |  |  | PQ | AN | 2771.281 | 8109806 | no | no |  |  | no |  |  | 1345765.822 | 15301070.447 |  | -1
node_8109806_200850303 |  |  | PQ | AD | 2771.281 | 8109806 | no | no |  |  | no |  |  | 1345871.529 | 15301059.904 |  | -1
node_8109806_200850304 |  |  | PQ | AN | 2771.281 | 8109806 | no | no |  |  | no |  |  | 1346026.319 | 15301069.786 |  | -1
node_8109806_200850305 |  |  | PQ | AN | 2771.281 | 8109806 | no | no |  |  | no |  |  | 1346549.122 | 15300927.74 |  | -1
node_8109806_200850306 |  |  | PQ | AN | 2771.281 | 8109806 | no | no |  |  | no |  |  | 1346549.936 | 15301067.432 |  | -1
node_8109806_200850307 |  |  | PQ | AN | 2771.281 | 8109806 | no | no |  |  | no |  |  | 1346544.756 | 15301221.948 |  | -1
node_8109806_200850308 |  |  | PQ | AN | 2771.281 | 8109806 | no | no |  |  | no |  |  | 1346539.347 | 15301434.798 |  | -1
node_8109806_200850309 |  |  | PQ | AN | 2771.281 | 8109806 | no | no |  |  | no |  |  | 1346512.527 | 15301595.743 |  | -1
node_8109806_200850310 |  |  | PQ | AN | 2771.281 | 8109806 | no | no |  |  | no |  |  | 1346174.102 | 15301075.774 |  | -1
node_8109806_200850311 |  |  | PQ | AD | 2771.281 | 8109806 | no | no |  |  | no |  |  | 1346175.813 | 15301247.198 |  | -1
node_8109806_200850312 |  |  | PQ | AD | 2771.281 | 8109806 | no | no |  |  | no |  |  | 1346261.28 | 15301344.691 |  | -1
node_8109806_200850313 |  |  | PQ | AN | 2771.281 | 8109806 | no | no |  |  | no |  |  | 1346402.276 | 15301362.088 |  | -1
node_8109806_200850315 |  |  | PQ | AD | 2771.281 | 8109806 | no | no |  |  | no |  |  | 1346176.187 | 15300943.44 |  | -1
node_8109806_200850316 |  |  | PQ | AD | 2771.281 | 8109806 | no | no |  |  | no |  |  | 1346181.689 | 15300811.062 |  | -1
node_8109806_200850317 |  |  | PQ | AD | 2771.281 | 8109806 | no | no |  |  | no |  |  | 1346211.14 | 15300678.975 |  | -1
node_8109806_200850318 |  |  | PQ | AN | 2771.281 | 8109806 | no | no |  |  | no |  |  | 1346300.08 | 15300611.969 |  | -1
node_8109806_200850319 |  |  | PQ | AN | 2771.281 | 8109806 | no | no |  |  | no |  |  | 1346426.914 | 15300613.277 |  | -1
node_8109806_200850320 |  |  | PQ | AN | 2771.281 | 8109806 | no | no |  |  | no |  |  | 1346525.991 | 15300667.71 |  | -1
node_8109806_200850321 |  |  | PQ | AN | 2771.281 | 8109806 | no | no |  |  | no |  |  | 1346557.493 | 15300781.594 |  | -1
node_8109806_200850333 |  |  | PQ | AD | 2771.281 | 8109806 | no | no |  |  | no |  |  | 1350051.235 | 15302213.328 |  | -1
node_8109806_200850334 |  |  | PQ | AN | 2771.281 | 8109806 | no | no |  |  | no |  |  | 1348920.272 | 15301764.793 |  | -1
node_8109806_200850336 |  |  | PQ | AD | 2771.281 | 8109806 | no | no |  |  | no |  |  | 1348869.774 | 15301607.787 |  | -1
node_8109806_200850337 |  |  | PQ | AD | 2771.281 | 8109806 | no | no |  |  | no |  |  | 1348803.535 | 15301463.161 |  | -1
node_8109806_200850338 |  |  | PQ | AN | 2771.281 | 8109806 | no | no |  |  | no |  |  | 1348725.301 | 15301352.241 |  | -1
node_8109806_200850339 |  |  | PQ | AD | 2771.281 | 8109806 | no | no |  |  | no |  |  | 1348598.472 | 15301264.355 |  | -1
node_8109806_200850340 |  |  | PQ | AN | 2771.281 | 8109806 | no | no |  |  | no |  |  | 1348465.459 | 15301275.291 |  | -1
node_8109806_200850341 |  |  | PQ | AD | 2771.281 | 8109806 | no | no |  |  | no |  |  | 1348311.499 | 15301260.043 |  | -1
node_8109806_200850342 |  |  | PQ | AN | 2771.281 | 8109806 | no | no |  |  | no |  |  | 1348185.008 | 15301363.533 |  | -1
node_8109806_200850343 |  |  | PQ | AD | 2771.281 | 8109806 | no | no |  |  | no |  |  | 1348130.085 | 15301493.465 |  | -1
node_8109806_200850344 |  |  | PQ | AD | 2771.281 | 8109806 | no | no |  |  | no |  |  | 1348055.627 | 15301659.344 |  | -1
node_8109806_200850345 |  |  | PQ | AD | 2771.281 | 8109806 | no | no |  |  | no |  |  | 1349896.496 | 15302233.27 |  | -1
node_8109806_200850346 |  |  | PQ | AN | 2771.281 | 8109806 | no | no |  |  | no |  |  | 1348023.286 | 15301772.013 |  | -1
node_8109806_200850347 |  |  | PQ | AD | 2771.281 | 8109806 | no | no |  |  | no |  |  | 1347948.317 | 15301935.396 |  | -1
node_8109806_200850348 |  |  | PQ | AD | 2771.281 | 8109806 | no | no |  |  | no |  |  | 1347862.121 | 15302082.409 |  | -1
node_8109806_200850349 |  |  | PQ | AD | 2771.281 | 8109806 | no | no |  |  | no |  |  | 1347700.772 | 15302129.925 |  | -1
node_8109806_200850350 |  |  | PQ | AN | 2771.281 | 8109806 | no | no |  |  | no |  |  | 1347557.292 | 15302124.314 |  | -1
node_8109806_200850351 |  |  | PQ | AN | 2771.281 | 8109806 | no | no |  |  | no |  |  | 1347395.18 | 15302118.803 |  | -1
node_8109806_200850352 |  |  | PQ | ABN | 19918.584 | 8109806 | no | no |  |  | no |  |  | 1347235.107 | 15302113.744 |  | -1
node_8109806_200850353 |  |  | PQ | AN | 19918.584 | 8109806 | no | no |  |  | no |  |  | 1347243.275 | 15301870.904 |  | -1
node_8109806_200850355 |  |  | PQ | ABN | 19918.584 | 8109806 | no | no |  |  | no |  |  | 1347075.643 | 15302106.041 |  | -1
node_8109806_200850356 |  |  | PQ | ABN | 19918.584 | 8109806 | no | no |  |  | no |  |  | 1346918.322 | 15302098.326 |  | -1
node_8109806_200850357 |  |  | PQ | ABN | 19918.584 | 8109806 | no | no |  |  | no |  |  | 1346753.874 | 15302101.586 |  | -1
node_8109806_200850358 |  |  | PQ | AN | 2771.281 | 8109806 | no | no |  |  | no |  |  | 1349734.691 | 15302226.166 |  | -1
node_8109806_200850359 |  |  | PQ | AD | 2771.281 | 8109806 | no | no |  |  | no |  |  | 1349574.97 | 15302222.879 |  | -1
node_8109806_200850360 |  |  | PQ | AD | 2771.281 | 8109806 | no | no |  |  | no |  |  | 1349419.499 | 15302206.737 |  | -1
node_8109806_200850361 |  |  | PQ | AD | 2771.281 | 8109806 | no | no |  |  | no |  |  | 1349250.482 | 15302203.14 |  | -1
node_8109806_200850362 |  |  | PQ | AN | 2771.281 | 8109806 | no | no |  |  | no |  |  | 1349125.47 | 15302152.131 |  | -1
node_8109806_200850363 |  |  | PQ | AD | 2771.281 | 8109806 | no | no |  |  | no |  |  | 1349059.626 | 15302051.714 |  | -1
node_8109806_200850364 |  |  | PQ | AD | 2771.281 | 8109806 | no | no |  |  | no |  |  | 1349004.573 | 15301901.519 |  | -1
node_8109806_200850387 |  |  | PQ | ABN | 19918.584 | 8109806 | no | no |  |  | no |  |  | 1345834.285 | 15301796.494 |  | -1
node_8109806_200850388 |  |  | PQ | ABN | 19918.584 | 8109806 | no | no |  |  | no |  |  | 1345975.263 | 15301784.102 |  | -1
node_8109806_200850389 |  |  | PQ | ABN | 19918.584 | 8109806 | no | no |  |  | no |  |  | 1346115.07 | 15301790.019 |  | -1
node_8109806_200850390 |  |  | PQ | ABN | 19918.584 | 8109806 | no | no |  |  | no |  |  | 1346261.14 | 15301792.152 |  | -1
node_8109806_200850391 |  |  | PQ | ABN | 19918.584 | 8109806 | no | no |  |  | no |  |  | 1346398.804 | 15301802.24 |  | -1
node_8109806_200850409 |  |  | PQ | AN | 19918.584 | 8109806 | no | no |  |  | no |  |  | 1345963.702 | 15301998.392 |  | -1
node_8109806_200850410 |  |  | PQ | AN | 19918.584 | 8109806 | no | no |  |  | no |  |  | 1345958.746 | 15302149.317 |  | -1
node_8109806_200850411 |  |  | PQ | AN | 19918.584 | 8109806 | no | no |  |  | no |  |  | 1345953.538 | 15302308.439 |  | -1
node_8109806_200850412 |  |  | PQ | AN | 19918.584 | 8109806 | no | no |  |  | no |  |  | 1345947.371 | 15302511.093 |  | -1
node_8109806_200850413 |  |  | PQ | AN | 19918.584 | 8109806 | no | no |  |  | no |  |  | 1345940.341 | 15302670.144 |  | -1
node_8109806_200850415 |  |  | PQ | AN | 2771.281 | 8109806 | no | no |  |  | no |  |  | 1345640.956 | 15302938.27 |  | -1
node_8109806_200850416 |  |  | PQ | AD | 2771.281 | 8109806 | no | no |  |  | no |  |  | 1346946.122 | 15303015.615 |  | -1
node_8109806_200850417 |  |  | PQ | AD | 2771.281 | 8109806 | no | no |  |  | no |  |  | 1347024.914 | 15302974.083 |  | -1
node_8109806_200850418 |  |  | PQ | AN | 2771.281 | 8109806 | no | no |  |  | no |  |  | 1347077.67 | 15302890.147 |  | -1
node_8109806_200850419 |  |  | PQ | AD | 2771.281 | 8109806 | no | no |  |  | no |  |  | 1347081.976 | 15302761.482 |  | -1
node_8109806_200850420 |  |  | PQ | AD | 2771.281 | 8109806 | no | no |  |  | no |  |  | 1347088.52 | 15302628.658 |  | -1
node_8109806_200850421 |  |  | PQ | AN | 2771.281 | 8109806 | no | no |  |  | no |  |  | 1347092.477 | 15302498.411 |  | -1
node_8109806_200850424 |  |  | PQ | AN | 2771.281 | 8109806 | no | no |  |  | no |  |  | 1346830.66 | 15302365.632 |  | -1
node_8109806_200850426 |  |  | PQ | AN | 2771.281 | 8109806 | no | no |  |  | no |  |  | 1345786.095 | 15302961.053 |  | -1
node_8109806_200850427 |  |  | PQ | AD | 2771.281 | 8109806 | no | no |  |  | no |  |  | 1345922.494 | 15302971.785 |  | -1
node_8109806_200850429 |  |  | PQ | AD | 2771.281 | 8109806 | no | no |  |  | no |  |  | 1346060.94 | 15302994.084 |  | -1
node_8109806_200850430 |  |  | PQ | AD | 2771.281 | 8109806 | no | no |  |  | no |  |  | 1346200.543 | 15302997.34 |  | -1
node_8109806_200850431 |  |  | PQ | AN | 2771.281 | 8109806 | no | no |  |  | no |  |  | 1346349.304 | 15303018.45 |  | -1
node_8109806_200850432 |  |  | PQ | AD | 2771.281 | 8109806 | no | no |  |  | no |  |  | 1346509.728 | 15303026.832 |  | -1
node_8109806_200850433 |  |  | PQ | AN | 2771.281 | 8109806 | no | no |  |  | no |  |  | 1346630.366 | 15302971.442 |  | -1
node_8109806_200850434 |  |  | PQ | AD | 2771.281 | 8109806 | no | no |  |  | no |  |  | 1346813.403 | 15303009.201 |  | -1
node_8109806_200850461 |  |  | PQ | AN | 2771.281 | 8109806 | no | no |  |  | no |  |  | 1353635.803 | 15312034.757 |  | -1
node_8109806_200850462 |  |  | PQ | AN | 2771.281 | 8109806 | no | no |  |  | no |  |  | 1353852.844 | 15312041.8 |  | -1
node_8109806_200850463 |  |  | PQ | AN | 2771.281 | 8109806 | no | no |  |  | no |  |  | 1354078.268 | 15312084.199 |  | -1
node_8109806_200850465 |  |  | PQ | AN | 2771.281 | 8109806 | no | no |  |  | no |  |  | 1354267.109 | 15312103.729 |  | -1
node_8109806_200850516 |  |  | PQ | AD | 2771.281 | 8109806 | no | no |  |  | no |  |  | 1346259.081 | 15302861.753 |  | -1
node_8109806_200850517 |  |  | PQ | AN | 2771.281 | 8109806 | no | no |  |  | no |  |  | 1346263.077 | 15302723.881 |  | -1
node_8109806_200850518 |  |  | PQ | AD | 2771.281 | 8109806 | no | no |  |  | no |  |  | 1346270.215 | 15302582.144 |  | -1
node_8109806_200850519 |  |  | PQ | AD | 2771.281 | 8109806 | no | no |  |  | no |  |  | 1346273.132 | 15302441.379 |  | -1
node_8109806_200850520 |  |  | PQ | AN | 2771.281 | 8109806 | no | no |  |  | no |  |  | 1346278.483 | 15302299.907 |  | -1
node_8109806_200850523 |  |  | PQ | AD | 2771.281 | 8109806 | no | no |  |  | no |  |  | 1346512.714 | 15302805.603 |  | -1
node_8109806_200850524 |  |  | PQ | AN | 2771.281 | 8109806 | no | no |  |  | no |  |  | 1346517.789 | 15302669.362 |  | -1
node_8109806_200850525 |  |  | PQ | AD | 2771.281 | 8109806 | no | no |  |  | no |  |  | 1346523.874 | 15302527.366 |  | -1
node_8109806_200850526 |  |  | PQ | AD | 2771.281 | 8109806 | no | no |  |  | no |  |  | 1346528.421 | 15302389.834 |  | -1
node_8109806_200850527 |  |  | PQ | AD | 2771.281 | 8109806 | no | no |  |  | no |  |  | 1346486.309 | 15302240.221 |  | -1
node_8109806_200850528 |  |  | PQ | ABN | 19918.584 | 8109806 | no | no |  |  | no |  |  | 1346496.367 | 15302101.109 |  | -1
node_8109806_200850529 |  |  | PQ | ABN | 19918.584 | 8109806 | no | no |  |  | no |  |  | 1346508.518 | 15301973.717 |  | -1
node_8109806_200850530 |  |  | PQ | ABN | 19918.584 | 8109806 | no | no |  |  | no |  |  | 1346507.357 | 15301804.39 |  | -1
node_8109806_200850547 |  |  | PQ | AD | 2771.281 | 8109806 | no | no |  |  | no |  |  | 1351603.983 | 15304190.944 |  | -1
node_8109806_200850548 |  |  | PQ | AD | 2771.281 | 8109806 | no | no |  |  | no |  |  | 1351414.897 | 15304172.731 |  | -1
node_8109806_200850549 |  |  | PQ | AD | 2771.281 | 8109806 | no | no |  |  | no |  |  | 1351234.949 | 15304165.292 |  | -1
node_8109806_200850592 |  |  | PQ | AD | 2771.281 | 8109806 | no | no |  |  | no |  |  | 1346830.414 | 15302845.601 |  | -1
node_8109806_200850593 |  |  | PQ | AN | 2771.281 | 8109806 | no | no |  |  | no |  |  | 1346833.52 | 15302705.262 |  | -1
node_8109806_200850594 |  |  | PQ | AD | 2771.281 | 8109806 | no | no |  |  | no |  |  | 1346842.13 | 15302566.48 |  | -1
node_8109806_200850677 |  |  | PQ | AD | 2771.281 | 8109806 | no | no |  |  | no |  |  | 1348747.471 | 15301776.549 |  | -1
node_8109806_200850678 |  |  | PQ | AN | 2771.281 | 8109806 | no | no |  |  | no |  |  | 1348441.637 | 15301594.364 |  | -1
node_8109806_200850679 |  |  | PQ | AD | 2771.281 | 8109806 | no | no |  |  | no |  |  | 1348518.554 | 15301433.563 |  | -1
node_8109806_200850680 |  |  | PQ | AD | 2771.281 | 8109806 | no | no |  |  | no |  |  | 1348674.327 | 15301909.945 |  | -1
node_8109806_200850681 |  |  | PQ | AN | 2771.281 | 8109806 | no | no |  |  | no |  |  | 1348660.669 | 15302031.553 |  | -1
node_8109806_200850682 |  |  | PQ | AD | 2771.281 | 8109806 | no | no |  |  | no |  |  | 1348582.826 | 15302145.27 |  | -1
node_8109806_200850683 |  |  | PQ | AN | 2771.281 | 8109806 | no | no |  |  | no |  |  | 1348451.414 | 15302193.249 |  | -1
node_8109806_200850685 |  |  | PQ | AN | 2771.281 | 8109806 | no | no |  |  | no |  |  | 1348272.293 | 15302005.752 |  | -1
node_8109806_200850686 |  |  | PQ | AD | 2771.281 | 8109806 | no | no |  |  | no |  |  | 1348302.456 | 15301879.783 |  | -1
node_8109806_200850687 |  |  | PQ | AD | 2771.281 | 8109806 | no | no |  |  | no |  |  | 1348379.779 | 15301729.659 |  | -1
node_8109806_200850802 |  |  | PQ | ABCD | 2771.281 | 8109806 | no | no |  |  | no |  |  | 1349682.054 | 15298923.023 |  | -1
node_8109806_200850804 |  |  | PQ | ABCD | 2771.281 | 8109806 | no | no |  |  | no |  |  | 1349480.46 | 15298914.58 |  | -1
node_8109806_200850805 |  |  | PQ | ABCN | 2771.281 | 8109806 | no | no |  |  | no |  |  | 1349275.984 | 15298907.138 |  | -1
node_8109806_200850854 |  |  | PQ | AD | 2771.281 | 8109806 | no | no |  |  | no |  |  | 1347795.461 | 15301648.075 |  | -1
node_8109806_200850855 |  |  | PQ | AN | 2771.281 | 8109806 | no | no |  |  | no |  |  | 1347675.863 | 15301569.117 |  | -1
node_8109806_200850856 |  |  | PQ | AD | 2771.281 | 8109806 | no | no |  |  | no |  |  | 1347515.705 | 15301549.233 |  | -1
node_8109806_200850857 |  |  | PQ | AD | 2771.281 | 8109806 | no | no |  |  | no |  |  | 1347502.336 | 15301705.954 |  | -1
node_8109806_200850858 |  |  | PQ | AN | 2771.281 | 8109806 | no | no |  |  | no |  |  | 1347502.152 | 15301874.256 |  | -1
node_8109806_200850860 |  |  | PQ | AD | 2771.281 | 8109806 | no | no |  |  | no |  |  | 1347345.315 | 15301549.344 |  | -1
node_8109806_200850861 |  |  | PQ | AN | 2771.281 | 8109806 | no | no |  |  | no |  |  | 1347175.211 | 15301552.569 |  | -1
node_8109806_200850908 |  |  | PQ | AN | 7199.558 | 8109806 | no | no |  |  | no |  |  | 1346923.514 | 15301898.804 |  | -1
node_8109806_200850909 |  |  | PQ | AN | 7199.558 | 8109806 | no | no |  |  | no |  |  | 1346919.352 | 15301741.186 |  | -1
node_8109806_200850910 |  |  | PQ | AN | 7199.558 | 8109806 | no | no |  |  | no |  |  | 1346927.493 | 15301590.883 |  | -1
node_8109806_200850939 |  |  | PQ | AD | 2771.281 | 8109806 | no | no |  |  | no |  |  | 1340040.674 | 15298366.532 |  | -1
node_8109806_200850940 |  |  | PQ | AD | 2771.281 | 8109806 | no | no |  |  | no |  |  | 1339855.846 | 15298262.458 |  | -1
node_8109806_200850973 |  |  | PQ | ABCN | 19918.584 | 8109806 | no | no |  |  | no |  |  | 1352880.509 | 15298753.166 |  | -1
node_8109806_200850974 |  |  | PQ | ABCN | 19918.584 | 8109806 | no | no |  |  | no |  |  | 1352162.733 | 15297536.432 |  | -1
node_8109806_200850975 |  |  | PQ | ABCN | 19918.584 | 8109806 | no | no |  |  | no |  |  | 1352162.517 | 15297303.263 |  | -1
node_8109806_200850976 |  |  | PQ | ABCN | 19918.584 | 8109806 | no | no |  |  | no |  |  | 1351948.085 | 15297289.735 |  | -1
node_8109806_200850977 |  |  | PQ | ABCN | 19918.584 | 8109806 | no | no |  |  | no |  |  | 1351735.858 | 15297283.459 |  | -1
node_8109806_200850978 |  |  | PQ | ABCN | 19918.584 | 8109806 | no | no |  |  | no |  |  | 1351515.446 | 15297273.153 |  | -1
node_8109806_200850979 |  |  | PQ | ABCN | 19918.584 | 8109806 | no | no |  |  | no |  |  | 1351276.287 | 15297254.832 |  | -1
node_8109806_200850980 |  |  | PQ | ABCN | 19918.584 | 8109806 | no | no |  |  | no |  |  | 1351235.505 | 15296996.105 |  | -1
node_8109806_200850981 |  |  | PQ | ABCN | 19918.584 | 8109806 | no | no |  |  | no |  |  | 1352756.609 | 15298873.481 |  | -1
node_8109806_200850982 |  |  | PQ | ABCN | 19918.584 | 8109806 | no | no |  |  | no |  |  | 1352589.097 | 15299036.365 |  | -1
node_8109806_200850983 |  |  | PQ | ABCN | 19918.584 | 8109806 | no | no |  |  | no |  |  | 1352508.897 | 15298842.037 |  | -1
node_8109806_200850984 |  |  | PQ | ABCN | 19918.584 | 8109806 | no | no |  |  | no |  |  | 1352432.163 | 15298660.204 |  | -1
node_8109806_200850985 |  |  | PQ | ABCN | 19918.584 | 8109806 | no | no |  |  | no |  |  | 1352353.395 | 15298489.515 |  | -1
node_8109806_200850986 |  |  | PQ | ABCN | 19918.584 | 8109806 | no | no |  |  | no |  |  | 1352249.301 | 15298261.669 |  | -1
node_8109806_200850987 |  |  | PQ | ABCN | 19918.584 | 8109806 | no | no |  |  | no |  |  | 1352150.99 | 15298035.571 |  | -1
node_8109806_200850988 |  |  | PQ | ABCN | 19918.584 | 8109806 | no | no |  |  | no |  |  | 1352152.843 | 15297795.732 |  | -1
node_8109806_200850989 |  |  | PQ | ABCN | 19918.584 | 8109806 | no | no |  |  | no |  |  | 1350736.279 | 15297008.329 |  | -1
node_8109806_200850990 |  |  | PQ | ABCN | 19918.584 | 8109806 | no | no |  |  | no |  |  | 1350572.973 | 15297045.848 |  | -1
node_8109806_200850991 |  |  | PQ | ABCN | 19918.584 | 8109806 | no | no |  |  | no |  |  | 1350417.984 | 15297078.36 |  | -1
node_8109806_200850992 |  |  | PQ | ABCN | 19918.584 | 8109806 | no | no |  |  | no |  |  | 1350313.957 | 15297087.254 |  | -1
node_8109806_200850993 |  |  | PQ | ABCN | 19918.584 | 8109806 | no | no |  |  | no |  |  | 1350200.627 | 15297108.602 |  | -1
node_8109806_200851036 |  |  | PQ | AN | 2771.281 | 8109806 | no | no |  |  | no |  |  | 1341051.213 | 15303905.305 |  | -1
node_8109806_200851037 |  |  | PQ | AD | 2771.281 | 8109806 | no | no |  |  | no |  |  | 1341025.217 | 15303600.583 |  | -1
node_8109806_200851038 |  |  | PQ | AN | 2771.281 | 8109806 | no | no |  |  | no |  |  | 1341012.645 | 15303399.843 |  | -1
node_8109806_200851039 |  |  | PQ | AD | 2771.281 | 8109806 | no | no |  |  | no |  |  | 1340839.412 | 15303248.983 |  | -1
node_8109806_200851040 |  |  | PQ | AN | 2771.281 | 8109806 | no | no |  |  | no |  |  | 1340538.986 | 15302996.169 |  | -1
node_8109806_200851041 |  |  | PQ | AD | 2771.281 | 8109806 | no | no |  |  | no |  |  | 1342162.197 | 15302430.146 |  | -1
node_8109806_200851042 |  |  | PQ | AD | 2771.281 | 8109806 | no | no |  |  | no |  |  | 1341974.584 | 15302371.78 |  | -1
node_8109806_200851043 |  |  | PQ | AN | 2771.281 | 8109806 | no | no |  |  | no |  |  | 1341648.27 | 15302341.971 |  | -1
node_8109806_200851044 |  |  | PQ | AD | 2771.281 | 8109806 | no | no |  |  | no |  |  | 1341315.653 | 15302320.242 |  | -1
node_8109806_200851045 |  |  | PQ | AN | 2771.281 | 8109806 | no | no |  |  | no |  |  | 1341038.973 | 15302307.507 |  | -1
node_8109806_200851052 |  |  | PQ | AD | 2771.281 | 8109806 | no | no |  |  | no |  |  | 1350867.751 | 15307057.496 |  | -1
node_8109806_200851053 |  |  | PQ | AD | 2771.281 | 8109806 | no | no |  |  | no |  |  | 1350853.366 | 15307182.064 |  | -1
node_8109806_200851054 |  |  | PQ | AD | 2771.281 | 8109806 | no | no |  |  | no |  |  | 1350832.454 | 15307326.648 |  | -1
node_8109806_200851055 |  |  | PQ | AD | 2771.281 | 8109806 | no | no |  |  | no |  |  | 1350806.898 | 15307558.239 |  | -1
node_8109806_200851056 |  |  | PQ | AD | 2771.281 | 8109806 | no | no |  |  | no |  |  | 1350772.681 | 15307851.663 |  | -1
node_8109806_200851057 |  |  | PQ | AN | 2771.281 | 8109806 | no | no |  |  | no |  |  | 1350737.728 | 15308092.998 |  | -1
node_8109806_200851065 |  |  | PQ | ABCD | 2771.281 | 8109806 | no | no |  |  | no |  |  | 1350491.749 | 15310236.236 |  | -1
node_8109806_200851066 |  |  | PQ | ABCD | 2771.281 | 8109806 | no | no |  |  | no |  |  | 1350468.34 | 15310514.068 |  | -1
node_8109806_200851067 |  |  | PQ | ABCD | 2771.281 | 8109806 | no | no |  |  | no |  |  | 1350443.105 | 15310729.863 |  | -1
node_8109806_200851068 |  |  | PQ | ABCD | 2771.281 | 8109806 | no | no |  |  | no |  |  | 1350417.076 | 15310990.514 |  | -1
node_8109806_200851069 |  |  | PQ | ABCD | 2771.281 | 8109806 | no | no |  |  | no |  |  | 1350391.459 | 15311235.063 |  | -1
node_8109806_200851070 |  |  | PQ | ABCD | 2771.281 | 8109806 | no | no |  |  | no |  |  | 1350360.58 | 15311526.485 |  | -1
node_8109806_200851071 |  |  | PQ | ABCD | 2771.281 | 8109806 | no | no |  |  | no |  |  | 1350325.119 | 15311802.322 |  | -1
node_8109806_200851072 |  |  | PQ | ABCD | 2771.281 | 8109806 | no | no |  |  | no |  |  | 1350293.196 | 15312065.112 |  | -1
node_8109806_200851073 |  |  | PQ | ABCN | 2771.281 | 8109806 | no | no |  |  | no |  |  | 1350281.651 | 15312197.978 |  | -1
node_8109806_200851074 |  |  | PQ | ABCD | 2771.281 | 8109806 | no | no |  |  | no |  |  | 1350286.492 | 15312327.481 |  | -1
node_8109806_200851075 |  |  | PQ | ABCD | 2771.281 | 8109806 | no | no |  |  | no |  |  | 1350284.164 | 15312458.985 |  | -1
node_8109806_200851076 |  |  | PQ | AN | 2771.281 | 8109806 | no | no |  |  | no |  |  | 1350340.488 | 15307506.325 |  | -1
node_8109806_200851077 |  |  | PQ | AD | 2771.281 | 8109806 | no | no |  |  | no |  |  | 1351029.051 | 15307086.438 |  | -1
node_8109806_200851078 |  |  | PQ | ABCD | 2771.281 | 8109806 | no | no |  |  | no |  |  | 1350374.81 | 15312420.746 |  | -1
node_8109806_200851080 |  |  | PQ | ABCD | 2771.281 | 8109806 | no | no |  |  | no |  |  | 1350478.999 | 15312282.347 |  | -1
node_8109806_200851081 |  |  | PQ | ABCN | 2771.281 | 8109806 | no | no |  |  | no |  |  | 1350586.683 | 15312187.507 |  | -1
node_8109806_200851903 |  |  | PQ | ABCN | 19918.584 | 8109806 | no | no |  |  | no |  |  | 1351132.421 | 15296475.183 |  | -1
node_8109806_200852000 |  |  | PQ | AN | 2771.281 | 8109806 | no | no |  |  | no |  |  | 1352668.328 | 15310688.415 |  | -1
node_8109806_200852004 |  |  | PQ | AD | 2771.281 | 8109806 | no | no |  |  | no |  |  | 1352286.073 | 15311016.269 |  | -1
node_8109806_200852474 |  |  | PQ | ABCN | 2771.281 | 8109806 | no | no |  |  | no |  |  | 1349846.79 | 15298092.389 |  | -1
node_8109806_200852475 |  |  | PQ | AN | 2771.281 | 8109806 | no | no |  |  | no |  |  | 1349862.692 | 15300212.309 |  | -1
node_8109806_200852477 |  |  | PQ | ABCD | 2771.281 | 8109806 | no | no |  |  | no |  |  | 1351264.976 | 15307107.637 |  | -1
node_8109806_200852478 |  |  | PQ | ABCD | 2771.281 | 8109806 | no | no |  |  | no |  |  | 1349856.519 | 15297093.983 |  | -1
node_8109806_200852479 |  |  | PQ | ABCN | 2771.281 | 8109806 | no | no |  |  | no |  |  | 1349703.611 | 15297117.868 |  | -1
node_8109806_200852480 |  |  | PQ | ABCD | 2771.281 | 8109806 | no | no |  |  | no |  |  | 1349707.303 | 15297044.277 |  | -1
node_8109806_200852481 |  |  | PQ | ABCN | 2771.281 | 8109806 | no | no |  |  | no |  |  | 1349953.715 | 15298470.421 |  | -1
node_8109806_200852486 |  |  | PQ | ABCD | 2771.281 | 8109806 | no | no |  |  | no |  |  | 1349915.75 | 15298699.127 |  | -1
node_8109806_200852487 |  |  | PQ | ABCD | 2771.281 | 8109806 | no | no |  |  | no |  |  | 1349871.578 | 15298927.325 |  | -1
node_8109806_200852488 |  |  | PQ | ABCD | 2771.281 | 8109806 | no | no |  |  | no |  |  | 1349829.891 | 15299068.979 |  | -1
node_8109806_200852489 |  |  | PQ | ABCD | 2771.281 | 8109806 | no | no |  |  | no |  |  | 1349841.619 | 15299279.259 |  | -1
node_8109806_200852490 |  |  | PQ | ABCD | 2771.281 | 8109806 | no | no |  |  | no |  |  | 1349842.637 | 15299474.929 |  | -1
node_8109806_200852491 |  |  | PQ | ABCD | 2771.281 | 8109806 | no | no |  |  | no |  |  | 1349900.151 | 15299682.762 |  | -1
node_8109806_200852492 |  |  | PQ | ABCD | 2771.281 | 8109806 | no | no |  |  | no |  |  | 1349974.444 | 15299874.474 |  | -1
node_8109806_200852493 |  |  | PQ | ABCN | 2771.281 | 8109806 | no | no |  |  | no |  |  | 1350095.653 | 15300046.767 |  | -1
node_8109806_200852494 |  |  | PQ | AD | 2771.281 | 8109806 | no | no |  |  | no |  |  | 1350060.729 | 15300060.264 |  | -1
node_8109806_200852496 |  |  | PQ | ABCD | 2771.281 | 8109806 | no | no |  |  | no |  |  | 1350165.252 | 15300065.067 |  | -1
node_8109806_200852498 |  |  | PQ | ABCD | 2771.281 | 8109806 | no | no |  |  | no |  |  | 1350222.952 | 15300202.98 |  | -1
node_8109806_200852499 |  |  | PQ | ABCN | 2771.281 | 8109806 | no | no |  |  | no |  |  | 1350280.541 | 15300326.008 |  | -1
node_8109806_200852501 |  |  | PQ | ABCD | 2771.281 | 8109806 | no | no |  |  | no |  |  | 1350335.628 | 15300461.928 |  | -1
node_8109806_200852502 |  |  | PQ | ABCD | 2771.281 | 8109806 | no | no |  |  | no |  |  | 1349937.29 | 15297271.721 |  | -1
node_8109806_200852504 |  |  | PQ | ABCN | 2771.281 | 8109806 | no | no |  |  | no |  |  | 1350440.169 | 15300772.714 |  | -1
node_8109806_200852506 |  |  | PQ | ABCD | 2771.281 | 8109806 | no | no |  |  | no |  |  | 1350541.882 | 15301073.333 |  | -1
node_8109806_200852507 |  |  | PQ | ABCD | 2771.281 | 8109806 | no | no |  |  | no |  |  | 1350593.803 | 15301223.451 |  | -1
node_8109806_200852509 |  |  | PQ | ABCN | 2771.281 | 8109806 | no | no |  |  | no |  |  | 1350655.749 | 15301389.537 |  | -1
node_8109806_200852511 |  |  | PQ | ABCD | 2771.281 | 8109806 | no | no |  |  | no |  |  | 1350724.523 | 15301551.78 |  | -1
node_8109806_200852512 |  |  | PQ | ABCN | 2771.281 | 8109806 | no | no |  |  | no |  |  | 1350792.504 | 15301751.445 |  | -1
node_8109806_200852515 |  |  | PQ | ABCN | 2771.281 | 8109806 | no | no |  |  | no |  |  | 1349968.522 | 15297440.484 |  | -1
node_8109806_200852516 |  |  | PQ | ABCD | 2771.281 | 8109806 | no | no |  |  | no |  |  | 1350857.562 | 15301931.105 |  | -1
node_8109806_200852518 |  |  | PQ | ABCN | 2771.281 | 8109806 | no | no |  |  | no |  |  | 1350924.277 | 15302113.866 |  | -1
node_8109806_200852519 |  |  | PQ | ABCD | 2771.281 | 8109806 | no | no |  |  | no |  |  | 1350978.487 | 15302278.213 |  | -1
node_8109806_200852520 |  |  | PQ | ABCD | 2771.281 | 8109806 | no | no |  |  | no |  |  | 1351014.166 | 15302363.654 |  | -1
node_8109806_200852521 |  |  | PQ | ABCD | 2771.281 | 8109806 | no | no |  |  | no |  |  | 1351059.02 | 15302484.652 |  | -1
node_8109806_200852522 |  |  | PQ | AD | 2771.281 | 8109806 | no | no |  |  | no |  |  | 1350863.485 | 15302499.354 |  | -1
node_8109806_200852523 |  |  | PQ | AN | 2771.281 | 8109806 | no | no |  |  | no |  |  | 1350625.842 | 15302516.348 |  | -1
node_8109806_200852524 |  |  | PQ | AN | 2771.281 | 8109806 | no | no |  |  | no |  |  | 1350399.253 | 15302669.785 |  | -1
node_8109806_200852526 |  |  | PQ | ABCD | 2771.281 | 8109806 | no | no |  |  | no |  |  | 1351089.485 | 15302678.204 |  | -1
node_8109806_200852527 |  |  | PQ | ABCD | 2771.281 | 8109806 | no | no |  |  | no |  |  | 1351179.452 | 15302888.647 |  | -1
node_8109806_200852528 |  |  | PQ | ABCD | 2771.281 | 8109806 | no | no |  |  | no |  |  | 1351272.138 | 15303102.863 |  | -1
node_8109806_200852529 |  |  | PQ | AD | 2771.281 | 8109806 | no | no |  |  | no |  |  | 1351187.746 | 15303146.355 |  | -1
node_8109806_200852530 |  |  | PQ | AD | 2771.281 | 8109806 | no | no |  |  | no |  |  | 1350842.479 | 15303168.884 |  | -1
node_8109806_200852531 |  |  | PQ | AD | 2771.281 | 8109806 | no | no |  |  | no |  |  | 1350513.736 | 15303166.681 |  | -1
node_8109806_200852532 |  |  | PQ | AN | 2771.281 | 8109806 | no | no |  |  | no |  |  | 1350176.662 | 15303182.913 |  | -1
node_8109806_200852533 |  |  | PQ | ABCD | 2771.281 | 8109806 | no | no |  |  | no |  |  | 1351359.969 | 15303340.175 |  | -1
node_8109806_200852534 |  |  | PQ | AN | 2771.281 | 8109806 | no | no |  |  | no |  |  | 1351128.305 | 15303387.624 |  | -1
node_8109806_200852536 |  |  | PQ | ABCD | 2771.281 | 8109806 | no | no |  |  | no |  |  | 1351446.606 | 15303442.371 |  | -1
node_8109806_200852538 |  |  | PQ | ABCN | 2771.281 | 8109806 | no | no |  |  | no |  |  | 1351517.794 | 15303612.881 |  | -1
node_8109806_200852539 |  |  | PQ | ABCD | 2771.281 | 8109806 | no | no |  |  | no |  |  | 1350003.641 | 15297558.814 |  | -1
node_8109806_200852540 |  |  | PQ | ABCN | 2771.281 | 8109806 | no | no |  |  | no |  |  | 1351537.506 | 15303779.969 |  | -1
node_8109806_200852541 |  |  | PQ | ABCD | 2771.281 | 8109806 | no | no |  |  | no |  |  | 1351606.458 | 15304039.372 |  | -1
node_8109806_200852543 |  |  | PQ | ABCN | 2771.281 | 8109806 | no | no |  |  | no |  |  | 1351632.394 | 15304194.976 |  | -1
node_8109806_200852544 |  |  | PQ | ABCD | 2771.281 | 8109806 | no | no |  |  | no |  |  | 1351677.537 | 15304276.929 |  | -1
node_8109806_200852547 |  |  | PQ | ABCD | 2771.281 | 8109806 | no | no |  |  | no |  |  | 1351719.693 | 15304617.269 |  | -1
node_8109806_200852548 |  |  | PQ | ABCD | 2771.281 | 8109806 | no | no |  |  | no |  |  | 1351725.782 | 15304786.175 |  | -1
node_8109806_200852549 |  |  | PQ | ABCN | 2771.281 | 8109806 | no | no |  |  | no |  |  | 1351723.469 | 15304910.762 |  | -1
node_8109806_200852550 |  |  | PQ | ABCD | 2771.281 | 8109806 | no | no |  |  | no |  |  | 1351714.223 | 15305107.818 |  | -1
node_8109806_200852551 |  |  | PQ | ABCN | 2771.281 | 8109806 | no | no |  |  | no |  |  | 1351749.081 | 15305122.916 |  | -1
node_8109806_200852552 |  |  | PQ | ABCN | 2771.281 | 8109806 | no | no |  |  | no |  |  | 1351969.624 | 15305123.132 |  | -1
node_8109806_200852553 |  |  | PQ | ABCN | 2771.281 | 8109806 | no | no |  |  | no |  |  | 1352175.147 | 15305126.403 |  | -1
node_8109806_200852554 |  |  | PQ | ABCN | 2771.281 | 8109806 | no | no |  |  | no |  |  | 1351705.78 | 15305270.982 |  | -1
node_8109806_200852556 |  |  | PQ | AN | 2771.281 | 8109806 | no | no |  |  | no |  |  | 1352068.462 | 15305274.898 |  | -1
node_8109806_200852557 |  |  | PQ | ABCN | 2771.281 | 8109806 | no | no |  |  | no |  |  | 1351650.302 | 15305507.86 |  | -1
node_8109806_200852560 |  |  | PQ | ABCN | 2771.281 | 8109806 | no | no |  |  | no |  |  | 1351624.62 | 15305617.585 |  | -1
node_8109806_200852564 |  |  | PQ | ABCD | 2771.281 | 8109806 | no | no |  |  | no |  |  | 1351591.916 | 15305764.287 |  | -1
node_8109806_200852565 |  |  | PQ | ABCN | 2771.281 | 8109806 | no | no |  |  | no |  |  | 1350011.578 | 15297647.75 |  | -1
node_8109806_200852566 |  |  | PQ | ABCN | 2771.281 | 8109806 | no | no |  |  | no |  |  | 1351546.239 | 15305938.425 |  | -1
node_8109806_200852567 |  |  | PQ | ABCN | 2771.281 | 8109806 | no | no |  |  | no |  |  | 1351504.814 | 15306118.326 |  | -1
node_8109806_200852569 |  |  | PQ | ABCD | 2771.281 | 8109806 | no | no |  |  | no |  |  | 1351461.111 | 15306283.709 |  | -1
node_8109806_200852571 |  |  | PQ | ABCN | 2771.281 | 8109806 | no | no |  |  | no |  |  | 1351423.587 | 15306449.772 |  | -1
node_8109806_200852574 |  |  | PQ | ABCD | 2771.281 | 8109806 | no | no |  |  | no |  |  | 1351383.729 | 15306634.307 |  | -1
node_8109806_200852577 |  |  | PQ | ABCN | 2771.281 | 8109806 | no | no |  |  | no |  |  | 1351340.653 | 15306810.986 |  | -1
node_8109806_200852579 |  |  | PQ | ABCD | 2771.281 | 8109806 | no | no |  |  | no |  |  | 1351304.3 | 15306982.432 |  | -1
node_8109806_200852580 |  |  | PQ | AD | 2771.281 | 8109806 | no | no |  |  | no |  |  | 1351257.388 | 15307231.416 |  | -1
node_8109806_200852581 |  |  | PQ | AN | 2771.281 | 8109806 | no | no |  |  | no |  |  | 1351214.865 | 15307335.045 |  | -1
node_8109806_200852583 |  |  | PQ | AN | 2771.281 | 8109806 | no | no |  |  | no |  |  | 1351170.071 | 15307531.59 |  | -1
node_8109806_200852584 |  |  | PQ | AD | 2771.281 | 8109806 | no | no |  |  | no |  |  | 1351129.526 | 15307730.973 |  | -1
node_8109806_200852585 |  |  | PQ | AN | 2771.281 | 8109806 | no | no |  |  | no |  |  | 1351084.631 | 15307911.246 |  | -1
node_8109806_200852586 |  |  | PQ | ABCN | 2771.281 | 8109806 | no | no |  |  | no |  |  | 1349971.57 | 15297837.737 |  | -1
node_8109806_200852591 |  |  | PQ | AD | 2771.281 | 8109806 | no | no |  |  | no |  |  | 1351045.255 | 15308093.717 |  | -1
node_8109806_200852592 |  |  | PQ | AD | 2771.281 | 8109806 | no | no |  |  | no |  |  | 1351046.738 | 15308278.253 |  | -1
node_8109806_200852595 |  |  | PQ | AD | 2771.281 | 8109806 | no | no |  |  | no |  |  | 1351018.871 | 15308447.478 |  | -1
node_8109806_200852596 |  |  | PQ | AN | 2771.281 | 8109806 | no | no |  |  | no |  |  | 1350995.792 | 15308609.106 |  | -1
node_8109806_200852598 |  |  | PQ | ABCN | 2771.281 | 8109806 | no | no |  |  | no |  |  | 1349988.579 | 15298080.42 |  | -1
node_8109806_200852600 |  |  | PQ | ABCD | 2771.281 | 8109806 | no | no |  |  | no |  |  | 1349997.645 | 15298233.042 |  | -1
node_8109806_200852602 |  |  | PQ | AN | 2771.281 | 8109806 | no | no |  |  | no |  |  | 1350602.757 | 15309263.828 |  | -1
node_8109806_200852604 |  |  | PQ | AN | 2771.281 | 8109806 | no | no |  |  | no |  |  | 1351578.508 | 15308649.157 |  | -1
node_8109806_200852605 |  |  | PQ | ABCD | 2771.281 | 8109806 | no | no |  |  | no |  |  | 1350680.51 | 15312019.525 |  | -1
node_8109806_200852606 |  |  | PQ | AD | 2771.281 | 8109806 | no | no |  |  | no |  |  | 1350969.739 | 15310575.364 |  | -1
node_8109806_200852607 |  |  | PQ | AD | 2771.281 | 8109806 | no | no |  |  | no |  |  | 1350947.949 | 15310417.758 |  | -1
node_8109806_200852609 |  |  | PQ | AN | 2771.281 | 8109806 | no | no |  |  | no |  |  | 1350917.789 | 15310308.511 |  | -1
node_8109806_200852610 |  |  | PQ | AD | 2771.281 | 8109806 | no | no |  |  | no |  |  | 1350887.391 | 15310179.428 |  | -1
node_8109806_200852611 |  |  | PQ | AD | 2771.281 | 8109806 | no | no |  |  | no |  |  | 1350873.103 | 15310071.133 |  | -1
node_8109806_200852612 |  |  | PQ | AN | 2771.281 | 8109806 | no | no |  |  | no |  |  | 1350745.237 | 15310068.71 |  | -1
node_8109806_200852613 |  |  | PQ | AD | 2771.281 | 8109806 | no | no |  |  | no |  |  | 1350555.637 | 15310058.306 |  | -1
node_8109806_200852615 |  |  | PQ | AN | 2771.281 | 8109806 | no | no |  |  | no |  |  | 1350372.164 | 15310001.991 |  | -1
node_8109806_200852617 |  |  | PQ | AD | 2771.281 | 8109806 | no | no |  |  | no |  |  | 1350841.552 | 15309896.957 |  | -1
node_8109806_200852618 |  |  | PQ | AN | 2771.281 | 8109806 | no | no |  |  | no |  |  | 1350834.847 | 15309764.432 |  | -1
node_8109806_200852619 |  |  | PQ | AD | 2771.281 | 8109806 | no | no |  |  | no |  |  | 1350828.549 | 15309630.902 |  | -1
node_8109806_200852620 |  |  | PQ | AD | 2771.281 | 8109806 | no | no |  |  | no |  |  | 1350825.904 | 15309500.596 |  | -1
node_8109806_200852621 |  |  | PQ | AD | 2771.281 | 8109806 | no | no |  |  | no |  |  | 1350825.789 | 15309363.259 |  | -1
node_8109806_200852622 |  |  | PQ | AN | 2771.281 | 8109806 | no | no |  |  | no |  |  | 1350812.75 | 15309353.337 |  | -1
node_8109806_200852623 |  |  | PQ | ABCD | 2771.281 | 8109806 | no | no |  |  | no |  |  | 1350754.969 | 15311880.796 |  | -1
node_8109806_200852624 |  |  | PQ | AD | 2771.281 | 8109806 | no | no |  |  | no |  |  | 1350853.112 | 15309211.405 |  | -1
node_8109806_200852625 |  |  | PQ | AN | 2771.281 | 8109806 | no | no |  |  | no |  |  | 1350881.659 | 15309053.959 |  | -1
node_8109806_200852626 |  |  | PQ | AD | 2771.281 | 8109806 | no | no |  |  | no |  |  | 1350899.611 | 15308938.848 |  | -1
node_8109806_200852627 |  |  | PQ | AN | 2771.281 | 8109806 | no | no |  |  | no |  |  | 1350946.996 | 15308931.864 |  | -1
node_8109806_200852628 |  |  | PQ | AD | 2771.281 | 8109806 | no | no |  |  | no |  |  | 1350918.128 | 15308827.215 |  | -1
node_8109806_200852629 |  |  | PQ | AD | 2771.281 | 8109806 | no | no |  |  | no |  |  | 1350938.67 | 15308704.121 |  | -1
node_8109806_200852630 |  |  | PQ | ABCD | 2771.281 | 8109806 | no | no |  |  | no |  |  | 1350836.227 | 15311738.415 |  | -1
node_8109806_200852631 |  |  | PQ | ABCD | 2771.281 | 8109806 | no | no |  |  | no |  |  | 1350908.698 | 15311595.967 |  | -1
node_8109806_200852633 |  |  | PQ | ABCN | 2771.281 | 8109806 | no | no |  |  | no |  |  | 1350984.837 | 15311387.011 |  | -1
node_8109806_200852635 |  |  | PQ | AD | 2771.281 | 8109806 | no | no |  |  | no |  |  | 1351019.519 | 15311058.673 |  | -1
node_8109806_200852638 |  |  | PQ | AN | 2771.281 | 8109806 | no | no |  |  | no |  |  | 1351016.751 | 15310945.009 |  | -1
node_8109806_200852640 |  |  | PQ | AD | 2771.281 | 8109806 | no | no |  |  | no |  |  | 1351000.274 | 15310826.384 |  | -1
node_8109806_200852641 |  |  | PQ | AD | 2771.281 | 8109806 | no | no |  |  | no |  |  | 1350990.41 | 15310699.852 |  | -1
node_8109806_200852643 |  |  | PQ | AD | 2771.281 | 8109806 | no | no |  |  | no |  |  | 1351392.746 | 15311497.808 |  | -1
node_8109806_200852645 |  |  | PQ | AD | 2771.281 | 8109806 | no | no |  |  | no |  |  | 1351397.413 | 15311644.423 |  | -1
node_8109806_200852646 |  |  | PQ | AN | 2771.281 | 8109806 | no | no |  |  | no |  |  | 1351414.623 | 15311808.257 |  | -1
node_8109806_200852647 |  |  | PQ | AD | 2771.281 | 8109806 | no | no |  |  | no |  |  | 1351413.484 | 15311934.089 |  | -1
node_8109806_200852648 |  |  | PQ | AD | 2771.281 | 8109806 | no | no |  |  | no |  |  | 1351426.224 | 15312125.528 |  | -1
node_8109806_200852649 |  |  | PQ | AN | 2771.281 | 8109806 | no | no |  |  | no |  |  | 1351465.075 | 15312263.65 |  | -1
node_8109806_200852653 |  |  | PQ | ABCD | 2771.281 | 8109806 | no | no |  |  | no |  |  | 1351073.808 | 15311190.047 |  | -1
node_8109806_200852657 |  |  | PQ | ABCD | 2771.281 | 8109806 | no | no |  |  | no |  |  | 1351343.853 | 15311284.798 |  | -1
node_8109806_200852658 |  |  | PQ | ABCN | 2771.281 | 8109806 | no | no |  |  | no |  |  | 1351450.695 | 15311318.338 |  | -1
node_8109806_200852660 |  |  | PQ | ABCN | 2771.281 | 8109806 | no | no |  |  | no |  |  | 1351629.713 | 15311305.825 |  | -1
node_8109806_200852661 |  |  | PQ | ABCD | 2771.281 | 8109806 | no | no |  |  | no |  |  | 1351774.694 | 15311277.113 |  | -1
node_8109806_200852662 |  |  | PQ | AN | 2771.281 | 8109806 | no | no |  |  | no |  |  | 1351805.745 | 15311355.758 |  | -1
node_8109806_200852663 |  |  | PQ | ABCD | 2771.281 | 8109806 | no | no |  |  | no |  |  | 1351979.863 | 15311198.141 |  | -1
node_8109806_200852666 |  |  | PQ | ABCD | 2771.281 | 8109806 | no | no |  |  | no |  |  | 1352179.984 | 15311148.012 |  | -1
node_8109806_200852667 |  |  | PQ | ABCN | 2771.281 | 8109806 | no | no |  |  | no |  |  | 1352277.081 | 15311110.726 |  | -1
node_8109806_200852668 |  |  | PQ | ABCN | 2771.281 | 8109806 | no | no |  |  | no |  |  | 1353038.645 | 15312267.457 |  | -1
node_8109806_200852669 |  |  | PQ | ABCD | 2771.281 | 8109806 | no | no |  |  | no |  |  | 1352349.596 | 15311152.989 |  | -1
node_8109806_200852670 |  |  | PQ | ABCD | 2771.281 | 8109806 | no | no |  |  | no |  |  | 1352510.493 | 15311263.713 |  | -1
node_8109806_200852671 |  |  | PQ | ABCD | 2771.281 | 8109806 | no | no |  |  | no |  |  | 1352613 | 15311349.193 |  | -1
node_8109806_200852672 |  |  | PQ | ABCD | 2771.281 | 8109806 | no | no |  |  | no |  |  | 1352653.813 | 15311500.114 |  | -1
node_8109806_200852673 |  |  | PQ | ABCD | 2771.281 | 8109806 | no | no |  |  | no |  |  | 1352744.288 | 15311691.526 |  | -1
node_8109806_200852674 |  |  | PQ | ABCD | 2771.281 | 8109806 | no | no |  |  | no |  |  | 1352840.097 | 15311793.954 |  | -1
node_8109806_200852675 |  |  | PQ | ABCD | 2771.281 | 8109806 | no | no |  |  | no |  |  | 1352912.58 | 15311886.841 |  | -1
node_8109806_200852676 |  |  | PQ | ABCN | 2771.281 | 8109806 | no | no |  |  | no |  |  | 1353056.191 | 15311978.899 |  | -1
node_8109806_200852677 |  |  | PQ | ABCD | 2771.281 | 8109806 | no | no |  |  | no |  |  | 1353178.809 | 15312046.252 |  | -1
node_8109806_200852679 |  |  | PQ | AD | 2771.281 | 8109806 | no | no |  |  | no |  |  | 1353338.61 | 15312124.146 |  | -1
node_8109806_200852680 |  |  | PQ | AN | 2771.281 | 8109806 | no | no |  |  | no |  |  | 1353495.57 | 15312205.678 |  | -1
node_8109806_200852681 |  |  | PQ | AD | 2771.281 | 8109806 | no | no |  |  | no |  |  | 1353721.07 | 15312319.282 |  | -1
node_8109806_200852682 |  |  | PQ | AN | 2771.281 | 8109806 | no | no |  |  | no |  |  | 1353899.608 | 15312345.203 |  | -1
node_8109806_200852683 |  |  | PQ | AD | 2771.281 | 8109806 | no | no |  |  | no |  |  | 1354102.301 | 15312435.957 |  | -1
node_8109806_200852686 |  |  | PQ | AD | 2771.281 | 8109806 | no | no |  |  | no |  |  | 1354407.469 | 15312692.693 |  | -1
node_8109806_200853466 |  |  | PQ | AD | 2771.281 | 8109806 | no | no |  |  | no |  |  | 1350266.837 | 15298236.337 |  | -1
node_8109806_200853467 |  |  | PQ | AN | 2771.281 | 8109806 | no | no |  |  | no |  |  | 1350435.623 | 15298271.924 |  | -1
node_8109806_200853468 |  |  | PQ | AN | 2771.281 | 8109806 | no | no |  |  | no |  |  | 1350538.228 | 15298110.082 |  | -1
node_8109806_200853567 |  |  | PQ | ABCN | 19918.584 | 8109806 | no | no |  |  | no |  |  | 1350169.354 | 15297100.861 |  | -1
node_8109806_200853569 |  |  | PQ | ABCN | 19918.584 | 8109806 | no | no |  |  | no |  |  | 1350187.774 | 15297185.7 |  | -1
node_8109806_200853570 |  |  | PQ | ABCN | 19918.584 | 8109806 | no | no |  |  | no |  |  | 1350202.972 | 15297268.101 |  | -1
node_8109806_200853571 |  |  | PQ | ABCN | 19918.584 | 8109806 | no | no |  |  | no |  |  | 1350129.239 | 15297240.853 |  | -1
node_8109806_200853572 |  |  | PQ | AD | 2771.281 | 8109806 | no | no |  |  | no |  |  | 1350296.423 | 15297483.522 |  | -1
node_8109806_200853573 |  |  | PQ | AN | 2771.281 | 8109806 | no | no |  |  | no |  |  | 1350239.138 | 15297474.137 |  | -1
node_8109806_200853574 |  |  | PQ | AD | 2771.281 | 8109806 | no | no |  |  | no |  |  | 1350271.818 | 15297590.426 |  | -1
node_8109806_200853575 |  |  | PQ | AD | 2771.281 | 8109806 | no | no |  |  | no |  |  | 1350287.666 | 15297761.795 |  | -1
node_8109806_200853576 |  |  | PQ | AD | 2771.281 | 8109806 | no | no |  |  | no |  |  | 1350313.395 | 15297747.381 |  | -1
node_8109806_200853577 |  |  | PQ | AD | 2771.281 | 8109806 | no | no |  |  | no |  |  | 1350495.344 | 15297706.806 |  | -1
node_8109806_200853578 |  |  | PQ | AD | 2771.281 | 8109806 | no | no |  |  | no |  |  | 1350580.003 | 15297692.508 |  | -1
node_8109806_200853579 |  |  | PQ | AN | 2771.281 | 8109806 | no | no |  |  | no |  |  | 1350679.32 | 15297673.763 |  | -1
node_8109806_200853580 |  |  | PQ | AD | 2771.281 | 8109806 | no | no |  |  | no |  |  | 1350289.159 | 15297874.121 |  | -1
node_8109806_200853581 |  |  | PQ | AN | 2771.281 | 8109806 | no | no |  |  | no |  |  | 1350293.578 | 15297965.208 |  | -1
node_8109806_200853582 |  |  | PQ | AD | 2771.281 | 8109806 | no | no |  |  | no |  |  | 1350299.041 | 15298079.286 |  | -1
node_8109806_200853584 |  |  | PQ | AD | 2771.281 | 8109806 | no | no |  |  | no |  |  | 1349988.041 | 15297446.145 |  | -1
node_8109806_200853585 |  |  | PQ | AD | 2771.281 | 8109806 | no | no |  |  | no |  |  | 1350073.061 | 15297422.16 |  | -1
node_8109806_200853586 |  |  | PQ | AD | 2771.281 | 8109806 | no | no |  |  | no |  |  | 1350247.138 | 15297405.199 |  | -1
node_8109806_200853587 |  |  | PQ | AN | 2771.281 | 8109806 | no | no |  |  | no |  |  | 1350463.822 | 15297357.181 |  | -1
node_8109806_200853596 |  |  | PQ | AN | 19918.584 | 8109806 | no | no |  |  | no |  |  | 1349081.006 | 15297758.266 |  | -1
node_8109806_200853597 |  |  | PQ | ABCN | 19918.584 | 8109806 | no | no |  |  | no |  |  | 1349790.474 | 15297323.451 |  | -1
node_8109806_200853598 |  |  | PQ | ABCN | 19918.584 | 8109806 | no | no |  |  | no |  |  | 1348764.987 | 15297745.849 |  | -1
node_8109806_200853599 |  |  | PQ | ABCN | 19918.584 | 8109806 | no | no |  |  | no |  |  | 1348623.795 | 15297814.012 |  | -1
node_8109806_200853600 |  |  | PQ | ABCN | 19918.584 | 8109806 | no | no |  |  | no |  |  | 1348504.771 | 15297855.394 |  | -1
node_8109806_200853602 |  |  | PQ | ABCN | 19918.584 | 8109806 | no | no |  |  | no |  |  | 1348391.762 | 15297892.044 |  | -1
node_8109806_200853603 |  |  | PQ | ABCN | 19918.584 | 8109806 | no | no |  |  | no |  |  | 1348292.008 | 15297914.152 |  | -1
node_8109806_200853604 |  |  | PQ | ABCN | 19918.584 | 8109806 | no | no |  |  | no |  |  | 1348195.104 | 15297929.015 |  | -1
node_8109806_200853605 |  |  | PQ | ABCN | 19918.584 | 8109806 | no | no |  |  | no |  |  | 1348049.386 | 15297955.747 |  | -1
node_8109806_200853606 |  |  | PQ | ABCN | 19918.584 | 8109806 | no | no |  |  | no |  |  | 1347945.835 | 15297977.266 |  | -1
node_8109806_200853607 |  |  | PQ | ABCN | 19918.584 | 8109806 | no | no |  |  | no |  |  | 1347756.809 | 15297981.496 |  | -1
node_8109806_200853608 |  |  | PQ | ABCN | 19918.584 | 8109806 | no | no |  |  | no |  |  | 1347614.772 | 15298034.764 |  | -1
node_8109806_200853610 |  |  | PQ | ABCN | 19918.584 | 8109806 | no | no |  |  | no |  |  | 1347452.393 | 15298110.511 |  | -1
node_8109806_200853611 |  |  | PQ | ABCN | 19918.584 | 8109806 | no | no |  |  | no |  |  | 1349712.615 | 15297356.337 |  | -1
node_8109806_200853612 |  |  | PQ | ABCN | 19918.584 | 8109806 | no | no |  |  | no |  |  | 1347336.201 | 15298130.811 |  | -1
node_8109806_200853613 |  |  | PQ | ABCN | 19918.584 | 8109806 | no | no |  |  | no |  |  | 1347209.179 | 15298185.098 |  | -1
node_8109806_200853614 |  |  | PQ | ABCN | 19918.584 | 8109806 | no | no |  |  | no |  |  | 1347034.824 | 15298236.239 |  | -1
node_8109806_200853615 |  |  | PQ | ABCN | 19918.584 | 8109806 | no | no |  |  | no |  |  | 1346931.353 | 15298296.129 |  | -1
node_8109806_200853617 |  |  | PQ | ABCN | 19918.584 | 8109806 | no | no |  |  | no |  |  | 1346813.991 | 15298362.51 |  | -1
node_8109806_200853618 |  |  | PQ | ABCN | 19918.584 | 8109806 | no | no |  |  | no |  |  | 1346674.288 | 15298464.926 |  | -1
node_8109806_200853619 |  |  | PQ | ABCN | 19918.584 | 8109806 | no | no |  |  | no |  |  | 1346542.452 | 15298629.37 |  | -1
node_8109806_200853622 |  |  | PQ | ABCN | 19918.584 | 8109806 | no | no |  |  | no |  |  | 1346393.819 | 15298720.508 |  | -1
node_8109806_200853623 |  |  | PQ | ABCN | 19918.584 | 8109806 | no | no |  |  | no |  |  | 1346274.726 | 15298869.159 |  | -1
node_8109806_200853624 |  |  | PQ | ABCN | 19918.584 | 8109806 | no | no |  |  | no |  |  | 1346169.433 | 15299009.156 |  | -1
node_8109806_200853625 |  |  | PQ | ABCN | 19918.584 | 8109806 | no | no |  |  | no |  |  | 1346060.311 | 15299128.493 |  | -1
node_8109806_200853627 |  |  | PQ | ABCN | 19918.584 | 8109806 | no | no |  |  | no |  |  | 1345976.366 | 15299199.634 |  | -1
node_8109806_200853628 |  |  | PQ | ABCN | 19918.584 | 8109806 | no | no |  |  | no |  |  | 1345890.316 | 15299293.371 |  | -1
node_8109806_200853629 |  |  | PQ | ABCN | 19918.584 | 8109806 | no | no |  |  | no |  |  | 1349618.753 | 15297394.037 |  | -1
node_8109806_200853630 |  |  | PQ | ABCN | 19918.584 | 8109806 | no | no |  |  | no |  |  | 1345830.346 | 15299358.681 |  | -1
node_8109806_200853631 |  |  | PQ | ABCN | 19918.584 | 8109806 | no | no |  |  | no |  |  | 1345721.847 | 15299465.509 |  | -1
node_8109806_200853632 |  |  | PQ | ABCN | 19918.584 | 8109806 | no | no |  |  | no |  |  | 1345569.767 | 15299553.505 |  | -1
node_8109806_200853634 |  |  | PQ | ABCN | 19918.584 | 8109806 | no | no |  |  | no |  |  | 1345385.74 | 15299611.564 |  | -1
node_8109806_200853638 |  |  | PQ | ABCN | 19918.584 | 8109806 | no | no |  |  | no |  |  | 1345073.647 | 15299730.027 |  | -1
node_8109806_200853639 |  |  | PQ | ABCN | 19918.584 | 8109806 | no | no |  |  | no |  |  | 1344944.571 | 15299738.78 |  | -1
node_8109806_200853641 |  |  | PQ | ABCN | 19918.584 | 8109806 | no | no |  |  | no |  |  | 1344818.368 | 15299744.047 |  | -1
node_8109806_200853642 |  |  | PQ | ABCN | 19918.584 | 8109806 | no | no |  |  | no |  |  | 1344676.007 | 15299726.179 |  | -1
node_8109806_200853643 |  |  | PQ | ABCN | 19918.584 | 8109806 | no | no |  |  | no |  |  | 1344576.958 | 15299706.816 |  | -1
node_8109806_200853645 |  |  | PQ | ABCN | 19918.584 | 8109806 | no | no |  |  | no |  |  | 1344394.524 | 15299654.495 |  | -1
node_8109806_200853646 |  |  | PQ | ABCN | 19918.584 | 8109806 | no | no |  |  | no |  |  | 1344298.984 | 15299625.51 |  | -1
node_8109806_200853648 |  |  | PQ | ABCN | 19918.584 | 8109806 | no | no |  |  | no |  |  | 1344058.602 | 15299558.369 |  | -1
node_8109806_200853649 |  |  | PQ | ABCN | 19918.584 | 8109806 | no | no |  |  | no |  |  | 1343869.042 | 15299502.135 |  | -1
node_8109806_200853650 |  |  | PQ | ABCN | 19918.584 | 8109806 | no | no |  |  | no |  |  | 1343682.279 | 15299448.608 |  | -1
node_8109806_200853651 |  |  | PQ | ABCN | 19918.584 | 8109806 | no | no |  |  | no |  |  | 1343485.003 | 15299388.88 |  | -1
node_8109806_200853652 |  |  | PQ | ABCN | 19918.584 | 8109806 | no | no |  |  | no |  |  | 1343249.079 | 15299324.618 |  | -1
node_8109806_200853655 |  |  | PQ | ABCN | 19918.584 | 8109806 | no | no |  |  | no |  |  | 1343057.262 | 15299204.96 |  | -1
node_8109806_200853658 |  |  | PQ | ABCN | 19918.584 | 8109806 | no | no |  |  | no |  |  | 1342864.997 | 15299121.275 |  | -1
node_8109806_200853660 |  |  | PQ | ABCN | 19918.584 | 8109806 | no | no |  |  | no |  |  | 1342706.39 | 15299056.649 |  | -1
node_8109806_200853662 |  |  | PQ | ABCN | 19918.584 | 8109806 | no | no |  |  | no |  |  | 1342508.854 | 15299050.356 |  | -1
node_8109806_200853663 |  |  | PQ | ABCN | 19918.584 | 8109806 | no | no |  |  | no |  |  | 1342333.654 | 15298942.71 |  | -1
node_8109806_200853665 |  |  | PQ | ABCN | 19918.584 | 8109806 | no | no |  |  | no |  |  | 1342185.824 | 15298938.313 |  | -1
node_8109806_200853666 |  |  | PQ | ABCN | 19918.584 | 8109806 | no | no |  |  | no |  |  | 1342066.503 | 15298931.764 |  | -1
node_8109806_200853667 |  |  | PQ | ABCN | 19918.584 | 8109806 | no | no |  |  | no |  |  | 1341953.027 | 15298923.69 |  | -1
node_8109806_200853670 |  |  | PQ | ABCN | 19918.584 | 8109806 | no | no |  |  | no |  |  | 1341801.927 | 15298919.559 |  | -1
node_8109806_200853671 |  |  | PQ | ABCN | 19918.584 | 8109806 | no | no |  |  | no |  |  | 1341608.638 | 15298903.652 |  | -1
node_8109806_200853672 |  |  | PQ | AN | 2771.281 | 8109806 | no | no |  |  | no |  |  | 1341434.835 | 15298952.174 |  | -1
node_8109806_200853673 |  |  | PQ | AD | 2771.281 | 8109806 | no | no |  |  | no |  |  | 1341293.463 | 15298867.224 |  | -1
node_8109806_200853674 |  |  | PQ | AD | 2771.281 | 8109806 | no | no |  |  | no |  |  | 1341078.716 | 15298765.777 |  | -1
node_8109806_200853675 |  |  | PQ | AN | 2771.281 | 8109806 | no | no |  |  | no |  |  | 1340879.835 | 15298667.415 |  | -1
node_8109806_200853676 |  |  | PQ | AD | 2771.281 | 8109806 | no | no |  |  | no |  |  | 1340545.71 | 15298495.318 |  | -1
node_8109806_200853677 |  |  | PQ | AN | 2771.281 | 8109806 | no | no |  |  | no |  |  | 1340386.833 | 15298407.373 |  | -1
node_8109806_200853678 |  |  | PQ | AD | 2771.281 | 8109806 | no | no |  |  | no |  |  | 1340245.187 | 15298343.347 |  | -1
node_8109806_200853679 |  |  | PQ | ABCN | 19918.584 | 8109806 | no | no |  |  | no |  |  | 1349384.392 | 15297489.443 |  | -1
node_8109806_200853680 |  |  | PQ | AN | 2771.281 | 8109806 | no | no |  |  | no |  |  | 1339701.581 | 15298112.594 |  | -1
node_8109806_200853682 |  |  | PQ | AN | 2771.281 | 8109806 | no | no |  |  | no |  |  | 1339417.832 | 15298007.228 |  | -1
node_8109806_200853683 |  |  | PQ | AN | 2771.281 | 8109806 | no | no |  |  | no |  |  | 1339067.621 | 15298041.909 |  | -1
node_8109806_200853685 |  |  | PQ | ABCN | 19918.584 | 8109806 | no | no |  |  | no |  |  | 1349256.067 | 15297549.51 |  | -1
node_8109806_200853686 |  |  | PQ | ABCN | 19918.584 | 8109806 | no | no |  |  | no |  |  | 1349132.229 | 15297598.787 |  | -1
node_8109806_200853691 |  |  | PQ | ABCN | 19918.584 | 8109806 | no | no |  |  | no |  |  | 1348994.223 | 15297657.425 |  | -1
node_8109806_200853692 |  |  | PQ | ABCN | 19918.584 | 8109806 | no | no |  |  | no |  |  | 1348906.871 | 15297697.121 |  | -1
node_8109806_200853694 |  |  | PQ | AN | 19918.584 | 8109806 | no | no |  |  | no |  |  | 1344961.462 | 15309489.942 |  | -1
node_8109806_200853695 |  |  | PQ | AN | 19918.584 | 8109806 | no | no |  |  | no |  |  | 1344907.12 | 15310025.331 |  | -1
node_8109806_200853696 |  |  | PQ | AN | 19918.584 | 8109806 | no | no |  |  | no |  |  | 1345341.568 | 15310613.006 |  | -1
node_8109806_200853697 |  |  | PQ | AN | 19918.584 | 8109806 | no | no |  |  | no |  |  | 1345950.064 | 15310321.97 |  | -1
node_8109806_200853698 |  |  | PQ | ABCN | 19918.584 | 8109806 | no | no |  |  | no |  |  | 1345735.768 | 15299627.042 |  | -1
node_8109806_200853699 |  |  | PQ | ABCN | 19918.584 | 8109806 | no | no |  |  | no |  |  | 1345736.089 | 15299709.9 |  | -1
node_8109806_200853700 |  |  | PQ | AN | 19918.584 | 8109806 | no | no |  |  | no |  |  | 1345957.073 | 15299630.03 |  | -1
node_8109806_200853702 |  |  | PQ | ABCN | 19918.584 | 8109806 | no | no |  |  | no |  |  | 1345684.658 | 15299824.013 |  | -1
node_8109806_200853704 |  |  | PQ | ABCN | 19918.584 | 8109806 | no | no |  |  | no |  |  | 1345590.242 | 15302693.412 |  | -1
node_8109806_200853705 |  |  | PQ | ABCN | 19918.584 | 8109806 | no | no |  |  | no |  |  | 1345580.064 | 15302865.895 |  | -1
node_8109806_200853706 |  |  | PQ | ABCN | 19918.584 | 8109806 | no | no |  |  | no |  |  | 1345579.355 | 15302924.413 |  | -1
node_8109806_200853707 |  |  | PQ | ABCN | 19918.584 | 8109806 | no | no |  |  | no |  |  | 1345574.636 | 15303080.031 |  | -1
node_8109806_200853708 |  |  | PQ | ABCN | 19918.584 | 8109806 | no | no |  |  | no |  |  | 1345631.377 | 15303203.634 |  | -1
node_8109806_200853710 |  |  | PQ | ABCN | 19918.584 | 8109806 | no | no |  |  | no |  |  | 1345631.21 | 15303417.326 |  | -1
node_8109806_200853711 |  |  | PQ | ABCN | 19918.584 | 8109806 | no | no |  |  | no |  |  | 1345627.011 | 15303632.518 |  | -1
node_8109806_200853712 |  |  | PQ | ABCN | 19918.584 | 8109806 | no | no |  |  | no |  |  | 1345633.403 | 15303738.289 |  | -1
node_8109806_200853713 |  |  | PQ | ABCN | 19918.584 | 8109806 | no | no |  |  | no |  |  | 1345620.269 | 15303902.174 |  | -1
node_8109806_200853715 |  |  | PQ | ABCN | 19918.584 | 8109806 | no | no |  |  | no |  |  | 1345618.923 | 15304215.723 |  | -1
node_8109806_200853717 |  |  | PQ | ABCN | 19918.584 | 8109806 | no | no |  |  | no |  |  | 1345613.984 | 15304405.497 |  | -1
node_8109806_200853718 |  |  | PQ | ABCN | 19918.584 | 8109806 | no | no |  |  | no |  |  | 1345605.987 | 15304621.915 |  | -1
node_8109806_200853720 |  |  | PQ | ABCN | 19918.584 | 8109806 | no | no |  |  | no |  |  | 1345473.987 | 15304841.012 |  | -1
node_8109806_200853722 |  |  | PQ | ABCN | 19918.584 | 8109806 | no | no |  |  | no |  |  | 1345678.841 | 15299983.28 |  | -1
node_8109806_200853723 |  |  | PQ | ABCN | 19918.584 | 8109806 | no | no |  |  | no |  |  | 1345677.165 | 15300089.098 |  | -1
node_8109806_200853724 |  |  | PQ | ABCN | 19918.584 | 8109806 | no | no |  |  | no |  |  | 1345671.249 | 15300186.477 |  | -1
node_8109806_200853725 |  |  | PQ | ABCN | 19918.584 | 8109806 | no | no |  |  | no |  |  | 1345342.919 | 15305004.834 |  | -1
node_8109806_200853727 |  |  | PQ | ABCN | 19918.584 | 8109806 | no | no |  |  | no |  |  | 1345214.558 | 15305153.953 |  | -1
node_8109806_200853728 |  |  | PQ | ABCN | 19918.584 | 8109806 | no | no |  |  | no |  |  | 1345089.542 | 15305306.831 |  | -1
node_8109806_200853730 |  |  | PQ | ABCN | 19918.584 | 8109806 | no | no |  |  | no |  |  | 1344961.295 | 15305472.097 |  | -1
node_8109806_200853732 |  |  | PQ | ABCN | 19918.584 | 8109806 | no | no |  |  | no |  |  | 1344788.801 | 15305684.693 |  | -1
node_8109806_200853736 |  |  | PQ | ABCN | 19918.584 | 8109806 | no | no |  |  | no |  |  | 1344612.609 | 15305896.392 |  | -1
node_8109806_200853738 |  |  | PQ | ABCN | 19918.584 | 8109806 | no | no |  |  | no |  |  | 1344483.696 | 15306143.9 |  | -1
node_8109806_200853739 |  |  | PQ | AN | 19918.584 | 8109806 | no | no |  |  | no |  |  | 1344495.208 | 15306058.373 |  | -1
node_8109806_200853740 |  |  | PQ | AN | 19918.584 | 8109806 | no | no |  |  | no |  |  | 1344270.026 | 15305944.07 |  | -1
node_8109806_200853741 |  |  | PQ | AN | 19918.584 | 8109806 | no | no |  |  | no |  |  | 1344047.337 | 15305835.175 |  | -1
node_8109806_200853743 |  |  | PQ | ABCN | 19918.584 | 8109806 | no | no |  |  | no |  |  | 1344346.658 | 15306401.604 |  | -1
node_8109806_200853744 |  |  | PQ | AN | 19918.584 | 8109806 | no | no |  |  | no |  |  | 1344725.479 | 15306465.64 |  | -1
node_8109806_200853745 |  |  | PQ | AN | 19918.584 | 8109806 | no | no |  |  | no |  |  | 1344979.428 | 15306508.79 |  | -1
node_8109806_200853748 |  |  | PQ | AN | 19918.584 | 8109806 | no | no |  |  | no |  |  | 1345950.951 | 15306672.97 |  | -1
node_8109806_200853749 |  |  | PQ | ABCN | 19918.584 | 8109806 | no | no |  |  | no |  |  | 1344276.886 | 15306689.855 |  | -1
node_8109806_200853750 |  |  | PQ | ABCN | 19918.584 | 8109806 | no | no |  |  | no |  |  | 1344255.327 | 15306802.879 |  | -1
node_8109806_200853754 |  |  | PQ | ABCN | 19918.584 | 8109806 | no | no |  |  | no |  |  | 1344224.631 | 15306985.228 |  | -1
node_8109806_200853755 |  |  | PQ | ABCN | 19918.584 | 8109806 | no | no |  |  | no |  |  | 1345662.81 | 15300296.774 |  | -1
node_8109806_200853756 |  |  | PQ | ABCN | 19918.584 | 8109806 | no | no |  |  | no |  |  | 1345668.69 | 15300401.539 |  | -1
node_8109806_200853757 |  |  | PQ | ABCN | 19918.584 | 8109806 | no | no |  |  | no |  |  | 1345659.17 | 15300600.721 |  | -1
node_8109806_200853758 |  |  | PQ | ABCN | 19918.584 | 8109806 | no | no |  |  | no |  |  | 1344237.313 | 15307211.459 |  | -1
node_8109806_200853759 |  |  | PQ | ABCN | 19918.584 | 8109806 | no | no |  |  | no |  |  | 1344206.789 | 15307506.787 |  | -1
node_8109806_200853760 |  |  | PQ | AN | 19918.584 | 8109806 | no | no |  |  | no |  |  | 1344251.125 | 15307552.447 |  | -1
node_8109806_200853761 |  |  | PQ | AN | 19918.584 | 8109806 | no | no |  |  | no |  |  | 1344628.938 | 15307567.676 |  | -1
node_8109806_200853762 |  |  | PQ | ABCN | 19918.584 | 8109806 | no | no |  |  | no |  |  | 1344177.586 | 15307806.371 |  | -1
node_8109806_200853765 |  |  | PQ | ABCN | 19918.584 | 8109806 | no | no |  |  | no |  |  | 1344154.94 | 15308018.887 |  | -1
node_8109806_200853766 |  |  | PQ | ABCN | 19918.584 | 8109806 | no | no |  |  | no |  |  | 1344082.421 | 15308297.048 |  | -1
node_8109806_200853767 |  |  | PQ | ABCN | 19918.584 | 8109806 | no | no |  |  | no |  |  | 1344086.609 | 15308534.008 |  | -1
node_8109806_200853768 |  |  | PQ | ABCN | 19918.584 | 8109806 | no | no |  |  | no |  |  | 1344175.016 | 15308772.056 |  | -1
node_8109806_200853769 |  |  | PQ | ABCN | 19918.584 | 8109806 | no | no |  |  | no |  |  | 1344266.224 | 15309014.47 |  | -1
node_8109806_200853770 |  |  | PQ | ABCN | 19918.584 | 8109806 | no | no |  |  | no |  |  | 1344311.655 | 15309137.333 |  | -1
node_8109806_200853771 |  |  | PQ | ABCN | 19918.584 | 8109806 | no | no |  |  | no |  |  | 1344385.009 | 15309317.931 |  | -1
node_8109806_200853772 |  |  | PQ | ABCN | 19918.584 | 8109806 | no | no |  |  | no |  |  | 1345648.941 | 15300792.611 |  | -1
node_8109806_200853773 |  |  | PQ | ABCN | 19918.584 | 8109806 | no | no |  |  | no |  |  | 1345641.1 | 15300968.359 |  | -1
node_8109806_200853774 |  |  | PQ | ABCN | 19918.584 | 8109806 | no | no |  |  | no |  |  | 1345642.761 | 15301042.063 |  | -1
node_8109806_200853775 |  |  | PQ | ABCN | 19918.584 | 8109806 | no | no |  |  | no |  |  | 1344460.874 | 15309501.902 |  | -1
node_8109806_200853776 |  |  | PQ | AN | 19918.584 | 8109806 | no | no |  |  | no |  |  | 1344511.493 | 15309481.024 |  | -1
node_8109806_200853777 |  |  | PQ | ABCN | 19918.584 | 8109806 | no | no |  |  | no |  |  | 1344522.423 | 15309679.913 |  | -1
node_8109806_200853778 |  |  | PQ | ABCN | 19918.584 | 8109806 | no | no |  |  | no |  |  | 1344563.545 | 15309780.577 |  | -1
node_8109806_200853779 |  |  | PQ | ABCN | 19918.584 | 8109806 | no | no |  |  | no |  |  | 1344629.386 | 15310068.83 |  | -1
node_8109806_200853782 |  |  | PQ | ABCN | 19918.584 | 8109806 | no | no |  |  | no |  |  | 1344646.8 | 15310336.841 |  | -1
node_8109806_200853783 |  |  | PQ | ABCN | 19918.584 | 8109806 | no | no |  |  | no |  |  | 1344626.575 | 15310560.525 |  | -1
node_8109806_200853786 |  |  | PQ | ABCN | 19918.584 | 8109806 | no | no |  |  | no |  |  | 1345099.686 | 15310667.15 |  | -1
node_8109806_200853787 |  |  | PQ | ABCN | 19918.584 | 8109806 | no | no |  |  | no |  |  | 1345331.116 | 15310719.219 |  | -1
node_8109806_200853789 |  |  | PQ | ABCN | 19918.584 | 8109806 | no | no |  |  | no |  |  | 1345551.185 | 15310776.417 |  | -1
node_8109806_200853790 |  |  | PQ | ABCN | 19918.584 | 8109806 | no | no |  |  | no |  |  | 1345713.807 | 15310936.854 |  | -1
node_8109806_200853791 |  |  | PQ | ABCN | 19918.584 | 8109806 | no | no |  |  | no |  |  | 1345636.207 | 15301175.972 |  | -1
node_8109806_200853792 |  |  | PQ | ABCN | 19918.584 | 8109806 | no | no |  |  | no |  |  | 1345633.924 | 15301400.074 |  | -1
node_8109806_200853794 |  |  | PQ | ABCN | 19918.584 | 8109806 | no | no |  |  | no |  |  | 1345881.598 | 15311121.009 |  | -1
node_8109806_200853795 |  |  | PQ | ABCN | 19918.584 | 8109806 | no | no |  |  | no |  |  | 1346031.172 | 15311290.465 |  | -1
node_8109806_200853796 |  |  | PQ | ABCN | 19918.584 | 8109806 | no | no |  |  | no |  |  | 1346158.569 | 15311448.168 |  | -1
node_8109806_200853797 |  |  | PQ | ABCN | 19918.584 | 8109806 | no | no |  |  | no |  |  | 1346260.044 | 15311685.401 |  | -1
node_8109806_200853799 |  |  | PQ | ABCN | 19918.584 | 8109806 | no | no |  |  | no |  |  | 1346488.206 | 15311923.45 |  | -1
node_8109806_200853800 |  |  | PQ | ABCN | 19918.584 | 8109806 | no | no |  |  | no |  |  | 1346533.741 | 15312073.697 |  | -1
node_8109806_200853802 |  |  | PQ | ABCN | 19918.584 | 8109806 | no | no |  |  | no |  |  | 1346738.438 | 15312258.616 |  | -1
node_8109806_200853803 |  |  | PQ | AN | 19918.584 | 8109806 | no | no |  |  | no |  |  | 1346835.515 | 15312118.207 |  | -1
node_8109806_200853804 |  |  | PQ | ABCN | 19918.584 | 8109806 | no | no |  |  | no |  |  | 1346932.028 | 15312300.859 |  | -1
node_8109806_200853805 |  |  | PQ | ABCN | 19918.584 | 8109806 | no | no |  |  | no |  |  | 1347107.737 | 15312346.424 |  | -1
node_8109806_200853806 |  |  | PQ | ABCN | 19918.584 | 8109806 | no | no |  |  | no |  |  | 1347275.561 | 15312354.46 |  | -1
node_8109806_200853807 |  |  | PQ | ABCN | 19918.584 | 8109806 | no | no |  |  | no |  |  | 1345625.343 | 15301568.324 |  | -1
node_8109806_200853808 |  |  | PQ | ABCN | 19918.584 | 8109806 | no | no |  |  | no |  |  | 1345625.499 | 15301718.114 |  | -1
node_8109806_200853809 |  |  | PQ | ABCN | 19918.584 | 8109806 | no | no |  |  | no |  |  | 1347469.907 | 15312387.013 |  | -1
node_8109806_200853810 |  |  | PQ | ABCN | 19918.584 | 8109806 | no | no |  |  | no |  |  | 1347754.085 | 15312432.425 |  | -1
node_8109806_200853812 |  |  | PQ | ABCN | 19918.584 | 8109806 | no | no |  |  | no |  |  | 1347936.318 | 15312466.523 |  | -1
node_8109806_200853815 |  |  | PQ | ABCN | 19918.584 | 8109806 | no | no |  |  | no |  |  | 1349304.901 | 15312428.896 |  | -1
node_8109806_200853817 |  |  | PQ | ABCN | 19918.584 | 8109806 | no | no |  |  | no |  |  | 1345622.033 | 15301815.911 |  | -1
node_8109806_200853818 |  |  | PQ | ABCN | 19918.584 | 8109806 | no | no |  |  | no |  |  | 1345620.75 | 15302055.515 |  | -1
node_8109806_200853819 |  |  | PQ | ABCN | 19918.584 | 8109806 | no | no |  |  | no |  |  | 1345614.322 | 15302136.813 |  | -1
node_8109806_200853820 |  |  | PQ | ABCN | 19918.584 | 8109806 | no | no |  |  | no |  |  | 1345611.422 | 15302325.632 |  | -1
node_8109806_200853822 |  |  | PQ | ABCN | 19918.584 | 8109806 | no | no |  |  | no |  |  | 1345599.744 | 15302567.03 |  | -1
node_8109806_200853870 |  |  | PQ | ABCN | 2771.281 | 8109806 | no | no |  |  | no |  |  | 1350456.482 | 15296754.939 |  | -1
node_8109806_200853878 |  |  | PQ | AD | 2771.281 | 8109806 | no | no |  |  | no |  |  | 1349777.211 | 15296046.229 |  | -1
node_8109806_200853879 |  |  | PQ | AD | 2771.281 | 8109806 | no | no |  |  | no |  |  | 1349876.197 | 15296025.808 |  | -1
node_8109806_200853880 |  |  | PQ | AN | 2771.281 | 8109806 | no | no |  |  | no |  |  | 1350043.172 | 15295997.834 |  | -1
node_8109806_200853885 |  |  | PQ | ABCD | 2771.281 | 8109806 | no | no |  |  | no |  |  | 1349848.041 | 15296785.355 |  | -1
node_8109806_200853886 |  |  | PQ | AN | 2771.281 | 8109806 | no | no |  |  | no |  |  | 1349826.08 | 15296644.388 |  | -1
node_8109806_200853888 |  |  | PQ | AD | 2771.281 | 8109806 | no | no |  |  | no |  |  | 1349804.497 | 15296530.898 |  | -1
node_8109806_200853889 |  |  | PQ | AD | 2771.281 | 8109806 | no | no |  |  | no |  |  | 1349783.902 | 15296414.023 |  | -1
node_8109806_200853890 |  |  | PQ | AN | 2771.281 | 8109806 | no | no |  |  | no |  |  | 1349754.385 | 15296271.114 |  | -1
node_8109806_200853891 |  |  | PQ | AD | 2771.281 | 8109806 | no | no |  |  | no |  |  | 1349738.341 | 15296166.239 |  | -1
node_8109806_200853892 |  |  | PQ | AD | 2771.281 | 8109806 | no | no |  |  | no |  |  | 1349729.755 | 15296042.521 |  | -1
node_8109806_200853893 |  |  | PQ | AD | 2771.281 | 8109806 | no | no |  |  | no |  |  | 1349694.515 | 15295938.31 |  | -1
node_8109806_200853894 |  |  | PQ | AN | 2771.281 | 8109806 | no | no |  |  | no |  |  | 1349686.339 | 15295792.978 |  | -1
node_8109806_200853895 |  |  | PQ | ABCD | 2771.281 | 8109806 | no | no |  |  | no |  |  | 1349566.084 | 15296729.948 |  | -1
node_8109806_200853896 |  |  | PQ | ABCD | 2771.281 | 8109806 | no | no |  |  | no |  |  | 1349535.922 | 15296615.314 |  | -1
node_8109806_200853897 |  |  | PQ | ABCN | 2771.281 | 8109806 | no | no |  |  | no |  |  | 1349525.771 | 15296493.454 |  | -1
node_8109806_200853898 |  |  | PQ | AD | 2771.281 | 8109806 | no | no |  |  | no |  |  | 1349491.042 | 15296364.278 |  | -1
node_8109806_200853900 |  |  | PQ | AD | 2771.281 | 8109806 | no | no |  |  | no |  |  | 1349453.458 | 15296267.071 |  | -1
node_8109806_200853901 |  |  | PQ | AD | 2771.281 | 8109806 | no | no |  |  | no |  |  | 1349409.947 | 15296148.974 |  | -1
node_8109806_200853902 |  |  | PQ | AD | 2771.281 | 8109806 | no | no |  |  | no |  |  | 1349366.668 | 15296032.228 |  | -1
node_8109806_200853903 |  |  | PQ | AN | 2771.281 | 8109806 | no | no |  |  | no |  |  | 1349322.741 | 15295922.937 |  | -1
node_8109806_200891538 |  |  | PQ | AN | 2771.281 | 8109806 | no | no |  |  | no |  |  | 1338776.341 | 15329640.352 |  | -1
node_8109806_200891539 |  |  | PQ | AN | 2771.281 | 8109806 | no | no |  |  | no |  |  | 1336390.283 | 15329246.4 |  | -1
node_8109806_200891540 |  |  | PQ | AN | 2771.281 | 8109806 | no | no |  |  | no |  |  | 1336374.199 | 15329543.865 |  | -1
node_8109806_200891541 |  |  | PQ | AD | 2771.281 | 8109806 | no | no |  |  | no |  |  | 1339003.796 | 15329286.459 |  | -1
node_8109806_200891542 |  |  | PQ | AN | 2771.281 | 8109806 | no | no |  |  | no |  |  | 1339293.364 | 15329297.903 |  | -1
node_8109806_200891544 |  |  | PQ | AN | 2771.281 | 8109806 | no | no |  |  | no |  |  | 1339588.705 | 15329310.194 |  | -1
node_8109806_200891545 |  |  | PQ | AD | 2771.281 | 8109806 | no | no |  |  | no |  |  | 1339574.088 | 15329365.468 |  | -1
node_8109806_200891546 |  |  | PQ | AD | 2771.281 | 8109806 | no | no |  |  | no |  |  | 1339502.816 | 15329506.955 |  | -1
node_8109806_200891547 |  |  | PQ | AN | 2771.281 | 8109806 | no | no |  |  | no |  |  | 1339533.021 | 15329758.423 |  | -1
node_8109806_200891548 |  |  | PQ | AN | 2771.281 | 8109806 | no | no |  |  | no |  |  | 1339907.712 | 15329321.992 |  | -1
node_8109806_200891549 |  |  | PQ | AD | 2771.281 | 8109806 | no | no |  |  | no |  |  | 1340224.738 | 15329333.867 |  | -1
node_8109806_200891550 |  |  | PQ | AN | 2771.281 | 8109806 | no | no |  |  | no |  |  | 1340254.691 | 15329526.896 |  | -1
node_8109806_200891551 |  |  | PQ | AD | 2771.281 | 8109806 | no | no |  |  | no |  |  | 1340127.855 | 15329393.734 |  | -1
node_8109806_200891552 |  |  | PQ | AN | 2771.281 | 8109806 | no | no |  |  | no |  |  | 1340109.294 | 15329741.274 |  | -1
node_8109806_200891553 |  |  | PQ | AN | 2771.281 | 8109806 | no | no |  |  | no |  |  | 1340494.901 | 15329351.352 |  | -1
node_8109806_200891554 |  |  | PQ | AD | 2771.281 | 8109806 | no | no |  |  | no |  |  | 1340671.465 | 15329364.133 |  | -1
node_8109806_200891555 |  |  | PQ | AN | 2771.281 | 8109806 | no | no |  |  | no |  |  | 1340691.514 | 15329382.777 |  | -1
node_8109806_200891556 |  |  | PQ | AN | 2771.281 | 8109806 | no | no |  |  | no |  |  | 1340702.638 | 15329584.99 |  | -1
node_8109806_200891557 |  |  | PQ | AN | 2771.281 | 8109806 | no | no |  |  | no |  |  | 1336583.552 | 15329249.814 |  | -1
node_8109806_200891558 |  |  | PQ | AN | 2771.281 | 8109806 | no | no |  |  | no |  |  | 1336795.542 | 15329260.593 |  | -1
node_8109806_200891559 |  |  | PQ | AN | 2771.281 | 8109806 | no | no |  |  | no |  |  | 1336998.124 | 15329269.025 |  | -1
node_8109806_200891561 |  |  | PQ | AN | 2771.281 | 8109806 | no | no |  |  | no |  |  | 1337363.646 | 15329277.648 |  | -1
node_8109806_200891562 |  |  | PQ | AN | 2771.281 | 8109806 | no | no |  |  | no |  |  | 1337473.03 | 15329231.806 |  | -1
node_8109806_200891563 |  |  | PQ | AN | 2771.281 | 8109806 | no | no |  |  | no |  |  | 1337776.494 | 15329247.639 |  | -1
node_8109806_200891564 |  |  | PQ | AN | 2771.281 | 8109806 | no | no |  |  | no |  |  | 1338076.978 | 15329254.255 |  | -1
node_8109806_200891565 |  |  | PQ | AN | 2771.281 | 8109806 | no | no |  |  | no |  |  | 1338376.197 | 15329266.726 |  | -1
node_8109806_200891566 |  |  | PQ | AN | 2771.281 | 8109806 | no | no |  |  | no |  |  | 1338523.538 | 15329327.755 |  | -1
node_8109806_200891567 |  |  | PQ | AN | 2771.281 | 8109806 | no | no |  |  | no |  |  | 1338676.203 | 15329273.385 |  | -1
node_8109806_200891569 |  |  | PQ | AD | 2771.281 | 8109806 | no | no |  |  | no |  |  | 1338636.799 | 15329221.834 |  | -1
node_8109806_200891570 |  |  | PQ | AN | 2771.281 | 8109806 | no | no |  |  | no |  |  | 1338641.947 | 15328998.995 |  | -1
node_8109806_200891597 |  |  | PQ | AN | 2771.281 | 8109806 | no | no |  |  | no |  |  | 1337834.584 | 15325235.566 |  | -1
node_8109806_200891599 |  |  | PQ | AD | 2771.281 | 8109806 | no | no |  |  | no |  |  | 1337761.523 | 15325512.144 |  | -1
node_8109806_200891600 |  |  | PQ | AN | 2771.281 | 8109806 | no | no |  |  | no |  |  | 1337687.226 | 15325767.972 |  | -1
node_8109806_200891601 |  |  | PQ | AD | 2771.281 | 8109806 | no | no |  |  | no |  |  | 1337632.881 | 15325970.216 |  | -1
node_8109806_200891602 |  |  | PQ | AN | 2771.281 | 8109806 | no | no |  |  | no |  |  | 1337533.471 | 15326322.707 |  | -1
node_8109806_200891604 |  |  | PQ | AD | 2771.281 | 8109806 | no | no |  |  | no |  |  | 1337262.545 | 15327334.592 |  | -1
node_8109806_200891605 |  |  | PQ | AD | 2771.281 | 8109806 | no | no |  |  | no |  |  | 1336970.546 | 15327875.172 |  | -1
node_8109806_200891607 |  |  | PQ | AN | 2771.281 | 8109806 | no | no |  |  | no |  |  | 1337126.328 | 15328121.732 |  | -1
node_8109806_200891608 |  |  | PQ | AN | 2771.281 | 8109806 | no | no |  |  | no |  |  | 1336654.015 | 15328472.428 |  | -1
node_8109806_200891609 |  |  | PQ | AD | 2771.281 | 8109806 | no | no |  |  | no |  |  | 1336424.928 | 15328755.131 |  | -1
node_8109806_200891610 |  |  | PQ | AD | 2771.281 | 8109806 | no | no |  |  | no |  |  | 1336497.16 | 15328777.667 |  | -1
node_8109806_200891611 |  |  | PQ | AN | 2771.281 | 8109806 | no | no |  |  | no |  |  | 1336572.111 | 15328809.595 |  | -1
node_8109806_200891613 |  |  | PQ | AD | 2771.281 | 8109806 | no | no |  |  | no |  |  | 1336244.91 | 15329261.404 |  | -1
node_8109806_200891614 |  |  | PQ | AN | 2771.281 | 8109806 | no | no |  |  | no |  |  | 1336174.075 | 15329708.694 |  | -1
node_8109806_200891615 |  |  | PQ | AD | 2771.281 | 8109806 | no | no |  |  | no |  |  | 1336370.537 | 15329751.913 |  | -1
node_8109806_200891616 |  |  | PQ | AD | 2771.281 | 8109806 | no | no |  |  | no |  |  | 1336138.454 | 15329962.348 |  | -1
node_8109806_200891617 |  |  | PQ | AN | 2771.281 | 8109806 | no | no |  |  | no |  |  | 1336095.699 | 15330222.091 |  | -1
node_8109806_200891618 |  |  | PQ | AN | 2771.281 | 8109806 | no | no |  |  | no |  |  | 1336057.89 | 15330486.087 |  | -1
node_8109806_200891619 |  |  | PQ | AD | 2771.281 | 8109806 | no | no |  |  | no |  |  | 1335959.641 | 15331092.935 |  | -1
node_8109806_200891620 |  |  | PQ | AD | 2771.281 | 8109806 | no | no |  |  | no |  |  | 1335657.778 | 15331118.072 |  | -1
node_8109806_200891621 |  |  | PQ | AD | 2771.281 | 8109806 | no | no |  |  | no |  |  | 1335380.051 | 15331108.382 |  | -1
node_8109806_200891622 |  |  | PQ | AN | 2771.281 | 8109806 | no | no |  |  | no |  |  | 1335113.453 | 15331084.806 |  | -1
node_8109806_200891624 |  |  | PQ | AD | 2771.281 | 8109806 | no | no |  |  | no |  |  | 1335619.772 | 15331495.367 |  | -1
node_8109806_200891625 |  |  | PQ | AD | 2771.281 | 8109806 | no | no |  |  | no |  |  | 1335894.539 | 15331538.876 |  | -1
node_8109806_200891626 |  |  | PQ | AN | 2771.281 | 8109806 | no | no |  |  | no |  |  | 1336177.735 | 15331546.302 |  | -1
node_8109806_200891627 |  |  | PQ | AN | 2771.281 | 8109806 | no | no |  |  | no |  |  | 1336453.677 | 15331562.394 |  | -1
node_8109806_200891628 |  |  | PQ | AN | 2771.281 | 8109806 | no | no |  |  | no |  |  | 1335360.011 | 15331793.294 |  | -1
node_8109806_200891630 |  |  | PQ | AN | 2771.281 | 8109806 | no | no |  |  | no |  |  | 1335348.971 | 15331932.701 |  | -1
node_8109806_200894804 |  |  | PQ | AD | 2771.281 | 8109806 | no | no |  |  | no |  |  | 1338629.912 | 15307055.713 |  | -1
node_8109806_200894805 |  |  | PQ | AD | 2771.281 | 8109806 | no | no |  |  | no |  |  | 1338319.637 | 15307228.425 |  | -1
node_8109806_200894806 |  |  | PQ | AD | 2771.281 | 8109806 | no | no |  |  | no |  |  | 1338109.836 | 15307340.939 |  | -1
node_8109806_200894807 |  |  | PQ | AD | 2771.281 | 8109806 | no | no |  |  | no |  |  | 1337753.033 | 15307589.412 |  | -1
node_8109806_200894808 |  |  | PQ | AD | 2771.281 | 8109806 | no | no |  |  | no |  |  | 1337383.043 | 15307750.804 |  | -1
node_8109806_200894809 |  |  | PQ | AD | 2771.281 | 8109806 | no | no |  |  | no |  |  | 1337005.76 | 15307915.944 |  | -1
node_8109806_200894810 |  |  | PQ | AN | 2771.281 | 8109806 | no | no |  |  | no |  |  | 1336879.85 | 15307886.703 |  | -1
node_8109806_200894811 |  |  | PQ | AN | 2771.281 | 8109806 | no | no |  |  | no |  |  | 1336469.342 | 15307942.253 |  | -1
node_8109806_200894812 |  |  | PQ | AN | 2771.281 | 8109806 | no | no |  |  | no |  |  | 1336110.895 | 15308011.617 |  | -1
node_8109806_200894813 |  |  | PQ | AD | 2771.281 | 8109806 | no | no |  |  | no |  |  | 1335740.796 | 15307917.79 |  | -1
node_8109806_200894814 |  |  | PQ | AN | 2771.281 | 8109806 | no | no |  |  | no |  |  | 1335499.785 | 15307898.172 |  | -1
node_8109806_200894815 |  |  | PQ | AD | 2771.281 | 8109806 | no | no |  |  | no |  |  | 1335192.117 | 15307886.888 |  | -1
node_8109806_200894816 |  |  | PQ | AN | 2771.281 | 8109806 | no | no |  |  | no |  |  | 1335035.199 | 15307888.769 |  | -1
node_8109806_200894817 |  |  | PQ | AD | 2771.281 | 8109806 | no | no |  |  | no |  |  | 1335025.578 | 15308100.674 |  | -1
node_8109806_200894818 |  |  | PQ | AN | 2771.281 | 8109806 | no | no |  |  | no |  |  | 1335013.888 | 15308340.807 |  | -1
node_8109806_200894819 |  |  | PQ | AN | 2771.281 | 8109806 | no | no |  |  | no |  |  | 1335203.069 | 15307781.454 |  | -1
node_8109806_200894820 |  |  | PQ | AN | 2771.281 | 8109806 | no | no |  |  | no |  |  | 1334982.372 | 15307786.233 |  | -1
node_8109806_200894821 |  |  | PQ | AN | 2771.281 | 8109806 | no | no |  |  | no |  |  | 1334777.917 | 15307791.074 |  | -1
node_8109806_200894823 |  |  | PQ | AN | 2771.281 | 8109806 | no | no |  |  | no |  |  | 1334504.445 | 15307658.339 |  | -1
node_8109806_200894825 |  |  | PQ | AD | 2771.281 | 8109806 | no | no |  |  | no |  |  | 1334240.919 | 15307524.036 |  | -1
node_8109806_200894826 |  |  | PQ | AD | 2771.281 | 8109806 | no | no |  |  | no |  |  | 1334049.458 | 15307472.628 |  | -1
node_8109806_200894827 |  |  | PQ | AN | 2771.281 | 8109806 | no | no |  |  | no |  |  | 1333932.82 | 15307326.399 |  | -1
node_8109806_200894828 |  |  | PQ | AD | 2771.281 | 8109806 | no | no |  |  | no |  |  | 1333758.122 | 15307098.411 |  | -1
node_8109806_200894829 |  |  | PQ | AN | 2771.281 | 8109806 | no | no |  |  | no |  |  | 1333488.337 | 15306741.402 |  | -1
node_8109806_200894830 |  |  | PQ | AN | 2771.281 | 8109806 | no | no |  |  | no |  |  | 1337331.081 | 15303145.531 |  | -1
node_8109806_200894831 |  |  | PQ | AN | 2771.281 | 8109806 | no | no |  |  | no |  |  | 1336731.276 | 15303383.469 |  | -1
node_8109806_200894832 |  |  | PQ | AN | 2771.281 | 8109806 | no | no |  |  | no |  |  | 1335948.043 | 15300079.874 |  | -1
node_8109806_200894833 |  |  | PQ | AN | 2771.281 | 8109806 | no | no |  |  | no |  |  | 1335945.231 | 15300479.03 |  | -1
node_8109806_200894834 |  |  | PQ | AD | 2771.281 | 8109806 | no | no |  |  | no |  |  | 1337044.576 | 15303995.27 |  | -1
node_8109806_200894835 |  |  | PQ | AN | 2771.281 | 8109806 | no | no |  |  | no |  |  | 1336873.536 | 15304051.322 |  | -1
node_8109806_200894836 |  |  | PQ | AN | 2771.281 | 8109806 | no | no |  |  | no |  |  | 1337044.442 | 15304089.91 |  | -1
node_8109806_200894837 |  |  | PQ | AN | 2771.281 | 8109806 | no | no |  |  | no |  |  | 1337026.895 | 15304583.899 |  | -1
node_8109806_200894838 |  |  | PQ | AN | 2771.281 | 8109806 | no | no |  |  | no |  |  | 1336786.044 | 15304607.485 |  | -1
node_8109806_200894839 |  |  | PQ | AN | 2771.281 | 8109806 | no | no |  |  | no |  |  | 1337009.882 | 15304989.133 |  | -1
node_8109806_200894840 |  |  | PQ | AN | 2771.281 | 8109806 | no | no |  |  | no |  |  | 1336993.912 | 15305402.285 |  | -1
node_8109806_200894841 |  |  | PQ | AN | 2771.281 | 8109806 | no | no |  |  | no |  |  | 1336924.232 | 15305660.284 |  | -1
node_8109806_200894842 |  |  | PQ | AN | 2771.281 | 8109806 | no | no |  |  | no |  |  | 1336928.273 | 15306028.005 |  | -1
node_8109806_200894843 |  |  | PQ | AN | 2771.281 | 8109806 | no | no |  |  | no |  |  | 1336929.46 | 15306430.96 |  | -1
node_8109806_200894844 |  |  | PQ | AN | 2771.281 | 8109806 | no | no |  |  | no |  |  | 1336916.502 | 15306763.987 |  | -1
node_8109806_200894845 |  |  | PQ | AN | 2771.281 | 8109806 | no | no |  |  | no |  |  | 1336913.993 | 15307055.745 |  | -1
node_8109806_200894847 |  |  | PQ | AD | 2771.281 | 8109806 | no | no |  |  | no |  |  | 1335941.575 | 15300897.996 |  | -1
node_8109806_200894848 |  |  | PQ | AN | 2771.281 | 8109806 | no | no |  |  | no |  |  | 1335926.092 | 15301186.972 |  | -1
node_8109806_200894849 |  |  | PQ | AN | 2771.281 | 8109806 | no | no |  |  | no |  |  | 1336092.265 | 15301570.703 |  | -1
node_8109806_200894850 |  |  | PQ | AN | 2771.281 | 8109806 | no | no |  |  | no |  |  | 1336225.995 | 15301820.829 |  | -1
node_8109806_200894851 |  |  | PQ | AN | 2771.281 | 8109806 | no | no |  |  | no |  |  | 1336330.247 | 15302040.181 |  | -1
node_8109806_200894853 |  |  | PQ | AN | 2771.281 | 8109806 | no | no |  |  | no |  |  | 1336514.074 | 15302415.252 |  | -1
node_8109806_200894854 |  |  | PQ | AN | 2771.281 | 8109806 | no | no |  |  | no |  |  | 1336716.809 | 15302591.4 |  | -1
node_8109806_200894858 |  |  | PQ | AN | 2771.281 | 8109806 | no | no |  |  | no |  |  | 1336997.488 | 15302964.896 |  | -1
node_8109806_200894860 |  |  | PQ | AN | 2771.281 | 8109806 | no | no |  |  | no |  |  | 1337032.795 | 15303334.684 |  | -1
node_8109806_200894861 |  |  | PQ | AD | 2771.281 | 8109806 | no | no |  |  | no |  |  | 1337059.244 | 15303567.817 |  | -1
node_8109806_200894862 |  |  | PQ | AN | 2771.281 | 8109806 | no | no |  |  | no |  |  | 1337056.05 | 15303754.581 |  | -1
node_8109806_200894864 |  |  | PQ | AD | 2771.281 | 8109806 | no | no |  |  | no |  |  | 1336069.11 | 15308344.015 |  | -1
node_8109806_200894865 |  |  | PQ | AD | 2771.281 | 8109806 | no | no |  |  | no |  |  | 1336367.34 | 15311056.189 |  | -1
node_8109806_200894866 |  |  | PQ | AD | 2771.281 | 8109806 | no | no |  |  | no |  |  | 1336427.842 | 15311200.003 |  | -1
node_8109806_200894867 |  |  | PQ | AD | 2771.281 | 8109806 | no | no |  |  | no |  |  | 1336177.011 | 15311254.099 |  | -1
node_8109806_200894868 |  |  | PQ | AD | 2771.281 | 8109806 | no | no |  |  | no |  |  | 1335869.613 | 15311256.163 |  | -1
node_8109806_200894869 |  |  | PQ | AN | 2771.281 | 8109806 | no | no |  |  | no |  |  | 1335627.702 | 15311238.007 |  | -1
node_8109806_200894870 |  |  | PQ | AN | 2771.281 | 8109806 | no | no |  |  | no |  |  | 1335279.204 | 15311232.476 |  | -1
node_8109806_200894873 |  |  | PQ | AN | 2771.281 | 8109806 | no | no |  |  | no |  |  | 1336346.271 | 15311553.363 |  | -1
node_8109806_200894874 |  |  | PQ | AD | 2771.281 | 8109806 | no | no |  |  | no |  |  | 1336230.925 | 15311876.031 |  | -1
node_8109806_200894875 |  |  | PQ | AN | 2771.281 | 8109806 | no | no |  |  | no |  |  | 1336314.196 | 15312153.232 |  | -1
node_8109806_200894876 |  |  | PQ | AN | 2771.281 | 8109806 | no | no |  |  | no |  |  | 1336450.46 | 15312485.389 |  | -1
node_8109806_200894878 |  |  | PQ | AD | 2771.281 | 8109806 | no | no |  |  | no |  |  | 1336503.38 | 15312712.72 |  | -1
node_8109806_200894879 |  |  | PQ | AN | 2771.281 | 8109806 | no | no |  |  | no |  |  | 1336626.059 | 15312910.87 |  | -1
node_8109806_200894880 |  |  | PQ | AD | 2771.281 | 8109806 | no | no |  |  | no |  |  | 1336022.122 | 15308657.084 |  | -1
node_8109806_200894882 |  |  | PQ | AD | 2771.281 | 8109806 | no | no |  |  | no |  |  | 1335931.417 | 15309325.563 |  | -1
node_8109806_200894883 |  |  | PQ | AD | 2771.281 | 8109806 | no | no |  |  | no |  |  | 1335933.67 | 15309540.075 |  | -1
node_8109806_200894884 |  |  | PQ | AN | 2771.281 | 8109806 | no | no |  |  | no |  |  | 1335933.778 | 15309719.368 |  | -1
node_8109806_200894885 |  |  | PQ | AN | 2771.281 | 8109806 | no | no |  |  | no |  |  | 1335914.622 | 15310112.785 |  | -1
node_8109806_200894886 |  |  | PQ | AN | 2771.281 | 8109806 | no | no |  |  | no |  |  | 1335955.714 | 15310507.353 |  | -1
node_8109806_200894887 |  |  | PQ | AN | 2771.281 | 8109806 | no | no |  |  | no |  |  | 1336164.213 | 15310837.998 |  | -1
node_8109806_200894888 |  |  | PQ | AN | 2771.281 | 8109806 | no | no |  |  | no |  |  | 1333379.42 | 15307861.473 |  | -1
node_8109806_200894889 |  |  | PQ | AD | 2771.281 | 8109806 | no | no |  |  | no |  |  | 1333795.527 | 15307524.135 |  | -1
node_8109806_200894890 |  |  | PQ | AN | 2771.281 | 8109806 | no | no |  |  | no |  |  | 1333554.368 | 15307582.241 |  | -1
node_8109806_200894891 |  |  | PQ | AN | 2771.281 | 8109806 | no | no |  |  | no |  |  | 1333344.672 | 15307629.642 |  | -1
node_8109806_200894892 |  |  | PQ | AN | 2771.281 | 8109806 | no | no |  |  | no |  |  | 1333125.009 | 15307679.327 |  | -1
node_8109806_200894893 |  |  | PQ | AN | 2771.281 | 8109806 | no | no |  |  | no |  |  | 1332748.53 | 15307770.604 |  | -1
node_8109806_200894894 |  |  | PQ | AD | 2771.281 | 8109806 | no | no |  |  | no |  |  | 1332771.306 | 15307779.983 |  | -1
node_8109806_200894895 |  |  | PQ | AD | 2771.281 | 8109806 | no | no |  |  | no |  |  | 1332914.26 | 15308007.321 |  | -1
node_8109806_200894896 |  |  | PQ | AN | 2771.281 | 8109806 | no | no |  |  | no |  |  | 1332894.74 | 15308320.034 |  | -1
node_8109806_200894897 |  |  | PQ | AN | 2771.281 | 8109806 | no | no |  |  | no |  |  | 1332404.497 | 15307806.511 |  | -1
node_8109806_200895545 |  |  | PQ | ABCD | 2771.281 | 8109806 | no | no |  |  | no |  |  | 1336503.769 | 15314635.227 |  | -1
node_8109806_200895546 |  |  | PQ | ABCD | 2771.281 | 8109806 | no | no |  |  | no |  |  | 1336206.831 | 15314487.029 |  | -1
node_8109806_200895547 |  |  | PQ | ABCD | 2771.281 | 8109806 | no | no |  |  | no |  |  | 1333791.392 | 15313356.029 |  | -1
node_8109806_200895548 |  |  | PQ | ABCD | 2771.281 | 8109806 | no | no |  |  | no |  |  | 1333717.137 | 15313595.292 |  | -1
node_8109806_200895549 |  |  | PQ | ABCD | 2771.281 | 8109806 | no | no |  |  | no |  |  | 1333610.841 | 15313816.501 |  | -1
node_8109806_200895550 |  |  | PQ | ABCD | 2771.281 | 8109806 | no | no |  |  | no |  |  | 1333308.611 | 15313795.341 |  | -1
node_8109806_200895551 |  |  | PQ | ABCN | 2771.281 | 8109806 | no | no |  |  | no |  |  | 1333012.422 | 15313766.239 |  | -1
node_8109806_200895552 |  |  | PQ | ABCD | 2771.281 | 8109806 | no | no |  |  | no |  |  | 1336003.888 | 15314383.692 |  | -1
node_8109806_200895553 |  |  | PQ | ABCD | 2771.281 | 8109806 | no | no |  |  | no |  |  | 1335828.221 | 15314304.888 |  | -1
node_8109806_200895554 |  |  | PQ | ABCD | 2771.281 | 8109806 | no | no |  |  | no |  |  | 1335585.643 | 15314195.966 |  | -1
node_8109806_200895555 |  |  | PQ | ABCD | 2771.281 | 8109806 | no | no |  |  | no |  |  | 1335265.655 | 15314045.744 |  | -1
node_8109806_200895556 |  |  | PQ | ABCD | 2771.281 | 8109806 | no | no |  |  | no |  |  | 1334973.301 | 15313900.991 |  | -1
node_8109806_200895557 |  |  | PQ | ABCN | 2771.281 | 8109806 | no | no |  |  | no |  |  | 1334830.182 | 15313836.902 |  | -1
node_8109806_200895558 |  |  | PQ | ABCD | 2771.281 | 8109806 | no | no |  |  | no |  |  | 1334682.597 | 15313771.851 |  | -1
node_8109806_200895560 |  |  | PQ | ABCD | 2771.281 | 8109806 | no | no |  |  | no |  |  | 1334083.766 | 15313488.609 |  | -1
node_8109806_200895561 |  |  | PQ | AD | 2771.281 | 8109806 | no | no |  |  | no |  |  | 1333948.899 | 15313786.833 |  | -1
node_8109806_200895562 |  |  | PQ | AN | 2771.281 | 8109806 | no | no |  |  | no |  |  | 1333917.642 | 15313856.538 |  | -1
node_8109806_200895563 |  |  | PQ | AD | 2771.281 | 8109806 | no | no |  |  | no |  |  | 1334143.843 | 15313820.131 |  | -1
node_8109806_200895565 |  |  | PQ | AN | 2771.281 | 8109806 | no | no |  |  | no |  |  | 1334404.498 | 15313244.984 |  | -1
node_8109806_200896505 |  |  | PQ | AD | 2771.281 | 8109806 | no | no |  |  | no |  |  | 1330581.953 | 15320659.427 |  | -1
node_8109806_200896506 |  |  | PQ | AD | 2771.281 | 8109806 | no | no |  |  | no |  |  | 1330531.705 | 15320717.875 |  | -1
node_8109806_200896507 |  |  | PQ | AN | 2771.281 | 8109806 | no | no |  |  | no |  |  | 1330398.027 | 15320781.438 |  | -1
node_8109806_200896508 |  |  | PQ | AN | 2771.281 | 8109806 | no | no |  |  | no |  |  | 1330932.402 | 15320696.109 |  | -1
node_8109806_200896510 |  |  | PQ | AN | 2771.281 | 8109806 | no | no |  |  | no |  |  | 1331278.608 | 15320626.001 |  | -1
node_8109806_200896511 |  |  | PQ | AD | 2771.281 | 8109806 | no | no |  |  | no |  |  | 1331499.611 | 15320666.526 |  | -1
node_8109806_200896512 |  |  | PQ | AN | 2771.281 | 8109806 | no | no |  |  | no |  |  | 1331743.595 | 15320695.267 |  | -1
node_8109806_200896514 |  |  | PQ | AD | 2771.281 | 8109806 | no | no |  |  | no |  |  | 1331997.692 | 15320680.693 |  | -1
node_8109806_200896515 |  |  | PQ | AD | 2771.281 | 8109806 | no | no |  |  | no |  |  | 1332237.294 | 15320669.149 |  | -1
node_8109806_200896516 |  |  | PQ | AN | 2771.281 | 8109806 | no | no |  |  | no |  |  | 1332201.406 | 15320830.167 |  | -1
node_8109806_200896517 |  |  | PQ | AD | 2771.281 | 8109806 | no | no |  |  | no |  |  | 1332444.141 | 15320625.693 |  | -1
node_8109806_200896518 |  |  | PQ | AN | 2771.281 | 8109806 | no | no |  |  | no |  |  | 1332696.842 | 15320612.605 |  | -1
node_8109806_200896519 |  |  | PQ | AD | 2771.281 | 8109806 | no | no |  |  | no |  |  | 1332664.874 | 15320813.798 |  | -1
node_8109806_200896520 |  |  | PQ | AN | 2771.281 | 8109806 | no | no |  |  | no |  |  | 1332629.859 | 15321041.068 |  | -1
node_8109806_200896521 |  |  | PQ | AN | 2771.281 | 8109806 | no | no |  |  | no |  |  | 1337515.006 | 15313824.112 |  | -1
node_8109806_200896522 |  |  | PQ | AD | 2771.281 | 8109806 | no | no |  |  | no |  |  | 1337652.756 | 15313682.623 |  | -1
node_8109806_200896523 |  |  | PQ | AD | 2771.281 | 8109806 | no | no |  |  | no |  |  | 1337807.337 | 15313448.325 |  | -1
node_8109806_200896524 |  |  | PQ | AN | 2771.281 | 8109806 | no | no |  |  | no |  |  | 1337968.512 | 15313238.413 |  | -1
node_8109806_200897822 |  |  | PQ | AD | 2771.281 | 8109806 | no | no |  |  | no |  |  | 1336099.104 | 15314110.596 |  | -1
node_8109806_200897823 |  |  | PQ | AD | 2771.281 | 8109806 | no | no |  |  | no |  |  | 1336133.792 | 15314011.772 |  | -1
node_8109806_200897824 |  |  | PQ | AD | 2771.281 | 8109806 | no | no |  |  | no |  |  | 1336245.058 | 15313703.403 |  | -1
node_8109806_200897825 |  |  | PQ | AN | 2771.281 | 8109806 | no | no |  |  | no |  |  | 1336324.968 | 15313475.169 |  | -1
node_8109806_200897826 |  |  | PQ | AD | 2771.281 | 8109806 | no | no |  |  | no |  |  | 1335988 | 15313343.813 |  | -1
node_8109806_200897827 |  |  | PQ | AD | 2771.281 | 8109806 | no | no |  |  | no |  |  | 1335680.536 | 15313239.94 |  | -1
node_8109806_200898603 |  |  | PQ | AN | 2771.281 | 8109806 | no | no |  |  | no |  |  | 1337957.4 | 15324782.496 |  | -1
node_8109806_200898604 |  |  | PQ | AN | 2771.281 | 8109806 | no | no |  |  | no |  |  | 1337710.097 | 15324682.839 |  | -1
node_8109806_200899065 |  |  | PQ | AD | 2771.281 | 8109806 | no | no |  |  | no |  |  | 1334947.92 | 15313616.408 |  | -1
node_8109806_200899066 |  |  | PQ | AD | 2771.281 | 8109806 | no | no |  |  | no |  |  | 1335009.457 | 15313082.601 |  | -1
node_8109806_200899067 |  |  | PQ | AD | 2771.281 | 8109806 | no | no |  |  | no |  |  | 1334919.301 | 15313448.078 |  | -1
node_8109806_200899068 |  |  | PQ | AN | 2771.281 | 8109806 | no | no |  |  | no |  |  | 1334926.513 | 15313421.401 |  | -1
node_8109806_200899070 |  |  | PQ | AD | 2771.281 | 8109806 | no | no |  |  | no |  |  | 1335052.197 | 15313033.132 |  | -1
node_8109806_200899071 |  |  | PQ | AN | 2771.281 | 8109806 | no | no |  |  | no |  |  | 1335322.041 | 15312967.775 |  | -1
node_8109806_200899405 |  |  | PQ | ABCD | 2771.281 | 8109806 | no | no |  |  | no |  |  | 1338400.152 | 15313960.14 |  | -1
node_8109806_200899406 |  |  | PQ | ABCD | 2771.281 | 8109806 | no | no |  |  | no |  |  | 1338139.416 | 15313977.36 |  | -1
node_8109806_200899407 |  |  | PQ | ABCD | 2771.281 | 8109806 | no | no |  |  | no |  |  | 1337872.2 | 15314000.627 |  | -1
node_8109806_200899408 |  |  | PQ | ABCD | 2771.281 | 8109806 | no | no |  |  | no |  |  | 1337415.68 | 15314026.887 |  | -1
node_8109806_200899409 |  |  | PQ | ABCD | 2771.281 | 8109806 | no | no |  |  | no |  |  | 1337372.23 | 15314036.595 |  | -1
node_8109806_200899410 |  |  | PQ | ABCD | 2771.281 | 8109806 | no | no |  |  | no |  |  | 1337207.642 | 15314259.339 |  | -1
node_8109806_200899411 |  |  | PQ | ABCN | 2771.281 | 8109806 | no | no |  |  | no |  |  | 1336994.201 | 15314515.085 |  | -1
node_8109806_200899412 |  |  | PQ | ABCN | 2771.281 | 8109806 | no | no |  |  | no |  |  | 1336755.32 | 15314743.693 |  | -1
node_8109806_200899413 |  |  | PQ | AD | 2771.281 | 8109806 | no | no |  |  | no |  |  | 1336587.688 | 15314907.489 |  | -1
node_8109806_200899414 |  |  | PQ | AN | 2771.281 | 8109806 | no | no |  |  | no |  |  | 1336533.348 | 15314977.289 |  | -1
node_8109806_200899415 |  |  | PQ | AN | 2771.281 | 8109806 | no | no |  |  | no |  |  | 1336334.3 | 15315179.959 |  | -1
node_8109806_200899417 |  |  | PQ | AN | 2771.281 | 8109806 | no | no |  |  | no |  |  | 1336081.179 | 15315362.503 |  | -1
node_8109806_200899418 |  |  | PQ | AD | 2771.281 | 8109806 | no | no |  |  | no |  |  | 1335768.638 | 15315525.123 |  | -1
node_8109806_200899419 |  |  | PQ | AD | 2771.281 | 8109806 | no | no |  |  | no |  |  | 1335470.674 | 15315750.475 |  | -1
node_8109806_200899421 |  |  | PQ | AD | 2771.281 | 8109806 | no | no |  |  | no |  |  | 1335232.462 | 15315877.534 |  | -1
node_8109806_200899423 |  |  | PQ | AD | 2771.281 | 8109806 | no | no |  |  | no |  |  | 1334928.796 | 15315978.509 |  | -1
node_8109806_200899424 |  |  | PQ | AD | 2771.281 | 8109806 | no | no |  |  | no |  |  | 1334776.666 | 15316079.083 |  | -1
node_8109806_200899425 |  |  | PQ | AD | 2771.281 | 8109806 | no | no |  |  | no |  |  | 1334605.002 | 15316220.041 |  | -1
node_8109806_200899426 |  |  | PQ | AN | 2771.281 | 8109806 | no | no |  |  | no |  |  | 1334443.62 | 15316360.163 |  | -1
node_8109806_200899427 |  |  | PQ | AD | 2771.281 | 8109806 | no | no |  |  | no |  |  | 1334252.621 | 15316472.092 |  | -1
node_8109806_200899428 |  |  | PQ | AN | 2771.281 | 8109806 | no | no |  |  | no |  |  | 1334077.598 | 15316588.662 |  | -1
node_8109806_200899429 |  |  | PQ | AD | 2771.281 | 8109806 | no | no |  |  | no |  |  | 1337959.761 | 15322606.228 |  | -1
node_8109806_200899430 |  |  | PQ | AD | 2771.281 | 8109806 | no | no |  |  | no |  |  | 1337777.674 | 15322432.231 |  | -1
node_8109806_200899431 |  |  | PQ | AN | 2771.281 | 8109806 | no | no |  |  | no |  |  | 1337340.506 | 15322016.87 |  | -1
node_8109806_200899432 |  |  | PQ | AD | 2771.281 | 8109806 | no | no |  |  | no |  |  | 1337055.565 | 15321753.76 |  | -1
node_8109806_200899433 |  |  | PQ | AN | 2771.281 | 8109806 | no | no |  |  | no |  |  | 1337132.411 | 15321573.591 |  | -1
node_8109806_200899434 |  |  | PQ | AN | 2771.281 | 8109806 | no | no |  |  | no |  |  | 1337143.75 | 15321246.66 |  | -1
node_8109806_200899436 |  |  | PQ | AD | 2771.281 | 8109806 | no | no |  |  | no |  |  | 1337100.1 | 15321646.15 |  | -1
node_8109806_200899437 |  |  | PQ | AD | 2771.281 | 8109806 | no | no |  |  | no |  |  | 1336727.283 | 15321467.372 |  | -1
node_8109806_200899439 |  |  | PQ | AN | 2771.281 | 8109806 | no | no |  |  | no |  |  | 1336512.932 | 15321446.064 |  | -1
node_8109806_200899440 |  |  | PQ | AD | 2771.281 | 8109806 | no | no |  |  | no |  |  | 1336379.122 | 15321433.533 |  | -1
node_8109806_200899441 |  |  | PQ | AD | 2771.281 | 8109806 | no | no |  |  | no |  |  | 1336173.226 | 15321417.1 |  | -1
node_8109806_200899442 |  |  | PQ | AD | 2771.281 | 8109806 | no | no |  |  | no |  |  | 1335941.534 | 15321581.77 |  | -1
node_8109806_200899443 |  |  | PQ | AN | 2771.281 | 8109806 | no | no |  |  | no |  |  | 1335734.375 | 15321727.548 |  | -1
node_8109806_200899444 |  |  | PQ | AD | 2771.281 | 8109806 | no | no |  |  | no |  |  | 1336134.021 | 15321315.811 |  | -1
node_8109806_200899445 |  |  | PQ | AD | 2771.281 | 8109806 | no | no |  |  | no |  |  | 1335916.432 | 15321196.084 |  | -1
node_8109806_200899446 |  |  | PQ | AD | 2771.281 | 8109806 | no | no |  |  | no |  |  | 1335579.293 | 15321011.333 |  | -1
node_8109806_200899447 |  |  | PQ | AN | 2771.281 | 8109806 | no | no |  |  | no |  |  | 1335381.27 | 15320908.027 |  | -1
node_8109806_200899448 |  |  | PQ | AD | 2771.281 | 8109806 | no | no |  |  | no |  |  | 1335052.609 | 15320733.392 |  | -1
node_8109806_200899449 |  |  | PQ | AD | 2771.281 | 8109806 | no | no |  |  | no |  |  | 1334768.963 | 15320584.753 |  | -1
node_8109806_200899450 |  |  | PQ | AN | 2771.281 | 8109806 | no | no |  |  | no |  |  | 1334893.415 | 15320300.982 |  | -1
node_8109806_200899452 |  |  | PQ | AN | 2771.281 | 8109806 | no | no |  |  | no |  |  | 1334540.106 | 15320563.074 |  | -1
node_8109806_200899453 |  |  | PQ | AN | 2771.281 | 8109806 | no | no |  |  | no |  |  | 1334292.075 | 15320565.144 |  | -1
node_8109806_200899455 |  |  | PQ | AN | 2771.281 | 8109806 | no | no |  |  | no |  |  | 1333980.486 | 15320559.373 |  | -1
node_8109806_200899456 |  |  | PQ | AN | 2771.281 | 8109806 | no | no |  |  | no |  |  | 1333884.504 | 15320732.035 |  | -1
node_8109806_200899457 |  |  | PQ | AD | 2771.281 | 8109806 | no | no |  |  | no |  |  | 1333670.288 | 15320547.382 |  | -1
node_8109806_200899458 |  |  | PQ | AD | 2771.281 | 8109806 | no | no |  |  | no |  |  | 1333430.44 | 15320566.149 |  | -1
node_8109806_200899459 |  |  | PQ | AD | 2771.281 | 8109806 | no | no |  |  | no |  |  | 1333179.392 | 15320577.442 |  | -1
node_8109806_200899460 |  |  | PQ | AN | 2771.281 | 8109806 | no | no |  |  | no |  |  | 1333243.41 | 15320911.019 |  | -1
node_8109806_200899461 |  |  | PQ | AD | 2771.281 | 8109806 | no | no |  |  | no |  |  | 1332937.015 | 15320590.095 |  | -1
node_8109806_200900935 |  |  | PQ | AN | 2771.281 | 8109806 | no | no |  |  | no |  |  | 1336202.274 | 15299656.243 |  | -1
node_8109806_200900936 |  |  | PQ | AN | 2771.281 | 8109806 | no | no |  |  | no |  |  | 1334764.15 | 15299851.41 |  | -1
node_8109806_200900938 |  |  | PQ | AN | 2771.281 | 8109806 | no | no |  |  | no |  |  | 1339463.059 | 15297754.275 |  | -1
node_8109806_200900939 |  |  | PQ | AN | 2771.281 | 8109806 | no | no |  |  | no |  |  | 1338791.146 | 15298140.481 |  | -1
node_8109806_200900941 |  |  | PQ | AN | 2771.281 | 8109806 | no | no |  |  | no |  |  | 1338506.166 | 15298230.885 |  | -1
node_8109806_200900942 |  |  | PQ | AD | 2771.281 | 8109806 | no | no |  |  | no |  |  | 1338320.773 | 15298298.667 |  | -1
node_8109806_200900943 |  |  | PQ | AN | 2771.281 | 8109806 | no | no |  |  | no |  |  | 1337973.664 | 15298500.914 |  | -1
node_8109806_200900944 |  |  | PQ | AN | 2771.281 | 8109806 | no | no |  |  | no |  |  | 1337733.172 | 15298639.39 |  | -1
node_8109806_200900945 |  |  | PQ | AD | 2771.281 | 8109806 | no | no |  |  | no |  |  | 1337521.014 | 15298773.502 |  | -1
node_8109806_200900946 |  |  | PQ | AN | 2771.281 | 8109806 | no | no |  |  | no |  |  | 1337095.517 | 15298891.895 |  | -1
node_8109806_200900948 |  |  | PQ | AN | 2771.281 | 8109806 | no | no |  |  | no |  |  | 1336690.206 | 15299008.517 |  | -1
node_8109806_200900950 |  |  | PQ | AN | 2771.281 | 8109806 | no | no |  |  | no |  |  | 1336322.246 | 15299192.439 |  | -1
node_8109806_200900951 |  |  | PQ | AD | 2771.281 | 8109806 | no | no |  |  | no |  |  | 1336479.973 | 15299242.777 |  | -1
node_8109806_200900952 |  |  | PQ | AN | 2771.281 | 8109806 | no | no |  |  | no |  |  | 1336523.382 | 15299448.392 |  | -1
node_8109806_200900954 |  |  | PQ | AN | 2771.281 | 8109806 | no | no |  |  | no |  |  | 1336104.529 | 15299268.787 |  | -1
node_8109806_200900955 |  |  | PQ | AN | 2771.281 | 8109806 | no | no |  |  | no |  |  | 1335840.029 | 15299416.814 |  | -1
node_8109806_200900956 |  |  | PQ | AN | 2771.281 | 8109806 | no | no |  |  | no |  |  | 1335797.963 | 15299659.612 |  | -1
node_8109806_200900958 |  |  | PQ | AN | 2771.281 | 8109806 | no | no |  |  | no |  |  | 1335368.634 | 15299396.413 |  | -1
node_8109806_200900959 |  |  | PQ | AD | 2771.281 | 8109806 | no | no |  |  | no |  |  | 1335175.007 | 15299388.935 |  | -1
node_8109806_200900960 |  |  | PQ | AN | 2771.281 | 8109806 | no | no |  |  | no |  |  | 1335068.022 | 15299681.319 |  | -1
node_8109806_200900961 |  |  | PQ | AD | 2771.281 | 8109806 | no | no |  |  | no |  |  | 1334963.891 | 15299375.954 |  | -1
node_8109806_200900962 |  |  | PQ | AD | 2771.281 | 8109806 | no | no |  |  | no |  |  | 1334742.959 | 15299380.105 |  | -1
node_8109806_200900963 |  |  | PQ | AD | 2771.281 | 8109806 | no | no |  |  | no |  |  | 1334731.311 | 15300221.96 |  | -1
node_8109806_200900964 |  |  | PQ | AN | 2771.281 | 8109806 | no | no |  |  | no |  |  | 1334720.728 | 15300515.962 |  | -1
node_8109806_200900965 |  |  | PQ | AD | 2771.281 | 8109806 | no | no |  |  | no |  |  | 1334717.583 | 15300825.989 |  | -1
node_8109806_200900966 |  |  | PQ | AN | 2771.281 | 8109806 | no | no |  |  | no |  |  | 1334714.12 | 15301143.082 |  | -1
node_8109806_200900967 |  |  | PQ | AD | 2771.281 | 8109806 | no | no |  |  | no |  |  | 1334877.238 | 15299379.363 |  | -1
node_8109806_200900968 |  |  | PQ | AD | 2771.281 | 8109806 | no | no |  |  | no |  |  | 1334834.446 | 15299207.624 |  | -1
node_8109806_200900969 |  |  | PQ | AD | 2771.281 | 8109806 | no | no |  |  | no |  |  | 1334625.82 | 15299363.415 |  | -1
node_8109806_200900970 |  |  | PQ | AN | 2771.281 | 8109806 | no | no |  |  | no |  |  | 1334592.715 | 15299716.973 |  | -1
node_8109806_200900971 |  |  | PQ | AD | 2771.281 | 8109806 | no | no |  |  | no |  |  | 1334500.655 | 15299358.83 |  | -1
node_8109806_200900972 |  |  | PQ | AD | 2771.281 | 8109806 | no | no |  |  | no |  |  | 1334174.031 | 15299457.078 |  | -1
node_8109806_200900973 |  |  | PQ | AD | 2771.281 | 8109806 | no | no |  |  | no |  |  | 1333879.394 | 15300060.489 |  | -1
node_8109806_200900975 |  |  | PQ | AN | 2771.281 | 8109806 | no | no |  |  | no |  |  | 1333587.564 | 15300219.853 |  | -1
node_8109806_200900976 |  |  | PQ | AD | 2771.281 | 8109806 | no | no |  |  | no |  |  | 1334328.009 | 15299354.313 |  | -1
node_8109806_200900977 |  |  | PQ | AD | 2771.281 | 8109806 | no | no |  |  | no |  |  | 1334454.098 | 15299186.518 |  | -1
node_8109806_200900978 |  |  | PQ | AN | 2771.281 | 8109806 | no | no |  |  | no |  |  | 1334493.427 | 15299057.053 |  | -1
node_8109806_200900979 |  |  | PQ | AD | 2771.281 | 8109806 | no | no |  |  | no |  |  | 1333926.462 | 15299435.219 |  | -1
node_8109806_200900980 |  |  | PQ | AD | 2771.281 | 8109806 | no | no |  |  | no |  |  | 1333642.305 | 15299401.922 |  | -1
node_8109806_200900982 |  |  | PQ | AN | 2771.281 | 8109806 | no | no |  |  | no |  |  | 1333080.915 | 15299057.66 |  | -1
node_8109806_200900984 |  |  | PQ | AN | 2771.281 | 8109806 | no | no |  |  | no |  |  | 1332881.021 | 15298893.473 |  | -1
node_8109806_200900986 |  |  | PQ | AN | 2771.281 | 8109806 | no | no |  |  | no |  |  | 1332583.647 | 15298737.23 |  | -1
node_8109806_200900988 |  |  | PQ | AD | 2771.281 | 8109806 | no | no |  |  | no |  |  | 1332244.842 | 15298585.197 |  | -1
node_8109806_200900989 |  |  | PQ | AN | 2771.281 | 8109806 | no | no |  |  | no |  |  | 1331929.963 | 15298487.033 |  | -1
node_8109806_200900991 |  |  | PQ | AD | 2771.281 | 8109806 | no | no |  |  | no |  |  | 1331503.02 | 15298420.725 |  | -1
node_8109806_200900992 |  |  | PQ | AN | 2771.281 | 8109806 | no | no |  |  | no |  |  | 1331163.332 | 15298362.366 |  | -1
node_8109806_200900993 |  |  | PQ | AN | 2771.281 | 8109806 | no | no |  |  | no |  |  | 1330852.464 | 15298316.262 |  | -1
node_8109806_200900994 |  |  | PQ | AD | 2771.281 | 8109806 | no | no |  |  | no |  |  | 1330704.194 | 15298297.318 |  | -1
node_8109806_200900995 |  |  | PQ | AN | 2771.281 | 8109806 | no | no |  |  | no |  |  | 1330554.857 | 15298268.471 |  | -1
node_8109806_200900996 |  |  | PQ | AN | 2771.281 | 8109806 | no | no |  |  | no |  |  | 1330318.58 | 15298236.523 |  | -1
node_8109806_200900997 |  |  | PQ | AD | 2771.281 | 8109806 | no | no |  |  | no |  |  | 1330004.209 | 15298191.719 |  | -1
node_8109806_200900998 |  |  | PQ | AD | 2771.281 | 8109806 | no | no |  |  | no |  |  | 1329718.177 | 15298126.772 |  | -1
node_8109806_200900999 |  |  | PQ | AD | 2771.281 | 8109806 | no | no |  |  | no |  |  | 1329512.166 | 15298041.748 |  | -1
node_8109806_200901000 |  |  | PQ | AD | 2771.281 | 8109806 | no | no |  |  | no |  |  | 1329728.44 | 15298237.567 |  | -1
node_8109806_200901001 |  |  | PQ | AN | 2771.281 | 8109806 | no | no |  |  | no |  |  | 1329708.596 | 15298565.472 |  | -1
node_8109806_200901002 |  |  | PQ | AN | 2771.281 | 8109806 | no | no |  |  | no |  |  | 1329367.926 | 15298011.763 |  | -1
node_8109806_200911560 |  |  | PQ | AD | 2771.281 | 8109806 | no | no |  |  | no |  |  | 1350567.667 | 15307537.477 |  | -1
node_8109806_200911561 |  |  | PQ | AN | 2771.281 | 8109806 | no | no |  |  | no |  |  | 1351160.757 | 15307866.858 |  | -1
node_8109806_200917588 |  |  | PQ | ABCD | 2771.281 | 8109806 | no | no |  |  | no |  |  | 1349874.407 | 15296968.097 |  | -1
node_8109806_200917637 |  |  | PQ | ABCN | 2771.281 | 8109806 | no | no |  |  | no |  |  | 1349980.198 | 15298081.575 |  | -1
node_8109806_200936459 |  |  | PQ | ABCN | 2771.281 | 8109806 | no | no |  |  | no |  |  | 1349078.756 | 15298905.008 |  | -1
node_8109806_200940844 |  |  | PQ | AD | 2771.281 | 8109806 | no | no |  |  | no |  |  | 1352516.041 | 15310808.931 |  | -1
node_8109806_200940845 |  |  | PQ | AD | 2771.281 | 8109806 | no | no |  |  | no |  |  | 1352416.932 | 15310898.805 |  | -1
node_8109806_200942017 |  |  | PQ | ABCN | 19918.584 | 8109806 | no | no |  |  | no |  |  | 1351141.647 | 15296917.665 |  | -1
node_8109806_200942018 |  |  | PQ | ABCN | 19918.584 | 8109806 | no | no |  |  | no |  |  | 1351139.816 | 15296770.984 |  | -1
node_8109806_200946065 |  |  | PQ | AD | 2771.281 | 8109806 | no | no |  |  | no |  |  | 1354219.301 | 15312488.453 |  | -1
node_8109806_200946459 |  |  | PQ | AD | 2771.281 | 8109806 | no | no |  |  | no |  |  | 1339746.624 | 15321034.257 |  | -1
node_8109806_200946460 |  |  | PQ | AD | 2771.281 | 8109806 | no | no |  |  | no |  |  | 1339595.576 | 15320854.809 |  | -1
node_8109806_200946461 |  |  | PQ | AN | 2771.281 | 8109806 | no | no |  |  | no |  |  | 1339432.126 | 15320672.743 |  | -1
node_8109806_200948559 |  |  | PQ | AN | 19918.584 | 8109806 | no | no |  |  | no |  |  | 1345143.463 | 15306539.424 |  | -1
node_8109806_200950144 |  |  | PQ | AN | 2771.281 | 8109806 | no | no |  |  | no |  |  | 1331102.525 | 15298759.788 |  | -1
node_8109806_200950145 |  |  | PQ | AD | 2771.281 | 8109806 | no | no |  |  | no |  |  | 1331175.604 | 15298474.24 |  | -1
node_8109806_200951762 |  |  | PQ | ABCD | 2771.281 | 8109806 | no | no |  |  | no |  |  | 1344570.738 | 15313836.115 |  | -1
node_8109806_200951763 |  |  | PQ | ABCD | 2771.281 | 8109806 | no | no |  |  | no |  |  | 1344707.295 | 15313784.334 |  | -1
node_8109806_200953467 |  |  | PQ | AN | 2771.281 | 8109806 | no | no |  |  | no |  |  | 1341987.502 | 15319134.85 |  | -1
node_8109806_200954340 |  |  | PQ | ABCD | 2771.281 | 8109806 | no | no |  |  | no |  |  | 1348790.413 | 15296829.606 |  | -1
node_8109806_200954341 |  |  | PQ | ABCD | 2771.281 | 8109806 | no | no |  |  | no |  |  | 1348887.127 | 15296851.027 |  | -1
node_8109806_200958625 |  |  | PQ | ABCD | 2771.281 | 8109806 | no | no |  |  | no |  |  | 1352086.853 | 15311191.327 |  | -1
node_8109806_200959968 |  |  | PQ | AN | 2771.281 | 8109806 | no | no |  |  | no |  |  | 1359564.974 | 15321217.829 |  | -1
node_8109806_200959969 |  |  | PQ | AD | 2771.281 | 8109806 | no | no |  |  | no |  |  | 1359470.936 | 15321202.747 |  | -1
node_8109806_200960015 |  |  | PQ | AN | 2771.281 | 8109806 | no | no |  |  | no |  |  | 1345971.441 | 15315180.89 |  | -1
node_8109806_200961714 |  |  | PQ | AN | 2771.281 | 8109806 | no | no |  |  | no |  |  | 1359158.508 | 15316759.763 |  | -1
node_8109806_200961715 |  |  | PQ | AD | 2771.281 | 8109806 | no | no |  |  | no |  |  | 1360192.817 | 15318047.036 |  | -1
node_8109806_200964855 |  |  | PQ | AD | 2771.281 | 8109806 | no | no |  |  | no |  |  | 1355017.456 | 15313604.483 |  | -1
node_8109806_200966150 |  |  | PQ | AD | 2771.281 | 8109806 | no | no |  |  | no |  |  | 1333405.586 | 15299325.155 |  | -1
node_8109806_200966151 |  |  | PQ | AD | 2771.281 | 8109806 | no | no |  |  | no |  |  | 1333362.805 | 15299387.221 |  | -1
node_8109806_200966152 |  |  | PQ | AN | 2771.281 | 8109806 | no | no |  |  | no |  |  | 1333277.065 | 15299587.047 |  | -1
node_8109806_200966153 |  |  | PQ | AN | 2771.281 | 8109806 | no | no |  |  | no |  |  | 1333082.633 | 15299633.492 |  | -1
node_8109806_200966773 |  |  | PQ | AN | 2771.281 | 8109806 | no | no |  |  | no |  |  | 1339273.764 | 15306505.122 |  | -1
node_8109806_200967912 |  |  | PQ | AN | 2771.281 | 8109806 | no | no |  |  | no |  |  | 1339416.454 | 15306702.131 |  | -1
node_8109806_200969336 |  |  | PQ | ABCN | 19918.584 | 8109806 | no | no |  |  | no |  |  | 1344886.915 | 15310617.085 |  | -1
node_8109806_200969753 |  |  | PQ | AN | 19918.584 | 8109806 | no | no |  |  | no |  |  | 1345407.476 | 15306557.563 |  | -1
node_8109806_200969957 |  |  | PQ | ABCN | 19918.584 | 8109806 | no | no |  |  | no |  |  | 1345201.121 | 15299655.572 |  | -1
node_8109806_200970226 |  |  | PQ | ABCD | 2771.281 | 8109806 | no | no |  |  | no |  |  | 1349828.513 | 15296859.811 |  | -1
node_8109806_200970996 |  |  | PQ | ABCN | 2771.281 | 8109806 | no | no |  |  | no |  |  | 1332976.232 | 15313780.782 |  | -1
node_8109806_200971456 |  |  | PQ | ABCD | 2771.281 | 8109806 | no | no |  |  | no |  |  | 1350217.658 | 15312573.467 |  | -1
node_8109806_200972501 |  |  | PQ | AN | 2771.281 | 8109806 | no | no |  |  | no |  |  | 1336585.52 | 15312923.5 |  | -1
node_8109806_200973956 |  |  | PQ | AN | 7199.558 | 8109806 | no | no |  |  | no |  |  | 1347203.252 | 15300331.522 |  | -1
node_8109806_200974253 |  |  | PQ | ABCN | 19918.584 | 8109806 | no | no |  |  | no |  |  | 1349470.046 | 15297624.428 |  | -1
node_8109806_200974565 |  |  | PQ | AN | 7199.558 | 8109806 | no | no |  |  | no |  |  | 1346961.973 | 15300806.446 |  | -1
node_8109806_200974622 |  |  | PQ | AN | 7199.558 | 8109806 | no | no |  |  | no |  |  | 1347550.691 | 15300832.282 |  | -1
node_8109806_200974623 |  |  | PQ | AN | 7199.558 | 8109806 | no | no |  |  | no |  |  | 1347200.89 | 15300810.501 |  | -1
node_8109806_200974627 |  |  | PQ | AN | 7199.558 | 8109806 | no | no |  |  | no |  |  | 1347203.946 | 15300596.395 |  | -1
node_8109806_200974753 |  |  | PQ | AN | 2771.281 | 8109806 | no | no |  |  | no |  |  | 1342040.057 | 15303274.365 |  | -1
node_8109806_200977649 |  |  | PQ | ABCD | 2771.281 | 8109806 | no | no |  |  | no |  |  | 1350489.19 | 15300918.534 |  | -1
node_8109806_200977650 |  |  | PQ | ABCD | 2771.281 | 8109806 | no | no |  |  | no |  |  | 1350389.635 | 15300621.64 |  | -1
node_8109806_200979735 |  |  | PQ | ABCN | 2771.281 | 8109806 | no | no |  |  | no |  |  | 1349873.832 | 15312518.852 |  | -1
node_8109806_200979736 |  |  | PQ | ABCN | 2771.281 | 8109806 | no | no |  |  | no |  |  | 1349890.85 | 15312520.763 |  | -1
node_8109806_200980831 |  |  | PQ | ABCN | 19918.584 | 8109806 | no | no |  |  | no |  |  | 1349502.052 | 15297434.336 |  | -1
node_8109806_200981923 |  |  | PQ | AD | 2771.281 | 8109806 | no | no |  |  | no |  |  | 1341092.06 | 15320050.701 |  | -1
node_8109806_200982622 |  |  | PQ | ABCN | 2771.281 | 8109806 | no | no |  |  | no |  |  | 1351733.82 | 15304438.405 |  | -1
node_8109806_200983544 |  |  | PQ | AN | 2771.281 | 8109806 | no | no |  |  | no |  |  | 1337220.578 | 15302631.787 |  | -1
node_8109806_200984020 |  |  | PQ | AN | 2771.281 | 8109806 | no | no |  |  | no |  |  | 1336847.378 | 15302762.578 |  | -1
node_8109806_200987405 |  |  | PQ | AN | 2401.777 | 8109806 | no | no |  |  | no |  |  | 1346675.132 | 15299723.847 |  | -1
node_8109806_200988828 |  |  | PQ | AN | 2771.281 | 8109806 | no | no |  |  | no |  |  | 1335338.321 | 15301125.137 |  | -1
node_8109806_201003799 |  |  | PQ | AN | 2771.281 | 8109806 | no | no |  |  | no |  |  | 1335989.674 | 15308930.945 |  | -1
node_8109806_201004457 |  |  | PQ | AD | 2771.281 | 8109806 | no | no |  |  | no |  |  | 1356793.38 | 15315141.235 |  | -1
node_8109806_201008410 |  |  | PQ | ABCD | 2771.281 | 8109806 | no | no |  |  | no |  |  | 1334390.352 | 15313640.894 |  | -1
node_8109806_201010182 |  |  | PQ | ABCN | 2771.281 | 8109806 | no | no |  |  | no |  |  | 1350156.049 | 15297049.964 |  | -1
node_8109806_201010183 |  |  | PQ | ABCN | 2771.281 | 8109806 | no | no |  |  | no |  |  | 1350152.295 | 15297030.165 |  | -1
node_8109806_201010184 |  |  | PQ | ABCD | 2771.281 | 8109806 | no | no |  |  | no |  |  | 1350136.647 | 15296940.245 |  | -1
node_8109806_201010185 |  |  | PQ | ABCN | 2771.281 | 8109806 | no | no |  |  | no |  |  | 1350128.884 | 15296895.508 |  | -1
node_8109806_201010573 |  |  | PQ | AN | 2771.281 | 8109806 | no | no |  |  | no |  |  | 1351074.233 | 15306409.507 |  | -1
node_8109806_201012424 |  |  | PQ | ABCN | 19918.584 | 8109806 | no | no |  |  | no |  |  | 1350659.584 | 15297024.303 |  | -1
node_8109806_201016173 |  |  | PQ | ABCD | 2771.281 | 8109806 | no | no |  |  | no |  |  | 1348990.479 | 15313855.373 |  | -1
node_8109806_201016424 |  |  | PQ | AN | 2771.281 | 8109806 | no | no |  |  | no |  |  | 1348535.377 | 15314164.144 |  | -1
node_8109806_201016432 |  |  | PQ | ABCN | 2771.281 | 8109806 | no | no |  |  | no |  |  | 1349465.686 | 15313573.923 |  | -1
node_8109806_201016433 |  |  | PQ | ABCD | 2771.281 | 8109806 | no | no |  |  | no |  |  | 1349341.21 | 15313698.323 |  | -1
node_8109806_201016434 |  |  | PQ | ABCN | 2771.281 | 8109806 | no | no |  |  | no |  |  | 1349240.718 | 15313798.903 |  | -1
node_8109806_201016436 |  |  | PQ | ABCD | 2771.281 | 8109806 | no | no |  |  | no |  |  | 1349053.151 | 15313896.886 |  | -1
node_8109806_201023815 |  |  | PQ | AD | 2771.281 | 8109806 | no | no |  |  | no |  |  | 1341235.083 | 15319806.993 |  | -1
node_8109806_201023835 |  |  | PQ | AN | 2771.281 | 8109806 | no | no |  |  | no |  |  | 1333636.582 | 15300429.018 |  | -1
node_8109806_201023836 |  |  | PQ | AN | 2771.281 | 8109806 | no | no |  |  | no |  |  | 1333768.806 | 15300684.447 |  | -1
node_8109806_201023837 |  |  | PQ | AN | 2771.281 | 8109806 | no | no |  |  | no |  |  | 1354375.895 | 15312087.394 |  | -1
node_8109806_201023838 |  |  | PQ | AN | 2771.281 | 8109806 | no | no |  |  | no |  |  | 1355254.838 | 15312404.813 |  | -1
node_8109806_201023839 |  |  | PQ | ABCN | 19918.584 | 8109806 | no | no |  |  | no |  |  | 1349632.666 | 15312013.126 |  | -1
node_8109806_201027961 |  |  | PQ | AD | 2771.281 | 8109806 | no | no |  |  | no |  |  | 1345137.278 | 15316108.633 |  | -1
node_8109806_201031596 |  |  | PQ | AN | 2771.281 | 8109806 | no | no |  |  | no |  |  | 1356161.154 | 15320788.79 |  | -1
node_8109806_201031597 |  |  | PQ | AN | 2771.281 | 8109806 | no | no |  |  | no |  |  | 1356018.225 | 15320857.938 |  | -1
node_8109806_201033858 |  |  | PQ | AN | 2771.281 | 8109806 | no | no |  |  | no |  |  | 1338040.297 | 15323941.197 |  | -1
node_8109806_201039982 |  |  | PQ | AN | 2771.281 | 8109806 | no | no |  |  | no |  |  | 1335940.185 | 15300581.228 |  | -1
node_8109806_201040387 |  |  | PQ | AN | 2771.281 | 8109806 | no | no |  |  | no |  |  | 1338161.996 | 15323917.385 |  | -1
node_8109806_201045919 |  |  | PQ | AN | 2771.281 | 8109806 | no | no |  |  | no |  |  | 1351385.055 | 15307864.523 |  | -1
node_8109806_201050137 |  |  | PQ | AD | 2771.281 | 8109806 | no | no |  |  | no |  |  | 1339332.36 | 15321374.416 |  | -1
node_8109806_201051126 |  |  | PQ | AD | 2771.281 | 8109806 | no | no |  |  | no |  |  | 1342500.366 | 15315093.642 |  | -1
node_8109806_201051127 |  |  | PQ | AN | 2771.281 | 8109806 | no | no |  |  | no |  |  | 1342248.718 | 15315329.036 |  | -1
node_8109806_201051128 |  |  | PQ | AD | 2771.281 | 8109806 | no | no |  |  | no |  |  | 1342103.67 | 15315640.907 |  | -1
node_8109806_201051130 |  |  | PQ | AD | 2771.281 | 8109806 | no | no |  |  | no |  |  | 1341950.267 | 15315871.051 |  | -1
node_8109806_201051289 |  |  | PQ | AD | 2771.281 | 8109806 | no | no |  |  | no |  |  | 1341770.152 | 15316041.385 |  | -1
node_8109806_201053510 |  |  | PQ | AN | 2771.281 | 8109806 | no | no |  |  | no |  |  | 1351583.789 | 15307871.643 |  | -1
node_8109806_201055026 |  |  | PQ | AD | 2771.281 | 8109806 | no | no |  |  | no |  |  | 1350527.412 | 15310025.667 |  | -1
node_8109806_201056728 |  |  | PQ | AD | 2771.281 | 8109806 | no | no |  |  | no |  |  | 1350614.236 | 15301185.405 |  | -1
node_8109806_201058013 |  |  | PQ | AN | 2771.281 | 8109806 | no | no |  |  | no |  |  | 1334613.612 | 15313089.492 |  | -1
node_8109806_201060330 |  |  | PQ | AD | 2771.281 | 8109806 | no | no |  |  | no |  |  | 1341264.98 | 15319849.786 |  | -1
node_8109806_201060594 |  |  | PQ | AD | 2771.281 | 8109806 | no | no |  |  | no |  |  | 1337418.305 | 15326882.363 |  | -1
node_8109806_201060970 |  |  | PQ | AN | 2771.281 | 8109806 | no | no |  |  | no |  |  | 1339266.523 | 15320590.38 |  | -1
node_8109806_201069190 |  |  | PQ | AN | 2771.281 | 8109806 | no | no |  |  | no |  |  | 1333732.472 | 15300348.676 |  | -1
node_8109806_310004773 |  |  | PQ | AN | 2771.281 | 8109806 | no | no |  |  | no |  |  | 1336020.605 | 15330215.618 |  | -1
node_8109806_310004775 |  |  | PQ | AN | 2771.281 | 8109806 | no | no |  |  | no |  |  | 1335681.07 | 15330203.135 |  | -1
node_8109806_310004778 |  |  | PQ | AN | 2771.281 | 8109806 | no | no |  |  | no |  |  | 1335404.327 | 15330196.316 |  | -1
node_8109806_310030857 |  |  | PQ | ABCD | 2771.281 | 8109806 | no | no |  |  | no |  |  | 1351191.522 | 15311214.746 |  | -1
node_8109806_311878736 |  |  | PQ | AN | 7199.558 | 8109806 | no | no |  |  | no |  |  | 1342681.481 | 15299598.616 |  | -1
node_8109806_311893240 |  |  | PQ | AD | 2771.281 | 8109806 | no | no |  |  | no |  |  | 1360112.405 | 15318359.74 |  | -1
node_8109806_311893241 |  |  | PQ | AD | 2771.281 | 8109806 | no | no |  |  | no |  |  | 1360172.575 | 15318601.751 |  | -1
node_8109806_311893242 |  |  | PQ | AD | 2771.281 | 8109806 | no | no |  |  | no |  |  | 1360316.914 | 15318804.813 |  | -1
node_8109806_311893243 |  |  | PQ | AN | 2771.281 | 8109806 | no | no |  |  | no |  |  | 1360475.642 | 15318997.95 |  | -1
node_8109806_311915807 |  |  | PQ | AN | 7199.558 | 8109806 | no | no |  |  | no |  |  | 1342351.005 | 15299498.182 |  | -1
node_8109806_311915809 |  |  | PQ | AN | 2771.281 | 8109806 | no | no |  |  | no |  |  | 1341573.828 | 15298913.37 |  | -1
node_8109806_311916391 |  |  | PQ | AN | 2401.777 | 8109806 | no | no |  |  | no |  |  | 1345769.091 | 15299715.392 |  | -1
node_8109806_311916397 |  |  | PQ | AN | 7199.558 | 8109806 | no | no |  |  | no |  |  | 1345676.552 | 15303627.397 |  | -1
node_8109806_311989366 |  |  | PQ | ABCN | 2771.281 | 8109806 | no | no |  |  | no |  |  | 1349085.356 | 15298578.075 |  | -1
node_8109806_312082307 |  |  | PQ | AN | 2771.281 | 8109806 | no | no |  |  | no |  |  | 1334738.157 | 15301407.584 |  | -1
node_8109806_312086408 |  |  | PQ | ABCN | 2771.281 | 8109806 | no | no |  |  | no |  |  | 1349926.918 | 15298066.238 |  | -1
node_220388108 |  |  | PQ | ABCN | 19918.584 | 8109806 | no | no |  |  | no |  |  | 1349815.021 | 15312518.264 |  | -1
node_220388150 |  |  | PQ | AN | 19918.584 | 8109806 | no | no |  |  | no |  |  | 1342335.51 | 15299490.759 |  | -1
node_220388153 |  |  | PQ | AN | 19918.584 | 8109806 | no | no |  |  | no |  |  | 1342303.154 | 15299780.05 |  | -1
node_220388224 |  |  | PQ | AN | 19918.584 | 8109806 | no | no |  |  | no |  |  | 1345738.388 | 15301064.12 |  | -1
node_220388955 |  |  | PQ | AN | 19918.584 | 8109806 | no | no |  |  | no |  |  | 1341586.194 | 15298909.918 |  | -1
node_220389108 |  |  | PQ | AN | 19918.584 | 8109806 | no | no |  |  | no |  |  | 1345621.276 | 15302933.843 |  | -1
node_220389134 |  |  | PQ | AN | 19918.584 | 8109806 | no | no |  |  | no |  |  | 1346921.798 | 15301923.578 |  | -1
node_220389199 |  |  | PQ | AN | 19918.584 | 8109806 | no | no |  |  | no |  |  | 1347370.693 | 15302118.029 |  | -1
node_220464831 |  |  | PQ | AN | 2771.281 | 8109806 | no | no |  |  | no |  |  | 1342303.576 | 15299795.58 |  | -1
node_220465133 |  |  | PQ | AN | 7199.558 | 8109806 | no | no |  |  | no |  |  | 1342341.957 | 15299493.847 |  | -1
node_220465150 |  |  | PQ | AN | 2771.281 | 8109806 | no | no |  |  | no |  |  | 1341579.252 | 15298911.856 |  | -1
node_220465177 |  |  | PQ | AN | 2771.281 | 8109806 | no | no |  |  | no |  |  | 1345748.599 | 15301066.475 |  | -1
node_220465200 |  |  | PQ | AN | 2771.281 | 8109806 | no | no |  |  | no |  |  | 1347381.813 | 15302118.38 |  | -1
node_220465310 |  |  | PQ | AN | 7199.558 | 8109806 | no | no |  |  | no |  |  | 1346922.078 | 15301911.507 |  | -1
node_220465536 |  |  | PQ | AN | 2771.281 | 8109806 | no | no |  |  | no |  |  | 1345630.058 | 15302935.818 |  | -1
node_220523307 |  |  | PQ | AN | 2401.777 | 8109806 | no | no |  |  | no |  |  | 1345761.253 | 15299714.322 |  | -1
node_220523551 |  |  | PQ | AN | 7199.558 | 8109806 | no | no |  |  | no |  |  | 1345662.635 | 15303628.836 |  | -1
node_220545527 |  |  | PQ | ABCN | 2771.281 | 8109806 | no | no |  |  | no |  |  | 1349867.672 | 15312518.791 |  | -1
node_220557268 |  |  | PQ | AN | 7199.558 | 8109806 | no | no |  |  | no |  |  | 1345670.039 | 15303628.071 |  | -1
node_220576187 |  |  | PQ | ABCN | 2771.281 | 8109806 | no | no |  |  | no |  |  | 1350157.336 | 15297054.886 |  | -1
node_220576194 |  |  | PQ | ABCN | 19918.584 | 8109806 | no | no |  |  | no |  |  | 1350158.604 | 15297059.738 |  | -1
node_220576197 |  |  | PQ | ABCD | 2771.281 | 8109806 | no | no |  |  | no |  |  | 1350134.125 | 15296936.67 |  | -1
node_220576198 |  |  | PQ | ABCD | 2771.281 | 8109806 | no | no |  |  | no |  |  | 1350133.908 | 15296934.97 |  | -1
node_220583293 |  |  | PQ | ABCN | 19918.584 | 8109806 | no | no |  |  | no |  |  | 1350674.185 | 15297021.239 |  | -1
node_220604528 |  |  | PQ | ABCN | 19918.584 | 8109806 | no | no |  |  | no |  |  | 1348888.918 | 15312483.461 |  | -1
node_220615693 |  |  | PQ | AN | 7199.558 | 8109806 | no | no |  |  | no |  |  | 1347204.015 | 15300323.707 |  | -1
node_311877055 |  |  | PQ | ABCN | 19918.584 | 8109806 | no | no |  |  | no |  |  | 1345735.809 | 15299637.809 |  | -1
node_311907657 |  |  | PQ | ABCN | 19918.584 | 8109806 | no | no |  |  | no |  |  | 1349865.738 | 15312518.771 |  | -1
node_311907769 |  |  | PQ | AN | 19918.584 | 8109806 | no | no |  |  | no |  |  | 1347205.259 | 15300310.974 |  | -1
node_312011907 |  |  | PQ | AN | 19918.584 | 8109806 | no | no |  |  | no |  |  | 1345750.794 | 15299712.484 |  | -1
node_312011913 |  |  | PQ | AN | 19918.584 | 8109806 | no | no |  |  | no |  |  | 1345651.334 | 15303630.004 |  | -1
node_312115201 |  |  | PQ | ABCN | 19918.584 | 8109806 | no | no |  |  | no |  |  | 1350189.306 | 15297194.009 |  | -1
node_312115212 |  |  | PQ | ABCN | 19918.584 | 8109806 | no | no |  |  | no |  |  | 1345377.609 | 15299613.506 |  | -1
node_SOURCE_8109806 |  |  | SWING | ABCN | 19918.584 | 8109806 | no | no |  |  | no |  |  | 1352909.78 | 15298949.645 |  | -1
node_intto1_361SW1-312115202 |  |  | PQ | ABCN | 19918.584 | 8109806 | no | no |  |  | no |  |  | 1350188.453 | 15297189.384 |  | -1
node_intto1_361X2-220416222 |  |  | PQ | ABCN | 19918.584 | 8109806 | no | no |  |  | no |  |  | 1350730.257 | 15297009.549 |  | -1
node_intto1_361X42-310005605 |  |  | PQ | ABCN | 19918.584 | 8109806 | no | no |  |  | no |  |  | 1345735.79 | 15299632.752 |  | -1
node_intto1_361Y1-220497204 |  |  | PQ | ABCN | 19918.584 | 8109806 | no | no |  |  | no |  |  | 1345382.898 | 15299612.243 |  | -1
node_intto1_8109806_200841351 |  |  | PQ | AD | 2771.281 | 8109806 | no | no |  |  | no |  |  | 1358591.56 | 15316744.699 |  | -1
node_intto1_8109806_200841379 |  |  | PQ | AD | 2771.281 | 8109806 | no | no |  |  | no |  |  | 1359210.82 | 15319476.596 |  | -1
node_intto1_8109806_200841589 |  |  | PQ | AD | 2771.281 | 8109806 | no | no |  |  | no |  |  | 1340662.282 | 15313309.856 |  | -1
node_intto1_8109806_200841606 |  |  | PQ | AD | 2771.281 | 8109806 | no | no |  |  | no |  |  | 1345170.126 | 15316359.597 |  | -1
node_intto1_8109806_200841728 |  |  | PQ | AD | 2771.281 | 8109806 | no | no |  |  | no |  |  | 1340892.355 | 15321148.945 |  | -1
node_intto1_8109806_200841734 |  |  | PQ | AD | 2771.281 | 8109806 | no | no |  |  | no |  |  | 1344707.815 | 15321646.507 |  | -1
node_intto1_8109806_200841875 |  |  | PQ | AD | 2771.281 | 8109806 | no | no |  |  | no |  |  | 1338047.677 | 15323702.245 |  | -1
node_intto1_8109806_200841968 |  |  | PQ | AD | 2771.281 | 8109806 | no | no |  |  | no |  |  | 1344775.194 | 15316047.26 |  | -1
node_intto1_8109806_200841996 |  |  | PQ | AD | 2771.281 | 8109806 | no | no |  |  | no |  |  | 1348557.361 | 15313959.984 |  | -1
node_intto1_8109806_200842121 |  |  | PQ | AD | 2771.281 | 8109806 | no | no |  |  | no |  |  | 1344648.516 | 15316175.914 |  | -1
node_intto1_8109806_200842148 |  |  | PQ | AD | 2771.281 | 8109806 | no | no |  |  | no |  |  | 1342829.179 | 15318285.54 |  | -1
node_intto1_8109806_200842156 |  |  | PQ | AD | 2771.281 | 8109806 | no | no |  |  | no |  |  | 1342081.108 | 15319470.128 |  | -1
node_intto1_8109806_200842165 |  |  | PQ | AD | 2771.281 | 8109806 | no | no |  |  | no |  |  | 1340817.237 | 15320321.208 |  | -1
node_intto1_8109806_200842177 |  |  | PQ | AD | 2771.281 | 8109806 | no | no |  |  | no |  |  | 1339748.724 | 15321049.017 |  | -1
node_intto1_8109806_200842215 |  |  | PQ | ABCD | 2771.281 | 8109806 | no | no |  |  | no |  |  | 1348723.784 | 15313652.012 |  | -1
node_intto1_8109806_200842240 |  |  | PQ | ABCD | 2771.281 | 8109806 | no | no |  |  | no |  |  | 1344401.667 | 15313893.659 |  | -1
node_intto1_8109806_200842283 |  |  | PQ | ABCD | 2771.281 | 8109806 | no | no |  |  | no |  |  | 1342787.418 | 15314558.516 |  | -1
node_intto1_8109806_200842298 |  |  | PQ | ABCD | 2771.281 | 8109806 | no | no |  |  | no |  |  | 1340777.787 | 15313756.03 |  | -1
node_intto1_8109806_200842323 |  |  | PQ | ABCD | 2771.281 | 8109806 | no | no |  |  | no |  |  | 1350286.196 | 15312896.7 |  | -1
node_intto1_8109806_200843132 |  |  | PQ | AD | 2771.281 | 8109806 | no | no |  |  | no |  |  | 1356095.444 | 15314788.947 |  | -1
node_intto1_8109806_200843139 |  |  | PQ | AD | 2771.281 | 8109806 | no | no |  |  | no |  |  | 1356177.378 | 15315892.291 |  | -1
node_intto1_8109806_200843188 |  |  | PQ | AD | 2771.281 | 8109806 | no | no |  |  | no |  |  | 1359365.825 | 15316282.235 |  | -1
node_intto1_8109806_200843194 |  |  | PQ | AD | 2771.281 | 8109806 | no | no |  |  | no |  |  | 1359765.667 | 15317123.361 |  | -1
node_intto1_8109806_200843197 |  |  | PQ | AD | 2771.281 | 8109806 | no | no |  |  | no |  |  | 1360202.052 | 15317410.47 |  | -1
node_intto1_8109806_200843495 |  |  | PQ | ABCD | 2771.281 | 8109806 | no | no |  |  | no |  |  | 1350192.812 | 15312529.073 |  | -1
node_intto1_8109806_200846933 |  |  | PQ | AN | 7199.558 | 8109806 | no | no |  |  | no |  |  | 1346916.015 | 15301356.388 |  | -1
node_intto1_8109806_200848884 |  |  | PQ | AD | 2771.281 | 8109806 | no | no |  |  | no |  |  | 1341287.062 | 15303881.651 |  | -1
node_intto1_8109806_200848896 |  |  | PQ | AD | 2771.281 | 8109806 | no | no |  |  | no |  |  | 1342294.062 | 15300253.41 |  | -1
node_intto1_8109806_200849208 |  |  | PQ | ABCD | 2771.281 | 8109806 | no | no |  |  | no |  |  | 1350773.217 | 15296722.588 |  | -1
node_intto1_8109806_200849234 |  |  | PQ | ABCD | 2771.281 | 8109806 | no | no |  |  | no |  |  | 1350143.03 | 15296833.834 |  | -1
node_intto1_8109806_200849240 |  |  | PQ | ABCD | 2771.281 | 8109806 | no | no |  |  | no |  |  | 1349745.152 | 15296855.376 |  | -1
node_intto1_8109806_200849607 |  |  | PQ | AN | 19918.584 | 8109806 | no | no |  |  | no |  |  | 1345865.587 | 15300195.108 |  | -1
node_intto1_8109806_200850176 |  |  | PQ | AD | 2771.281 | 8109806 | no | no |  |  | no |  |  | 1350136.797 | 15302053.928 |  | -1
node_intto1_8109806_200850179 |  |  | PQ | AD | 2771.281 | 8109806 | no | no |  |  | no |  |  | 1349992.523 | 15301809.804 |  | -1
node_intto1_8109806_200850304 |  |  | PQ | AD | 2771.281 | 8109806 | no | no |  |  | no |  |  | 1346026.319 | 15301069.786 |  | -1
node_intto1_8109806_200850348 |  |  | PQ | AD | 2771.281 | 8109806 | no | no |  |  | no |  |  | 1347862.121 | 15302082.409 |  | -1
node_intto1_8109806_200850388 |  |  | PQ | ABN | 19918.584 | 8109806 | no | no |  |  | no |  |  | 1345975.263 | 15301784.102 |  | -1
node_intto1_8109806_200850427 |  |  | PQ | AD | 2771.281 | 8109806 | no | no |  |  | no |  |  | 1345922.494 | 15302971.785 |  | -1
node_intto1_8109806_200850523 |  |  | PQ | AD | 2771.281 | 8109806 | no | no |  |  | no |  |  | 1346512.714 | 15302805.603 |  | -1
node_intto1_8109806_200850802 |  |  | PQ | ABCD | 2771.281 | 8109806 | no | no |  |  | no |  |  | 1349682.054 | 15298923.023 |  | -1
node_intto1_8109806_200850855 |  |  | PQ | AD | 2771.281 | 8109806 | no | no |  |  | no |  |  | 1347675.863 | 15301569.117 |  | -1
node_intto1_8109806_200850980 |  |  | PQ | ABCN | 19918.584 | 8109806 | no | no |  |  | no |  |  | 1351235.505 | 15296996.105 |  | -1
node_intto1_8109806_200850990 |  |  | PQ | ABCN | 19918.584 | 8109806 | no | no |  |  | no |  |  | 1350572.973 | 15297045.848 |  | -1
node_intto1_8109806_200851036 |  |  | PQ | AD | 2771.281 | 8109806 | no | no |  |  | no |  |  | 1341051.213 | 15303905.305 |  | -1
node_intto1_8109806_200851042 |  |  | PQ | AD | 2771.281 | 8109806 | no | no |  |  | no |  |  | 1341974.584 | 15302371.78 |  | -1
node_intto1_8109806_200851073 |  |  | PQ | ABCD | 2771.281 | 8109806 | no | no |  |  | no |  |  | 1350281.651 | 15312197.978 |  | -1
node_intto1_8109806_200851075 |  |  | PQ | ABCD | 2771.281 | 8109806 | no | no |  |  | no |  |  | 1350284.164 | 15312458.985 |  | -1
node_intto1_8109806_200851078 |  |  | PQ | ABCD | 2771.281 | 8109806 | no | no |  |  | no |  |  | 1350374.81 | 15312420.746 |  | -1
node_intto1_8109806_200852487 |  |  | PQ | ABCD | 2771.281 | 8109806 | no | no |  |  | no |  |  | 1349871.578 | 15298927.325 |  | -1
node_intto1_8109806_200852498 |  |  | PQ | ABCD | 2771.281 | 8109806 | no | no |  |  | no |  |  | 1350222.952 | 15300202.98 |  | -1
node_intto1_8109806_200852518 |  |  | PQ | ABCD | 2771.281 | 8109806 | no | no |  |  | no |  |  | 1350924.277 | 15302113.866 |  | -1
node_intto1_8109806_200852522 |  |  | PQ | AD | 2771.281 | 8109806 | no | no |  |  | no |  |  | 1350863.485 | 15302499.354 |  | -1
node_intto1_8109806_200852577 |  |  | PQ | ABCD | 2771.281 | 8109806 | no | no |  |  | no |  |  | 1351340.653 | 15306810.986 |  | -1
node_intto1_8109806_200852604 |  |  | PQ | AN | 2771.281 | 8109806 | no | no |  |  | no |  |  | 1351578.508 | 15308649.157 |  | -1
node_intto1_8109806_200852635 |  |  | PQ | AD | 2771.281 | 8109806 | no | no |  |  | no |  |  | 1351019.519 | 15311058.673 |  | -1
node_intto1_8109806_200852670 |  |  | PQ | ABCD | 2771.281 | 8109806 | no | no |  |  | no |  |  | 1352510.493 | 15311263.713 |  | -1
node_intto1_8109806_200852680 |  |  | PQ | AD | 2771.281 | 8109806 | no | no |  |  | no |  |  | 1353495.57 | 15312205.678 |  | -1
node_intto1_8109806_200853585 |  |  | PQ | AD | 2771.281 | 8109806 | no | no |  |  | no |  |  | 1350073.061 | 15297422.16 |  | -1
node_intto1_8109806_200853598 |  |  | PQ | ABCN | 19918.584 | 8109806 | no | no |  |  | no |  |  | 1348764.987 | 15297745.849 |  | -1
node_intto1_8109806_200853671 |  |  | PQ | ABCN | 19918.584 | 8109806 | no | no |  |  | no |  |  | 1341608.638 | 15298903.652 |  | -1
node_intto1_8109806_200853673 |  |  | PQ | AD | 2771.281 | 8109806 | no | no |  |  | no |  |  | 1341293.463 | 15298867.224 |  | -1
node_intto1_8109806_200853692 |  |  | PQ | ABCN | 19918.584 | 8109806 | no | no |  |  | no |  |  | 1348906.871 | 15297697.121 |  | -1
node_intto1_8109806_200853695 |  |  | PQ | AN | 19918.584 | 8109806 | no | no |  |  | no |  |  | 1344907.12 | 15310025.331 |  | -1
node_intto1_8109806_200853697 |  |  | PQ | AN | 19918.584 | 8109806 | no | no |  |  | no |  |  | 1345950.064 | 15310321.97 |  | -1
node_intto1_8109806_200853698 |  |  | PQ | ABCN | 19918.584 | 8109806 | no | no |  |  | no |  |  | 1345735.768 | 15299627.042 |  | -1
node_intto1_8109806_200853732 |  |  | PQ | ABCN | 19918.584 | 8109806 | no | no |  |  | no |  |  | 1344788.801 | 15305684.693 |  | -1
node_intto1_8109806_200853745 |  |  | PQ | AN | 19918.584 | 8109806 | no | no |  |  | no |  |  | 1344979.428 | 15306508.79 |  | -1
node_intto1_8109806_200853776 |  |  | PQ | AN | 19918.584 | 8109806 | no | no |  |  | no |  |  | 1344511.493 | 15309481.024 |  | -1
node_intto1_8109806_200853886 |  |  | PQ | AD | 2771.281 | 8109806 | no | no |  |  | no |  |  | 1349826.08 | 15296644.388 |  | -1
node_intto1_8109806_200891538 |  |  | PQ | AN | 2771.281 | 8109806 | no | no |  |  | no |  |  | 1338776.341 | 15329640.352 |  | -1
node_intto1_8109806_200891558 |  |  | PQ | AD | 2771.281 | 8109806 | no | no |  |  | no |  |  | 1336795.542 | 15329260.593 |  | -1
node_intto1_8109806_200894826 |  |  | PQ | AD | 2771.281 | 8109806 | no | no |  |  | no |  |  | 1334049.458 | 15307472.628 |  | -1
node_intto1_8109806_200894830 |  |  | PQ | AN | 2771.281 | 8109806 | no | no |  |  | no |  |  | 1337331.081 | 15303145.531 |  | -1
node_intto1_8109806_200894831 |  |  | PQ | AN | 2771.281 | 8109806 | no | no |  |  | no |  |  | 1336731.276 | 15303383.469 |  | -1
node_intto1_8109806_200894833 |  |  | PQ | AD | 2771.281 | 8109806 | no | no |  |  | no |  |  | 1335945.231 | 15300479.03 |  | -1
node_intto1_8109806_200894867 |  |  | PQ | AD | 2771.281 | 8109806 | no | no |  |  | no |  |  | 1336177.011 | 15311254.099 |  | -1
node_intto1_8109806_200894888 |  |  | PQ | AN | 2771.281 | 8109806 | no | no |  |  | no |  |  | 1333379.42 | 15307861.473 |  | -1
node_intto1_8109806_200895545 |  |  | PQ | ABCD | 2771.281 | 8109806 | no | no |  |  | no |  |  | 1336503.769 | 15314635.227 |  | -1
node_intto1_8109806_200896521 |  |  | PQ | AD | 2771.281 | 8109806 | no | no |  |  | no |  |  | 1337515.006 | 15313824.112 |  | -1
node_intto1_8109806_200899065 |  |  | PQ | AD | 2771.281 | 8109806 | no | no |  |  | no |  |  | 1334947.92 | 15313616.408 |  | -1
node_intto1_8109806_200899414 |  |  | PQ | AD | 2771.281 | 8109806 | no | no |  |  | no |  |  | 1336533.348 | 15314977.289 |  | -1
node_intto1_8109806_200899430 |  |  | PQ | AD | 2771.281 | 8109806 | no | no |  |  | no |  |  | 1337777.674 | 15322432.231 |  | -1
node_intto1_8109806_200899456 |  |  | PQ | AD | 2771.281 | 8109806 | no | no |  |  | no |  |  | 1333884.504 | 15320732.035 |  | -1
node_intto1_8109806_200899461 |  |  | PQ | AD | 2771.281 | 8109806 | no | no |  |  | no |  |  | 1332937.015 | 15320590.095 |  | -1
node_intto1_8109806_200900936 |  |  | PQ | AD | 2771.281 | 8109806 | no | no |  |  | no |  |  | 1334764.15 | 15299851.41 |  | -1
node_intto1_8109806_200900973 |  |  | PQ | AD | 2771.281 | 8109806 | no | no |  |  | no |  |  | 1333879.394 | 15300060.489 |  | -1
node_intto1_8109806_200911560 |  |  | PQ | AD | 2771.281 | 8109806 | no | no |  |  | no |  |  | 1350567.667 | 15307537.477 |  | -1
node_intto1_8109806_200917588 |  |  | PQ | ABCD | 2771.281 | 8109806 | no | no |  |  | no |  |  | 1349874.407 | 15296968.097 |  | -1
node_intto1_8109806_200917637 |  |  | PQ | ABCD | 2771.281 | 8109806 | no | no |  |  | no |  |  | 1349980.198 | 15298081.575 |  | -1
node_intto1_8109806_200936459 |  |  | PQ | ABCD | 2771.281 | 8109806 | no | no |  |  | no |  |  | 1349078.756 | 15298905.008 |  | -1
node_intto1_8109806_200946065 |  |  | PQ | AD | 2771.281 | 8109806 | no | no |  |  | no |  |  | 1354219.301 | 15312488.453 |  | -1
node_intto1_8109806_200946459 |  |  | PQ | AD | 2771.281 | 8109806 | no | no |  |  | no |  |  | 1339746.624 | 15321034.257 |  | -1
node_intto1_8109806_200950145 |  |  | PQ | AD | 2771.281 | 8109806 | no | no |  |  | no |  |  | 1331175.604 | 15298474.24 |  | -1
node_intto1_8109806_200951762 |  |  | PQ | ABCD | 2771.281 | 8109806 | no | no |  |  | no |  |  | 1344570.738 | 15313836.115 |  | -1
node_intto1_8109806_200954340 |  |  | PQ | ABCD | 2771.281 | 8109806 | no | no |  |  | no |  |  | 1348790.413 | 15296829.606 |  | -1
node_intto1_8109806_200966150 |  |  | PQ | AD | 2771.281 | 8109806 | no | no |  |  | no |  |  | 1333405.586 | 15299325.155 |  | -1
node_intto1_8109806_200967912 |  |  | PQ | AN | 2771.281 | 8109806 | no | no |  |  | no |  |  | 1339416.454 | 15306702.131 |  | -1
node_intto1_8109806_200970226 |  |  | PQ | ABCD | 2771.281 | 8109806 | no | no |  |  | no |  |  | 1349828.513 | 15296859.811 |  | -1
node_intto1_8109806_200970996 |  |  | PQ | ABCN | 2771.281 | 8109806 | no | no |  |  | no |  |  | 1332976.232 | 15313780.782 |  | -1
node_intto1_8109806_200971456 |  |  | PQ | ABCD | 2771.281 | 8109806 | no | no |  |  | no |  |  | 1350217.658 | 15312573.467 |  | -1
node_intto1_8109806_200974253 |  |  | PQ | ABCN | 19918.584 | 8109806 | no | no |  |  | no |  |  | 1349470.046 | 15297624.428 |  | -1
node_intto1_8109806_200983544 |  |  | PQ | AN | 2771.281 | 8109806 | no | no |  |  | no |  |  | 1337220.578 | 15302631.787 |  | -1
node_intto1_8109806_200987405 |  |  | PQ | AN | 2401.777 | 8109806 | no | no |  |  | no |  |  | 1346675.132 | 15299723.847 |  | -1
node_intto1_8109806_200988828 |  |  | PQ | AN | 2771.281 | 8109806 | no | no |  |  | no |  |  | 1335338.321 | 15301125.137 |  | -1
node_intto1_8109806_201003799 |  |  | PQ | AD | 2771.281 | 8109806 | no | no |  |  | no |  |  | 1335989.674 | 15308930.945 |  | -1
node_intto1_8109806_201010573 |  |  | PQ | AN | 2771.281 | 8109806 | no | no |  |  | no |  |  | 1351074.233 | 15306409.507 |  | -1
node_intto1_8109806_201031597 |  |  | PQ | AN | 2771.281 | 8109806 | no | no |  |  | no |  |  | 1356018.225 | 15320857.938 |  | -1
node_intto1_8109806_201040387 |  |  | PQ | AN | 2771.281 | 8109806 | no | no |  |  | no |  |  | 1338161.996 | 15323917.385 |  | -1
node_intto1_8109806_201051126 |  |  | PQ | AD | 2771.281 | 8109806 | no | no |  |  | no |  |  | 1342500.366 | 15315093.642 |  | -1
node_intto1_8109806_311989366 |  |  | PQ | ABCN | 2771.281 | 8109806 | no | no |  |  | no |  |  | 1349085.356 | 15298578.075 |  | -1
node_intto1_220388108 |  |  | PQ | ABCN | 19918.584 | 8109806 | no | no |  |  | no |  |  | 1349815.021 | 15312518.264 |  | -1
node_intto1_220388150 |  |  | PQ | AN | 19918.584 | 8109806 | no | no |  |  | no |  |  | 1342335.51 | 15299490.759 |  | -1
node_intto1_220388153 |  |  | PQ | AN | 19918.584 | 8109806 | no | no |  |  | no |  |  | 1342303.154 | 15299780.05 |  | -1
node_intto1_220388224 |  |  | PQ | AN | 19918.584 | 8109806 | no | no |  |  | no |  |  | 1345738.388 | 15301064.12 |  | -1
node_intto1_220388955 |  |  | PQ | AN | 19918.584 | 8109806 | no | no |  |  | no |  |  | 1341586.194 | 15298909.918 |  | -1
node_intto1_220389108 |  |  | PQ | AN | 19918.584 | 8109806 | no | no |  |  | no |  |  | 1345621.276 | 15302933.843 |  | -1
node_intto1_220389134 |  |  | PQ | AN | 19918.584 | 8109806 | no | no |  |  | no |  |  | 1346921.798 | 15301923.578 |  | -1
node_intto1_220389199 |  |  | PQ | AN | 19918.584 | 8109806 | no | no |  |  | no |  |  | 1347370.693 | 15302118.029 |  | -1
node_intto1_220464831 |  |  | PQ | AN | 19918.584 | 8109806 | no | no |  |  | no |  |  | 1342303.576 | 15299795.58 |  | -1
node_intto1_220465133 |  |  | PQ | AN | 19918.584 | 8109806 | no | no |  |  | no |  |  | 1342341.957 | 15299493.847 |  | -1
node_intto1_220465150 |  |  | PQ | AN | 19918.584 | 8109806 | no | no |  |  | no |  |  | 1341579.252 | 15298911.856 |  | -1
node_intto1_220465177 |  |  | PQ | AN | 19918.584 | 8109806 | no | no |  |  | no |  |  | 1345748.599 | 15301066.475 |  | -1
node_intto1_220465200 |  |  | PQ | AN | 19918.584 | 8109806 | no | no |  |  | no |  |  | 1347381.813 | 15302118.38 |  | -1
node_intto1_220465310 |  |  | PQ | AN | 19918.584 | 8109806 | no | no |  |  | no |  |  | 1346922.078 | 15301911.507 |  | -1
node_intto1_220465536 |  |  | PQ | AN | 19918.584 | 8109806 | no | no |  |  | no |  |  | 1345630.058 | 15302935.818 |  | -1
node_intto1_220523307 |  |  | PQ | AN | 19918.584 | 8109806 | no | no |  |  | no |  |  | 1345761.253 | 15299714.322 |  | -1
node_intto1_220523551 |  |  | PQ | AN | 19918.584 | 8109806 | no | no |  |  | no |  |  | 1345662.635 | 15303628.836 |  | -1
node_intto1_220545527 |  |  | PQ | ABCN | 19918.584 | 8109806 | no | no |  |  | no |  |  | 1349867.672 | 15312518.791 |  | -1
node_intto1_220557268 |  |  | PQ | AN | 7199.558 | 8109806 | no | no |  |  | no |  |  | 1345670.039 | 15303628.071 |  | -1
node_intto1_220576187 |  |  | PQ | ABCN | 19918.584 | 8109806 | no | no |  |  | no |  |  | 1350157.336 | 15297054.886 |  | -1
node_intto1_220576194 |  |  | PQ | ABCN | 19918.584 | 8109806 | no | no |  |  | no |  |  | 1350158.604 | 15297059.738 |  | -1
node_intto1_220576197 |  |  | PQ | ABCD | 2771.281 | 8109806 | no | no |  |  | no |  |  | 1350134.125 | 15296936.67 |  | -1
node_intto1_220576198 |  |  | PQ | ABCD | 2771.281 | 8109806 | no | no |  |  | no |  |  | 1350133.908 | 15296934.97 |  | -1
node_intto1_220583293 |  |  | PQ | ABCN | 19918.584 | 8109806 | no | no |  |  | no |  |  | 1350674.185 | 15297021.239 |  | -1
node_intto1_220604528 |  |  | PQ | ABCN | 19918.584 | 8109806 | no | no |  |  | no |  |  | 1348888.918 | 15312483.461 |  | -1
node_intto1_220615693 |  |  | PQ | AN | 19918.584 | 8109806 | no | no |  |  | no |  |  | 1347204.015 | 15300323.707 |  | -1
node_intto1_311877055 |  |  | PQ | ABCN | 19918.584 | 8109806 | no | no |  |  | no |  |  | 1345735.809 | 15299637.809 |  | -1
node_intto1_311907657 |  |  | PQ | ABCN | 19918.584 | 8109806 | no | no |  |  | no |  |  | 1349865.738 | 15312518.771 |  | -1
node_intto1_311907769 |  |  | PQ | AN | 19918.584 | 8109806 | no | no |  |  | no |  |  | 1347205.259 | 15300310.974 |  | -1
node_intto1_312011907 |  |  | PQ | AN | 19918.584 | 8109806 | no | no |  |  | no |  |  | 1345750.794 | 15299712.484 |  | -1
node_intto1_312011913 |  |  | PQ | AN | 19918.584 | 8109806 | no | no |  |  | no |  |  | 1345651.334 | 15303630.004 |  | -1
node_intto1_312115201 |  |  | PQ | ABCN | 19918.584 | 8109806 | no | no |  |  | no |  |  | 1350189.306 | 15297194.009 |  | -1
node_intto1_312115212 |  |  | PQ | ABCN | 19918.584 | 8109806 | no | no |  |  | no |  |  | 1345377.609 | 15299613.506 |  | -1

## overhead_line
data_type | static
owner_type | feeder
owner | 8109806
object | overhead_line
name | groupid | phases | fr | to | length | configuration | dcircuit | selected | monitored | monitored_fields | class_monitored_fields | played | played_fields | comments | R | X | B | lim_kw
oh_line_8109806_200841350 |  | AD | node_8109806_200843181 | node_8109806_200841350 | 28.012 | bal_1P_2AC | 8109806 | no | no |  |  | no |  |  | 0 | 0 | 0 | 0
oh_line_8109806_200841351 |  | AD | node_8109806_200841350 | node_intto1_8109806_200841351 | 271.236 | bal_1P_2AC | 8109806 | no | no |  |  | no |  |  | 0 | 0 | 0 | 0
oh_line_8109806_200841352 |  | AD | node_8109806_200841381 | node_8109806_200841352 | 365.555 | bal_1P_2AC | 8109806 | no | no |  |  | no |  |  | 0 | 0 | 0 | 0
oh_line_8109806_200841353 |  | AD | node_8109806_200841352 | node_8109806_200841353 | 384.376 | bal_1P_2AC | 8109806 | no | no |  |  | no |  |  | 0 | 0 | 0 | 0
oh_line_8109806_200841355 |  | AD | node_8109806_200959969 | node_8109806_200841355 | 385.131 | bal_1P_2AC | 8109806 | no | no |  |  | no |  |  | 0 | 0 | 0 | 0
oh_line_8109806_200841357 |  | AD | node_8109806_200841355 | node_8109806_200841357 | 248.064 | bal_1P_1/0AA | 8109806 | no | no |  |  | no |  |  | 0 | 0 | 0 | 0
oh_line_8109806_200841358 |  | AD | node_8109806_200841357 | node_8109806_200841358 | 246.354 | bal_1P_1/0AA | 8109806 | no | no |  |  | no |  |  | 0 | 0 | 0 | 0
oh_line_8109806_200841359 |  | AD | node_8109806_200841358 | node_8109806_200841359 | 241.683 | bal_1P_1/0AA | 8109806 | no | no |  |  | no |  |  | 0 | 0 | 0 | 0
oh_line_8109806_200841360 |  | AD | node_8109806_200841359 | node_8109806_200841360 | 270.399 | bal_1P_1/0AA | 8109806 | no | no |  |  | no |  |  | 0 | 0 | 0 | 0
oh_line_8109806_200841361 |  | AD | node_8109806_200841360 | node_8109806_200841361 | 192.94 | bal_1P_1/0AA | 8109806 | no | no |  |  | no |  |  | 0 | 0 | 0 | 0
oh_line_8109806_200841364 |  | AD | node_8109806_200841351 | node_8109806_200841364 | 357.672 | bal_1P_2AC | 8109806 | no | no |  |  | no |  |  | 0 | 0 | 0 | 0
oh_line_8109806_200841365 |  | AD | node_8109806_200841364 | node_8109806_200841365 | 287.907 | bal_1P_1/0AA | 8109806 | no | no |  |  | no |  |  | 0 | 0 | 0 | 0
oh_line_8109806_200841367 |  | AD | node_8109806_200841365 | node_8109806_200841367 | 189.689 | bal_1P_1/0AA | 8109806 | no | no |  |  | no |  |  | 0 | 0 | 0 | 0
oh_line_8109806_200841369 |  | AD | node_8109806_200841367 | node_8109806_200841369 | 196.054 | bal_1P_1/0AA | 8109806 | no | no |  |  | no |  |  | 0 | 0 | 0 | 0
oh_line_8109806_200841370 |  | AD | node_8109806_200841369 | node_8109806_200841370 | 246.788 | bal_1P_1/0AA | 8109806 | no | no |  |  | no |  |  | 0 | 0 | 0 | 0
oh_line_8109806_200841371 |  | AD | node_8109806_200841370 | node_8109806_200841371 | 236.368 | bal_1P_1/0AA | 8109806 | no | no |  |  | no |  |  | 0 | 0 | 0 | 0
oh_line_8109806_200841373 |  | AD | node_8109806_200841371 | node_8109806_200841373 | 345.003 | bal_1P_1/0AA | 8109806 | no | no |  |  | no |  |  | 0 | 0 | 0 | 0
oh_line_8109806_200841374 |  | AD | node_8109806_200841373 | node_8109806_200841374 | 344.895 | bal_1P_2AC | 8109806 | no | no |  |  | no |  |  | 0 | 0 | 0 | 0
oh_line_8109806_200841375 |  | AD | node_8109806_200841374 | node_8109806_200841375 | 428.22 | bal_1P_2AC | 8109806 | no | no |  |  | no |  |  | 0 | 0 | 0 | 0
oh_line_8109806_200841379 |  | AD | node_8109806_200841375 | node_intto1_8109806_200841379 | 288.585 | bal_1P_2AC | 8109806 | no | no |  |  | no |  |  | 0 | 0 | 0 | 0
oh_line_8109806_200841380 |  | AD | node_8109806_200841379 | node_8109806_200841380 | 338.721 | bal_1P_2AC | 8109806 | no | no |  |  | no |  |  | 0 | 0 | 0 | 0
oh_line_8109806_200841381 |  | AD | node_8109806_200841380 | node_8109806_200841381 | 286.033 | bal_1P_2AC | 8109806 | no | no |  |  | no |  |  | 0 | 0 | 0 | 0
oh_line_8109806_200841586 |  | ABCD | node_8109806_200842296 | node_8109806_200841586 | 235.335 | bal_3P_2AC | 8109806 | no | no |  |  | no |  |  | 0 | 0 | 0 | 0
oh_line_8109806_200841588 |  | AD | node_8109806_200841586 | node_8109806_200841588 | 137.104 | bal_1P_2AC | 8109806 | no | no |  |  | no |  |  | 0 | 0 | 0 | 0
oh_line_8109806_200841589 |  | AD | node_8109806_200841588 | node_intto1_8109806_200841589 | 321.276 | bal_1P_2AC | 8109806 | no | no |  |  | no |  |  | 0 | 0 | 0 | 0
oh_line_8109806_200841606 |  | AD | node_8109806_201027961 | node_intto1_8109806_200841606 | 253.104 | bal_1P_2AC | 8109806 | no | no |  |  | no |  |  | 0 | 0 | 0 | 0
oh_line_8109806_200841607 |  | AD | node_8109806_200841606 | node_8109806_200841607 | 164.909 | bal_1P_2AC | 8109806 | no | no |  |  | no |  |  | 0 | 0 | 0 | 0
oh_line_8109806_200841608 |  | AD | node_8109806_200841607 | node_8109806_200841608 | 242.061 | bal_1P_1/0AC | 8109806 | no | no |  |  | no |  |  | 0 | 0 | 0 | 0
oh_line_8109806_200841610 |  | AD | node_8109806_200841608 | node_8109806_200841610 | 198.019 | bal_1P_1/0AC | 8109806 | no | no |  |  | no |  |  | 0 | 0 | 0 | 0
oh_line_8109806_200841611 |  | AD | node_8109806_200841610 | node_8109806_200841611 | 205.569 | bal_1P_1/0AC | 8109806 | no | no |  |  | no |  |  | 0 | 0 | 0 | 0
oh_line_8109806_200841612 |  | AD | node_8109806_200841611 | node_8109806_200841612 | 276.784 | bal_1P_1/0AA | 8109806 | no | no |  |  | no |  |  | 0 | 0 | 0 | 0
oh_line_8109806_200841613 |  | AD | node_8109806_200841612 | node_8109806_200841613 | 284.933 | bal_1P_1/0AA | 8109806 | no | no |  |  | no |  |  | 0 | 0 | 0 | 0
oh_line_8109806_200841614 |  | AD | node_8109806_200841611 | node_8109806_200841614 | 296.259 | bal_1P_1/0AC | 8109806 | no | no |  |  | no |  |  | 0 | 0 | 0 | 0
oh_line_8109806_200841616 |  | AD | node_8109806_200841614 | node_8109806_200841616 | 301.107 | bal_1P_1/0AA | 8109806 | no | no |  |  | no |  |  | 0 | 0 | 0 | 0
oh_line_8109806_200841617 |  | AD | node_8109806_200841616 | node_8109806_200841617 | 287.431 | bal_1P_1/0AA | 8109806 | no | no |  |  | no |  |  | 0 | 0 | 0 | 0
oh_line_8109806_200841632 |  | AD | node_8109806_200843177 | node_8109806_200841632 | 239.641 | bal_1P_2AC | 8109806 | no | no |  |  | no |  |  | 0 | 0 | 0 | 0
oh_line_8109806_200841633 |  | AD | node_8109806_200841645 | node_8109806_200841633 | 253.499 | bal_1P_1/0AC | 8109806 | no | no |  |  | no |  |  | 0 | 0 | 0 | 0
oh_line_8109806_200841634 |  | AD | node_8109806_200841633 | node_8109806_200841634 | 207.03 | bal_1P_1/0AC | 8109806 | no | no |  |  | no |  |  | 0 | 0 | 0 | 0
oh_line_8109806_200841635 |  | AD | node_8109806_200841632 | node_8109806_200841635 | 160.218 | bal_1P_2AC | 8109806 | no | no |  |  | no |  |  | 0 | 0 | 0 | 0
oh_line_8109806_200841636 |  | AD | node_8109806_200841635 | node_8109806_200841636 | 269.134 | bal_1P_2AC | 8109806 | no | no |  |  | no |  |  | 0 | 0 | 0 | 0
oh_line_8109806_200841638 |  | AD | node_8109806_200841639 | node_8109806_200841638 | 344.794 | bal_1P_1/0AC | 8109806 | no | no |  |  | no |  |  | 0 | 0 | 0 | 0
oh_line_8109806_200841639 |  | AD | node_8109806_200843189 | node_8109806_200841639 | 36.886 | bal_1P_2AC | 8109806 | no | no |  |  | no |  |  | 0 | 0 | 0 | 0
oh_line_8109806_200841640 |  | AD | node_8109806_200841639 | node_8109806_200841640 | 301.514 | bal_1P_1/0AC | 8109806 | no | no |  |  | no |  |  | 0 | 0 | 0 | 0
oh_line_8109806_200841642 |  | AD | node_8109806_200841640 | node_8109806_200841642 | 360.593 | bal_1P_1/0AC | 8109806 | no | no |  |  | no |  |  | 0 | 0 | 0 | 0
oh_line_8109806_200841643 |  | AD | node_8109806_200841642 | node_8109806_200841643 | 354.636 | bal_1P_1/0AC | 8109806 | no | no |  |  | no |  |  | 0 | 0 | 0 | 0
oh_line_8109806_200841644 |  | AD | node_8109806_200841643 | node_8109806_200841644 | 189.317 | bal_1P_1/0AC | 8109806 | no | no |  |  | no |  |  | 0 | 0 | 0 | 0
oh_line_8109806_200841645 |  | AD | node_8109806_200841644 | node_8109806_200841645 | 221.365 | bal_1P_1/0AC | 8109806 | no | no |  |  | no |  |  | 0 | 0 | 0 | 0
oh_line_8109806_200841728 |  | AD | node_8109806_200842167 | node_intto1_8109806_200841728 | 638.616 | bal_1P_2AC | 8109806 | no | no |  |  | no |  |  | 0 | 0 | 0 | 0
oh_line_8109806_200841729 |  | AD | node_8109806_200841751 | node_8109806_200841729 | 235.763 | bal_1P_2AC | 8109806 | no | no |  |  | no |  |  | 0 | 0 | 0 | 0
oh_line_8109806_200841730 |  | AD | node_8109806_200841729 | node_8109806_200841730 | 258.57 | bal_1P_2AC | 8109806 | no | no |  |  | no |  |  | 0 | 0 | 0 | 0
oh_line_8109806_200841731 |  | AD | node_8109806_200841730 | node_8109806_200841731 | 304.204 | bal_1P_2AC | 8109806 | no | no |  |  | no |  |  | 0 | 0 | 0 | 0
oh_line_8109806_200841732 |  | AD | node_8109806_200841731 | node_8109806_200841732 | 320.743 | bal_1P_2AC | 8109806 | no | no |  |  | no |  |  | 0 | 0 | 0 | 0
oh_line_8109806_200841733 |  | AD | node_8109806_200841732 | node_8109806_200841733 | 322.254 | bal_1P_2AC | 8109806 | no | no |  |  | no |  |  | 0 | 0 | 0 | 0
oh_line_8109806_200841734 |  | AD | node_8109806_200841733 | node_intto1_8109806_200841734 | 39.211 | bal_1P_1/0AA | 8109806 | no | no |  |  | no |  |  | 0 | 0 | 0 | 0
oh_line_8109806_200841735 |  | AD | node_8109806_200841734 | node_8109806_200841735 | 271.822 | bal_1P_1/0AA | 8109806 | no | no |  |  | no |  |  | 0 | 0 | 0 | 0
oh_line_8109806_200841736 |  | AD | node_8109806_200841735 | node_8109806_200841736 | 207.693 | bal_1P_1/0AA | 8109806 | no | no |  |  | no |  |  | 0 | 0 | 0 | 0
oh_line_8109806_200841737 |  | AD | node_8109806_200841736 | node_8109806_200841737 | 211.975 | bal_1P_1/0AA | 8109806 | no | no |  |  | no |  |  | 0 | 0 | 0 | 0
oh_line_8109806_200841738 |  | AD | node_8109806_200841737 | node_8109806_200841738 | 166.633 | bal_1P_1/0AA | 8109806 | no | no |  |  | no |  |  | 0 | 0 | 0 | 0
oh_line_8109806_200841739 |  | AD | node_8109806_200841733 | node_8109806_200841739 | 309.196 | bal_1P_2AC | 8109806 | no | no |  |  | no |  |  | 0 | 0 | 0 | 0
oh_line_8109806_200841740 |  | AD | node_8109806_200841739 | node_8109806_200841740 | 311.128 | bal_1P_2AC | 8109806 | no | no |  |  | no |  |  | 0 | 0 | 0 | 0
oh_line_8109806_200841741 |  | AD | node_8109806_200841728 | node_8109806_200841741 | 496.077 | bal_1P_2AC | 8109806 | no | no |  |  | no |  |  | 0 | 0 | 0 | 0
oh_line_8109806_200841742 |  | AD | node_8109806_200841741 | node_8109806_200841742 | 363.021 | bal_1P_2AC | 8109806 | no | no |  |  | no |  |  | 0 | 0 | 0 | 0
oh_line_8109806_200841746 |  | AD | node_8109806_200841742 | node_8109806_200841746 | 126.126 | bal_1P_1/0AC | 8109806 | no | no |  |  | no |  |  | 0 | 0 | 0 | 0
oh_line_8109806_200841747 |  | AD | node_8109806_200841746 | node_8109806_200841747 | 195.116 | bal_1P_2AC | 8109806 | no | no |  |  | no |  |  | 0 | 0 | 0 | 0
oh_line_8109806_200841748 |  | AD | node_8109806_200841747 | node_8109806_200841748 | 398.887 | bal_1P_2AC | 8109806 | no | no |  |  | no |  |  | 0 | 0 | 0 | 0
oh_line_8109806_200841749 |  | AD | node_8109806_200841748 | node_8109806_200841749 | 326.215 | bal_1P_2AC | 8109806 | no | no |  |  | no |  |  | 0 | 0 | 0 | 0
oh_line_8109806_200841750 |  | AD | node_8109806_200841749 | node_8109806_200841750 | 302.86 | bal_1P_2AC | 8109806 | no | no |  |  | no |  |  | 0 | 0 | 0 | 0
oh_line_8109806_200841751 |  | AD | node_8109806_200841750 | node_8109806_200841751 | 308.133 | bal_1P_2AC | 8109806 | no | no |  |  | no |  |  | 0 | 0 | 0 | 0
oh_line_8109806_200841872 |  | AD | node_8109806_200841882 | node_8109806_200841872 | 196.36 | bal_1P_2AC | 8109806 | no | no |  |  | no |  |  | 0 | 0 | 0 | 0
oh_line_8109806_200841873 |  | AD | node_8109806_200842197 | node_8109806_200841873 | 403.216 | bal_1P_2AC | 8109806 | no | no |  |  | no |  |  | 0 | 0 | 0 | 0
oh_line_8109806_200841874 |  | AD | node_8109806_200841873 | node_8109806_200841874 | 320.415 | bal_1P_2AC | 8109806 | no | no |  |  | no |  |  | 0 | 0 | 0 | 0
oh_line_8109806_200841875 |  | AD | node_8109806_200841874 | node_intto1_8109806_200841875 | 237.339 | bal_1P_2AC | 8109806 | no | no |  |  | no |  |  | 0 | 0 | 0 | 0
oh_line_8109806_200841878 |  | AD | node_8109806_201033858 | node_8109806_200841878 | 375.259 | bal_1P_2AC | 8109806 | no | no |  |  | no |  |  | 0 | 0 | 0 | 0
oh_line_8109806_200841882 |  | AD | node_8109806_200841878 | node_8109806_200841882 | 309.989 | bal_1P_2AC | 8109806 | no | no |  |  | no |  |  | 0 | 0 | 0 | 0
oh_line_8109806_200841968 |  | AD | node_8109806_200842121 | node_intto1_8109806_200841968 | 180.553 | bal_1P_4/0AC | 8109806 | no | no |  |  | no |  |  | 0 | 0 | 0 | 0
oh_line_8109806_200841969 |  | AD | node_8109806_200841968 | node_8109806_200841969 | 189.51 | bal_1P_4/0AC | 8109806 | no | no |  |  | no |  |  | 0 | 0 | 0 | 0
oh_line_8109806_200841970 |  | AD | node_8109806_200841969 | node_8109806_200841970 | 224.075 | bal_1P_4/0AC | 8109806 | no | no |  |  | no |  |  | 0 | 0 | 0 | 0
oh_line_8109806_200841971 |  | AD | node_8109806_200841970 | node_8109806_200841971 | 247.298 | bal_1P_4/0AC | 8109806 | no | no |  |  | no |  |  | 0 | 0 | 0 | 0
oh_line_8109806_200841972 |  | AD | node_8109806_200841971 | node_8109806_200841972 | 156.484 | bal_1P_4/0AC | 8109806 | no | no |  |  | no |  |  | 0 | 0 | 0 | 0
oh_line_8109806_200841973 |  | AD | node_8109806_200841972 | node_8109806_200841973 | 183.531 | bal_1P_4/0AC | 8109806 | no | no |  |  | no |  |  | 0 | 0 | 0 | 0
oh_line_8109806_200841995 |  | ABCD | node_8109806_201016436 | node_8109806_200841995 | 265.175 | bal_3P_1/0AA | 8109806 | no | no |  |  | no |  |  | 0 | 0 | 0 | 0
oh_line_8109806_200841996 |  | AD | node_8109806_200841995 | node_intto1_8109806_200841996 | 234.684 | bal_1P_4/0AC | 8109806 | no | no |  |  | no |  |  | 0 | 0 | 0 | 0
oh_line_8109806_200841997 |  | AD | node_8109806_200841996 | node_8109806_200841997 | 225.922 | bal_1P_4/0AC | 8109806 | no | no |  |  | no |  |  | 0 | 0 | 0 | 0
oh_line_8109806_200841998 |  | AD | node_8109806_200841997 | node_8109806_200841998 | 44.417 | bal_1P_1/0AC | 8109806 | no | no |  |  | no |  |  | 0 | 0 | 0 | 0
oh_line_8109806_200842000 |  | AD | node_8109806_200841998 | node_8109806_200842000 | 205.009 | bal_1P_1/0AC | 8109806 | no | no |  |  | no |  |  | 0 | 0 | 0 | 0
oh_line_8109806_200842110 |  | AD | node_8109806_200842211 | node_8109806_200842110 | 320.843 | bal_1P_1/0AA | 8109806 | no | no |  |  | no |  |  | 0 | 0 | 0 | 0
oh_line_8109806_200842111 |  | ABCD | node_8109806_200842326 | node_8109806_200842111 | 375.243 | bal_3P_2AC | 8109806 | no | no |  |  | no |  |  | 0 | 0 | 0 | 0
oh_line_8109806_200842112 |  | AD | node_8109806_200842212 | node_8109806_200842112 | 106.084 | bal_1P_2AC | 8109806 | no | no |  |  | no |  |  | 0 | 0 | 0 | 0
oh_line_8109806_200842113 |  | AD | node_8109806_200842112 | node_8109806_200842113 | 283.672 | bal_1P_2AC | 8109806 | no | no |  |  | no |  |  | 0 | 0 | 0 | 0
oh_line_8109806_200842116 |  | AD | node_8109806_200960015 | node_8109806_200842116 | 347.077 | bal_1P_2AC | 8109806 | no | no |  |  | no |  |  | 0 | 0 | 0 | 0
oh_line_8109806_200842118 |  | AD | node_8109806_200842116 | node_8109806_200842118 | 420.065 | bal_1P_2AC | 8109806 | no | no |  |  | no |  |  | 0 | 0 | 0 | 0
oh_line_8109806_200842119 |  | AD | node_8109806_200842118 | node_8109806_200842119 | 437.223 | bal_1P_2AC | 8109806 | no | no |  |  | no |  |  | 0 | 0 | 0 | 0
oh_line_8109806_200842120 |  | AD | node_8109806_200842119 | node_8109806_200842120 | 238.641 | bal_1P_2AC | 8109806 | no | no |  |  | no |  |  | 0 | 0 | 0 | 0
oh_line_8109806_200842121 |  | AD | node_8109806_200842120 | node_intto1_8109806_200842121 | 220.47 | bal_1P_2AC | 8109806 | no | no |  |  | no |  |  | 0 | 0 | 0 | 0
oh_line_8109806_200842122 |  | AD | node_8109806_200842121 | node_8109806_200842122 | 201.734 | bal_1P_2AC | 8109806 | no | no |  |  | no |  |  | 0 | 0 | 0 | 0
oh_line_8109806_200842123 |  | AD | node_8109806_200842122 | node_8109806_200842123 | 179.032 | bal_1P_2AC | 8109806 | no | no |  |  | no |  |  | 0 | 0 | 0 | 0
oh_line_8109806_200842125 |  | AD | node_8109806_200842123 | node_8109806_200842125 | 251.677 | bal_1P_2AC | 8109806 | no | no |  |  | no |  |  | 0 | 0 | 0 | 0
oh_line_8109806_200842127 |  | AD | node_8109806_200842125 | node_8109806_200842127 | 195.181 | bal_1P_1/0AA | 8109806 | no | no |  |  | no |  |  | 0 | 0 | 0 | 0
oh_line_8109806_200842128 |  | AD | node_8109806_200842127 | node_8109806_200842128 | 199.337 | bal_1P_1/0AA | 8109806 | no | no |  |  | no |  |  | 0 | 0 | 0 | 0
oh_line_8109806_200842129 |  | AD | node_8109806_200842128 | node_8109806_200842129 | 203.768 | bal_1P_1/0AA | 8109806 | no | no |  |  | no |  |  | 0 | 0 | 0 | 0
oh_line_8109806_200842130 |  | AD | node_8109806_200842129 | node_8109806_200842130 | 289.701 | bal_1P_1/0AA | 8109806 | no | no |  |  | no |  |  | 0 | 0 | 0 | 0
oh_line_8109806_200842131 |  | AD | node_8109806_200842121 | node_8109806_200842131 | 149.598 | bal_1P_2AC | 8109806 | no | no |  |  | no |  |  | 0 | 0 | 0 | 0
oh_line_8109806_200842132 |  | AD | node_8109806_200842128 | node_8109806_200842132 | 142.578 | bal_1P_1/0AA | 8109806 | no | no |  |  | no |  |  | 0 | 0 | 0 | 0
oh_line_8109806_200842133 |  | AD | node_8109806_200842132 | node_8109806_200842133 | 125.526 | bal_1P_1/0AA | 8109806 | no | no |  |  | no |  |  | 0 | 0 | 0 | 0
oh_line_8109806_200842134 |  | AD | node_8109806_200842135 | node_8109806_200842134 | 170.067 | bal_1P_2AC | 8109806 | no | no |  |  | no |  |  | 0 | 0 | 0 | 0
oh_line_8109806_200842135 |  | AD | node_8109806_200842133 | node_8109806_200842135 | 151.382 | bal_1P_1/0AA | 8109806 | no | no |  |  | no |  |  | 0 | 0 | 0 | 0
oh_line_8109806_200842136 |  | AD | node_8109806_200842135 | node_8109806_200842136 | 257.503 | bal_1P_4/0AC | 8109806 | no | no |  |  | no |  |  | 0 | 0 | 0 | 0
oh_line_8109806_200842137 |  | AD | node_8109806_200842134 | node_8109806_200842137 | 266.522 | bal_1P_2AC | 8109806 | no | no |  |  | no |  |  | 0 | 0 | 0 | 0
oh_line_8109806_200842138 |  | AD | node_8109806_200842137 | node_8109806_200842138 | 397.835 | bal_1P_2AC | 8109806 | no | no |  |  | no |  |  | 0 | 0 | 0 | 0
oh_line_8109806_200842139 |  | AD | node_8109806_200842138 | node_8109806_200842139 | 251.714 | bal_1P_2AC | 8109806 | no | no |  |  | no |  |  | 0 | 0 | 0 | 0
oh_line_8109806_200842142 |  | ABCD | node_8109806_200842111 | node_8109806_200842142 | 255.364 | bal_3P_2AC | 8109806 | no | no |  |  | no |  |  | 0 | 0 | 0 | 0
oh_line_8109806_200842144 |  | AD | node_8109806_200842142 | node_8109806_200842144 | 229.733 | bal_1P_2AC | 8109806 | no | no |  |  | no |  |  | 0 | 0 | 0 | 0
oh_line_8109806_200842147 |  | AD | node_8109806_200842138 | node_8109806_200842147 | 386.443 | bal_1P_2AC | 8109806 | no | no |  |  | no |  |  | 0 | 0 | 0 | 0
oh_line_8109806_200842148 |  | AD | node_8109806_200842147 | node_intto1_8109806_200842148 | 382.654 | bal_1P_2AC | 8109806 | no | no |  |  | no |  |  | 0 | 0 | 0 | 0
oh_line_8109806_200842149 |  | AD | node_8109806_200842148 | node_8109806_200842149 | 341.12 | bal_1P_2AC | 8109806 | no | no |  |  | no |  |  | 0 | 0 | 0 | 0
oh_line_8109806_200842150 |  | AD | node_8109806_200842149 | node_8109806_200842150 | 107.716 | bal_1P_2AC | 8109806 | no | no |  |  | no |  |  | 0 | 0 | 0 | 0
oh_line_8109806_200842151 |  | AD | node_8109806_200842149 | node_8109806_200842151 | 323.228 | bal_1P_2AC | 8109806 | no | no |  |  | no |  |  | 0 | 0 | 0 | 0
oh_line_8109806_200842152 |  | AD | node_8109806_200842151 | node_8109806_200842152 | 260.73 | bal_1P_2AC | 8109806 | no | no |  |  | no |  |  | 0 | 0 | 0 | 0
oh_line_8109806_200842155 |  | AD | node_8109806_200953467 | node_8109806_200842155 | 262.392 | bal_1P_2AC | 8109806 | no | no |  |  | no |  |  | 0 | 0 | 0 | 0
oh_line_8109806_200842156 |  | AD | node_8109806_200842155 | node_intto1_8109806_200842156 | 318.287 | bal_1P_1/0AA | 8109806 | no | no |  |  | no |  |  | 0 | 0 | 0 | 0
oh_line_8109806_200842157 |  | AD | node_8109806_200842156 | node_8109806_200842157 | 344.436 | bal_1P_1/0AA | 8109806 | no | no |  |  | no |  |  | 0 | 0 | 0 | 0
oh_line_8109806_200842158 |  | AD | node_8109806_200842157 | node_8109806_200842158 | 357.281 | bal_1P_1/0AA | 8109806 | no | no |  |  | no |  |  | 0 | 0 | 0 | 0
oh_line_8109806_200842159 |  | AD | node_8109806_200842155 | node_8109806_200842159 | 275.413 | bal_1P_2AC | 8109806 | no | no |  |  | no |  |  | 0 | 0 | 0 | 0
oh_line_8109806_200842160 |  | AD | node_8109806_200842159 | node_8109806_200842160 | 245.446 | bal_1P_2AC | 8109806 | no | no |  |  | no |  |  | 0 | 0 | 0 | 0
oh_line_8109806_200842162 |  | AD | node_8109806_201060330 | node_8109806_200842162 | 218.445 | bal_1P_1/0AA | 8109806 | no | no |  |  | no |  |  | 0 | 0 | 0 | 0
oh_line_8109806_200842165 |  | AD | node_8109806_200981923 | node_intto1_8109806_200842165 | 385.619 | bal_1P_2AC | 8109806 | no | no |  |  | no |  |  | 0 | 0 | 0 | 0
oh_line_8109806_200842166 |  | AD | node_8109806_200842165 | node_8109806_200842166 | 358.829 | bal_1P_2AC | 8109806 | no | no |  |  | no |  |  | 0 | 0 | 0 | 0
oh_line_8109806_200842167 |  | AD | node_8109806_200842166 | node_8109806_200842167 | 365.514 | bal_1P_2AC | 8109806 | no | no |  |  | no |  |  | 0 | 0 | 0 | 0
oh_line_8109806_200842168 |  | AD | node_8109806_200842167 | node_8109806_200842168 | 323.852 | bal_1P_1/0AC | 8109806 | no | no |  |  | no |  |  | 0 | 0 | 0 | 0
oh_line_8109806_200842169 |  | AD | node_8109806_200842168 | node_8109806_200842169 | 254.556 | bal_1P_1/0AC | 8109806 | no | no |  |  | no |  |  | 0 | 0 | 0 | 0
oh_line_8109806_200842170 |  | AD | node_8109806_200842169 | node_8109806_200842170 | 280.79 | bal_1P_1/0AC | 8109806 | no | no |  |  | no |  |  | 0 | 0 | 0 | 0
oh_line_8109806_200842173 |  | AD | node_8109806_200842167 | node_8109806_200842173 | 122.884 | bal_1P_1/0AA | 8109806 | no | no |  |  | no |  |  | 0 | 0 | 0 | 0
oh_line_8109806_200842175 |  | AD | node_8109806_200842167 | node_8109806_200842175 | 351.711 | bal_1P_2AC | 8109806 | no | no |  |  | no |  |  | 0 | 0 | 0 | 0
oh_line_8109806_200842177 |  | AD | node_8109806_200842175 | node_intto1_8109806_200842177 | 263.788 | bal_1P_2AC | 8109806 | no | no |  |  | no |  |  | 0 | 0 | 0 | 0
oh_line_8109806_200842178 |  | AD | node_8109806_200842177 | node_8109806_200842178 | 264.638 | bal_1P_2AC | 8109806 | no | no |  |  | no |  |  | 0 | 0 | 0 | 0
oh_line_8109806_200842184 |  | AD | node_8109806_200842178 | node_8109806_200842184 | 261.845 | bal_1P_2AC | 8109806 | no | no |  |  | no |  |  | 0 | 0 | 0 | 0
oh_line_8109806_200842185 |  | AD | node_8109806_200842184 | node_8109806_200842185 | 245.52 | bal_1P_2AC | 8109806 | no | no |  |  | no |  |  | 0 | 0 | 0 | 0
oh_line_8109806_200842187 |  | AD | node_8109806_201050137 | node_8109806_200842187 | 433.403 | bal_1P_2AC | 8109806 | no | no |  |  | no |  |  | 0 | 0 | 0 | 0
oh_line_8109806_200842188 |  | AD | node_8109806_200842187 | node_8109806_200842188 | 224.438 | bal_1P_2AC | 8109806 | no | no |  |  | no |  |  | 0 | 0 | 0 | 0
oh_line_8109806_200842189 |  | AD | node_8109806_200842188 | node_8109806_200842189 | 290.986 | bal_1P_1/0AA | 8109806 | no | no |  |  | no |  |  | 0 | 0 | 0 | 0
oh_line_8109806_200842190 |  | AD | node_8109806_200842189 | node_8109806_200842190 | 306.981 | bal_1P_1/0AA | 8109806 | no | no |  |  | no |  |  | 0 | 0 | 0 | 0
oh_line_8109806_200842191 |  | AD | node_8109806_200842187 | node_8109806_200842191 | 243.229 | bal_1P_2AC | 8109806 | no | no |  |  | no |  |  | 0 | 0 | 0 | 0
oh_line_8109806_200842192 |  | AD | node_8109806_200842191 | node_8109806_200842192 | 190.112 | bal_1P_1/0AA | 8109806 | no | no |  |  | no |  |  | 0 | 0 | 0 | 0
oh_line_8109806_200842193 |  | AD | node_8109806_200842192 | node_8109806_200842193 | 278.975 | bal_1P_1/0AA | 8109806 | no | no |  |  | no |  |  | 0 | 0 | 0 | 0
oh_line_8109806_200842194 |  | AD | node_8109806_200842191 | node_8109806_200842194 | 316.242 | bal_1P_2AC | 8109806 | no | no |  |  | no |  |  | 0 | 0 | 0 | 0
oh_line_8109806_200842195 |  | AD | node_8109806_200842194 | node_8109806_200842195 | 410.656 | bal_1P_2AC | 8109806 | no | no |  |  | no |  |  | 0 | 0 | 0 | 0
oh_line_8109806_200842196 |  | AD | node_8109806_200842195 | node_8109806_200842196 | 273.864 | bal_1P_2AC | 8109806 | no | no |  |  | no |  |  | 0 | 0 | 0 | 0
oh_line_8109806_200842197 |  | AD | node_8109806_200842196 | node_8109806_200842197 | 196.781 | bal_1P_2AC | 8109806 | no | no |  |  | no |  |  | 0 | 0 | 0 | 0
oh_line_8109806_200842201 |  | AD | node_8109806_201016424 | node_8109806_200842201 | 559.418 | bal_1P_2AC | 8109806 | no | no |  |  | no |  |  | 0 | 0 | 0 | 0
oh_line_8109806_200842202 |  | AD | node_8109806_200842201 | node_8109806_200842202 | 598.777 | bal_1P_2AC | 8109806 | no | no |  |  | no |  |  | 0 | 0 | 0 | 0
oh_line_8109806_200842203 |  | AD | node_8109806_200842202 | node_8109806_200842203 | 277.167 | bal_1P_2AC | 8109806 | no | no |  |  | no |  |  | 0 | 0 | 0 | 0
oh_line_8109806_200842204 |  | AD | node_8109806_200842203 | node_8109806_200842204 | 306.115 | bal_1P_1/0AA | 8109806 | no | no |  |  | no |  |  | 0 | 0 | 0 | 0
oh_line_8109806_200842205 |  | AD | node_8109806_200842204 | node_8109806_200842205 | 264.129 | bal_1P_1/0AA | 8109806 | no | no |  |  | no |  |  | 0 | 0 | 0 | 0
oh_line_8109806_200842206 |  | AD | node_8109806_200842203 | node_8109806_200842206 | 117.332 | bal_1P_2AC | 8109806 | no | no |  |  | no |  |  | 0 | 0 | 0 | 0
oh_line_8109806_200842207 |  | AD | node_8109806_200842206 | node_8109806_200842207 | 217.858 | bal_1P_4AC | 8109806 | no | no |  |  | no |  |  | 0 | 0 | 0 | 0
oh_line_8109806_200842208 |  | AD | node_8109806_200842207 | node_8109806_200842208 | 122.528 | bal_1P_1/0AC | 8109806 | no | no |  |  | no |  |  | 0 | 0 | 0 | 0
oh_line_8109806_200842209 |  | AD | node_8109806_200842207 | node_8109806_200842209 | 262.275 | bal_1P_1/0AC | 8109806 | no | no |  |  | no |  |  | 0 | 0 | 0 | 0
oh_line_8109806_200842210 |  | AD | node_8109806_200842209 | node_8109806_200842210 | 205.606 | bal_1P_1/0AC | 8109806 | no | no |  |  | no |  |  | 0 | 0 | 0 | 0
oh_line_8109806_200842211 |  | AD | node_8109806_200842206 | node_8109806_200842211 | 345.477 | bal_1P_2AC | 8109806 | no | no |  |  | no |  |  | 0 | 0 | 0 | 0
oh_line_8109806_200842212 |  | AD | node_8109806_200842211 | node_8109806_200842212 | 308.974 | bal_1P_2AC | 8109806 | no | no |  |  | no |  |  | 0 | 0 | 0 | 0
oh_line_8109806_200842214 |  | ABCD | node_8109806_201016173 | node_8109806_200842214 | 185.712 | bal_3P_2AC | 8109806 | no | no |  |  | no |  |  | 0 | 0 | 0 | 0
oh_line_8109806_200842215 |  | ABCD | node_8109806_200842214 | node_intto1_8109806_200842215 | 149.675 | bal_3P_2AC | 8109806 | no | no |  |  | no |  |  | 0 | 0 | 0 | 0
oh_line_8109806_200842216 |  | ABCD | node_8109806_200842215 | node_8109806_200842216 | 214.128 | bal_3P_2AC | 8109806 | no | no |  |  | no |  |  | 0 | 0 | 0 | 0
oh_line_8109806_200842217 |  | ABCD | node_8109806_200842216 | node_8109806_200842217 | 218.973 | bal_3P_2AC | 8109806 | no | no |  |  | no |  |  | 0 | 0 | 0 | 0
oh_line_8109806_200842219 |  | ABCD | node_8109806_200842217 | node_8109806_200842219 | 185.908 | bal_3P_2AC | 8109806 | no | no |  |  | no |  |  | 0 | 0 | 0 | 0
oh_line_8109806_200842220 |  | ABCD | node_8109806_200842219 | node_8109806_200842220 | 177.229 | bal_3P_2AC | 8109806 | no | no |  |  | no |  |  | 0 | 0 | 0 | 0
oh_line_8109806_200842221 |  | ABCD | node_8109806_200842220 | node_8109806_200842221 | 265.246 | bal_3P_2AC | 8109806 | no | no |  |  | no |  |  | 0 | 0 | 0 | 0
oh_line_8109806_200842222 |  | ABCD | node_8109806_200842221 | node_8109806_200842222 | 262.203 | bal_3P_2AC | 8109806 | no | no |  |  | no |  |  | 0 | 0 | 0 | 0
oh_line_8109806_200842223 |  | ABCD | node_8109806_200842222 | node_8109806_200842223 | 324.73 | bal_3P_2AC | 8109806 | no | no |  |  | no |  |  | 0 | 0 | 0 | 0
oh_line_8109806_200842224 |  | ABCD | node_8109806_200842223 | node_8109806_200842224 | 161.789 | bal_3P_2AC | 8109806 | no | no |  |  | no |  |  | 0 | 0 | 0 | 0
oh_line_8109806_200842225 |  | ABCD | node_8109806_200842224 | node_8109806_200842225 | 295.569 | bal_3P_4ACW | 8109806 | no | no |  |  | no |  |  | 0 | 0 | 0 | 0
oh_line_8109806_200842227 |  | ABCD | node_8109806_200842225 | node_8109806_200842227 | 330.91 | bal_3P_4ACW | 8109806 | no | no |  |  | no |  |  | 0 | 0 | 0 | 0
oh_line_8109806_200842229 |  | ABCD | node_8109806_200842227 | node_8109806_200842229 | 368.586 | bal_3P_4ACW | 8109806 | no | no |  |  | no |  |  | 0 | 0 | 0 | 0
oh_line_8109806_200842231 |  | ABCD | node_8109806_200842229 | node_8109806_200842231 | 276.066 | bal_3P_4ACW | 8109806 | no | no |  |  | no |  |  | 0 | 0 | 0 | 0
oh_line_8109806_200842233 |  | ABCD | node_8109806_200842231 | node_8109806_200842233 | 208.252 | bal_3P_4ACW | 8109806 | no | no |  |  | no |  |  | 0 | 0 | 0 | 0
oh_line_8109806_200842234 |  | ABCD | node_8109806_200842233 | node_8109806_200842234 | 183.431 | bal_3P_4ACW | 8109806 | no | no |  |  | no |  |  | 0 | 0 | 0 | 0
oh_line_8109806_200842236 |  | ABCD | node_8109806_200842234 | node_8109806_200842236 | 249.566 | bal_3P_4ACW | 8109806 | no | no |  |  | no |  |  | 0 | 0 | 0 | 0
oh_line_8109806_200842237 |  | ABCD | node_8109806_200842236 | node_8109806_200842237 | 248.424 | bal_3P_2AC | 8109806 | no | no |  |  | no |  |  | 0 | 0 | 0 | 0
oh_line_8109806_200842240 |  | ABCD | node_8109806_200951762 | node_intto1_8109806_200842240 | 178.596 | bal_3P_2AC | 8109806 | no | no |  |  | no |  |  | 0 | 0 | 0 | 0
oh_line_8109806_200842242 |  | ABCD | node_8109806_200842240 | node_8109806_200842242 | 294.882 | bal_3P_2AC | 8109806 | no | no |  |  | no |  |  | 0 | 0 | 0 | 0
oh_line_8109806_200842243 |  | ABCD | node_8109806_200842242 | node_8109806_200842243 | 277.736 | bal_3P_2AC | 8109806 | no | no |  |  | no |  |  | 0 | 0 | 0 | 0
oh_line_8109806_200842244 |  | ABCD | node_8109806_200842243 | node_8109806_200842244 | 318.428 | bal_3P_2AC | 8109806 | no | no |  |  | no |  |  | 0 | 0 | 0 | 0
oh_line_8109806_200842245 |  | ABCD | node_8109806_200842244 | node_8109806_200842245 | 301.916 | bal_3P_2AC | 8109806 | no | no |  |  | no |  |  | 0 | 0 | 0 | 0
oh_line_8109806_200842246 |  | ABCD | node_8109806_200842245 | node_8109806_200842246 | 243.994 | bal_3P_2AC | 8109806 | no | no |  |  | no |  |  | 0 | 0 | 0 | 0
oh_line_8109806_200842252 |  | AD | node_8109806_200842253 | node_8109806_200842252 | 255.836 | bal_1P_2AC | 8109806 | no | no |  |  | no |  |  | 0 | 0 | 0 | 0
oh_line_8109806_200842253 |  | AD | node_8109806_200842254 | node_8109806_200842253 | 237.77 | bal_1P_2AC | 8109806 | no | no |  |  | no |  |  | 0 | 0 | 0 | 0
oh_line_8109806_200842254 |  | AD | node_8109806_200842255 | node_8109806_200842254 | 213.062 | bal_1P_2AC | 8109806 | no | no |  |  | no |  |  | 0 | 0 | 0 | 0
oh_line_8109806_200842255 |  | AD | node_8109806_200842258 | node_8109806_200842255 | 171.551 | bal_1P_2AC | 8109806 | no | no |  |  | no |  |  | 0 | 0 | 0 | 0
oh_line_8109806_200842258 |  | AD | node_8109806_200842260 | node_8109806_200842258 | 230.91 | bal_1P_2AC | 8109806 | no | no |  |  | no |  |  | 0 | 0 | 0 | 0
oh_line_8109806_200842260 |  | AD | node_8109806_200842262 | node_8109806_200842260 | 265.59 | bal_1P_2AC | 8109806 | no | no |  |  | no |  |  | 0 | 0 | 0 | 0
oh_line_8109806_200842262 |  | AD | node_8109806_200842264 | node_8109806_200842262 | 188.841 | bal_1P_2AC | 8109806 | no | no |  |  | no |  |  | 0 | 0 | 0 | 0
oh_line_8109806_200842263 |  | AD | node_8109806_200842266 | node_8109806_200842263 | 494.702 | bal_1P_2AC | 8109806 | no | no |  |  | no |  |  | 0 | 0 | 0 | 0
oh_line_8109806_200842264 |  | AD | node_8109806_200842263 | node_8109806_200842264 | 133.381 | bal_1P_2AC | 8109806 | no | no |  |  | no |  |  | 0 | 0 | 0 | 0
oh_line_8109806_200842266 |  | AD | node_8109806_200842267 | node_8109806_200842266 | 275.757 | bal_1P_2AC | 8109806 | no | no |  |  | no |  |  | 0 | 0 | 0 | 0
oh_line_8109806_200842267 |  | AD | node_8109806_200842268 | node_8109806_200842267 | 438.148 | bal_1P_2AC | 8109806 | no | no |  |  | no |  |  | 0 | 0 | 0 | 0
oh_line_8109806_200842268 |  | AD | node_8109806_200842269 | node_8109806_200842268 | 417.394 | bal_1P_2AC | 8109806 | no | no |  |  | no |  |  | 0 | 0 | 0 | 0
oh_line_8109806_200842269 |  | AD | node_8109806_200842270 | node_8109806_200842269 | 407.684 | bal_1P_2AC | 8109806 | no | no |  |  | no |  |  | 0 | 0 | 0 | 0
oh_line_8109806_200842270 |  | AD | node_8109806_201051289 | node_8109806_200842270 | 300.439 | bal_1P_2AC | 8109806 | no | no |  |  | no |  |  | 0 | 0 | 0 | 0
oh_line_8109806_200842279 |  | AD | node_8109806_200842282 | node_8109806_200842279 | 179.3 | bal_1P_1/0AA | 8109806 | no | no |  |  | no |  |  | 0 | 0 | 0 | 0
oh_line_8109806_200842280 |  | AD | node_8109806_200842279 | node_8109806_200842280 | 218.554 | bal_1P_1/0AA | 8109806 | no | no |  |  | no |  |  | 0 | 0 | 0 | 0
oh_line_8109806_200842281 |  | AD | node_8109806_200842280 | node_8109806_200842281 | 211.684 | bal_1P_1/0AA | 8109806 | no | no |  |  | no |  |  | 0 | 0 | 0 | 0
oh_line_8109806_200842282 |  | ABCD | node_8109806_200842246 | node_8109806_200842282 | 246.631 | bal_3P_2AC | 8109806 | no | no |  |  | no |  |  | 0 | 0 | 0 | 0
oh_line_8109806_200842283 |  | ABCD | node_8109806_200842282 | node_intto1_8109806_200842283 | 207.369 | bal_3P_2AC | 8109806 | no | no |  |  | no |  |  | 0 | 0 | 0 | 0
oh_line_8109806_200842285 |  | ABCD | node_8109806_200842283 | node_8109806_200842285 | 234.096 | bal_3P_2AC | 8109806 | no | no |  |  | no |  |  | 0 | 0 | 0 | 0
oh_line_8109806_200842286 |  | AD | node_8109806_200842285 | node_8109806_200842286 | 56.491 | bal_1P_1/0AC | 8109806 | no | no |  |  | no |  |  | 0 | 0 | 0 | 0
oh_line_8109806_200842287 |  | AD | node_8109806_200842286 | node_8109806_200842287 | 123.833 | bal_1P_1/0AC | 8109806 | no | no |  |  | no |  |  | 0 | 0 | 0 | 0
oh_line_8109806_200842288 |  | AD | node_8109806_200842287 | node_8109806_200842288 | 172.152 | bal_1P_1/0AC | 8109806 | no | no |  |  | no |  |  | 0 | 0 | 0 | 0
oh_line_8109806_200842289 |  | ABCD | node_8109806_200842285 | node_8109806_200842289 | 216.295 | bal_3P_2AC | 8109806 | no | no |  |  | no |  |  | 0 | 0 | 0 | 0
oh_line_8109806_200842290-1 |  | ABCD | node_8109806_200842289 | node_1342329_985_15314459_819 | 18.417 | bal_3P_2AC | 8109806 | no | no |  |  | no |  |  | 0 | 0 | 0 | 0
oh_line_8109806_200842290-2 |  | ABCD | node_1342329_985_15314459_819 | node_8109806_200842290 | 274.998 | bal_3P_2AC | 8109806 | no | no |  |  | no |  |  | 0 | 0 | 0 | 0
oh_line_8109806_200842291 |  | ABCD | node_8109806_200842290 | node_8109806_200842291 | 287.64 | bal_3P_2AC | 8109806 | no | no |  |  | no |  |  | 0 | 0 | 0 | 0
oh_line_8109806_200842294 |  | ABCD | node_8109806_200842291 | node_8109806_200842294 | 326.653 | bal_3P_4ACW | 8109806 | no | no |  |  | no |  |  | 0 | 0 | 0 | 0
oh_line_8109806_200842295 |  | ABCD | node_8109806_200842294 | node_8109806_200842295 | 269.16 | bal_3P_4ACW | 8109806 | no | no |  |  | no |  |  | 0 | 0 | 0 | 0
oh_line_8109806_200842296 |  | ABCD | node_8109806_200842295 | node_8109806_200842296 | 187.991 | bal_3P_2AC | 8109806 | no | no |  |  | no |  |  | 0 | 0 | 0 | 0
oh_line_8109806_200842298 |  | ABCD | node_8109806_200841586 | node_intto1_8109806_200842298 | 276.673 | bal_3P_2AC | 8109806 | no | no |  |  | no |  |  | 0 | 0 | 0 | 0
oh_line_8109806_200842299 |  | ABCD | node_8109806_200842298 | node_8109806_200842299 | 287.108 | bal_3P_4ACW | 8109806 | no | no |  |  | no |  |  | 0 | 0 | 0 | 0
oh_line_8109806_200842300 |  | ABCD | node_8109806_200842299 | node_8109806_200842300 | 282.042 | bal_3P_4ACW | 8109806 | no | no |  |  | no |  |  | 0 | 0 | 0 | 0
oh_line_8109806_200842301 |  | ABCD | node_8109806_200842300 | node_8109806_200842301 | 402.675 | bal_3P_4ACW | 8109806 | no | no |  |  | no |  |  | 0 | 0 | 0 | 0
oh_line_8109806_200842302 |  | ABCD | node_8109806_200842301 | node_8109806_200842302 | 447.041 | bal_3P_4ACW | 8109806 | no | no |  |  | no |  |  | 0 | 0 | 0 | 0
oh_line_8109806_200842303 |  | ABCD | node_8109806_200842302 | node_8109806_200842303 | 267.488 | bal_3P_4ACW | 8109806 | no | no |  |  | no |  |  | 0 | 0 | 0 | 0
oh_line_8109806_200842304 |  | ABCD | node_8109806_200842303 | node_8109806_200842304 | 272.614 | bal_3P_4ACW | 8109806 | no | no |  |  | no |  |  | 0 | 0 | 0 | 0
oh_line_8109806_200842321 |  | ABCD | node_8109806_200851075 | node_8109806_200842321 | 135.041 | bal_3P_2CU | 8109806 | no | no |  |  | no |  |  | 0 | 0 | 0 | 0
oh_line_8109806_200842322 |  | ABCD | node_8109806_200842321 | node_8109806_200842322 | 180.471 | bal_3P_2CU | 8109806 | no | no |  |  | no |  |  | 0 | 0 | 0 | 0
oh_line_8109806_200842323 |  | ABCD | node_8109806_200842322 | node_intto1_8109806_200842323 | 125.372 | bal_3P_2CU | 8109806 | no | no |  |  | no |  |  | 0 | 0 | 0 | 0
oh_line_8109806_200842324 |  | ABCD | node_8109806_200842323 | node_8109806_200842324 | 163.123 | bal_3P_2CU | 8109806 | no | no |  |  | no |  |  | 0 | 0 | 0 | 0
oh_line_8109806_200842325 |  | ABCD | node_8109806_200842324 | node_8109806_200842325 | 189.714 | bal_3P_2CU | 8109806 | no | no |  |  | no |  |  | 0 | 0 | 0 | 0
oh_line_8109806_200842326 |  | ABCD | node_8109806_200842325 | node_8109806_200842326 | 249.638 | bal_3P_2CU | 8109806 | no | no |  |  | no |  |  | 0 | 0 | 0 | 0
oh_line_8109806_200842542 |  | AD | node_8109806_200842321 | node_8109806_200842542 | 109.84 | bal_1P_1/0AC | 8109806 | no | no |  |  | no |  |  | 0 | 0 | 0 | 0
oh_line_8109806_200842543 |  | AD | node_8109806_200842542 | node_8109806_200842543 | 187.995 | bal_1P_1/0AC | 8109806 | no | no |  |  | no |  |  | 0 | 0 | 0 | 0
oh_line_8109806_200842544 |  | AD | node_8109806_200842543 | node_8109806_200842544 | 131.151 | bal_1P_1/0AC | 8109806 | no | no |  |  | no |  |  | 0 | 0 | 0 | 0
oh_line_8109806_200842549 |  | ABCD | node_8109806_200842326 | node_8109806_200842549 | 45.911 | bal_3P_1/0AA | 8109806 | no | no |  |  | no |  |  | 0 | 0 | 0 | 0
oh_line_8109806_200843119 |  | AD | node_8109806_200852686 | node_8109806_200843119 | 139.14 | bal_1P_2AC | 8109806 | no | no |  |  | no |  |  | 0 | 0 | 0 | 0
oh_line_8109806_200843120 |  | AD | node_8109806_200843119 | node_8109806_200843120 | 314.247 | bal_1P_2AC | 8109806 | no | no |  |  | no |  |  | 0 | 0 | 0 | 0
oh_line_8109806_200843121 |  | AD | node_8109806_200843120 | node_8109806_200843121 | 323.99 | bal_1P_2AC | 8109806 | no | no |  |  | no |  |  | 0 | 0 | 0 | 0
oh_line_8109806_200843122 |  | AD | node_8109806_200843121 | node_8109806_200843122 | 351.325 | bal_1P_1/0AA | 8109806 | no | no |  |  | no |  |  | 0 | 0 | 0 | 0
oh_line_8109806_200843123 |  | AD | node_8109806_200843122 | node_8109806_200843123 | 322.406 | bal_1P_1/0AA | 8109806 | no | no |  |  | no |  |  | 0 | 0 | 0 | 0
oh_line_8109806_200843125 |  | AD | node_8109806_200964855 | node_8109806_200843125 | 419.232 | bal_1P_2AC | 8109806 | no | no |  |  | no |  |  | 0 | 0 | 0 | 0
oh_line_8109806_200843126 |  | AD | node_8109806_200843125 | node_8109806_200843126 | 238.639 | bal_1P_2AC | 8109806 | no | no |  |  | no |  |  | 0 | 0 | 0 | 0
oh_line_8109806_200843127 |  | AD | node_8109806_200843126 | node_8109806_200843127 | 253.638 | bal_1P_2AC | 8109806 | no | no |  |  | no |  |  | 0 | 0 | 0 | 0
oh_line_8109806_200843129 |  | AD | node_8109806_200843127 | node_8109806_200843129 | 257.96 | bal_1P_2AC | 8109806 | no | no |  |  | no |  |  | 0 | 0 | 0 | 0
oh_line_8109806_200843130 |  | AD | node_8109806_200843129 | node_8109806_200843130 | 91.585 | bal_1P_2AC | 8109806 | no | no |  |  | no |  |  | 0 | 0 | 0 | 0
oh_line_8109806_200843132 |  | AD | node_8109806_200843130 | node_intto1_8109806_200843132 | 341.983 | bal_1P_2AC | 8109806 | no | no |  |  | no |  |  | 0 | 0 | 0 | 0
oh_line_8109806_200843133 |  | AD | node_8109806_200843132 | node_8109806_200843133 | 417.539 | bal_1P_2AC | 8109806 | no | no |  |  | no |  |  | 0 | 0 | 0 | 0
oh_line_8109806_200843138 |  | AD | node_8109806_200843133 | node_8109806_200843138 | 378.199 | bal_1P_2AC | 8109806 | no | no |  |  | no |  |  | 0 | 0 | 0 | 0
oh_line_8109806_200843139 |  | AD | node_8109806_200843138 | node_intto1_8109806_200843139 | 310.647 | bal_1P_2AC | 8109806 | no | no |  |  | no |  |  | 0 | 0 | 0 | 0
oh_line_8109806_200843140 |  | AD | node_8109806_200843139 | node_8109806_200843140 | 495.459 | bal_1P_2AC | 8109806 | no | no |  |  | no |  |  | 0 | 0 | 0 | 0
oh_line_8109806_200843141 |  | AD | node_8109806_200843140 | node_8109806_200843141 | 116.754 | bal_1P_1/0AA | 8109806 | no | no |  |  | no |  |  | 0 | 0 | 0 | 0
oh_line_8109806_200843142 |  | AD | node_8109806_200843141 | node_8109806_200843142 | 219.365 | bal_1P_1/0AA | 8109806 | no | no |  |  | no |  |  | 0 | 0 | 0 | 0
oh_line_8109806_200843143 |  | AD | node_8109806_200843140 | node_8109806_200843143 | 316.159 | bal_1P_2AC | 8109806 | no | no |  |  | no |  |  | 0 | 0 | 0 | 0
oh_line_8109806_200843145 |  | AD | node_8109806_200843143 | node_8109806_200843145 | 358.81 | bal_1P_2AC | 8109806 | no | no |  |  | no |  |  | 0 | 0 | 0 | 0
oh_line_8109806_200843146 |  | AD | node_8109806_200843145 | node_8109806_200843146 | 392.686 | bal_1P_2AC | 8109806 | no | no |  |  | no |  |  | 0 | 0 | 0 | 0
oh_line_8109806_200843147 |  | AD | node_8109806_200843146 | node_8109806_200843147 | 200.574 | bal_1P_2AC | 8109806 | no | no |  |  | no |  |  | 0 | 0 | 0 | 0
oh_line_8109806_200843148 |  | AD | node_8109806_200843147 | node_8109806_200843148 | 154.769 | bal_1P_2AC | 8109806 | no | no |  |  | no |  |  | 0 | 0 | 0 | 0
oh_line_8109806_200843149 |  | AD | node_8109806_200843148 | node_8109806_200843149 | 397.107 | bal_1P_2AC | 8109806 | no | no |  |  | no |  |  | 0 | 0 | 0 | 0
oh_line_8109806_200843150 |  | AD | node_8109806_200843149 | node_8109806_200843150 | 373.919 | bal_1P_2AC | 8109806 | no | no |  |  | no |  |  | 0 | 0 | 0 | 0
oh_line_8109806_200843151 |  | AD | node_8109806_200843150 | node_8109806_200843151 | 263.05 | bal_1P_2AC | 8109806 | no | no |  |  | no |  |  | 0 | 0 | 0 | 0
oh_line_8109806_200843152 |  | AD | node_8109806_200843151 | node_8109806_200843152 | 402.49 | bal_1P_2AC | 8109806 | no | no |  |  | no |  |  | 0 | 0 | 0 | 0
oh_line_8109806_200843153 |  | AD | node_8109806_200843152 | node_8109806_200843153 | 363.122 | bal_1P_2AC | 8109806 | no | no |  |  | no |  |  | 0 | 0 | 0 | 0
oh_line_8109806_200843155 |  | AD | node_8109806_200843153 | node_8109806_200843155 | 314.545 | bal_1P_2AC | 8109806 | no | no |  |  | no |  |  | 0 | 0 | 0 | 0
oh_line_8109806_200843156 |  | AD | node_8109806_200843155 | node_8109806_200843156 | 285.075 | bal_1P_2AC | 8109806 | no | no |  |  | no |  |  | 0 | 0 | 0 | 0
oh_line_8109806_200843157 |  | AD | node_8109806_200843156 | node_8109806_200843157 | 97.061 | bal_1P_2AC | 8109806 | no | no |  |  | no |  |  | 0 | 0 | 0 | 0
oh_line_8109806_200843159 |  | AD | node_8109806_200843157 | node_8109806_200843159 | 376.16 | bal_1P_2AC | 8109806 | no | no |  |  | no |  |  | 0 | 0 | 0 | 0
oh_line_8109806_200843160 |  | AD | node_8109806_201031596 | node_8109806_200843160 | 348.755 | bal_1P_2AC | 8109806 | no | no |  |  | no |  |  | 0 | 0 | 0 | 0
oh_line_8109806_200843161 |  | AD | node_8109806_200843160 | node_8109806_200843161 | 347.274 | bal_1P_2AC | 8109806 | no | no |  |  | no |  |  | 0 | 0 | 0 | 0
oh_line_8109806_200843162 |  | AD | node_8109806_200843161 | node_8109806_200843162 | 307.938 | bal_1P_2AC | 8109806 | no | no |  |  | no |  |  | 0 | 0 | 0 | 0
oh_line_8109806_200843167 |  | AN | node_8109806_200843172 | node_8109806_200843167 | 110.247 | bal_1P_DELTACUST | 8109806 | no | no |  |  | no |  |  | 0 | 0 | 0 | 0
oh_line_8109806_200843168 |  | AD | node_8109806_200843132 | node_8109806_200843168 | 526.922 | bal_1P_2AC | 8109806 | no | no |  |  | no |  |  | 0 | 0 | 0 | 0
oh_line_8109806_200843169 |  | AD | node_8109806_200843168 | node_8109806_200843169 | 342.624 | bal_1P_1/0AA | 8109806 | no | no |  |  | no |  |  | 0 | 0 | 0 | 0
oh_line_8109806_200843170 |  | AD | node_8109806_201004457 | node_8109806_200843170 | 221.597 | bal_1P_2AC | 8109806 | no | no |  |  | no |  |  | 0 | 0 | 0 | 0
oh_line_8109806_200843172 |  | AD | node_8109806_200843170 | node_8109806_200843172 | 40.355 | bal_1P_1/0AA | 8109806 | no | no |  |  | no |  |  | 0 | 0 | 0 | 0
oh_line_8109806_200843173 |  | AD | node_8109806_200843170 | node_8109806_200843173 | 271.125 | bal_1P_2AC | 8109806 | no | no |  |  | no |  |  | 0 | 0 | 0 | 0
oh_line_8109806_200843174 |  | AD | node_8109806_200843173 | node_8109806_200843174 | 286.746 | bal_1P_2AC | 8109806 | no | no |  |  | no |  |  | 0 | 0 | 0 | 0
oh_line_8109806_200843175-1 |  | AD | node_1357618_263_15315935_764 | node_8109806_200843175 | 16.351 | bal_1P_2AC | 8109806 | no | no |  |  | no |  |  | 0 | 0 | 0 | 0
oh_line_8109806_200843175-2 |  | AD | node_8109806_200843174 | node_1357618_263_15315935_764 | 390.453 | bal_1P_2AC | 8109806 | no | no |  |  | no |  |  | 0 | 0 | 0 | 0
oh_line_8109806_200843176 |  | AD | node_8109806_200843175 | node_8109806_200843176 | 237.086 | bal_1P_2AC | 8109806 | no | no |  |  | no |  |  | 0 | 0 | 0 | 0
oh_line_8109806_200843177 |  | AD | node_8109806_200843176 | node_8109806_200843177 | 238.343 | bal_1P_2AC | 8109806 | no | no |  |  | no |  |  | 0 | 0 | 0 | 0
oh_line_8109806_200843178 |  | AD | node_8109806_200843177 | node_8109806_200843178 | 258.764 | bal_1P_2AC | 8109806 | no | no |  |  | no |  |  | 0 | 0 | 0 | 0
oh_line_8109806_200843179 |  | AD | node_8109806_200843178 | node_8109806_200843179 | 283.893 | bal_1P_2AC | 8109806 | no | no |  |  | no |  |  | 0 | 0 | 0 | 0
oh_line_8109806_200843181 |  | AD | node_8109806_200843179 | node_8109806_200843181 | 98.527 | bal_1P_2AC | 8109806 | no | no |  |  | no |  |  | 0 | 0 | 0 | 0
oh_line_8109806_200843182 |  | AD | node_8109806_200843181 | node_8109806_200843182 | 219.392 | bal_1P_2AC | 8109806 | no | no |  |  | no |  |  | 0 | 0 | 0 | 0
oh_line_8109806_200843183 |  | AD | node_8109806_200843182 | node_8109806_200843183 | 90.44 | bal_1P_2AC | 8109806 | no | no |  |  | no |  |  | 0 | 0 | 0 | 0
oh_line_8109806_200843184 |  | AD | node_8109806_200843183 | node_8109806_200843184 | 296.162 | bal_1P_2AC | 8109806 | no | no |  |  | no |  |  | 0 | 0 | 0 | 0
oh_line_8109806_200843187 |  | AD | node_8109806_200961714 | node_8109806_200843187 | 37.75 | bal_1P_2AC | 8109806 | no | no |  |  | no |  |  | 0 | 0 | 0 | 0
oh_line_8109806_200843188 |  | AD | node_8109806_200843187 | node_intto1_8109806_200843188 | 483.141 | bal_1P_2AC | 8109806 | no | no |  |  | no |  |  | 0 | 0 | 0 | 0
oh_line_8109806_200843189 |  | AD | node_8109806_200843188 | node_8109806_200843189 | 584.367 | bal_1P_2AC | 8109806 | no | no |  |  | no |  |  | 0 | 0 | 0 | 0
oh_line_8109806_200843190 |  | AD | node_8109806_200843182 | node_8109806_200843190 | 572.993 | bal_1P_1/0AA | 8109806 | no | no |  |  | no |  |  | 0 | 0 | 0 | 0
oh_line_8109806_200843193 |  | AD | node_8109806_200961714 | node_8109806_200843193 | 409.626 | bal_1P_2AC | 8109806 | no | no |  |  | no |  |  | 0 | 0 | 0 | 0
oh_line_8109806_200843194 |  | AD | node_8109806_200843193 | node_intto1_8109806_200843194 | 298.079 | bal_1P_2AC | 8109806 | no | no |  |  | no |  |  | 0 | 0 | 0 | 0
oh_line_8109806_200843195 |  | AD | node_8109806_200843194 | node_8109806_200843195 | 302.929 | bal_1P_2AC | 8109806 | no | no |  |  | no |  |  | 0 | 0 | 0 | 0
oh_line_8109806_200843196 |  | AD | node_8109806_200843195 | node_8109806_200843196 | 50.908 | bal_1P_2AC | 8109806 | no | no |  |  | no |  |  | 0 | 0 | 0 | 0
oh_line_8109806_200843197 |  | AD | node_8109806_200843196 | node_intto1_8109806_200843197 | 169.507 | bal_1P_2AC | 8109806 | no | no |  |  | no |  |  | 0 | 0 | 0 | 0
oh_line_8109806_200843198 |  | AD | node_8109806_200843197 | node_8109806_200843198 | 314.868 | bal_1P_2AC | 8109806 | no | no |  |  | no |  |  | 0 | 0 | 0 | 0
oh_line_8109806_200843200 |  | AD | node_8109806_200961715 | node_8109806_200843200 | 287.658 | bal_1P_2AC | 8109806 | no | no |  |  | no |  |  | 0 | 0 | 0 | 0
oh_line_8109806_200843201 |  | AD | node_8109806_200843196 | node_8109806_200843201 | 143.441 | bal_1P_2AC | 8109806 | no | no |  |  | no |  |  | 0 | 0 | 0 | 0
oh_line_8109806_200843202 |  | AD | node_8109806_200843201 | node_8109806_200843202 | 168.281 | bal_1P_2AC | 8109806 | no | no |  |  | no |  |  | 0 | 0 | 0 | 0
oh_line_8109806_200843205 |  | AD | node_8109806_200843202 | node_8109806_200843205 | 273.699 | bal_1P_2AC | 8109806 | no | no |  |  | no |  |  | 0 | 0 | 0 | 0
oh_line_8109806_200843206 |  | AD | node_8109806_200843205 | node_8109806_200843206 | 274.591 | bal_1P_2AC | 8109806 | no | no |  |  | no |  |  | 0 | 0 | 0 | 0
oh_line_8109806_200843208 |  | AD | node_8109806_200843206 | node_8109806_200843208 | 201.038 | bal_1P_2AC | 8109806 | no | no |  |  | no |  |  | 0 | 0 | 0 | 0
oh_line_8109806_200843209 |  | AD | node_8109806_200843208 | node_8109806_200843209 | 192.559 | bal_1P_2AC | 8109806 | no | no |  |  | no |  |  | 0 | 0 | 0 | 0
oh_line_8109806_200843210 |  | AD | node_8109806_200843209 | node_8109806_200843210 | 252.9 | bal_1P_2AC | 8109806 | no | no |  |  | no |  |  | 0 | 0 | 0 | 0
oh_line_8109806_200843212 |  | AD | node_8109806_200843210 | node_8109806_200843212 | 339.353 | bal_1P_2AC | 8109806 | no | no |  |  | no |  |  | 0 | 0 | 0 | 0
oh_line_8109806_200843213 |  | AD | node_8109806_200843212 | node_8109806_200843213 | 153.339 | bal_1P_2AC | 8109806 | no | no |  |  | no |  |  | 0 | 0 | 0 | 0
oh_line_8109806_200843214 |  | AD | node_8109806_200843213 | node_8109806_200843214 | 242.37 | bal_1P_2AC | 8109806 | no | no |  |  | no |  |  | 0 | 0 | 0 | 0
oh_line_8109806_200843215 |  | AD | node_8109806_200843214 | node_8109806_200843215 | 236.285 | bal_1P_2AC | 8109806 | no | no |  |  | no |  |  | 0 | 0 | 0 | 0
oh_line_8109806_200843216 |  | AD | node_8109806_200843215 | node_8109806_200843216 | 242.69 | bal_1P_1/0AC | 8109806 | no | no |  |  | no |  |  | 0 | 0 | 0 | 0
oh_line_8109806_200843218 |  | AD | node_8109806_200843216 | node_8109806_200843218 | 236.897 | bal_1P_1/0AC | 8109806 | no | no |  |  | no |  |  | 0 | 0 | 0 | 0
oh_line_8109806_200843219 |  | AD | node_8109806_200843218 | node_8109806_200843219 | 181.581 | bal_1P_1/0AC | 8109806 | no | no |  |  | no |  |  | 0 | 0 | 0 | 0
oh_line_8109806_200843220 |  | AD | node_8109806_200843219 | node_8109806_200843220 | 272.724 | bal_1P_1/0AA | 8109806 | no | no |  |  | no |  |  | 0 | 0 | 0 | 0
oh_line_8109806_200843222 |  | AD | node_8109806_200843220 | node_8109806_200843222 | 353.511 | bal_1P_1/0AA | 8109806 | no | no |  |  | no |  |  | 0 | 0 | 0 | 0
oh_line_8109806_200843223 |  | AD | node_8109806_200843222 | node_8109806_200843223 | 202.742 | bal_1P_1/0AA | 8109806 | no | no |  |  | no |  |  | 0 | 0 | 0 | 0
oh_line_8109806_200843485 |  | ABCN | node_8109806_200853812 | node_8109806_200843485 | 109.787 | bal_3P_477AL_4/0AC(N) | 8109806 | no | no |  |  | no |  |  | 0 | 0 | 0 | 0
oh_line_8109806_200843486 |  | ABCN | node_8109806_200843485 | node_8109806_200843486 | 194.014 | bal_3P_477AL_4/0AC(N) | 8109806 | no | no |  |  | no |  |  | 0 | 0 | 0 | 0
oh_line_8109806_200843487 |  | ABCN | node_8109806_200843486 | node_8109806_200843487 | 242.737 | bal_3P_477AL_4/0AC(N) | 8109806 | no | no |  |  | no |  |  | 0 | 0 | 0 | 0
oh_line_8109806_200843488 |  | ABCN | node_8109806_200843487 | node_8109806_200843488 | 203.282 | bal_3P_477AL_4/0AC(N) | 8109806 | no | no |  |  | no |  |  | 0 | 0 | 0 | 0
oh_line_8109806_200843489 |  | ABCN | node_8109806_200843488 | node_8109806_200843489 | 194.422 | bal_3P_477AL_4/0AC(N) | 8109806 | no | no |  |  | no |  |  | 0 | 0 | 0 | 0
oh_line_8109806_200843490-1 |  | ABCN | node_1348926_401_15312484_903 | node_8109806_200843490 | 207.773 | bal_3P_477AL_4/0AC(N) | 8109806 | no | no |  |  | no |  |  | 0 | 0 | 0 | 0
oh_line_8109806_200843490-2 |  | ABCN | node_220604528 | node_1348926_401_15312484_903 | 37.511 | bal_3P_477AL_4/0AC(N) | 8109806 | no | no |  |  | no |  |  | 0 | 0 | 0 | 0
oh_line_8109806_200843490-3 |  | ABCN | node_8109806_200843489 | node_intto1_220604528 | 9.903 | bal_3P_477AL_4/0AC(N) | 8109806 | no | no |  |  | no |  |  | 0 | 0 | 0 | 0
oh_line_8109806_200843491 |  | ABCN | node_8109806_200843490 | node_8109806_200843491 | 239.207 | bal_3P_477AL_4/0AC(N) | 8109806 | no | no |  |  | no |  |  | 0 | 0 | 0 | 0
oh_line_8109806_200843492 |  | ABCN | node_8109806_200843491 | node_8109806_200843492 | 236.836 | bal_3P_477AL_4/0AC(N) | 8109806 | no | no |  |  | no |  |  | 0 | 0 | 0 | 0
oh_line_8109806_200843493 |  | ABCN | node_8109806_200843492 | node_8109806_200843493 | 200.38 | bal_3P_477AL_4/0AC(N) | 8109806 | no | no |  |  | no |  |  | 0 | 0 | 0 | 0
oh_line_8109806_200843494 |  | ABCD | node_8109806_200979736 | node_8109806_200843494 | 96.581 | bal_3P_477AL | 8109806 | no | no |  |  | no |  |  | 0 | 0 | 0 | 0
oh_line_8109806_200843495 |  | ABCD | node_8109806_200843494 | node_intto1_8109806_200843495 | 205.525 | bal_3P_477AL | 8109806 | no | no |  |  | no |  |  | 0 | 0 | 0 | 0
oh_line_8109806_200848872 |  | AD | node_8109806_200848908 | node_8109806_200848872 | 276.2 | bal_1P_1/0AA | 8109806 | no | no |  |  | no |  |  | 0 | 0 | 0 | 0
oh_line_8109806_200848873 |  | AD | node_8109806_200848913 | node_8109806_200848873 | 276.758 | bal_1P_1/0AA | 8109806 | no | no |  |  | no |  |  | 0 | 0 | 0 | 0
oh_line_8109806_200848874 |  | ABN | node_8109806_200853663 | node_8109806_200848874 | 198.461 | bal_2P_1/0AA_1/0AA(N) | 8109806 | no | no |  |  | no |  |  | 0 | 0 | 0 | 0
oh_line_8109806_200848875 |  | ABN | node_8109806_200848874 | node_8109806_200848875 | 180.122 | bal_2P_1/0AA_1/0AA(N) | 8109806 | no | no |  |  | no |  |  | 0 | 0 | 0 | 0
oh_line_8109806_200848877 |  | ABN | node_8109806_200848875 | node_8109806_200848877 | 201.842 | bal_2P_1/0AA_1/0AA(N) | 8109806 | no | no |  |  | no |  |  | 0 | 0 | 0 | 0
oh_line_8109806_200848878 |  | ABN | node_8109806_200848877 | node_8109806_200848878 | 79.52 | bal_2P_1/0AA_1/0AA(N) | 8109806 | no | no |  |  | no |  |  | 0 | 0 | 0 | 0
oh_line_8109806_200848879 |  | ABN | node_8109806_200848877 | node_8109806_200848879 | 171.947 | bal_2P_1/0AA_1/0AA(N) | 8109806 | no | no |  |  | no |  |  | 0 | 0 | 0 | 0
oh_line_8109806_200848880-1 |  | AN | node_220464831 | node_8109806_200848880 | 6.995 | bal_1P_1/0AA_1/0AA(N) | 8109806 | no | no |  |  | no |  |  | 0 | 0 | 0 | 0
oh_line_8109806_200848880-2 |  | AN | node_220388153 | node_intto1_220464831 | 15.536 | bal_1P_1/0AA_1/0AA(N) | 8109806 | no | no |  |  | no |  |  | 0 | 0 | 0 | 0
oh_line_8109806_200848880-3 |  | AN | node_8109806_200848879 | node_intto1_220388153 | 109.412 | bal_1P_1/0AA_1/0AA(N) | 8109806 | no | no |  |  | no |  |  | 0 | 0 | 0 | 0
oh_line_8109806_200848881 |  | AD | node_8109806_200848880 | node_8109806_200848881 | 102.767 | bal_1P_1/0AA | 8109806 | no | no |  |  | no |  |  | 0 | 0 | 0 | 0
oh_line_8109806_200848883 |  | AD | node_8109806_200974753 | node_8109806_200848883 | 300.142 | bal_1P_2AC | 8109806 | no | no |  |  | no |  |  | 0 | 0 | 0 | 0
oh_line_8109806_200848884 |  | AD | node_8109806_200848883 | node_intto1_8109806_200848884 | 667.783 | bal_1P_2AC | 8109806 | no | no |  |  | no |  |  | 0 | 0 | 0 | 0
oh_line_8109806_200848885 |  | AD | node_8109806_200848884 | node_8109806_200848885 | 380.228 | bal_1P_2AC | 8109806 | no | no |  |  | no |  |  | 0 | 0 | 0 | 0
oh_line_8109806_200848886 |  | AD | node_8109806_200848885 | node_8109806_200848886 | 570.119 | bal_1P_2AC | 8109806 | no | no |  |  | no |  |  | 0 | 0 | 0 | 0
oh_line_8109806_200848887 |  | AD | node_8109806_200848886 | node_8109806_200848887 | 305.291 | bal_1P_2AC | 8109806 | no | no |  |  | no |  |  | 0 | 0 | 0 | 0
oh_line_8109806_200848888 |  | AD | node_8109806_200848887 | node_8109806_200848888 | 147.976 | bal_1P_2AC | 8109806 | no | no |  |  | no |  |  | 0 | 0 | 0 | 0
oh_line_8109806_200848889 |  | AD | node_8109806_200848888 | node_8109806_200848889 | 398.743 | bal_1P_2AC | 8109806 | no | no |  |  | no |  |  | 0 | 0 | 0 | 0
oh_line_8109806_200848890 |  | AD | node_8109806_200848889 | node_8109806_200848890 | 406.765 | bal_1P_2AC | 8109806 | no | no |  |  | no |  |  | 0 | 0 | 0 | 0
oh_line_8109806_200848891 |  | AD | node_8109806_200848890 | node_8109806_200848891 | 356.92 | bal_1P_2AC | 8109806 | no | no |  |  | no |  |  | 0 | 0 | 0 | 0
oh_line_8109806_200848892 |  | AD | node_8109806_200848891 | node_8109806_200848892 | 446.813 | bal_1P_8DCW | 8109806 | no | no |  |  | no |  |  | 0 | 0 | 0 | 0
oh_line_8109806_200848893 |  | AD | node_8109806_200848892 | node_8109806_200848893 | 332.052 | bal_1P_8DCW | 8109806 | no | no |  |  | no |  |  | 0 | 0 | 0 | 0
oh_line_8109806_200848894 |  | AD | node_8109806_200848891 | node_8109806_200848894 | 436.254 | bal_1P_2AC | 8109806 | no | no |  |  | no |  |  | 0 | 0 | 0 | 0
oh_line_8109806_200848895 |  | AD | node_8109806_200848881 | node_8109806_200848895 | 220.394 | bal_1P_1/0AA | 8109806 | no | no |  |  | no |  |  | 0 | 0 | 0 | 0
oh_line_8109806_200848896 |  | AD | node_8109806_200848895 | node_intto1_8109806_200848896 | 127.859 | bal_1P_1/0AC | 8109806 | no | no |  |  | no |  |  | 0 | 0 | 0 | 0
oh_line_8109806_200848897 |  | AD | node_8109806_200848896 | node_8109806_200848897 | 146.496 | bal_1P_1/0AC | 8109806 | no | no |  |  | no |  |  | 0 | 0 | 0 | 0
oh_line_8109806_200848900 |  | AD | node_8109806_200966773 | node_8109806_200848900 | 336.391 | bal_1P_2AC | 8109806 | no | no |  |  | no |  |  | 0 | 0 | 0 | 0
oh_line_8109806_200848901 |  | AD | node_8109806_200848897 | node_8109806_200848901 | 143.874 | bal_1P_1/0AC | 8109806 | no | no |  |  | no |  |  | 0 | 0 | 0 | 0
oh_line_8109806_200848902 |  | AD | node_8109806_200848901 | node_8109806_200848902 | 106.343 | bal_1P_1/0AC | 8109806 | no | no |  |  | no |  |  | 0 | 0 | 0 | 0
oh_line_8109806_200848903 |  | AD | node_8109806_200848902 | node_8109806_200848903 | 98.215 | bal_1P_1/0AC | 8109806 | no | no |  |  | no |  |  | 0 | 0 | 0 | 0
oh_line_8109806_200848905 |  | AD | node_8109806_200848903 | node_8109806_200848905 | 162.024 | bal_1P_1/0AC | 8109806 | no | no |  |  | no |  |  | 0 | 0 | 0 | 0
oh_line_8109806_200848906 |  | AD | node_8109806_200848905 | node_8109806_200848906 | 195.79 | bal_1P_1/0AC | 8109806 | no | no |  |  | no |  |  | 0 | 0 | 0 | 0
oh_line_8109806_200848907 |  | AD | node_8109806_200848906 | node_8109806_200848907 | 142.566 | bal_1P_1/0AC | 8109806 | no | no |  |  | no |  |  | 0 | 0 | 0 | 0
oh_line_8109806_200848908 |  | AD | node_8109806_200848907 | node_8109806_200848908 | 71.334 | bal_1P_1/0AA | 8109806 | no | no |  |  | no |  |  | 0 | 0 | 0 | 0
oh_line_8109806_200848909 |  | AD | node_8109806_200848907 | node_8109806_200848909 | 200.948 | bal_1P_1/0AC | 8109806 | no | no |  |  | no |  |  | 0 | 0 | 0 | 0
oh_line_8109806_200848910 |  | AD | node_8109806_200848909 | node_8109806_200848910 | 218.618 | bal_1P_2AC | 8109806 | no | no |  |  | no |  |  | 0 | 0 | 0 | 0
oh_line_8109806_200848911-1 |  | AD | node_8109806_200848910 | node_1342267_485_15301873_416 | 211.322 | bal_1P_2AC | 8109806 | no | no |  |  | no |  |  | 0 | 0 | 0 | 0
oh_line_8109806_200848911-2 |  | AD | node_1342267_485_15301873_416 | node_8109806_200848911 | 13.166 | bal_1P_2AC | 8109806 | no | no |  |  | no |  |  | 0 | 0 | 0 | 0
oh_line_8109806_200848912 |  | AD | node_8109806_200848911 | node_8109806_200848912 | 230.768 | bal_1P_2AC | 8109806 | no | no |  |  | no |  |  | 0 | 0 | 0 | 0
oh_line_8109806_200848913 |  | AD | node_8109806_200848912 | node_8109806_200848913 | 95.313 | bal_1P_1/0AA | 8109806 | no | no |  |  | no |  |  | 0 | 0 | 0 | 0
oh_line_8109806_200848914 |  | AD | node_8109806_200848912 | node_8109806_200848914 | 206.075 | bal_1P_2AC | 8109806 | no | no |  |  | no |  |  | 0 | 0 | 0 | 0
oh_line_8109806_200848915 |  | AD | node_8109806_200848914 | node_8109806_200848915 | 235.785 | bal_1P_2AC | 8109806 | no | no |  |  | no |  |  | 0 | 0 | 0 | 0
oh_line_8109806_200848916 |  | AD | node_8109806_200848915 | node_8109806_200848916 | 308.521 | bal_1P_2AC | 8109806 | no | no |  |  | no |  |  | 0 | 0 | 0 | 0
oh_line_8109806_200848917 |  | AD | node_8109806_200848916 | node_8109806_200848917 | 25.444 | bal_1P_1/0AA | 8109806 | no | no |  |  | no |  |  | 0 | 0 | 0 | 0
oh_line_8109806_200848918 |  | AD | node_8109806_200848917 | node_8109806_200848918 | 281.104 | bal_1P_1/0AA | 8109806 | no | no |  |  | no |  |  | 0 | 0 | 0 | 0
oh_line_8109806_200848919 |  | AD | node_8109806_200848916 | node_8109806_200848919 | 229.91 | bal_1P_2AC | 8109806 | no | no |  |  | no |  |  | 0 | 0 | 0 | 0
oh_line_8109806_200849137 |  | ABCN | node_8109806_200853641 | node_8109806_200849137 | 25.207 | bal_3P_477AL_4/0AA(N) | 8109806 | no | no |  |  | no |  |  | 0 | 0 | 0 | 0
oh_line_8109806_200849138 |  | ABCN | node_8109806_200849137 | node_8109806_200849138 | 174.034 | bal_3P_477AL_4/0AA(N) | 8109806 | no | no |  |  | no |  |  | 0 | 0 | 0 | 0
oh_line_8109806_200849139 |  | ABCN | node_8109806_200849138 | node_8109806_200849139 | 117.856 | bal_3P_477AL_4/0AA(N) | 8109806 | no | no |  |  | no |  |  | 0 | 0 | 0 | 0
oh_line_8109806_200849140 |  | ABCN | node_8109806_200849139 | node_8109806_200849140 | 102.882 | bal_3P_477AL_4/0AA(N) | 8109806 | no | no |  |  | no |  |  | 0 | 0 | 0 | 0
oh_line_8109806_200849208 |  | ABCD | node_8109806_200849222 | node_intto1_8109806_200849208 | 145.589 | bal_3P_2/0CU | 8109806 | no | no |  |  | no |  |  | 0 | 0 | 0 | 0
oh_line_8109806_200849209 |  | ABCD | node_8109806_200849240 | node_8109806_200849209 | 154.647 | bal_3P_1/0AC | 8109806 | no | no |  |  | no |  |  | 0 | 0 | 0 | 0
oh_line_8109806_200849210 |  | ABCD | node_8109806_200849209 | node_8109806_200849210 | 82.386 | bal_3P_1/0AC | 8109806 | no | no |  |  | no |  |  | 0 | 0 | 0 | 0
oh_line_8109806_200849211 |  | ABCD | node_8109806_200849210 | node_8109806_200849211 | 25.499 | bal_3P_1/0AC | 8109806 | no | no |  |  | no |  |  | 0 | 0 | 0 | 0
oh_line_8109806_200849212 |  | AD | node_8109806_200849211 | node_8109806_200849212 | 261.822 | bal_1P_1/0AC | 8109806 | no | no |  |  | no |  |  | 0 | 0 | 0 | 0
oh_line_8109806_200849214 |  | ABCD | node_8109806_200849210 | node_8109806_200849214 | 111.891 | bal_3P_1/0AC | 8109806 | no | no |  |  | no |  |  | 0 | 0 | 0 | 0
oh_line_8109806_200849215 |  | ABCD | node_8109806_200849214 | node_8109806_200849215 | 138.576 | bal_3P_1/0AC | 8109806 | no | no |  |  | no |  |  | 0 | 0 | 0 | 0
oh_line_8109806_200849216 |  | ABCD | node_8109806_200849215 | node_8109806_200849216 | 88.313 | bal_3P_1/0AC | 8109806 | no | no |  |  | no |  |  | 0 | 0 | 0 | 0
oh_line_8109806_200849217 |  | ABCD | node_8109806_200849216 | node_8109806_200849217 | 176.605 | bal_3P_1/0AC | 8109806 | no | no |  |  | no |  |  | 0 | 0 | 0 | 0
oh_line_8109806_200849218 |  | ABCD | node_8109806_200849217 | node_8109806_200849218 | 107.951 | bal_3P_1/0AC | 8109806 | no | no |  |  | no |  |  | 0 | 0 | 0 | 0
oh_line_8109806_200849222 |  | ABCD | node_8109806_200849231 | node_8109806_200849222 | 94.226 | bal_3P_2/0CU | 8109806 | no | no |  |  | no |  |  | 0 | 0 | 0 | 0
oh_line_8109806_200849231 |  | ABCD | node_8109806_200849232 | node_8109806_200849231 | 119.644 | bal_3P_2/0CU | 8109806 | no | no |  |  | no |  |  | 0 | 0 | 0 | 0
oh_line_8109806_200849232 |  | ABCD | node_8109806_200849233 | node_8109806_200849232 | 162.818 | bal_3P_2/0CU | 8109806 | no | no |  |  | no |  |  | 0 | 0 | 0 | 0
oh_line_8109806_200849233 |  | ABCD | node_8109806_200849234 | node_8109806_200849233 | 118.618 | bal_3P_2/0CU | 8109806 | no | no |  |  | no |  |  | 0 | 0 | 0 | 0
oh_line_8109806_200849234 |  | ABCD | node_8109806_201010185 | node_intto1_8109806_200849234 | 63.275 | bal_3P_4/0AA | 8109806 | no | no |  |  | no |  |  | 0 | 0 | 0 | 0
oh_line_8109806_200849235 |  | ABCD | node_8109806_200849234 | node_8109806_200849235 | 54.078 | bal_3P_4CU | 8109806 | no | no |  |  | no |  |  | 0 | 0 | 0 | 0
oh_line_8109806_200849236 |  | AD | node_8109806_200849235 | node_8109806_200849236 | 74.413 | bal_1P_4CU | 8109806 | no | no |  |  | no |  |  | 0 | 0 | 0 | 0
oh_line_8109806_200849237 |  | AD | node_8109806_200849236 | node_8109806_200849237 | 125.422 | bal_1P_4CU | 8109806 | no | no |  |  | no |  |  | 0 | 0 | 0 | 0
oh_line_8109806_200849238 |  | ABCN | node_8109806_200849234 | node_8109806_200849238 | 126.363 | bal_3P_4/0AA_4/0AA(N) | 8109806 | no | no |  |  | no |  |  | 0 | 0 | 0 | 0
oh_line_8109806_200849240 |  | ABCD | node_8109806_200970226 | node_intto1_8109806_200849240 | 83.49 | bal_3P_4/0AL | 8109806 | no | no |  |  | no |  |  | 0 | 0 | 0 | 0
oh_line_8109806_200849261 |  | AN | node_8109806_200969957 | node_8109806_200849261 | 120.688 | bal_1P_1/0AC_1/0AC(N) | 8109806 | no | no |  |  | no |  |  | 0 | 0 | 0 | 0
oh_line_8109806_200849262 |  | AN | node_8109806_200849261 | node_8109806_200849262 | 113.561 | bal_1P_1/0AC_1/0AC(N) | 8109806 | no | no |  |  | no |  |  | 0 | 0 | 0 | 0
oh_line_8109806_200849263 |  | AN | node_8109806_200849262 | node_8109806_200849263 | 126.689 | bal_1P_1/0AC_1/0AC(N) | 8109806 | no | no |  |  | no |  |  | 0 | 0 | 0 | 0
oh_line_8109806_200849572 |  | AD | node_8109806_200849580 | node_8109806_200849572 | 221.495 | bal_1P_1/0AA | 8109806 | no | no |  |  | no |  |  | 0 | 0 | 0 | 0
oh_line_8109806_200849573 |  | AD | node_8109806_200841589 | node_8109806_200849573 | 335.968 | bal_1P_2AC | 8109806 | no | no |  |  | no |  |  | 0 | 0 | 0 | 0
oh_line_8109806_200849574 |  | AD | node_8109806_200849573 | node_8109806_200849574 | 188.345 | bal_1P_1/0AA | 8109806 | no | no |  |  | no |  |  | 0 | 0 | 0 | 0
oh_line_8109806_200849575 |  | AD | node_8109806_200849574 | node_8109806_200849575 | 206.695 | bal_1P_1/0AA | 8109806 | no | no |  |  | no |  |  | 0 | 0 | 0 | 0
oh_line_8109806_200849576 |  | AD | node_8109806_200849573 | node_8109806_200849576 | 281.814 | bal_1P_2AC | 8109806 | no | no |  |  | no |  |  | 0 | 0 | 0 | 0
oh_line_8109806_200849577 |  | AD | node_8109806_200849576 | node_8109806_200849577 | 266.575 | bal_1P_2AC | 8109806 | no | no |  |  | no |  |  | 0 | 0 | 0 | 0
oh_line_8109806_200849578 |  | AD | node_8109806_200849577 | node_8109806_200849578 | 177.614 | bal_1P_2AC | 8109806 | no | no |  |  | no |  |  | 0 | 0 | 0 | 0
oh_line_8109806_200849579 |  | AD | node_8109806_200849578 | node_8109806_200849579 | 269.502 | bal_1P_1/0AA | 8109806 | no | no |  |  | no |  |  | 0 | 0 | 0 | 0
oh_line_8109806_200849580 |  | AD | node_8109806_200849579 | node_8109806_200849580 | 235.359 | bal_1P_1/0AA | 8109806 | no | no |  |  | no |  |  | 0 | 0 | 0 | 0
oh_line_8109806_200849607 |  | AN | node_8109806_200853724 | node_intto1_8109806_200849607 | 194.53 | bal_1P_1/0AC_4/0AL(N) | 8109806 | no | no |  |  | no |  |  | 0 | 0 | 0 | 0
oh_line_8109806_200849608 |  | AN | node_8109806_200849619 | node_8109806_200849608 | 166.757 | bal_1P_1/0AC_4/0AL(N) | 8109806 | no | no |  |  | no |  |  | 0 | 0 | 0 | 0
oh_line_8109806_200849609 |  | AN | node_8109806_200849608 | node_8109806_200849609 | 144.154 | bal_1P_1/0AC_4/0AL(N) | 8109806 | no | no |  |  | no |  |  | 0 | 0 | 0 | 0
oh_line_8109806_200849611 |  | AN | node_8109806_200849607 | node_8109806_200849611 | 161.349 | bal_1P_1/0AC_2/0CU(N) | 8109806 | no | no |  |  | no |  |  | 0 | 0 | 0 | 0
oh_line_8109806_200849612 |  | AN | node_8109806_200849611 | node_8109806_200849612 | 138.328 | bal_1P_1/0AC_2/0CU(N) | 8109806 | no | no |  |  | no |  |  | 0 | 0 | 0 | 0
oh_line_8109806_200849613 |  | AN | node_8109806_200849612 | node_8109806_200849613 | 141.112 | bal_1P_1/0AC_2/0CU(N) | 8109806 | no | no |  |  | no |  |  | 0 | 0 | 0 | 0
oh_line_8109806_200849614 |  | AN | node_8109806_200849613 | node_8109806_200849614 | 123.576 | bal_1P_1/0AC_2/0CU(N) | 8109806 | no | no |  |  | no |  |  | 0 | 0 | 0 | 0
oh_line_8109806_200849615 |  | AN | node_8109806_200849614 | node_8109806_200849615 | 136.871 | bal_1P_1/0AC_2/0CU(N) | 8109806 | no | no |  |  | no |  |  | 0 | 0 | 0 | 0
oh_line_8109806_200849616 |  | AN | node_8109806_200849615 | node_8109806_200849616 | 185.256 | bal_1P_1/0AC_4/0AL(N) | 8109806 | no | no |  |  | no |  |  | 0 | 0 | 0 | 0
oh_line_8109806_200849618 |  | AN | node_8109806_200849616 | node_8109806_200849618 | 185.053 | bal_1P_1/0AC_4/0AL(N) | 8109806 | no | no |  |  | no |  |  | 0 | 0 | 0 | 0
oh_line_8109806_200849619 |  | AN | node_8109806_200849618 | node_8109806_200849619 | 158.539 | bal_1P_1/0AC_4/0AL(N) | 8109806 | no | no |  |  | no |  |  | 0 | 0 | 0 | 0
oh_line_8109806_200850168 |  | AD | node_8109806_200852516 | node_8109806_200850168 | 154.398 | bal_1P_4/0AL | 8109806 | no | no |  |  | no |  |  | 0 | 0 | 0 | 0
oh_line_8109806_200850169 |  | AD | node_8109806_200850182 | node_8109806_200850169 | 146.39 | bal_1P_4/0AL | 8109806 | no | no |  |  | no |  |  | 0 | 0 | 0 | 0
oh_line_8109806_200850170 |  | AD | node_8109806_200850169 | node_8109806_200850170 | 135.826 | bal_1P_4/0AL | 8109806 | no | no |  |  | no |  |  | 0 | 0 | 0 | 0
oh_line_8109806_200850171 |  | AD | node_8109806_200850170 | node_8109806_200850171 | 159.088 | bal_1P_4/0AL | 8109806 | no | no |  |  | no |  |  | 0 | 0 | 0 | 0
oh_line_8109806_200850172 |  | AD | node_8109806_200850168 | node_8109806_200850172 | 199.903 | bal_1P_4/0AL | 8109806 | no | no |  |  | no |  |  | 0 | 0 | 0 | 0
oh_line_8109806_200850173 |  | AD | node_8109806_200850172 | node_8109806_200850173 | 151.055 | bal_1P_4/0AL | 8109806 | no | no |  |  | no |  |  | 0 | 0 | 0 | 0
oh_line_8109806_200850176 |  | AD | node_8109806_200850173 | node_intto1_8109806_200850176 | 252.995 | bal_1P_4/0AL | 8109806 | no | no |  |  | no |  |  | 0 | 0 | 0 | 0
oh_line_8109806_200850178 |  | AD | node_8109806_200850176 | node_8109806_200850178 | 127.987 | bal_1P_4/0AL | 8109806 | no | no |  |  | no |  |  | 0 | 0 | 0 | 0
oh_line_8109806_200850179 |  | AD | node_8109806_200850178 | node_intto1_8109806_200850179 | 158.232 | bal_1P_4/0AL | 8109806 | no | no |  |  | no |  |  | 0 | 0 | 0 | 0
oh_line_8109806_200850180 |  | AD | node_8109806_200850179 | node_8109806_200850180 | 162.82 | bal_1P_4/0AL | 8109806 | no | no |  |  | no |  |  | 0 | 0 | 0 | 0
oh_line_8109806_200850181 |  | AD | node_8109806_200850180 | node_8109806_200850181 | 179.064 | bal_1P_4/0AL | 8109806 | no | no |  |  | no |  |  | 0 | 0 | 0 | 0
oh_line_8109806_200850182 |  | AD | node_8109806_200850181 | node_8109806_200850182 | 177.097 | bal_1P_4/0AL | 8109806 | no | no |  |  | no |  |  | 0 | 0 | 0 | 0
oh_line_8109806_200850264 |  | AD | node_8109806_200850171 | node_8109806_200850264 | 136.829 | bal_1P_4/0AL | 8109806 | no | no |  |  | no |  |  | 0 | 0 | 0 | 0
oh_line_8109806_200850266 |  | AD | node_8109806_200850264 | node_8109806_200850266 | 148.089 | bal_1P_4/0AL | 8109806 | no | no |  |  | no |  |  | 0 | 0 | 0 | 0
oh_line_8109806_200850267 |  | AD | node_8109806_200850266 | node_8109806_200850267 | 208.683 | bal_1P_1/0AC | 8109806 | no | no |  |  | no |  |  | 0 | 0 | 0 | 0
oh_line_8109806_200850268 |  | AD | node_8109806_200850267 | node_8109806_200850268 | 162.45 | bal_1P_1/0AC | 8109806 | no | no |  |  | no |  |  | 0 | 0 | 0 | 0
oh_line_8109806_200850269 |  | AD | node_8109806_200850268 | node_8109806_200850269 | 146.719 | bal_1P_1/0AC | 8109806 | no | no |  |  | no |  |  | 0 | 0 | 0 | 0
oh_line_8109806_200850302-1 |  | AN | node_220465177 | node_8109806_200850302 | 17.675 | bal_1P_1/0AC_1/0AC(N) | 8109806 | no | no |  |  | no |  |  | 0 | 0 | 0 | 0
oh_line_8109806_200850302-2 |  | AN | node_220388224 | node_intto1_220465177 | 10.479 | bal_1P_1/0AC_1/0AC(N) | 8109806 | no | no |  |  | no |  |  | 0 | 0 | 0 | 0
oh_line_8109806_200850302-3 |  | AN | node_8109806_200853774 | node_intto1_220388224 | 98.138 | bal_1P_1/0AC_1/0AC(N) | 8109806 | no | no |  |  | no |  |  | 0 | 0 | 0 | 0
oh_line_8109806_200850303 |  | AD | node_8109806_200850302 | node_8109806_200850303 | 106.231 | bal_1P_1/0AC | 8109806 | no | no |  |  | no |  |  | 0 | 0 | 0 | 0
oh_line_8109806_200850304 |  | AD | node_8109806_200850303 | node_intto1_8109806_200850304 | 155.106 | bal_1P_1/0AC | 8109806 | no | no |  |  | no |  |  | 0 | 0 | 0 | 0
oh_line_8109806_200850305 |  | AD | node_8109806_200850321 | node_8109806_200850305 | 146.386 | bal_1P_4/0AL | 8109806 | no | no |  |  | no |  |  | 0 | 0 | 0 | 0
oh_line_8109806_200850306 |  | AD | node_8109806_200850305 | node_8109806_200850306 | 139.695 | bal_1P_4/0AL | 8109806 | no | no |  |  | no |  |  | 0 | 0 | 0 | 0
oh_line_8109806_200850307 |  | AD | node_8109806_200850306 | node_8109806_200850307 | 154.602 | bal_1P_4/0AL | 8109806 | no | no |  |  | no |  |  | 0 | 0 | 0 | 0
oh_line_8109806_200850308 |  | AD | node_8109806_200850307 | node_8109806_200850308 | 212.919 | bal_1P_4/0AL | 8109806 | no | no |  |  | no |  |  | 0 | 0 | 0 | 0
oh_line_8109806_200850309 |  | AD | node_8109806_200850308 | node_8109806_200850309 | 163.164 | bal_1P_4/0AL | 8109806 | no | no |  |  | no |  |  | 0 | 0 | 0 | 0
oh_line_8109806_200850310 |  | AD | node_8109806_200850304 | node_8109806_200850310 | 147.904 | bal_1P_1/0AC | 8109806 | no | no |  |  | no |  |  | 0 | 0 | 0 | 0
oh_line_8109806_200850311 |  | AD | node_8109806_200850310 | node_8109806_200850311 | 171.432 | bal_1P_1/0AC | 8109806 | no | no |  |  | no |  |  | 0 | 0 | 0 | 0
oh_line_8109806_200850312 |  | AD | node_8109806_200850311 | node_8109806_200850312 | 129.652 | bal_1P_1/0AC | 8109806 | no | no |  |  | no |  |  | 0 | 0 | 0 | 0
oh_line_8109806_200850313 |  | AD | node_8109806_200850312 | node_8109806_200850313 | 142.065 | bal_1P_1/0AC | 8109806 | no | no |  |  | no |  |  | 0 | 0 | 0 | 0
oh_line_8109806_200850315 |  | AD | node_8109806_200850310 | node_8109806_200850315 | 132.35 | bal_1P_1/0AC | 8109806 | no | no |  |  | no |  |  | 0 | 0 | 0 | 0
oh_line_8109806_200850316 |  | AD | node_8109806_200850315 | node_8109806_200850316 | 132.493 | bal_1P_1/0AC | 8109806 | no | no |  |  | no |  |  | 0 | 0 | 0 | 0
oh_line_8109806_200850317 |  | AD | node_8109806_200850316 | node_8109806_200850317 | 135.331 | bal_1P_1/0AC | 8109806 | no | no |  |  | no |  |  | 0 | 0 | 0 | 0
oh_line_8109806_200850318 |  | AD | node_8109806_200850317 | node_8109806_200850318 | 111.355 | bal_1P_1/0AC | 8109806 | no | no |  |  | no |  |  | 0 | 0 | 0 | 0
oh_line_8109806_200850319 |  | AD | node_8109806_200850318 | node_8109806_200850319 | 126.841 | bal_1P_4/0AL | 8109806 | no | no |  |  | no |  |  | 0 | 0 | 0 | 0
oh_line_8109806_200850320 |  | AD | node_8109806_200850319 | node_8109806_200850320 | 113.045 | bal_1P_4/0AL | 8109806 | no | no |  |  | no |  |  | 0 | 0 | 0 | 0
oh_line_8109806_200850321 |  | AD | node_8109806_200850320 | node_8109806_200850321 | 118.161 | bal_1P_4/0AL | 8109806 | no | no |  |  | no |  |  | 0 | 0 | 0 | 0
oh_line_8109806_200850333 |  | AD | node_8109806_200850176 | node_8109806_200850333 | 180.912 | bal_1P_4/0AL | 8109806 | no | no |  |  | no |  |  | 0 | 0 | 0 | 0
oh_line_8109806_200850334 |  | AD | node_8109806_200850336 | node_8109806_200850334 | 164.927 | bal_1P_4/0AL | 8109806 | no | no |  |  | no |  |  | 0 | 0 | 0 | 0
oh_line_8109806_200850336 |  | AD | node_8109806_200850337 | node_8109806_200850336 | 159.073 | bal_1P_4/0AL | 8109806 | no | no |  |  | no |  |  | 0 | 0 | 0 | 0
oh_line_8109806_200850337 |  | AD | node_8109806_200850338 | node_8109806_200850337 | 135.735 | bal_1P_4/0AL | 8109806 | no | no |  |  | no |  |  | 0 | 0 | 0 | 0
oh_line_8109806_200850338 |  | AD | node_8109806_200850339 | node_8109806_200850338 | 154.303 | bal_1P_4/0AL | 8109806 | no | no |  |  | no |  |  | 0 | 0 | 0 | 0
oh_line_8109806_200850339 |  | AD | node_8109806_200850340 | node_8109806_200850339 | 133.462 | bal_1P_4/0AL | 8109806 | no | no |  |  | no |  |  | 0 | 0 | 0 | 0
oh_line_8109806_200850340 |  | AD | node_8109806_200850341 | node_8109806_200850340 | 154.713 | bal_1P_4/0AL | 8109806 | no | no |  |  | no |  |  | 0 | 0 | 0 | 0
oh_line_8109806_200850341 |  | AD | node_8109806_200850342 | node_8109806_200850341 | 163.433 | bal_1P_4/0AL | 8109806 | no | no |  |  | no |  |  | 0 | 0 | 0 | 0
oh_line_8109806_200850342 |  | AD | node_8109806_200850343 | node_8109806_200850342 | 141.063 | bal_1P_4/0AL | 8109806 | no | no |  |  | no |  |  | 0 | 0 | 0 | 0
oh_line_8109806_200850343 |  | AD | node_8109806_200850344 | node_8109806_200850343 | 181.823 | bal_1P_4/0AL | 8109806 | no | no |  |  | no |  |  | 0 | 0 | 0 | 0
oh_line_8109806_200850344 |  | AD | node_8109806_200850346 | node_8109806_200850344 | 117.219 | bal_1P_4/0AL | 8109806 | no | no |  |  | no |  |  | 0 | 0 | 0 | 0
oh_line_8109806_200850345 |  | AD | node_8109806_200850333 | node_8109806_200850345 | 156.019 | bal_1P_4/0AL | 8109806 | no | no |  |  | no |  |  | 0 | 0 | 0 | 0
oh_line_8109806_200850346 |  | AD | node_8109806_200850347 | node_8109806_200850346 | 179.762 | bal_1P_4/0AL | 8109806 | no | no |  |  | no |  |  | 0 | 0 | 0 | 0
oh_line_8109806_200850347 |  | AD | node_8109806_200850348 | node_8109806_200850347 | 170.418 | bal_1P_4/0AL | 8109806 | no | no |  |  | no |  |  | 0 | 0 | 0 | 0
oh_line_8109806_200850348 |  | AD | node_8109806_200850349 | node_intto1_8109806_200850348 | 168.201 | bal_1P_4/0AL | 8109806 | no | no |  |  | no |  |  | 0 | 0 | 0 | 0
oh_line_8109806_200850349 |  | AD | node_8109806_200850350 | node_8109806_200850349 | 143.59 | bal_1P_4/0AL | 8109806 | no | no |  |  | no |  |  | 0 | 0 | 0 | 0
oh_line_8109806_200850350 |  | AD | node_8109806_200850351 | node_8109806_200850350 | 162.205 | bal_1P_4/0AL | 8109806 | no | no |  |  | no |  |  | 0 | 0 | 0 | 0
oh_line_8109806_200850351-1 |  | AN | node_220465200 | node_8109806_200850351 | 13.374 | bal_1P_4/0AC_4/0AL(N) | 8109806 | no | no |  |  | no |  |  | 0 | 0 | 0 | 0
oh_line_8109806_200850351-2 |  | AN | node_220389199 | node_intto1_220465200 | 11.126 | bal_1P_4/0AC_4/0AL(N) | 8109806 | no | no |  |  | no |  |  | 0 | 0 | 0 | 0
oh_line_8109806_200850351-3 |  | AN | node_8109806_200850352 | node_intto1_220389199 | 135.653 | bal_1P_4/0AC_4/0AL(N) | 8109806 | no | no |  |  | no |  |  | 0 | 0 | 0 | 0
oh_line_8109806_200850352 |  | ABN | node_8109806_200850355 | node_8109806_200850352 | 159.65 | bal_2P_4/0AL_4/0AL(N) | 8109806 | no | no |  |  | no |  |  | 0 | 0 | 0 | 0
oh_line_8109806_200850353 |  | AN | node_8109806_200850352 | node_8109806_200850353 | 242.978 | bal_1P_1/0AC_4/0AC(N) | 8109806 | no | no |  |  | no |  |  | 0 | 0 | 0 | 0
oh_line_8109806_200850355 |  | ABN | node_8109806_200850356 | node_8109806_200850355 | 157.51 | bal_2P_4/0AL_4/0AL(N) | 8109806 | no | no |  |  | no |  |  | 0 | 0 | 0 | 0
oh_line_8109806_200850356 |  | ABN | node_8109806_200850357 | node_8109806_200850356 | 164.48 | bal_2P_4/0AL_4/0AC(N) | 8109806 | no | no |  |  | no |  |  | 0 | 0 | 0 | 0
oh_line_8109806_200850357 |  | ABN | node_8109806_200850528 | node_8109806_200850357 | 257.507 | bal_2P_4/0AL_4/0AC(N) | 8109806 | no | no |  |  | no |  |  | 0 | 0 | 0 | 0
oh_line_8109806_200850358 |  | AD | node_8109806_200850345 | node_8109806_200850358 | 161.96 | bal_1P_4/0AL | 8109806 | no | no |  |  | no |  |  | 0 | 0 | 0 | 0
oh_line_8109806_200850359 |  | AD | node_8109806_200850360 | node_8109806_200850359 | 156.307 | bal_1P_4/0AL | 8109806 | no | no |  |  | no |  |  | 0 | 0 | 0 | 0
oh_line_8109806_200850360 |  | AD | node_8109806_200850361 | node_8109806_200850360 | 169.056 | bal_1P_4/0AL | 8109806 | no | no |  |  | no |  |  | 0 | 0 | 0 | 0
oh_line_8109806_200850361 |  | AD | node_8109806_200850362 | node_8109806_200850361 | 135.018 | bal_1P_4/0AL | 8109806 | no | no |  |  | no |  |  | 0 | 0 | 0 | 0
oh_line_8109806_200850362 |  | AD | node_8109806_200850363 | node_8109806_200850362 | 120.078 | bal_1P_4/0AL | 8109806 | no | no |  |  | no |  |  | 0 | 0 | 0 | 0
oh_line_8109806_200850363 |  | AD | node_8109806_200850364 | node_8109806_200850363 | 159.967 | bal_1P_4/0AL | 8109806 | no | no |  |  | no |  |  | 0 | 0 | 0 | 0
oh_line_8109806_200850364 |  | AD | node_8109806_200850334 | node_8109806_200850364 | 160.626 | bal_1P_4/0AL | 8109806 | no | no |  |  | no |  |  | 0 | 0 | 0 | 0
oh_line_8109806_200850387 |  | ABN | node_8109806_200853817 | node_8109806_200850387 | 213.138 | bal_2P_4/0AL_4/0AL(N) | 8109806 | no | no |  |  | no |  |  | 0 | 0 | 0 | 0
oh_line_8109806_200850388 |  | ABN | node_8109806_200850387 | node_intto1_8109806_200850388 | 141.522 | bal_2P_4/0AL_4/0AL(N) | 8109806 | no | no |  |  | no |  |  | 0 | 0 | 0 | 0
oh_line_8109806_200850389 |  | ABN | node_8109806_200850388 | node_8109806_200850389 | 139.932 | bal_2P_4/0AL_4/0AL(N) | 8109806 | no | no |  |  | no |  |  | 0 | 0 | 0 | 0
oh_line_8109806_200850390 |  | ABN | node_8109806_200850389 | node_8109806_200850390 | 146.086 | bal_2P_4/0AL_4/0AL(N) | 8109806 | no | no |  |  | no |  |  | 0 | 0 | 0 | 0
oh_line_8109806_200850391 |  | ABN | node_8109806_200850390 | node_8109806_200850391 | 138.033 | bal_2P_4/0AL_4/0AL(N) | 8109806 | no | no |  |  | no |  |  | 0 | 0 | 0 | 0
oh_line_8109806_200850409 |  | AN | node_8109806_200850388 | node_8109806_200850409 | 214.601 | bal_1P_1/0AC_1/0AC(N) | 8109806 | no | no |  |  | no |  |  | 0 | 0 | 0 | 0
oh_line_8109806_200850410 |  | AN | node_8109806_200850409 | node_8109806_200850410 | 151.007 | bal_1P_1/0AC_1/0AC(N) | 8109806 | no | no |  |  | no |  |  | 0 | 0 | 0 | 0
oh_line_8109806_200850411 |  | AN | node_8109806_200850410 | node_8109806_200850411 | 159.207 | bal_1P_1/0AC_1/0AC(N) | 8109806 | no | no |  |  | no |  |  | 0 | 0 | 0 | 0
oh_line_8109806_200850412 |  | AN | node_8109806_200850411 | node_8109806_200850412 | 202.749 | bal_1P_1/0AC_1/0AC(N) | 8109806 | no | no |  |  | no |  |  | 0 | 0 | 0 | 0
oh_line_8109806_200850413 |  | AN | node_8109806_200850412 | node_8109806_200850413 | 159.206 | bal_1P_1/0AC_1/0AC(N) | 8109806 | no | no |  |  | no |  |  | 0 | 0 | 0 | 0
oh_line_8109806_200850415-1 |  | AN | node_220465536 | node_8109806_200850415 | 11.171 | bal_1P_4/0AL_4/0AL(N) | 8109806 | no | no |  |  | no |  |  | 0 | 0 | 0 | 0
oh_line_8109806_200850415-2 |  | AN | node_220389108 | node_intto1_220465536 | 9.001 | bal_1P_4/0AL_4/0AL(N) | 8109806 | no | no |  |  | no |  |  | 0 | 0 | 0 | 0
oh_line_8109806_200850415-3 |  | AN | node_8109806_200853706 | node_intto1_220389108 | 42.969 | bal_1P_4/0AL_4/0AL(N) | 8109806 | no | no |  |  | no |  |  | 0 | 0 | 0 | 0
oh_line_8109806_200850416 |  | AD | node_8109806_200850434 | node_8109806_200850416 | 132.875 | bal_1P_1/0AC | 8109806 | no | no |  |  | no |  |  | 0 | 0 | 0 | 0
oh_line_8109806_200850417 |  | AD | node_8109806_200850416 | node_8109806_200850417 | 89.067 | bal_1P_1/0AC | 8109806 | no | no |  |  | no |  |  | 0 | 0 | 0 | 0
oh_line_8109806_200850418 |  | AD | node_8109806_200850417 | node_8109806_200850418 | 99.138 | bal_1P_1/0AC | 8109806 | no | no |  |  | no |  |  | 0 | 0 | 0 | 0
oh_line_8109806_200850419 |  | AD | node_8109806_200850418 | node_8109806_200850419 | 128.738 | bal_1P_1/0AC | 8109806 | no | no |  |  | no |  |  | 0 | 0 | 0 | 0
oh_line_8109806_200850420 |  | AD | node_8109806_200850419 | node_8109806_200850420 | 132.984 | bal_1P_1/0AC | 8109806 | no | no |  |  | no |  |  | 0 | 0 | 0 | 0
oh_line_8109806_200850421 |  | AD | node_8109806_200850420 | node_8109806_200850421 | 130.308 | bal_1P_1/0AC | 8109806 | no | no |  |  | no |  |  | 0 | 0 | 0 | 0
oh_line_8109806_200850424 |  | AD | node_8109806_200850594 | node_8109806_200850424 | 201.176 | bal_1P_1/0AC | 8109806 | no | no |  |  | no |  |  | 0 | 0 | 0 | 0
oh_line_8109806_200850426 |  | AD | node_8109806_200850415 | node_8109806_200850426 | 146.916 | bal_1P_4/0AL | 8109806 | no | no |  |  | no |  |  | 0 | 0 | 0 | 0
oh_line_8109806_200850427 |  | AD | node_8109806_200850426 | node_intto1_8109806_200850427 | 136.82 | bal_1P_4/0AL | 8109806 | no | no |  |  | no |  |  | 0 | 0 | 0 | 0
oh_line_8109806_200850429 |  | AD | node_8109806_200850427 | node_8109806_200850429 | 140.23 | bal_1P_4/0AL | 8109806 | no | no |  |  | no |  |  | 0 | 0 | 0 | 0
oh_line_8109806_200850430 |  | AD | node_8109806_200850429 | node_8109806_200850430 | 139.641 | bal_1P_4/0AL | 8109806 | no | no |  |  | no |  |  | 0 | 0 | 0 | 0
oh_line_8109806_200850431 |  | AD | node_8109806_200850430 | node_8109806_200850431 | 150.252 | bal_1P_4/0AL | 8109806 | no | no |  |  | no |  |  | 0 | 0 | 0 | 0
oh_line_8109806_200850432 |  | AD | node_8109806_200850431 | node_8109806_200850432 | 160.643 | bal_1P_4/0AL | 8109806 | no | no |  |  | no |  |  | 0 | 0 | 0 | 0
oh_line_8109806_200850433 |  | AD | node_8109806_200850432 | node_8109806_200850433 | 132.746 | bal_1P_4/0AL | 8109806 | no | no |  |  | no |  |  | 0 | 0 | 0 | 0
oh_line_8109806_200850434 |  | AD | node_8109806_200850433 | node_8109806_200850434 | 186.891 | bal_1P_1/0AC | 8109806 | no | no |  |  | no |  |  | 0 | 0 | 0 | 0
oh_line_8109806_200850461 |  | AD | node_8109806_200852680 | node_8109806_200850461 | 221.087 | bal_1P_4/0AL | 8109806 | no | no |  |  | no |  |  | 0 | 0 | 0 | 0
oh_line_8109806_200850462 |  | AD | node_8109806_200850461 | node_8109806_200850462 | 217.155 | bal_1P_4/0AL | 8109806 | no | no |  |  | no |  |  | 0 | 0 | 0 | 0
oh_line_8109806_200850463 |  | AD | node_8109806_200850462 | node_8109806_200850463 | 229.377 | bal_1P_4/0AL | 8109806 | no | no |  |  | no |  |  | 0 | 0 | 0 | 0
oh_line_8109806_200850465 |  | AD | node_8109806_200850463 | node_8109806_200850465 | 189.848 | bal_1P_1/0AA | 8109806 | no | no |  |  | no |  |  | 0 | 0 | 0 | 0
oh_line_8109806_200850516 |  | AD | node_8109806_200850430 | node_8109806_200850516 | 147.684 | bal_1P_1/0AC | 8109806 | no | no |  |  | no |  |  | 0 | 0 | 0 | 0
oh_line_8109806_200850517 |  | AD | node_8109806_200850516 | node_8109806_200850517 | 137.929 | bal_1P_1/0AC | 8109806 | no | no |  |  | no |  |  | 0 | 0 | 0 | 0
oh_line_8109806_200850518 |  | AD | node_8109806_200850517 | node_8109806_200850518 | 141.917 | bal_1P_1/0AC | 8109806 | no | no |  |  | no |  |  | 0 | 0 | 0 | 0
oh_line_8109806_200850519 |  | AD | node_8109806_200850518 | node_8109806_200850519 | 140.795 | bal_1P_1/0AC | 8109806 | no | no |  |  | no |  |  | 0 | 0 | 0 | 0
oh_line_8109806_200850520 |  | AD | node_8109806_200850519 | node_8109806_200850520 | 141.573 | bal_1P_1/0AC | 8109806 | no | no |  |  | no |  |  | 0 | 0 | 0 | 0
oh_line_8109806_200850523 |  | AD | node_8109806_200850432 | node_intto1_8109806_200850523 | 221.25 | bal_1P_1/0AC | 8109806 | no | no |  |  | no |  |  | 0 | 0 | 0 | 0
oh_line_8109806_200850524 |  | AD | node_8109806_200850523 | node_8109806_200850524 | 136.336 | bal_1P_1/0AC | 8109806 | no | no |  |  | no |  |  | 0 | 0 | 0 | 0
oh_line_8109806_200850525 |  | AD | node_8109806_200850524 | node_8109806_200850525 | 142.125 | bal_1P_1/0AC | 8109806 | no | no |  |  | no |  |  | 0 | 0 | 0 | 0
oh_line_8109806_200850526 |  | AD | node_8109806_200850525 | node_8109806_200850526 | 137.608 | bal_1P_1/0AC | 8109806 | no | no |  |  | no |  |  | 0 | 0 | 0 | 0
oh_line_8109806_200850527 |  | AD | node_8109806_200850526 | node_8109806_200850527 | 155.427 | bal_1P_1/0AC | 8109806 | no | no |  |  | no |  |  | 0 | 0 | 0 | 0
oh_line_8109806_200850528 |  | ABN | node_8109806_200850529 | node_8109806_200850528 | 127.971 | bal_2P_4/0AL_4/0AL(N) | 8109806 | no | no |  |  | no |  |  | 0 | 0 | 0 | 0
oh_line_8109806_200850529 |  | ABN | node_8109806_200850530 | node_8109806_200850529 | 169.331 | bal_2P_4/0AL_1/0AC(N) | 8109806 | no | no |  |  | no |  |  | 0 | 0 | 0 | 0
oh_line_8109806_200850530 |  | ABN | node_8109806_200850391 | node_8109806_200850530 | 108.575 | bal_2P_4/0AL_4/0AL(N) | 8109806 | no | no |  |  | no |  |  | 0 | 0 | 0 | 0
oh_line_8109806_200850547 |  | AD | node_8109806_200852543 | node_8109806_200850547 | 28.696 | bal_1P_1/0AC | 8109806 | no | no |  |  | no |  |  | 0 | 0 | 0 | 0
oh_line_8109806_200850548 |  | AD | node_8109806_200850547 | node_8109806_200850548 | 189.961 | bal_1P_1/0AC | 8109806 | no | no |  |  | no |  |  | 0 | 0 | 0 | 0
oh_line_8109806_200850549 |  | AD | node_8109806_200850548 | node_8109806_200850549 | 180.102 | bal_1P_1/0AC | 8109806 | no | no |  |  | no |  |  | 0 | 0 | 0 | 0
oh_line_8109806_200850592 |  | AD | node_8109806_200850434 | node_8109806_200850592 | 164.481 | bal_1P_1/0AC | 8109806 | no | no |  |  | no |  |  | 0 | 0 | 0 | 0
oh_line_8109806_200850593 |  | AD | node_8109806_200850592 | node_8109806_200850593 | 140.374 | bal_1P_1/0AC | 8109806 | no | no |  |  | no |  |  | 0 | 0 | 0 | 0
oh_line_8109806_200850594 |  | AD | node_8109806_200850593 | node_8109806_200850594 | 139.049 | bal_1P_1/0AC | 8109806 | no | no |  |  | no |  |  | 0 | 0 | 0 | 0
oh_line_8109806_200850677 |  | AD | node_8109806_200850336 | node_8109806_200850677 | 208.42 | bal_1P_1/0AC | 8109806 | no | no |  |  | no |  |  | 0 | 0 | 0 | 0
oh_line_8109806_200850678 |  | AD | node_8109806_200850679 | node_8109806_200850678 | 178.251 | bal_1P_1/0AC | 8109806 | no | no |  |  | no |  |  | 0 | 0 | 0 | 0
oh_line_8109806_200850679 |  | AD | node_8109806_200850339 | node_8109806_200850679 | 187.132 | bal_1P_1/0AC | 8109806 | no | no |  |  | no |  |  | 0 | 0 | 0 | 0
oh_line_8109806_200850680 |  | AD | node_8109806_200850677 | node_8109806_200850680 | 152.132 | bal_1P_1/0AC | 8109806 | no | no |  |  | no |  |  | 0 | 0 | 0 | 0
oh_line_8109806_200850681 |  | AD | node_8109806_200850680 | node_8109806_200850681 | 122.373 | bal_1P_1/0AC | 8109806 | no | no |  |  | no |  |  | 0 | 0 | 0 | 0
oh_line_8109806_200850682 |  | AD | node_8109806_200850681 | node_8109806_200850682 | 137.808 | bal_1P_1/0AC | 8109806 | no | no |  |  | no |  |  | 0 | 0 | 0 | 0
oh_line_8109806_200850683 |  | AD | node_8109806_200850682 | node_8109806_200850683 | 139.897 | bal_1P_1/0AC | 8109806 | no | no |  |  | no |  |  | 0 | 0 | 0 | 0
oh_line_8109806_200850685 |  | AD | node_8109806_200850686 | node_8109806_200850685 | 129.531 | bal_1P_1/0AC | 8109806 | no | no |  |  | no |  |  | 0 | 0 | 0 | 0
oh_line_8109806_200850686 |  | AD | node_8109806_200850687 | node_8109806_200850686 | 168.866 | bal_1P_1/0AC | 8109806 | no | no |  |  | no |  |  | 0 | 0 | 0 | 0
oh_line_8109806_200850687 |  | AD | node_8109806_200850678 | node_8109806_200850687 | 148.766 | bal_1P_1/0AC | 8109806 | no | no |  |  | no |  |  | 0 | 0 | 0 | 0
oh_line_8109806_200850802 |  | ABCD | node_8109806_200852487 | node_intto1_8109806_200850802 | 189.573 | bal_3P_1/0AC | 8109806 | no | no |  |  | no |  |  | 0 | 0 | 0 | 0
oh_line_8109806_200850804 |  | ABCD | node_8109806_200850802 | node_8109806_200850804 | 201.771 | bal_3P_1/0AC | 8109806 | no | no |  |  | no |  |  | 0 | 0 | 0 | 0
oh_line_8109806_200850805 |  | ABCD | node_8109806_200850804 | node_8109806_200850805 | 204.611 | bal_3P_1/0AC | 8109806 | no | no |  |  | no |  |  | 0 | 0 | 0 | 0
oh_line_8109806_200850854 |  | AD | node_8109806_200850346 | node_8109806_200850854 | 259.355 | bal_1P_1/0AC | 8109806 | no | no |  |  | no |  |  | 0 | 0 | 0 | 0
oh_line_8109806_200850855 |  | AD | node_8109806_200850854 | node_intto1_8109806_200850855 | 143.311 | bal_1P_1/0AC | 8109806 | no | no |  |  | no |  |  | 0 | 0 | 0 | 0
oh_line_8109806_200850856 |  | AD | node_8109806_200850855 | node_8109806_200850856 | 161.387 | bal_1P_1/0AC | 8109806 | no | no |  |  | no |  |  | 0 | 0 | 0 | 0
oh_line_8109806_200850857 |  | AD | node_8109806_200850856 | node_8109806_200850857 | 157.29 | bal_1P_1/0AC | 8109806 | no | no |  |  | no |  |  | 0 | 0 | 0 | 0
oh_line_8109806_200850858 |  | AD | node_8109806_200850857 | node_8109806_200850858 | 168.303 | bal_1P_1/0AC | 8109806 | no | no |  |  | no |  |  | 0 | 0 | 0 | 0
oh_line_8109806_200850860 |  | AD | node_8109806_200850856 | node_8109806_200850860 | 170.39 | bal_1P_1/0AC | 8109806 | no | no |  |  | no |  |  | 0 | 0 | 0 | 0
oh_line_8109806_200850861 |  | AD | node_8109806_200850860 | node_8109806_200850861 | 170.135 | bal_1P_1/0AC | 8109806 | no | no |  |  | no |  |  | 0 | 0 | 0 | 0
oh_line_8109806_200850908-1 |  | AN | node_220465310 | node_8109806_200850908 | 12.784 | bal_1P_1/0AC_4/0AL(N) | 8109806 | no | no |  |  | no |  |  | 0 | 0 | 0 | 0
oh_line_8109806_200850908-2 |  | AN | node_220389134 | node_intto1_220465310 | 12.074 | bal_1P_1/0AC_4/0AL(N) | 8109806 | no | no |  |  | no |  |  | 0 | 0 | 0 | 0
oh_line_8109806_200850908-3 |  | AN | node_8109806_200850356 | node_intto1_220389134 | 174.783 | bal_1P_1/0AC_4/0AL(N) | 8109806 | no | no |  |  | no |  |  | 0 | 0 | 0 | 0
oh_line_8109806_200850909 |  | AN | node_8109806_200850908 | node_8109806_200850909 | 157.673 | bal_1P_1/0AC_1/0AC(N) | 8109806 | no | no |  |  | no |  |  | 0 | 0 | 0 | 0
oh_line_8109806_200850910 |  | AN | node_8109806_200850909 | node_8109806_200850910 | 150.523 | bal_1P_1/0AC_1/0AC(N) | 8109806 | no | no |  |  | no |  |  | 0 | 0 | 0 | 0
oh_line_8109806_200850939 |  | AD | node_8109806_200853678 | node_8109806_200850939 | 205.823 | bal_1P_2AC | 8109806 | no | no |  |  | no |  |  | 0 | 0 | 0 | 0
oh_line_8109806_200850940 |  | AD | node_8109806_200850939 | node_8109806_200850940 | 212.115 | bal_1P_2AC | 8109806 | no | no |  |  | no |  |  | 0 | 0 | 0 | 0
oh_line_8109806_200850973 |  | ABCN | node_SOURCE_8109806 | node_8109806_200850973 | 198.648 | bal_3P_477AL_4/0AC(N) | 8109806 | no | no |  |  | no |  |  | 0 | 0 | 0 | 0
oh_line_8109806_200850974 |  | ABCN | node_8109806_200850988 | node_8109806_200850974 | 259.489 | bal_3P_477AL_4/0AC(N) | 8109806 | no | no |  |  | no |  |  | 0 | 0 | 0 | 0
oh_line_8109806_200850975 |  | ABCN | node_8109806_200850974 | node_8109806_200850975 | 233.169 | bal_3P_477AL_4/0AC(N) | 8109806 | no | no |  |  | no |  |  | 0 | 0 | 0 | 0
oh_line_8109806_200850976 |  | ABCN | node_8109806_200850975 | node_8109806_200850976 | 214.858 | bal_3P_477AL_4/0AC(N) | 8109806 | no | no |  |  | no |  |  | 0 | 0 | 0 | 0
oh_line_8109806_200850977 |  | ABCN | node_8109806_200850976 | node_8109806_200850977 | 212.32 | bal_3P_477AL_4/0AC(N) | 8109806 | no | no |  |  | no |  |  | 0 | 0 | 0 | 0
oh_line_8109806_200850978 |  | ABCN | node_8109806_200850977 | node_8109806_200850978 | 220.653 | bal_3P_477AL_4/0AC(N) | 8109806 | no | no |  |  | no |  |  | 0 | 0 | 0 | 0
oh_line_8109806_200850979 |  | ABCN | node_8109806_200850978 | node_8109806_200850979 | 239.86 | bal_3P_477AL_4/0AC(N) | 8109806 | no | no |  |  | no |  |  | 0 | 0 | 0 | 0
oh_line_8109806_200850980 |  | ABCN | node_8109806_200850979 | node_intto1_8109806_200850980 | 267.96 | bal_3P_477AL_4/0AC(N) | 8109806 | no | no |  |  | no |  |  | 0 | 0 | 0 | 0
oh_line_8109806_200850981 |  | ABCN | node_8109806_200850973 | node_8109806_200850981 | 172.705 | bal_3P_477AL_4/0AC(N) | 8109806 | no | no |  |  | no |  |  | 0 | 0 | 0 | 0
oh_line_8109806_200850982 |  | ABCN | node_8109806_200850981 | node_8109806_200850982 | 233.648 | bal_3P_477AL_4/0AC(N) | 8109806 | no | no |  |  | no |  |  | 0 | 0 | 0 | 0
oh_line_8109806_200850983 |  | ABCN | node_8109806_200850982 | node_8109806_200850983 | 210.227 | bal_3P_477AL_4/0AC(N) | 8109806 | no | no |  |  | no |  |  | 0 | 0 | 0 | 0
oh_line_8109806_200850984 |  | ABCN | node_8109806_200850983 | node_8109806_200850984 | 197.361 | bal_3P_477AL_4/0AC(N) | 8109806 | no | no |  |  | no |  |  | 0 | 0 | 0 | 0
oh_line_8109806_200850985 |  | ABCN | node_8109806_200850984 | node_8109806_200850985 | 187.986 | bal_3P_477AL_4/0AC(N) | 8109806 | no | no |  |  | no |  |  | 0 | 0 | 0 | 0
oh_line_8109806_200850986 |  | ABCN | node_8109806_200850985 | node_8109806_200850986 | 250.498 | bal_3P_477AL_4/0AC(N) | 8109806 | no | no |  |  | no |  |  | 0 | 0 | 0 | 0
oh_line_8109806_200850987 |  | ABCN | node_8109806_200850986 | node_8109806_200850987 | 246.547 | bal_3P_477AL_4/0AC(N) | 8109806 | no | no |  |  | no |  |  | 0 | 0 | 0 | 0
oh_line_8109806_200850988 |  | ABCN | node_8109806_200850987 | node_8109806_200850988 | 239.846 | bal_3P_477AL_4/0AC(N) | 8109806 | no | no |  |  | no |  |  | 0 | 0 | 0 | 0
oh_line_8109806_200850989 |  | ABCN | node_8109806_200850980 | node_8109806_200850989 | 499.48 | bal_3P_477AL_4/0AC(N) | 8109806 | no | no |  |  | no |  |  | 0 | 0 | 0 | 0
oh_line_8109806_200850990 |  | ABCN | node_8109806_201012424 | node_intto1_8109806_200850990 | 89.251 | bal_3P_477AL_4/0AL(N) | 8109806 | no | no |  |  | no |  |  | 0 | 0 | 0 | 0
oh_line_8109806_200850991 |  | ABCN | node_8109806_200850990 | node_8109806_200850991 | 158.362 | bal_3P_477AL_4/0AL(N) | 8109806 | no | no |  |  | no |  |  | 0 | 0 | 0 | 0
oh_line_8109806_200850992 |  | ABCN | node_8109806_200850991 | node_8109806_200850992 | 104.407 | bal_3P_477AL_4/0AL(N) | 8109806 | no | no |  |  | no |  |  | 0 | 0 | 0 | 0
oh_line_8109806_200850993 |  | ABCN | node_8109806_200850992 | node_8109806_200850993 | 115.324 | bal_3P_477AL_4/0AL(N) | 8109806 | no | no |  |  | no |  |  | 0 | 0 | 0 | 0
oh_line_8109806_200851036 |  | AD | node_8109806_200848885 | node_intto1_8109806_200851036 | 240.311 | bal_1P_2AC | 8109806 | no | no |  |  | no |  |  | 0 | 0 | 0 | 0
oh_line_8109806_200851037 |  | AD | node_8109806_200851036 | node_8109806_200851037 | 305.829 | bal_1P_1/0AA | 8109806 | no | no |  |  | no |  |  | 0 | 0 | 0 | 0
oh_line_8109806_200851038 |  | AD | node_8109806_200851037 | node_8109806_200851038 | 201.133 | bal_1P_1/0AA | 8109806 | no | no |  |  | no |  |  | 0 | 0 | 0 | 0
oh_line_8109806_200851039 |  | AD | node_8109806_200851038 | node_8109806_200851039 | 229.714 | bal_1P_1/0AA | 8109806 | no | no |  |  | no |  |  | 0 | 0 | 0 | 0
oh_line_8109806_200851040 |  | AD | node_8109806_200851039 | node_8109806_200851040 | 392.645 | bal_1P_1/0AA | 8109806 | no | no |  |  | no |  |  | 0 | 0 | 0 | 0
oh_line_8109806_200851041 |  | AD | node_8109806_200848914 | node_8109806_200851041 | 136.366 | bal_1P_1/0AA | 8109806 | no | no |  |  | no |  |  | 0 | 0 | 0 | 0
oh_line_8109806_200851042 |  | AD | node_8109806_200851041 | node_intto1_8109806_200851042 | 196.482 | bal_1P_1/0AA | 8109806 | no | no |  |  | no |  |  | 0 | 0 | 0 | 0
oh_line_8109806_200851043 |  | AD | node_8109806_200851042 | node_8109806_200851043 | 327.673 | bal_1P_1/0AA | 8109806 | no | no |  |  | no |  |  | 0 | 0 | 0 | 0
oh_line_8109806_200851044 |  | AD | node_8109806_200851043 | node_8109806_200851044 | 333.326 | bal_1P_1/0AA | 8109806 | no | no |  |  | no |  |  | 0 | 0 | 0 | 0
oh_line_8109806_200851045 |  | AD | node_8109806_200851044 | node_8109806_200851045 | 276.974 | bal_1P_1/0AA | 8109806 | no | no |  |  | no |  |  | 0 | 0 | 0 | 0
oh_line_8109806_200851052 |  | AD | node_8109806_200851077 | node_8109806_200851052 | 163.876 | bal_1P_1/0AC | 8109806 | no | no |  |  | no |  |  | 0 | 0 | 0 | 0
oh_line_8109806_200851053 |  | AD | node_8109806_200851052 | node_8109806_200851053 | 125.396 | bal_1P_2AC | 8109806 | no | no |  |  | no |  |  | 0 | 0 | 0 | 0
oh_line_8109806_200851054 |  | AD | node_8109806_200851053 | node_8109806_200851054 | 146.088 | bal_1P_2AC | 8109806 | no | no |  |  | no |  |  | 0 | 0 | 0 | 0
oh_line_8109806_200851055 |  | AD | node_8109806_200851054 | node_8109806_200851055 | 232.997 | bal_1P_2AC | 8109806 | no | no |  |  | no |  |  | 0 | 0 | 0 | 0
oh_line_8109806_200851056 |  | AD | node_8109806_200851055 | node_8109806_200851056 | 295.412 | bal_1P_2AC | 8109806 | no | no |  |  | no |  |  | 0 | 0 | 0 | 0
oh_line_8109806_200851057 |  | AD | node_8109806_200851056 | node_8109806_200851057 | 243.853 | bal_1P_2AC | 8109806 | no | no |  |  | no |  |  | 0 | 0 | 0 | 0
oh_line_8109806_200851065 |  | ABCD | node_8109806_200851066 | node_8109806_200851065 | 278.816 | bal_3P_2AC | 8109806 | no | no |  |  | no |  |  | 0 | 0 | 0 | 0
oh_line_8109806_200851066 |  | ABCD | node_8109806_200851067 | node_8109806_200851066 | 217.265 | bal_3P_2AC | 8109806 | no | no |  |  | no |  |  | 0 | 0 | 0 | 0
oh_line_8109806_200851067 |  | ABCD | node_8109806_200851068 | node_8109806_200851067 | 261.947 | bal_3P_2AC | 8109806 | no | no |  |  | no |  |  | 0 | 0 | 0 | 0
oh_line_8109806_200851068 |  | ABCD | node_8109806_200851069 | node_8109806_200851068 | 245.888 | bal_3P_2AC | 8109806 | no | no |  |  | no |  |  | 0 | 0 | 0 | 0
oh_line_8109806_200851069 |  | ABCD | node_8109806_200851070 | node_8109806_200851069 | 293.054 | bal_3P_2AC | 8109806 | no | no |  |  | no |  |  | 0 | 0 | 0 | 0
oh_line_8109806_200851070 |  | ABCD | node_8109806_200851071 | node_8109806_200851070 | 278.107 | bal_3P_2AC | 8109806 | no | no |  |  | no |  |  | 0 | 0 | 0 | 0
oh_line_8109806_200851071 |  | ABCD | node_8109806_200851072 | node_8109806_200851071 | 264.722 | bal_3P_2AC | 8109806 | no | no |  |  | no |  |  | 0 | 0 | 0 | 0
oh_line_8109806_200851072 |  | ABCD | node_8109806_200851073 | node_8109806_200851072 | 133.367 | bal_3P_2CU | 8109806 | no | no |  |  | no |  |  | 0 | 0 | 0 | 0
oh_line_8109806_200851073 |  | ABCD | node_8109806_200851074 | node_intto1_8109806_200851073 | 129.593 | bal_3P_2CU | 8109806 | no | no |  |  | no |  |  | 0 | 0 | 0 | 0
oh_line_8109806_200851074 |  | ABCD | node_8109806_200851075 | node_8109806_200851074 | 131.525 | bal_3P_2CU | 8109806 | no | no |  |  | no |  |  | 0 | 0 | 0 | 0
oh_line_8109806_200851075 |  | ABCD | node_8109806_200843495 | node_intto1_8109806_200851075 | 115.141 | bal_3P_477AL | 8109806 | no | no |  |  | no |  |  | 0 | 0 | 0 | 0
oh_line_8109806_200851076 |  | AD | node_8109806_200911560 | node_8109806_200851076 | 229.306 | bal_1P_1/0AC | 8109806 | no | no |  |  | no |  |  | 0 | 0 | 0 | 0
oh_line_8109806_200851077 |  | AD | node_8109806_200852477 | node_8109806_200851077 | 236.876 | bal_1P_1/0AC | 8109806 | no | no |  |  | no |  |  | 0 | 0 | 0 | 0
oh_line_8109806_200851078 |  | ABCD | node_8109806_200851075 | node_intto1_8109806_200851078 | 98.382 | bal_3P_4/0AL | 8109806 | no | no |  |  | no |  |  | 0 | 0 | 0 | 0
oh_line_8109806_200851080 |  | ABCD | node_8109806_200851078 | node_8109806_200851080 | 173.233 | bal_3P_4/0AL | 8109806 | no | no |  |  | no |  |  | 0 | 0 | 0 | 0
oh_line_8109806_200851081 |  | ABCD | node_8109806_200851080 | node_8109806_200851081 | 143.494 | bal_3P_4/0AL | 8109806 | no | no |  |  | no |  |  | 0 | 0 | 0 | 0
oh_line_8109806_200851903 |  | ABCN | node_8109806_200942018 | node_8109806_200851903 | 295.894 | bal_3P_477AL_4/0AC(N) | 8109806 | no | no |  |  | no |  |  | 0 | 0 | 0 | 0
oh_line_8109806_200852000 |  | AD | node_8109806_200940844 | node_8109806_200852000 | 194.204 | bal_1P_1/0AC | 8109806 | no | no |  |  | no |  |  | 0 | 0 | 0 | 0
oh_line_8109806_200852004 |  | AD | node_8109806_200852667 | node_8109806_200852004 | 94.884 | bal_1P_1/0AC | 8109806 | no | no |  |  | no |  |  | 0 | 0 | 0 | 0
oh_line_8109806_200852475 |  | AD | node_8109806_200852494 | node_8109806_200852475 | 249.673 | bal_1P_1/0AA | 8109806 | no | no |  |  | no |  |  | 0 | 0 | 0 | 0
oh_line_8109806_200852477 |  | ABCD | node_8109806_200852579 | node_8109806_200852477 | 131.234 | bal_3P_4CU | 8109806 | no | no |  |  | no |  |  | 0 | 0 | 0 | 0
oh_line_8109806_200852478 |  | ABCD | node_8109806_200917588 | node_8109806_200852478 | 127.151 | bal_3P_477AL | 8109806 | no | no |  |  | no |  |  | 0 | 0 | 0 | 0
oh_line_8109806_200852479 |  | ABCD | node_8109806_200852478 | node_8109806_200852479 | 154.762 | bal_3P_1/0AC | 8109806 | no | no |  |  | no |  |  | 0 | 0 | 0 | 0
oh_line_8109806_200852480 |  | ABCD | node_8109806_200852479 | node_8109806_200852480 | 73.683 | bal_3P_1/0AC | 8109806 | no | no |  |  | no |  |  | 0 | 0 | 0 | 0
oh_line_8109806_200852481 |  | ABCD | node_8109806_200852600 | node_8109806_200852481 | 241.409 | bal_3P_477AL | 8109806 | no | no |  |  | no |  |  | 0 | 0 | 0 | 0
oh_line_8109806_200852486 |  | ABCD | node_8109806_200852481 | node_8109806_200852486 | 231.836 | bal_3P_477AL | 8109806 | no | no |  |  | no |  |  | 0 | 0 | 0 | 0
oh_line_8109806_200852487 |  | ABCD | node_8109806_200852486 | node_intto1_8109806_200852487 | 232.433 | bal_3P_477AL | 8109806 | no | no |  |  | no |  |  | 0 | 0 | 0 | 0
oh_line_8109806_200852488-1 |  | ABCD | node_8109806_200852487 | node_1349835_544_15299049_769 | 127.636 | bal_3P_477AL | 8109806 | no | no |  |  | no |  |  | 0 | 0 | 0 | 0
oh_line_8109806_200852488-2 |  | ABCD | node_1349835_544_15299049_769 | node_8109806_200852488 | 20.024 | bal_3P_477AL | 8109806 | no | no |  |  | no |  |  | 0 | 0 | 0 | 0
oh_line_8109806_200852489 |  | ABCD | node_8109806_200852488 | node_8109806_200852489 | 210.607 | bal_3P_477AL | 8109806 | no | no |  |  | no |  |  | 0 | 0 | 0 | 0
oh_line_8109806_200852490 |  | ABCD | node_8109806_200852489 | node_8109806_200852490 | 195.672 | bal_3P_477AL | 8109806 | no | no |  |  | no |  |  | 0 | 0 | 0 | 0
oh_line_8109806_200852491 |  | ABCD | node_8109806_200852490 | node_8109806_200852491 | 215.645 | bal_3P_477AL | 8109806 | no | no |  |  | no |  |  | 0 | 0 | 0 | 0
oh_line_8109806_200852492 |  | ABCD | node_8109806_200852491 | node_8109806_200852492 | 205.604 | bal_3P_477AL | 8109806 | no | no |  |  | no |  |  | 0 | 0 | 0 | 0
oh_line_8109806_200852493 |  | ABCD | node_8109806_200852492 | node_8109806_200852493 | 210.657 | bal_3P_477AL | 8109806 | no | no |  |  | no |  |  | 0 | 0 | 0 | 0
oh_line_8109806_200852494 |  | AD | node_8109806_200852493 | node_8109806_200852494 | 37.441 | bal_1P_1/0AA | 8109806 | no | no |  |  | no |  |  | 0 | 0 | 0 | 0
oh_line_8109806_200852496 |  | ABCD | node_8109806_200852493 | node_8109806_200852496 | 71.964 | bal_3P_477AL | 8109806 | no | no |  |  | no |  |  | 0 | 0 | 0 | 0
oh_line_8109806_200852498 |  | ABCD | node_8109806_200852496 | node_intto1_8109806_200852498 | 149.673 | bal_3P_477AL | 8109806 | no | no |  |  | no |  |  | 0 | 0 | 0 | 0
oh_line_8109806_200852499 |  | ABCD | node_8109806_200852498 | node_8109806_200852499 | 135.84 | bal_3P_477AL | 8109806 | no | no |  |  | no |  |  | 0 | 0 | 0 | 0
oh_line_8109806_200852501 |  | ABCD | node_8109806_200852499 | node_8109806_200852501 | 146.658 | bal_3P_477AL | 8109806 | no | no |  |  | no |  |  | 0 | 0 | 0 | 0
oh_line_8109806_200852502 |  | ABCD | node_8109806_200852478 | node_8109806_200852502 | 195.23 | bal_3P_477AL | 8109806 | no | no |  |  | no |  |  | 0 | 0 | 0 | 0
oh_line_8109806_200852504 |  | ABCD | node_8109806_200977650 | node_8109806_200852504 | 159.302 | bal_3P_477AL | 8109806 | no | no |  |  | no |  |  | 0 | 0 | 0 | 0
oh_line_8109806_200852506 |  | ABCD | node_8109806_200977649 | node_8109806_200852506 | 163.521 | bal_3P_477AL | 8109806 | no | no |  |  | no |  |  | 0 | 0 | 0 | 0
oh_line_8109806_200852507 |  | ABCD | node_8109806_200852506 | node_8109806_200852507 | 158.844 | bal_3P_477AL | 8109806 | no | no |  |  | no |  |  | 0 | 0 | 0 | 0
oh_line_8109806_200852509 |  | ABCD | node_8109806_200852507 | node_8109806_200852509 | 177.262 | bal_3P_477AL | 8109806 | no | no |  |  | no |  |  | 0 | 0 | 0 | 0
oh_line_8109806_200852511 |  | ABCD | node_8109806_200852509 | node_8109806_200852511 | 176.218 | bal_3P_477AL | 8109806 | no | no |  |  | no |  |  | 0 | 0 | 0 | 0
oh_line_8109806_200852512 |  | ABCD | node_8109806_200852511 | node_8109806_200852512 | 210.92 | bal_3P_477AL | 8109806 | no | no |  |  | no |  |  | 0 | 0 | 0 | 0
oh_line_8109806_200852515 |  | ABCD | node_8109806_200852502 | node_8109806_200852515 | 171.628 | bal_3P_477AL | 8109806 | no | no |  |  | no |  |  | 0 | 0 | 0 | 0
oh_line_8109806_200852516 |  | ABCD | node_8109806_200852512 | node_8109806_200852516 | 191.076 | bal_3P_477AL | 8109806 | no | no |  |  | no |  |  | 0 | 0 | 0 | 0
oh_line_8109806_200852518 |  | ABCD | node_8109806_200852516 | node_intto1_8109806_200852518 | 194.558 | bal_3P_4CU | 8109806 | no | no |  |  | no |  |  | 0 | 0 | 0 | 0
oh_line_8109806_200852519 |  | ABCD | node_8109806_200852518 | node_8109806_200852519 | 173.056 | bal_3P_4CU | 8109806 | no | no |  |  | no |  |  | 0 | 0 | 0 | 0
oh_line_8109806_200852520 |  | ABCD | node_8109806_200852519 | node_8109806_200852520 | 92.591 | bal_3P_4CU | 8109806 | no | no |  |  | no |  |  | 0 | 0 | 0 | 0
oh_line_8109806_200852521 |  | ABCD | node_8109806_200852520 | node_8109806_200852521 | 129.044 | bal_3P_4CU | 8109806 | no | no |  |  | no |  |  | 0 | 0 | 0 | 0
oh_line_8109806_200852522 |  | AD | node_8109806_200852521 | node_intto1_8109806_200852522 | 196.088 | bal_1P_6CU | 8109806 | no | no |  |  | no |  |  | 0 | 0 | 0 | 0
oh_line_8109806_200852523 |  | AD | node_8109806_200852522 | node_8109806_200852523 | 238.25 | bal_1P_6CU | 8109806 | no | no |  |  | no |  |  | 0 | 0 | 0 | 0
oh_line_8109806_200852524 |  | AD | node_8109806_200852523 | node_8109806_200852524 | 273.652 | bal_1P_1/0AA | 8109806 | no | no |  |  | no |  |  | 0 | 0 | 0 | 0
oh_line_8109806_200852526 |  | ABCD | node_8109806_200852521 | node_8109806_200852526 | 195.935 | bal_3P_4CU | 8109806 | no | no |  |  | no |  |  | 0 | 0 | 0 | 0
oh_line_8109806_200852527 |  | ABCD | node_8109806_200852526 | node_8109806_200852527 | 228.868 | bal_3P_4CU | 8109806 | no | no |  |  | no |  |  | 0 | 0 | 0 | 0
oh_line_8109806_200852528 |  | ABCD | node_8109806_200852527 | node_8109806_200852528 | 233.407 | bal_3P_4CU | 8109806 | no | no |  |  | no |  |  | 0 | 0 | 0 | 0
oh_line_8109806_200852529 |  | AD | node_8109806_200852528 | node_8109806_200852529 | 94.94 | bal_1P_1/0AA | 8109806 | no | no |  |  | no |  |  | 0 | 0 | 0 | 0
oh_line_8109806_200852530 |  | AD | node_8109806_200852529 | node_8109806_200852530 | 346.001 | bal_1P_1/0AA | 8109806 | no | no |  |  | no |  |  | 0 | 0 | 0 | 0
oh_line_8109806_200852531 |  | AD | node_8109806_200852530 | node_8109806_200852531 | 328.751 | bal_1P_1/0AA | 8109806 | no | no |  |  | no |  |  | 0 | 0 | 0 | 0
oh_line_8109806_200852532 |  | AD | node_8109806_200852531 | node_8109806_200852532 | 337.465 | bal_1P_1/0AA | 8109806 | no | no |  |  | no |  |  | 0 | 0 | 0 | 0
oh_line_8109806_200852533 |  | ABCD | node_8109806_200852528 | node_8109806_200852533 | 253.044 | bal_3P_4CU | 8109806 | no | no |  |  | no |  |  | 0 | 0 | 0 | 0
oh_line_8109806_200852534 |  | AD | node_8109806_200852533 | node_8109806_200852534 | 236.473 | bal_1P_1/0AA | 8109806 | no | no |  |  | no |  |  | 0 | 0 | 0 | 0
oh_line_8109806_200852536 |  | ABCD | node_8109806_200852533 | node_8109806_200852536 | 133.977 | bal_3P_4CU | 8109806 | no | no |  |  | no |  |  | 0 | 0 | 0 | 0
oh_line_8109806_200852538 |  | ABCD | node_8109806_200852536 | node_8109806_200852538 | 184.775 | bal_3P_4CU | 8109806 | no | no |  |  | no |  |  | 0 | 0 | 0 | 0
oh_line_8109806_200852539 |  | ABCD | node_8109806_200852515 | node_8109806_200852539 | 123.432 | bal_3P_477AL | 8109806 | no | no |  |  | no |  |  | 0 | 0 | 0 | 0
oh_line_8109806_200852540 |  | ABCD | node_8109806_200852538 | node_8109806_200852540 | 168.246 | bal_3P_4CU | 8109806 | no | no |  |  | no |  |  | 0 | 0 | 0 | 0
oh_line_8109806_200852541 |  | ABCD | node_8109806_200852540 | node_8109806_200852541 | 268.411 | bal_3P_4CU | 8109806 | no | no |  |  | no |  |  | 0 | 0 | 0 | 0
oh_line_8109806_200852543 |  | ABCD | node_8109806_200852541 | node_8109806_200852543 | 157.751 | bal_3P_4CU | 8109806 | no | no |  |  | no |  |  | 0 | 0 | 0 | 0
oh_line_8109806_200852544 |  | ABCD | node_8109806_200852543 | node_8109806_200852544 | 93.564 | bal_3P_4CU | 8109806 | no | no |  |  | no |  |  | 0 | 0 | 0 | 0
oh_line_8109806_200852547 |  | ABCD | node_8109806_200982622 | node_8109806_200852547 | 179.421 | bal_3P_4CU | 8109806 | no | no |  |  | no |  |  | 0 | 0 | 0 | 0
oh_line_8109806_200852548 |  | ABCD | node_8109806_200852547 | node_8109806_200852548 | 169.015 | bal_3P_4CU | 8109806 | no | no |  |  | no |  |  | 0 | 0 | 0 | 0
oh_line_8109806_200852549 |  | ABCD | node_8109806_200852548 | node_8109806_200852549 | 124.609 | bal_3P_4CU | 8109806 | no | no |  |  | no |  |  | 0 | 0 | 0 | 0
oh_line_8109806_200852550 |  | ABCD | node_8109806_200852549 | node_8109806_200852550 | 197.272 | bal_3P_4CU | 8109806 | no | no |  |  | no |  |  | 0 | 0 | 0 | 0
oh_line_8109806_200852551 |  | ABCD | node_8109806_200852550 | node_8109806_200852551 | 37.987 | bal_3P_1/0AC | 8109806 | no | no |  |  | no |  |  | 0 | 0 | 0 | 0
oh_line_8109806_200852552 |  | ABCD | node_8109806_200852551 | node_8109806_200852552 | 220.543 | bal_3P_1/0AC | 8109806 | no | no |  |  | no |  |  | 0 | 0 | 0 | 0
oh_line_8109806_200852553 |  | ABCD | node_8109806_200852552 | node_8109806_200852553 | 205.549 | bal_3P_1/0AC | 8109806 | no | no |  |  | no |  |  | 0 | 0 | 0 | 0
oh_line_8109806_200852554 |  | ABCD | node_8109806_200852550 | node_8109806_200852554 | 163.383 | bal_3P_4CU | 8109806 | no | no |  |  | no |  |  | 0 | 0 | 0 | 0
oh_line_8109806_200852556 |  | AD | node_8109806_200852554 | node_8109806_200852556 | 362.704 | bal_1P_1/0AA | 8109806 | no | no |  |  | no |  |  | 0 | 0 | 0 | 0
oh_line_8109806_200852557 |  | ABCD | node_8109806_200852554 | node_8109806_200852557 | 243.288 | bal_3P_4CU | 8109806 | no | no |  |  | no |  |  | 0 | 0 | 0 | 0
oh_line_8109806_200852560 |  | ABCD | node_8109806_200852557 | node_8109806_200852560 | 112.69 | bal_3P_4CU | 8109806 | no | no |  |  | no |  |  | 0 | 0 | 0 | 0
oh_line_8109806_200852564 |  | ABCD | node_8109806_200852560 | node_8109806_200852564 | 150.303 | bal_3P_4CU | 8109806 | no | no |  |  | no |  |  | 0 | 0 | 0 | 0
oh_line_8109806_200852565 |  | ABCD | node_8109806_200852539 | node_8109806_200852565 | 89.289 | bal_3P_477AL | 8109806 | no | no |  |  | no |  |  | 0 | 0 | 0 | 0
oh_line_8109806_200852566 |  | ABCD | node_8109806_200852564 | node_8109806_200852566 | 180.029 | bal_3P_4CU | 8109806 | no | no |  |  | no |  |  | 0 | 0 | 0 | 0
oh_line_8109806_200852567 |  | ABCD | node_8109806_200852566 | node_8109806_200852567 | 184.608 | bal_3P_4CU | 8109806 | no | no |  |  | no |  |  | 0 | 0 | 0 | 0
oh_line_8109806_200852569 |  | ABCD | node_8109806_200852567 | node_8109806_200852569 | 171.06 | bal_3P_4CU | 8109806 | no | no |  |  | no |  |  | 0 | 0 | 0 | 0
oh_line_8109806_200852571 |  | ABCD | node_8109806_200852569 | node_8109806_200852571 | 170.25 | bal_3P_4CU | 8109806 | no | no |  |  | no |  |  | 0 | 0 | 0 | 0
oh_line_8109806_200852574 |  | ABCD | node_8109806_200852571 | node_8109806_200852574 | 188.79 | bal_3P_4CU | 8109806 | no | no |  |  | no |  |  | 0 | 0 | 0 | 0
oh_line_8109806_200852577 |  | ABCD | node_8109806_200852574 | node_intto1_8109806_200852577 | 181.854 | bal_3P_4CU | 8109806 | no | no |  |  | no |  |  | 0 | 0 | 0 | 0
oh_line_8109806_200852579 |  | ABCD | node_8109806_200852577 | node_8109806_200852579 | 175.258 | bal_3P_4CU | 8109806 | no | no |  |  | no |  |  | 0 | 0 | 0 | 0
oh_line_8109806_200852580 |  | AD | node_8109806_200852477 | node_8109806_200852580 | 124.012 | bal_1P_4CU | 8109806 | no | no |  |  | no |  |  | 0 | 0 | 0 | 0
oh_line_8109806_200852581 |  | AD | node_8109806_200852580 | node_8109806_200852581 | 112.015 | bal_1P_4CU | 8109806 | no | no |  |  | no |  |  | 0 | 0 | 0 | 0
oh_line_8109806_200852583 |  | AD | node_8109806_200852581 | node_8109806_200852583 | 201.584 | bal_1P_4CU | 8109806 | no | no |  |  | no |  |  | 0 | 0 | 0 | 0
oh_line_8109806_200852584 |  | AD | node_8109806_200852583 | node_8109806_200852584 | 203.464 | bal_1P_4CU | 8109806 | no | no |  |  | no |  |  | 0 | 0 | 0 | 0
oh_line_8109806_200852585 |  | AD | node_8109806_200852584 | node_8109806_200852585 | 185.78 | bal_1P_1/0AA | 8109806 | no | no |  |  | no |  |  | 0 | 0 | 0 | 0
oh_line_8109806_200852586 |  | ABCD | node_8109806_200852565 | node_8109806_200852586 | 194.155 | bal_3P_477AL | 8109806 | no | no |  |  | no |  |  | 0 | 0 | 0 | 0
oh_line_8109806_200852591 |  | AD | node_8109806_200852585 | node_8109806_200852591 | 186.671 | bal_1P_1/0AA | 8109806 | no | no |  |  | no |  |  | 0 | 0 | 0 | 0
oh_line_8109806_200852592 |  | AD | node_8109806_200852591 | node_8109806_200852592 | 184.542 | bal_1P_1/0AA | 8109806 | no | no |  |  | no |  |  | 0 | 0 | 0 | 0
oh_line_8109806_200852595 |  | AD | node_8109806_200852592 | node_8109806_200852595 | 171.504 | bal_1P_1/0AA | 8109806 | no | no |  |  | no |  |  | 0 | 0 | 0 | 0
oh_line_8109806_200852596 |  | AD | node_8109806_200852595 | node_8109806_200852596 | 163.268 | bal_1P_1/0AA | 8109806 | no | no |  |  | no |  |  | 0 | 0 | 0 | 0
oh_line_8109806_200852598 |  | ABCD | node_8109806_200852586 | node_8109806_200852598 | 243.278 | bal_3P_477AL | 8109806 | no | no |  |  | no |  |  | 0 | 0 | 0 | 0
oh_line_8109806_200852600 |  | ABCD | node_8109806_200852598 | node_8109806_200852600 | 152.891 | bal_3P_477AL | 8109806 | no | no |  |  | no |  |  | 0 | 0 | 0 | 0
oh_line_8109806_200852602 |  | AD | node_8109806_200852624 | node_8109806_200852602 | 255.785 | bal_1P_4CU | 8109806 | no | no |  |  | no |  |  | 0 | 0 | 0 | 0
oh_line_8109806_200852605 |  | ABCD | node_8109806_200851081 | node_8109806_200852605 | 192.41 | bal_3P_4/0AL | 8109806 | no | no |  |  | no |  |  | 0 | 0 | 0 | 0
oh_line_8109806_200852606 |  | AD | node_8109806_200852641 | node_8109806_200852606 | 126.193 | bal_1P_4/0AA | 8109806 | no | no |  |  | no |  |  | 0 | 0 | 0 | 0
oh_line_8109806_200852607 |  | AD | node_8109806_200852606 | node_8109806_200852607 | 159.105 | bal_1P_4/0AA | 8109806 | no | no |  |  | no |  |  | 0 | 0 | 0 | 0
oh_line_8109806_200852609 |  | AD | node_8109806_200852607 | node_8109806_200852609 | 113.333 | bal_1P_4/0AA | 8109806 | no | no |  |  | no |  |  | 0 | 0 | 0 | 0
oh_line_8109806_200852610 |  | AD | node_8109806_200852609 | node_8109806_200852610 | 132.615 | bal_1P_4/0AA | 8109806 | no | no |  |  | no |  |  | 0 | 0 | 0 | 0
oh_line_8109806_200852611 |  | AD | node_8109806_200852610 | node_8109806_200852611 | 109.234 | bal_1P_4/0AA | 8109806 | no | no |  |  | no |  |  | 0 | 0 | 0 | 0
oh_line_8109806_200852612 |  | AD | node_8109806_200852611 | node_8109806_200852612 | 127.889 | bal_1P_2AC | 8109806 | no | no |  |  | no |  |  | 0 | 0 | 0 | 0
oh_line_8109806_200852613 |  | AD | node_8109806_200852612 | node_8109806_200852613 | 189.885 | bal_1P_2AC | 8109806 | no | no |  |  | no |  |  | 0 | 0 | 0 | 0
oh_line_8109806_200852615 |  | AD | node_8109806_201055026 | node_8109806_200852615 | 157.042 | bal_1P_1/0AC | 8109806 | no | no |  |  | no |  |  | 0 | 0 | 0 | 0
oh_line_8109806_200852617 |  | AD | node_8109806_200852611 | node_8109806_200852617 | 177.01 | bal_1P_4/0AA | 8109806 | no | no |  |  | no |  |  | 0 | 0 | 0 | 0
oh_line_8109806_200852618 |  | AD | node_8109806_200852617 | node_8109806_200852618 | 132.694 | bal_1P_4/0AA | 8109806 | no | no |  |  | no |  |  | 0 | 0 | 0 | 0
oh_line_8109806_200852619 |  | AD | node_8109806_200852618 | node_8109806_200852619 | 133.679 | bal_1P_4/0AA | 8109806 | no | no |  |  | no |  |  | 0 | 0 | 0 | 0
oh_line_8109806_200852620 |  | AD | node_8109806_200852619 | node_8109806_200852620 | 130.333 | bal_1P_4/0AA | 8109806 | no | no |  |  | no |  |  | 0 | 0 | 0 | 0
oh_line_8109806_200852621 |  | AD | node_8109806_200852622 | node_8109806_200852621 | 16.384 | bal_1P_4CU | 8109806 | no | no |  |  | no |  |  | 0 | 0 | 0 | 0
oh_line_8109806_200852622 |  | AD | node_8109806_200852602 | node_8109806_200852622 | 228.274 | bal_1P_4CU | 8109806 | no | no |  |  | no |  |  | 0 | 0 | 0 | 0
oh_line_8109806_200852623 |  | ABCD | node_8109806_200852605 | node_8109806_200852623 | 157.448 | bal_3P_4/0AA | 8109806 | no | no |  |  | no |  |  | 0 | 0 | 0 | 0
oh_line_8109806_200852624 |  | AD | node_8109806_200852625 | node_8109806_200852624 | 160.013 | bal_1P_4CU | 8109806 | no | no |  |  | no |  |  | 0 | 0 | 0 | 0
oh_line_8109806_200852625 |  | AD | node_8109806_200852626 | node_8109806_200852625 | 116.503 | bal_1P_477AL | 8109806 | no | no |  |  | no |  |  | 0 | 0 | 0 | 0
oh_line_8109806_200852626 |  | AD | node_8109806_200852628 | node_8109806_200852626 | 113.158 | bal_1P_477AL | 8109806 | no | no |  |  | no |  |  | 0 | 0 | 0 | 0
oh_line_8109806_200852627 |  | AD | node_8109806_200852626 | node_8109806_200852627 | 47.896 | bal_1P_1/0AA | 8109806 | no | no |  |  | no |  |  | 0 | 0 | 0 | 0
oh_line_8109806_200852628 |  | AD | node_8109806_200852629 | node_8109806_200852628 | 124.796 | bal_1P_477AL | 8109806 | no | no |  |  | no |  |  | 0 | 0 | 0 | 0
oh_line_8109806_200852629 |  | AD | node_8109806_200852596 | node_8109806_200852629 | 110.864 | bal_1P_477AL | 8109806 | no | no |  |  | no |  |  | 0 | 0 | 0 | 0
oh_line_8109806_200852630 |  | ABCD | node_8109806_200852623 | node_8109806_200852630 | 163.936 | bal_3P_4/0AA | 8109806 | no | no |  |  | no |  |  | 0 | 0 | 0 | 0
oh_line_8109806_200852631 |  | ABCD | node_8109806_200852630 | node_8109806_200852631 | 159.824 | bal_3P_4/0AA | 8109806 | no | no |  |  | no |  |  | 0 | 0 | 0 | 0
oh_line_8109806_200852633 |  | ABCD | node_8109806_200852631 | node_8109806_200852633 | 222.396 | bal_3P_4/0AA | 8109806 | no | no |  |  | no |  |  | 0 | 0 | 0 | 0
oh_line_8109806_200852635 |  | AD | node_8109806_200852653 | node_intto1_8109806_200852635 | 142.149 | bal_1P_4/0AA | 8109806 | no | no |  |  | no |  |  | 0 | 0 | 0 | 0
oh_line_8109806_200852638 |  | AD | node_8109806_200852635 | node_8109806_200852638 | 113.698 | bal_1P_4/0AA | 8109806 | no | no |  |  | no |  |  | 0 | 0 | 0 | 0
oh_line_8109806_200852640 |  | AD | node_8109806_200852638 | node_8109806_200852640 | 119.764 | bal_1P_4/0AA | 8109806 | no | no |  |  | no |  |  | 0 | 0 | 0 | 0
oh_line_8109806_200852641 |  | AD | node_8109806_200852640 | node_8109806_200852641 | 126.916 | bal_1P_4/0AA | 8109806 | no | no |  |  | no |  |  | 0 | 0 | 0 | 0
oh_line_8109806_200852643 |  | AD | node_8109806_200852658 | node_8109806_200852643 | 188.594 | bal_1P_2AC | 8109806 | no | no |  |  | no |  |  | 0 | 0 | 0 | 0
oh_line_8109806_200852645 |  | AD | node_8109806_200852643 | node_8109806_200852645 | 146.689 | bal_1P_2AC | 8109806 | no | no |  |  | no |  |  | 0 | 0 | 0 | 0
oh_line_8109806_200852646 |  | AD | node_8109806_200852645 | node_8109806_200852646 | 164.735 | bal_1P_2AC | 8109806 | no | no |  |  | no |  |  | 0 | 0 | 0 | 0
oh_line_8109806_200852647 |  | AD | node_8109806_200852646 | node_8109806_200852647 | 125.837 | bal_1P_2AC | 8109806 | no | no |  |  | no |  |  | 0 | 0 | 0 | 0
oh_line_8109806_200852648 |  | AD | node_8109806_200852647 | node_8109806_200852648 | 191.862 | bal_1P_2AC | 8109806 | no | no |  |  | no |  |  | 0 | 0 | 0 | 0
oh_line_8109806_200852649 |  | AD | node_8109806_200852648 | node_8109806_200852649 | 143.482 | bal_1P_2AC | 8109806 | no | no |  |  | no |  |  | 0 | 0 | 0 | 0
oh_line_8109806_200852653 |  | ABCD | node_8109806_200852633 | node_8109806_200852653 | 216.126 | bal_3P_4/0AL | 8109806 | no | no |  |  | no |  |  | 0 | 0 | 0 | 0
oh_line_8109806_200852657 |  | ABCD | node_8109806_310030857 | node_8109806_200852657 | 167.666 | bal_3P_1/0AC | 8109806 | no | no |  |  | no |  |  | 0 | 0 | 0 | 0
oh_line_8109806_200852658 |  | ABCD | node_8109806_200852657 | node_8109806_200852658 | 111.983 | bal_3P_1/0AC | 8109806 | no | no |  |  | no |  |  | 0 | 0 | 0 | 0
oh_line_8109806_200852660 |  | ABCD | node_8109806_200852658 | node_8109806_200852660 | 179.455 | bal_3P_1/0AC | 8109806 | no | no |  |  | no |  |  | 0 | 0 | 0 | 0
oh_line_8109806_200852661 |  | ABCD | node_8109806_200852660 | node_8109806_200852661 | 147.797 | bal_3P_1/0AC | 8109806 | no | no |  |  | no |  |  | 0 | 0 | 0 | 0
oh_line_8109806_200852662 |  | AD | node_8109806_200852661 | node_8109806_200852662 | 84.553 | bal_1P_1/0AC | 8109806 | no | no |  |  | no |  |  | 0 | 0 | 0 | 0
oh_line_8109806_200852663 |  | ABCD | node_8109806_200852661 | node_8109806_200852663 | 219.842 | bal_3P_1/0AC | 8109806 | no | no |  |  | no |  |  | 0 | 0 | 0 | 0
oh_line_8109806_200852666 |  | ABCD | node_8109806_200958625 | node_8109806_200852666 | 102.711 | bal_3P_1/0AC | 8109806 | no | no |  |  | no |  |  | 0 | 0 | 0 | 0
oh_line_8109806_200852667 |  | ABCD | node_8109806_200852666 | node_8109806_200852667 | 104.01 | bal_3P_1/0AC | 8109806 | no | no |  |  | no |  |  | 0 | 0 | 0 | 0
oh_line_8109806_200852668 |  | ABCD | node_8109806_200852677 | node_8109806_200852668 | 261.873 | bal_3P_2AC | 8109806 | no | no |  |  | no |  |  | 0 | 0 | 0 | 0
oh_line_8109806_200852669 |  | ABCD | node_8109806_200852667 | node_8109806_200852669 | 83.933 | bal_3P_1/0AC | 8109806 | no | no |  |  | no |  |  | 0 | 0 | 0 | 0
oh_line_8109806_200852670 |  | ABCD | node_8109806_200852669 | node_intto1_8109806_200852670 | 195.314 | bal_3P_1/0AC | 8109806 | no | no |  |  | no |  |  | 0 | 0 | 0 | 0
oh_line_8109806_200852671 |  | ABCD | node_8109806_200852670 | node_8109806_200852671 | 133.471 | bal_3P_1/0AC | 8109806 | no | no |  |  | no |  |  | 0 | 0 | 0 | 0
oh_line_8109806_200852672 |  | ABCD | node_8109806_200852671 | node_8109806_200852672 | 156.343 | bal_3P_1/0AC | 8109806 | no | no |  |  | no |  |  | 0 | 0 | 0 | 0
oh_line_8109806_200852673 |  | ABCD | node_8109806_200852672 | node_8109806_200852673 | 211.717 | bal_3P_1/0AC | 8109806 | no | no |  |  | no |  |  | 0 | 0 | 0 | 0
oh_line_8109806_200852674 |  | ABCD | node_8109806_200852673 | node_8109806_200852674 | 140.253 | bal_3P_1/0AC | 8109806 | no | no |  |  | no |  |  | 0 | 0 | 0 | 0
oh_line_8109806_200852675 |  | ABCD | node_8109806_200852674 | node_8109806_200852675 | 117.821 | bal_3P_1/0AC | 8109806 | no | no |  |  | no |  |  | 0 | 0 | 0 | 0
oh_line_8109806_200852676 |  | ABCD | node_8109806_200852675 | node_8109806_200852676 | 170.583 | bal_3P_1/0AC | 8109806 | no | no |  |  | no |  |  | 0 | 0 | 0 | 0
oh_line_8109806_200852677 |  | ABCD | node_8109806_200852676 | node_8109806_200852677 | 139.899 | bal_3P_1/0AC | 8109806 | no | no |  |  | no |  |  | 0 | 0 | 0 | 0
oh_line_8109806_200852679 |  | AD | node_8109806_200852677 | node_8109806_200852679 | 177.775 | bal_1P_1/0AC | 8109806 | no | no |  |  | no |  |  | 0 | 0 | 0 | 0
oh_line_8109806_200852680 |  | AD | node_8109806_200852679 | node_intto1_8109806_200852680 | 176.872 | bal_1P_1/0AC | 8109806 | no | no |  |  | no |  |  | 0 | 0 | 0 | 0
oh_line_8109806_200852681 |  | AD | node_8109806_200852680 | node_8109806_200852681 | 252.5 | bal_1P_1/0AC | 8109806 | no | no |  |  | no |  |  | 0 | 0 | 0 | 0
oh_line_8109806_200852682 |  | AD | node_8109806_200852681 | node_8109806_200852682 | 180.409 | bal_1P_1/0AC | 8109806 | no | no |  |  | no |  |  | 0 | 0 | 0 | 0
oh_line_8109806_200852683 |  | AD | node_8109806_200852682 | node_8109806_200852683 | 222.083 | bal_1P_1/0AC | 8109806 | no | no |  |  | no |  |  | 0 | 0 | 0 | 0
oh_line_8109806_200852686 |  | AD | node_8109806_200946065 | node_8109806_200852686 | 277.708 | bal_1P_2AC | 8109806 | no | no |  |  | no |  |  | 0 | 0 | 0 | 0
oh_line_8109806_200853466 |  | AD | node_8109806_200853582 | node_8109806_200853466 | 160.319 | bal_1P_1/0AC | 8109806 | no | no |  |  | no |  |  | 0 | 0 | 0 | 0
oh_line_8109806_200853467 |  | AD | node_8109806_200853466 | node_8109806_200853467 | 172.498 | bal_1P_1/0AC | 8109806 | no | no |  |  | no |  |  | 0 | 0 | 0 | 0
oh_line_8109806_200853468 |  | AD | node_8109806_200853467 | node_8109806_200853468 | 191.626 | bal_1P_1/0AC | 8109806 | no | no |  |  | no |  |  | 0 | 0 | 0 | 0
oh_line_8109806_200853567 |  | ABCN | node_8109806_200850993 | node_8109806_200853567 | 32.217 | bal_3P_477AL_4/0AL(N) | 8109806 | no | no |  |  | no |  |  | 0 | 0 | 0 | 0
oh_line_8109806_200853569 |  | ABCN | node_8109806_200853567 | node_8109806_200853569 | 86.816 | bal_3P_477AL_4/0AC(N) | 8109806 | no | no |  |  | no |  |  | 0 | 0 | 0 | 0
oh_line_8109806_200853570-1 |  | ABCN | node_312115201 | node_8109806_200853570 | 75.342 | bal_3P_477AL_4/0AC(N) | 8109806 | no | no |  |  | no |  |  | 0 | 0 | 0 | 0
oh_line_8109806_200853570-2 |  | ABCN | node_361SW1-312115202 | node_intto1_312115201 | 4.703 | bal_3P_477AL_4/0AC(N) | 8109806 | no | no |  |  | no |  |  | 0 | 0 | 0 | 0
oh_line_8109806_200853570-3 |  | ABCN | node_8109806_200853569 | node_intto1_361SW1-312115202 | 3.746 | bal_3P_477AL_4/0AC(N) | 8109806 | no | no |  |  | no |  |  | 0 | 0 | 0 | 0
oh_line_8109806_200853571 |  | ABCN | node_8109806_200853570 | node_8109806_200853571 | 78.607 | bal_3P_477AL_4/0AC(N) | 8109806 | no | no |  |  | no |  |  | 0 | 0 | 0 | 0
oh_line_8109806_200853572 |  | AD | node_8109806_200853573 | node_8109806_200853572 | 58.048 | bal_1P_1/0AC | 8109806 | no | no |  |  | no |  |  | 0 | 0 | 0 | 0
oh_line_8109806_200853573 |  | AD | node_8109806_200853585 | node_8109806_200853573 | 174.021 | bal_1P_1/0AC | 8109806 | no | no |  |  | no |  |  | 0 | 0 | 0 | 0
oh_line_8109806_200853574 |  | AD | node_8109806_200853573 | node_8109806_200853574 | 120.793 | bal_1P_2AC | 8109806 | no | no |  |  | no |  |  | 0 | 0 | 0 | 0
oh_line_8109806_200853575 |  | AD | node_8109806_200853574 | node_8109806_200853575 | 172.1 | bal_1P_2AC | 8109806 | no | no |  |  | no |  |  | 0 | 0 | 0 | 0
oh_line_8109806_200853576 |  | AD | node_8109806_200853575 | node_8109806_200853576 | 29.491 | bal_1P_2AC | 8109806 | no | no |  |  | no |  |  | 0 | 0 | 0 | 0
oh_line_8109806_200853577 |  | AD | node_8109806_200853576 | node_8109806_200853577 | 186.419 | bal_1P_2AC | 8109806 | no | no |  |  | no |  |  | 0 | 0 | 0 | 0
oh_line_8109806_200853578 |  | AD | node_8109806_200853577 | node_8109806_200853578 | 85.858 | bal_1P_2AC | 8109806 | no | no |  |  | no |  |  | 0 | 0 | 0 | 0
oh_line_8109806_200853579 |  | AD | node_8109806_200853578 | node_8109806_200853579 | 101.07 | bal_1P_2AC | 8109806 | no | no |  |  | no |  |  | 0 | 0 | 0 | 0
oh_line_8109806_200853580 |  | AD | node_8109806_200853575 | node_8109806_200853580 | 112.336 | bal_1P_2AC | 8109806 | no | no |  |  | no |  |  | 0 | 0 | 0 | 0
oh_line_8109806_200853581 |  | AD | node_8109806_200853580 | node_8109806_200853581 | 91.194 | bal_1P_2AC | 8109806 | no | no |  |  | no |  |  | 0 | 0 | 0 | 0
oh_line_8109806_200853582 |  | AD | node_8109806_200853581 | node_8109806_200853582 | 114.208 | bal_1P_2AC | 8109806 | no | no |  |  | no |  |  | 0 | 0 | 0 | 0
oh_line_8109806_200853584 |  | AD | node_8109806_200852515 | node_8109806_200853584 | 20.324 | bal_1P_1/0AC | 8109806 | no | no |  |  | no |  |  | 0 | 0 | 0 | 0
oh_line_8109806_200853585 |  | AD | node_8109806_200853584 | node_intto1_8109806_200853585 | 88.341 | bal_1P_1/0AC | 8109806 | no | no |  |  | no |  |  | 0 | 0 | 0 | 0
oh_line_8109806_200853586 |  | AD | node_8109806_200853585 | node_8109806_200853586 | 174.901 | bal_1P_1/0AC | 8109806 | no | no |  |  | no |  |  | 0 | 0 | 0 | 0
oh_line_8109806_200853587 |  | AD | node_8109806_200853586 | node_8109806_200853587 | 221.941 | bal_1P_1/0AA | 8109806 | no | no |  |  | no |  |  | 0 | 0 | 0 | 0
oh_line_8109806_200853596 |  | AN | node_8109806_200853691 | node_8109806_200853596 | 133.042 | bal_1P_WYECUST | 8109806 | no | no |  |  | no |  |  | 0 | 0 | 0 | 0
oh_line_8109806_200853597 |  | ABCN | node_8109806_200853570 | node_8109806_200853597 | 416.205 | bal_3P_477AL_4/0AC(N) | 8109806 | no | no |  |  | no |  |  | 0 | 0 | 0 | 0
oh_line_8109806_200853598 |  | ABCN | node_8109806_200853692 | node_intto1_8109806_200853598 | 150.019 | bal_3P_477AL_4/0AC(N) | 8109806 | no | no |  |  | no |  |  | 0 | 0 | 0 | 0
oh_line_8109806_200853599 |  | ABCN | node_8109806_200853598 | node_8109806_200853599 | 156.785 | bal_3P_477AL_4/0AC(N) | 8109806 | no | no |  |  | no |  |  | 0 | 0 | 0 | 0
oh_line_8109806_200853600 |  | ABCN | node_8109806_200853599 | node_8109806_200853600 | 126.012 | bal_3P_477AL_4/0AC(N) | 8109806 | no | no |  |  | no |  |  | 0 | 0 | 0 | 0
oh_line_8109806_200853602 |  | ABCN | node_8109806_200853600 | node_8109806_200853602 | 118.804 | bal_3P_477AL_4/0AC(N) | 8109806 | no | no |  |  | no |  |  | 0 | 0 | 0 | 0
oh_line_8109806_200853603 |  | ABCN | node_8109806_200853602 | node_8109806_200853603 | 102.175 | bal_3P_477AL_4/0AC(N) | 8109806 | no | no |  |  | no |  |  | 0 | 0 | 0 | 0
oh_line_8109806_200853604 |  | ABCN | node_8109806_200853603 | node_8109806_200853604 | 98.036 | bal_3P_477AL_4/0AC(N) | 8109806 | no | no |  |  | no |  |  | 0 | 0 | 0 | 0
oh_line_8109806_200853605 |  | ABCN | node_8109806_200853604 | node_8109806_200853605 | 148.15 | bal_3P_477AL_4/0AC(N) | 8109806 | no | no |  |  | no |  |  | 0 | 0 | 0 | 0
oh_line_8109806_200853606 |  | ABCN | node_8109806_200853605 | node_8109806_200853606 | 105.763 | bal_3P_477AL_4/0AC(N) | 8109806 | no | no |  |  | no |  |  | 0 | 0 | 0 | 0
oh_line_8109806_200853607 |  | ABCN | node_8109806_200853606 | node_8109806_200853607 | 189.074 | bal_3P_477AL_4/0AC(N) | 8109806 | no | no |  |  | no |  |  | 0 | 0 | 0 | 0
oh_line_8109806_200853608 |  | ABCN | node_8109806_200853607 | node_8109806_200853608 | 151.697 | bal_3P_477AL_4/0AC(N) | 8109806 | no | no |  |  | no |  |  | 0 | 0 | 0 | 0
oh_line_8109806_200853610 |  | ABCN | node_8109806_200853608 | node_8109806_200853610 | 179.177 | bal_3P_477AL_4/0AC(N) | 8109806 | no | no |  |  | no |  |  | 0 | 0 | 0 | 0
oh_line_8109806_200853611 |  | ABCN | node_8109806_200853597 | node_8109806_200853611 | 84.519 | bal_3P_477AL_4/0AC(N) | 8109806 | no | no |  |  | no |  |  | 0 | 0 | 0 | 0
oh_line_8109806_200853612 |  | ABCN | node_8109806_200853610 | node_8109806_200853612 | 117.952 | bal_3P_477AL_4/0AC(N) | 8109806 | no | no |  |  | no |  |  | 0 | 0 | 0 | 0
oh_line_8109806_200853613 |  | ABCN | node_8109806_200853612 | node_8109806_200853613 | 138.136 | bal_3P_477AL_4/0AC(N) | 8109806 | no | no |  |  | no |  |  | 0 | 0 | 0 | 0
oh_line_8109806_200853614 |  | ABCN | node_8109806_200853613 | node_8109806_200853614 | 181.7 | bal_3P_477AL_4/0AC(N) | 8109806 | no | no |  |  | no |  |  | 0 | 0 | 0 | 0
oh_line_8109806_200853615 |  | ABCN | node_8109806_200853614 | node_8109806_200853615 | 119.553 | bal_3P_477AL_4/0AC(N) | 8109806 | no | no |  |  | no |  |  | 0 | 0 | 0 | 0
oh_line_8109806_200853617 |  | ABCN | node_8109806_200853615 | node_8109806_200853617 | 134.834 | bal_3P_477AL_4/0AC(N) | 8109806 | no | no |  |  | no |  |  | 0 | 0 | 0 | 0
oh_line_8109806_200853618 |  | ABCN | node_8109806_200853617 | node_8109806_200853618 | 173.223 | bal_3P_477AL_4/0AC(N) | 8109806 | no | no |  |  | no |  |  | 0 | 0 | 0 | 0
oh_line_8109806_200853619 |  | ABCN | node_8109806_200853618 | node_8109806_200853619 | 210.767 | bal_3P_477AL_4/0AC(N) | 8109806 | no | no |  |  | no |  |  | 0 | 0 | 0 | 0
oh_line_8109806_200853622 |  | ABCN | node_8109806_200853619 | node_8109806_200853622 | 174.35 | bal_3P_477AL_4/0AC(N) | 8109806 | no | no |  |  | no |  |  | 0 | 0 | 0 | 0
oh_line_8109806_200853623 |  | ABCN | node_8109806_200853622 | node_8109806_200853623 | 190.474 | bal_3P_477AL_4/0AC(N) | 8109806 | no | no |  |  | no |  |  | 0 | 0 | 0 | 0
oh_line_8109806_200853624 |  | ABCN | node_8109806_200853623 | node_8109806_200853624 | 175.173 | bal_3P_477AL_4/0AC(N) | 8109806 | no | no |  |  | no |  |  | 0 | 0 | 0 | 0
oh_line_8109806_200853625 |  | ABCN | node_8109806_200853624 | node_8109806_200853625 | 161.707 | bal_3P_477AL_4/0AL(N) | 8109806 | no | no |  |  | no |  |  | 0 | 0 | 0 | 0
oh_line_8109806_200853627 |  | ABCN | node_8109806_200853625 | node_8109806_200853627 | 110.035 | bal_3P_477AL_4/0AL(N) | 8109806 | no | no |  |  | no |  |  | 0 | 0 | 0 | 0
oh_line_8109806_200853628 |  | ABCN | node_8109806_200853627 | node_8109806_200853628 | 127.244 | bal_3P_477AL_4/0AL(N) | 8109806 | no | no |  |  | no |  |  | 0 | 0 | 0 | 0
oh_line_8109806_200853629 |  | ABCN | node_8109806_200853611 | node_8109806_200853629 | 101.15 | bal_3P_477AL_4/0AC(N) | 8109806 | no | no |  |  | no |  |  | 0 | 0 | 0 | 0
oh_line_8109806_200853630 |  | ABCN | node_8109806_200853628 | node_8109806_200853630 | 88.667 | bal_3P_477AL_4/0AL(N) | 8109806 | no | no |  |  | no |  |  | 0 | 0 | 0 | 0
oh_line_8109806_200853631 |  | ABCN | node_8109806_200853630 | node_8109806_200853631 | 152.264 | bal_3P_477AL_4/0AL(N) | 8109806 | no | no |  |  | no |  |  | 0 | 0 | 0 | 0
oh_line_8109806_200853632 |  | ABCN | node_8109806_200853631 | node_8109806_200853632 | 175.703 | bal_3P_477AL_4/0AC(N) | 8109806 | no | no |  |  | no |  |  | 0 | 0 | 0 | 0
oh_line_8109806_200853634 |  | ABCN | node_8109806_200853632 | node_8109806_200853634 | 192.969 | bal_3P_477AL_4/0AC(N) | 8109806 | no | no |  |  | no |  |  | 0 | 0 | 0 | 0
oh_line_8109806_200853638 |  | ABCN | node_8109806_200969957 | node_8109806_200853638 | 147.625 | bal_3P_477AL_4/0AC(N) | 8109806 | no | no |  |  | no |  |  | 0 | 0 | 0 | 0
oh_line_8109806_200853639 |  | ABCN | node_8109806_200853638 | node_8109806_200853639 | 129.373 | bal_3P_477AL_4/0AA(N) | 8109806 | no | no |  |  | no |  |  | 0 | 0 | 0 | 0
oh_line_8109806_200853641 |  | ABCN | node_8109806_200853639 | node_8109806_200853641 | 126.313 | bal_3P_477AL_4/0AA(N) | 8109806 | no | no |  |  | no |  |  | 0 | 0 | 0 | 0
oh_line_8109806_200853642 |  | ABCN | node_8109806_200853641 | node_8109806_200853642 | 143.479 | bal_3P_477AL_4/0AA(N) | 8109806 | no | no |  |  | no |  |  | 0 | 0 | 0 | 0
oh_line_8109806_200853643 |  | ABCN | node_8109806_200853642 | node_8109806_200853643 | 100.923 | bal_3P_477AL_4/0AA(N) | 8109806 | no | no |  |  | no |  |  | 0 | 0 | 0 | 0
oh_line_8109806_200853645 |  | ABCN | node_8109806_200853643 | node_8109806_200853645 | 189.788 | bal_3P_477AL_4/0AA(N) | 8109806 | no | no |  |  | no |  |  | 0 | 0 | 0 | 0
oh_line_8109806_200853646 |  | ABCN | node_8109806_200853645 | node_8109806_200853646 | 99.84 | bal_3P_477AL_4/0AA(N) | 8109806 | no | no |  |  | no |  |  | 0 | 0 | 0 | 0
oh_line_8109806_200853648 |  | ABCN | node_8109806_200853646 | node_8109806_200853648 | 249.583 | bal_3P_1/0AA_4/0AA(N) | 8109806 | no | no |  |  | no |  |  | 0 | 0 | 0 | 0
oh_line_8109806_200853649 |  | ABCN | node_8109806_200853648 | node_8109806_200853649 | 197.725 | bal_3P_1/0AA_4/0AA(N) | 8109806 | no | no |  |  | no |  |  | 0 | 0 | 0 | 0
oh_line_8109806_200853650 |  | ABCN | node_8109806_200853649 | node_8109806_200853650 | 194.282 | bal_3P_1/0AA_4/0AA(N) | 8109806 | no | no |  |  | no |  |  | 0 | 0 | 0 | 0
oh_line_8109806_200853651 |  | ABCN | node_8109806_200853650 | node_8109806_200853651 | 206.119 | bal_3P_1/0AA_4/0AA(N) | 8109806 | no | no |  |  | no |  |  | 0 | 0 | 0 | 0
oh_line_8109806_200853652 |  | ABCN | node_8109806_200853651 | node_8109806_200853652 | 244.52 | bal_3P_1/0AA_4/0AA(N) | 8109806 | no | no |  |  | no |  |  | 0 | 0 | 0 | 0
oh_line_8109806_200853655 |  | ABCN | node_8109806_200853652 | node_8109806_200853655 | 226.079 | bal_3P_1/0AA_4/0AA(N) | 8109806 | no | no |  |  | no |  |  | 0 | 0 | 0 | 0
oh_line_8109806_200853658 |  | ABCN | node_8109806_200853655 | node_8109806_200853658 | 209.688 | bal_3P_477AL_4/0AA(N) | 8109806 | no | no |  |  | no |  |  | 0 | 0 | 0 | 0
oh_line_8109806_200853660 |  | ABCN | node_8109806_200853658 | node_8109806_200853660 | 171.268 | bal_3P_1/0AA_4/0AA(N) | 8109806 | no | no |  |  | no |  |  | 0 | 0 | 0 | 0
oh_line_8109806_200853662 |  | ABCN | node_8109806_200853660 | node_8109806_200853662 | 197.636 | bal_3P_1/0AA_4/0AA(N) | 8109806 | no | no |  |  | no |  |  | 0 | 0 | 0 | 0
oh_line_8109806_200853663 |  | ABCN | node_8109806_200853662 | node_8109806_200853663 | 205.628 | bal_3P_1/0AA_4/0AA(N) | 8109806 | no | no |  |  | no |  |  | 0 | 0 | 0 | 0
oh_line_8109806_200853665 |  | ABCN | node_8109806_200853663 | node_8109806_200853665 | 147.895 | bal_3P_477AL_4/0AA(N) | 8109806 | no | no |  |  | no |  |  | 0 | 0 | 0 | 0
oh_line_8109806_200853666 |  | ABCN | node_8109806_200853665 | node_8109806_200853666 | 119.5 | bal_3P_477AL_4/0AA(N) | 8109806 | no | no |  |  | no |  |  | 0 | 0 | 0 | 0
oh_line_8109806_200853667 |  | ABCN | node_8109806_200853666 | node_8109806_200853667 | 113.763 | bal_3P_477AL_4/0AA(N) | 8109806 | no | no |  |  | no |  |  | 0 | 0 | 0 | 0
oh_line_8109806_200853670 |  | ABCN | node_8109806_200853667 | node_8109806_200853670 | 151.156 | bal_3P_477AL_4/0AA(N) | 8109806 | no | no |  |  | no |  |  | 0 | 0 | 0 | 0
oh_line_8109806_200853671 |  | ABCN | node_8109806_200853670 | node_intto1_8109806_200853671 | 193.944 | bal_3P_477AL_4/0AA(N) | 8109806 | no | no |  |  | no |  |  | 0 | 0 | 0 | 0
oh_line_8109806_200853672 |  | AD | node_8109806_311915809 | node_8109806_200853672 | 144.307 | bal_1P_477AL | 8109806 | no | no |  |  | no |  |  | 0 | 0 | 0 | 0
oh_line_8109806_200853673 |  | AD | node_8109806_200853672 | node_intto1_8109806_200853673 | 164.932 | bal_1P_2AC | 8109806 | no | no |  |  | no |  |  | 0 | 0 | 0 | 0
oh_line_8109806_200853674-1 |  | AD | node_8109806_200853673 | node_1341091_321_15298771_732 | 223.562 | bal_1P_2AC | 8109806 | no | no |  |  | no |  |  | 0 | 0 | 0 | 0
oh_line_8109806_200853674-2 |  | AD | node_1341091_321_15298771_732 | node_8109806_200853674 | 13.941 | bal_1P_2AC | 8109806 | no | no |  |  | no |  |  | 0 | 0 | 0 | 0
oh_line_8109806_200853675 |  | AD | node_8109806_200853674 | node_8109806_200853675 | 221.876 | bal_1P_2AC | 8109806 | no | no |  |  | no |  |  | 0 | 0 | 0 | 0
oh_line_8109806_200853676 |  | AD | node_8109806_200853675 | node_8109806_200853676 | 375.842 | bal_1P_2AC | 8109806 | no | no |  |  | no |  |  | 0 | 0 | 0 | 0
oh_line_8109806_200853677 |  | AD | node_8109806_200853676 | node_8109806_200853677 | 181.593 | bal_1P_2AC | 8109806 | no | no |  |  | no |  |  | 0 | 0 | 0 | 0
oh_line_8109806_200853678 |  | AD | node_8109806_200853677 | node_8109806_200853678 | 155.444 | bal_1P_2AC | 8109806 | no | no |  |  | no |  |  | 0 | 0 | 0 | 0
oh_line_8109806_200853679 |  | ABCN | node_8109806_200980831 | node_8109806_200853679 | 129.926 | bal_3P_477AL_4/0AC(N) | 8109806 | no | no |  |  | no |  |  | 0 | 0 | 0 | 0
oh_line_8109806_200853680 |  | AD | node_8109806_200850940 | node_8109806_200853680 | 215.074 | bal_1P_2AC | 8109806 | no | no |  |  | no |  |  | 0 | 0 | 0 | 0
oh_line_8109806_200853682 |  | AD | node_8109806_200853680 | node_8109806_200853682 | 302.681 | bal_1P_2AC | 8109806 | no | no |  |  | no |  |  | 0 | 0 | 0 | 0
oh_line_8109806_200853683 |  | AD | node_8109806_200853682 | node_8109806_200853683 | 351.924 | bal_1P_2AC | 8109806 | no | no |  |  | no |  |  | 0 | 0 | 0 | 0
oh_line_8109806_200853685 |  | ABCN | node_8109806_200853679 | node_8109806_200853685 | 141.688 | bal_3P_477AL_4/0AA(N) | 8109806 | no | no |  |  | no |  |  | 0 | 0 | 0 | 0
oh_line_8109806_200853686 |  | ABCN | node_8109806_200853685 | node_8109806_200853686 | 133.281 | bal_3P_477AL_4/0AA(N) | 8109806 | no | no |  |  | no |  |  | 0 | 0 | 0 | 0
oh_line_8109806_200853691 |  | ABCN | node_8109806_200853686 | node_8109806_200853691 | 149.947 | bal_3P_477AL_4/0AA(N) | 8109806 | no | no |  |  | no |  |  | 0 | 0 | 0 | 0
oh_line_8109806_200853692 |  | ABCN | node_8109806_200853691 | node_intto1_8109806_200853692 | 95.948 | bal_3P_477AL_4/0AA(N) | 8109806 | no | no |  |  | no |  |  | 0 | 0 | 0 | 0
oh_line_8109806_200853694 |  | AN | node_8109806_200853776 | node_8109806_200853694 | 450.058 | bal_1P_1/0AA_1/0AA(N) | 8109806 | no | no |  |  | no |  |  | 0 | 0 | 0 | 0
oh_line_8109806_200853695 |  | AN | node_8109806_200853779 | node_intto1_8109806_200853695 | 281.12 | bal_1P_WYECUST | 8109806 | no | no |  |  | no |  |  | 0 | 0 | 0 | 0
oh_line_8109806_200853696 |  | AN | node_8109806_200853787 | node_8109806_200853696 | 106.726 | bal_1P_1/0AA_1/0AA(N) | 8109806 | no | no |  |  | no |  |  | 0 | 0 | 0 | 0
oh_line_8109806_200853697 |  | AN | node_8109806_200853794 | node_intto1_8109806_200853697 | 801.967 | bal_1P_2AC_2AC(N) | 8109806 | no | no |  |  | no |  |  | 0 | 0 | 0 | 0
oh_line_8109806_200853698 |  | ABCN | node_8109806_200853631 | node_intto1_8109806_200853698 | 162.132 | bal_3P_477AL_4/0AL(N) | 8109806 | no | no |  |  | no |  |  | 0 | 0 | 0 | 0
oh_line_8109806_200853699-1 |  | ABCN | node_311877055 | node_8109806_200853699 | 72.092 | bal_3P_477AL_4/0AL(N) | 8109806 | no | no |  |  | no |  |  | 0 | 0 | 0 | 0
oh_line_8109806_200853699-2 |  | ABCN | node_361X42-310005605 | node_intto1_311877055 | 5.057 | bal_3P_477AL_4/0AL(N) | 8109806 | no | no |  |  | no |  |  | 0 | 0 | 0 | 0
oh_line_8109806_200853699-3 |  | ABCN | node_8109806_200853698 | node_intto1_361X42-310005605 | 5.71 | bal_3P_477AL_4/0AL(N) | 8109806 | no | no |  |  | no |  |  | 0 | 0 | 0 | 0
oh_line_8109806_200853700 |  | AN | node_8109806_200853699 | node_8109806_200853700 | 234.974 | bal_1P_1/0AC_1/0AC(N) | 8109806 | no | no |  |  | no |  |  | 0 | 0 | 0 | 0
oh_line_8109806_200853702 |  | ABCN | node_8109806_200853699 | node_8109806_200853702 | 125.167 | bal_3P_477AL_4/0AL(N) | 8109806 | no | no |  |  | no |  |  | 0 | 0 | 0 | 0
oh_line_8109806_200853704 |  | ABCN | node_8109806_200853822 | node_8109806_200853704 | 126.739 | bal_3P_477AL_4/0AL(N) | 8109806 | no | no |  |  | no |  |  | 0 | 0 | 0 | 0
oh_line_8109806_200853705 |  | ABCN | node_8109806_200853704 | node_8109806_200853705 | 172.782 | bal_3P_477AL_4/0AL(N) | 8109806 | no | no |  |  | no |  |  | 0 | 0 | 0 | 0
oh_line_8109806_200853706 |  | ABCN | node_8109806_200853705 | node_8109806_200853706 | 58.523 | bal_3P_477AL_4/0AL(N) | 8109806 | no | no |  |  | no |  |  | 0 | 0 | 0 | 0
oh_line_8109806_200853707 |  | ABCN | node_8109806_200853706 | node_8109806_200853707 | 155.689 | bal_3P_477AL_4/0AL(N) | 8109806 | no | no |  |  | no |  |  | 0 | 0 | 0 | 0
oh_line_8109806_200853708 |  | ABCN | node_8109806_200853707 | node_8109806_200853708 | 136.005 | bal_3P_477AL_4/0AC(N) | 8109806 | no | no |  |  | no |  |  | 0 | 0 | 0 | 0
oh_line_8109806_200853710 |  | ABCN | node_8109806_200853708 | node_8109806_200853710 | 213.691 | bal_3P_477AL_4/0AC(N) | 8109806 | no | no |  |  | no |  |  | 0 | 0 | 0 | 0
oh_line_8109806_200853711 |  | ABCN | node_8109806_200853710 | node_8109806_200853711 | 215.233 | bal_3P_477AL_4/0AC(N) | 8109806 | no | no |  |  | no |  |  | 0 | 0 | 0 | 0
oh_line_8109806_200853712 |  | ABCN | node_8109806_200853711 | node_8109806_200853712 | 105.964 | bal_3P_477AL_4/0AC(N) | 8109806 | no | no |  |  | no |  |  | 0 | 0 | 0 | 0
oh_line_8109806_200853713 |  | ABCN | node_8109806_200853712 | node_8109806_200853713 | 164.41 | bal_3P_477AL_4/0AC(N) | 8109806 | no | no |  |  | no |  |  | 0 | 0 | 0 | 0
oh_line_8109806_200853715 |  | ABCN | node_8109806_200853713 | node_8109806_200853715 | 313.553 | bal_3P_477AL_4/0AC(N) | 8109806 | no | no |  |  | no |  |  | 0 | 0 | 0 | 0
oh_line_8109806_200853717 |  | ABCN | node_8109806_200853715 | node_8109806_200853717 | 189.838 | bal_3P_477AL_4/0AC(N) | 8109806 | no | no |  |  | no |  |  | 0 | 0 | 0 | 0
oh_line_8109806_200853718 |  | ABCN | node_8109806_200853717 | node_8109806_200853718 | 216.565 | bal_3P_477AL_4/0AC(N) | 8109806 | no | no |  |  | no |  |  | 0 | 0 | 0 | 0
oh_line_8109806_200853720 |  | ABCN | node_8109806_200853718 | node_8109806_200853720 | 255.788 | bal_3P_477AL_4/0AC(N) | 8109806 | no | no |  |  | no |  |  | 0 | 0 | 0 | 0
oh_line_8109806_200853722 |  | ABCN | node_8109806_200853702 | node_8109806_200853722 | 159.374 | bal_3P_477AL_4/0AL(N) | 8109806 | no | no |  |  | no |  |  | 0 | 0 | 0 | 0
oh_line_8109806_200853723 |  | ABCN | node_8109806_200853722 | node_8109806_200853723 | 105.831 | bal_3P_477AL_4/0AL(N) | 8109806 | no | no |  |  | no |  |  | 0 | 0 | 0 | 0
oh_line_8109806_200853724 |  | ABCN | node_8109806_200853723 | node_8109806_200853724 | 97.559 | bal_3P_477AL_4/0AL(N) | 8109806 | no | no |  |  | no |  |  | 0 | 0 | 0 | 0
oh_line_8109806_200853725 |  | ABCN | node_8109806_200853720 | node_8109806_200853725 | 209.801 | bal_3P_477AL_4/0AC(N) | 8109806 | no | no |  |  | no |  |  | 0 | 0 | 0 | 0
oh_line_8109806_200853727 |  | ABCN | node_8109806_200853725 | node_8109806_200853727 | 196.757 | bal_3P_477AL_4/0AC(N) | 8109806 | no | no |  |  | no |  |  | 0 | 0 | 0 | 0
oh_line_8109806_200853728 |  | ABCN | node_8109806_200853727 | node_8109806_200853728 | 197.486 | bal_3P_477AL_4/0AC(N) | 8109806 | no | no |  |  | no |  |  | 0 | 0 | 0 | 0
oh_line_8109806_200853730 |  | ABCN | node_8109806_200853728 | node_8109806_200853730 | 209.189 | bal_3P_477AL_4/0AC(N) | 8109806 | no | no |  |  | no |  |  | 0 | 0 | 0 | 0
oh_line_8109806_200853732 |  | ABCN | node_8109806_200853730 | node_intto1_8109806_200853732 | 273.773 | bal_3P_477AL_4/0AC(N) | 8109806 | no | no |  |  | no |  |  | 0 | 0 | 0 | 0
oh_line_8109806_200853736 |  | ABCN | node_8109806_200853732 | node_8109806_200853736 | 275.427 | bal_3P_477AL_4/0AC(N) | 8109806 | no | no |  |  | no |  |  | 0 | 0 | 0 | 0
oh_line_8109806_200853738 |  | ABCN | node_8109806_200853736 | node_8109806_200853738 | 279.067 | bal_3P_477AL_4/0AC(N) | 8109806 | no | no |  |  | no |  |  | 0 | 0 | 0 | 0
oh_line_8109806_200853739 |  | AN | node_8109806_200853738 | node_8109806_200853739 | 86.299 | bal_1P_1/0AA_1/0AA(N) | 8109806 | no | no |  |  | no |  |  | 0 | 0 | 0 | 0
oh_line_8109806_200853740 |  | AN | node_8109806_200853739 | node_8109806_200853740 | 252.531 | bal_1P_1/0AA_1/0AA(N) | 8109806 | no | no |  |  | no |  |  | 0 | 0 | 0 | 0
oh_line_8109806_200853741 |  | AN | node_8109806_200853740 | node_8109806_200853741 | 247.889 | bal_1P_1/0AA_1/0AA(N) | 8109806 | no | no |  |  | no |  |  | 0 | 0 | 0 | 0
oh_line_8109806_200853743 |  | ABCN | node_8109806_200853738 | node_8109806_200853743 | 291.875 | bal_3P_477AL_4/0AC(N) | 8109806 | no | no |  |  | no |  |  | 0 | 0 | 0 | 0
oh_line_8109806_200853744 |  | AN | node_8109806_200853743 | node_8109806_200853744 | 384.196 | bal_1P_3-104CW_3-104CW(N) | 8109806 | no | no |  |  | no |  |  | 0 | 0 | 0 | 0
oh_line_8109806_200853745 |  | AN | node_8109806_200853744 | node_intto1_8109806_200853745 | 257.589 | bal_1P_3-104CW_3-104CW(N) | 8109806 | no | no |  |  | no |  |  | 0 | 0 | 0 | 0
oh_line_8109806_200853748 |  | AN | node_8109806_200969753 | node_8109806_200853748 | 555.593 | bal_1P_3-104CW_3-104CW(N) | 8109806 | no | no |  |  | no |  |  | 0 | 0 | 0 | 0
oh_line_8109806_200853749 |  | ABCN | node_8109806_200853743 | node_8109806_200853749 | 296.575 | bal_3P_477AL_4/0AC(N) | 8109806 | no | no |  |  | no |  |  | 0 | 0 | 0 | 0
oh_line_8109806_200853750 |  | ABCN | node_8109806_200853749 | node_8109806_200853750 | 115.062 | bal_3P_477AL_4/0AC(N) | 8109806 | no | no |  |  | no |  |  | 0 | 0 | 0 | 0
oh_line_8109806_200853754 |  | ABCN | node_8109806_200853750 | node_8109806_200853754 | 184.914 | bal_3P_477AL_4/0AC(N) | 8109806 | no | no |  |  | no |  |  | 0 | 0 | 0 | 0
oh_line_8109806_200853755 |  | ABCN | node_8109806_200853724 | node_8109806_200853755 | 110.619 | bal_3P_477AL_4/0AL(N) | 8109806 | no | no |  |  | no |  |  | 0 | 0 | 0 | 0
oh_line_8109806_200853756 |  | ABCN | node_8109806_200853755 | node_8109806_200853756 | 104.929 | bal_3P_477AL_4/0AL(N) | 8109806 | no | no |  |  | no |  |  | 0 | 0 | 0 | 0
oh_line_8109806_200853757 |  | ABCN | node_8109806_200853756 | node_8109806_200853757 | 199.41 | bal_3P_477AL_4/0AL(N) | 8109806 | no | no |  |  | no |  |  | 0 | 0 | 0 | 0
oh_line_8109806_200853758 |  | ABCN | node_8109806_200853754 | node_8109806_200853758 | 226.586 | bal_3P_477AL_4/0AC(N) | 8109806 | no | no |  |  | no |  |  | 0 | 0 | 0 | 0
oh_line_8109806_200853759 |  | ABCN | node_8109806_200853758 | node_8109806_200853759 | 296.901 | bal_3P_477AL_4/0AC(N) | 8109806 | no | no |  |  | no |  |  | 0 | 0 | 0 | 0
oh_line_8109806_200853760 |  | AN | node_8109806_200853759 | node_8109806_200853760 | 63.644 | bal_1P_1/0AA_1/0AA(N) | 8109806 | no | no |  |  | no |  |  | 0 | 0 | 0 | 0
oh_line_8109806_200853761 |  | AN | node_8109806_200853760 | node_8109806_200853761 | 378.12 | bal_1P_1/0AA_1/0AA(N) | 8109806 | no | no |  |  | no |  |  | 0 | 0 | 0 | 0
oh_line_8109806_200853762 |  | ABCN | node_8109806_200853759 | node_8109806_200853762 | 301.004 | bal_3P_477AL_4/0AC(N) | 8109806 | no | no |  |  | no |  |  | 0 | 0 | 0 | 0
oh_line_8109806_200853765 |  | ABCN | node_8109806_200853762 | node_8109806_200853765 | 213.719 | bal_3P_477AL_4/0AC(N) | 8109806 | no | no |  |  | no |  |  | 0 | 0 | 0 | 0
oh_line_8109806_200853766 |  | ABCN | node_8109806_200853765 | node_8109806_200853766 | 287.459 | bal_3P_477AL_4/0AC(N) | 8109806 | no | no |  |  | no |  |  | 0 | 0 | 0 | 0
oh_line_8109806_200853767 |  | ABCN | node_8109806_200853766 | node_8109806_200853767 | 236.997 | bal_3P_477AL_4/0AC(N) | 8109806 | no | no |  |  | no |  |  | 0 | 0 | 0 | 0
oh_line_8109806_200853768 |  | ABCN | node_8109806_200853767 | node_8109806_200853768 | 253.934 | bal_3P_477AL_4/0AC(N) | 8109806 | no | no |  |  | no |  |  | 0 | 0 | 0 | 0
oh_line_8109806_200853769 |  | ABCN | node_8109806_200853768 | node_8109806_200853769 | 259.005 | bal_3P_477AL_4/0AC(N) | 8109806 | no | no |  |  | no |  |  | 0 | 0 | 0 | 0
oh_line_8109806_200853770 |  | ABCN | node_8109806_200853769 | node_8109806_200853770 | 130.993 | bal_3P_477AL_4/0AC(N) | 8109806 | no | no |  |  | no |  |  | 0 | 0 | 0 | 0
oh_line_8109806_200853771 |  | ABCN | node_8109806_200853770 | node_8109806_200853771 | 194.928 | bal_3P_477AL_4/0AC(N) | 8109806 | no | no |  |  | no |  |  | 0 | 0 | 0 | 0
oh_line_8109806_200853772 |  | ABCN | node_8109806_200853757 | node_8109806_200853772 | 192.163 | bal_3P_477AL_4/0AL(N) | 8109806 | no | no |  |  | no |  |  | 0 | 0 | 0 | 0
oh_line_8109806_200853773 |  | ABCN | node_8109806_200853772 | node_8109806_200853773 | 175.923 | bal_3P_477AL_4/0AL(N) | 8109806 | no | no |  |  | no |  |  | 0 | 0 | 0 | 0
oh_line_8109806_200853774 |  | ABCN | node_8109806_200853773 | node_8109806_200853774 | 73.722 | bal_3P_477AL_4/0AL(N) | 8109806 | no | no |  |  | no |  |  | 0 | 0 | 0 | 0
oh_line_8109806_200853775 |  | ABCN | node_8109806_200853771 | node_8109806_200853775 | 198.999 | bal_3P_477AL_4/0AC(N) | 8109806 | no | no |  |  | no |  |  | 0 | 0 | 0 | 0
oh_line_8109806_200853776 |  | AN | node_8109806_200853775 | node_intto1_8109806_200853776 | 54.755 | bal_1P_1/0AA_1/0AA(N) | 8109806 | no | no |  |  | no |  |  | 0 | 0 | 0 | 0
oh_line_8109806_200853777 |  | ABCN | node_8109806_200853775 | node_8109806_200853777 | 188.351 | bal_3P_477AL_4/0AC(N) | 8109806 | no | no |  |  | no |  |  | 0 | 0 | 0 | 0
oh_line_8109806_200853778 |  | ABCN | node_8109806_200853777 | node_8109806_200853778 | 108.739 | bal_3P_477AL_4/0AC(N) | 8109806 | no | no |  |  | no |  |  | 0 | 0 | 0 | 0
oh_line_8109806_200853779 |  | ABCN | node_8109806_200853778 | node_8109806_200853779 | 295.678 | bal_3P_477AL_4/0AC(N) | 8109806 | no | no |  |  | no |  |  | 0 | 0 | 0 | 0
oh_line_8109806_200853782 |  | ABCN | node_8109806_200853779 | node_8109806_200853782 | 268.576 | bal_3P_477AL_4/0AC(N) | 8109806 | no | no |  |  | no |  |  | 0 | 0 | 0 | 0
oh_line_8109806_200853783 |  | ABCN | node_8109806_200853782 | node_8109806_200853783 | 224.596 | bal_3P_477AL_4/0AC(N) | 8109806 | no | no |  |  | no |  |  | 0 | 0 | 0 | 0
oh_line_8109806_200853786 |  | ABCN | node_8109806_200969336 | node_8109806_200853786 | 218.581 | bal_3P_477AL_4/0AC(N) | 8109806 | no | no |  |  | no |  |  | 0 | 0 | 0 | 0
oh_line_8109806_200853787 |  | ABCN | node_8109806_200853786 | node_8109806_200853787 | 237.215 | bal_3P_477AL_4/0AC(N) | 8109806 | no | no |  |  | no |  |  | 0 | 0 | 0 | 0
oh_line_8109806_200853789 |  | ABCN | node_8109806_200853787 | node_8109806_200853789 | 227.381 | bal_3P_477AL_4/0AC(N) | 8109806 | no | no |  |  | no |  |  | 0 | 0 | 0 | 0
oh_line_8109806_200853790 |  | ABCN | node_8109806_200853789 | node_8109806_200853790 | 228.442 | bal_3P_477AL_4/0AC(N) | 8109806 | no | no |  |  | no |  |  | 0 | 0 | 0 | 0
oh_line_8109806_200853791 |  | ABCN | node_8109806_200853774 | node_8109806_200853791 | 134.07 | bal_3P_477AL_4/0AL(N) | 8109806 | no | no |  |  | no |  |  | 0 | 0 | 0 | 0
oh_line_8109806_200853792 |  | ABCN | node_8109806_200853791 | node_8109806_200853792 | 224.113 | bal_3P_477AL_4/0AL(N) | 8109806 | no | no |  |  | no |  |  | 0 | 0 | 0 | 0
oh_line_8109806_200853794 |  | ABCN | node_8109806_200853790 | node_8109806_200853794 | 249.132 | bal_3P_477AL_4/0AC(N) | 8109806 | no | no |  |  | no |  |  | 0 | 0 | 0 | 0
oh_line_8109806_200853795 |  | ABCN | node_8109806_200853794 | node_8109806_200853795 | 226.026 | bal_3P_477AL_4/0AC(N) | 8109806 | no | no |  |  | no |  |  | 0 | 0 | 0 | 0
oh_line_8109806_200853796 |  | ABCN | node_8109806_200853795 | node_8109806_200853796 | 202.732 | bal_3P_477AL_4/0AC(N) | 8109806 | no | no |  |  | no |  |  | 0 | 0 | 0 | 0
oh_line_8109806_200853797 |  | ABCN | node_8109806_200853796 | node_8109806_200853797 | 258.025 | bal_3P_477AL_4/0AC(N) | 8109806 | no | no |  |  | no |  |  | 0 | 0 | 0 | 0
oh_line_8109806_200853799 |  | ABCN | node_8109806_200853797 | node_8109806_200853799 | 329.735 | bal_3P_477AL_4/0AC(N) | 8109806 | no | no |  |  | no |  |  | 0 | 0 | 0 | 0
oh_line_8109806_200853800 |  | ABCN | node_8109806_200853799 | node_8109806_200853800 | 156.995 | bal_3P_477AL_4/0AC(N) | 8109806 | no | no |  |  | no |  |  | 0 | 0 | 0 | 0
oh_line_8109806_200853802 |  | ABCN | node_8109806_200853800 | node_8109806_200853802 | 275.855 | bal_3P_477AL_4/0AC(N) | 8109806 | no | no |  |  | no |  |  | 0 | 0 | 0 | 0
oh_line_8109806_200853803 |  | AN | node_8109806_200853802 | node_8109806_200853803 | 170.7 | bal_1P_1/0AC_1/0AC(N) | 8109806 | no | no |  |  | no |  |  | 0 | 0 | 0 | 0
oh_line_8109806_200853804 |  | ABCN | node_8109806_200853802 | node_8109806_200853804 | 198.146 | bal_3P_477AL_4/0AC(N) | 8109806 | no | no |  |  | no |  |  | 0 | 0 | 0 | 0
oh_line_8109806_200853805 |  | ABCN | node_8109806_200853804 | node_8109806_200853805 | 181.521 | bal_3P_477AL_4/0AC(N) | 8109806 | no | no |  |  | no |  |  | 0 | 0 | 0 | 0
oh_line_8109806_200853806 |  | ABCN | node_8109806_200853805 | node_8109806_200853806 | 168.016 | bal_3P_477AL_4/0AC(N) | 8109806 | no | no |  |  | no |  |  | 0 | 0 | 0 | 0
oh_line_8109806_200853807 |  | ABCN | node_8109806_200853792 | node_8109806_200853807 | 168.469 | bal_3P_477AL_4/0AL(N) | 8109806 | no | no |  |  | no |  |  | 0 | 0 | 0 | 0
oh_line_8109806_200853808 |  | ABCN | node_8109806_200853807 | node_8109806_200853808 | 149.79 | bal_3P_477AL_4/0AL(N) | 8109806 | no | no |  |  | no |  |  | 0 | 0 | 0 | 0
oh_line_8109806_200853809 |  | ABCN | node_8109806_200853806 | node_8109806_200853809 | 197.053 | bal_3P_477AL_4/0AC(N) | 8109806 | no | no |  |  | no |  |  | 0 | 0 | 0 | 0
oh_line_8109806_200853810 |  | ABCN | node_8109806_200853809 | node_8109806_200853810 | 287.784 | bal_3P_477AL_4/0AC(N) | 8109806 | no | no |  |  | no |  |  | 0 | 0 | 0 | 0
oh_line_8109806_200853812 |  | ABCN | node_8109806_200853810 | node_8109806_200853812 | 185.396 | bal_3P_477AL_4/0AC(N) | 8109806 | no | no |  |  | no |  |  | 0 | 0 | 0 | 0
oh_line_8109806_200853815 |  | ABCN | node_8109806_200843491 | node_8109806_200853815 | 101.602 | bal_3P_1/0AA_1/0AC(N) | 8109806 | no | no |  |  | no |  |  | 0 | 0 | 0 | 0
oh_line_8109806_200853817 |  | ABCN | node_8109806_200853808 | node_8109806_200853817 | 97.858 | bal_3P_477AL_4/0AL(N) | 8109806 | no | no |  |  | no |  |  | 0 | 0 | 0 | 0
oh_line_8109806_200853818 |  | ABCN | node_8109806_200853817 | node_8109806_200853818 | 239.607 | bal_3P_477AL_4/0AL(N) | 8109806 | no | no |  |  | no |  |  | 0 | 0 | 0 | 0
oh_line_8109806_200853819 |  | ABCN | node_8109806_200853818 | node_8109806_200853819 | 81.552 | bal_3P_477AL_4/0AL(N) | 8109806 | no | no |  |  | no |  |  | 0 | 0 | 0 | 0
oh_line_8109806_200853820 |  | ABCN | node_8109806_200853819 | node_8109806_200853820 | 188.842 | bal_3P_477AL_4/0AL(N) | 8109806 | no | no |  |  | no |  |  | 0 | 0 | 0 | 0
oh_line_8109806_200853822 |  | ABCN | node_8109806_200853820 | node_8109806_200853822 | 241.68 | bal_3P_477AL_4/0AL(N) | 8109806 | no | no |  |  | no |  |  | 0 | 0 | 0 | 0
oh_line_8109806_200853870 |  | ABCD | node_8109806_200849232 | node_8109806_200853870 | 52.807 | bal_3P_1/0AC | 8109806 | no | no |  |  | no |  |  | 0 | 0 | 0 | 0
oh_line_8109806_200853878 |  | AD | node_8109806_200853892 | node_8109806_200853878 | 47.601 | bal_1P_1/0AC | 8109806 | no | no |  |  | no |  |  | 0 | 0 | 0 | 0
oh_line_8109806_200853879 |  | AD | node_8109806_200853878 | node_8109806_200853879 | 101.07 | bal_1P_1/0AC | 8109806 | no | no |  |  | no |  |  | 0 | 0 | 0 | 0
oh_line_8109806_200853880 |  | AD | node_8109806_200853879 | node_8109806_200853880 | 169.303 | bal_1P_1/0AC | 8109806 | no | no |  |  | no |  |  | 0 | 0 | 0 | 0
oh_line_8109806_200853885 |  | ABCD | node_8109806_200917588 | node_8109806_200853885 | 184.686 | bal_3P_477AL | 8109806 | no | no |  |  | no |  |  | 0 | 0 | 0 | 0
oh_line_8109806_200853886 |  | AD | node_8109806_200853885 | node_intto1_8109806_200853886 | 142.667 | bal_1P_1/0AC | 8109806 | no | no |  |  | no |  |  | 0 | 0 | 0 | 0
oh_line_8109806_200853888 |  | AD | node_8109806_200853886 | node_8109806_200853888 | 115.524 | bal_1P_1/0AC | 8109806 | no | no |  |  | no |  |  | 0 | 0 | 0 | 0
oh_line_8109806_200853889 |  | AD | node_8109806_200853888 | node_8109806_200853889 | 118.676 | bal_1P_1/0AC | 8109806 | no | no |  |  | no |  |  | 0 | 0 | 0 | 0
oh_line_8109806_200853890 |  | AD | node_8109806_200853889 | node_8109806_200853890 | 145.926 | bal_1P_1/0AC | 8109806 | no | no |  |  | no |  |  | 0 | 0 | 0 | 0
oh_line_8109806_200853891 |  | AD | node_8109806_200853890 | node_8109806_200853891 | 106.095 | bal_1P_1/0AC | 8109806 | no | no |  |  | no |  |  | 0 | 0 | 0 | 0
oh_line_8109806_200853892 |  | AD | node_8109806_200853891 | node_8109806_200853892 | 124.015 | bal_1P_1/0AC | 8109806 | no | no |  |  | no |  |  | 0 | 0 | 0 | 0
oh_line_8109806_200853893 |  | AD | node_8109806_200853892 | node_8109806_200853893 | 110.009 | bal_1P_1/0AA | 8109806 | no | no |  |  | no |  |  | 0 | 0 | 0 | 0
oh_line_8109806_200853894 |  | AD | node_8109806_200853893 | node_8109806_200853894 | 145.561 | bal_1P_1/0AA | 8109806 | no | no |  |  | no |  |  | 0 | 0 | 0 | 0
oh_line_8109806_200853895 |  | ABCD | node_8109806_200849209 | node_8109806_200853895 | 119.241 | bal_3P_1/0AC | 8109806 | no | no |  |  | no |  |  | 0 | 0 | 0 | 0
oh_line_8109806_200853896 |  | ABCD | node_8109806_200853895 | node_8109806_200853896 | 118.535 | bal_3P_1/0AC | 8109806 | no | no |  |  | no |  |  | 0 | 0 | 0 | 0
oh_line_8109806_200853897 |  | ABCD | node_8109806_200853896 | node_8109806_200853897 | 122.282 | bal_3P_1/0AC | 8109806 | no | no |  |  | no |  |  | 0 | 0 | 0 | 0
oh_line_8109806_200853898 |  | AD | node_8109806_200853897 | node_8109806_200853898 | 133.763 | bal_1P_1/0AC | 8109806 | no | no |  |  | no |  |  | 0 | 0 | 0 | 0
oh_line_8109806_200853900 |  | AD | node_8109806_200853898 | node_8109806_200853900 | 104.22 | bal_1P_1/0AC | 8109806 | no | no |  |  | no |  |  | 0 | 0 | 0 | 0
oh_line_8109806_200853901 |  | AD | node_8109806_200853900 | node_8109806_200853901 | 125.857 | bal_1P_1/0AC | 8109806 | no | no |  |  | no |  |  | 0 | 0 | 0 | 0
oh_line_8109806_200853902 |  | AD | node_8109806_200853901 | node_8109806_200853902 | 124.51 | bal_1P_1/0AC | 8109806 | no | no |  |  | no |  |  | 0 | 0 | 0 | 0
oh_line_8109806_200853903 |  | AD | node_8109806_200853902 | node_8109806_200853903 | 117.788 | bal_1P_1/0AC | 8109806 | no | no |  |  | no |  |  | 0 | 0 | 0 | 0
oh_line_8109806_200891539 |  | AD | node_8109806_200891613 | node_8109806_200891539 | 146.145 | bal_1P_2AC | 8109806 | no | no |  |  | no |  |  | 0 | 0 | 0 | 0
oh_line_8109806_200891540 |  | AD | node_8109806_200891539 | node_8109806_200891540 | 297.899 | bal_1P_1/0AA | 8109806 | no | no |  |  | no |  |  | 0 | 0 | 0 | 0
oh_line_8109806_200891541 |  | AD | node_8109806_200891567 | node_8109806_200891541 | 327.853 | bal_1P_1/0AA | 8109806 | no | no |  |  | no |  |  | 0 | 0 | 0 | 0
oh_line_8109806_200891542-1 |  | AD | node_1339008_921_15329286_661 | node_8109806_200891542 | 284.665 | bal_1P_1/0AA | 8109806 | no | no |  |  | no |  |  | 0 | 0 | 0 | 0
oh_line_8109806_200891542-2 |  | AD | node_8109806_200891541 | node_1339008_921_15329286_661 | 5.129 | bal_1P_1/0AA | 8109806 | no | no |  |  | no |  |  | 0 | 0 | 0 | 0
oh_line_8109806_200891544 |  | AD | node_8109806_200891542 | node_8109806_200891544 | 295.597 | bal_1P_1/0AA | 8109806 | no | no |  |  | no |  |  | 0 | 0 | 0 | 0
oh_line_8109806_200891545 |  | AD | node_8109806_200891544 | node_8109806_200891545 | 57.174 | bal_1P_1/0AA | 8109806 | no | no |  |  | no |  |  | 0 | 0 | 0 | 0
oh_line_8109806_200891546 |  | AD | node_8109806_200891545 | node_8109806_200891546 | 158.424 | bal_1P_1/0AA | 8109806 | no | no |  |  | no |  |  | 0 | 0 | 0 | 0
oh_line_8109806_200891547 |  | AD | node_8109806_200891546 | node_8109806_200891547 | 253.276 | bal_1P_1/0AA | 8109806 | no | no |  |  | no |  |  | 0 | 0 | 0 | 0
oh_line_8109806_200891548 |  | AD | node_8109806_200891544 | node_8109806_200891548 | 319.225 | bal_1P_1/0AA | 8109806 | no | no |  |  | no |  |  | 0 | 0 | 0 | 0
oh_line_8109806_200891549 |  | AD | node_8109806_200891548 | node_8109806_200891549 | 317.249 | bal_1P_1/0AA | 8109806 | no | no |  |  | no |  |  | 0 | 0 | 0 | 0
oh_line_8109806_200891550 |  | AD | node_8109806_200891549 | node_8109806_200891550 | 195.339 | bal_1P_1/0AA | 8109806 | no | no |  |  | no |  |  | 0 | 0 | 0 | 0
oh_line_8109806_200891551 |  | AD | node_8109806_200891549 | node_8109806_200891551 | 113.887 | bal_1P_1/0AA | 8109806 | no | no |  |  | no |  |  | 0 | 0 | 0 | 0
oh_line_8109806_200891552 |  | AD | node_8109806_200891550 | node_8109806_200891552 | 259.033 | bal_1P_1/0AA | 8109806 | no | no |  |  | no |  |  | 0 | 0 | 0 | 0
oh_line_8109806_200891553 |  | AD | node_8109806_200891549 | node_8109806_200891553 | 270.728 | bal_1P_1/0AA | 8109806 | no | no |  |  | no |  |  | 0 | 0 | 0 | 0
oh_line_8109806_200891554 |  | AD | node_8109806_200891553 | node_8109806_200891554 | 177.026 | bal_1P_1/0AA | 8109806 | no | no |  |  | no |  |  | 0 | 0 | 0 | 0
oh_line_8109806_200891555 |  | AD | node_8109806_200891554 | node_8109806_200891555 | 27.378 | bal_1P_1/0AA | 8109806 | no | no |  |  | no |  |  | 0 | 0 | 0 | 0
oh_line_8109806_200891556 |  | AD | node_8109806_200891555 | node_8109806_200891556 | 202.518 | bal_1P_1/0AA | 8109806 | no | no |  |  | no |  |  | 0 | 0 | 0 | 0
oh_line_8109806_200891557 |  | AD | node_8109806_200891539 | node_8109806_200891557 | 193.299 | bal_1P_2AC | 8109806 | no | no |  |  | no |  |  | 0 | 0 | 0 | 0
oh_line_8109806_200891558 |  | AD | node_8109806_200891557 | node_intto1_8109806_200891558 | 212.264 | bal_1P_2AC | 8109806 | no | no |  |  | no |  |  | 0 | 0 | 0 | 0
oh_line_8109806_200891559 |  | AD | node_8109806_200891558 | node_8109806_200891559 | 202.757 | bal_1P_2AC | 8109806 | no | no |  |  | no |  |  | 0 | 0 | 0 | 0
oh_line_8109806_200891561 |  | AD | node_8109806_200891559 | node_8109806_200891561 | 365.624 | bal_1P_2AC | 8109806 | no | no |  |  | no |  |  | 0 | 0 | 0 | 0
oh_line_8109806_200891562 |  | AD | node_8109806_200891561 | node_8109806_200891562 | 118.601 | bal_1P_1/0AA | 8109806 | no | no |  |  | no |  |  | 0 | 0 | 0 | 0
oh_line_8109806_200891563 |  | AD | node_8109806_200891562 | node_8109806_200891563 | 303.877 | bal_1P_1/0AA | 8109806 | no | no |  |  | no |  |  | 0 | 0 | 0 | 0
oh_line_8109806_200891564 |  | AD | node_8109806_200891563 | node_8109806_200891564 | 300.556 | bal_1P_1/0AA | 8109806 | no | no |  |  | no |  |  | 0 | 0 | 0 | 0
oh_line_8109806_200891565 |  | AD | node_8109806_200891564 | node_8109806_200891565 | 299.479 | bal_1P_1/0AA | 8109806 | no | no |  |  | no |  |  | 0 | 0 | 0 | 0
oh_line_8109806_200891566 |  | AD | node_8109806_200891565 | node_8109806_200891566 | 159.48 | bal_1P_1/0AA | 8109806 | no | no |  |  | no |  |  | 0 | 0 | 0 | 0
oh_line_8109806_200891567 |  | AD | node_8109806_200891565 | node_8109806_200891567 | 300.08 | bal_1P_1/0AA | 8109806 | no | no |  |  | no |  |  | 0 | 0 | 0 | 0
oh_line_8109806_200891569 |  | AD | node_8109806_200891567 | node_8109806_200891569 | 64.886 | bal_1P_1/0AA | 8109806 | no | no |  |  | no |  |  | 0 | 0 | 0 | 0
oh_line_8109806_200891570 |  | AD | node_8109806_200891569 | node_8109806_200891570 | 222.898 | bal_1P_1/0AA | 8109806 | no | no |  |  | no |  |  | 0 | 0 | 0 | 0
oh_line_8109806_200891597 |  | AD | node_8109806_200898603 | node_8109806_200891597 | 469.421 | bal_1P_2AC | 8109806 | no | no |  |  | no |  |  | 0 | 0 | 0 | 0
oh_line_8109806_200891599 |  | AD | node_8109806_200891597 | node_8109806_200891599 | 286.065 | bal_1P_2AC | 8109806 | no | no |  |  | no |  |  | 0 | 0 | 0 | 0
oh_line_8109806_200891600 |  | AD | node_8109806_200891599 | node_8109806_200891600 | 266.398 | bal_1P_2AC | 8109806 | no | no |  |  | no |  |  | 0 | 0 | 0 | 0
oh_line_8109806_200891601 |  | AD | node_8109806_200891600 | node_8109806_200891601 | 209.418 | bal_1P_2AC | 8109806 | no | no |  |  | no |  |  | 0 | 0 | 0 | 0
oh_line_8109806_200891602 |  | AD | node_8109806_200891601 | node_8109806_200891602 | 366.24 | bal_1P_2AC | 8109806 | no | no |  |  | no |  |  | 0 | 0 | 0 | 0
oh_line_8109806_200891604 |  | AD | node_8109806_201060594 | node_8109806_200891604 | 478.302 | bal_1P_2AC | 8109806 | no | no |  |  | no |  |  | 0 | 0 | 0 | 0
oh_line_8109806_200891605 |  | AD | node_8109806_200891604 | node_8109806_200891605 | 614.402 | bal_1P_2AC | 8109806 | no | no |  |  | no |  |  | 0 | 0 | 0 | 0
oh_line_8109806_200891607 |  | AD | node_8109806_200891605 | node_8109806_200891607 | 291.651 | bal_1P_1/0AA | 8109806 | no | no |  |  | no |  |  | 0 | 0 | 0 | 0
oh_line_8109806_200891608 |  | AD | node_8109806_200891605 | node_8109806_200891608 | 675.949 | bal_1P_2AC | 8109806 | no | no |  |  | no |  |  | 0 | 0 | 0 | 0
oh_line_8109806_200891609 |  | AD | node_8109806_200891608 | node_8109806_200891609 | 363.871 | bal_1P_2AC | 8109806 | no | no |  |  | no |  |  | 0 | 0 | 0 | 0
oh_line_8109806_200891610 |  | AD | node_8109806_200891609 | node_8109806_200891610 | 75.666 | bal_1P_2AC | 8109806 | no | no |  |  | no |  |  | 0 | 0 | 0 | 0
oh_line_8109806_200891611 |  | AD | node_8109806_200891610 | node_8109806_200891611 | 81.469 | bal_1P_2AC | 8109806 | no | no |  |  | no |  |  | 0 | 0 | 0 | 0
oh_line_8109806_200891613 |  | AD | node_8109806_200891609 | node_8109806_200891613 | 537.326 | bal_1P_2AC | 8109806 | no | no |  |  | no |  |  | 0 | 0 | 0 | 0
oh_line_8109806_200891614 |  | AD | node_8109806_200891613 | node_8109806_200891614 | 452.864 | bal_1P_2AC | 8109806 | no | no |  |  | no |  |  | 0 | 0 | 0 | 0
oh_line_8109806_200891615 |  | AD | node_8109806_200891614 | node_8109806_200891615 | 201.16 | bal_1P_1/0AA | 8109806 | no | no |  |  | no |  |  | 0 | 0 | 0 | 0
oh_line_8109806_200891616 |  | AD | node_8109806_200891614 | node_8109806_200891616 | 256.143 | bal_1P_2AC | 8109806 | no | no |  |  | no |  |  | 0 | 0 | 0 | 0
oh_line_8109806_200891617 |  | AD | node_8109806_200891616 | node_8109806_200891617 | 263.238 | bal_1P_2AC | 8109806 | no | no |  |  | no |  |  | 0 | 0 | 0 | 0
oh_line_8109806_200891618 |  | AD | node_8109806_200891617 | node_8109806_200891618 | 266.689 | bal_1P_2AC | 8109806 | no | no |  |  | no |  |  | 0 | 0 | 0 | 0
oh_line_8109806_200891619 |  | AD | node_8109806_200891618 | node_8109806_200891619 | 614.75 | bal_1P_2AC | 8109806 | no | no |  |  | no |  |  | 0 | 0 | 0 | 0
oh_line_8109806_200891620 |  | AD | node_8109806_200891619 | node_8109806_200891620 | 302.908 | bal_1P_1/0AA | 8109806 | no | no |  |  | no |  |  | 0 | 0 | 0 | 0
oh_line_8109806_200891621 |  | AD | node_8109806_200891620 | node_8109806_200891621 | 277.896 | bal_1P_1/0AA | 8109806 | no | no |  |  | no |  |  | 0 | 0 | 0 | 0
oh_line_8109806_200891622 |  | AD | node_8109806_200891621 | node_8109806_200891622 | 267.638 | bal_1P_1/0AA | 8109806 | no | no |  |  | no |  |  | 0 | 0 | 0 | 0
oh_line_8109806_200891624 |  | AD | node_8109806_200891619 | node_8109806_200891624 | 526.747 | bal_1P_2AC | 8109806 | no | no |  |  | no |  |  | 0 | 0 | 0 | 0
oh_line_8109806_200891625 |  | AD | node_8109806_200891624 | node_8109806_200891625 | 278.19 | bal_1P_1/0AA | 8109806 | no | no |  |  | no |  |  | 0 | 0 | 0 | 0
oh_line_8109806_200891626 |  | AD | node_8109806_200891625 | node_8109806_200891626 | 283.294 | bal_1P_1/0AA | 8109806 | no | no |  |  | no |  |  | 0 | 0 | 0 | 0
oh_line_8109806_200891627 |  | AD | node_8109806_200891626 | node_8109806_200891627 | 276.41 | bal_1P_1/0AA | 8109806 | no | no |  |  | no |  |  | 0 | 0 | 0 | 0
oh_line_8109806_200891628 |  | AD | node_8109806_200891624 | node_8109806_200891628 | 395.267 | bal_1P_2AC | 8109806 | no | no |  |  | no |  |  | 0 | 0 | 0 | 0
oh_line_8109806_200891630 |  | AD | node_8109806_200891628 | node_8109806_200891630 | 139.844 | bal_1P_1/0AA | 8109806 | no | no |  |  | no |  |  | 0 | 0 | 0 | 0
oh_line_8109806_200894804 |  | AD | node_8109806_200848900 | node_8109806_200894804 | 510.784 | bal_1P_2AC | 8109806 | no | no |  |  | no |  |  | 0 | 0 | 0 | 0
oh_line_8109806_200894805 |  | AD | node_8109806_200894804 | node_8109806_200894805 | 355.106 | bal_1P_2AC | 8109806 | no | no |  |  | no |  |  | 0 | 0 | 0 | 0
oh_line_8109806_200894806 |  | AD | node_8109806_200894805 | node_8109806_200894806 | 238.067 | bal_1P_2AC | 8109806 | no | no |  |  | no |  |  | 0 | 0 | 0 | 0
oh_line_8109806_200894807 |  | AD | node_8109806_200894806 | node_8109806_200894807 | 434.795 | bal_1P_2AC | 8109806 | no | no |  |  | no |  |  | 0 | 0 | 0 | 0
oh_line_8109806_200894808 |  | AD | node_8109806_200894807 | node_8109806_200894808 | 403.659 | bal_1P_2AC | 8109806 | no | no |  |  | no |  |  | 0 | 0 | 0 | 0
oh_line_8109806_200894809 |  | AD | node_8109806_200894808 | node_8109806_200894809 | 411.842 | bal_1P_2AC | 8109806 | no | no |  |  | no |  |  | 0 | 0 | 0 | 0
oh_line_8109806_200894810 |  | AD | node_8109806_200894809 | node_8109806_200894810 | 129.261 | bal_1P_2AC | 8109806 | no | no |  |  | no |  |  | 0 | 0 | 0 | 0
oh_line_8109806_200894811 |  | AD | node_8109806_200894810 | node_8109806_200894811 | 414.25 | bal_1P_2AC | 8109806 | no | no |  |  | no |  |  | 0 | 0 | 0 | 0
oh_line_8109806_200894812 |  | AD | node_8109806_200894811 | node_8109806_200894812 | 365.097 | bal_1P_2AC | 8109806 | no | no |  |  | no |  |  | 0 | 0 | 0 | 0
oh_line_8109806_200894813 |  | AD | node_8109806_200894812 | node_8109806_200894813 | 381.807 | bal_1P_2AC | 8109806 | no | no |  |  | no |  |  | 0 | 0 | 0 | 0
oh_line_8109806_200894814 |  | AD | node_8109806_200894813 | node_8109806_200894814 | 241.809 | bal_1P_1/0AA | 8109806 | no | no |  |  | no |  |  | 0 | 0 | 0 | 0
oh_line_8109806_200894815 |  | AD | node_8109806_200894814 | node_8109806_200894815 | 307.875 | bal_1P_1/0AA | 8109806 | no | no |  |  | no |  |  | 0 | 0 | 0 | 0
oh_line_8109806_200894816 |  | AD | node_8109806_200894815 | node_8109806_200894816 | 156.929 | bal_1P_1/0AA | 8109806 | no | no |  |  | no |  |  | 0 | 0 | 0 | 0
oh_line_8109806_200894817 |  | AD | node_8109806_200894816 | node_8109806_200894817 | 212.123 | bal_1P_1/0AA | 8109806 | no | no |  |  | no |  |  | 0 | 0 | 0 | 0
oh_line_8109806_200894818 |  | AD | node_8109806_200894817 | node_8109806_200894818 | 240.418 | bal_1P_1/0AA | 8109806 | no | no |  |  | no |  |  | 0 | 0 | 0 | 0
oh_line_8109806_200894819 |  | AD | node_8109806_200894816 | node_8109806_200894819 | 199.24 | bal_1P_2AC | 8109806 | no | no |  |  | no |  |  | 0 | 0 | 0 | 0
oh_line_8109806_200894820 |  | AD | node_8109806_200894819 | node_8109806_200894820 | 220.748 | bal_1P_1/0AA | 8109806 | no | no |  |  | no |  |  | 0 | 0 | 0 | 0
oh_line_8109806_200894821 |  | AD | node_8109806_200894820 | node_8109806_200894821 | 204.512 | bal_1P_1/0AA | 8109806 | no | no |  |  | no |  |  | 0 | 0 | 0 | 0
oh_line_8109806_200894823 |  | AD | node_8109806_200894821 | node_8109806_200894823 | 303.983 | bal_1P_1/0AA | 8109806 | no | no |  |  | no |  |  | 0 | 0 | 0 | 0
oh_line_8109806_200894825 |  | AD | node_8109806_200894823 | node_8109806_200894825 | 295.775 | bal_1P_1/0AA | 8109806 | no | no |  |  | no |  |  | 0 | 0 | 0 | 0
oh_line_8109806_200894826 |  | AD | node_8109806_200894825 | node_intto1_8109806_200894826 | 198.243 | bal_1P_2AC | 8109806 | no | no |  |  | no |  |  | 0 | 0 | 0 | 0
oh_line_8109806_200894827 |  | AD | node_8109806_200894826 | node_8109806_200894827 | 187.049 | bal_1P_2AC | 8109806 | no | no |  |  | no |  |  | 0 | 0 | 0 | 0
oh_line_8109806_200894828 |  | AD | node_8109806_200894827 | node_8109806_200894828 | 287.224 | bal_1P_2AC | 8109806 | no | no |  |  | no |  |  | 0 | 0 | 0 | 0
oh_line_8109806_200894829 |  | AD | node_8109806_200894828 | node_8109806_200894829 | 447.481 | bal_1P_2AC | 8109806 | no | no |  |  | no |  |  | 0 | 0 | 0 | 0
oh_line_8109806_200894832 |  | AD | node_8109806_200900955 | node_8109806_200894832 | 671.801 | bal_1P_2AC | 8109806 | no | no |  |  | no |  |  | 0 | 0 | 0 | 0
oh_line_8109806_200894833 |  | AD | node_8109806_200894832 | node_intto1_8109806_200894833 | 399.165 | bal_1P_2AC | 8109806 | no | no |  |  | no |  |  | 0 | 0 | 0 | 0
oh_line_8109806_200894834 |  | AD | node_8109806_200894862 | node_8109806_200894834 | 240.962 | bal_1P_2AC | 8109806 | no | no |  |  | no |  |  | 0 | 0 | 0 | 0
oh_line_8109806_200894835 |  | AD | node_8109806_200894834 | node_8109806_200894835 | 179.99 | bal_1P_1/0AC | 8109806 | no | no |  |  | no |  |  | 0 | 0 | 0 | 0
oh_line_8109806_200894836 |  | AD | node_8109806_200894834 | node_8109806_200894836 | 94.64 | bal_1P_2AC | 8109806 | no | no |  |  | no |  |  | 0 | 0 | 0 | 0
oh_line_8109806_200894837 |  | AD | node_8109806_200894836 | node_8109806_200894837 | 494.301 | bal_1P_2AC | 8109806 | no | no |  |  | no |  |  | 0 | 0 | 0 | 0
oh_line_8109806_200894838 |  | AD | node_8109806_200894837 | node_8109806_200894838 | 242.002 | bal_1P_2AC | 8109806 | no | no |  |  | no |  |  | 0 | 0 | 0 | 0
oh_line_8109806_200894839 |  | AD | node_8109806_200894837 | node_8109806_200894839 | 405.591 | bal_1P_2AC | 8109806 | no | no |  |  | no |  |  | 0 | 0 | 0 | 0
oh_line_8109806_200894840 |  | AD | node_8109806_200894839 | node_8109806_200894840 | 413.46 | bal_1P_2AC | 8109806 | no | no |  |  | no |  |  | 0 | 0 | 0 | 0
oh_line_8109806_200894841 |  | AD | node_8109806_200894840 | node_8109806_200894841 | 267.244 | bal_1P_2AC | 8109806 | no | no |  |  | no |  |  | 0 | 0 | 0 | 0
oh_line_8109806_200894842 |  | AD | node_8109806_200894841 | node_8109806_200894842 | 367.743 | bal_1P_2AC | 8109806 | no | no |  |  | no |  |  | 0 | 0 | 0 | 0
oh_line_8109806_200894843 |  | AD | node_8109806_200894842 | node_8109806_200894843 | 402.957 | bal_1P_2AC | 8109806 | no | no |  |  | no |  |  | 0 | 0 | 0 | 0
oh_line_8109806_200894844 |  | AD | node_8109806_200894843 | node_8109806_200894844 | 333.28 | bal_1P_2AC | 8109806 | no | no |  |  | no |  |  | 0 | 0 | 0 | 0
oh_line_8109806_200894845 |  | AD | node_8109806_200894844 | node_8109806_200894845 | 291.768 | bal_1P_2AC | 8109806 | no | no |  |  | no |  |  | 0 | 0 | 0 | 0
oh_line_8109806_200894847 |  | AD | node_8109806_201039982 | node_8109806_200894847 | 316.771 | bal_1P_2AC | 8109806 | no | no |  |  | no |  |  | 0 | 0 | 0 | 0
oh_line_8109806_200894848 |  | AD | node_8109806_200894847 | node_8109806_200894848 | 289.39 | bal_1P_2AC | 8109806 | no | no |  |  | no |  |  | 0 | 0 | 0 | 0
oh_line_8109806_200894849 |  | AD | node_8109806_200894848 | node_8109806_200894849 | 418.166 | bal_1P_2AC | 8109806 | no | no |  |  | no |  |  | 0 | 0 | 0 | 0
oh_line_8109806_200894850 |  | AD | node_8109806_200894849 | node_8109806_200894850 | 283.632 | bal_1P_2AC | 8109806 | no | no |  |  | no |  |  | 0 | 0 | 0 | 0
oh_line_8109806_200894851 |  | AD | node_8109806_200894850 | node_8109806_200894851 | 242.865 | bal_1P_2AC | 8109806 | no | no |  |  | no |  |  | 0 | 0 | 0 | 0
oh_line_8109806_200894853 |  | AD | node_8109806_200894851 | node_8109806_200894853 | 417.697 | bal_1P_2AC | 8109806 | no | no |  |  | no |  |  | 0 | 0 | 0 | 0
oh_line_8109806_200894854 |  | AD | node_8109806_200894853 | node_8109806_200894854 | 268.569 | bal_1P_2AC | 8109806 | no | no |  |  | no |  |  | 0 | 0 | 0 | 0
oh_line_8109806_200894858 |  | AD | node_8109806_200984020 | node_8109806_200894858 | 251.924 | bal_1P_2AC | 8109806 | no | no |  |  | no |  |  | 0 | 0 | 0 | 0
oh_line_8109806_200894860 |  | AD | node_8109806_200894858 | node_8109806_200894860 | 371.47 | bal_1P_2AC | 8109806 | no | no |  |  | no |  |  | 0 | 0 | 0 | 0
oh_line_8109806_200894861 |  | AD | node_8109806_200894860 | node_8109806_200894861 | 234.629 | bal_1P_2AC | 8109806 | no | no |  |  | no |  |  | 0 | 0 | 0 | 0
oh_line_8109806_200894862 |  | AD | node_8109806_200894861 | node_8109806_200894862 | 186.791 | bal_1P_2AC | 8109806 | no | no |  |  | no |  |  | 0 | 0 | 0 | 0
oh_line_8109806_200894864 |  | AD | node_8109806_200894812 | node_8109806_200894864 | 335.015 | bal_1P_2AC | 8109806 | no | no |  |  | no |  |  | 0 | 0 | 0 | 0
oh_line_8109806_200894865 |  | AD | node_8109806_200894887 | node_8109806_200894865 | 298.107 | bal_1P_2AC | 8109806 | no | no |  |  | no |  |  | 0 | 0 | 0 | 0
oh_line_8109806_200894866 |  | AD | node_8109806_200894865 | node_8109806_200894866 | 156.022 | bal_1P_2AC | 8109806 | no | no |  |  | no |  |  | 0 | 0 | 0 | 0
oh_line_8109806_200894867 |  | AD | node_8109806_200894866 | node_intto1_8109806_200894867 | 256.598 | bal_1P_2AC | 8109806 | no | no |  |  | no |  |  | 0 | 0 | 0 | 0
oh_line_8109806_200894868 |  | AD | node_8109806_200894867 | node_8109806_200894868 | 307.406 | bal_1P_2AC | 8109806 | no | no |  |  | no |  |  | 0 | 0 | 0 | 0
oh_line_8109806_200894869 |  | AD | node_8109806_200894868 | node_8109806_200894869 | 242.591 | bal_1P_2AC | 8109806 | no | no |  |  | no |  |  | 0 | 0 | 0 | 0
oh_line_8109806_200894870 |  | AD | node_8109806_200894869 | node_8109806_200894870 | 348.542 | bal_1P_2AC | 8109806 | no | no |  |  | no |  |  | 0 | 0 | 0 | 0
oh_line_8109806_200894873 |  | AD | node_8109806_200894866 | node_8109806_200894873 | 362.654 | bal_1P_2AC | 8109806 | no | no |  |  | no |  |  | 0 | 0 | 0 | 0
oh_line_8109806_200894874 |  | AD | node_8109806_200894873 | node_8109806_200894874 | 342.665 | bal_1P_2AC | 8109806 | no | no |  |  | no |  |  | 0 | 0 | 0 | 0
oh_line_8109806_200894875 |  | AD | node_8109806_200894874 | node_8109806_200894875 | 289.438 | bal_1P_2AC | 8109806 | no | no |  |  | no |  |  | 0 | 0 | 0 | 0
oh_line_8109806_200894876 |  | AD | node_8109806_200894875 | node_8109806_200894876 | 359.021 | bal_1P_2AC | 8109806 | no | no |  |  | no |  |  | 0 | 0 | 0 | 0
oh_line_8109806_200894878 |  | AD | node_8109806_200894876 | node_8109806_200894878 | 233.41 | bal_1P_1/0AA | 8109806 | no | no |  |  | no |  |  | 0 | 0 | 0 | 0
oh_line_8109806_200894879 |  | AD | node_8109806_200894878 | node_8109806_200894879 | 233.053 | bal_1P_1/0AA | 8109806 | no | no |  |  | no |  |  | 0 | 0 | 0 | 0
oh_line_8109806_200894880 |  | AD | node_8109806_200894864 | node_8109806_200894880 | 316.575 | bal_1P_2AC | 8109806 | no | no |  |  | no |  |  | 0 | 0 | 0 | 0
oh_line_8109806_200894882 |  | AD | node_8109806_201003799 | node_8109806_200894882 | 398.895 | bal_1P_2AC | 8109806 | no | no |  |  | no |  |  | 0 | 0 | 0 | 0
oh_line_8109806_200894883 |  | AD | node_8109806_200894882 | node_8109806_200894883 | 214.524 | bal_1P_2AC | 8109806 | no | no |  |  | no |  |  | 0 | 0 | 0 | 0
oh_line_8109806_200894884 |  | AD | node_8109806_200894883 | node_8109806_200894884 | 179.293 | bal_1P_2AC | 8109806 | no | no |  |  | no |  |  | 0 | 0 | 0 | 0
oh_line_8109806_200894885 |  | AD | node_8109806_200894884 | node_8109806_200894885 | 393.883 | bal_1P_2AC | 8109806 | no | no |  |  | no |  |  | 0 | 0 | 0 | 0
oh_line_8109806_200894886 |  | AD | node_8109806_200894885 | node_8109806_200894886 | 396.703 | bal_1P_2AC | 8109806 | no | no |  |  | no |  |  | 0 | 0 | 0 | 0
oh_line_8109806_200894887 |  | AD | node_8109806_200894886 | node_8109806_200894887 | 390.894 | bal_1P_2AC | 8109806 | no | no |  |  | no |  |  | 0 | 0 | 0 | 0
oh_line_8109806_200894889 |  | AD | node_8109806_200894826 | node_8109806_200894889 | 259.102 | bal_1P_2AC | 8109806 | no | no |  |  | no |  |  | 0 | 0 | 0 | 0
oh_line_8109806_200894890 |  | AD | node_8109806_200894889 | node_8109806_200894890 | 248.06 | bal_1P_2AC | 8109806 | no | no |  |  | no |  |  | 0 | 0 | 0 | 0
oh_line_8109806_200894891 |  | AD | node_8109806_200894890 | node_8109806_200894891 | 214.986 | bal_1P_2AC | 8109806 | no | no |  |  | no |  |  | 0 | 0 | 0 | 0
oh_line_8109806_200894892 |  | AD | node_8109806_200894891 | node_8109806_200894892 | 225.212 | bal_1P_2AC | 8109806 | no | no |  |  | no |  |  | 0 | 0 | 0 | 0
oh_line_8109806_200894893 |  | AD | node_8109806_200894892 | node_8109806_200894893 | 387.386 | bal_1P_2AC | 8109806 | no | no |  |  | no |  |  | 0 | 0 | 0 | 0
oh_line_8109806_200894894 |  | AD | node_8109806_200894893 | node_8109806_200894894 | 24.632 | bal_1P_1/0AA | 8109806 | no | no |  |  | no |  |  | 0 | 0 | 0 | 0
oh_line_8109806_200894895 |  | AD | node_8109806_200894894 | node_8109806_200894895 | 268.548 | bal_1P_1/0AA | 8109806 | no | no |  |  | no |  |  | 0 | 0 | 0 | 0
oh_line_8109806_200894896 |  | AD | node_8109806_200894895 | node_8109806_200894896 | 313.322 | bal_1P_1/0AA | 8109806 | no | no |  |  | no |  |  | 0 | 0 | 0 | 0
oh_line_8109806_200894897 |  | AD | node_8109806_200894893 | node_8109806_200894897 | 345.902 | bal_1P_2AC | 8109806 | no | no |  |  | no |  |  | 0 | 0 | 0 | 0
oh_line_8109806_200895545 |  | ABCD | node_8109806_200899412 | node_intto1_8109806_200895545 | 273.94 | bal_3P_3-104CW | 8109806 | no | no |  |  | no |  |  | 0 | 0 | 0 | 0
oh_line_8109806_200895546 |  | ABCD | node_8109806_200895545 | node_8109806_200895546 | 331.865 | bal_3P_3-104CW | 8109806 | no | no |  |  | no |  |  | 0 | 0 | 0 | 0
oh_line_8109806_200895547 |  | ABCD | node_8109806_200895560 | node_8109806_200895547 | 321.029 | bal_3P_2AC | 8109806 | no | no |  |  | no |  |  | 0 | 0 | 0 | 0
oh_line_8109806_200895548 |  | ABCD | node_8109806_200895547 | node_8109806_200895548 | 250.521 | bal_3P_2AC | 8109806 | no | no |  |  | no |  |  | 0 | 0 | 0 | 0
oh_line_8109806_200895549 |  | ABCD | node_8109806_200895548 | node_8109806_200895549 | 245.422 | bal_3P_2AC | 8109806 | no | no |  |  | no |  |  | 0 | 0 | 0 | 0
oh_line_8109806_200895550 |  | ABCD | node_8109806_200895549 | node_8109806_200895550 | 302.969 | bal_3P_2AC | 8109806 | no | no |  |  | no |  |  | 0 | 0 | 0 | 0
oh_line_8109806_200895551 |  | ABCD | node_8109806_200895550 | node_8109806_200895551 | 297.615 | bal_3P_2AC | 8109806 | no | no |  |  | no |  |  | 0 | 0 | 0 | 0
oh_line_8109806_200895552 |  | ABCD | node_8109806_200895546 | node_8109806_200895552 | 227.738 | bal_3P_3-104CW | 8109806 | no | no |  |  | no |  |  | 0 | 0 | 0 | 0
oh_line_8109806_200895553 |  | ABCD | node_8109806_200895552 | node_8109806_200895553 | 192.533 | bal_3P_3-104CW | 8109806 | no | no |  |  | no |  |  | 0 | 0 | 0 | 0
oh_line_8109806_200895554 |  | ABCD | node_8109806_200895553 | node_8109806_200895554 | 265.909 | bal_3P_3-104CW | 8109806 | no | no |  |  | no |  |  | 0 | 0 | 0 | 0
oh_line_8109806_200895555 |  | ABCD | node_8109806_200895554 | node_8109806_200895555 | 353.496 | bal_3P_3-104CW | 8109806 | no | no |  |  | no |  |  | 0 | 0 | 0 | 0
oh_line_8109806_200895556 |  | ABCD | node_8109806_200895555 | node_8109806_200895556 | 326.227 | bal_3P_3-104CW | 8109806 | no | no |  |  | no |  |  | 0 | 0 | 0 | 0
oh_line_8109806_200895557 |  | ABCD | node_8109806_200895556 | node_8109806_200895557 | 156.814 | bal_3P_3-104CW | 8109806 | no | no |  |  | no |  |  | 0 | 0 | 0 | 0
oh_line_8109806_200895558 |  | ABCD | node_8109806_200895557 | node_8109806_200895558 | 161.285 | bal_3P_3-104CW | 8109806 | no | no |  |  | no |  |  | 0 | 0 | 0 | 0
oh_line_8109806_200895560 |  | ABCD | node_8109806_201008410 | node_8109806_200895560 | 342.325 | bal_3P_3-104CW | 8109806 | no | no |  |  | no |  |  | 0 | 0 | 0 | 0
oh_line_8109806_200895561 |  | AD | node_8109806_200895560 | node_8109806_200895561 | 327.302 | bal_1P_4AC | 8109806 | no | no |  |  | no |  |  | 0 | 0 | 0 | 0
oh_line_8109806_200895562 |  | AD | node_8109806_200895561 | node_8109806_200895562 | 76.392 | bal_1P_4AC | 8109806 | no | no |  |  | no |  |  | 0 | 0 | 0 | 0
oh_line_8109806_200895563 |  | AD | node_8109806_200895560 | node_8109806_200895563 | 336.921 | bal_1P_4AC | 8109806 | no | no |  |  | no |  |  | 0 | 0 | 0 | 0
oh_line_8109806_200895565 |  | AD | node_8109806_200895560 | node_8109806_200895565 | 402.768 | bal_1P_1/0AA | 8109806 | no | no |  |  | no |  |  | 0 | 0 | 0 | 0
oh_line_8109806_200896505 |  | AD | node_8109806_200896508 | node_8109806_200896505 | 352.363 | bal_1P_2AC | 8109806 | no | no |  |  | no |  |  | 0 | 0 | 0 | 0
oh_line_8109806_200896506 |  | AD | node_8109806_200896505 | node_8109806_200896506 | 77.078 | bal_1P_1/0AA | 8109806 | no | no |  |  | no |  |  | 0 | 0 | 0 | 0
oh_line_8109806_200896507 |  | AD | node_8109806_200896506 | node_8109806_200896507 | 148.021 | bal_1P_1/0AA | 8109806 | no | no |  |  | no |  |  | 0 | 0 | 0 | 0
oh_line_8109806_200896508 |  | AD | node_8109806_200896510 | node_8109806_200896508 | 353.234 | bal_1P_2AC | 8109806 | no | no |  |  | no |  |  | 0 | 0 | 0 | 0
oh_line_8109806_200896510 |  | AD | node_8109806_200896511 | node_8109806_200896510 | 224.687 | bal_1P_2AC | 8109806 | no | no |  |  | no |  |  | 0 | 0 | 0 | 0
oh_line_8109806_200896511 |  | AD | node_8109806_200896512 | node_8109806_200896511 | 245.671 | bal_1P_2AC | 8109806 | no | no |  |  | no |  |  | 0 | 0 | 0 | 0
oh_line_8109806_200896512 |  | AD | node_8109806_200896514 | node_8109806_200896512 | 254.515 | bal_1P_2AC | 8109806 | no | no |  |  | no |  |  | 0 | 0 | 0 | 0
oh_line_8109806_200896514 |  | AD | node_8109806_200896515 | node_8109806_200896514 | 239.88 | bal_1P_2AC | 8109806 | no | no |  |  | no |  |  | 0 | 0 | 0 | 0
oh_line_8109806_200896515 |  | AD | node_8109806_200896517 | node_8109806_200896515 | 211.362 | bal_1P_2AC | 8109806 | no | no |  |  | no |  |  | 0 | 0 | 0 | 0
oh_line_8109806_200896516 |  | AD | node_8109806_200896515 | node_8109806_200896516 | 164.969 | bal_1P_2AC | 8109806 | no | no |  |  | no |  |  | 0 | 0 | 0 | 0
oh_line_8109806_200896517 |  | AD | node_8109806_200896518 | node_8109806_200896517 | 253.039 | bal_1P_2AC | 8109806 | no | no |  |  | no |  |  | 0 | 0 | 0 | 0
oh_line_8109806_200896518 |  | AD | node_8109806_200899461 | node_8109806_200896518 | 241.226 | bal_1P_1/0AA | 8109806 | no | no |  |  | no |  |  | 0 | 0 | 0 | 0
oh_line_8109806_200896519 |  | AD | node_8109806_200896518 | node_8109806_200896519 | 203.716 | bal_1P_2AC | 8109806 | no | no |  |  | no |  |  | 0 | 0 | 0 | 0
oh_line_8109806_200896520 |  | AD | node_8109806_200896519 | node_8109806_200896520 | 229.952 | bal_1P_2AC | 8109806 | no | no |  |  | no |  |  | 0 | 0 | 0 | 0
oh_line_8109806_200896521 |  | AD | node_8109806_200899409 | node_intto1_8109806_200896521 | 255.996 | bal_1P_2AC | 8109806 | no | no |  |  | no |  |  | 0 | 0 | 0 | 0
oh_line_8109806_200896522 |  | AD | node_8109806_200896521 | node_8109806_200896522 | 197.469 | bal_1P_2AC | 8109806 | no | no |  |  | no |  |  | 0 | 0 | 0 | 0
oh_line_8109806_200896523 |  | AD | node_8109806_200896522 | node_8109806_200896523 | 280.696 | bal_1P_2AC | 8109806 | no | no |  |  | no |  |  | 0 | 0 | 0 | 0
oh_line_8109806_200896524 |  | AD | node_8109806_200896523 | node_8109806_200896524 | 264.652 | bal_1P_2AC | 8109806 | no | no |  |  | no |  |  | 0 | 0 | 0 | 0
oh_line_8109806_200897822 |  | AD | node_8109806_200895552 | node_8109806_200897822 | 289.22 | bal_1P_2AC | 8109806 | no | no |  |  | no |  |  | 0 | 0 | 0 | 0
oh_line_8109806_200897823 |  | AD | node_8109806_200897822 | node_8109806_200897823 | 104.734 | bal_1P_2AC | 8109806 | no | no |  |  | no |  |  | 0 | 0 | 0 | 0
oh_line_8109806_200897824 |  | AD | node_8109806_200897823 | node_8109806_200897824 | 327.829 | bal_1P_2AC | 8109806 | no | no |  |  | no |  |  | 0 | 0 | 0 | 0
oh_line_8109806_200897825 |  | AD | node_8109806_200897824 | node_8109806_200897825 | 241.819 | bal_1P_2AC | 8109806 | no | no |  |  | no |  |  | 0 | 0 | 0 | 0
oh_line_8109806_200897826 |  | AD | node_8109806_200897825 | node_8109806_200897826 | 361.665 | bal_1P_2AC | 8109806 | no | no |  |  | no |  |  | 0 | 0 | 0 | 0
oh_line_8109806_200897827 |  | AD | node_8109806_200897826 | node_8109806_200897827 | 324.536 | bal_1P_2AC | 8109806 | no | no |  |  | no |  |  | 0 | 0 | 0 | 0
oh_line_8109806_200898603 |  | AD | node_8109806_200841882 | node_8109806_200898603 | 163.827 | bal_1P_2AC | 8109806 | no | no |  |  | no |  |  | 0 | 0 | 0 | 0
oh_line_8109806_200898604 |  | AD | node_8109806_200898603 | node_8109806_200898604 | 266.628 | bal_1P_2AC | 8109806 | no | no |  |  | no |  |  | 0 | 0 | 0 | 0
oh_line_8109806_200899065 |  | AD | node_8109806_200895556 | node_intto1_8109806_200899065 | 285.713 | bal_1P_1/0AA | 8109806 | no | no |  |  | no |  |  | 0 | 0 | 0 | 0
oh_line_8109806_200899066 |  | AD | node_8109806_200899068 | node_8109806_200899066 | 348.805 | bal_1P_1/0AA | 8109806 | no | no |  |  | no |  |  | 0 | 0 | 0 | 0
oh_line_8109806_200899067 |  | AD | node_8109806_200899065 | node_8109806_200899067 | 170.746 | bal_1P_1/0AA | 8109806 | no | no |  |  | no |  |  | 0 | 0 | 0 | 0
oh_line_8109806_200899068 |  | AD | node_8109806_200899067 | node_8109806_200899068 | 27.635 | bal_1P_1/0AA | 8109806 | no | no |  |  | no |  |  | 0 | 0 | 0 | 0
oh_line_8109806_200899070 |  | AD | node_8109806_200899066 | node_8109806_200899070 | 65.375 | bal_1P_1/0AA | 8109806 | no | no |  |  | no |  |  | 0 | 0 | 0 | 0
oh_line_8109806_200899071 |  | AD | node_8109806_200899070 | node_8109806_200899071 | 277.647 | bal_1P_1/0AA | 8109806 | no | no |  |  | no |  |  | 0 | 0 | 0 | 0
oh_line_8109806_200899405 |  | ABCD | node_8109806_200842304 | node_8109806_200899405 | 430.667 | bal_3P_4ACW | 8109806 | no | no |  |  | no |  |  | 0 | 0 | 0 | 0
oh_line_8109806_200899406 |  | ABCD | node_8109806_200899405 | node_8109806_200899406 | 261.304 | bal_3P_4ACW | 8109806 | no | no |  |  | no |  |  | 0 | 0 | 0 | 0
oh_line_8109806_200899407 |  | ABCD | node_8109806_200899406 | node_8109806_200899407 | 268.227 | bal_3P_4ACW | 8109806 | no | no |  |  | no |  |  | 0 | 0 | 0 | 0
oh_line_8109806_200899408 |  | ABCD | node_8109806_200899407 | node_8109806_200899408 | 457.275 | bal_3P_4ACW | 8109806 | no | no |  |  | no |  |  | 0 | 0 | 0 | 0
oh_line_8109806_200899409 |  | ABCD | node_8109806_200899408 | node_8109806_200899409 | 44.521 | bal_3P_4ACW | 8109806 | no | no |  |  | no |  |  | 0 | 0 | 0 | 0
oh_line_8109806_200899410 |  | ABCD | node_8109806_200899409 | node_8109806_200899410 | 276.955 | bal_3P_4ACW | 8109806 | no | no |  |  | no |  |  | 0 | 0 | 0 | 0
oh_line_8109806_200899411 |  | ABCD | node_8109806_200899410 | node_8109806_200899411 | 333.111 | bal_3P_4ACW | 8109806 | no | no |  |  | no |  |  | 0 | 0 | 0 | 0
oh_line_8109806_200899412 |  | ABCD | node_8109806_200899411 | node_8109806_200899412 | 330.644 | bal_3P_4ACW | 8109806 | no | no |  |  | no |  |  | 0 | 0 | 0 | 0
oh_line_8109806_200899413 |  | AD | node_8109806_200899412 | node_8109806_200899413 | 234.371 | bal_1P_4ACW | 8109806 | no | no |  |  | no |  |  | 0 | 0 | 0 | 0
oh_line_8109806_200899414 |  | AD | node_8109806_200899413 | node_intto1_8109806_200899414 | 88.458 | bal_1P_4ACW | 8109806 | no | no |  |  | no |  |  | 0 | 0 | 0 | 0
oh_line_8109806_200899415 |  | AD | node_8109806_200899414 | node_8109806_200899415 | 284.069 | bal_1P_4ACW | 8109806 | no | no |  |  | no |  |  | 0 | 0 | 0 | 0
oh_line_8109806_200899417 |  | AD | node_8109806_200899415 | node_8109806_200899417 | 312.077 | bal_1P_2AC | 8109806 | no | no |  |  | no |  |  | 0 | 0 | 0 | 0
oh_line_8109806_200899418 |  | AD | node_8109806_200899417 | node_8109806_200899418 | 352.317 | bal_1P_2AC | 8109806 | no | no |  |  | no |  |  | 0 | 0 | 0 | 0
oh_line_8109806_200899419 |  | AD | node_8109806_200899418 | node_8109806_200899419 | 373.585 | bal_1P_2AC | 8109806 | no | no |  |  | no |  |  | 0 | 0 | 0 | 0
oh_line_8109806_200899421 |  | AD | node_8109806_200899419 | node_8109806_200899421 | 269.98 | bal_1P_2AC | 8109806 | no | no |  |  | no |  |  | 0 | 0 | 0 | 0
oh_line_8109806_200899423 |  | AD | node_8109806_200899421 | node_8109806_200899423 | 320.014 | bal_1P_2AC | 8109806 | no | no |  |  | no |  |  | 0 | 0 | 0 | 0
oh_line_8109806_200899424 |  | AD | node_8109806_200899423 | node_8109806_200899424 | 182.37 | bal_1P_2AC | 8109806 | no | no |  |  | no |  |  | 0 | 0 | 0 | 0
oh_line_8109806_200899425 |  | AD | node_8109806_200899424 | node_8109806_200899425 | 222.12 | bal_1P_2AC | 8109806 | no | no |  |  | no |  |  | 0 | 0 | 0 | 0
oh_line_8109806_200899426 |  | AD | node_8109806_200899425 | node_8109806_200899426 | 213.725 | bal_1P_2AC | 8109806 | no | no |  |  | no |  |  | 0 | 0 | 0 | 0
oh_line_8109806_200899427 |  | AD | node_8109806_200899426 | node_8109806_200899427 | 221.379 | bal_1P_1/0AA | 8109806 | no | no |  |  | no |  |  | 0 | 0 | 0 | 0
oh_line_8109806_200899428 |  | AD | node_8109806_200899427 | node_8109806_200899428 | 210.29 | bal_1P_1/0AA | 8109806 | no | no |  |  | no |  |  | 0 | 0 | 0 | 0
oh_line_8109806_200899429-1 |  | AD | node_8109806_200842197 | node_1338108_765_15322741_822 | 5.088 | bal_1P_2AC | 8109806 | no | no |  |  | no |  |  | 0 | 0 | 0 | 0
oh_line_8109806_200899429-2 |  | AD | node_1338108_765_15322741_822 | node_8109806_200899429 | 201.464 | bal_1P_2AC | 8109806 | no | no |  |  | no |  |  | 0 | 0 | 0 | 0
oh_line_8109806_200899430 |  | AD | node_8109806_200899429 | node_intto1_8109806_200899430 | 251.855 | bal_1P_2AC | 8109806 | no | no |  |  | no |  |  | 0 | 0 | 0 | 0
oh_line_8109806_200899431 |  | AD | node_8109806_200899430 | node_8109806_200899431 | 603.026 | bal_1P_2AC | 8109806 | no | no |  |  | no |  |  | 0 | 0 | 0 | 0
oh_line_8109806_200899432 |  | AD | node_8109806_200899431 | node_8109806_200899432 | 387.837 | bal_1P_2AC | 8109806 | no | no |  |  | no |  |  | 0 | 0 | 0 | 0
oh_line_8109806_200899433 |  | AD | node_8109806_200899432 | node_8109806_200899433 | 195.877 | bal_1P_1/0AC | 8109806 | no | no |  |  | no |  |  | 0 | 0 | 0 | 0
oh_line_8109806_200899434 |  | AD | node_8109806_200899433 | node_8109806_200899434 | 327.128 | bal_1P_1/0AC | 8109806 | no | no |  |  | no |  |  | 0 | 0 | 0 | 0
oh_line_8109806_200899436 |  | AD | node_8109806_200899432 | node_8109806_200899436 | 116.462 | bal_1P_1/0AC | 8109806 | no | no |  |  | no |  |  | 0 | 0 | 0 | 0
oh_line_8109806_200899437 |  | AD | node_8109806_200899436 | node_8109806_200899437 | 417.685 | bal_1P_2AC | 8109806 | no | no |  |  | no |  |  | 0 | 0 | 0 | 0
oh_line_8109806_200899439 |  | AD | node_8109806_200899437 | node_8109806_200899439 | 215.408 | bal_1P_2AC | 8109806 | no | no |  |  | no |  |  | 0 | 0 | 0 | 0
oh_line_8109806_200899440 |  | AD | node_8109806_200899439 | node_8109806_200899440 | 134.395 | bal_1P_2AC | 8109806 | no | no |  |  | no |  |  | 0 | 0 | 0 | 0
oh_line_8109806_200899441 |  | AD | node_8109806_200899440 | node_8109806_200899441 | 206.551 | bal_1P_1/0AA | 8109806 | no | no |  |  | no |  |  | 0 | 0 | 0 | 0
oh_line_8109806_200899442 |  | AD | node_8109806_200899441 | node_8109806_200899442 | 284.248 | bal_1P_1/0AA | 8109806 | no | no |  |  | no |  |  | 0 | 0 | 0 | 0
oh_line_8109806_200899443 |  | AD | node_8109806_200899442 | node_8109806_200899443 | 253.31 | bal_1P_1/0AA | 8109806 | no | no |  |  | no |  |  | 0 | 0 | 0 | 0
oh_line_8109806_200899444 |  | AD | node_8109806_200899440 | node_8109806_200899444 | 271.907 | bal_1P_2AC | 8109806 | no | no |  |  | no |  |  | 0 | 0 | 0 | 0
oh_line_8109806_200899445 |  | AD | node_8109806_200899444 | node_8109806_200899445 | 248.353 | bal_1P_2AC | 8109806 | no | no |  |  | no |  |  | 0 | 0 | 0 | 0
oh_line_8109806_200899446 |  | AD | node_8109806_200899445 | node_8109806_200899446 | 384.441 | bal_1P_2AC | 8109806 | no | no |  |  | no |  |  | 0 | 0 | 0 | 0
oh_line_8109806_200899447 |  | AD | node_8109806_200899446 | node_8109806_200899447 | 223.35 | bal_1P_2AC | 8109806 | no | no |  |  | no |  |  | 0 | 0 | 0 | 0
oh_line_8109806_200899448 |  | AD | node_8109806_200899447 | node_8109806_200899448 | 372.177 | bal_1P_2AC | 8109806 | no | no |  |  | no |  |  | 0 | 0 | 0 | 0
oh_line_8109806_200899449 |  | AD | node_8109806_200899448 | node_8109806_200899449 | 320.232 | bal_1P_2AC | 8109806 | no | no |  |  | no |  |  | 0 | 0 | 0 | 0
oh_line_8109806_200899450 |  | AD | node_8109806_200899449 | node_8109806_200899450 | 309.861 | bal_1P_1/0AA | 8109806 | no | no |  |  | no |  |  | 0 | 0 | 0 | 0
oh_line_8109806_200899452 |  | AD | node_8109806_200899449 | node_8109806_200899452 | 229.881 | bal_1P_2AC | 8109806 | no | no |  |  | no |  |  | 0 | 0 | 0 | 0
oh_line_8109806_200899453 |  | AD | node_8109806_200899452 | node_8109806_200899453 | 248.04 | bal_1P_2AC | 8109806 | no | no |  |  | no |  |  | 0 | 0 | 0 | 0
oh_line_8109806_200899455 |  | AD | node_8109806_200899453 | node_8109806_200899455 | 311.642 | bal_1P_2AC | 8109806 | no | no |  |  | no |  |  | 0 | 0 | 0 | 0
oh_line_8109806_200899456 |  | AD | node_8109806_200899455 | node_intto1_8109806_200899456 | 197.547 | bal_1P_1/0AA | 8109806 | no | no |  |  | no |  |  | 0 | 0 | 0 | 0
oh_line_8109806_200899457 |  | AD | node_8109806_200899455 | node_8109806_200899457 | 310.43 | bal_1P_2AC | 8109806 | no | no |  |  | no |  |  | 0 | 0 | 0 | 0
oh_line_8109806_200899458 |  | AD | node_8109806_200899457 | node_8109806_200899458 | 240.581 | bal_1P_2AC | 8109806 | no | no |  |  | no |  |  | 0 | 0 | 0 | 0
oh_line_8109806_200899459 |  | AD | node_8109806_200899458 | node_8109806_200899459 | 251.303 | bal_1P_2AC | 8109806 | no | no |  |  | no |  |  | 0 | 0 | 0 | 0
oh_line_8109806_200899460 |  | AD | node_8109806_200899459 | node_8109806_200899460 | 339.664 | bal_1P_2AC | 8109806 | no | no |  |  | no |  |  | 0 | 0 | 0 | 0
oh_line_8109806_200899461 |  | AD | node_8109806_200899459 | node_intto1_8109806_200899461 | 242.707 | bal_1P_1/0AA | 8109806 | no | no |  |  | no |  |  | 0 | 0 | 0 | 0
oh_line_8109806_200900935 |  | AD | node_8109806_200900954 | node_8109806_200900935 | 399.596 | bal_1P_1/0AA | 8109806 | no | no |  |  | no |  |  | 0 | 0 | 0 | 0
oh_line_8109806_200900936 |  | AD | node_8109806_200900962 | node_intto1_8109806_200900936 | 471.781 | bal_1P_2AC | 8109806 | no | no |  |  | no |  |  | 0 | 0 | 0 | 0
oh_line_8109806_200900938 |  | AD | node_8109806_200853682 | node_8109806_200900938 | 256.964 | bal_1P_1/0AA | 8109806 | no | no |  |  | no |  |  | 0 | 0 | 0 | 0
oh_line_8109806_200900939 |  | AD | node_8109806_200853683 | node_8109806_200900939 | 293.522 | bal_1P_2AC | 8109806 | no | no |  |  | no |  |  | 0 | 0 | 0 | 0
oh_line_8109806_200900941 |  | AD | node_8109806_200900939 | node_8109806_200900941 | 298.976 | bal_1P_2AC | 8109806 | no | no |  |  | no |  |  | 0 | 0 | 0 | 0
oh_line_8109806_200900942 |  | AD | node_8109806_200900941 | node_8109806_200900942 | 197.396 | bal_1P_2AC | 8109806 | no | no |  |  | no |  |  | 0 | 0 | 0 | 0
oh_line_8109806_200900943 |  | AD | node_8109806_200900942 | node_8109806_200900943 | 401.731 | bal_1P_2AC | 8109806 | no | no |  |  | no |  |  | 0 | 0 | 0 | 0
oh_line_8109806_200900944 |  | AD | node_8109806_200900943 | node_8109806_200900944 | 277.511 | bal_1P_2AC | 8109806 | no | no |  |  | no |  |  | 0 | 0 | 0 | 0
oh_line_8109806_200900945 |  | AD | node_8109806_200900944 | node_8109806_200900945 | 250.992 | bal_1P_2AC | 8109806 | no | no |  |  | no |  |  | 0 | 0 | 0 | 0
oh_line_8109806_200900946 |  | AD | node_8109806_200900945 | node_8109806_200900946 | 441.662 | bal_1P_2AC | 8109806 | no | no |  |  | no |  |  | 0 | 0 | 0 | 0
oh_line_8109806_200900948 |  | AD | node_8109806_200900946 | node_8109806_200900948 | 421.755 | bal_1P_2AC | 8109806 | no | no |  |  | no |  |  | 0 | 0 | 0 | 0
oh_line_8109806_200900950 |  | AD | node_8109806_200900948 | node_8109806_200900950 | 411.366 | bal_1P_2AC | 8109806 | no | no |  |  | no |  |  | 0 | 0 | 0 | 0
oh_line_8109806_200900951 |  | AD | node_8109806_200900950 | node_8109806_200900951 | 165.564 | bal_1P_1/0AC | 8109806 | no | no |  |  | no |  |  | 0 | 0 | 0 | 0
oh_line_8109806_200900952 |  | AD | node_8109806_200900951 | node_8109806_200900952 | 210.148 | bal_1P_1/0AC | 8109806 | no | no |  |  | no |  |  | 0 | 0 | 0 | 0
oh_line_8109806_200900954 |  | AD | node_8109806_200900950 | node_8109806_200900954 | 230.715 | bal_1P_2AC | 8109806 | no | no |  |  | no |  |  | 0 | 0 | 0 | 0
oh_line_8109806_200900955 |  | AD | node_8109806_200900954 | node_8109806_200900955 | 303.105 | bal_1P_2AC | 8109806 | no | no |  |  | no |  |  | 0 | 0 | 0 | 0
oh_line_8109806_200900956 |  | AD | node_8109806_200900955 | node_8109806_200900956 | 246.416 | bal_1P_1/0AA | 8109806 | no | no |  |  | no |  |  | 0 | 0 | 0 | 0
oh_line_8109806_200900958 |  | AD | node_8109806_200900955 | node_8109806_200900958 | 471.836 | bal_1P_2AC | 8109806 | no | no |  |  | no |  |  | 0 | 0 | 0 | 0
oh_line_8109806_200900959 |  | AD | node_8109806_200900958 | node_8109806_200900959 | 193.772 | bal_1P_2AC | 8109806 | no | no |  |  | no |  |  | 0 | 0 | 0 | 0
oh_line_8109806_200900960 |  | AD | node_8109806_200900959 | node_8109806_200900960 | 311.343 | bal_1P_2AC | 8109806 | no | no |  |  | no |  |  | 0 | 0 | 0 | 0
oh_line_8109806_200900961 |  | AD | node_8109806_200900959 | node_8109806_200900961 | 211.515 | bal_1P_2AC | 8109806 | no | no |  |  | no |  |  | 0 | 0 | 0 | 0
oh_line_8109806_200900962 |  | AD | node_8109806_200900967 | node_8109806_200900962 | 134.281 | bal_1P_2AC | 8109806 | no | no |  |  | no |  |  | 0 | 0 | 0 | 0
oh_line_8109806_200900963 |  | AD | node_8109806_200900936 | node_8109806_200900963 | 372.003 | bal_1P_1/0AA | 8109806 | no | no |  |  | no |  |  | 0 | 0 | 0 | 0
oh_line_8109806_200900964 |  | AD | node_8109806_200900963 | node_8109806_200900964 | 294.192 | bal_1P_1/0AA | 8109806 | no | no |  |  | no |  |  | 0 | 0 | 0 | 0
oh_line_8109806_200900965 |  | AD | node_8109806_200900964 | node_8109806_200900965 | 310.043 | bal_1P_1/0AA | 8109806 | no | no |  |  | no |  |  | 0 | 0 | 0 | 0
oh_line_8109806_200900966 |  | AD | node_8109806_200900965 | node_8109806_200900966 | 317.112 | bal_1P_1/0AA | 8109806 | no | no |  |  | no |  |  | 0 | 0 | 0 | 0
oh_line_8109806_200900967 |  | AD | node_8109806_200900961 | node_8109806_200900967 | 86.72 | bal_1P_2AC | 8109806 | no | no |  |  | no |  |  | 0 | 0 | 0 | 0
oh_line_8109806_200900968 |  | AD | node_8109806_200900967 | node_8109806_200900968 | 176.99 | bal_1P_1/0AA | 8109806 | no | no |  |  | no |  |  | 0 | 0 | 0 | 0
oh_line_8109806_200900969 |  | AD | node_8109806_200900962 | node_8109806_200900969 | 118.322 | bal_1P_2AC | 8109806 | no | no |  |  | no |  |  | 0 | 0 | 0 | 0
oh_line_8109806_200900970 |  | AD | node_8109806_200900969 | node_8109806_200900970 | 355.104 | bal_1P_1/0AA | 8109806 | no | no |  |  | no |  |  | 0 | 0 | 0 | 0
oh_line_8109806_200900971 |  | AD | node_8109806_200900969 | node_8109806_200900971 | 125.249 | bal_1P_2AC | 8109806 | no | no |  |  | no |  |  | 0 | 0 | 0 | 0
oh_line_8109806_200900972 |  | AD | node_8109806_200900971 | node_8109806_200900972 | 341.081 | bal_1P_2AC | 8109806 | no | no |  |  | no |  |  | 0 | 0 | 0 | 0
oh_line_8109806_200900973 |  | AD | node_8109806_200900972 | node_intto1_8109806_200900973 | 671.509 | bal_1P_2AC | 8109806 | no | no |  |  | no |  |  | 0 | 0 | 0 | 0
oh_line_8109806_200900975 |  | AD | node_8109806_201069190 | node_8109806_200900975 | 193.891 | bal_1P_2AC | 8109806 | no | no |  |  | no |  |  | 0 | 0 | 0 | 0
oh_line_8109806_200900976 |  | AD | node_8109806_200900972 | node_8109806_200900976 | 185.122 | bal_1P_1/0AA | 8109806 | no | no |  |  | no |  |  | 0 | 0 | 0 | 0
oh_line_8109806_200900977 |  | AD | node_8109806_200900976 | node_8109806_200900977 | 209.89 | bal_1P_1/0AA | 8109806 | no | no |  |  | no |  |  | 0 | 0 | 0 | 0
oh_line_8109806_200900978 |  | AD | node_8109806_200900977 | node_8109806_200900978 | 135.307 | bal_1P_1/0AA | 8109806 | no | no |  |  | no |  |  | 0 | 0 | 0 | 0
oh_line_8109806_200900979 |  | AD | node_8109806_200900972 | node_8109806_200900979 | 248.532 | bal_1P_2AC | 8109806 | no | no |  |  | no |  |  | 0 | 0 | 0 | 0
oh_line_8109806_200900980 |  | AD | node_8109806_200900979 | node_8109806_200900980 | 286.101 | bal_1P_2AC | 8109806 | no | no |  |  | no |  |  | 0 | 0 | 0 | 0
oh_line_8109806_200900982 |  | AD | node_8109806_200966150 | node_8109806_200900982 | 420.671 | bal_1P_2AC | 8109806 | no | no |  |  | no |  |  | 0 | 0 | 0 | 0
oh_line_8109806_200900984 |  | AD | node_8109806_200900982 | node_8109806_200900984 | 258.68 | bal_1P_2AC | 8109806 | no | no |  |  | no |  |  | 0 | 0 | 0 | 0
oh_line_8109806_200900986 |  | AD | node_8109806_200900984 | node_8109806_200900986 | 335.921 | bal_1P_2AC | 8109806 | no | no |  |  | no |  |  | 0 | 0 | 0 | 0
oh_line_8109806_200900988 |  | AD | node_8109806_200900986 | node_8109806_200900988 | 371.353 | bal_1P_2AC | 8109806 | no | no |  |  | no |  |  | 0 | 0 | 0 | 0
oh_line_8109806_200900989 |  | AD | node_8109806_200900988 | node_8109806_200900989 | 329.825 | bal_1P_2AC | 8109806 | no | no |  |  | no |  |  | 0 | 0 | 0 | 0
oh_line_8109806_200900991 |  | AD | node_8109806_200900989 | node_8109806_200900991 | 432.062 | bal_1P_2AC | 8109806 | no | no |  |  | no |  |  | 0 | 0 | 0 | 0
oh_line_8109806_200900992 |  | AD | node_8109806_200900991 | node_8109806_200900992 | 344.664 | bal_1P_2AC | 8109806 | no | no |  |  | no |  |  | 0 | 0 | 0 | 0
oh_line_8109806_200900993 |  | AD | node_8109806_200900992 | node_8109806_200900993 | 314.268 | bal_1P_2AC | 8109806 | no | no |  |  | no |  |  | 0 | 0 | 0 | 0
oh_line_8109806_200900994 |  | AD | node_8109806_200900993 | node_8109806_200900994 | 149.475 | bal_1P_2AC | 8109806 | no | no |  |  | no |  |  | 0 | 0 | 0 | 0
oh_line_8109806_200900995 |  | AD | node_8109806_200900994 | node_8109806_200900995 | 152.098 | bal_1P_2AC | 8109806 | no | no |  |  | no |  |  | 0 | 0 | 0 | 0
oh_line_8109806_200900996 |  | AD | node_8109806_200900995 | node_8109806_200900996 | 238.427 | bal_1P_2AC | 8109806 | no | no |  |  | no |  |  | 0 | 0 | 0 | 0
oh_line_8109806_200900997 |  | AD | node_8109806_200900996 | node_8109806_200900997 | 317.548 | bal_1P_2AC | 8109806 | no | no |  |  | no |  |  | 0 | 0 | 0 | 0
oh_line_8109806_200900998 |  | AD | node_8109806_200900997 | node_8109806_200900998 | 293.313 | bal_1P_2AC | 8109806 | no | no |  |  | no |  |  | 0 | 0 | 0 | 0
oh_line_8109806_200900999 |  | AD | node_8109806_200900998 | node_8109806_200900999 | 222.867 | bal_1P_2AC | 8109806 | no | no |  |  | no |  |  | 0 | 0 | 0 | 0
oh_line_8109806_200901000 |  | AD | node_8109806_200900999 | node_8109806_200901000 | 291.752 | bal_1P_477AL | 8109806 | no | no |  |  | no |  |  | 0 | 0 | 0 | 0
oh_line_8109806_200901001 |  | AD | node_8109806_200901000 | node_8109806_200901001 | 328.505 | bal_1P_1/0AA | 8109806 | no | no |  |  | no |  |  | 0 | 0 | 0 | 0
oh_line_8109806_200901002 |  | AD | node_8109806_200900999 | node_8109806_200901002 | 147.323 | bal_1P_2AC | 8109806 | no | no |  |  | no |  |  | 0 | 0 | 0 | 0
oh_line_8109806_200911560 |  | AD | node_8109806_200851055 | node_intto1_8109806_200911560 | 240.13 | bal_1P_1/0AA | 8109806 | no | no |  |  | no |  |  | 0 | 0 | 0 | 0
oh_line_8109806_200911561 |  | AN | node_8109806_200852585 | node_8109806_200911561 | 88.122 | bal_1P_DELTACUST | 8109806 | no | no |  |  | no |  |  | 0 | 0 | 0 | 0
oh_line_8109806_200917588 |  | ABCD | node_8109806_200970226 | node_intto1_8109806_200917588 | 117.993 | bal_3P_4/0AL | 8109806 | no | no |  |  | no |  |  | 0 | 0 | 0 | 0
oh_line_8109806_200917637 |  | ABCD | node_8109806_200852598 | node_intto1_8109806_200917637 | 8.46 | bal_3P_1/0AC | 8109806 | no | no |  |  | no |  |  | 0 | 0 | 0 | 0
oh_line_8109806_200936459 |  | ABCD | node_8109806_200850805 | node_intto1_8109806_200936459 | 197.24 | bal_3P_1/0AA | 8109806 | no | no |  |  | no |  |  | 0 | 0 | 0 | 0
oh_line_8109806_200940844 |  | AD | node_8109806_200940845 | node_8109806_200940844 | 133.791 | bal_1P_1/0AC | 8109806 | no | no |  |  | no |  |  | 0 | 0 | 0 | 0
oh_line_8109806_200940845 |  | AD | node_8109806_200852004 | node_8109806_200940845 | 175.846 | bal_1P_1/0AC | 8109806 | no | no |  |  | no |  |  | 0 | 0 | 0 | 0
oh_line_8109806_200942017 |  | ABCN | node_8109806_200850980 | node_8109806_200942017 | 122.32 | bal_3P_477AL_4/0AC(N) | 8109806 | no | no |  |  | no |  |  | 0 | 0 | 0 | 0
oh_line_8109806_200942018 |  | ABCN | node_8109806_200942017 | node_8109806_200942018 | 146.692 | bal_3P_477AL_4/0AC(N) | 8109806 | no | no |  |  | no |  |  | 0 | 0 | 0 | 0
oh_line_8109806_200946065 |  | AD | node_8109806_200852683 | node_intto1_8109806_200946065 | 128.237 | bal_1P_1/0AC | 8109806 | no | no |  |  | no |  |  | 0 | 0 | 0 | 0
oh_line_8109806_200946459 |  | AD | node_8109806_200842177 | node_intto1_8109806_200946459 | 15.897 | bal_1P_1/0AA | 8109806 | no | no |  |  | no |  |  | 0 | 0 | 0 | 0
oh_line_8109806_200946460 |  | AD | node_8109806_200946459 | node_8109806_200946460 | 234.557 | bal_1P_2AC | 8109806 | no | no |  |  | no |  |  | 0 | 0 | 0 | 0
oh_line_8109806_200946461 |  | AD | node_8109806_200946460 | node_8109806_200946461 | 244.671 | bal_1P_2AC | 8109806 | no | no |  |  | no |  |  | 0 | 0 | 0 | 0
oh_line_8109806_200948559 |  | AN | node_8109806_200853745 | node_8109806_200948559 | 166.87 | bal_1P_3-104CW_3-104CW(N) | 8109806 | no | no |  |  | no |  |  | 0 | 0 | 0 | 0
oh_line_8109806_200950144 |  | AD | node_8109806_200950145 | node_8109806_200950144 | 294.751 | bal_1P_1/0AA | 8109806 | no | no |  |  | no |  |  | 0 | 0 | 0 | 0
oh_line_8109806_200950145 |  | AD | node_8109806_200900992 | node_intto1_8109806_200950145 | 112.703 | bal_1P_1/0AA | 8109806 | no | no |  |  | no |  |  | 0 | 0 | 0 | 0
oh_line_8109806_200951762 |  | ABCD | node_8109806_200951763 | node_intto1_8109806_200951762 | 146.045 | bal_3P_2AC | 8109806 | no | no |  |  | no |  |  | 0 | 0 | 0 | 0
oh_line_8109806_200951763 |  | ABCD | node_8109806_200842237 | node_8109806_200951763 | 180.377 | bal_3P_2AC | 8109806 | no | no |  |  | no |  |  | 0 | 0 | 0 | 0
oh_line_8109806_200953467 |  | AD | node_8109806_200842152 | node_8109806_200953467 | 270.785 | bal_1P_2AC | 8109806 | no | no |  |  | no |  |  | 0 | 0 | 0 | 0
oh_line_8109806_200954340 |  | ABCD | node_8109806_200849218 | node_intto1_8109806_200954340 | 96.289 | bal_3P_1/0AC | 8109806 | no | no |  |  | no |  |  | 0 | 0 | 0 | 0
oh_line_8109806_200954341 |  | ABCD | node_8109806_200849218 | node_8109806_200954341 | 23.576 | bal_3P_1/0AC | 8109806 | no | no |  |  | no |  |  | 0 | 0 | 0 | 0
oh_line_8109806_200958625 |  | ABCD | node_8109806_200852663 | node_8109806_200958625 | 107.207 | bal_3P_1/0AC | 8109806 | no | no |  |  | no |  |  | 0 | 0 | 0 | 0
oh_line_8109806_200959968 |  | AD | node_8109806_200959969 | node_8109806_200959968 | 95.24 | bal_1P_1/0AA | 8109806 | no | no |  |  | no |  |  | 0 | 0 | 0 | 0
oh_line_8109806_200959969 |  | AD | node_8109806_200841353 | node_8109806_200959969 | 371.01 | bal_1P_2AC | 8109806 | no | no |  |  | no |  |  | 0 | 0 | 0 | 0
oh_line_8109806_200960015 |  | AD | node_8109806_200842113 | node_8109806_200960015 | 203.735 | bal_1P_2AC | 8109806 | no | no |  |  | no |  |  | 0 | 0 | 0 | 0
oh_line_8109806_200961714 |  | AD | node_8109806_200843182 | node_8109806_200961714 | 395.532 | bal_1P_2AC | 8109806 | no | no |  |  | no |  |  | 0 | 0 | 0 | 0
oh_line_8109806_200961715 |  | AD | node_8109806_200843198 | node_8109806_200961715 | 321.768 | bal_1P_2AC | 8109806 | no | no |  |  | no |  |  | 0 | 0 | 0 | 0
oh_line_8109806_200964855 |  | AD | node_8109806_200843121 | node_8109806_200964855 | 363.614 | bal_1P_2AC | 8109806 | no | no |  |  | no |  |  | 0 | 0 | 0 | 0
oh_line_8109806_200966150 |  | AD | node_8109806_200900980 | node_intto1_8109806_200966150 | 248.856 | bal_1P_2AC | 8109806 | no | no |  |  | no |  |  | 0 | 0 | 0 | 0
oh_line_8109806_200966151 |  | AD | node_8109806_200966150 | node_8109806_200966151 | 75.382 | bal_1P_1/0AA | 8109806 | no | no |  |  | no |  |  | 0 | 0 | 0 | 0
oh_line_8109806_200966152 |  | AD | node_8109806_200966151 | node_8109806_200966152 | 217.443 | bal_1P_1/0AA | 8109806 | no | no |  |  | no |  |  | 0 | 0 | 0 | 0
oh_line_8109806_200966773 |  | AD | node_8109806_200848894 | node_8109806_200966773 | 402.107 | bal_1P_2AC | 8109806 | no | no |  |  | no |  |  | 0 | 0 | 0 | 0
oh_line_8109806_200969336 |  | ABCN | node_8109806_200853783 | node_8109806_200969336 | 266.413 | bal_3P_477AL_4/0AC(N) | 8109806 | no | no |  |  | no |  |  | 0 | 0 | 0 | 0
oh_line_8109806_200969753 |  | AN | node_8109806_200948559 | node_8109806_200969753 | 264.636 | bal_1P_3-104CW_3-104CW(N) | 8109806 | no | no |  |  | no |  |  | 0 | 0 | 0 | 0
oh_line_8109806_200969957-1 |  | ABCN | node_8109806_200853634 | node_intto1_361Y1-220497204 | 2.922 | bal_3P_477AL_4/0AC(N) | 8109806 | no | no |  |  | no |  |  | 0 | 0 | 0 | 0
oh_line_8109806_200969957-2 |  | ABCN | node_361Y1-220497204 | node_intto1_312115212 | 5.438 | bal_3P_477AL_4/0AC(N) | 8109806 | no | no |  |  | no |  |  | 0 | 0 | 0 | 0
oh_line_8109806_200969957-3 |  | ABCN | node_312115212 | node_8109806_200969957 | 181.432 | bal_3P_477AL_4/0AC(N) | 8109806 | no | no |  |  | no |  |  | 0 | 0 | 0 | 0
oh_line_8109806_200970226 |  | ABCD | node_8109806_200849238 | node_intto1_8109806_200970226 | 189.488 | bal_3P_4/0AL | 8109806 | no | no |  |  | no |  |  | 0 | 0 | 0 | 0
oh_line_8109806_200971456 |  | ABCD | node_8109806_200843495 | node_intto1_8109806_200971456 | 50.875 | bal_3P_477AL | 8109806 | no | no |  |  | no |  |  | 0 | 0 | 0 | 0
oh_line_8109806_200972501 |  | AD | node_8109806_200894879 | node_8109806_200972501 | 42.461 | bal_1P_1/0AA | 8109806 | no | no |  |  | no |  |  | 0 | 0 | 0 | 0
oh_line_8109806_200973956-1 |  | AN | node_8109806_200849609 | node_intto1_311907769 | 134.253 | bal_1P_1/0AC_4/0AL(N) | 8109806 | no | no |  |  | no |  |  | 0 | 0 | 0 | 0
oh_line_8109806_200973956-2 |  | AN | node_311907769 | node_intto1_220615693 | 12.794 | bal_1P_1/0AC_4/0AL(N) | 8109806 | no | no |  |  | no |  |  | 0 | 0 | 0 | 0
oh_line_8109806_200973956-3 |  | AN | node_220615693 | node_8109806_200973956 | 7.852 | bal_1P_1/0AC_4/0AL(N) | 8109806 | no | no |  |  | no |  |  | 0 | 0 | 0 | 0
oh_line_8109806_200974753 |  | AD | node_8109806_200848919 | node_8109806_200974753 | 249.422 | bal_1P_2AC | 8109806 | no | no |  |  | no |  |  | 0 | 0 | 0 | 0
oh_line_8109806_200977649 |  | ABCD | node_8109806_200852504 | node_8109806_200977649 | 153.84 | bal_3P_477AL | 8109806 | no | no |  |  | no |  |  | 0 | 0 | 0 | 0
oh_line_8109806_200977650 |  | ABCD | node_8109806_200852501 | node_8109806_200977650 | 168.596 | bal_3P_477AL | 8109806 | no | no |  |  | no |  |  | 0 | 0 | 0 | 0
oh_line_8109806_200979735-1 |  | ABCN | node_220545527 | node_8109806_200979735 | 6.16 | bal_3P_477AL_4/0AA(N) | 8109806 | no | no |  |  | no |  |  | 0 | 0 | 0 | 0
oh_line_8109806_200979735-2 |  | ABCN | node_311907657 | node_intto1_220545527 | 1.934 | bal_3P_477AL_4/0AA(N) | 8109806 | no | no |  |  | no |  |  | 0 | 0 | 0 | 0
oh_line_8109806_200979735-3 |  | ABCN | node_220388108 | node_intto1_311907657 | 50.72 | bal_3P_477AL_4/0AA(N) | 8109806 | no | no |  |  | no |  |  | 0 | 0 | 0 | 0
oh_line_8109806_200979735-4 |  | ABCN | node_8109806_200843493 | node_intto1_220388108 | 5.075 | bal_3P_477AL_4/0AA(N) | 8109806 | no | no |  |  | no |  |  | 0 | 0 | 0 | 0
oh_line_8109806_200979736 |  | ABCN | node_8109806_200979735 | node_8109806_200979736 | 17.125 | bal_3P_477AL_4/0AA(N) | 8109806 | no | no |  |  | no |  |  | 0 | 0 | 0 | 0
oh_line_8109806_200980831 |  | ABCN | node_8109806_200853629 | node_8109806_200980831 | 123.463 | bal_3P_477AL_4/0AC(N) | 8109806 | no | no |  |  | no |  |  | 0 | 0 | 0 | 0
oh_line_8109806_200981923 |  | AD | node_8109806_201060330 | node_8109806_200981923 | 265.081 | bal_1P_2AC | 8109806 | no | no |  |  | no |  |  | 0 | 0 | 0 | 0
oh_line_8109806_200982622 |  | ABCD | node_8109806_200852544 | node_8109806_200982622 | 171.003 | bal_3P_4CU | 8109806 | no | no |  |  | no |  |  | 0 | 0 | 0 | 0
oh_line_8109806_200984020 |  | AD | node_8109806_200894854 | node_8109806_200984020 | 215.291 | bal_1P_2AC | 8109806 | no | no |  |  | no |  |  | 0 | 0 | 0 | 0
oh_line_8109806_201003799 |  | AD | node_8109806_200894880 | node_intto1_8109806_201003799 | 275.777 | bal_1P_2AC | 8109806 | no | no |  |  | no |  |  | 0 | 0 | 0 | 0
oh_line_8109806_201004457 |  | AD | node_8109806_200843168 | node_8109806_201004457 | 270.483 | bal_1P_2AC | 8109806 | no | no |  |  | no |  |  | 0 | 0 | 0 | 0
oh_line_8109806_201008410 |  | ABCD | node_8109806_200895558 | node_8109806_201008410 | 320.245 | bal_3P_3-104CW | 8109806 | no | no |  |  | no |  |  | 0 | 0 | 0 | 0
oh_line_8109806_201010182-1 |  | ABCN | node_8109806_200853567 | node_intto1_220576194 | 42.505 | bal_3P_4/0AA_4/0AA(N) | 8109806 | no | no |  |  | no |  |  | 0 | 0 | 0 | 0
oh_line_8109806_201010182-2 |  | ABCN | node_220576194 | node_intto1_220576187 | 5.015 | bal_3P_4/0AA_4/0AA(N) | 8109806 | no | no |  |  | no |  |  | 0 | 0 | 0 | 0
oh_line_8109806_201010182-3 |  | ABCN | node_220576187 | node_8109806_201010182 | 5.087 | bal_3P_4/0AA_4/0AA(N) | 8109806 | no | no |  |  | no |  |  | 0 | 0 | 0 | 0
oh_line_8109806_201010183 |  | ABCN | node_8109806_201010182 | node_8109806_201010183 | 20.152 | bal_3P_4/0AA_4/0AA(N) | 8109806 | no | no |  |  | no |  |  | 0 | 0 | 0 | 0
oh_line_8109806_201010184 |  | ABCD | node_8109806_201010183 | node_8109806_201010184 | 91.271 | bal_3P_4/0AA | 8109806 | no | no |  |  | no |  |  | 0 | 0 | 0 | 0
oh_line_8109806_201010185-1 |  | ABCD | node_8109806_201010184 | node_intto1_220576197 | 4.375 | bal_3P_4/0AA | 8109806 | no | no |  |  | no |  |  | 0 | 0 | 0 | 0
oh_line_8109806_201010185-2 |  | ABCD | node_220576197 | node_intto1_220576198 | 1.714 | bal_3P_4/0AA | 8109806 | no | no |  |  | no |  |  | 0 | 0 | 0 | 0
oh_line_8109806_201010185-3 |  | ABCD | node_220576198 | node_8109806_201010185 | 39.781 | bal_3P_4/0AA | 8109806 | no | no |  |  | no |  |  | 0 | 0 | 0 | 0
oh_line_8109806_201010573 |  | AN | node_8109806_200852571 | node_intto1_8109806_201010573 | 351.667 | bal_1P_DELTACUST | 8109806 | no | no |  |  | no |  |  | 0 | 0 | 0 | 0
oh_line_8109806_201012424-1 |  | ABCN | node_8109806_200850989 | node_intto1_361X2-220416222 | 6.144 | bal_3P_477AL_4/0AL(N) | 8109806 | no | no |  |  | no |  |  | 0 | 0 | 0 | 0
oh_line_8109806_201012424-2 |  | ABCN | node_361X2-220416222 | node_intto1_220583293 | 57.278 | bal_3P_477AL_4/0AL(N) | 8109806 | no | no |  |  | no |  |  | 0 | 0 | 0 | 0
oh_line_8109806_201012424-3 |  | ABCN | node_220583293 | node_8109806_201012424 | 14.919 | bal_3P_477AL_4/0AL(N) | 8109806 | no | no |  |  | no |  |  | 0 | 0 | 0 | 0
oh_line_8109806_201016173 |  | ABCD | node_8109806_201016436 | node_8109806_201016173 | 75.174 | bal_3P_2AC | 8109806 | no | no |  |  | no |  |  | 0 | 0 | 0 | 0
oh_line_8109806_201016424 |  | AD | node_8109806_200841996 | node_8109806_201016424 | 205.34 | bal_1P_1/0AA | 8109806 | no | no |  |  | no |  |  | 0 | 0 | 0 | 0
oh_line_8109806_201016432 |  | ABCD | node_8109806_200842142 | node_8109806_201016432 | 196.716 | bal_3P_2AC | 8109806 | no | no |  |  | no |  |  | 0 | 0 | 0 | 0
oh_line_8109806_201016433 |  | ABCD | node_8109806_201016432 | node_8109806_201016433 | 175.981 | bal_3P_2AC | 8109806 | no | no |  |  | no |  |  | 0 | 0 | 0 | 0
oh_line_8109806_201016434 |  | ABCD | node_8109806_201016433 | node_8109806_201016434 | 142.18 | bal_3P_2AC | 8109806 | no | no |  |  | no |  |  | 0 | 0 | 0 | 0
oh_line_8109806_201016436 |  | ABCD | node_8109806_201016434 | node_8109806_201016436 | 211.617 | bal_3P_2AC | 8109806 | no | no |  |  | no |  |  | 0 | 0 | 0 | 0
oh_line_8109806_201023815 |  | AD | node_8109806_200842252 | node_8109806_201023815 | 43.531 | bal_1P_2AC | 8109806 | no | no |  |  | no |  |  | 0 | 0 | 0 | 0
oh_line_8109806_201023835 |  | AN | node_8109806_200900975 | node_8109806_201023835 | 214.831 | bal_1P_DELTACUST | 8109806 | no | no |  |  | no |  |  | 0 | 0 | 0 | 0
oh_line_8109806_201023836 |  | AN | node_8109806_201023835 | node_8109806_201023836 | 287.624 | bal_1P_DELTACUST | 8109806 | no | no |  |  | no |  |  | 0 | 0 | 0 | 0
oh_line_8109806_201023837 |  | AD | node_8109806_200850465 | node_8109806_201023837 | 110.005 | bal_1P_1/0AC | 8109806 | no | no |  |  | no |  |  | 0 | 0 | 0 | 0
oh_line_8109806_201027961 |  | AD | node_8109806_200842119 | node_8109806_201027961 | 210.739 | bal_1P_2AC | 8109806 | no | no |  |  | no |  |  | 0 | 0 | 0 | 0
oh_line_8109806_201031596 |  | AD | node_8109806_200843159 | node_8109806_201031596 | 123.749 | bal_1P_2AC | 8109806 | no | no |  |  | no |  |  | 0 | 0 | 0 | 0
oh_line_8109806_201033858 |  | AD | node_8109806_200841875 | node_8109806_201033858 | 239.067 | bal_1P_2AC | 8109806 | no | no |  |  | no |  |  | 0 | 0 | 0 | 0
oh_line_8109806_201039982 |  | AD | node_8109806_200894833 | node_8109806_201039982 | 102.323 | bal_1P_2AC | 8109806 | no | no |  |  | no |  |  | 0 | 0 | 0 | 0
oh_line_8109806_201045919 |  | AN | node_8109806_200911561 | node_8109806_201045919 | 224.31 | bal_1P_DELTACUST | 8109806 | no | no |  |  | no |  |  | 0 | 0 | 0 | 0
oh_line_8109806_201050137 |  | AD | node_8109806_200842184 | node_8109806_201050137 | 133.341 | bal_1P_2AC | 8109806 | no | no |  |  | no |  |  | 0 | 0 | 0 | 0
oh_line_8109806_201051126 |  | AD | node_8109806_200842279 | node_intto1_8109806_201051126 | 492.683 | bal_1P_1/0AA | 8109806 | no | no |  |  | no |  |  | 0 | 0 | 0 | 0
oh_line_8109806_201051127 |  | AD | node_8109806_201051126 | node_8109806_201051127 | 344.583 | bal_1P_2AC | 8109806 | no | no |  |  | no |  |  | 0 | 0 | 0 | 0
oh_line_8109806_201051128 |  | AD | node_8109806_201051127 | node_8109806_201051128 | 343.951 | bal_1P_2AC | 8109806 | no | no |  |  | no |  |  | 0 | 0 | 0 | 0
oh_line_8109806_201051130 |  | AD | node_8109806_201051128 | node_8109806_201051130 | 276.584 | bal_1P_2AC | 8109806 | no | no |  |  | no |  |  | 0 | 0 | 0 | 0
oh_line_8109806_201051289 |  | AD | node_8109806_201051130 | node_8109806_201051289 | 247.902 | bal_1P_2AC | 8109806 | no | no |  |  | no |  |  | 0 | 0 | 0 | 0
oh_line_8109806_201053510 |  | AN | node_8109806_201045919 | node_8109806_201053510 | 198.861 | bal_1P_DELTACUST | 8109806 | no | no |  |  | no |  |  | 0 | 0 | 0 | 0
oh_line_8109806_201055026 |  | AD | node_8109806_200852613 | node_8109806_201055026 | 43.151 | bal_1P_2AC | 8109806 | no | no |  |  | no |  |  | 0 | 0 | 0 | 0
oh_line_8109806_201056728 |  | AD | node_8109806_200852507 | node_8109806_201056728 | 43.185 | bal_1P_2AC | 8109806 | no | no |  |  | no |  |  | 0 | 0 | 0 | 0
oh_line_8109806_201058013 |  | AD | node_8109806_200895565 | node_8109806_201058013 | 260.588 | bal_1P_4AC | 8109806 | no | no |  |  | no |  |  | 0 | 0 | 0 | 0
oh_line_8109806_201060330 |  | AD | node_8109806_200842160 | node_8109806_201060330 | 233.377 | bal_1P_2AC | 8109806 | no | no |  |  | no |  |  | 0 | 0 | 0 | 0
oh_line_8109806_201060594 |  | AD | node_8109806_200891602 | node_8109806_201060594 | 571.382 | bal_1P_2AC | 8109806 | no | no |  |  | no |  |  | 0 | 0 | 0 | 0
oh_line_8109806_201060970 |  | AD | node_8109806_200946461 | node_8109806_201060970 | 184.955 | bal_1P_2AC | 8109806 | no | no |  |  | no |  |  | 0 | 0 | 0 | 0
oh_line_8109806_201069190 |  | AD | node_8109806_200900973 | node_8109806_201069190 | 323.478 | bal_1P_2AC | 8109806 | no | no |  |  | no |  |  | 0 | 0 | 0 | 0
oh_line_8109806_310004773 |  | AN | node_8109806_200891617 | node_8109806_310004773 | 75.373 | bal_1P_DELTACUST | 8109806 | no | no |  |  | no |  |  | 0 | 0 | 0 | 0
oh_line_8109806_310004775 |  | AN | node_8109806_310004773 | node_8109806_310004775 | 339.765 | bal_1P_DELTACUST | 8109806 | no | no |  |  | no |  |  | 0 | 0 | 0 | 0
oh_line_8109806_310004778 |  | AN | node_8109806_310004775 | node_8109806_310004778 | 276.827 | bal_1P_DELTACUST | 8109806 | no | no |  |  | no |  |  | 0 | 0 | 0 | 0
oh_line_8109806_310030857 |  | ABCD | node_8109806_200852653 | node_8109806_310030857 | 120.277 | bal_3P_1/0AC | 8109806 | no | no |  |  | no |  |  | 0 | 0 | 0 | 0
oh_line_8109806_311893240 |  | AD | node_8109806_200843200 | node_8109806_311893240 | 78.567 | bal_1P_1/0AA | 8109806 | no | no |  |  | no |  |  | 0 | 0 | 0 | 0
oh_line_8109806_311893241 |  | AD | node_8109806_311893240 | node_8109806_311893241 | 249.378 | bal_1P_1/0AA | 8109806 | no | no |  |  | no |  |  | 0 | 0 | 0 | 0
oh_line_8109806_311893242 |  | AD | node_8109806_311893241 | node_8109806_311893242 | 249.135 | bal_1P_1/0AA | 8109806 | no | no |  |  | no |  |  | 0 | 0 | 0 | 0
oh_line_8109806_311893243 |  | AD | node_8109806_311893242 | node_8109806_311893243 | 249.992 | bal_1P_1/0AA | 8109806 | no | no |  |  | no |  |  | 0 | 0 | 0 | 0
oh_line_8109806_311915807-1 |  | AN | node_220465133 | node_8109806_311915807 | 10.033 | bal_1P_1/0AA_1/0AA(N) | 8109806 | no | no |  |  | no |  |  | 0 | 0 | 0 | 0
oh_line_8109806_311915807-2 |  | AN | node_220388150 | node_intto1_220465133 | 7.148 | bal_1P_1/0AA_1/0AA(N) | 8109806 | no | no |  |  | no |  |  | 0 | 0 | 0 | 0
oh_line_8109806_311915807-3 |  | AN | node_8109806_200848878 | node_intto1_220388150 | 21.419 | bal_1P_1/0AA_1/0AA(N) | 8109806 | no | no |  |  | no |  |  | 0 | 0 | 0 | 0
oh_line_8109806_311915809-1 |  | AN | node_8109806_200853671 | node_intto1_220388955 | 23.303 | bal_1P_477AL_4/0AA(N) | 8109806 | no | no |  |  | no |  |  | 0 | 0 | 0 | 0
oh_line_8109806_311915809-2 |  | AN | node_220388955 | node_intto1_220465150 | 7.208 | bal_1P_477AL_4/0AA(N) | 8109806 | no | no |  |  | no |  |  | 0 | 0 | 0 | 0
oh_line_8109806_311915809-3 |  | AN | node_220465150 | node_8109806_311915809 | 5.631 | bal_1P_477AL_4/0AA(N) | 8109806 | no | no |  |  | no |  |  | 0 | 0 | 0 | 0
oh_line_8109806_311916391-1 |  | AN | node_220523307 | node_8109806_311916391 | 7.911 | bal_1P_477AL_4/0AL(N) | 8109806 | no | no |  |  | no |  |  | 0 | 0 | 0 | 0
oh_line_8109806_311916391-2 |  | AN | node_312011907 | node_intto1_220523307 | 10.619 | bal_1P_477AL_4/0AL(N) | 8109806 | no | no |  |  | no |  |  | 0 | 0 | 0 | 0
oh_line_8109806_311916391-3 |  | AN | node_8109806_200853699 | node_intto1_312011907 | 14.93 | bal_1P_477AL_4/0AL(N) | 8109806 | no | no |  |  | no |  |  | 0 | 0 | 0 | 0
oh_line_8109806_311916397-1 |  | AN | node_220557268 | node_8109806_311916397 | 6.548 | bal_1P_477AL_4/0AC(N) | 8109806 | no | no |  |  | no |  |  | 0 | 0 | 0 | 0
oh_line_8109806_311916397-2 |  | AN | node_220523551 | node_intto1_220557268 | 7.443 | bal_1P_477AL_4/0AC(N) | 8109806 | no | no |  |  | no |  |  | 0 | 0 | 0 | 0
oh_line_8109806_311916397-3 |  | AN | node_312011913 | node_intto1_220523551 | 11.361 | bal_1P_477AL_4/0AC(N) | 8109806 | no | no |  |  | no |  |  | 0 | 0 | 0 | 0
oh_line_8109806_311916397-4 |  | AN | node_8109806_200853711 | node_intto1_312011913 | 24.453 | bal_1P_477AL_4/0AC(N) | 8109806 | no | no |  |  | no |  |  | 0 | 0 | 0 | 0
oh_line_8109806_312082307 |  | AD | node_8109806_200900966 | node_8109806_312082307 | 265.592 | bal_1P_1/0AA | 8109806 | no | no |  |  | no |  |  | 0 | 0 | 0 | 0
oh_line_TAP_OH_900723 |  | AN | node_8109806_200841351 | node_1358625_631_15316747_372 | 0.033 | unb_TAPWIRE_OH | 8109806 | no | no |  |  | no |  |  | 0 | 0 | 0 | 0
oh_line_TAP_OH_900724 |  | AN | node_8109806_200841353 | node_1359453_627_15320831_27 | 0.033 | unb_TAPWIRE_OH | 8109806 | no | no |  |  | no |  |  | 0 | 0 | 0 | 0
oh_line_TAP_OH_900725 |  | AN | node_8109806_200841355 | node_1359486_583_15321582_999 | 0.033 | unb_TAPWIRE_OH | 8109806 | no | no |  |  | no |  |  | 0 | 0 | 0 | 0
oh_line_TAP_OH_900726 |  | AN | node_8109806_200841361 | node_1359500_398_15322786_38 | 0.033 | unb_TAPWIRE_OH | 8109806 | no | no |  |  | no |  |  | 0 | 0 | 0 | 0
oh_line_TAP_OH_900727 |  | AN | node_8109806_200841364 | node_1358583_132_15317094_472 | 0.033 | unb_TAPWIRE_OH | 8109806 | no | no |  |  | no |  |  | 0 | 0 | 0 | 0
oh_line_TAP_OH_900728 |  | AN | node_8109806_200841367 | node_1358611_509_15317571_544 | 0.033 | unb_TAPWIRE_OH | 8109806 | no | no |  |  | no |  |  | 0 | 0 | 0 | 0
oh_line_TAP_OH_900729 |  | AN | node_8109806_200841371 | node_1358654_434_15318209_397 | 0.033 | unb_TAPWIRE_OH | 8109806 | no | no |  |  | no |  |  | 0 | 0 | 0 | 0
oh_line_TAP_OH_900730 |  | AN | node_8109806_200841374 | node_1359026_48_15318780_418 | 0.033 | unb_TAPWIRE_OH | 8109806 | no | no |  |  | no |  |  | 0 | 0 | 0 | 0
oh_line_TAP_OH_900731 |  | AN | node_8109806_200841375 | node_1359186_446_15319179_085 | 0.033 | unb_TAPWIRE_OH | 8109806 | no | no |  |  | no |  |  | 0 | 0 | 0 | 0
oh_line_TAP_OH_900801 |  | AN | node_8109806_200841589 | node_1340633_204_15313337_621 | 0.033 | unb_TAPWIRE_OH | 8109806 | no | no |  |  | no |  |  | 0 | 0 | 0 | 0
oh_line_TAP_OH_900806 |  | AN | node_8109806_200841607 | node_1345190_763_15316529_077 | 0.033 | unb_TAPWIRE_OH | 8109806 | no | no |  |  | no |  |  | 0 | 0 | 0 | 0
oh_line_TAP_OH_900807 |  | AN | node_8109806_200841608 | node_1345171_202_15316797_671 | 0.033 | unb_TAPWIRE_OH | 8109806 | no | no |  |  | no |  |  | 0 | 0 | 0 | 0
oh_line_TAP_OH_900808 |  | AN | node_8109806_200841611 | node_1345055_891_15317187_891 | 0.033 | unb_TAPWIRE_OH | 8109806 | no | no |  |  | no |  |  | 0 | 0 | 0 | 0
oh_line_TAP_OH_900809 |  | AN | node_8109806_200841613 | node_1345599_51_15317300_797 | 0.033 | unb_TAPWIRE_OH | 8109806 | no | no |  |  | no |  |  | 0 | 0 | 0 | 0
oh_line_TAP_OH_900810 |  | AN | node_8109806_200841614 | node_1345047_329_15317481_804 | 0.033 | unb_TAPWIRE_OH | 8109806 | no | no |  |  | no |  |  | 0 | 0 | 0 | 0
oh_line_TAP_OH_900811 |  | AN | node_8109806_200841616 | node_1345104_524_15317762_918 | 0.033 | unb_TAPWIRE_OH | 8109806 | no | no |  |  | no |  |  | 0 | 0 | 0 | 0
oh_line_TAP_OH_900812 |  | AN | node_8109806_200841617 | node_1345047_583_15318066_775 | 0.033 | unb_TAPWIRE_OH | 8109806 | no | no |  |  | no |  |  | 0 | 0 | 0 | 0
oh_line_TAP_OH_900820 |  | AN | node_8109806_200841633 | node_1361280_375_15315725_673 | 0.033 | unb_TAPWIRE_OH | 8109806 | no | no |  |  | no |  |  | 0 | 0 | 0 | 0
oh_line_TAP_OH_900821 |  | AN | node_8109806_200841634 | node_1361512_265_15315820_455 | 0.033 | unb_TAPWIRE_OH | 8109806 | no | no |  |  | no |  |  | 0 | 0 | 0 | 0
oh_line_TAP_OH_900822 |  | AN | node_8109806_200841635 | node_1358347_009_15315875_259 | 0.033 | unb_TAPWIRE_OH | 8109806 | no | no |  |  | no |  |  | 0 | 0 | 0 | 0
oh_line_TAP_OH_900823 |  | AN | node_8109806_200841636 | node_1358630_859_15315753_546 | 0.033 | unb_TAPWIRE_OH | 8109806 | no | no |  |  | no |  |  | 0 | 0 | 0 | 0
oh_line_TAP_OH_900824 |  | AN | node_8109806_200841638 | node_1359235_718_15315700_518 | 0.033 | unb_TAPWIRE_OH | 8109806 | no | no |  |  | no |  |  | 0 | 0 | 0 | 0
oh_line_TAP_OH_900825 |  | AN | node_8109806_200841640 | node_1359903_858_15315753_395 | 0.033 | unb_TAPWIRE_OH | 8109806 | no | no |  |  | no |  |  | 0 | 0 | 0 | 0
oh_line_TAP_OH_900826 |  | AN | node_8109806_200841643 | node_1360626_165_15315695_349 | 0.033 | unb_TAPWIRE_OH | 8109806 | no | no |  |  | no |  |  | 0 | 0 | 0 | 0
oh_line_TAP_OH_900827 |  | AN | node_8109806_200841644 | node_1360805_108_15315709_381 | 0.033 | unb_TAPWIRE_OH | 8109806 | no | no |  |  | no |  |  | 0 | 0 | 0 | 0
oh_line_TAP_OH_900828 |  | AN | node_8109806_200841645 | node_1361021_137_15315827_845 | 0.033 | unb_TAPWIRE_OH | 8109806 | no | no |  |  | no |  |  | 0 | 0 | 0 | 0
oh_line_TAP_OH_900857 |  | AN | node_8109806_200841729 | node_1343533_711_15321639_829 | 0.033 | unb_TAPWIRE_OH | 8109806 | no | no |  |  | no |  |  | 0 | 0 | 0 | 0
oh_line_TAP_OH_900858 |  | AN | node_8109806_200841730 | node_1343791_621_15321648_268 | 0.033 | unb_TAPWIRE_OH | 8109806 | no | no |  |  | no |  |  | 0 | 0 | 0 | 0
oh_line_TAP_OH_900859 |  | AN | node_8109806_200841738 | node_1344407_866_15322449_754 | 0.033 | unb_TAPWIRE_OH | 8109806 | no | no |  |  | no |  |  | 0 | 0 | 0 | 0
oh_line_TAP_OH_900860 |  | AN | node_8109806_200841740 | node_1345230_855_15321210_617 | 0.033 | unb_TAPWIRE_OH | 8109806 | no | no |  |  | no |  |  | 0 | 0 | 0 | 0
oh_line_TAP_OH_900861 |  | AN | node_8109806_200841746 | node_1341753_404_15321645_185 | 0.033 | unb_TAPWIRE_OH | 8109806 | no | no |  |  | no |  |  | 0 | 0 | 0 | 0
oh_line_TAP_OH_900862 |  | AN | node_8109806_200841747 | node_1341962_75_15321569_863 | 0.033 | unb_TAPWIRE_OH | 8109806 | no | no |  |  | no |  |  | 0 | 0 | 0 | 0
oh_line_TAP_OH_900907 |  | AN | node_8109806_200841872 | node_1338227_457_15324621_735 | 0.033 | unb_TAPWIRE_OH | 8109806 | no | no |  |  | no |  |  | 0 | 0 | 0 | 0
oh_line_TAP_OH_900908 |  | AN | node_8109806_200841873 | node_1338128_621_15323144_767 | 0.033 | unb_TAPWIRE_OH | 8109806 | no | no |  |  | no |  |  | 0 | 0 | 0 | 0
oh_line_TAP_OH_900909 |  | AN | node_8109806_200841874 | node_1338096_146_15323464_731 | 0.033 | unb_TAPWIRE_OH | 8109806 | no | no |  |  | no |  |  | 0 | 0 | 0 | 0
oh_line_TAP_OH_900910 |  | AN | node_8109806_200841875 | node_1338085_46_15323694_41 | 0.033 | unb_TAPWIRE_OH | 8109806 | no | no |  |  | no |  |  | 0 | 0 | 0 | 0
oh_line_TAP_OH_900911 |  | AN | node_8109806_200841878 | node_1338047_009_15324337_871 | 0.033 | unb_TAPWIRE_OH | 8109806 | no | no |  |  | no |  |  | 0 | 0 | 0 | 0
oh_line_TAP_OH_900948 |  | AN | node_8109806_200841970 | node_1345055_237_15315740_616 | 0.033 | unb_TAPWIRE_OH | 8109806 | no | no |  |  | no |  |  | 0 | 0 | 0 | 0
oh_line_TAP_OH_900949 |  | AN | node_8109806_200841972 | node_1345360_357_15315466_349 | 0.033 | unb_TAPWIRE_OH | 8109806 | no | no |  |  | no |  |  | 0 | 0 | 0 | 0
oh_line_TAP_OH_900955 |  | AN | node_8109806_200841998 | node_1348341_556_15313944_89 | 0.033 | unb_TAPWIRE_OH | 8109806 | no | no |  |  | no |  |  | 0 | 0 | 0 | 0
oh_line_TAP_OH_900956 |  | AN | node_8109806_200842000 | node_1348091_932_15313865_026 | 0.033 | unb_TAPWIRE_OH | 8109806 | no | no |  |  | no |  |  | 0 | 0 | 0 | 0
oh_line_TAP_OH_901009 |  | AN | node_8109806_200842110 | node_1346685_72_15315098_469 | 0.033 | unb_TAPWIRE_OH | 8109806 | no | no |  |  | no |  |  | 0 | 0 | 0 | 0
oh_line_TAP_OH_901010 |  | AN | node_8109806_200842116 | node_1345661_18_15315339_796 | 0.033 | unb_TAPWIRE_OH | 8109806 | no | no |  |  | no |  |  | 0 | 0 | 0 | 0
oh_line_TAP_OH_901011 |  | AN | node_8109806_200842119 | node_1344999_614_15315931_87 | 0.033 | unb_TAPWIRE_OH | 8109806 | no | no |  |  | no |  |  | 0 | 0 | 0 | 0
oh_line_TAP_OH_901012 |  | AN | node_8109806_200842122 | node_1344522_786_15316337_852 | 0.033 | unb_TAPWIRE_OH | 8109806 | no | no |  |  | no |  |  | 0 | 0 | 0 | 0
oh_line_TAP_OH_901013 |  | AN | node_8109806_200842125 | node_1344207_477_15316623_514 | 0.033 | unb_TAPWIRE_OH | 8109806 | no | no |  |  | no |  |  | 0 | 0 | 0 | 0
oh_line_TAP_OH_901014 |  | AN | node_8109806_200842129 | node_1343699_289_15316797_314 | 0.033 | unb_TAPWIRE_OH | 8109806 | no | no |  |  | no |  |  | 0 | 0 | 0 | 0
oh_line_TAP_OH_901015 |  | AN | node_8109806_200842130 | node_1343431_457_15316601_617 | 0.033 | unb_TAPWIRE_OH | 8109806 | no | no |  |  | no |  |  | 0 | 0 | 0 | 0
oh_line_TAP_OH_901016 |  | AN | node_8109806_200842131 | node_1344801_992_15316269_48 | 0.033 | unb_TAPWIRE_OH | 8109806 | no | no |  |  | no |  |  | 0 | 0 | 0 | 0
oh_line_TAP_OH_901017 |  | AN | node_8109806_200842135 | node_1343561_207_15317133_957 | 0.033 | unb_TAPWIRE_OH | 8109806 | no | no |  |  | no |  |  | 0 | 0 | 0 | 0
oh_line_TAP_OH_901018 |  | AN | node_8109806_200842136 | node_1343368_046_15317339_618 | 0.033 | unb_TAPWIRE_OH | 8109806 | no | no |  |  | no |  |  | 0 | 0 | 0 | 0
oh_line_TAP_OH_901019 |  | AN | node_8109806_200842137 | node_1343643_312_15317440_995 | 0.033 | unb_TAPWIRE_OH | 8109806 | no | no |  |  | no |  |  | 0 | 0 | 0 | 0
oh_line_TAP_OH_901020 |  | AN | node_8109806_200842139 | node_1343135_006_15317529_828 | 0.033 | unb_TAPWIRE_OH | 8109806 | no | no |  |  | no |  |  | 0 | 0 | 0 | 0
oh_line_TAP_OH_901022 |  | AN | node_8109806_200842144 | node_1349787_351_15313283_218 | 0.033 | unb_TAPWIRE_OH | 8109806 | no | no |  |  | no |  |  | 0 | 0 | 0 | 0
oh_line_TAP_OH_901023 |  | AN | node_8109806_200842148 | node_1342857_797_15318316_572 | 0.033 | unb_TAPWIRE_OH | 8109806 | no | no |  |  | no |  |  | 0 | 0 | 0 | 0
oh_line_TAP_OH_901024 |  | AN | node_8109806_200842150 | node_1342720_261_15318588_486 | 0.033 | unb_TAPWIRE_OH | 8109806 | no | no |  |  | no |  |  | 0 | 0 | 0 | 0
oh_line_TAP_OH_901025 |  | AN | node_8109806_200842152 | node_1342200_648_15318968_191 | 0.033 | unb_TAPWIRE_OH | 8109806 | no | no |  |  | no |  |  | 0 | 0 | 0 | 0
oh_line_TAP_OH_901026 |  | AN | node_8109806_200842158 | node_1342709_571_15319850_329 | 0.033 | unb_TAPWIRE_OH | 8109806 | no | no |  |  | no |  |  | 0 | 0 | 0 | 0
oh_line_TAP_OH_901027 |  | AN | node_8109806_200842160 | node_1341459_746_15319709_319 | 0.033 | unb_TAPWIRE_OH | 8109806 | no | no |  |  | no |  |  | 0 | 0 | 0 | 0
oh_line_TAP_OH_901028 |  | AN | node_8109806_200842162 | node_1341361_791_15320075_729 | 0.033 | unb_TAPWIRE_OH | 8109806 | no | no |  |  | no |  |  | 0 | 0 | 0 | 0
oh_line_TAP_OH_901029 |  | AN | node_8109806_200842166 | node_1340581_94_15320591_789 | 0.033 | unb_TAPWIRE_OH | 8109806 | no | no |  |  | no |  |  | 0 | 0 | 0 | 0
oh_line_TAP_OH_901030 |  | AN | node_8109806_200842167 | node_1340316_159_15320877_409 | 0.033 | unb_TAPWIRE_OH | 8109806 | no | no |  |  | no |  |  | 0 | 0 | 0 | 0
oh_line_TAP_OH_901031 |  | AN | node_8109806_200842169 | node_1340665_908_15321325_5 | 0.033 | unb_TAPWIRE_OH | 8109806 | no | no |  |  | no |  |  | 0 | 0 | 0 | 0
oh_line_TAP_OH_901032 |  | AN | node_8109806_200842170 | node_1340943_059_15321456_012 | 0.033 | unb_TAPWIRE_OH | 8109806 | no | no |  |  | no |  |  | 0 | 0 | 0 | 0
oh_line_TAP_OH_901033 |  | AN | node_8109806_200842173 | node_1340217_673_15320749_698 | 0.033 | unb_TAPWIRE_OH | 8109806 | no | no |  |  | no |  |  | 0 | 0 | 0 | 0
oh_line_TAP_OH_901034 |  | AN | node_8109806_200842177 | node_1339760_726_15321079_379 | 0.033 | unb_TAPWIRE_OH | 8109806 | no | no |  |  | no |  |  | 0 | 0 | 0 | 0
oh_line_TAP_OH_901035 |  | AN | node_8109806_200842178 | node_1339525_567_15321181_982 | 0.033 | unb_TAPWIRE_OH | 8109806 | no | no |  |  | no |  |  | 0 | 0 | 0 | 0
oh_line_TAP_OH_901036 |  | AN | node_8109806_200842184 | node_1339251_053_15321227_42 | 0.033 | unb_TAPWIRE_OH | 8109806 | no | no |  |  | no |  |  | 0 | 0 | 0 | 0
oh_line_TAP_OH_901037 |  | AN | node_8109806_200842185 | node_1339023_411_15321386_084 | 0.033 | unb_TAPWIRE_OH | 8109806 | no | no |  |  | no |  |  | 0 | 0 | 0 | 0
oh_line_TAP_OH_901038 |  | AN | node_8109806_200842188 | node_1338718_659_15321566_846 | 0.033 | unb_TAPWIRE_OH | 8109806 | no | no |  |  | no |  |  | 0 | 0 | 0 | 0
oh_line_TAP_OH_901039 |  | AN | node_8109806_200842190 | node_1338315_938_15322064_233 | 0.033 | unb_TAPWIRE_OH | 8109806 | no | no |  |  | no |  |  | 0 | 0 | 0 | 0
oh_line_TAP_OH_901040 |  | AN | node_8109806_200842193 | node_1339085_773_15322165_274 | 0.033 | unb_TAPWIRE_OH | 8109806 | no | no |  |  | no |  |  | 0 | 0 | 0 | 0
oh_line_TAP_OH_901041 |  | AN | node_8109806_200842194 | node_1338594_927_15322013_192 | 0.033 | unb_TAPWIRE_OH | 8109806 | no | no |  |  | no |  |  | 0 | 0 | 0 | 0
oh_line_TAP_OH_901042 |  | AN | node_8109806_200842195 | node_1338370_956_15322352_963 | 0.033 | unb_TAPWIRE_OH | 8109806 | no | no |  |  | no |  |  | 0 | 0 | 0 | 0
oh_line_TAP_OH_901043 |  | AN | node_8109806_200842196 | node_1338227_868_15322584_692 | 0.033 | unb_TAPWIRE_OH | 8109806 | no | no |  |  | no |  |  | 0 | 0 | 0 | 0
oh_line_TAP_OH_901044 |  | AN | node_8109806_200842202 | node_1347438_348_15314523_913 | 0.033 | unb_TAPWIRE_OH | 8109806 | no | no |  |  | no |  |  | 0 | 0 | 0 | 0
oh_line_TAP_OH_901045 |  | AN | node_8109806_200842205 | node_1347167_588_15315107_521 | 0.033 | unb_TAPWIRE_OH | 8109806 | no | no |  |  | no |  |  | 0 | 0 | 0 | 0
oh_line_TAP_OH_901046 |  | AN | node_8109806_200842206 | node_1347048_931_15314553_235 | 0.033 | unb_TAPWIRE_OH | 8109806 | no | no |  |  | no |  |  | 0 | 0 | 0 | 0
oh_line_TAP_OH_901047 |  | AN | node_8109806_200842207 | node_1347163_838_15314346_581 | 0.033 | unb_TAPWIRE_OH | 8109806 | no | no |  |  | no |  |  | 0 | 0 | 0 | 0
oh_line_TAP_OH_901048 |  | AN | node_8109806_200842210 | node_1346717_214_15314596_09 | 0.033 | unb_TAPWIRE_OH | 8109806 | no | no |  |  | no |  |  | 0 | 0 | 0 | 0
oh_line_TAP_OH_901049 |  | AN | node_8109806_200842211 | node_1346712_561_15314687_246 | 0.033 | unb_TAPWIRE_OH | 8109806 | no | no |  |  | no |  |  | 0 | 0 | 0 | 0
oh_line_TAP_OH_901050 |  | AN | node_8109806_200842212 | node_1346497_535_15314896_635 | 0.033 | unb_TAPWIRE_OH | 8109806 | no | no |  |  | no |  |  | 0 | 0 | 0 | 0
oh_line_TAP_OH_901051 |  | ABCN | node_8109806_200842215 | node_1348706_624_15313676_6 | 0.033 | unb_TAPWIRE_OH | 8109806 | no | no |  |  | no |  |  | 0 | 0 | 0 | 0
oh_line_TAP_OH_901052 |  | ABCN | node_8109806_200842217 | node_1348337_18_15313461_728 | 0.033 | unb_TAPWIRE_OH | 8109806 | no | no |  |  | no |  |  | 0 | 0 | 0 | 0
oh_line_TAP_OH_901053 |  | ABCN | node_8109806_200842220 | node_1347987_893_15313337_219 | 0.033 | unb_TAPWIRE_OH | 8109806 | no | no |  |  | no |  |  | 0 | 0 | 0 | 0
oh_line_TAP_OH_901054 |  | ABCN | node_8109806_200842221 | node_1347736_624_15313447_326 | 0.033 | unb_TAPWIRE_OH | 8109806 | no | no |  |  | no |  |  | 0 | 0 | 0 | 0
oh_line_TAP_OH_901055 |  | ABCN | node_8109806_200842222 | node_1347481_611_15313497_508 | 0.033 | unb_TAPWIRE_OH | 8109806 | no | no |  |  | no |  |  | 0 | 0 | 0 | 0
oh_line_TAP_OH_901056 |  | ABCN | node_8109806_200842224 | node_1347001_268_15313584_74 | 0.033 | unb_TAPWIRE_OH | 8109806 | no | no |  |  | no |  |  | 0 | 0 | 0 | 0
oh_line_TAP_OH_901057 |  | ABCN | node_8109806_200842225 | node_1346709_37_15313647_242 | 0.033 | unb_TAPWIRE_OH | 8109806 | no | no |  |  | no |  |  | 0 | 0 | 0 | 0
oh_line_TAP_OH_901058 |  | ABCN | node_8109806_200842227 | node_1346399_47_15313506_298 | 0.033 | unb_TAPWIRE_OH | 8109806 | no | no |  |  | no |  |  | 0 | 0 | 0 | 0
oh_line_TAP_OH_901059 |  | ABCN | node_8109806_200842229 | node_1346011_779_15313508_891 | 0.033 | unb_TAPWIRE_OH | 8109806 | no | no |  |  | no |  |  | 0 | 0 | 0 | 0
oh_line_TAP_OH_901060 |  | ABCN | node_8109806_200842233 | node_1345528_327_15313514_417 | 0.033 | unb_TAPWIRE_OH | 8109806 | no | no |  |  | no |  |  | 0 | 0 | 0 | 0
oh_line_TAP_OH_901061 |  | ABCN | node_8109806_200842237 | node_1344853_566_15313679_884 | 0.033 | unb_TAPWIRE_OH | 8109806 | no | no |  |  | no |  |  | 0 | 0 | 0 | 0
oh_line_TAP_OH_901062 |  | ABCN | node_8109806_200842244 | node_1343516_719_15314034_044 | 0.033 | unb_TAPWIRE_OH | 8109806 | no | no |  |  | no |  |  | 0 | 0 | 0 | 0
oh_line_TAP_OH_901063 |  | ABCN | node_8109806_200842245 | node_1343243_647_15314206_398 | 0.033 | unb_TAPWIRE_OH | 8109806 | no | no |  |  | no |  |  | 0 | 0 | 0 | 0
oh_line_TAP_OH_901064 |  | ABCN | node_8109806_200842246 | node_1343177_088_15314467_25 | 0.033 | unb_TAPWIRE_OH | 8109806 | no | no |  |  | no |  |  | 0 | 0 | 0 | 0
oh_line_TAP_OH_901067 |  | AN | node_8109806_200842253 | node_1341079_352_15319549_113 | 0.033 | unb_TAPWIRE_OH | 8109806 | no | no |  |  | no |  |  | 0 | 0 | 0 | 0
oh_line_TAP_OH_901068 |  | AN | node_8109806_200842258 | node_1340751_104_15319024_701 | 0.033 | unb_TAPWIRE_OH | 8109806 | no | no |  |  | no |  |  | 0 | 0 | 0 | 0
oh_line_TAP_OH_901069 |  | AN | node_8109806_200842260 | node_1340786_944_15318786_879 | 0.033 | unb_TAPWIRE_OH | 8109806 | no | no |  |  | no |  |  | 0 | 0 | 0 | 0
oh_line_TAP_OH_901070 |  | AN | node_8109806_200842263 | node_1340983_264_15318222_995 | 0.033 | unb_TAPWIRE_OH | 8109806 | no | no |  |  | no |  |  | 0 | 0 | 0 | 0
oh_line_TAP_OH_901071 |  | AN | node_8109806_200842264 | node_1340941_568_15318354_596 | 0.033 | unb_TAPWIRE_OH | 8109806 | no | no |  |  | no |  |  | 0 | 0 | 0 | 0
oh_line_TAP_OH_901072 |  | AN | node_8109806_200842267 | node_1341199_404_15317487_845 | 0.033 | unb_TAPWIRE_OH | 8109806 | no | no |  |  | no |  |  | 0 | 0 | 0 | 0
oh_line_TAP_OH_901073 |  | AN | node_8109806_200842269 | node_1341530_93_15316695_61 | 0.033 | unb_TAPWIRE_OH | 8109806 | no | no |  |  | no |  |  | 0 | 0 | 0 | 0
oh_line_TAP_OH_901074 |  | AN | node_8109806_200842270 | node_1341619_827_15316304_847 | 0.033 | unb_TAPWIRE_OH | 8109806 | no | no |  |  | no |  |  | 0 | 0 | 0 | 0
oh_line_TAP_OH_901075 |  | AN | node_8109806_200842279 | node_1342857_495_15314745_701 | 0.033 | unb_TAPWIRE_OH | 8109806 | no | no |  |  | no |  |  | 0 | 0 | 0 | 0
oh_line_TAP_OH_901076 |  | AN | node_8109806_200842280 | node_1342754_829_15314937_795 | 0.033 | unb_TAPWIRE_OH | 8109806 | no | no |  |  | no |  |  | 0 | 0 | 0 | 0
oh_line_TAP_OH_901077 |  | AN | node_8109806_200842281 | node_1342573_177_15315086_331 | 0.033 | unb_TAPWIRE_OH | 8109806 | no | no |  |  | no |  |  | 0 | 0 | 0 | 0
oh_line_TAP_OH_901078 |  | ABCN | node_8109806_200842285 | node_1342544_466_15314530_281 | 0.033 | unb_TAPWIRE_OH | 8109806 | no | no |  |  | no |  |  | 0 | 0 | 0 | 0
oh_line_TAP_OH_901079 |  | AN | node_8109806_200842288 | node_1342424_652_15314266_405 | 0.033 | unb_TAPWIRE_OH | 8109806 | no | no |  |  | no |  |  | 0 | 0 | 0 | 0
oh_line_TAP_OH_901080 |  | ABCN | node_8109806_200842290 | node_1342072_201_15314339_713 | 0.033 | unb_TAPWIRE_OH | 8109806 | no | no |  |  | no |  |  | 0 | 0 | 0 | 0
oh_line_TAP_OH_901081 |  | ABCN | node_8109806_200842291 | node_1341842_83_15314153_255 | 0.033 | unb_TAPWIRE_OH | 8109806 | no | no |  |  | no |  |  | 0 | 0 | 0 | 0
oh_line_TAP_OH_901082 |  | ABCN | node_8109806_200842294 | node_1341563_111_15314011_537 | 0.033 | unb_TAPWIRE_OH | 8109806 | no | no |  |  | no |  |  | 0 | 0 | 0 | 0
oh_line_TAP_OH_901083 |  | ABCN | node_8109806_200842295 | node_1341392_66_15313796_887 | 0.033 | unb_TAPWIRE_OH | 8109806 | no | no |  |  | no |  |  | 0 | 0 | 0 | 0
oh_line_TAP_OH_901089 |  | ABCN | node_8109806_200842322 | node_1350276_247_15312747_226 | 0.033 | unb_TAPWIRE_OH | 8109806 | no | no |  |  | no |  |  | 0 | 0 | 0 | 0
oh_line_TAP_OH_901090 |  | ABCN | node_8109806_200842325 | node_1350218_233_15313240_358 | 0.033 | unb_TAPWIRE_OH | 8109806 | no | no |  |  | no |  |  | 0 | 0 | 0 | 0
oh_line_TAP_OH_901134 |  | AN | node_8109806_200842544 | node_1350065_942_15312959_778 | 0.033 | unb_TAPWIRE_OH | 8109806 | no | no |  |  | no |  |  | 0 | 0 | 0 | 0
oh_line_TAP_OH_901328 |  | AN | node_8109806_200843119 | node_1354351_922_15312820_535 | 0.033 | unb_TAPWIRE_OH | 8109806 | no | no |  |  | no |  |  | 0 | 0 | 0 | 0
oh_line_TAP_OH_901329 |  | AN | node_8109806_200843123 | node_1355450_189_15313175_596 | 0.033 | unb_TAPWIRE_OH | 8109806 | no | no |  |  | no |  |  | 0 | 0 | 0 | 0
oh_line_TAP_OH_901330 |  | AN | node_8109806_200843127 | node_1355586_832_15314298_435 | 0.033 | unb_TAPWIRE_OH | 8109806 | no | no |  |  | no |  |  | 0 | 0 | 0 | 0
oh_line_TAP_OH_901331 |  | AN | node_8109806_200843130 | node_1355841_338_15314555_062 | 0.033 | unb_TAPWIRE_OH | 8109806 | no | no |  |  | no |  |  | 0 | 0 | 0 | 0
oh_line_TAP_OH_901332 |  | AN | node_8109806_200843132 | node_1356110_469_15314758_617 | 0.033 | unb_TAPWIRE_OH | 8109806 | no | no |  |  | no |  |  | 0 | 0 | 0 | 0
oh_line_TAP_OH_901333 |  | AN | node_8109806_200843133 | node_1356154_503_15315193_335 | 0.033 | unb_TAPWIRE_OH | 8109806 | no | no |  |  | no |  |  | 0 | 0 | 0 | 0
oh_line_TAP_OH_901334 |  | AN | node_8109806_200843139 | node_1356215_281_15315900_617 | 0.033 | unb_TAPWIRE_OH | 8109806 | no | no |  |  | no |  |  | 0 | 0 | 0 | 0
oh_line_TAP_OH_901335 |  | AN | node_8109806_200843141 | node_1356083_661_15316417_095 | 0.033 | unb_TAPWIRE_OH | 8109806 | no | no |  |  | no |  |  | 0 | 0 | 0 | 0
oh_line_TAP_OH_901336 |  | AN | node_8109806_200843142 | node_1356031_437_15316138_85 | 0.033 | unb_TAPWIRE_OH | 8109806 | no | no |  |  | no |  |  | 0 | 0 | 0 | 0
oh_line_TAP_OH_901337 |  | AN | node_8109806_200843143 | node_1356184_378_15316735_737 | 0.033 | unb_TAPWIRE_OH | 8109806 | no | no |  |  | no |  |  | 0 | 0 | 0 | 0
oh_line_TAP_OH_901338 |  | AN | node_8109806_200843145 | node_1356213_144_15317063_773 | 0.033 | unb_TAPWIRE_OH | 8109806 | no | no |  |  | no |  |  | 0 | 0 | 0 | 0
oh_line_TAP_OH_901339 |  | AN | node_8109806_200843147 | node_1356187_613_15317653_302 | 0.033 | unb_TAPWIRE_OH | 8109806 | no | no |  |  | no |  |  | 0 | 0 | 0 | 0
oh_line_TAP_OH_901340 |  | AN | node_8109806_200843149 | node_1356162_843_15318203_637 | 0.033 | unb_TAPWIRE_OH | 8109806 | no | no |  |  | no |  |  | 0 | 0 | 0 | 0
oh_line_TAP_OH_901341 |  | AN | node_8109806_200843150 | node_1356163_681_15318579_483 | 0.033 | unb_TAPWIRE_OH | 8109806 | no | no |  |  | no |  |  | 0 | 0 | 0 | 0
oh_line_TAP_OH_901342 |  | AN | node_8109806_200843152 | node_1356182_192_15319232_993 | 0.033 | unb_TAPWIRE_OH | 8109806 | no | no |  |  | no |  |  | 0 | 0 | 0 | 0
oh_line_TAP_OH_901343 |  | AN | node_8109806_200843153 | node_1356165_593_15319604_885 | 0.033 | unb_TAPWIRE_OH | 8109806 | no | no |  |  | no |  |  | 0 | 0 | 0 | 0
oh_line_TAP_OH_901344 |  | AN | node_8109806_200843155 | node_1356155_16_15319920_33 | 0.033 | unb_TAPWIRE_OH | 8109806 | no | no |  |  | no |  |  | 0 | 0 | 0 | 0
oh_line_TAP_OH_901345 |  | AN | node_8109806_200843156 | node_1356145_253_15320202_644 | 0.033 | unb_TAPWIRE_OH | 8109806 | no | no |  |  | no |  |  | 0 | 0 | 0 | 0
oh_line_TAP_OH_901346 |  | AN | node_8109806_200843159 | node_1356067_041_15320684_343 | 0.033 | unb_TAPWIRE_OH | 8109806 | no | no |  |  | no |  |  | 0 | 0 | 0 | 0
oh_line_TAP_OH_901347 |  | AN | node_8109806_200843162 | node_1356670_057_15321679_218 | 0.033 | unb_TAPWIRE_OH | 8109806 | no | no |  |  | no |  |  | 0 | 0 | 0 | 0
oh_line_TAP_OH_901348 |  | AN | node_8109806_200843167 | node_1357096_285_15315258_73 | 0.033 | unb_TAPWIRE_OH | 8109806 | no | no |  |  | no |  |  | 0 | 0 | 0 | 0
oh_line_TAP_OH_901349 |  | AN | node_8109806_200843168 | node_1356615_593_15314930_049 | 0.033 | unb_TAPWIRE_OH | 8109806 | no | no |  |  | no |  |  | 0 | 0 | 0 | 0
oh_line_TAP_OH_901350 |  | AN | node_8109806_200843169 | node_1356300_819_15314724_945 | 0.033 | unb_TAPWIRE_OH | 8109806 | no | no |  |  | no |  |  | 0 | 0 | 0 | 0
oh_line_TAP_OH_901351 |  | AN | node_8109806_200843170 | node_1356933_512_15315292_746 | 0.033 | unb_TAPWIRE_OH | 8109806 | no | no |  |  | no |  |  | 0 | 0 | 0 | 0
oh_line_TAP_OH_901352 |  | AN | node_8109806_200843174 | node_1357257_169_15315768_672 | 0.033 | unb_TAPWIRE_OH | 8109806 | no | no |  |  | no |  |  | 0 | 0 | 0 | 0
oh_line_TAP_OH_901353 |  | AN | node_8109806_200843176 | node_1357859_576_15316016_237 | 0.033 | unb_TAPWIRE_OH | 8109806 | no | no |  |  | no |  |  | 0 | 0 | 0 | 0
oh_line_TAP_OH_901354 |  | AN | node_8109806_200843178 | node_1358302_986_15316242_63 | 0.033 | unb_TAPWIRE_OH | 8109806 | no | no |  |  | no |  |  | 0 | 0 | 0 | 0
oh_line_TAP_OH_901355 |  | AN | node_8109806_200843179 | node_1358524_775_15316429_703 | 0.033 | unb_TAPWIRE_OH | 8109806 | no | no |  |  | no |  |  | 0 | 0 | 0 | 0
oh_line_TAP_OH_901356 |  | AN | node_8109806_200843182 | node_1358839_708_15316537_813 | 0.033 | unb_TAPWIRE_OH | 8109806 | no | no |  |  | no |  |  | 0 | 0 | 0 | 0
oh_line_TAP_OH_901357 |  | AN | node_8109806_200843184 | node_1359001_036_15316313_177 | 0.033 | unb_TAPWIRE_OH | 8109806 | no | no |  |  | no |  |  | 0 | 0 | 0 | 0
oh_line_TAP_OH_901358 |  | AN | node_8109806_200843190 | node_1359146_816_15317077_723 | 0.033 | unb_TAPWIRE_OH | 8109806 | no | no |  |  | no |  |  | 0 | 0 | 0 | 0
oh_line_TAP_OH_901359 |  | AN | node_8109806_200843193 | node_1359528_366_15316948_305 | 0.033 | unb_TAPWIRE_OH | 8109806 | no | no |  |  | no |  |  | 0 | 0 | 0 | 0
oh_line_TAP_OH_901361 |  | AN | node_8109806_200843200 | node_1360224_442_15318336_43 | 0.033 | unb_TAPWIRE_OH | 8109806 | no | no |  |  | no |  |  | 0 | 0 | 0 | 0
oh_line_TAP_OH_901362 |  | AN | node_8109806_200843202 | node_1360370_588_15317358_831 | 0.033 | unb_TAPWIRE_OH | 8109806 | no | no |  |  | no |  |  | 0 | 0 | 0 | 0
oh_line_TAP_OH_901363 |  | AN | node_8109806_200843206 | node_1360944_753_15317339_45 | 0.033 | unb_TAPWIRE_OH | 8109806 | no | no |  |  | no |  |  | 0 | 0 | 0 | 0
oh_line_TAP_OH_901364 |  | AN | node_8109806_200843208 | node_1361094_492_15317477_451 | 0.033 | unb_TAPWIRE_OH | 8109806 | no | no |  |  | no |  |  | 0 | 0 | 0 | 0
oh_line_TAP_OH_901365 |  | AN | node_8109806_200843210 | node_1361319_348_15317860_29 | 0.033 | unb_TAPWIRE_OH | 8109806 | no | no |  |  | no |  |  | 0 | 0 | 0 | 0
oh_line_TAP_OH_901366 |  | AN | node_8109806_200843213 | node_1361642_94_15318231_306 | 0.033 | unb_TAPWIRE_OH | 8109806 | no | no |  |  | no |  |  | 0 | 0 | 0 | 0
oh_line_TAP_OH_901367 |  | AN | node_8109806_200843214 | node_1361779_3_15318435_028 | 0.033 | unb_TAPWIRE_OH | 8109806 | no | no |  |  | no |  |  | 0 | 0 | 0 | 0
oh_line_TAP_OH_901368 |  | AN | node_8109806_200843215 | node_1361915_905_15318632_462 | 0.033 | unb_TAPWIRE_OH | 8109806 | no | no |  |  | no |  |  | 0 | 0 | 0 | 0
oh_line_TAP_OH_901369 |  | AN | node_8109806_200843216 | node_1361971_911_15318866_72 | 0.033 | unb_TAPWIRE_OH | 8109806 | no | no |  |  | no |  |  | 0 | 0 | 0 | 0
oh_line_TAP_OH_901370 |  | AN | node_8109806_200843218 | node_1362078_157_15319084_22 | 0.033 | unb_TAPWIRE_OH | 8109806 | no | no |  |  | no |  |  | 0 | 0 | 0 | 0
oh_line_TAP_OH_901371 |  | AN | node_8109806_200843219 | node_1362121_417_15319237_881 | 0.033 | unb_TAPWIRE_OH | 8109806 | no | no |  |  | no |  |  | 0 | 0 | 0 | 0
oh_line_TAP_OH_901372 |  | AN | node_8109806_200843220 | node_1362232_144_15319502_1 | 0.033 | unb_TAPWIRE_OH | 8109806 | no | no |  |  | no |  |  | 0 | 0 | 0 | 0
oh_line_TAP_OH_901373 |  | AN | node_8109806_200843223 | node_1362369_29_15320074_002 | 0.033 | unb_TAPWIRE_OH | 8109806 | no | no |  |  | no |  |  | 0 | 0 | 0 | 0
oh_line_TAP_OH_901473 |  | ABCN | node_8109806_200843485 | node_1348042_392_15312513_436 | 0.033 | unb_TAPWIRE_OH | 8109806 | no | no |  |  | no |  |  | 0 | 0 | 0 | 0
oh_line_TAP_OH_901474 |  | ABCN | node_8109806_200843490 | node_1349142_156_15312464_761 | 0.033 | unb_TAPWIRE_OH | 8109806 | no | no |  |  | no |  |  | 0 | 0 | 0 | 0
oh_line_TAP_OH_901475 |  | ABCN | node_8109806_200843492 | node_1349611_018_15312545_565 | 0.033 | unb_TAPWIRE_OH | 8109806 | no | no |  |  | no |  |  | 0 | 0 | 0 | 0
oh_line_TAP_OH_901476 |  | ABCN | node_8109806_200843494 | node_1349991_779_15312490_639 | 0.033 | unb_TAPWIRE_OH | 8109806 | no | no |  |  | no |  |  | 0 | 0 | 0 | 0
oh_line_TAP_OH_902561 |  | AN | node_8109806_200846974 | node_1346052_107_15299786_73 | 0.033 | unb_TAPWIRE_OH | 8109806 | no | no |  |  | no |  |  | 0 | 0 | 0 | 0
oh_line_TAP_OH_902599 |  | AN | node_8109806_200848872 | node_1341880_048_15301230_327 | 0.033 | unb_TAPWIRE_OH | 8109806 | no | no |  |  | no |  |  | 0 | 0 | 0 | 0
oh_line_TAP_OH_902600 |  | AN | node_8109806_200848873 | node_1341871_171_15302046_111 | 0.033 | unb_TAPWIRE_OH | 8109806 | no | no |  |  | no |  |  | 0 | 0 | 0 | 0
oh_line_TAP_OH_902601 |  | ABN | node_8109806_200848874 | node_1342221_757_15299118_516 | 0.033 | unb_TAPWIRE_OH | 8109806 | no | no |  |  | no |  |  | 0 | 0 | 0 | 0
oh_line_TAP_OH_902602 |  | ABN | node_8109806_200848879 | node_1342339_63_15299672_414 | 0.033 | unb_TAPWIRE_OH | 8109806 | no | no |  |  | no |  |  | 0 | 0 | 0 | 0
oh_line_TAP_OH_902603 |  | AN | node_8109806_200848883 | node_1341836_471_15303488_196 | 0.033 | unb_TAPWIRE_OH | 8109806 | no | no |  |  | no |  |  | 0 | 0 | 0 | 0
oh_line_TAP_OH_902604 |  | AN | node_8109806_200848885 | node_1340980_99_15304133_845 | 0.033 | unb_TAPWIRE_OH | 8109806 | no | no |  |  | no |  |  | 0 | 0 | 0 | 0
oh_line_TAP_OH_902605 |  | AN | node_8109806_200848886 | node_1340864_972_15304689_026 | 0.033 | unb_TAPWIRE_OH | 8109806 | no | no |  |  | no |  |  | 0 | 0 | 0 | 0
oh_line_TAP_OH_902606 |  | AN | node_8109806_200848887 | node_1340760_122_15304982_477 | 0.033 | unb_TAPWIRE_OH | 8109806 | no | no |  |  | no |  |  | 0 | 0 | 0 | 0
oh_line_TAP_OH_902607 |  | AN | node_8109806_200848888 | node_1340715_984_15305125_506 | 0.033 | unb_TAPWIRE_OH | 8109806 | no | no |  |  | no |  |  | 0 | 0 | 0 | 0
oh_line_TAP_OH_902608 |  | AN | node_8109806_200848889 | node_1340511_16_15305490_628 | 0.033 | unb_TAPWIRE_OH | 8109806 | no | no |  |  | no |  |  | 0 | 0 | 0 | 0
oh_line_TAP_OH_902609 |  | AN | node_8109806_200848891 | node_1339897_198_15305932_339 | 0.033 | unb_TAPWIRE_OH | 8109806 | no | no |  |  | no |  |  | 0 | 0 | 0 | 0
oh_line_TAP_OH_902610 |  | AN | node_8109806_200848893 | node_1340189_185_15306723_142 | 0.033 | unb_TAPWIRE_OH | 8109806 | no | no |  |  | no |  |  | 0 | 0 | 0 | 0
oh_line_TAP_OH_902611 |  | AN | node_8109806_200848895 | node_1342337_939_15300134_178 | 0.033 | unb_TAPWIRE_OH | 8109806 | no | no |  |  | no |  |  | 0 | 0 | 0 | 0
oh_line_TAP_OH_902612 |  | AN | node_8109806_200848901 | node_1342320_943_15300552_903 | 0.033 | unb_TAPWIRE_OH | 8109806 | no | no |  |  | no |  |  | 0 | 0 | 0 | 0
oh_line_TAP_OH_902613 |  | AN | node_8109806_200848903 | node_1342313_099_15300755_158 | 0.033 | unb_TAPWIRE_OH | 8109806 | no | no |  |  | no |  |  | 0 | 0 | 0 | 0
oh_line_TAP_OH_902614 |  | AN | node_8109806_200848905 | node_1342307_25_15300900_75 | 0.033 | unb_TAPWIRE_OH | 8109806 | no | no |  |  | no |  |  | 0 | 0 | 0 | 0
oh_line_TAP_OH_902615 |  | AN | node_8109806_200848906 | node_1342300_223_15301106_067 | 0.033 | unb_TAPWIRE_OH | 8109806 | no | no |  |  | no |  |  | 0 | 0 | 0 | 0
oh_line_TAP_OH_902616 |  | AN | node_8109806_200848907 | node_1342294_264_15301249_1 | 0.033 | unb_TAPWIRE_OH | 8109806 | no | no |  |  | no |  |  | 0 | 0 | 0 | 0
oh_line_TAP_OH_902617 |  | AN | node_8109806_200848909 | node_1342328_063_15301444_077 | 0.033 | unb_TAPWIRE_OH | 8109806 | no | no |  |  | no |  |  | 0 | 0 | 0 | 0
oh_line_TAP_OH_902618 |  | AN | node_8109806_200848914 | node_1342283_401_15302319_207 | 0.033 | unb_TAPWIRE_OH | 8109806 | no | no |  |  | no |  |  | 0 | 0 | 0 | 0
oh_line_TAP_OH_902619 |  | AN | node_8109806_200848915 | node_1342357_605_15302542_106 | 0.033 | unb_TAPWIRE_OH | 8109806 | no | no |  |  | no |  |  | 0 | 0 | 0 | 0
oh_line_TAP_OH_902620 |  | AN | node_8109806_200848918 | node_1342551_607_15302879_832 | 0.033 | unb_TAPWIRE_OH | 8109806 | no | no |  |  | no |  |  | 0 | 0 | 0 | 0
oh_line_TAP_OH_902621 |  | AN | node_8109806_200848919 | node_1342161_181_15303050_162 | 0.033 | unb_TAPWIRE_OH | 8109806 | no | no |  |  | no |  |  | 0 | 0 | 0 | 0
oh_line_TAP_OH_902683 |  | ABCN | node_8109806_200849140 | node_1344816_172_15300199_532 | 0.033 | unb_TAPWIRE_OH | 8109806 | no | no |  |  | no |  |  | 0 | 0 | 0 | 0
oh_line_TAP_OH_902702 |  | AN | node_8109806_200849212 | node_1349531_687_15297127_328 | 0.033 | unb_TAPWIRE_OH | 8109806 | no | no |  |  | no |  |  | 0 | 0 | 0 | 0
oh_line_TAP_OH_902703 |  | ABCN | node_8109806_200849214 | node_1349386_227_15296882_24 | 0.033 | unb_TAPWIRE_OH | 8109806 | no | no |  |  | no |  |  | 0 | 0 | 0 | 0
oh_line_TAP_OH_902704 |  | ABCN | node_8109806_200849217 | node_1349000_218_15296797_703 | 0.033 | unb_TAPWIRE_OH | 8109806 | no | no |  |  | no |  |  | 0 | 0 | 0 | 0
oh_line_TAP_OH_902708 |  | AN | node_8109806_200849237 | node_1350097_195_15296555_688 | 0.033 | unb_TAPWIRE_OH | 8109806 | no | no |  |  | no |  |  | 0 | 0 | 0 | 0
oh_line_TAP_OH_902709 |  | ABCN | node_8109806_200849240 | node_1349752_015_15296892_576 | 0.033 | unb_TAPWIRE_OH | 8109806 | no | no |  |  | no |  |  | 0 | 0 | 0 | 0
oh_line_TAP_OH_902715 |  | AN | node_8109806_200849263 | node_1345254_911_15300014_031 | 0.033 | unb_TAPWIRE_OH | 8109806 | no | no |  |  | no |  |  | 0 | 0 | 0 | 0
oh_line_TAP_OH_902777 |  | AN | node_8109806_200849572 | node_1339122_793_15312831_426 | 0.033 | unb_TAPWIRE_OH | 8109806 | no | no |  |  | no |  |  | 0 | 0 | 0 | 0
oh_line_TAP_OH_902778 |  | AN | node_8109806_200849575 | node_1339963_514_15313296_808 | 0.033 | unb_TAPWIRE_OH | 8109806 | no | no |  |  | no |  |  | 0 | 0 | 0 | 0
oh_line_TAP_OH_902779 |  | AN | node_8109806_200849576 | node_1340151_686_15312959_939 | 0.033 | unb_TAPWIRE_OH | 8109806 | no | no |  |  | no |  |  | 0 | 0 | 0 | 0
oh_line_TAP_OH_902780 |  | AN | node_8109806_200849577 | node_1339957_135_15312779_045 | 0.033 | unb_TAPWIRE_OH | 8109806 | no | no |  |  | no |  |  | 0 | 0 | 0 | 0
oh_line_TAP_OH_902789 |  | AN | node_8109806_200849609 | node_1347255_006_15300179_874 | 0.033 | unb_TAPWIRE_OH | 8109806 | no | no |  |  | no |  |  | 0 | 0 | 0 | 0
oh_line_TAP_OH_902790 |  | AN | node_8109806_200849611 | node_1346029_415_15300158_984 | 0.033 | unb_TAPWIRE_OH | 8109806 | no | no |  |  | no |  |  | 0 | 0 | 0 | 0
oh_line_TAP_OH_902792 |  | AN | node_8109806_200849616 | node_1346724_814_15300086_191 | 0.033 | unb_TAPWIRE_OH | 8109806 | no | no |  |  | no |  |  | 0 | 0 | 0 | 0
oh_line_TAP_OH_902924 |  | AN | node_8109806_200850170 | node_1349428_472_15301290_94 | 0.033 | unb_TAPWIRE_OH | 8109806 | no | no |  |  | no |  |  | 0 | 0 | 0 | 0
oh_line_TAP_OH_902925 |  | AN | node_8109806_200850172 | node_1350535_782_15302087_551 | 0.033 | unb_TAPWIRE_OH | 8109806 | no | no |  |  | no |  |  | 0 | 0 | 0 | 0
oh_line_TAP_OH_902926 |  | AN | node_8109806_200850179 | node_1350018_128_15301786_752 | 0.033 | unb_TAPWIRE_OH | 8109806 | no | no |  |  | no |  |  | 0 | 0 | 0 | 0
oh_line_TAP_OH_902927 |  | AN | node_8109806_200850181 | node_1349690_816_15301703_622 | 0.033 | unb_TAPWIRE_OH | 8109806 | no | no |  |  | no |  |  | 0 | 0 | 0 | 0
oh_line_TAP_OH_902933 |  | AN | node_8109806_200850266 | node_1349100_299_15301477_232 | 0.033 | unb_TAPWIRE_OH | 8109806 | no | no |  |  | no |  |  | 0 | 0 | 0 | 0
oh_line_TAP_OH_902934 |  | AN | node_8109806_200850269 | node_1349430_606_15301853_341 | 0.033 | unb_TAPWIRE_OH | 8109806 | no | no |  |  | no |  |  | 0 | 0 | 0 | 0
oh_line_TAP_OH_902945 |  | AN | node_8109806_200850304 | node_1346033_453_15301042_429 | 0.033 | unb_TAPWIRE_OH | 8109806 | no | no |  |  | no |  |  | 0 | 0 | 0 | 0
oh_line_TAP_OH_902946 |  | AN | node_8109806_200850305 | node_1346591_254_15300931_08 | 0.033 | unb_TAPWIRE_OH | 8109806 | no | no |  |  | no |  |  | 0 | 0 | 0 | 0
oh_line_TAP_OH_902947 |  | AN | node_8109806_200850306 | node_1346583_462_15301073_501 | 0.033 | unb_TAPWIRE_OH | 8109806 | no | no |  |  | no |  |  | 0 | 0 | 0 | 0
oh_line_TAP_OH_902948 |  | AN | node_8109806_200850307 | node_1346579_013_15301230_479 | 0.033 | unb_TAPWIRE_OH | 8109806 | no | no |  |  | no |  |  | 0 | 0 | 0 | 0
oh_line_TAP_OH_902949 |  | AN | node_8109806_200850308 | node_1346569_487_15301437_169 | 0.033 | unb_TAPWIRE_OH | 8109806 | no | no |  |  | no |  |  | 0 | 0 | 0 | 0
oh_line_TAP_OH_902950 |  | AN | node_8109806_200850309 | node_1346504_278_15301626_456 | 0.033 | unb_TAPWIRE_OH | 8109806 | no | no |  |  | no |  |  | 0 | 0 | 0 | 0
oh_line_TAP_OH_902951 |  | AN | node_8109806_200850310 | node_1346207_869_15301109_91 | 0.033 | unb_TAPWIRE_OH | 8109806 | no | no |  |  | no |  |  | 0 | 0 | 0 | 0
oh_line_TAP_OH_902952 |  | AN | node_8109806_200850313 | node_1346442_496_15301361_415 | 0.033 | unb_TAPWIRE_OH | 8109806 | no | no |  |  | no |  |  | 0 | 0 | 0 | 0
oh_line_TAP_OH_902953 |  | AN | node_8109806_200850318 | node_1346294_322_15300588_658 | 0.033 | unb_TAPWIRE_OH | 8109806 | no | no |  |  | no |  |  | 0 | 0 | 0 | 0
oh_line_TAP_OH_902954 |  | AN | node_8109806_200850319 | node_1346440_621_15300586_813 | 0.033 | unb_TAPWIRE_OH | 8109806 | no | no |  |  | no |  |  | 0 | 0 | 0 | 0
oh_line_TAP_OH_902955 |  | AN | node_8109806_200850320 | node_1346555_417_15300651_021 | 0.033 | unb_TAPWIRE_OH | 8109806 | no | no |  |  | no |  |  | 0 | 0 | 0 | 0
oh_line_TAP_OH_902956 |  | AN | node_8109806_200850321 | node_1346592_281_15300783_814 | 0.033 | unb_TAPWIRE_OH | 8109806 | no | no |  |  | no |  |  | 0 | 0 | 0 | 0
oh_line_TAP_OH_902958 |  | AN | node_8109806_200850334 | node_1348890_848_15301777_21 | 0.033 | unb_TAPWIRE_OH | 8109806 | no | no |  |  | no |  |  | 0 | 0 | 0 | 0
oh_line_TAP_OH_902959 |  | AN | node_8109806_200850338 | node_1348749_949_15301325_014 | 0.033 | unb_TAPWIRE_OH | 8109806 | no | no |  |  | no |  |  | 0 | 0 | 0 | 0
oh_line_TAP_OH_902960 |  | AN | node_8109806_200850340 | node_1348468_377_15301236_311 | 0.033 | unb_TAPWIRE_OH | 8109806 | no | no |  |  | no |  |  | 0 | 0 | 0 | 0
oh_line_TAP_OH_902961 |  | AN | node_8109806_200850342 | node_1348168_079_15301345_594 | 0.033 | unb_TAPWIRE_OH | 8109806 | no | no |  |  | no |  |  | 0 | 0 | 0 | 0
oh_line_TAP_OH_902962 |  | AN | node_8109806_200850346 | node_1348054_386_15301791_143 | 0.033 | unb_TAPWIRE_OH | 8109806 | no | no |  |  | no |  |  | 0 | 0 | 0 | 0
oh_line_TAP_OH_902963 |  | AN | node_8109806_200850350 | node_1347556_778_15302096_612 | 0.033 | unb_TAPWIRE_OH | 8109806 | no | no |  |  | no |  |  | 0 | 0 | 0 | 0
oh_line_TAP_OH_902964 |  | AN | node_8109806_200850353 | node_1347211_422_15301873_536 | 0.033 | unb_TAPWIRE_OH | 8109806 | no | no |  |  | no |  |  | 0 | 0 | 0 | 0
oh_line_TAP_OH_902965 |  | ABN | node_8109806_200850355 | node_1347083_644_15302078_837 | 0.033 | unb_TAPWIRE_OH | 8109806 | no | no |  |  | no |  |  | 0 | 0 | 0 | 0
oh_line_TAP_OH_902966 |  | ABN | node_8109806_200850357 | node_1346755_022_15302069_738 | 0.033 | unb_TAPWIRE_OH | 8109806 | no | no |  |  | no |  |  | 0 | 0 | 0 | 0
oh_line_TAP_OH_902967 |  | AN | node_8109806_200850358 | node_1349710_695_15302243_918 | 0.033 | unb_TAPWIRE_OH | 8109806 | no | no |  |  | no |  |  | 0 | 0 | 0 | 0
oh_line_TAP_OH_902968 |  | AN | node_8109806_200850362 | node_1349109_591_15302181_287 | 0.033 | unb_TAPWIRE_OH | 8109806 | no | no |  |  | no |  |  | 0 | 0 | 0 | 0
oh_line_TAP_OH_902976 |  | ABN | node_8109806_200850389 | node_1346120_946_15301753_187 | 0.033 | unb_TAPWIRE_OH | 8109806 | no | no |  |  | no |  |  | 0 | 0 | 0 | 0
oh_line_TAP_OH_902981 |  | AN | node_8109806_200850410 | node_1345997_407_15302143_758 | 0.033 | unb_TAPWIRE_OH | 8109806 | no | no |  |  | no |  |  | 0 | 0 | 0 | 0
oh_line_TAP_OH_902982 |  | AN | node_8109806_200850413 | node_1345981_927_15302661_188 | 0.033 | unb_TAPWIRE_OH | 8109806 | no | no |  |  | no |  |  | 0 | 0 | 0 | 0
oh_line_TAP_OH_902983 |  | AN | node_8109806_200850418 | node_1347111_274_15302899_036 | 0.033 | unb_TAPWIRE_OH | 8109806 | no | no |  |  | no |  |  | 0 | 0 | 0 | 0
oh_line_TAP_OH_902984 |  | AN | node_8109806_200850421 | node_1347131_888_15302491_696 | 0.033 | unb_TAPWIRE_OH | 8109806 | no | no |  |  | no |  |  | 0 | 0 | 0 | 0
oh_line_TAP_OH_902985 |  | AN | node_8109806_200850424 | node_1346831_486_15302333_203 | 0.033 | unb_TAPWIRE_OH | 8109806 | no | no |  |  | no |  |  | 0 | 0 | 0 | 0
oh_line_TAP_OH_902986 |  | AN | node_8109806_200850426 | node_1345796_373_15302917_531 | 0.033 | unb_TAPWIRE_OH | 8109806 | no | no |  |  | no |  |  | 0 | 0 | 0 | 0
oh_line_TAP_OH_902987 |  | AN | node_8109806_200850431 | node_1346358_588_15302979_244 | 0.033 | unb_TAPWIRE_OH | 8109806 | no | no |  |  | no |  |  | 0 | 0 | 0 | 0
oh_line_TAP_OH_902988 |  | AN | node_8109806_200850433 | node_1346637_47_15302933_366 | 0.033 | unb_TAPWIRE_OH | 8109806 | no | no |  |  | no |  |  | 0 | 0 | 0 | 0
oh_line_TAP_OH_902992 |  | AN | node_8109806_200850461 | node_1353613_62_15312004_865 | 0.033 | unb_TAPWIRE_OH | 8109806 | no | no |  |  | no |  |  | 0 | 0 | 0 | 0
oh_line_TAP_OH_902993 |  | AN | node_8109806_200850462 | node_1353853_082_15312005_037 | 0.033 | unb_TAPWIRE_OH | 8109806 | no | no |  |  | no |  |  | 0 | 0 | 0 | 0
oh_line_TAP_OH_902994 |  | AN | node_8109806_200850463 | node_1354074_477_15312043_203 | 0.033 | unb_TAPWIRE_OH | 8109806 | no | no |  |  | no |  |  | 0 | 0 | 0 | 0
oh_line_TAP_OH_902995 |  | AN | node_8109806_200850465 | node_1354262_784_15312059_185 | 0.033 | unb_TAPWIRE_OH | 8109806 | no | no |  |  | no |  |  | 0 | 0 | 0 | 0
oh_line_TAP_OH_903010 |  | AN | node_8109806_200850517 | node_1346240_337_15302721_345 | 0.033 | unb_TAPWIRE_OH | 8109806 | no | no |  |  | no |  |  | 0 | 0 | 0 | 0
oh_line_TAP_OH_903011 |  | AN | node_8109806_200850520 | node_1346320_922_15302298_101 | 0.033 | unb_TAPWIRE_OH | 8109806 | no | no |  |  | no |  |  | 0 | 0 | 0 | 0
oh_line_TAP_OH_903012 |  | AN | node_8109806_200850524 | node_1346496_312_15302658_103 | 0.033 | unb_TAPWIRE_OH | 8109806 | no | no |  |  | no |  |  | 0 | 0 | 0 | 0
oh_line_TAP_OH_903033 |  | AN | node_8109806_200850593 | node_1346805_061_15302709_355 | 0.033 | unb_TAPWIRE_OH | 8109806 | no | no |  |  | no |  |  | 0 | 0 | 0 | 0
oh_line_TAP_OH_903057 |  | AN | node_8109806_200850678 | node_1348467_393_15301613_108 | 0.033 | unb_TAPWIRE_OH | 8109806 | no | no |  |  | no |  |  | 0 | 0 | 0 | 0
oh_line_TAP_OH_903058 |  | AN | node_8109806_200850681 | node_1348685_488_15302047_806 | 0.033 | unb_TAPWIRE_OH | 8109806 | no | no |  |  | no |  |  | 0 | 0 | 0 | 0
oh_line_TAP_OH_903059 |  | AN | node_8109806_200850683 | node_1348447_69_15302226_824 | 0.033 | unb_TAPWIRE_OH | 8109806 | no | no |  |  | no |  |  | 0 | 0 | 0 | 0
oh_line_TAP_OH_903060 |  | AN | node_8109806_200850685 | node_1348252_804_15302046_389 | 0.033 | unb_TAPWIRE_OH | 8109806 | no | no |  |  | no |  |  | 0 | 0 | 0 | 0
oh_line_TAP_OH_903103 |  | ABCN | node_8109806_200850805 | node_1349274_481_15298945_818 | 0.033 | unb_TAPWIRE_OH | 8109806 | no | no |  |  | no |  |  | 0 | 0 | 0 | 0
oh_line_TAP_OH_903114 |  | AN | node_8109806_200850855 | node_1347667_355_15301544_034 | 0.033 | unb_TAPWIRE_OH | 8109806 | no | no |  |  | no |  |  | 0 | 0 | 0 | 0
oh_line_TAP_OH_903115 |  | AN | node_8109806_200850858 | node_1347535_097_15301877_525 | 0.033 | unb_TAPWIRE_OH | 8109806 | no | no |  |  | no |  |  | 0 | 0 | 0 | 0
oh_line_TAP_OH_903116 |  | AN | node_8109806_200850861 | node_1347136_95_15301550_965 | 0.033 | unb_TAPWIRE_OH | 8109806 | no | no |  |  | no |  |  | 0 | 0 | 0 | 0
oh_line_TAP_OH_903131 |  | AN | node_8109806_200850909 | node_1346893_185_15301741_6 | 0.033 | unb_TAPWIRE_OH | 8109806 | no | no |  |  | no |  |  | 0 | 0 | 0 | 0
oh_line_TAP_OH_903146 |  | ABCN | node_8109806_200850993 | node_1350210_096_15297135_896 | 0.033 | unb_TAPWIRE_OH | 8109806 | no | no |  |  | no |  |  | 0 | 0 | 0 | 0
oh_line_TAP_OH_903163 |  | AN | node_8109806_200851036 | node_1341083_985_15303906_628 | 0.033 | unb_TAPWIRE_OH | 8109806 | no | no |  |  | no |  |  | 0 | 0 | 0 | 0
oh_line_TAP_OH_903164 |  | AN | node_8109806_200851038 | node_1341038_978_15303384_072 | 0.033 | unb_TAPWIRE_OH | 8109806 | no | no |  |  | no |  |  | 0 | 0 | 0 | 0
oh_line_TAP_OH_903165 |  | AN | node_8109806_200851040 | node_1340515_552_15302980_383 | 0.033 | unb_TAPWIRE_OH | 8109806 | no | no |  |  | no |  |  | 0 | 0 | 0 | 0
oh_line_TAP_OH_903166 |  | AN | node_8109806_200851043 | node_1341647_801_15302372_472 | 0.033 | unb_TAPWIRE_OH | 8109806 | no | no |  |  | no |  |  | 0 | 0 | 0 | 0
oh_line_TAP_OH_903167 |  | AN | node_8109806_200851045 | node_1341008_772_15302304_763 | 0.033 | unb_TAPWIRE_OH | 8109806 | no | no |  |  | no |  |  | 0 | 0 | 0 | 0
oh_line_TAP_OH_903170 |  | AN | node_8109806_200851057 | node_1350779_362_15308095_264 | 0.033 | unb_TAPWIRE_OH | 8109806 | no | no |  |  | no |  |  | 0 | 0 | 0 | 0
oh_line_TAP_OH_903171 |  | ABCN | node_8109806_200851073 | node_1350246_275_15312192_141 | 0.033 | unb_TAPWIRE_OH | 8109806 | no | no |  |  | no |  |  | 0 | 0 | 0 | 0
oh_line_TAP_OH_903172 |  | AN | node_8109806_200851076 | node_1350308_333_15307524_346 | 0.033 | unb_TAPWIRE_OH | 8109806 | no | no |  |  | no |  |  | 0 | 0 | 0 | 0
oh_line_TAP_OH_903173 |  | ABCN | node_8109806_200851081 | node_1350571_409_15312239_841 | 0.033 | unb_TAPWIRE_OH | 8109806 | no | no |  |  | no |  |  | 0 | 0 | 0 | 0
oh_line_TAP_OH_903383 |  | AN | node_8109806_200852000 | node_1352693_292_15310657_359 | 0.033 | unb_TAPWIRE_OH | 8109806 | no | no |  |  | no |  |  | 0 | 0 | 0 | 0
oh_line_TAP_OH_903539 |  | AN | node_8109806_200852475 | node_1349856_502_15300224_071 | 0.033 | unb_TAPWIRE_OH | 8109806 | no | no |  |  | no |  |  | 0 | 0 | 0 | 0
oh_line_TAP_OH_903541 |  | ABCN | node_8109806_200852481 | node_1349985_805_15298473_065 | 0.033 | unb_TAPWIRE_OH | 8109806 | no | no |  |  | no |  |  | 0 | 0 | 0 | 0
oh_line_TAP_OH_903543 |  | ABCN | node_8109806_200852493 | node_1350095_866_15300085_904 | 0.033 | unb_TAPWIRE_OH | 8109806 | no | no |  |  | no |  |  | 0 | 0 | 0 | 0
oh_line_TAP_OH_903544 |  | ABCN | node_8109806_200852499 | node_1350313_509_15300311_388 | 0.033 | unb_TAPWIRE_OH | 8109806 | no | no |  |  | no |  |  | 0 | 0 | 0 | 0
oh_line_TAP_OH_903545 |  | ABCN | node_8109806_200852504 | node_1350475_119_15300761_186 | 0.033 | unb_TAPWIRE_OH | 8109806 | no | no |  |  | no |  |  | 0 | 0 | 0 | 0
oh_line_TAP_OH_903546 |  | ABCN | node_8109806_200852509 | node_1350690_133_15301377_442 | 0.033 | unb_TAPWIRE_OH | 8109806 | no | no |  |  | no |  |  | 0 | 0 | 0 | 0
oh_line_TAP_OH_903548 |  | ABCN | node_8109806_200852515 | node_1349935_777_15297445_524 | 0.033 | unb_TAPWIRE_OH | 8109806 | no | no |  |  | no |  |  | 0 | 0 | 0 | 0
oh_line_TAP_OH_903549 |  | ABCN | node_8109806_200852518 | node_1350955_508_15302097_098 | 0.033 | unb_TAPWIRE_OH | 8109806 | no | no |  |  | no |  |  | 0 | 0 | 0 | 0
oh_line_TAP_OH_903550 |  | AN | node_8109806_200852523 | node_1350617_658_15302478_915 | 0.033 | unb_TAPWIRE_OH | 8109806 | no | no |  |  | no |  |  | 0 | 0 | 0 | 0
oh_line_TAP_OH_903551 |  | AN | node_8109806_200852524 | node_1350373_369_15302683_883 | 0.033 | unb_TAPWIRE_OH | 8109806 | no | no |  |  | no |  |  | 0 | 0 | 0 | 0
oh_line_TAP_OH_903552 |  | AN | node_8109806_200852532 | node_1350165_451_15303165_905 | 0.033 | unb_TAPWIRE_OH | 8109806 | no | no |  |  | no |  |  | 0 | 0 | 0 | 0
oh_line_TAP_OH_903553 |  | AN | node_8109806_200852534 | node_1351093_021_15303399_801 | 0.033 | unb_TAPWIRE_OH | 8109806 | no | no |  |  | no |  |  | 0 | 0 | 0 | 0
oh_line_TAP_OH_903554 |  | ABCN | node_8109806_200852538 | node_1351544_098_15303613_544 | 0.033 | unb_TAPWIRE_OH | 8109806 | no | no |  |  | no |  |  | 0 | 0 | 0 | 0
oh_line_TAP_OH_903557 |  | ABCN | node_8109806_200852543 | node_1351675_3_15304178_19 | 0.033 | unb_TAPWIRE_OH | 8109806 | no | no |  |  | no |  |  | 0 | 0 | 0 | 0
oh_line_TAP_OH_903558 |  | ABCN | node_8109806_200852549 | node_1351753_496_15304952_976 | 0.033 | unb_TAPWIRE_OH | 8109806 | no | no |  |  | no |  |  | 0 | 0 | 0 | 0
oh_line_TAP_OH_903559 |  | ABCN | node_8109806_200852551 | node_1351739_564_15305158_139 | 0.033 | unb_TAPWIRE_OH | 8109806 | no | no |  |  | no |  |  | 0 | 0 | 0 | 0
oh_line_TAP_OH_903560 |  | ABCN | node_8109806_200852552 | node_1351964_756_15305094_081 | 0.033 | unb_TAPWIRE_OH | 8109806 | no | no |  |  | no |  |  | 0 | 0 | 0 | 0
oh_line_TAP_OH_903562 |  | ABCN | node_8109806_200852554 | node_1351727_578_15305300_212 | 0.033 | unb_TAPWIRE_OH | 8109806 | no | no |  |  | no |  |  | 0 | 0 | 0 | 0
oh_line_TAP_OH_903563 |  | AN | node_8109806_200852556 | node_1352098_44_15305281_815 | 0.033 | unb_TAPWIRE_OH | 8109806 | no | no |  |  | no |  |  | 0 | 0 | 0 | 0
oh_line_TAP_OH_903564 |  | ABCN | node_8109806_200852557 | node_1351615_358_15305504_288 | 0.033 | unb_TAPWIRE_OH | 8109806 | no | no |  |  | no |  |  | 0 | 0 | 0 | 0
oh_line_TAP_OH_903565 |  | ABCN | node_8109806_200852560 | node_1351590_768_15305615_847 | 0.033 | unb_TAPWIRE_OH | 8109806 | no | no |  |  | no |  |  | 0 | 0 | 0 | 0
oh_line_TAP_OH_903566 |  | ABCN | node_8109806_200852565 | node_1350042_112_15297647_387 | 0.033 | unb_TAPWIRE_OH | 8109806 | no | no |  |  | no |  |  | 0 | 0 | 0 | 0
oh_line_TAP_OH_903567 |  | ABCN | node_8109806_200852566 | node_1351580_114_15305947_495 | 0.033 | unb_TAPWIRE_OH | 8109806 | no | no |  |  | no |  |  | 0 | 0 | 0 | 0
oh_line_TAP_OH_903568 |  | ABCN | node_8109806_200852567 | node_1351472_326_15306115_279 | 0.033 | unb_TAPWIRE_OH | 8109806 | no | no |  |  | no |  |  | 0 | 0 | 0 | 0
oh_line_TAP_OH_903569 |  | ABCN | node_8109806_200852571 | node_1351445_985_15306477_088 | 0.033 | unb_TAPWIRE_OH | 8109806 | no | no |  |  | no |  |  | 0 | 0 | 0 | 0
oh_line_TAP_OH_903570 |  | ABCN | node_8109806_200852577 | node_1351300_577_15306806_297 | 0.033 | unb_TAPWIRE_OH | 8109806 | no | no |  |  | no |  |  | 0 | 0 | 0 | 0
oh_line_TAP_OH_903571 |  | AN | node_8109806_200852581 | node_1351182_11_15307328_129 | 0.033 | unb_TAPWIRE_OH | 8109806 | no | no |  |  | no |  |  | 0 | 0 | 0 | 0
oh_line_TAP_OH_903572 |  | AN | node_8109806_200852583 | node_1351199_931_15307541_298 | 0.033 | unb_TAPWIRE_OH | 8109806 | no | no |  |  | no |  |  | 0 | 0 | 0 | 0
oh_line_TAP_OH_903573 |  | AN | node_8109806_200852585 | node_1351055_329_15307911_583 | 0.033 | unb_TAPWIRE_OH | 8109806 | no | no |  |  | no |  |  | 0 | 0 | 0 | 0
oh_line_TAP_OH_903575 |  | AN | node_8109806_200852596 | node_1350958_19_15308602_058 | 0.033 | unb_TAPWIRE_OH | 8109806 | no | no |  |  | no |  |  | 0 | 0 | 0 | 0
oh_line_TAP_OH_903576 |  | AN | node_8109806_200852602 | node_1350584_31_15309243_139 | 0.033 | unb_TAPWIRE_OH | 8109806 | no | no |  |  | no |  |  | 0 | 0 | 0 | 0
oh_line_TAP_OH_903577 |  | AN | node_8109806_200852609 | node_1350892_516_15310309_311 | 0.033 | unb_TAPWIRE_OH | 8109806 | no | no |  |  | no |  |  | 0 | 0 | 0 | 0
oh_line_TAP_OH_903578 |  | AN | node_8109806_200852612 | node_1350752_362_15310101_933 | 0.033 | unb_TAPWIRE_OH | 8109806 | no | no |  |  | no |  |  | 0 | 0 | 0 | 0
oh_line_TAP_OH_903579 |  | AN | node_8109806_200852615 | node_1350345_412_15309985_54 | 0.033 | unb_TAPWIRE_OH | 8109806 | no | no |  |  | no |  |  | 0 | 0 | 0 | 0
oh_line_TAP_OH_903580 |  | AN | node_8109806_200852618 | node_1350807_075_15309775_067 | 0.033 | unb_TAPWIRE_OH | 8109806 | no | no |  |  | no |  |  | 0 | 0 | 0 | 0
oh_line_TAP_OH_903581 |  | AN | node_8109806_200852622 | node_1350828_181_15309326_521 | 0.033 | unb_TAPWIRE_OH | 8109806 | no | no |  |  | no |  |  | 0 | 0 | 0 | 0
oh_line_TAP_OH_903582 |  | AN | node_8109806_200852625 | node_1350913_479_15309064_95 | 0.033 | unb_TAPWIRE_OH | 8109806 | no | no |  |  | no |  |  | 0 | 0 | 0 | 0
oh_line_TAP_OH_903583 |  | ABCN | node_8109806_200852633 | node_1351016_781_15311402_126 | 0.033 | unb_TAPWIRE_OH | 8109806 | no | no |  |  | no |  |  | 0 | 0 | 0 | 0
oh_line_TAP_OH_903584 |  | AN | node_8109806_200852638 | node_1350982_758_15310950_65 | 0.033 | unb_TAPWIRE_OH | 8109806 | no | no |  |  | no |  |  | 0 | 0 | 0 | 0
oh_line_TAP_OH_903585 |  | AN | node_8109806_200852646 | node_1351448_356_15311806_11 | 0.033 | unb_TAPWIRE_OH | 8109806 | no | no |  |  | no |  |  | 0 | 0 | 0 | 0
oh_line_TAP_OH_903586 |  | AN | node_8109806_200852649 | node_1351498_189_15312251_55 | 0.033 | unb_TAPWIRE_OH | 8109806 | no | no |  |  | no |  |  | 0 | 0 | 0 | 0
oh_line_TAP_OH_903587 |  | ABCN | node_8109806_200852658 | node_1351471_541_15311351_426 | 0.033 | unb_TAPWIRE_OH | 8109806 | no | no |  |  | no |  |  | 0 | 0 | 0 | 0
oh_line_TAP_OH_903588 |  | ABCN | node_8109806_200852660 | node_1351621_439_15311264_698 | 0.033 | unb_TAPWIRE_OH | 8109806 | no | no |  |  | no |  |  | 0 | 0 | 0 | 0
oh_line_TAP_OH_903589 |  | AN | node_8109806_200852662 | node_1351808_558_15311380_06 | 0.033 | unb_TAPWIRE_OH | 8109806 | no | no |  |  | no |  |  | 0 | 0 | 0 | 0
oh_line_TAP_OH_903590 |  | ABCN | node_8109806_200852667 | node_1352271_423_15311137_213 | 0.033 | unb_TAPWIRE_OH | 8109806 | no | no |  |  | no |  |  | 0 | 0 | 0 | 0
oh_line_TAP_OH_903592 |  | ABCN | node_8109806_200852676 | node_1353071_409_15311946_09 | 0.033 | unb_TAPWIRE_OH | 8109806 | no | no |  |  | no |  |  | 0 | 0 | 0 | 0
oh_line_TAP_OH_903593 |  | AN | node_8109806_200852680 | node_1353481_758_15312228_685 | 0.033 | unb_TAPWIRE_OH | 8109806 | no | no |  |  | no |  |  | 0 | 0 | 0 | 0
oh_line_TAP_OH_903594 |  | AN | node_8109806_200852682 | node_1353908_566_15312302_759 | 0.033 | unb_TAPWIRE_OH | 8109806 | no | no |  |  | no |  |  | 0 | 0 | 0 | 0
oh_line_TAP_OH_903769 |  | AN | node_8109806_200853467 | node_1350449_169_15298293_878 | 0.033 | unb_TAPWIRE_OH | 8109806 | no | no |  |  | no |  |  | 0 | 0 | 0 | 0
oh_line_TAP_OH_903770 |  | AN | node_8109806_200853468 | node_1350553_97_15298079_704 | 0.033 | unb_TAPWIRE_OH | 8109806 | no | no |  |  | no |  |  | 0 | 0 | 0 | 0
oh_line_TAP_OH_903793 |  | AN | node_8109806_200853573 | node_1350236_72_15297427_9 | 0.033 | unb_TAPWIRE_OH | 8109806 | no | no |  |  | no |  |  | 0 | 0 | 0 | 0
oh_line_TAP_OH_903794 |  | AN | node_8109806_200853579 | node_1350714_291_15297665_915 | 0.033 | unb_TAPWIRE_OH | 8109806 | no | no |  |  | no |  |  | 0 | 0 | 0 | 0
oh_line_TAP_OH_903795 |  | AN | node_8109806_200853581 | node_1350325_598_15297960_342 | 0.033 | unb_TAPWIRE_OH | 8109806 | no | no |  |  | no |  |  | 0 | 0 | 0 | 0
oh_line_TAP_OH_903796 |  | AN | node_8109806_200853587 | node_1350456_765_15297317_631 | 0.033 | unb_TAPWIRE_OH | 8109806 | no | no |  |  | no |  |  | 0 | 0 | 0 | 0
oh_line_TAP_OH_903797 |  | ABCN | node_8109806_200853599 | node_1348639_697_15297840_561 | 0.033 | unb_TAPWIRE_OH | 8109806 | no | no |  |  | no |  |  | 0 | 0 | 0 | 0
oh_line_TAP_OH_903798 |  | ABCN | node_8109806_200853603 | node_1348294_268_15297937_066 | 0.033 | unb_TAPWIRE_OH | 8109806 | no | no |  |  | no |  |  | 0 | 0 | 0 | 0
oh_line_TAP_OH_903799 |  | ABCN | node_8109806_200853607 | node_1347769_837_15298031_012 | 0.033 | unb_TAPWIRE_OH | 8109806 | no | no |  |  | no |  |  | 0 | 0 | 0 | 0
oh_line_TAP_OH_903800 |  | ABCN | node_8109806_200853612 | node_1347342_204_15298155_822 | 0.033 | unb_TAPWIRE_OH | 8109806 | no | no |  |  | no |  |  | 0 | 0 | 0 | 0
oh_line_TAP_OH_903801 |  | ABCN | node_8109806_200853615 | node_1346937_794_15298303_722 | 0.033 | unb_TAPWIRE_OH | 8109806 | no | no |  |  | no |  |  | 0 | 0 | 0 | 0
oh_line_TAP_OH_903802 |  | ABCN | node_8109806_200853618 | node_1346693_978_15298480_8 | 0.033 | unb_TAPWIRE_OH | 8109806 | no | no |  |  | no |  |  | 0 | 0 | 0 | 0
oh_line_TAP_OH_903803 |  | ABCN | node_8109806_200853622 | node_1346368_794_15298692_916 | 0.033 | unb_TAPWIRE_OH | 8109806 | no | no |  |  | no |  |  | 0 | 0 | 0 | 0
oh_line_TAP_OH_903805 |  | ABCN | node_8109806_200853628 | node_1345916_97_15299316_984 | 0.033 | unb_TAPWIRE_OH | 8109806 | no | no |  |  | no |  |  | 0 | 0 | 0 | 0
oh_line_TAP_OH_903806 |  | ABCN | node_8109806_200853629 | node_1349611_515_15297363_809 | 0.033 | unb_TAPWIRE_OH | 8109806 | no | no |  |  | no |  |  | 0 | 0 | 0 | 0
oh_line_TAP_OH_903807 |  | ABCN | node_8109806_200853632 | node_1345555_779_15299522_415 | 0.033 | unb_TAPWIRE_OH | 8109806 | no | no |  |  | no |  |  | 0 | 0 | 0 | 0
oh_line_TAP_OH_903808 |  | ABCN | node_8109806_200853638 | node_1345066_629_15299694_269 | 0.033 | unb_TAPWIRE_OH | 8109806 | no | no |  |  | no |  |  | 0 | 0 | 0 | 0
oh_line_TAP_OH_903809 |  | ABCN | node_8109806_200853642 | node_1344675_289_15299752_713 | 0.033 | unb_TAPWIRE_OH | 8109806 | no | no |  |  | no |  |  | 0 | 0 | 0 | 0
oh_line_TAP_OH_903811 |  | ABCN | node_8109806_200853652 | node_1343251_497_15299354_818 | 0.033 | unb_TAPWIRE_OH | 8109806 | no | no |  |  | no |  |  | 0 | 0 | 0 | 0
oh_line_TAP_OH_903812 |  | ABCN | node_8109806_200853655 | node_1343072_724_15299176_915 | 0.033 | unb_TAPWIRE_OH | 8109806 | no | no |  |  | no |  |  | 0 | 0 | 0 | 0
oh_line_TAP_OH_903813 |  | ABCN | node_8109806_200853658 | node_1342880_396_15299091_28 | 0.033 | unb_TAPWIRE_OH | 8109806 | no | no |  |  | no |  |  | 0 | 0 | 0 | 0
oh_line_TAP_OH_903814 |  | ABCN | node_8109806_200853665 | node_1342182_308_15298965_077 | 0.033 | unb_TAPWIRE_OH | 8109806 | no | no |  |  | no |  |  | 0 | 0 | 0 | 0
oh_line_TAP_OH_903815 |  | ABCN | node_8109806_200853667 | node_1341948_058_15298894_264 | 0.033 | unb_TAPWIRE_OH | 8109806 | no | no |  |  | no |  |  | 0 | 0 | 0 | 0
oh_line_TAP_OH_903816 |  | AN | node_8109806_200853672 | node_1341423_3_15298984_241 | 0.033 | unb_TAPWIRE_OH | 8109806 | no | no |  |  | no |  |  | 0 | 0 | 0 | 0
oh_line_TAP_OH_903817 |  | AN | node_8109806_200853675 | node_1340896_84_15298627_794 | 0.033 | unb_TAPWIRE_OH | 8109806 | no | no |  |  | no |  |  | 0 | 0 | 0 | 0
oh_line_TAP_OH_903818 |  | AN | node_8109806_200853677 | node_1340373_576_15298439_243 | 0.033 | unb_TAPWIRE_OH | 8109806 | no | no |  |  | no |  |  | 0 | 0 | 0 | 0
oh_line_TAP_OH_903820 |  | AN | node_8109806_200853680 | node_1339685_989_15298139_336 | 0.033 | unb_TAPWIRE_OH | 8109806 | no | no |  |  | no |  |  | 0 | 0 | 0 | 0
oh_line_TAP_OH_903821 |  | AN | node_8109806_200853682 | node_1339423_526_15298022_861 | 0.033 | unb_TAPWIRE_OH | 8109806 | no | no |  |  | no |  |  | 0 | 0 | 0 | 0
oh_line_TAP_OH_903822 |  | AN | node_8109806_200853683 | node_1339055_412_15298008_531 | 0.033 | unb_TAPWIRE_OH | 8109806 | no | no |  |  | no |  |  | 0 | 0 | 0 | 0
oh_line_TAP_OH_903823 |  | AN | node_8109806_200853694 | node_1344993_097_15309485_291 | 0.033 | unb_TAPWIRE_OH | 8109806 | no | no |  |  | no |  |  | 0 | 0 | 0 | 0
oh_line_TAP_OH_903824 |  | AN | node_8109806_200853695 | node_1344937_733_15310050_15 | 0.033 | unb_TAPWIRE_OH | 8109806 | no | no |  |  | no |  |  | 0 | 0 | 0 | 0
oh_line_TAP_OH_903825 |  | AN | node_8109806_200853696 | node_1345321_044_15310563_871 | 0.033 | unb_TAPWIRE_OH | 8109806 | no | no |  |  | no |  |  | 0 | 0 | 0 | 0
oh_line_TAP_OH_903826 |  | AN | node_8109806_200853697 | node_1345978_009_15310278_8 | 0.033 | unb_TAPWIRE_OH | 8109806 | no | no |  |  | no |  |  | 0 | 0 | 0 | 0
oh_line_TAP_OH_903827 |  | AN | node_8109806_200853700 | node_1345998_837_15299643_013 | 0.033 | unb_TAPWIRE_OH | 8109806 | no | no |  |  | no |  |  | 0 | 0 | 0 | 0
oh_line_TAP_OH_903828 |  | ABCN | node_8109806_200853704 | node_1345628_981_15302697_017 | 0.033 | unb_TAPWIRE_OH | 8109806 | no | no |  |  | no |  |  | 0 | 0 | 0 | 0
oh_line_TAP_OH_903830 |  | ABCN | node_8109806_200853707 | node_1345543_586_15303069_009 | 0.033 | unb_TAPWIRE_OH | 8109806 | no | no |  |  | no |  |  | 0 | 0 | 0 | 0
oh_line_TAP_OH_903831 |  | ABCN | node_8109806_200853710 | node_1345665_039_15303410_103 | 0.033 | unb_TAPWIRE_OH | 8109806 | no | no |  |  | no |  |  | 0 | 0 | 0 | 0
oh_line_TAP_OH_903832 |  | ABCN | node_8109806_200853712 | node_1345658_231_15303722_479 | 0.033 | unb_TAPWIRE_OH | 8109806 | no | no |  |  | no |  |  | 0 | 0 | 0 | 0
oh_line_TAP_OH_903833 |  | ABCN | node_8109806_200853713 | node_1345651_596_15303892_247 | 0.033 | unb_TAPWIRE_OH | 8109806 | no | no |  |  | no |  |  | 0 | 0 | 0 | 0
oh_line_TAP_OH_903834 |  | ABCN | node_8109806_200853715 | node_1345647_8_15304203_675 | 0.033 | unb_TAPWIRE_OH | 8109806 | no | no |  |  | no |  |  | 0 | 0 | 0 | 0
oh_line_TAP_OH_903835 |  | ABCN | node_8109806_200853718 | node_1345640_575_15304622_722 | 0.033 | unb_TAPWIRE_OH | 8109806 | no | no |  |  | no |  |  | 0 | 0 | 0 | 0
oh_line_TAP_OH_903836 |  | ABCN | node_8109806_200853720 | node_1345500_562_15304857_278 | 0.033 | unb_TAPWIRE_OH | 8109806 | no | no |  |  | no |  |  | 0 | 0 | 0 | 0
oh_line_TAP_OH_903838 |  | ABCN | node_8109806_200853728 | node_1345107_758_15305326_769 | 0.033 | unb_TAPWIRE_OH | 8109806 | no | no |  |  | no |  |  | 0 | 0 | 0 | 0
oh_line_TAP_OH_903839 |  | ABCN | node_8109806_200853732 | node_1344816_877_15305700_653 | 0.033 | unb_TAPWIRE_OH | 8109806 | no | no |  |  | no |  |  | 0 | 0 | 0 | 0
oh_line_TAP_OH_903840 |  | ABCN | node_8109806_200853736 | node_1344584_406_15305876_422 | 0.033 | unb_TAPWIRE_OH | 8109806 | no | no |  |  | no |  |  | 0 | 0 | 0 | 0
oh_line_TAP_OH_903841 |  | ABCN | node_8109806_200853738 | node_1344451_492_15306136_507 | 0.033 | unb_TAPWIRE_OH | 8109806 | no | no |  |  | no |  |  | 0 | 0 | 0 | 0
oh_line_TAP_OH_903842 |  | AN | node_8109806_200853741 | node_1344019_173_15305820_358 | 0.033 | unb_TAPWIRE_OH | 8109806 | no | no |  |  | no |  |  | 0 | 0 | 0 | 0
oh_line_TAP_OH_903843 |  | ABCN | node_8109806_200853743 | node_1344316_353_15306387_889 | 0.033 | unb_TAPWIRE_OH | 8109806 | no | no |  |  | no |  |  | 0 | 0 | 0 | 0
oh_line_TAP_OH_903844 |  | AN | node_8109806_200853744 | node_1344732_774_15306431_825 | 0.033 | unb_TAPWIRE_OH | 8109806 | no | no |  |  | no |  |  | 0 | 0 | 0 | 0
oh_line_TAP_OH_903845 |  | AN | node_8109806_200853745 | node_1344974_681_15306540_481 | 0.033 | unb_TAPWIRE_OH | 8109806 | no | no |  |  | no |  |  | 0 | 0 | 0 | 0
oh_line_TAP_OH_903846 |  | AN | node_8109806_200853748 | node_1346000_993_15306718_002 | 0.033 | unb_TAPWIRE_OH | 8109806 | no | no |  |  | no |  |  | 0 | 0 | 0 | 0
oh_line_TAP_OH_903847 |  | ABCN | node_8109806_200853749 | node_1344306_937_15306696_405 | 0.033 | unb_TAPWIRE_OH | 8109806 | no | no |  |  | no |  |  | 0 | 0 | 0 | 0
oh_line_TAP_OH_903848 |  | ABCN | node_8109806_200853750 | node_1344275_545_15306828_704 | 0.033 | unb_TAPWIRE_OH | 8109806 | no | no |  |  | no |  |  | 0 | 0 | 0 | 0
oh_line_TAP_OH_903849 |  | ABCN | node_8109806_200853757 | node_1345692_669_15300597_581 | 0.033 | unb_TAPWIRE_OH | 8109806 | no | no |  |  | no |  |  | 0 | 0 | 0 | 0
oh_line_TAP_OH_903850 |  | ABCN | node_8109806_200853758 | node_1344271_286_15307206_34 | 0.033 | unb_TAPWIRE_OH | 8109806 | no | no |  |  | no |  |  | 0 | 0 | 0 | 0
oh_line_TAP_OH_903851 |  | AN | node_8109806_200853761 | node_1344660_894_15307569_468 | 0.033 | unb_TAPWIRE_OH | 8109806 | no | no |  |  | no |  |  | 0 | 0 | 0 | 0
oh_line_TAP_OH_903852 |  | ABCN | node_8109806_200853762 | node_1344207_656_15307811_241 | 0.033 | unb_TAPWIRE_OH | 8109806 | no | no |  |  | no |  |  | 0 | 0 | 0 | 0
oh_line_TAP_OH_903853 |  | ABCN | node_8109806_200853768 | node_1344206_443_15308758_737 | 0.033 | unb_TAPWIRE_OH | 8109806 | no | no |  |  | no |  |  | 0 | 0 | 0 | 0
oh_line_TAP_OH_903854 |  | ABCN | node_8109806_200853769 | node_1344299_936_15309001_333 | 0.033 | unb_TAPWIRE_OH | 8109806 | no | no |  |  | no |  |  | 0 | 0 | 0 | 0
oh_line_TAP_OH_903855 |  | ABCN | node_8109806_200853774 | node_1345617_526_15301046_193 | 0.033 | unb_TAPWIRE_OH | 8109806 | no | no |  |  | no |  |  | 0 | 0 | 0 | 0
oh_line_TAP_OH_903856 |  | ABCN | node_8109806_200853778 | node_1344595_862_15309766_829 | 0.033 | unb_TAPWIRE_OH | 8109806 | no | no |  |  | no |  |  | 0 | 0 | 0 | 0
oh_line_TAP_OH_903857 |  | ABCN | node_8109806_200853779 | node_1344599_012_15310049_772 | 0.033 | unb_TAPWIRE_OH | 8109806 | no | no |  |  | no |  |  | 0 | 0 | 0 | 0
oh_line_TAP_OH_903858 |  | ABCN | node_8109806_200853786 | node_1345101_178_15310637_654 | 0.033 | unb_TAPWIRE_OH | 8109806 | no | no |  |  | no |  |  | 0 | 0 | 0 | 0
oh_line_TAP_OH_903859 |  | ABCN | node_8109806_200853787 | node_1345309_576_15310698_258 | 0.033 | unb_TAPWIRE_OH | 8109806 | no | no |  |  | no |  |  | 0 | 0 | 0 | 0
oh_line_TAP_OH_903860 |  | ABCN | node_8109806_200853794 | node_1345856_106_15311145_277 | 0.033 | unb_TAPWIRE_OH | 8109806 | no | no |  |  | no |  |  | 0 | 0 | 0 | 0
oh_line_TAP_OH_903861 |  | ABCN | node_8109806_200853796 | node_1346195_604_15311421_89 | 0.033 | unb_TAPWIRE_OH | 8109806 | no | no |  |  | no |  |  | 0 | 0 | 0 | 0
oh_line_TAP_OH_903862 |  | ABCN | node_8109806_200853797 | node_1346238_669_15311712_695 | 0.033 | unb_TAPWIRE_OH | 8109806 | no | no |  |  | no |  |  | 0 | 0 | 0 | 0
oh_line_TAP_OH_903863 |  | ABCN | node_8109806_200853800 | node_1346514_271_15312096_921 | 0.033 | unb_TAPWIRE_OH | 8109806 | no | no |  |  | no |  |  | 0 | 0 | 0 | 0
oh_line_TAP_OH_903864 |  | ABCN | node_8109806_200853802 | node_1346718_347_15312284_701 | 0.033 | unb_TAPWIRE_OH | 8109806 | no | no |  |  | no |  |  | 0 | 0 | 0 | 0
oh_line_TAP_OH_903865 |  | AN | node_8109806_200853803 | node_1346859_612_15312099_195 | 0.033 | unb_TAPWIRE_OH | 8109806 | no | no |  |  | no |  |  | 0 | 0 | 0 | 0
oh_line_TAP_OH_903866 |  | ABCN | node_8109806_200853806 | node_1347290_054_15312395_435 | 0.033 | unb_TAPWIRE_OH | 8109806 | no | no |  |  | no |  |  | 0 | 0 | 0 | 0
oh_line_TAP_OH_903867 |  | ABCN | node_8109806_200853808 | node_1345666_139_15301714_661 | 0.033 | unb_TAPWIRE_OH | 8109806 | no | no |  |  | no |  |  | 0 | 0 | 0 | 0
oh_line_TAP_OH_903868 |  | ABCN | node_8109806_200853810 | node_1347746_885_15312467_263 | 0.033 | unb_TAPWIRE_OH | 8109806 | no | no |  |  | no |  |  | 0 | 0 | 0 | 0
oh_line_TAP_OH_903869 |  | ABCN | node_8109806_200853819 | node_1345653_815_15302143_981 | 0.033 | unb_TAPWIRE_OH | 8109806 | no | no |  |  | no |  |  | 0 | 0 | 0 | 0
oh_line_TAP_OH_903881 |  | AN | node_8109806_200853880 | node_1350076_17_15295978_024 | 0.033 | unb_TAPWIRE_OH | 8109806 | no | no |  |  | no |  |  | 0 | 0 | 0 | 0
oh_line_TAP_OH_903882 |  | AN | node_8109806_200853886 | node_1349787_794_15296650_418 | 0.033 | unb_TAPWIRE_OH | 8109806 | no | no |  |  | no |  |  | 0 | 0 | 0 | 0
oh_line_TAP_OH_903883 |  | AN | node_8109806_200853890 | node_1349721_889_15296274_31 | 0.033 | unb_TAPWIRE_OH | 8109806 | no | no |  |  | no |  |  | 0 | 0 | 0 | 0
oh_line_TAP_OH_903884 |  | AN | node_8109806_200853894 | node_1349671_273_15295775_976 | 0.033 | unb_TAPWIRE_OH | 8109806 | no | no |  |  | no |  |  | 0 | 0 | 0 | 0
oh_line_TAP_OH_903886 |  | AN | node_8109806_200853903 | node_1349289_883_15295930_639 | 0.033 | unb_TAPWIRE_OH | 8109806 | no | no |  |  | no |  |  | 0 | 0 | 0 | 0
oh_line_TAP_OH_914614 |  | AN | node_8109806_200891539 | node_1336388_895_15329217_79 | 0.033 | unb_TAPWIRE_OH | 8109806 | no | no |  |  | no |  |  | 0 | 0 | 0 | 0
oh_line_TAP_OH_914615 |  | AN | node_8109806_200891540 | node_1336371_984_15329582_465 | 0.033 | unb_TAPWIRE_OH | 8109806 | no | no |  |  | no |  |  | 0 | 0 | 0 | 0
oh_line_TAP_OH_914616 |  | AN | node_8109806_200891542 | node_1339292_256_15329266_566 | 0.033 | unb_TAPWIRE_OH | 8109806 | no | no |  |  | no |  |  | 0 | 0 | 0 | 0
oh_line_TAP_OH_914617 |  | AN | node_8109806_200891544 | node_1339588_839_15329279_239 | 0.033 | unb_TAPWIRE_OH | 8109806 | no | no |  |  | no |  |  | 0 | 0 | 0 | 0
oh_line_TAP_OH_914618 |  | AN | node_8109806_200891547 | node_1339543_774_15329795_347 | 0.033 | unb_TAPWIRE_OH | 8109806 | no | no |  |  | no |  |  | 0 | 0 | 0 | 0
oh_line_TAP_OH_914619 |  | AN | node_8109806_200891548 | node_1339907_119_15329299_255 | 0.033 | unb_TAPWIRE_OH | 8109806 | no | no |  |  | no |  |  | 0 | 0 | 0 | 0
oh_line_TAP_OH_914620 |  | AN | node_8109806_200891550 | node_1340285_203_15329538_713 | 0.033 | unb_TAPWIRE_OH | 8109806 | no | no |  |  | no |  |  | 0 | 0 | 0 | 0
oh_line_TAP_OH_914621 |  | AN | node_8109806_200891552 | node_1340091_454_15329775_376 | 0.033 | unb_TAPWIRE_OH | 8109806 | no | no |  |  | no |  |  | 0 | 0 | 0 | 0
oh_line_TAP_OH_914622 |  | AN | node_8109806_200891553 | node_1340496_647_15329317_835 | 0.033 | unb_TAPWIRE_OH | 8109806 | no | no |  |  | no |  |  | 0 | 0 | 0 | 0
oh_line_TAP_OH_914623 |  | AN | node_8109806_200891555 | node_1340718_785_15329372_222 | 0.033 | unb_TAPWIRE_OH | 8109806 | no | no |  |  | no |  |  | 0 | 0 | 0 | 0
oh_line_TAP_OH_914624 |  | AN | node_8109806_200891556 | node_1340703_567_15329617_039 | 0.033 | unb_TAPWIRE_OH | 8109806 | no | no |  |  | no |  |  | 0 | 0 | 0 | 0
oh_line_TAP_OH_914625 |  | AN | node_8109806_200891557 | node_1336581_51_15329221_263 | 0.033 | unb_TAPWIRE_OH | 8109806 | no | no |  |  | no |  |  | 0 | 0 | 0 | 0
oh_line_TAP_OH_914626 |  | AN | node_8109806_200891558 | node_1336791_873_15329228_442 | 0.033 | unb_TAPWIRE_OH | 8109806 | no | no |  |  | no |  |  | 0 | 0 | 0 | 0
oh_line_TAP_OH_914627 |  | AN | node_8109806_200891559 | node_1336995_438_15329301_664 | 0.033 | unb_TAPWIRE_OH | 8109806 | no | no |  |  | no |  |  | 0 | 0 | 0 | 0
oh_line_TAP_OH_914628 |  | AN | node_8109806_200891561 | node_1337367_683_15329316_311 | 0.033 | unb_TAPWIRE_OH | 8109806 | no | no |  |  | no |  |  | 0 | 0 | 0 | 0
oh_line_TAP_OH_914629 |  | AN | node_8109806_200891562 | node_1337466_816_15329203_145 | 0.033 | unb_TAPWIRE_OH | 8109806 | no | no |  |  | no |  |  | 0 | 0 | 0 | 0
oh_line_TAP_OH_914630 |  | AN | node_8109806_200891563 | node_1337773_455_15329213_125 | 0.033 | unb_TAPWIRE_OH | 8109806 | no | no |  |  | no |  |  | 0 | 0 | 0 | 0
oh_line_TAP_OH_914631 |  | AN | node_8109806_200891564 | node_1338074_321_15329234_675 | 0.033 | unb_TAPWIRE_OH | 8109806 | no | no |  |  | no |  |  | 0 | 0 | 0 | 0
oh_line_TAP_OH_914632 |  | AN | node_8109806_200891565 | node_1338376_242_15329232_033 | 0.033 | unb_TAPWIRE_OH | 8109806 | no | no |  |  | no |  |  | 0 | 0 | 0 | 0
oh_line_TAP_OH_914633 |  | AN | node_8109806_200891567 | node_1338673_234_15329310_472 | 0.033 | unb_TAPWIRE_OH | 8109806 | no | no |  |  | no |  |  | 0 | 0 | 0 | 0
oh_line_TAP_OH_914634 |  | AN | node_8109806_200891570 | node_1338637_398_15328967_593 | 0.033 | unb_TAPWIRE_OH | 8109806 | no | no |  |  | no |  |  | 0 | 0 | 0 | 0
oh_line_TAP_OH_914647 |  | AN | node_8109806_310004778 | node_1335318_375_15330153_507 | 0.033 | unb_TAPWIRE_OH | 8109806 | no | no |  |  | no |  |  | 0 | 0 | 0 | 0
oh_line_TAP_OH_914648 |  | AN | node_8109806_200891597 | node_1337867_542_15325238_04 | 0.033 | unb_TAPWIRE_OH | 8109806 | no | no |  |  | no |  |  | 0 | 0 | 0 | 0
oh_line_TAP_OH_914649 |  | AN | node_8109806_200891600 | node_1337724_397_15325776_063 | 0.033 | unb_TAPWIRE_OH | 8109806 | no | no |  |  | no |  |  | 0 | 0 | 0 | 0
oh_line_TAP_OH_914650 |  | AN | node_8109806_200891602 | node_1337571_258_15326329_56 | 0.033 | unb_TAPWIRE_OH | 8109806 | no | no |  |  | no |  |  | 0 | 0 | 0 | 0
oh_line_TAP_OH_914652 |  | AN | node_8109806_200891608 | node_1336689_182_15328479_523 | 0.033 | unb_TAPWIRE_OH | 8109806 | no | no |  |  | no |  |  | 0 | 0 | 0 | 0
oh_line_TAP_OH_914653 |  | AN | node_8109806_200891611 | node_1336607_295_15328782_798 | 0.033 | unb_TAPWIRE_OH | 8109806 | no | no |  |  | no |  |  | 0 | 0 | 0 | 0
oh_line_TAP_OH_914654 |  | AN | node_8109806_200891614 | node_1336191_933_15329758_377 | 0.033 | unb_TAPWIRE_OH | 8109806 | no | no |  |  | no |  |  | 0 | 0 | 0 | 0
oh_line_TAP_OH_914655 |  | AN | node_8109806_200891618 | node_1336086_286_15330493_513 | 0.033 | unb_TAPWIRE_OH | 8109806 | no | no |  |  | no |  |  | 0 | 0 | 0 | 0
oh_line_TAP_OH_914656 |  | AN | node_8109806_200891622 | node_1335096_947_15331133_396 | 0.033 | unb_TAPWIRE_OH | 8109806 | no | no |  |  | no |  |  | 0 | 0 | 0 | 0
oh_line_TAP_OH_914657 |  | AN | node_8109806_200891626 | node_1336169_274_15331513_711 | 0.033 | unb_TAPWIRE_OH | 8109806 | no | no |  |  | no |  |  | 0 | 0 | 0 | 0
oh_line_TAP_OH_914658 |  | AN | node_8109806_200891627 | node_1336481_716_15331565_948 | 0.033 | unb_TAPWIRE_OH | 8109806 | no | no |  |  | no |  |  | 0 | 0 | 0 | 0
oh_line_TAP_OH_914659 |  | AN | node_8109806_200891628 | node_1335321_254_15331787_717 | 0.033 | unb_TAPWIRE_OH | 8109806 | no | no |  |  | no |  |  | 0 | 0 | 0 | 0
oh_line_TAP_OH_914660 |  | AN | node_8109806_200891630 | node_1335317_637_15331954_223 | 0.033 | unb_TAPWIRE_OH | 8109806 | no | no |  |  | no |  |  | 0 | 0 | 0 | 0
oh_line_TAP_OH_915458 |  | AN | node_8109806_200894810 | node_1336883_617_15307849_245 | 0.033 | unb_TAPWIRE_OH | 8109806 | no | no |  |  | no |  |  | 0 | 0 | 0 | 0
oh_line_TAP_OH_915459 |  | AN | node_8109806_200894811 | node_1336473_279_15307980_295 | 0.033 | unb_TAPWIRE_OH | 8109806 | no | no |  |  | no |  |  | 0 | 0 | 0 | 0
oh_line_TAP_OH_915460 |  | AN | node_8109806_200894812 | node_1336108_545_15307984_42 | 0.033 | unb_TAPWIRE_OH | 8109806 | no | no |  |  | no |  |  | 0 | 0 | 0 | 0
oh_line_TAP_OH_915461 |  | AN | node_8109806_200894814 | node_1335487_452_15307942_476 | 0.033 | unb_TAPWIRE_OH | 8109806 | no | no |  |  | no |  |  | 0 | 0 | 0 | 0
oh_line_TAP_OH_915462 |  | AN | node_8109806_200894816 | node_1335006_796_15307872_367 | 0.033 | unb_TAPWIRE_OH | 8109806 | no | no |  |  | no |  |  | 0 | 0 | 0 | 0
oh_line_TAP_OH_915463 |  | AN | node_8109806_200894818 | node_1335012_294_15308373_567 | 0.033 | unb_TAPWIRE_OH | 8109806 | no | no |  |  | no |  |  | 0 | 0 | 0 | 0
oh_line_TAP_OH_915464 |  | AN | node_8109806_200894819 | node_1335234_449_15307771_911 | 0.033 | unb_TAPWIRE_OH | 8109806 | no | no |  |  | no |  |  | 0 | 0 | 0 | 0
oh_line_TAP_OH_915465 |  | AN | node_8109806_200894820 | node_1334983_083_15307819_024 | 0.033 | unb_TAPWIRE_OH | 8109806 | no | no |  |  | no |  |  | 0 | 0 | 0 | 0
oh_line_TAP_OH_915466 |  | AN | node_8109806_200894821 | node_1334770_948_15307823_123 | 0.033 | unb_TAPWIRE_OH | 8109806 | no | no |  |  | no |  |  | 0 | 0 | 0 | 0
oh_line_TAP_OH_915467 |  | AN | node_8109806_200894823 | node_1334489_837_15307687_705 | 0.033 | unb_TAPWIRE_OH | 8109806 | no | no |  |  | no |  |  | 0 | 0 | 0 | 0
oh_line_TAP_OH_915468 |  | AN | node_8109806_200894827 | node_1333907_179_15307346_851 | 0.033 | unb_TAPWIRE_OH | 8109806 | no | no |  |  | no |  |  | 0 | 0 | 0 | 0
oh_line_TAP_OH_915469 |  | AN | node_8109806_200894829 | node_1333468_563_15306715_234 | 0.033 | unb_TAPWIRE_OH | 8109806 | no | no |  |  | no |  |  | 0 | 0 | 0 | 0
oh_line_TAP_OH_915470 |  | AN | node_8109806_200894832 | node_1335986_653_15300073_387 | 0.033 | unb_TAPWIRE_OH | 8109806 | no | no |  |  | no |  |  | 0 | 0 | 0 | 0
oh_line_TAP_OH_915471 |  | AN | node_8109806_200894833 | node_1335992_082_15300480_293 | 0.033 | unb_TAPWIRE_OH | 8109806 | no | no |  |  | no |  |  | 0 | 0 | 0 | 0
oh_line_TAP_OH_915472 |  | AN | node_8109806_200894835 | node_1336846_365_15304075_832 | 0.033 | unb_TAPWIRE_OH | 8109806 | no | no |  |  | no |  |  | 0 | 0 | 0 | 0
oh_line_TAP_OH_915473 |  | AN | node_8109806_200894836 | node_1337077_388_15304087_782 | 0.033 | unb_TAPWIRE_OH | 8109806 | no | no |  |  | no |  |  | 0 | 0 | 0 | 0
oh_line_TAP_OH_915474 |  | AN | node_8109806_200894837 | node_1337062_302_15304583_351 | 0.033 | unb_TAPWIRE_OH | 8109806 | no | no |  |  | no |  |  | 0 | 0 | 0 | 0
oh_line_TAP_OH_915475 |  | AN | node_8109806_200894838 | node_1336758_875_15304612_721 | 0.033 | unb_TAPWIRE_OH | 8109806 | no | no |  |  | no |  |  | 0 | 0 | 0 | 0
oh_line_TAP_OH_915476 |  | AN | node_8109806_200894839 | node_1337044_056_15304985_599 | 0.033 | unb_TAPWIRE_OH | 8109806 | no | no |  |  | no |  |  | 0 | 0 | 0 | 0
oh_line_TAP_OH_915477 |  | AN | node_8109806_200894840 | node_1337029_932_15305404_515 | 0.033 | unb_TAPWIRE_OH | 8109806 | no | no |  |  | no |  |  | 0 | 0 | 0 | 0
oh_line_TAP_OH_915478 |  | AN | node_8109806_200894841 | node_1336897_606_15305647_21 | 0.033 | unb_TAPWIRE_OH | 8109806 | no | no |  |  | no |  |  | 0 | 0 | 0 | 0
oh_line_TAP_OH_915479 |  | AN | node_8109806_200894842 | node_1336957_333_15306038_293 | 0.033 | unb_TAPWIRE_OH | 8109806 | no | no |  |  | no |  |  | 0 | 0 | 0 | 0
oh_line_TAP_OH_915480 |  | AN | node_8109806_200894843 | node_1336962_581_15306427_987 | 0.033 | unb_TAPWIRE_OH | 8109806 | no | no |  |  | no |  |  | 0 | 0 | 0 | 0
oh_line_TAP_OH_915481 |  | AN | node_8109806_200894844 | node_1336951_201_15306763_948 | 0.033 | unb_TAPWIRE_OH | 8109806 | no | no |  |  | no |  |  | 0 | 0 | 0 | 0
oh_line_TAP_OH_915482 |  | AN | node_8109806_200894845 | node_1336912_233_15307089_998 | 0.033 | unb_TAPWIRE_OH | 8109806 | no | no |  |  | no |  |  | 0 | 0 | 0 | 0
oh_line_TAP_OH_915483 |  | AN | node_8109806_200894848 | node_1335898_105_15301193_765 | 0.033 | unb_TAPWIRE_OH | 8109806 | no | no |  |  | no |  |  | 0 | 0 | 0 | 0
oh_line_TAP_OH_915484 |  | AN | node_8109806_200894849 | node_1336127_822_15301561_797 | 0.033 | unb_TAPWIRE_OH | 8109806 | no | no |  |  | no |  |  | 0 | 0 | 0 | 0
oh_line_TAP_OH_915485 |  | AN | node_8109806_200894850 | node_1336258_105_15301802_202 | 0.033 | unb_TAPWIRE_OH | 8109806 | no | no |  |  | no |  |  | 0 | 0 | 0 | 0
oh_line_TAP_OH_915486 |  | AN | node_8109806_200894851 | node_1336296_613_15302064_025 | 0.033 | unb_TAPWIRE_OH | 8109806 | no | no |  |  | no |  |  | 0 | 0 | 0 | 0
oh_line_TAP_OH_915487 |  | AN | node_8109806_200894853 | node_1336545_42_15302392_226 | 0.033 | unb_TAPWIRE_OH | 8109806 | no | no |  |  | no |  |  | 0 | 0 | 0 | 0
oh_line_TAP_OH_915488 |  | AN | node_8109806_200894854 | node_1336745_284_15302568_494 | 0.033 | unb_TAPWIRE_OH | 8109806 | no | no |  |  | no |  |  | 0 | 0 | 0 | 0
oh_line_TAP_OH_915489 |  | AN | node_8109806_200894858 | node_1337019_775_15302934_267 | 0.033 | unb_TAPWIRE_OH | 8109806 | no | no |  |  | no |  |  | 0 | 0 | 0 | 0
oh_line_TAP_OH_915490 |  | AN | node_8109806_200894860 | node_1337067_991_15303334_317 | 0.033 | unb_TAPWIRE_OH | 8109806 | no | no |  |  | no |  |  | 0 | 0 | 0 | 0
oh_line_TAP_OH_915491 |  | AN | node_8109806_200894862 | node_1337081_804_15303753_5 | 0.033 | unb_TAPWIRE_OH | 8109806 | no | no |  |  | no |  |  | 0 | 0 | 0 | 0
oh_line_TAP_OH_915492 |  | AN | node_8109806_200894869 | node_1335626_489_15311267_346 | 0.033 | unb_TAPWIRE_OH | 8109806 | no | no |  |  | no |  |  | 0 | 0 | 0 | 0
oh_line_TAP_OH_915493 |  | AN | node_8109806_200894870 | node_1335287_468_15311191_642 | 0.033 | unb_TAPWIRE_OH | 8109806 | no | no |  |  | no |  |  | 0 | 0 | 0 | 0
oh_line_TAP_OH_915494 |  | AN | node_8109806_200894873 | node_1336376_773_15311556_829 | 0.033 | unb_TAPWIRE_OH | 8109806 | no | no |  |  | no |  |  | 0 | 0 | 0 | 0
oh_line_TAP_OH_915495 |  | AN | node_8109806_200894875 | node_1336344_346_15312141_152 | 0.033 | unb_TAPWIRE_OH | 8109806 | no | no |  |  | no |  |  | 0 | 0 | 0 | 0
oh_line_TAP_OH_915496 |  | AN | node_8109806_200894876 | node_1336476_897_15312478_81 | 0.033 | unb_TAPWIRE_OH | 8109806 | no | no |  |  | no |  |  | 0 | 0 | 0 | 0
oh_line_TAP_OH_915497 |  | AN | node_8109806_200894879 | node_1336661_811_15312897_798 | 0.033 | unb_TAPWIRE_OH | 8109806 | no | no |  |  | no |  |  | 0 | 0 | 0 | 0
oh_line_TAP_OH_915498 |  | AN | node_8109806_200894884 | node_1335969_37_15309718_589 | 0.033 | unb_TAPWIRE_OH | 8109806 | no | no |  |  | no |  |  | 0 | 0 | 0 | 0
oh_line_TAP_OH_915499 |  | AN | node_8109806_200894885 | node_1335949_074_15310114_313 | 0.033 | unb_TAPWIRE_OH | 8109806 | no | no |  |  | no |  |  | 0 | 0 | 0 | 0
oh_line_TAP_OH_915500 |  | AN | node_8109806_200894886 | node_1335924_534_15310515_175 | 0.033 | unb_TAPWIRE_OH | 8109806 | no | no |  |  | no |  |  | 0 | 0 | 0 | 0
oh_line_TAP_OH_915501 |  | AN | node_8109806_200894887 | node_1336139_841_15310855_732 | 0.033 | unb_TAPWIRE_OH | 8109806 | no | no |  |  | no |  |  | 0 | 0 | 0 | 0
oh_line_TAP_OH_915502 |  | AN | node_8109806_200894890 | node_1333564_701_15307615_299 | 0.033 | unb_TAPWIRE_OH | 8109806 | no | no |  |  | no |  |  | 0 | 0 | 0 | 0
oh_line_TAP_OH_915503 |  | AN | node_8109806_200894891 | node_1333337_523_15307598_594 | 0.033 | unb_TAPWIRE_OH | 8109806 | no | no |  |  | no |  |  | 0 | 0 | 0 | 0
oh_line_TAP_OH_915504 |  | AN | node_8109806_200894892 | node_1333134_84_15307709_283 | 0.033 | unb_TAPWIRE_OH | 8109806 | no | no |  |  | no |  |  | 0 | 0 | 0 | 0
oh_line_TAP_OH_915505 |  | AN | node_8109806_200894893 | node_1332745_418_15307731_664 | 0.033 | unb_TAPWIRE_OH | 8109806 | no | no |  |  | no |  |  | 0 | 0 | 0 | 0
oh_line_TAP_OH_915506 |  | AN | node_8109806_200894896 | node_1332904_15308354_425 | 0.033 | unb_TAPWIRE_OH | 8109806 | no | no |  |  | no |  |  | 0 | 0 | 0 | 0
oh_line_TAP_OH_915507 |  | AN | node_8109806_200894897 | node_1332373_724_15307802_888 | 0.033 | unb_TAPWIRE_OH | 8109806 | no | no |  |  | no |  |  | 0 | 0 | 0 | 0
oh_line_TAP_OH_915735 |  | ABCN | node_8109806_200895557 | node_1334814_214_15313862_229 | 0.033 | unb_TAPWIRE_OH | 8109806 | no | no |  |  | no |  |  | 0 | 0 | 0 | 0
oh_line_TAP_OH_915736 |  | AN | node_8109806_200895562 | node_1333906_648_15313885_255 | 0.033 | unb_TAPWIRE_OH | 8109806 | no | no |  |  | no |  |  | 0 | 0 | 0 | 0
oh_line_TAP_OH_915737 |  | AN | node_8109806_200895565 | node_1334398_155_15313211_911 | 0.033 | unb_TAPWIRE_OH | 8109806 | no | no |  |  | no |  |  | 0 | 0 | 0 | 0
oh_line_TAP_OH_916115 |  | AN | node_8109806_200896507 | node_1330369_98_15320801_878 | 0.033 | unb_TAPWIRE_OH | 8109806 | no | no |  |  | no |  |  | 0 | 0 | 0 | 0
oh_line_TAP_OH_916116 |  | AN | node_8109806_200896508 | node_1330932_73_15320745_691 | 0.033 | unb_TAPWIRE_OH | 8109806 | no | no |  |  | no |  |  | 0 | 0 | 0 | 0
oh_line_TAP_OH_916117 |  | AN | node_8109806_200896510 | node_1331269_655_15320616_271 | 0.033 | unb_TAPWIRE_OH | 8109806 | no | no |  |  | no |  |  | 0 | 0 | 0 | 0
oh_line_TAP_OH_916118 |  | AN | node_8109806_200896512 | node_1331729_438_15320638_417 | 0.033 | unb_TAPWIRE_OH | 8109806 | no | no |  |  | no |  |  | 0 | 0 | 0 | 0
oh_line_TAP_OH_916119 |  | AN | node_8109806_200896516 | node_1332199_292_15320857_947 | 0.033 | unb_TAPWIRE_OH | 8109806 | no | no |  |  | no |  |  | 0 | 0 | 0 | 0
oh_line_TAP_OH_916120 |  | AN | node_8109806_200896518 | node_1332693_825_15320570_035 | 0.033 | unb_TAPWIRE_OH | 8109806 | no | no |  |  | no |  |  | 0 | 0 | 0 | 0
oh_line_TAP_OH_916121 |  | AN | node_8109806_200896520 | node_1332631_088_15321092_267 | 0.033 | unb_TAPWIRE_OH | 8109806 | no | no |  |  | no |  |  | 0 | 0 | 0 | 0
oh_line_TAP_OH_916122 |  | AN | node_8109806_200896521 | node_1337489_114_15313804_968 | 0.033 | unb_TAPWIRE_OH | 8109806 | no | no |  |  | no |  |  | 0 | 0 | 0 | 0
oh_line_TAP_OH_916123 |  | AN | node_8109806_200896524 | node_1337985_949_15313211_583 | 0.033 | unb_TAPWIRE_OH | 8109806 | no | no |  |  | no |  |  | 0 | 0 | 0 | 0
oh_line_TAP_OH_916543 |  | AN | node_8109806_200897825 | node_1336348_938_15313460_579 | 0.033 | unb_TAPWIRE_OH | 8109806 | no | no |  |  | no |  |  | 0 | 0 | 0 | 0
oh_line_TAP_OH_916806 |  | AN | node_8109806_200898603 | node_1337996_542_15324782_607 | 0.033 | unb_TAPWIRE_OH | 8109806 | no | no |  |  | no |  |  | 0 | 0 | 0 | 0
oh_line_TAP_OH_916807 |  | AN | node_8109806_200898604 | node_1337685_399_15324666_191 | 0.033 | unb_TAPWIRE_OH | 8109806 | no | no |  |  | no |  |  | 0 | 0 | 0 | 0
oh_line_TAP_OH_916982 |  | AN | node_8109806_200899068 | node_1334952_247_15313432_15 | 0.033 | unb_TAPWIRE_OH | 8109806 | no | no |  |  | no |  |  | 0 | 0 | 0 | 0
oh_line_TAP_OH_916983 |  | AN | node_8109806_200899071 | node_1335356_855_15312965_858 | 0.033 | unb_TAPWIRE_OH | 8109806 | no | no |  |  | no |  |  | 0 | 0 | 0 | 0
oh_line_TAP_OH_917116 |  | ABCN | node_8109806_200899411 | node_1337017_767_15314538_463 | 0.033 | unb_TAPWIRE_OH | 8109806 | no | no |  |  | no |  |  | 0 | 0 | 0 | 0
oh_line_TAP_OH_917117 |  | ABCN | node_8109806_200899412 | node_1336782_416_15314775_604 | 0.033 | unb_TAPWIRE_OH | 8109806 | no | no |  |  | no |  |  | 0 | 0 | 0 | 0
oh_line_TAP_OH_917118 |  | AN | node_8109806_200899414 | node_1336557_681_15314999_8 | 0.033 | unb_TAPWIRE_OH | 8109806 | no | no |  |  | no |  |  | 0 | 0 | 0 | 0
oh_line_TAP_OH_917119 |  | AN | node_8109806_200899415 | node_1336310_977_15315155_44 | 0.033 | unb_TAPWIRE_OH | 8109806 | no | no |  |  | no |  |  | 0 | 0 | 0 | 0
oh_line_TAP_OH_917120 |  | AN | node_8109806_200899417 | node_1336107_252_15315384_018 | 0.033 | unb_TAPWIRE_OH | 8109806 | no | no |  |  | no |  |  | 0 | 0 | 0 | 0
oh_line_TAP_OH_917121 |  | AN | node_8109806_200899426 | node_1334462_224_15316381_181 | 0.033 | unb_TAPWIRE_OH | 8109806 | no | no |  |  | no |  |  | 0 | 0 | 0 | 0
oh_line_TAP_OH_917122 |  | AN | node_8109806_200899428 | node_1334051_693_15316606_788 | 0.033 | unb_TAPWIRE_OH | 8109806 | no | no |  |  | no |  |  | 0 | 0 | 0 | 0
oh_line_TAP_OH_917123 |  | AN | node_8109806_200899431 | node_1337319_803_15322039_941 | 0.033 | unb_TAPWIRE_OH | 8109806 | no | no |  |  | no |  |  | 0 | 0 | 0 | 0
oh_line_TAP_OH_917124 |  | AN | node_8109806_200899433 | node_1337163_154_15321581_143 | 0.033 | unb_TAPWIRE_OH | 8109806 | no | no |  |  | no |  |  | 0 | 0 | 0 | 0
oh_line_TAP_OH_917125 |  | AN | node_8109806_200899434 | node_1337154_445_15321212_579 | 0.033 | unb_TAPWIRE_OH | 8109806 | no | no |  |  | no |  |  | 0 | 0 | 0 | 0
oh_line_TAP_OH_917126 |  | AN | node_8109806_200899439 | node_1336515_336_15321482_592 | 0.033 | unb_TAPWIRE_OH | 8109806 | no | no |  |  | no |  |  | 0 | 0 | 0 | 0
oh_line_TAP_OH_917127 |  | AN | node_8109806_200899443 | node_1335707_274_15321745_183 | 0.033 | unb_TAPWIRE_OH | 8109806 | no | no |  |  | no |  |  | 0 | 0 | 0 | 0
oh_line_TAP_OH_917128 |  | AN | node_8109806_200899447 | node_1335366_227_15320938_616 | 0.033 | unb_TAPWIRE_OH | 8109806 | no | no |  |  | no |  |  | 0 | 0 | 0 | 0
oh_line_TAP_OH_917129 |  | AN | node_8109806_200899450 | node_1334906_667_15320270_056 | 0.033 | unb_TAPWIRE_OH | 8109806 | no | no |  |  | no |  |  | 0 | 0 | 0 | 0
oh_line_TAP_OH_917130 |  | AN | node_8109806_200899452 | node_1334537_29_15320599_071 | 0.033 | unb_TAPWIRE_OH | 8109806 | no | no |  |  | no |  |  | 0 | 0 | 0 | 0
oh_line_TAP_OH_917131 |  | AN | node_8109806_200899453 | node_1334292_78_15320537_312 | 0.033 | unb_TAPWIRE_OH | 8109806 | no | no |  |  | no |  |  | 0 | 0 | 0 | 0
oh_line_TAP_OH_917132 |  | AN | node_8109806_200899455 | node_1333975_74_15320537_008 | 0.033 | unb_TAPWIRE_OH | 8109806 | no | no |  |  | no |  |  | 0 | 0 | 0 | 0
oh_line_TAP_OH_917133 |  | AN | node_8109806_200899456 | node_1333867_523_15320757_89 | 0.033 | unb_TAPWIRE_OH | 8109806 | no | no |  |  | no |  |  | 0 | 0 | 0 | 0
oh_line_TAP_OH_917134 |  | AN | node_8109806_200899460 | node_1333249_363_15320943_272 | 0.033 | unb_TAPWIRE_OH | 8109806 | no | no |  |  | no |  |  | 0 | 0 | 0 | 0
oh_line_TAP_OH_917644 |  | AN | node_8109806_200900935 | node_1336228_005_15299660_811 | 0.033 | unb_TAPWIRE_OH | 8109806 | no | no |  |  | no |  |  | 0 | 0 | 0 | 0
oh_line_TAP_OH_917645 |  | AN | node_8109806_200900936 | node_1334772_414_15299856_682 | 0.033 | unb_TAPWIRE_OH | 8109806 | no | no |  |  | no |  |  | 0 | 0 | 0 | 0
oh_line_TAP_OH_917646 |  | AN | node_8109806_200900938 | node_1339471_923_15297721_897 | 0.033 | unb_TAPWIRE_OH | 8109806 | no | no |  |  | no |  |  | 0 | 0 | 0 | 0
oh_line_TAP_OH_917647 |  | AN | node_8109806_200900939 | node_1338794_773_15298168_897 | 0.033 | unb_TAPWIRE_OH | 8109806 | no | no |  |  | no |  |  | 0 | 0 | 0 | 0
oh_line_TAP_OH_917648 |  | AN | node_8109806_200900941 | node_1338524_283_15298262_248 | 0.033 | unb_TAPWIRE_OH | 8109806 | no | no |  |  | no |  |  | 0 | 0 | 0 | 0
oh_line_TAP_OH_917649 |  | AN | node_8109806_200900943 | node_1337993_839_15298526_118 | 0.033 | unb_TAPWIRE_OH | 8109806 | no | no |  |  | no |  |  | 0 | 0 | 0 | 0
oh_line_TAP_OH_917650 |  | AN | node_8109806_200900944 | node_1337749_91_15298666_822 | 0.033 | unb_TAPWIRE_OH | 8109806 | no | no |  |  | no |  |  | 0 | 0 | 0 | 0
oh_line_TAP_OH_917651 |  | AN | node_8109806_200900946 | node_1337083_74_15298860_739 | 0.033 | unb_TAPWIRE_OH | 8109806 | no | no |  |  | no |  |  | 0 | 0 | 0 | 0
oh_line_TAP_OH_917652 |  | AN | node_8109806_200900948 | node_1336678_758_15298979_383 | 0.033 | unb_TAPWIRE_OH | 8109806 | no | no |  |  | no |  |  | 0 | 0 | 0 | 0
oh_line_TAP_OH_917653 |  | AN | node_8109806_200900950 | node_1336313_792_15299157_652 | 0.033 | unb_TAPWIRE_OH | 8109806 | no | no |  |  | no |  |  | 0 | 0 | 0 | 0
oh_line_TAP_OH_917654 |  | AN | node_8109806_200900952 | node_1336533_24_15299482_703 | 0.033 | unb_TAPWIRE_OH | 8109806 | no | no |  |  | no |  |  | 0 | 0 | 0 | 0
oh_line_TAP_OH_917655 |  | AN | node_8109806_200900954 | node_1336088_959_15299239_457 | 0.033 | unb_TAPWIRE_OH | 8109806 | no | no |  |  | no |  |  | 0 | 0 | 0 | 0
oh_line_TAP_OH_917656 |  | AN | node_8109806_200900955 | node_1335875_616_15299433_635 | 0.033 | unb_TAPWIRE_OH | 8109806 | no | no |  |  | no |  |  | 0 | 0 | 0 | 0
oh_line_TAP_OH_917657 |  | AN | node_8109806_200900956 | node_1335805_697_15299695_083 | 0.033 | unb_TAPWIRE_OH | 8109806 | no | no |  |  | no |  |  | 0 | 0 | 0 | 0
oh_line_TAP_OH_917658 |  | AN | node_8109806_200900958 | node_1335369_878_15299438_899 | 0.033 | unb_TAPWIRE_OH | 8109806 | no | no |  |  | no |  |  | 0 | 0 | 0 | 0
oh_line_TAP_OH_917659 |  | AN | node_8109806_200900960 | node_1335058_376_15299707_563 | 0.033 | unb_TAPWIRE_OH | 8109806 | no | no |  |  | no |  |  | 0 | 0 | 0 | 0
oh_line_TAP_OH_917660 |  | AN | node_8109806_200900964 | node_1334757_733_15300511_817 | 0.033 | unb_TAPWIRE_OH | 8109806 | no | no |  |  | no |  |  | 0 | 0 | 0 | 0
oh_line_TAP_OH_917661 |  | AN | node_8109806_200900966 | node_1334683_137_15301167_017 | 0.033 | unb_TAPWIRE_OH | 8109806 | no | no |  |  | no |  |  | 0 | 0 | 0 | 0
oh_line_TAP_OH_917663 |  | AN | node_8109806_200900970 | node_1334591_689_15299745_436 | 0.033 | unb_TAPWIRE_OH | 8109806 | no | no |  |  | no |  |  | 0 | 0 | 0 | 0
oh_line_TAP_OH_917664 |  | AN | node_8109806_200900978 | node_1334503_439_15299024_011 | 0.033 | unb_TAPWIRE_OH | 8109806 | no | no |  |  | no |  |  | 0 | 0 | 0 | 0
oh_line_TAP_OH_917665 |  | AN | node_8109806_200900982 | node_1333115_825_15299027_216 | 0.033 | unb_TAPWIRE_OH | 8109806 | no | no |  |  | no |  |  | 0 | 0 | 0 | 0
oh_line_TAP_OH_917666 |  | AN | node_8109806_200900984 | node_1332902_387_15298868_031 | 0.033 | unb_TAPWIRE_OH | 8109806 | no | no |  |  | no |  |  | 0 | 0 | 0 | 0
oh_line_TAP_OH_917667 |  | AN | node_8109806_200900986 | node_1332601_574_15298708_241 | 0.033 | unb_TAPWIRE_OH | 8109806 | no | no |  |  | no |  |  | 0 | 0 | 0 | 0
oh_line_TAP_OH_917668 |  | AN | node_8109806_200900989 | node_1331942_218_15298456_109 | 0.033 | unb_TAPWIRE_OH | 8109806 | no | no |  |  | no |  |  | 0 | 0 | 0 | 0
oh_line_TAP_OH_917669 |  | AN | node_8109806_200900992 | node_1331167_801_15298332_674 | 0.033 | unb_TAPWIRE_OH | 8109806 | no | no |  |  | no |  |  | 0 | 0 | 0 | 0
oh_line_TAP_OH_917670 |  | AN | node_8109806_200900993 | node_1330849_28_15298345_431 | 0.033 | unb_TAPWIRE_OH | 8109806 | no | no |  |  | no |  |  | 0 | 0 | 0 | 0
oh_line_TAP_OH_917671 |  | AN | node_8109806_200900995 | node_1330535_561_15298295_859 | 0.033 | unb_TAPWIRE_OH | 8109806 | no | no |  |  | no |  |  | 0 | 0 | 0 | 0
oh_line_TAP_OH_917672 |  | AN | node_8109806_200900996 | node_1330322_244_15298264_726 | 0.033 | unb_TAPWIRE_OH | 8109806 | no | no |  |  | no |  |  | 0 | 0 | 0 | 0
oh_line_TAP_OH_917673 |  | AN | node_8109806_200901001 | node_1329705_865_15298599_556 | 0.033 | unb_TAPWIRE_OH | 8109806 | no | no |  |  | no |  |  | 0 | 0 | 0 | 0
oh_line_TAP_OH_917674 |  | AN | node_8109806_200901002 | node_1329344_862_15298010_218 | 0.033 | unb_TAPWIRE_OH | 8109806 | no | no |  |  | no |  |  | 0 | 0 | 0 | 0
oh_line_TAP_OH_920131 |  | AN | node_8109806_200946461 | node_1339411_5_15320697_148 | 0.033 | unb_TAPWIRE_OH | 8109806 | no | no |  |  | no |  |  | 0 | 0 | 0 | 0
oh_line_TAP_OH_920770 |  | AN | node_8109806_200950144 | node_1331092_177_15298792_995 | 0.033 | unb_TAPWIRE_OH | 8109806 | no | no |  |  | no |  |  | 0 | 0 | 0 | 0
oh_line_TAP_OH_921267 |  | AN | node_8109806_200953467 | node_1341964_733_15319112_914 | 0.033 | unb_TAPWIRE_OH | 8109806 | no | no |  |  | no |  |  | 0 | 0 | 0 | 0
oh_line_TAP_OH_922065 |  | AN | node_8109806_200959968 | node_1359597_398_15321222_637 | 0.033 | unb_TAPWIRE_OH | 8109806 | no | no |  |  | no |  |  | 0 | 0 | 0 | 0
oh_line_TAP_OH_922079 |  | AN | node_8109806_200960015 | node_1345975_863_15315199_621 | 0.033 | unb_TAPWIRE_OH | 8109806 | no | no |  |  | no |  |  | 0 | 0 | 0 | 0
oh_line_TAP_OH_922418 |  | AN | node_8109806_200961714 | node_1359142_93_15316796_264 | 0.033 | unb_TAPWIRE_OH | 8109806 | no | no |  |  | no |  |  | 0 | 0 | 0 | 0
oh_line_TAP_OH_924021 |  | ABCN | node_8109806_200969336 | node_1344890_541_15310589_825 | 0.033 | unb_TAPWIRE_OH | 8109806 | no | no |  |  | no |  |  | 0 | 0 | 0 | 0
oh_line_TAP_OH_924110 |  | AN | node_8109806_200969753 | node_1345464_821_15306612_916 | 0.033 | unb_TAPWIRE_OH | 8109806 | no | no |  |  | no |  |  | 0 | 0 | 0 | 0
oh_line_TAP_OH_924630 |  | AN | node_8109806_200972501 | node_1336573_98_15312950_763 | 0.033 | unb_TAPWIRE_OH | 8109806 | no | no |  |  | no |  |  | 0 | 0 | 0 | 0
oh_line_TAP_OH_924878 |  | AN | node_8109806_200974753 | node_1342065_939_15303291_59 | 0.033 | unb_TAPWIRE_OH | 8109806 | no | no |  |  | no |  |  | 0 | 0 | 0 | 0
oh_line_TAP_OH_926438 |  | ABCN | node_8109806_200982622 | node_1351757_538_15304437_041 | 0.033 | unb_TAPWIRE_OH | 8109806 | no | no |  |  | no |  |  | 0 | 0 | 0 | 0
oh_line_TAP_OH_926703 |  | AN | node_8109806_200984020 | node_1336812_639_15302764_432 | 0.033 | unb_TAPWIRE_OH | 8109806 | no | no |  |  | no |  |  | 0 | 0 | 0 | 0
oh_line_TAP_OH_927538 |  | AN | node_8109806_201003799 | node_1335953_499_15308934_116 | 0.033 | unb_TAPWIRE_OH | 8109806 | no | no |  |  | no |  |  | 0 | 0 | 0 | 0
oh_line_TAP_OH_928591 |  | ABCN | node_8109806_201010185 | node_1350089_798_15296883_494 | 0.033 | unb_TAPWIRE_OH | 8109806 | no | no |  |  | no |  |  | 0 | 0 | 0 | 0
oh_line_TAP_OH_928694 |  | AN | node_8109806_201010573 | node_1351041_697_15306405_365 | 0.033 | unb_TAPWIRE_OH | 8109806 | no | no |  |  | no |  |  | 0 | 0 | 0 | 0
oh_line_TAP_OH_929982 |  | AN | node_8109806_201016424 | node_1348544_409_15314197_932 | 0.033 | unb_TAPWIRE_OH | 8109806 | no | no |  |  | no |  |  | 0 | 0 | 0 | 0
oh_line_TAP_OH_929985 |  | ABCN | node_8109806_201016432 | node_1349462_387_15313620_495 | 0.033 | unb_TAPWIRE_OH | 8109806 | no | no |  |  | no |  |  | 0 | 0 | 0 | 0
oh_line_TAP_OH_929986 |  | ABCN | node_8109806_201016434 | node_1349216_8_15313773_75 | 0.033 | unb_TAPWIRE_OH | 8109806 | no | no |  |  | no |  |  | 0 | 0 | 0 | 0
oh_line_TAP_OH_931559 |  | AN | node_8109806_201023836 | node_1333745_899_15300718_089 | 0.033 | unb_TAPWIRE_OH | 8109806 | no | no |  |  | no |  |  | 0 | 0 | 0 | 0
oh_line_TAP_OH_933941 |  | AN | node_8109806_201039982 | node_1335991_642_15300584_192 | 0.033 | unb_TAPWIRE_OH | 8109806 | no | no |  |  | no |  |  | 0 | 0 | 0 | 0
oh_line_TAP_OH_935590 |  | AN | node_8109806_201051127 | node_1342148_869_15315320_008 | 0.033 | unb_TAPWIRE_OH | 8109806 | no | no |  |  | no |  |  | 0 | 0 | 0 | 0
oh_line_TAP_OH_936406 |  | AN | node_8109806_201058013 | node_1334639_117_15313070_957 | 0.033 | unb_TAPWIRE_OH | 8109806 | no | no |  |  | no |  |  | 0 | 0 | 0 | 0
oh_line_TAP_OH_936776 |  | AN | node_8109806_201060970 | node_1339232_318_15320588_576 | 0.033 | unb_TAPWIRE_OH | 8109806 | no | no |  |  | no |  |  | 0 | 0 | 0 | 0
oh_line_TAP_OH_938349 |  | AN | node_8109806_201069190 | node_1333746_749_15300381_268 | 0.033 | unb_TAPWIRE_OH | 8109806 | no | no |  |  | no |  |  | 0 | 0 | 0 | 0
oh_line_TAP_OH_2098920 |  | AN | node_8109806_200849613 | node_1346289_24_15300226_506 | 0.033 | unb_TAPWIRE_OH | 8109806 | no | no |  |  | no |  |  | 0 | 0 | 0 | 0
oh_line_TAP_OH_2146120 |  | ABCN | node_8109806_200849211 | node_1349441_383_15296910_184 | 0.033 | unb_TAPWIRE_OH | 8109806 | no | no |  |  | no |  |  | 0 | 0 | 0 | 0
oh_line_TAP_OH_2146121 |  | ABCN | node_8109806_200849211 | node_1349432_854_15296889_154 | 0.033 | unb_TAPWIRE_OH | 8109806 | no | no |  |  | no |  |  | 0 | 0 | 0 | 0
oh_line_TAP_OH_2146122 |  | ABCN | node_8109806_200849211 | node_1349452_896_15296928_307 | 0.033 | unb_TAPWIRE_OH | 8109806 | no | no |  |  | no |  |  | 0 | 0 | 0 | 0
oh_line_TAP_OH_2211739 |  | ABCN | node_8109806_200852512 | node_1350864_693_15301727_778 | 0.033 | unb_TAPWIRE_OH | 8109806 | no | no |  |  | no |  |  | 0 | 0 | 0 | 0
oh_line_TAP_OH_2211740 |  | ABCN | node_8109806_200852512 | node_1350867_662_15301754_135 | 0.033 | unb_TAPWIRE_OH | 8109806 | no | no |  |  | no |  |  | 0 | 0 | 0 | 0
oh_line_TAP_OH_2211751 |  | ABCN | node_8109806_200852586 | node_1349898_074_15297794_089 | 0.033 | unb_TAPWIRE_OH | 8109806 | no | no |  |  | no |  |  | 0 | 0 | 0 | 0
oh_line_TAP_OH_2211752 |  | ABCN | node_8109806_200852586 | node_1349908_471_15297771_52 | 0.033 | unb_TAPWIRE_OH | 8109806 | no | no |  |  | no |  |  | 0 | 0 | 0 | 0
oh_line_TAP_OH_2211756 |  | ABCN | node_8109806_200853646 | node_1344268_156_15299715_501 | 0.033 | unb_TAPWIRE_OH | 8109806 | no | no |  |  | no |  |  | 0 | 0 | 0 | 0
oh_line_TAP_OH_2211757 |  | ABCN | node_8109806_200853646 | node_1344251_238_15299701_441 | 0.033 | unb_TAPWIRE_OH | 8109806 | no | no |  |  | no |  |  | 0 | 0 | 0 | 0
oh_line_TAP_OH_2211758 |  | ABCN | node_8109806_200853646 | node_1344287_174_15299723_229 | 0.033 | unb_TAPWIRE_OH | 8109806 | no | no |  |  | no |  |  | 0 | 0 | 0 | 0
oh_line_TAP_OH_2211764 |  | ABCN | node_8109806_200852553 | node_1352251_499_15305131_134 | 0.033 | unb_TAPWIRE_OH | 8109806 | no | no |  |  | no |  |  | 0 | 0 | 0 | 0
oh_line_TAP_OH_2211765 |  | ABCN | node_8109806_200852553 | node_1352248_841_15305157_494 | 0.033 | unb_TAPWIRE_OH | 8109806 | no | no |  |  | no |  |  | 0 | 0 | 0 | 0
oh_line_TAP_OH_2211766 |  | ABCN | node_8109806_200852553 | node_1352248_982_15305104_697 | 0.033 | unb_TAPWIRE_OH | 8109806 | no | no |  |  | no |  |  | 0 | 0 | 0 | 0
oh_line_TAP_OH_2211775 |  | ABCN | node_8109806_200842549 | node_1350337_196_15313431_055 | 0.033 | unb_TAPWIRE_OH | 8109806 | no | no |  |  | no |  |  | 0 | 0 | 0 | 0
oh_line_TAP_OH_2211776 |  | ABCN | node_8109806_200842549 | node_1350342_473_15313456_774 | 0.033 | unb_TAPWIRE_OH | 8109806 | no | no |  |  | no |  |  | 0 | 0 | 0 | 0
oh_line_TAP_OH_2211777 |  | ABCN | node_8109806_200842549 | node_1350327_155_15313407_997 | 0.033 | unb_TAPWIRE_OH | 8109806 | no | no |  |  | no |  |  | 0 | 0 | 0 | 0
oh_line_TAP_OH_2211780 |  | ABCN | node_8109806_200853679 | node_1349425_46_15297579_047 | 0.033 | unb_TAPWIRE_OH | 8109806 | no | no |  |  | no |  |  | 0 | 0 | 0 | 0
oh_line_TAP_OH_2211781 |  | ABCN | node_8109806_200853679 | node_1349407_09_15297588_889 | 0.033 | unb_TAPWIRE_OH | 8109806 | no | no |  |  | no |  |  | 0 | 0 | 0 | 0
oh_line_TAP_OH_2211785 |  | ABCN | node_8109806_200853870 | node_1350509_987_15296657_006 | 0.033 | unb_TAPWIRE_OH | 8109806 | no | no |  |  | no |  |  | 0 | 0 | 0 | 0
oh_line_TAP_OH_2211786 |  | ABCN | node_8109806_200853870 | node_1350528_352_15296680_183 | 0.033 | unb_TAPWIRE_OH | 8109806 | no | no |  |  | no |  |  | 0 | 0 | 0 | 0
oh_line_TAP_OH_2211793 |  | ABCN | node_8109806_200849235 | node_1350059_657_15296791_283 | 0.033 | unb_TAPWIRE_OH | 8109806 | no | no |  |  | no |  |  | 0 | 0 | 0 | 0
oh_line_TAP_OH_2211794 |  | ABCN | node_8109806_200849235 | node_1350060_871_15296764_718 | 0.033 | unb_TAPWIRE_OH | 8109806 | no | no |  |  | no |  |  | 0 | 0 | 0 | 0
oh_line_TAP_OH_2211795 |  | ABCN | node_8109806_200852668 | node_1352989_959_15312347_428 | 0.033 | unb_TAPWIRE_OH | 8109806 | no | no |  |  | no |  |  | 0 | 0 | 0 | 0
oh_line_TAP_OH_2211796 |  | ABCN | node_8109806_200852668 | node_1352976_194_15312328_136 | 0.033 | unb_TAPWIRE_OH | 8109806 | no | no |  |  | no |  |  | 0 | 0 | 0 | 0
oh_line_TAP_OH_2211797 |  | ABCN | node_8109806_200852668 | node_1353006_945_15312361_313 | 0.033 | unb_TAPWIRE_OH | 8109806 | no | no |  |  | no |  |  | 0 | 0 | 0 | 0
oh_line_TAP_OH_2211804 |  | ABCN | node_8109806_200852540 | node_1351454_908_15303812_525 | 0.033 | unb_TAPWIRE_OH | 8109806 | no | no |  |  | no |  |  | 0 | 0 | 0 | 0
oh_line_TAP_OH_2211805 |  | ABCN | node_8109806_200852540 | node_1351454_41_15303785_901 | 0.033 | unb_TAPWIRE_OH | 8109806 | no | no |  |  | no |  |  | 0 | 0 | 0 | 0
oh_line_TAP_OH_2211816 |  | ABCN | node_8109806_200850990 | node_1350596_378_15297133_039 | 0.033 | unb_TAPWIRE_OH | 8109806 | no | no |  |  | no |  |  | 0 | 0 | 0 | 0
oh_line_TAP_OH_2211817 |  | ABCN | node_8109806_200850990 | node_1350576_689_15297136_01 | 0.033 | unb_TAPWIRE_OH | 8109806 | no | no |  |  | no |  |  | 0 | 0 | 0 | 0
oh_line_TAP_OH_2211818 |  | ABCN | node_8109806_200850990 | node_1350614_785_15297123_32 | 0.033 | unb_TAPWIRE_OH | 8109806 | no | no |  |  | no |  |  | 0 | 0 | 0 | 0
oh_line_TAP_OH_2211821 |  | ABCN | node_8109806_200852479 | node_1349647_69_15297170_91 | 0.033 | unb_TAPWIRE_OH | 8109806 | no | no |  |  | no |  |  | 0 | 0 | 0 | 0
oh_line_TAP_OH_2211822 |  | ABCN | node_8109806_200852479 | node_1349637_767_15297147_756 | 0.033 | unb_TAPWIRE_OH | 8109806 | no | no |  |  | no |  |  | 0 | 0 | 0 | 0
oh_line_TAP_OH_2211845 |  | ABCN | node_8109806_200853897 | node_1349446_269_15296516_532 | 0.033 | unb_TAPWIRE_OH | 8109806 | no | no |  |  | no |  |  | 0 | 0 | 0 | 0
oh_line_TAP_OH_2211846 |  | ABCN | node_8109806_200853897 | node_1349445_364_15296489_924 | 0.033 | unb_TAPWIRE_OH | 8109806 | no | no |  |  | no |  |  | 0 | 0 | 0 | 0
oh_line_TAP_OH_2211847 |  | ABCN | node_8109806_200853623 | node_1346333_662_15298914_374 | 0.033 | unb_TAPWIRE_OH | 8109806 | no | no |  |  | no |  |  | 0 | 0 | 0 | 0
oh_line_TAP_OH_2211848 |  | ABCN | node_8109806_200853623 | node_1346321_012_15298934_75 | 0.033 | unb_TAPWIRE_OH | 8109806 | no | no |  |  | no |  |  | 0 | 0 | 0 | 0
oh_line_TAP_OH_2211849 |  | ABCN | node_8109806_200853623 | node_1346341_929_15298890_256 | 0.033 | unb_TAPWIRE_OH | 8109806 | no | no |  |  | no |  |  | 0 | 0 | 0 | 0
oh_line_TAP_OH_2211852 |  | ABCN | node_8109806_200853571 | node_1350052_165_15297213_842 | 0.033 | unb_TAPWIRE_OH | 8109806 | no | no |  |  | no |  |  | 0 | 0 | 0 | 0
oh_line_TAP_OH_2211853 |  | ABCN | node_8109806_200853571 | node_1350059_84_15297189_368 | 0.033 | unb_TAPWIRE_OH | 8109806 | no | no |  |  | no |  |  | 0 | 0 | 0 | 0
oh_line_TAP_OH_2211854 |  | ABCN | node_8109806_200853571 | node_1350049_484_15297240_199 | 0.033 | unb_TAPWIRE_OH | 8109806 | no | no |  |  | no |  |  | 0 | 0 | 0 | 0
oh_line_TAP_OH_2211855 |  | ABCN | node_8109806_200853723 | node_1345755_716_15300083_277 | 0.033 | unb_TAPWIRE_OH | 8109806 | no | no |  |  | no |  |  | 0 | 0 | 0 | 0
oh_line_TAP_OH_2211856 |  | ABCN | node_8109806_200853723 | node_1345753_297_15300109_68 | 0.033 | unb_TAPWIRE_OH | 8109806 | no | no |  |  | no |  |  | 0 | 0 | 0 | 0
oh_line_TAP_OH_2211859 |  | ABCN | node_8109806_200853705 | node_1345660_776_15302866_136 | 0.033 | unb_TAPWIRE_OH | 8109806 | no | no |  |  | no |  |  | 0 | 0 | 0 | 0
oh_line_TAP_OH_2211860 |  | ABCN | node_8109806_200853705 | node_1345657_341_15302892_326 | 0.033 | unb_TAPWIRE_OH | 8109806 | no | no |  |  | no |  |  | 0 | 0 | 0 | 0
oh_line_TAP_OH_2456138 |  | ABCN | node_8109806_200842142 | node_1349623_512_15313489_104 | 0.033 | unb_TAPWIRE_OH | 8109806 | no | no |  |  | no |  |  | 0 | 0 | 0 | 0
oh_line_TAP_OH_3018875 |  | AN | node_8109806_311893243 | node_1360536_82_15318990_707 | 0.033 | unb_TAPWIRE_OH | 8109806 | no | no |  |  | no |  |  | 0 | 0 | 0 | 0
oh_line_TAP_OH_3120200 |  | ABCN | node_8109806_200853790 | node_1345739_35_15310901_463 | 0.033 | unb_TAPWIRE_OH | 8109806 | no | no |  |  | no |  |  | 0 | 0 | 0 | 0
oh_line_TAP_OH_4632359 |  | AN | node_8109806_200891607 | node_1337164_854_15328149_316 | 0.033 | unb_TAPWIRE_OH | 8109806 | no | no |  |  | no |  |  | 0 | 0 | 0 | 0
oh_line_TAP_OH_4709975 |  | AN | node_8109806_312082307 | node_1334765_198_15301451_442 | 0.033 | unb_TAPWIRE_OH | 8109806 | no | no |  |  | no |  |  | 0 | 0 | 0 | 0
oh_line_TAP_OH_5220797 |  | ABN | node_8109806_200850529 | node_1346469_263_15301972_481 | 0.033 | unb_TAPWIRE_OH | 8109806 | no | no |  |  | no |  |  | 0 | 0 | 0 | 0

## overhead_line_conductor
data_type | static
owner_type | feeder
owner | 8109806
object | overhead_line_conductor
name | groupid | geometric_mean_radius | resistance | diameter | rating_summer_continuous | rating_summer_emergency | rating_winter_continuous | rating_winter_emergency | dcircuit | selected | comments
oh_cond_1/0_AAAC |  | 0.012 | 0.876 | 0.398 | 235 | 235 | 310 | 310 |  | no
oh_cond_1/0_ACSR |  | 0.012 | 0.888 | 0.398 | 265 | 265 | 330 | 330 |  | no
oh_cond_2/0_CU |  | 0.013 | 0.44 | 0.414 | 295 | 295 | 425 | 425 |  | no
oh_cond_2_ACSR |  | 0.01 | 1.41 | 0.325 | 195 | 195 | 245 | 245 |  | no
oh_cond_2_CU |  | 0.009 | 0.873 | 0.292 | 190 | 190 | 270 | 270 |  | no
oh_cond_3_#7_CWD_30% |  | 0.005 | 3.07 | 0.311 | 125 | 125 | 195 | 195 |  | no
oh_cond_3_#104_CWD |  | 0.003 | 5.945 | 0.224 | 90 | 90 | 130 | 130 |  | no
oh_cond_4/0_AAAC |  | 0.017 | 0.439 | 0.563 | 365 | 365 | 480 | 480 |  | no
oh_cond_4/0_ACSR |  | 0.017 | 0.445 | 0.563 | 410 | 410 | 515 | 515 |  | no
oh_cond_4/0_AL |  | 0.016 | 0.442 | 0.522 | 365 | 365 | 480 | 480 |  | no
oh_cond_4A_CWD |  | 0.006 | 1.395 | 0.29 | 150 | 150 | 220 | 220 |  | no
oh_cond_4_ACSR |  | 0.008 | 2.24 | 0.25 | 145 | 145 | 185 | 185 |  | no
oh_cond_4_CU |  | 0.007 | 1.388 | 0.232 | 140 | 140 | 200 | 200 |  | no
oh_cond_6_CU |  | 0.006 | 2.18 | 0.184 | 110 | 110 | 150 | 150 |  | no
oh_cond_8D_CWD |  | 0.004 | 3.51 | 0.219 | 85 | 85 | 135 | 135 |  | no
oh_cond_477_ACSR |  | 0.028 | 0.196 | 0.849 | 695 | 695 | 880 | 880 |  | no
oh_cond_477_MCM_AL |  | 0.025 | 0.198 | 0.792 | 605 | 605 | 810 | 810 |  | no
oh_cond_WP-4/0-CU |  | 0.015 | 0.273 | 0.81 | 340 | 340 | 390 | 390 |  | no

## recloser
data_type | static
owner_type | feeder
owner | 8109806
object | recloser
name | groupid | phases | fr | to | phase_A_state | phase_B_state | phase_C_state | operating_mode | retry_time | max_number_of_tries | status | dcircuit | selected | monitored | monitored_fields | class_monitored_fields | played | played_fields | comments
recloser_361X42-310005605 |  | ABCN | node_intto1_361X42-310005605 | node_361X42-310005605 | CLOSED | CLOSED | CLOSED | INDIVIDUAL |  |  |  | 8109806 | no | no |  |  | no
recloser_220411222 |  | ABCD | node_intto1_8109806_200851075 | node_8109806_200851075 | CLOSED | CLOSED | CLOSED | INDIVIDUAL |  |  |  | 8109806 | no | no |  |  | no
recloser_220576198 |  | ABCD | node_intto1_220576198 | node_220576198 | CLOSED | CLOSED | CLOSED | INDIVIDUAL |  |  |  | 8109806 | no | no |  |  | no

## regulator
data_type | static
owner_type | feeder
owner | 8109806
object | regulator
name | groupid | phases | fr | to | configuration | sense_node | dcircuit | selected | monitored | monitored_fields | class_monitored_fields | played | played_fields | comments
regulator_220370635 |  | AD | node_intto1_8109806_200842165 | node_8109806_200842165 | config_regulator_220370635 |  | 8109806 | no | no |  |  | no
regulator_220500959 |  | ABCD | node_intto1_8109806_200842240 | node_8109806_200842240 | config_regulator_220500959 |  | 8109806 | no | no |  |  | no
regulator_220538237 |  | AD | node_intto1_8109806_200946065 | node_8109806_200946065 | config_regulator_220538237 |  | 8109806 | no | no |  |  | no
regulator_220583272 |  | ABCD | node_intto1_8109806_200850990 | node_8109806_200850990 | config_regulator_220583272 |  | 8109806 | no | no |  |  | no

## regulator_configuration
data_type | static
owner_type | feeder
owner | 8109806
object | regulator_configuration
name | groupid | connect_type | band_center | band_width | time_delay | dwell_time | raise_taps | lower_taps | current_transducer_ratio | power_transducer_ratio | compensator_r_setting_A | compensator_x_setting_A | compensator_r_setting_B | compensator_x_setting_B | compensator_r_setting_C | compensator_x_setting_C | CT_phase | PT_phase | regulation | control_level | Control | Type | tap_pos_A | tap_pos_B | tap_pos_C | dcircuit | selected | comments
config_regulator_220370635 |  | WYE_WYE | 123 | 3 |  |  | 16 | 16 | 100 | 40 | 0 | 0 | 0 | 0 | 0 | 0 | A | A | 0.1 | INDIVIDUAL | OUTPUT_VOLTAGE | A | 0 | 0 | 0 |  | no
config_regulator_220500959 |  | WYE_WYE | 123 | 3 |  |  | 16 | 16 | 100 | 40 | 0 | 0 | 0 | 0 | 0 | 0 | A | A | 0.1 | INDIVIDUAL | OUTPUT_VOLTAGE | A | 0 | 0 | 0 |  | no
config_regulator_220538237 |  | WYE_WYE | 123 | 3 |  |  | 16 | 16 | 100 | 40 | 0 | 0 | 0 | 0 | 0 | 0 | A | A | 0.1 | INDIVIDUAL | OUTPUT_VOLTAGE | A | 0 | 0 | 0 |  | no
config_regulator_220583272 |  | WYE_WYE | 123 | 3 |  |  | 16 | 16 | 400 | 166 | 0 | 0 | 0 | 0 | 0 | 0 | A | A | 0.1 | INDIVIDUAL | OUTPUT_VOLTAGE | A | 0 | 0 | 0 |  | no

## sectionalizer
data_type | static
owner_type | feeder
owner | 8109806
object | sectionalizer
name | groupid | phases | fr | to | phase_A_state | phase_B_state | phase_C_state | operating_mode | status | dcircuit | selected | monitored | monitored_fields | class_monitored_fields | played | played_fields | comments
sectionalizer_311877055 |  | ABCN | node_intto1_311877055 | node_311877055 | CLOSED | CLOSED | CLOSED | INDIVIDUAL |  | 8109806 | no | no |  |  | no

## switch
data_type | static
owner_type | feeder
owner | 8109806
object | switch
name | groupid | phases | fr | to | phase_A_state | phase_B_state | phase_C_state | operating_mode | status | dcircuit | selected | monitored | monitored_fields | class_monitored_fields | played | played_fields | comments
switch_361SW1-312115202 |  | ABCN | node_intto1_361SW1-312115202 | node_361SW1-312115202 | CLOSED | CLOSED | CLOSED | INDIVIDUAL |  | 8109806 | no | no |  |  | no
switch_361X1-220416226 |  | ABCN | node_intto1_8109806_200850980 | node_8109806_200850980 | CLOSED | CLOSED | CLOSED | INDIVIDUAL |  | 8109806 | no | no |  |  | no
switch_361X2-220416222 |  | ABCN | node_intto1_361X2-220416222 | node_361X2-220416222 | CLOSED | CLOSED | CLOSED | INDIVIDUAL |  | 8109806 | no | no |  |  | no
switch_361X3-220416863 |  | ABCN | node_intto1_8109806_200853692 | node_8109806_200853692 | CLOSED | CLOSED | CLOSED | INDIVIDUAL |  | 8109806 | no | no |  |  | no
switch_361X4-220416857 |  | ABCN | node_intto1_8109806_200853698 | node_8109806_200853698 | CLOSED | CLOSED | CLOSED | INDIVIDUAL |  | 8109806 | no | no |  |  | no
switch_361Y1-220497204 |  | ABCN | node_intto1_361Y1-220497204 | node_361Y1-220497204 | CLOSED | CLOSED | CLOSED | INDIVIDUAL |  | 8109806 | no | no |  |  | no
switch_220416239 |  | ABCD | node_intto1_8109806_200852498 | node_8109806_200852498 | CLOSED | CLOSED | CLOSED | INDIVIDUAL |  | 8109806 | no | no |  |  | no
switch_220416240 |  | AN | node_intto1_8109806_200846933 | node_8109806_200846933 | CLOSED | CLOSED | CLOSED | INDIVIDUAL |  | 8109806 | no | no |  |  | no
switch_220416254 |  | ABCD | node_intto1_8109806_200851078 | node_8109806_200851078 | CLOSED | CLOSED | CLOSED | INDIVIDUAL |  | 8109806 | no | no |  |  | no
switch_220416290 |  | ABCD | node_intto1_8109806_200850802 | node_8109806_200850802 | CLOSED | CLOSED | CLOSED | INDIVIDUAL |  | 8109806 | no | no |  |  | no
switch_220416453 |  | AN | node_intto1_8109806_200987405 | node_8109806_200987405 | CLOSED | CLOSED | CLOSED | INDIVIDUAL |  | 8109806 | no | no |  |  | no
switch_220416468 |  | AD | node_intto1_8109806_200850179 | node_8109806_200850179 | CLOSED | CLOSED | CLOSED | INDIVIDUAL |  | 8109806 | no | no |  |  | no
switch_220416498 |  | ABN | node_intto1_8109806_200850388 | node_8109806_200850388 | CLOSED | CLOSED | CLOSED | INDIVIDUAL |  | 8109806 | no | no |  |  | no
switch_220416513 |  | AD | node_intto1_8109806_200848884 | node_8109806_200848884 | CLOSED | CLOSED | CLOSED | INDIVIDUAL |  | 8109806 | no | no |  |  | no
switch_220416537 |  | ABCD | node_intto1_8109806_200917588 | node_8109806_200917588 | CLOSED | CLOSED | CLOSED | INDIVIDUAL |  | 8109806 | no | no |  |  | no
switch_220416539 |  | ABCD | node_intto1_8109806_200954340 | node_8109806_200954340 | CLOSED | CLOSED | CLOSED | INDIVIDUAL |  | 8109806 | no | no |  |  | no
switch_220416777 |  | ABCD | node_intto1_8109806_200852670 | node_8109806_200852670 | CLOSED | CLOSED | CLOSED | INDIVIDUAL |  | 8109806 | no | no |  |  | no
switch_220416848 |  | ABCN | node_intto1_8109806_200853732 | node_8109806_200853732 | CLOSED | CLOSED | CLOSED | INDIVIDUAL |  | 8109806 | no | no |  |  | no
switch_220416864 |  | ABCN | node_intto1_8109806_200853671 | node_8109806_200853671 | CLOSED | CLOSED | CLOSED | INDIVIDUAL |  | 8109806 | no | no |  |  | no
switch_220417328 |  | ABCD | node_intto1_8109806_200843495 | node_8109806_200843495 | CLOSED | CLOSED | CLOSED | INDIVIDUAL |  | 8109806 | no | no |  |  | no
switch_220417338 |  | AD | node_intto1_8109806_200843132 | node_8109806_200843132 | CLOSED | CLOSED | CLOSED | INDIVIDUAL |  | 8109806 | no | no |  |  | no
switch_220417560 |  | ABCD | node_intto1_8109806_200842323 | node_8109806_200842323 | CLOSED | CLOSED | CLOSED | INDIVIDUAL |  | 8109806 | no | no |  |  | no
switch_220417565 |  | ABCD | node_intto1_8109806_200842215 | node_8109806_200842215 | CLOSED | CLOSED | CLOSED | INDIVIDUAL |  | 8109806 | no | no |  |  | no
switch_220417593 |  | AD | node_intto1_8109806_200842177 | node_8109806_200842177 | CLOSED | CLOSED | CLOSED | INDIVIDUAL |  | 8109806 | no | no |  |  | no
switch_220557268 |  | AN | node_intto1_220557268 | node_220557268 | CLOSED | CLOSED | CLOSED | INDIVIDUAL |  | 8109806 | no | no |  |  | no
switch_220576197 |  | ABCD | node_intto1_220576197 | node_220576197 | CLOSED | CLOSED | CLOSED | INDIVIDUAL |  | 8109806 | no | no |  |  | no
switch_220583293 |  | ABCN | node_intto1_220583293 | node_220583293 | CLOSED | CLOSED | CLOSED | INDIVIDUAL |  | 8109806 | no | no |  |  | no
switch_310033448 |  | ABCN | node_intto1_8109806_200853598 | node_8109806_200853598 | CLOSED | CLOSED | CLOSED | INDIVIDUAL |  | 8109806 | no | no |  |  | no
switch_311854676 |  | ABCD | node_intto1_8109806_200849208 | node_8109806_200849208 | CLOSED | CLOSED | CLOSED | INDIVIDUAL |  | 8109806 | no | no |  |  | no
switch_312115201 |  | ABCN | node_intto1_312115201 | node_312115201 | CLOSED | CLOSED | CLOSED | INDIVIDUAL |  | 8109806 | no | no |  |  | no
switch_312115212 |  | ABCN | node_intto1_312115212 | node_312115212 | CLOSED | CLOSED | CLOSED | INDIVIDUAL |  | 8109806 | no | no |  |  | no

## transformer
data_type | static
owner_type | feeder
owner | 8109806
object | transformer
name | groupid | phases | fr | to | configuration | climate | aging_constant | use_thermal_model | aging_granularity | dcircuit | selected | monitored | monitored_fields | class_monitored_fields | played | played_fields | comments
transformer_220464831 |  | AN | node_220464831 | node_intto1_220464831 | config_transformer_220464831 |  | 0 |  | 0 | 8109806 | no | no |  |  | no
transformer_220465133 |  | AN | node_intto1_220465133 | node_220465133 | config_transformer_220465133 |  | 0 |  | 0 | 8109806 | no | no |  |  | no
transformer_220465150 |  | AN | node_220465150 | node_intto1_220465150 | config_transformer_220465150 |  | 0 |  | 0 | 8109806 | no | no |  |  | no
transformer_220465177 |  | AN | node_220465177 | node_intto1_220465177 | config_transformer_220465177 |  | 0 |  | 0 | 8109806 | no | no |  |  | no
transformer_220465200 |  | AN | node_220465200 | node_intto1_220465200 | config_transformer_220465200 |  | 0 |  | 0 | 8109806 | no | no |  |  | no
transformer_220465310 |  | AN | node_intto1_220465310 | node_220465310 | config_transformer_220465310 |  | 0 |  | 0 | 8109806 | no | no |  |  | no
transformer_220465536 |  | AN | node_220465536 | node_intto1_220465536 | config_transformer_220465536 |  | 0 |  | 0 | 8109806 | no | no |  |  | no
transformer_220523307 |  | AN | node_intto1_220523307 | node_220523307 | config_transformer_220523307 |  | 0 |  | 0 | 8109806 | no | no |  |  | no
transformer_220523551 |  | AN | node_intto1_220523551 | node_220523551 | config_transformer_220523551 |  | 0 |  | 0 | 8109806 | no | no |  |  | no
transformer_220545527 |  | ABCN | node_220545527 | node_intto1_220545527 | config_transformer_220545527 |  | 0 |  | 0 | 8109806 | no | no |  |  | no
transformer_220576187 |  | ABCN | node_220576187 | node_intto1_220576187 | config_transformer_220576187 |  | 0 |  | 0 | 8109806 | no | no |  |  | no
transformer_220615693 |  | AN | node_intto1_220615693 | node_220615693 | config_transformer_220615693 |  | 0 |  | 0 | 8109806 | no | no |  |  | no

## transformer_configuration
data_type | static
owner_type | feeder
owner | 8109806
object | transformer_configuration
name | groupid | connect_type | install_type | coolant_type | cooling_type | primary_voltage | secondary_voltage | power_rating | powerA_rating | powerB_rating | powerC_rating | impedance | shunt_impedance | core_coil_weight | tank_fittings_weight | oil_volume | rated_winding_time_constant | rated_winding_hot_spot_rise | rated_top_oil_rise | no_load_loss | full_load_loss | reactance_resistance_ratio | installed_insulation_life | dcircuit | selected | comments
config_transformer_220464831 |  | DELTA_GWYE |  |  |  | 4800 | 34500 | 250 | 0 | 0 | 0 | 0.004+0.043j | 0 | 0 | 0 | 0 | 0 | 0 | 0 | 0 | 0 | 10 | 0 |  | no
config_transformer_220465133 |  | WYE_WYE |  |  |  | 34500 | 12470 | 250 | 0 | 0 | 0 | 0.004+0.043j | 0 | 0 | 0 | 0 | 0 | 0 | 0 | 0 | 0 | 10 | 0 |  | no
config_transformer_220465150 |  | DELTA_GWYE |  |  |  | 4800 | 34500 | 250 | 0 | 0 | 0 | 0.004+0.043j | 0 | 0 | 0 | 0 | 0 | 0 | 0 | 0 | 0 | 10 | 0 |  | no
config_transformer_220465177 |  | DELTA_GWYE |  |  |  | 4800 | 34500 | 333 | 0 | 0 | 0 | 0.005+0.047j | 0 | 0 | 0 | 0 | 0 | 0 | 0 | 0 | 0 | 10 | 0 |  | no
config_transformer_220465200 |  | DELTA_GWYE |  |  |  | 4800 | 34500 | 500 | 0 | 0 | 0 | 0.005+0.047j | 0 | 0 | 0 | 0 | 0 | 0 | 0 | 0 | 0 | 10 | 0 |  | no
config_transformer_220465310 |  | WYE_WYE |  |  |  | 34500 | 12470 | 250 | 0 | 0 | 0 | 0.004+0.043j | 0 | 0 | 0 | 0 | 0 | 0 | 0 | 0 | 0 | 10 | 0 |  | no
config_transformer_220465536 |  | DELTA_GWYE |  |  |  | 4800 | 34500 | 333 | 0 | 0 | 0 | 0.005+0.047j | 0 | 0 | 0 | 0 | 0 | 0 | 0 | 0 | 0 | 10 | 0 |  | no
config_transformer_220523307 |  | WYE_WYE |  |  |  | 34500 | 4160 | 333 | 0 | 0 | 0 | 0.005+0.047j | 0 | 0 | 0 | 0 | 0 | 0 | 0 | 0 | 0 | 10 | 0 |  | no
config_transformer_220523551 |  | WYE_WYE |  |  |  | 34500 | 12470 | 167 | 0 | 0 | 0 | 0.004+0.04j | 0 | 0 | 0 | 0 | 0 | 0 | 0 | 0 | 0 | 10 | 0 |  | no
config_transformer_220545527 |  | DELTA_GWYE |  |  |  | 4800 | 34500 | 1500 | 0 | 0 | 0 | 0.005+0.047j | 0 | 0 | 0 | 0 | 0 | 0 | 0 | 0 | 0 | 10 | 0 |  | no
config_transformer_220576187 |  | DELTA_GWYE |  |  |  | 4800 | 34500 | 1500 | 0 | 0 | 0 | 0.005+0.047j | 0 | 0 | 0 | 0 | 0 | 0 | 0 | 0 | 0 | 10 | 0 |  | no
config_transformer_220615693 |  | WYE_WYE |  |  |  | 34500 | 12470 | 167 | 0 | 0 | 0 | 0.004+0.04j | 0 | 0 | 0 | 0 | 0 | 0 | 0 | 0 | 0 | 10 | 0 |  | no

## underground_line
data_type | static
owner_type | feeder
owner | 8109806
object | underground_line
name | groupid | phases | fr | to | length | configuration | dcircuit | selected | monitored | monitored_fields | class_monitored_fields | played | played_fields | comments
und_line_8109806_200846933 |  | AN | node_8109806_200850910 | node_intto1_8109806_200846933 | 234.854 | und_1P_4CUURD_4CU(N) | 8109806 | no | no |  |  | no
und_line_8109806_200846935 |  | AN | node_8109806_200846933 | node_8109806_200846935 | 146.881 | und_1P_4CUURD_4CU(N) | 8109806 | no | no |  |  | no
und_line_8109806_200846943 |  | AN | node_8109806_200846935 | node_8109806_200846943 | 507.273 | und_1P_4CUURD_4CU(N) | 8109806 | no | no |  |  | no
und_line_8109806_200846974 |  | AN | node_8109806_311916391 | node_8109806_200846974 | 276.671 | und_1P_2ALURD_2AL(N) | 8109806 | no | no |  |  | no
und_line_8109806_200846977 |  | AN | node_8109806_200846974 | node_8109806_200846977 | 440.127 | und_1P_2ALURD_2AL(N) | 8109806 | no | no |  |  | no
und_line_8109806_200846981 |  | AN | node_8109806_200846977 | node_8109806_200846981 | 171.559 | und_1P_2ALURD_2AL(N) | 8109806 | no | no |  |  | no
und_line_8109806_200846982 |  | AN | node_8109806_200846981 | node_8109806_200846982 | 207.289 | und_1P_2ALURD_2AL(N) | 8109806 | no | no |  |  | no
und_line_8109806_200846993 |  | AN | node_8109806_200846974 | node_8109806_200846993 | 328.235 | und_1P_2ALURD_2AL(N) | 8109806 | no | no |  |  | no
und_line_8109806_200846996 |  | AN | node_8109806_200846993 | node_8109806_200846996 | 152.991 | und_1P_2ALURD_2AL(N) | 8109806 | no | no |  |  | no
und_line_8109806_200847589 |  | AN | node_8109806_311916397 | node_8109806_200847589 | 295.537 | und_1P_2ALURD_2AL(N) | 8109806 | no | no |  |  | no
und_line_8109806_200847595 |  | AN | node_8109806_200847589 | node_8109806_200847595 | 484.024 | und_1P_2ALURD_2AL(N) | 8109806 | no | no |  |  | no
und_line_8109806_200847844 |  | AN | node_8109806_200847862 | node_8109806_200847844 | 423.068 | und_1P_1/0ALURD_1/0AL(N) | 8109806 | no | no |  |  | no
und_line_8109806_200847846 |  | AN | node_8109806_200847844 | node_8109806_200847846 | 187.915 | und_1P_1/0ALURD_1/0AL(N) | 8109806 | no | no |  |  | no
und_line_8109806_200847852 |  | AN | node_8109806_311878736 | node_8109806_200847852 | 91.986 | und_1P_1/0ALURD_1/0AL(N) | 8109806 | no | no |  |  | no
und_line_8109806_200847853 |  | AN | node_8109806_200847852 | node_8109806_200847853 | 160.348 | und_1P_1/0ALURD_1/0AL(N) | 8109806 | no | no |  |  | no
und_line_8109806_200847855 |  | AN | node_8109806_200847853 | node_8109806_200847855 | 204.763 | und_1P_1/0ALURD_1/0AL(N) | 8109806 | no | no |  |  | no
und_line_8109806_200847862 |  | AN | node_8109806_200847855 | node_8109806_200847862 | 538.67 | und_1P_1/0ALURD_1/0AL(N) | 8109806 | no | no |  |  | no
und_line_8109806_200852474 |  | ABCN | node_8109806_200917637 | node_8109806_200852474 | 133.846 | und_3P_2ALURD | 8109806 | no | no |  |  | no
und_line_8109806_200852604 |  | AN | node_8109806_200852627 | node_intto1_8109806_200852604 | 691.904 | und_1P_2ALURD | 8109806 | no | no |  |  | no
und_line_8109806_200891538 |  | AN | node_8109806_200891566 | node_intto1_8109806_200891538 | 402.028 | und_1P_2ALURD | 8109806 | no | no |  |  | no
und_line_8109806_200894830 |  | AN | node_8109806_200894858 | node_intto1_8109806_200894830 | 379.359 | und_1P_2ALURD | 8109806 | no | no |  |  | no
und_line_8109806_200894831 |  | AN | node_8109806_200894860 | node_intto1_8109806_200894831 | 305.44 | und_1P_2ALURD | 8109806 | no | no |  |  | no
und_line_8109806_200894888 |  | AN | node_8109806_200894891 | node_intto1_8109806_200894888 | 234.42 | und_1P_2ALURD | 8109806 | no | no |  |  | no
und_line_8109806_200966153 |  | AN | node_8109806_200966152 | node_8109806_200966153 | 199.902 | und_1P_DELTACUST | 8109806 | no | no |  |  | no
und_line_8109806_200967912 |  | AN | node_8109806_200966773 | node_intto1_8109806_200967912 | 243.254 | und_1P_DELTACUST | 8109806 | no | no |  |  | no
und_line_8109806_200970996 |  | ABCN | node_8109806_200895551 | node_intto1_8109806_200970996 | 39.003 | und_3P_2ALURD | 8109806 | no | no |  |  | no
und_line_8109806_200974253 |  | ABCN | node_8109806_200980831 | node_intto1_8109806_200974253 | 192.768 | und_3P_WYECUST | 8109806 | no | no |  |  | no
und_line_8109806_200974565 |  | AN | node_8109806_200974623 | node_8109806_200974565 | 238.952 | und_1P_2ALURD_2AL(N) | 8109806 | no | no |  |  | no
und_line_8109806_200974622 |  | AN | node_8109806_200974623 | node_8109806_200974622 | 353.258 | und_1P_2ALURD_2AL(N) | 8109806 | no | no |  |  | no
und_line_8109806_200974623 |  | AN | node_8109806_200974627 | node_8109806_200974623 | 214.127 | und_1P_2ALURD_2AL(N) | 8109806 | no | no |  |  | no
und_line_8109806_200974627 |  | AN | node_8109806_200973956 | node_8109806_200974627 | 264.875 | und_1P_2ALURD_2AL(N) | 8109806 | no | no |  |  | no
und_line_8109806_200983544 |  | AN | node_8109806_200984020 | node_intto1_8109806_200983544 | 395.455 | und_1P_DELTACUST | 8109806 | no | no |  |  | no
und_line_8109806_200987405 |  | AN | node_8109806_200846996 | node_intto1_8109806_200987405 | 151.463 | und_1P_2ALURD_2AL(N) | 8109806 | no | no |  |  | no
und_line_8109806_200988828 |  | AN | node_8109806_200900966 | node_intto1_8109806_200988828 | 624.459 | und_1P_DELTACUST | 8109806 | no | no |  |  | no
und_line_8109806_201023838 |  | AN | node_8109806_201023837 | node_8109806_201023838 | 934.503 | und_1P_DELTACUST | 8109806 | no | no |  |  | no
und_line_8109806_201023839 |  | ABCN | node_8109806_200853815 | node_8109806_201023839 | 529.428 | und_3P_WYECUST | 8109806 | no | no |  |  | no
und_line_8109806_201031597 |  | AN | node_8109806_201031596 | node_intto1_8109806_201031597 | 158.777 | und_1P_DELTACUST | 8109806 | no | no |  |  | no
und_line_8109806_201040387 |  | AN | node_8109806_201033858 | node_intto1_8109806_201040387 | 124.007 | und_1P_DELTACUST | 8109806 | no | no |  |  | no
und_line_8109806_311878736 |  | AN | node_8109806_311915807 | node_8109806_311878736 | 345.401 | und_1P_1/0ALURD_1/0AL(N) | 8109806 | no | no |  |  | no
und_line_8109806_311989366 |  | ABCN | node_8109806_200936459 | node_intto1_8109806_311989366 | 327 | und_3P_DELTACUST | 8109806 | no | no |  |  | no
und_line_8109806_312086408 |  | ABCN | node_8109806_200852598 | node_8109806_312086408 | 63.271 | und_1P_DELTACUST | 8109806 | no | no |  |  | no
und_line_TAP_UG_59180 |  | AN | node_8109806_200846933 | node_1346887_457_15301355_758 | 0.033 | und_TAPWIRE_UG | 8109806 | no | no |  |  | no
und_line_TAP_UG_59181 |  | AN | node_8109806_200846935 | node_1346937_3_15301191_616 | 0.033 | und_TAPWIRE_UG | 8109806 | no | no |  |  | no
und_line_TAP_UG_59182 |  | AN | node_8109806_200846943 | node_1347465_116_15301206_551 | 0.033 | und_TAPWIRE_UG | 8109806 | no | no |  |  | no
und_line_TAP_UG_59190 |  | AN | node_8109806_200846977 | node_1346330_692_15299412_821 | 0.033 | und_TAPWIRE_UG | 8109806 | no | no |  |  | no
und_line_TAP_UG_59191 |  | AN | node_8109806_200846981 | node_1346475_085_15299294_349 | 0.033 | und_TAPWIRE_UG | 8109806 | no | no |  |  | no
und_line_TAP_UG_59192 |  | AN | node_8109806_200846982 | node_1346689_342_15299433_365 | 0.033 | und_TAPWIRE_UG | 8109806 | no | no |  |  | no
und_line_TAP_UG_59193 |  | AN | node_8109806_200846993 | node_1346380_134_15299790_69 | 0.033 | und_TAPWIRE_UG | 8109806 | no | no |  |  | no
und_line_TAP_UG_59194 |  | AN | node_8109806_200846996 | node_1346526_549_15299764_949 | 0.033 | und_TAPWIRE_UG | 8109806 | no | no |  |  | no
und_line_TAP_UG_59304 |  | AN | node_8109806_200847589 | node_1345967_337_15303570_392 | 0.033 | und_TAPWIRE_UG | 8109806 | no | no |  |  | no
und_line_TAP_UG_59305 |  | AN | node_8109806_200847595 | node_1346469_885_15303473_428 | 0.033 | und_TAPWIRE_UG | 8109806 | no | no |  |  | no
und_line_TAP_UG_59355 |  | AN | node_8109806_200847844 | node_1344046_354_15299789_03 | 0.033 | und_TAPWIRE_UG | 8109806 | no | no |  |  | no
und_line_TAP_UG_59356 |  | AN | node_8109806_200847846 | node_1344240_883_15299882_47 | 0.033 | und_TAPWIRE_UG | 8109806 | no | no |  |  | no
und_line_TAP_UG_59357 |  | AN | node_8109806_311878736 | node_1342700_354_15299568_018 | 0.033 | und_TAPWIRE_UG | 8109806 | no | no |  |  | no
und_line_TAP_UG_59358 |  | AN | node_8109806_200847853 | node_1342866_551_15299760_858 | 0.033 | und_TAPWIRE_UG | 8109806 | no | no |  |  | no
und_line_TAP_UG_59359 |  | AN | node_8109806_200847855 | node_1343113_425_15299657_254 | 0.033 | und_TAPWIRE_UG | 8109806 | no | no |  |  | no
und_line_TAP_UG_59360 |  | AN | node_8109806_200847862 | node_1343624_533_15299726_964 | 0.033 | und_TAPWIRE_UG | 8109806 | no | no |  |  | no
und_line_TAP_UG_59436 |  | AN | node_8109806_200852604 | node_1351615_454_15308636_54 | 0.033 | und_TAPWIRE_UG | 8109806 | no | no |  |  | no
und_line_TAP_UG_59742 |  | AN | node_8109806_200891538 | node_1338812_275_15329672_013 | 0.033 | und_TAPWIRE_UG | 8109806 | no | no |  |  | no
und_line_TAP_UG_59865 |  | AN | node_8109806_200894830 | node_1337363_847_15303162_708 | 0.033 | und_TAPWIRE_UG | 8109806 | no | no |  |  | no
und_line_TAP_UG_59866 |  | AN | node_8109806_200894831 | node_1336699_807_15303383_394 | 0.033 | und_TAPWIRE_UG | 8109806 | no | no |  |  | no
und_line_TAP_UG_59867 |  | AN | node_8109806_200894888 | node_1333380_745_15307889_59 | 0.033 | und_TAPWIRE_UG | 8109806 | no | no |  |  | no
und_line_TAP_UG_60516 |  | AN | node_8109806_200966153 | node_1333040_951_15299659_901 | 0.033 | und_TAPWIRE_UG | 8109806 | no | no |  |  | no
und_line_TAP_UG_60622 |  | AN | node_8109806_200967912 | node_1339426_551_15306745_339 | 0.033 | und_TAPWIRE_UG | 8109806 | no | no |  |  | no
und_line_TAP_UG_61994 |  | ABCN | node_8109806_200974253 | node_1349475_819_15297658_922 | 0.033 | und_TAPWIRE_UG | 8109806 | no | no |  |  | no
und_line_TAP_UG_62017 |  | AN | node_8109806_200974565 | node_1346973_72_15300875_116 | 0.033 | und_TAPWIRE_UG | 8109806 | no | no |  |  | no
und_line_TAP_UG_62026 |  | AN | node_8109806_200974622 | node_1347568_85_15300896_405 | 0.033 | und_TAPWIRE_UG | 8109806 | no | no |  |  | no
und_line_TAP_UG_62027 |  | AN | node_8109806_200974627 | node_1347237_731_15300609_779 | 0.033 | und_TAPWIRE_UG | 8109806 | no | no |  |  | no
und_line_TAP_UG_62858 |  | AN | node_8109806_200983544 | node_1337250_372_15302585_368 | 0.033 | und_TAPWIRE_UG | 8109806 | no | no |  |  | no
und_line_TAP_UG_63309 |  | AN | node_8109806_200988828 | node_1335371_105_15301124_165 | 0.033 | und_TAPWIRE_UG | 8109806 | no | no |  |  | no
und_line_TAP_UG_65104 |  | AN | node_8109806_201023838 | node_1355278_249_15312409_212 | 0.033 | und_TAPWIRE_UG | 8109806 | no | no |  |  | no
und_line_TAP_UG_65105 |  | ABCN | node_8109806_201023839 | node_1349656_186_15311985_825 | 0.033 | und_TAPWIRE_UG | 8109806 | no | no |  |  | no
und_line_TAP_UG_65557 |  | AN | node_8109806_201031597 | node_1355985_751_15320853_341 | 0.033 | und_TAPWIRE_UG | 8109806 | no | no |  |  | no
und_line_TAP_UG_67114 |  | AN | node_8109806_201040387 | node_1338187_252_15323917_148 | 0.033 | und_TAPWIRE_UG | 8109806 | no | no |  |  | no
und_line_TAP_UG_1744778 |  | ABCN | node_8109806_311989366 | node_1349085_806_15298548_205 | 0.033 | und_TAPWIRE_UG | 8109806 | no | no |  |  | no
und_line_TAP_UG_2409385 |  | ABCN | node_8109806_312086408 | node_1349920_542_15298046_812 | 0.033 | und_TAPWIRE_UG | 8109806 | no | no |  |  | no

## underground_line_conductor
data_type | static
owner_type | feeder
owner | 8109806
object | underground_line_conductor
name | groupid | outer_diameter | conductor_gmr | conductor_diameter | conductor_resistance | neutral_gmr | neutral_diameter | neutral_resistance | neutral_strands | insulation_relative_permitivitty | shield_gmr | shield_resistance | rating_summer_continuous | rating_summer_emergency | rating_winter_continuous | rating_winter_emergency | dcircuit | selected | comments
und_cond_1P_1/0ALURD_1/0AL(N) | [12 empty] | 160 | 160 | 180 | 180 |  | no
und_cond_1P_2ALURD | [12 empty] | 125 | 125 | 140 | 140 |  | no
und_cond_1P_2ALURD_2AL(N) | [12 empty] | 125 | 125 | 140 | 140 |  | no
und_cond_1P_4CUURD_4CU(N) | [12 empty] | 109 | 109 | 114 | 114 |  | no
und_cond_1P_DELTACUST | [12 empty] | 685 | 685 | 685 | 685 |  | no
und_cond_3P_2ALURD | [12 empty] | 125 | 125 | 140 | 140 |  | no
und_cond_3P_DELTACUST | [12 empty] | 685 | 685 | 685 | 685 |  | no
und_cond_3P_WYECUST | [12 empty] | 685 | 685 | 685 | 685 |  | no
und_cond_TAPWIRE_UG | [12 empty] | 99999999 | 99999999 | 99999999 | 99999999 |  | no