## capacitor
data_type | static
owner_type | feeder
owner | 8101501
object | capacitor
name | groupid | parent | phases | nominal_voltage | pt_phase | phases_connected | switchA | switchB | switchC | control | voltage_set_high | voltage_set_low | VAr_set_high | VAr_set_low | current_set_high | current_set_low | capacitor_A | capacitor_B | capacitor_C | cap_nominal_voltage | time_delay | dwell_time | lockout_time | remote_sense | remote_sense_B | control_level | dcircuit | selected | monitored | monitored_fields | class_monitored_fields | played | played_fields | comments
cap_220369057 |  | node_1401371_895_15314172_591 | ABCN | 0 |  | ABCN | CLOSED | CLOSED | CLOSED | MANUAL | [6 empty] | 150000 | 150000 | 150000 | 4800 | [6 empty] | 8101501 | no | no |  |  | no
cap_312143761 |  | node_1400552_703_15312386_858 | ABCN | 0 |  | ABCN | CLOSED | CLOSED | CLOSED | MANUAL | [6 empty] | 100000 | 100000 | 100000 | 4800 | [6 empty] | 8101501 | no | no |  |  | no

## feeder
data_type | static
owner_type | feeder
owner | 8101501
object | feeder
name | transmission_bus | ARC | ADR | slack_bus | nom_voltages | num_nodes | num_ohlines | num_uglines | num_transformers | num_generators | num_pvs | num_storages | num_loads | miles | mw | mvar | losses_mw | losses_mvar | comments | use_feeder_load_shape | load_shape_scale | use_feeder_pv_shape | pv_shape_scale | description | restore_time | griddisconnect_scenario_probability | gridconnect_scenario_probability | use_energy_not_served | VOLL | discount_rate | yearly_load_growth_percent | planning_horizon | enable_traditional_project_deferral | lifetime_of_investment_years | start_year | base_year | year_the_investment_is_committed | revenue_requirement_scaling_factor | discount_rate | inflation_rate_for_investment | traditional_project_invested_capital | periodicity_of_investment_in_years | priority | maximum_total_investment_cost | DER_portfolio_NPV | DER_portfolio_BC_ratio | total_system_energy_avoided_cost_NPV | total_system_capacity_avoided_cost_NPV | total_system_ancillary_services_avoided_cost_NPV | total_system_CO2_avoided_cost_NPV | total_system_loss_of_load_avoided_cost_NPV | total_system_distribution_capacity_avoided_cost_NPV | total_system_investment_and_operational_cost_NPV | feeder_solar_pv_operating_cost_USdollarperkWh | feeder_energy_storage_operating_cost_USdollarperkWh | feeder_distributed_generator_operating_cost_USdollarperkWh | feeder_distributed_generator_CO2_cost_USdollarperkWh | feeder_demand_response_operating_cost_USdollarperkWh | feeder_solar_pv_investment_cost_USdollarperkW | feeder_energy_storage_investment_cost_USdollarperkW | feeder_distributed_generator_investment_cost_USdollarperkW | feeder_demand_response_investment_cost_USdollarperkW
8101501 |  | ts_slack | none | node_SOURCE_8101501 | 2771.281 | 609 | 557 | 13 | 0 | 0 | 0 | 0 | 172 | 9.875 | 4.337 | 1.847 | 0 | 0 |  | 0 | 0 | 1 | 0 |  | 0 | 0 | 0 | 0 | 0 | 0 | 0 | 0 | 0 | 0 | 0 | 0 | 0 | 0 | 0 | 0 | 0 | 0 | 0 | 999999999 | 0 | 0 | 0 | 0 | 0 | 0 | 0 | 0 | 0 | 0 | 0 | 0 | 0 | 0 | 0 | 0 | 0 | 0

## fuse
data_type | static
owner_type | feeder
owner | 8101501
object | fuse
name | groupid | phases | fr | to | phase_A_status | phase_B_status | phase_C_status | repair_dist_type | current_limit | mean_replacement_time | status | dcircuit | selected | monitored | monitored_fields | class_monitored_fields | played | played_fields | comments
fuse_220388042 |  | AD | node_intto1_8101501_200832954 | node_8101501_200832954 | GOOD | GOOD | GOOD |  | 100 |  |  | 8101501 | no | no |  |  | no
fuse_220388056 |  | ABCD | node_intto1_8101501_200832906 | node_8101501_200832906 | GOOD | GOOD | GOOD |  | 100 |  |  | 8101501 | no | no |  |  | no
fuse_220388068 |  | ABCD | node_intto1_8101501_200833254 | node_8101501_200833254 | GOOD | GOOD | GOOD |  | 65 |  |  | 8101501 | no | no |  |  | no
fuse_220388071 |  | ABCD | node_intto1_8101501_200833332 | node_8101501_200833332 | GOOD | GOOD | GOOD |  | 150 |  |  | 8101501 | no | no |  |  | no
fuse_220388072 |  | AD | node_intto1_8101501_200833276 | node_8101501_200833276 | GOOD | GOOD | GOOD |  | 100 |  |  | 8101501 | no | no |  |  | no
fuse_220388073 |  | AD | node_intto1_8101501_200833264 | node_8101501_200833264 | GOOD | GOOD | GOOD |  | 100 |  |  | 8101501 | no | no |  |  | no
fuse_220388083 |  | ABCD | node_intto1_8101501_200833285 | node_8101501_200833285 | GOOD | GOOD | GOOD |  | 100 |  |  | 8101501 | no | no |  |  | no
fuse_220388084 |  | AD | node_intto1_8101501_200834130 | node_8101501_200834130 | GOOD | GOOD | GOOD |  | 100 |  |  | 8101501 | no | no |  |  | no
fuse_220388085 |  | AD | node_intto1_8101501_200833589 | node_8101501_200833589 | GOOD | GOOD | GOOD |  | 100 |  |  | 8101501 | no | no |  |  | no
fuse_220388088 |  | ABCN | node_intto1_8101501_200833155 | node_8101501_200833155 | GOOD | GOOD | GOOD |  | 15 |  |  | 8101501 | no | no |  |  | no
fuse_220388089 |  | AD | node_intto1_8101501_201060332 | node_8101501_201060332 | GOOD | GOOD | GOOD |  | 100 |  |  | 8101501 | no | no |  |  | no
fuse_220388130 |  | ABCD | node_intto1_8101501_200832724 | node_8101501_200832724 | GOOD | GOOD | GOOD |  | 300 |  |  | 8101501 | no | no |  |  | no
fuse_220388574 |  | ABCD | node_intto1_8101501_200834155 | node_8101501_200834155 | GOOD | GOOD | GOOD |  | 100 |  |  | 8101501 | no | no |  |  | no
fuse_220388575 |  | AD | node_intto1_8101501_200834102 | node_8101501_200834102 | GOOD | GOOD | GOOD |  | 100 |  |  | 8101501 | no | no |  |  | no
fuse_220388628 |  | ABCD | node_intto1_8101501_200833538 | node_8101501_200833538 | GOOD | GOOD | GOOD |  | 100 |  |  | 8101501 | no | no |  |  | no
fuse_220388630 |  | AD | node_intto1_8101501_200833529 | node_8101501_200833529 | GOOD | GOOD | GOOD |  | 100 |  |  | 8101501 | no | no |  |  | no
fuse_220388665 |  | ABCD | node_intto1_8101501_200833552 | node_8101501_200833552 | GOOD | GOOD | GOOD |  | 100 |  |  | 8101501 | no | no |  |  | no
fuse_220388667 |  | ABCD | node_intto1_8101501_200833564 | node_8101501_200833564 | GOOD | GOOD | GOOD |  | 65 |  |  | 8101501 | no | no |  |  | no
fuse_220537846 |  | AN | node_intto1_8101501_200953067 | node_8101501_200953067 | GOOD | GOOD | GOOD |  | 65 |  |  | 8101501 | no | no |  |  | no
fuse_220616465 |  | ABCN | node_intto1_8101501_200834528 | node_8101501_200834528 | GOOD | GOOD | GOOD |  | 50 |  |  | 8101501 | no | no |  |  | no
fuse_310008252 |  | ABCD | node_intto1_8101501_200833246 | node_8101501_200833246 | GOOD | GOOD | GOOD |  | 200 |  |  | 8101501 | no | no |  |  | no
fuse_311977006 |  | ABCD | node_intto1_8101501_200834175 | node_8101501_200834175 | GOOD | GOOD | GOOD |  | 12 |  |  | 8101501 | no | no |  |  | no
fuse_311977013 |  | ABCN | node_intto1_8101501_311977012 | node_8101501_311977012 | GOOD | GOOD | GOOD |  | 50 |  |  | 8101501 | no | no |  |  | no
fuse_311985964 |  | AN | node_intto1_311985964 | node_311985964 | GOOD | GOOD | GOOD |  | 10 |  |  | 8101501 | no | no |  |  | no
fuse_311985966 |  | AN | node_intto1_311985966 | node_311985966 | GOOD | GOOD | GOOD |  | 300 |  |  | 8101501 | no | no |  |  | no
fuse_312011915 |  | ABCD | node_intto1_312011915 | node_312011915 | GOOD | GOOD | GOOD |  | 100 |  |  | 8101501 | no | no |  |  | no
fuse_312011919 |  | ABCD | node_intto1_312011919 | node_312011919 | GOOD | GOOD | GOOD |  | 100 |  |  | 8101501 | no | no |  |  | no
fuse_312114992 |  | AD | node_intto1_8101501_200834574 | node_8101501_200834574 | GOOD | GOOD | GOOD |  | 50 |  |  | 8101501 | no | no |  |  | no
fuse_312121303 |  | ABCD | node_intto1_8101501_200833537 | node_8101501_200833537 | GOOD | GOOD | GOOD |  | 100 |  |  | 8101501 | no | no |  |  | no

## line_configuration
data_type | static
owner_type | feeder
owner | 8101501
object | line_configuration
name | groupid | conductor_A | conductor_B | conductor_C | conductor_N | spacing | z11 | z12 | z13 | z21 | z22 | z23 | z31 | z32 | z33 | c11 | c12 | c13 | c21 | c22 | c23 | c31 | c32 | c33 | dcircuit | selected | comments
bal_1P_1/0AA |  | oh_cond_1/0_AAAC | oh_cond_1/0_AAAC | oh_cond_1/0_AAAC |  |  | 0.972+1.499j | 0.095+0.781j | 0.095+0.781j | 0.095+0.781j | 0.972+1.499j | 0.095+0.781j | 0.095+0.781j | 0.095+0.781j | 0.972+1.499j | 12.796 | -3.172 | -3.172 | -3.172 | 12.796 | -3.172 | -3.172 | -3.172 | 12.796 |  | no
bal_1P_1/0AC |  | oh_cond_1/0_ACSR | oh_cond_1/0_ACSR | oh_cond_1/0_ACSR |  |  | 0.983+1.218j | 0.095+0.781j | 0.095+0.781j | 0.095+0.781j | 0.983+1.218j | 0.095+0.781j | 0.095+0.781j | 0.095+0.781j | 0.983+1.218j | 12.796 | -3.172 | -3.172 | -3.172 | 12.796 | -3.172 | -3.172 | -3.172 | 12.796 |  | no
bal_1P_2AC |  | oh_cond_2_ACSR | oh_cond_2_ACSR | oh_cond_2_ACSR |  |  | 1.505+1.527j | 0.095+0.781j | 0.095+0.781j | 0.095+0.781j | 1.505+1.527j | 0.095+0.781j | 0.095+0.781j | 0.095+0.781j | 1.505+1.527j | 12.393 | -3.017 | -3.017 | -3.017 | 12.393 | -3.017 | -3.017 | -3.017 | 12.393 |  | no
bal_1P_4/0AL |  | oh_cond_4/0_AL | oh_cond_4/0_AL | oh_cond_4/0_AL |  |  | 0.537+1.466j | 0.095+0.781j | 0.095+0.781j | 0.095+0.781j | 0.537+1.466j | 0.095+0.781j | 0.095+0.781j | 0.095+0.781j | 0.537+1.466j | 13.381 | -3.4 | -3.4 | -3.4 | 13.381 | -3.4 | -3.4 | -3.4 | 13.381 |  | no
bal_1P_4CU |  | oh_cond_4_CU | oh_cond_4_CU | oh_cond_4_CU |  |  | 1.483+1.565j | 0.095+0.781j | 0.095+0.781j | 0.095+0.781j | 1.483+1.565j | 0.095+0.781j | 0.095+0.781j | 0.095+0.781j | 1.483+1.565j | 11.78 | -2.785 | -2.785 | -2.785 | 11.78 | -2.785 | -2.785 | -2.785 | 11.78 |  | no
bal_1P_6CU |  | oh_cond_6_CU | oh_cond_6_CU | oh_cond_6_CU |  |  | 2.275+1.583j | 0.095+0.781j | 0.095+0.781j | 0.095+0.781j | 2.275+1.583j | 0.095+0.781j | 0.095+0.781j | 0.095+0.781j | 2.275+1.583j | 11.393 | -2.641 | -2.641 | -2.641 | 11.393 | -2.641 | -2.641 | -2.641 | 11.393 |  | no
bal_3P_1/0AA |  | oh_cond_1/0_AAAC | oh_cond_1/0_AAAC | oh_cond_1/0_AAAC |  |  | 0.972+1.499j | 0.095+0.781j | 0.095+0.781j | 0.095+0.781j | 0.972+1.499j | 0.095+0.781j | 0.095+0.781j | 0.095+0.781j | 0.972+1.499j | 12.796 | -3.172 | -3.172 | -3.172 | 12.796 | -3.172 | -3.172 | -3.172 | 12.796 |  | no
bal_3P_1/0AC |  | oh_cond_1/0_ACSR | oh_cond_1/0_ACSR | oh_cond_1/0_ACSR |  |  | 0.983+1.497j | 0.095+0.781j | 0.095+0.781j | 0.095+0.781j | 0.983+1.497j | 0.095+0.781j | 0.095+0.781j | 0.095+0.781j | 0.983+1.497j | 12.796 | -3.172 | -3.172 | -3.172 | 12.796 | -3.172 | -3.172 | -3.172 | 12.796 |  | no
bal_3P_2/0CU |  | oh_cond_2/0_CU | oh_cond_2/0_CU | oh_cond_2/0_CU |  |  | 0.535+1.487j | 0.095+0.781j | 0.095+0.781j | 0.095+0.781j | 0.535+1.487j | 0.095+0.781j | 0.095+0.781j | 0.095+0.781j | 0.535+1.487j | 12.878 | -3.204 | -3.204 | -3.204 | 12.878 | -3.204 | -3.204 | -3.204 | 12.878 |  | no
bal_3P_2AC |  | oh_cond_2_ACSR | oh_cond_2_ACSR | oh_cond_2_ACSR |  |  | 1.505+1.527j | 0.095+0.781j | 0.095+0.781j | 0.095+0.781j | 1.505+1.527j | 0.095+0.781j | 0.095+0.781j | 0.095+0.781j | 1.505+1.527j | 12.393 | -3.017 | -3.017 | -3.017 | 12.393 | -3.017 | -3.017 | -3.017 | 12.393 |  | no
bal_3P_4/0AA |  | oh_cond_4/0_AAAC | oh_cond_4/0_AAAC | oh_cond_4/0_AAAC |  |  | 0.534+1.457j | 0.095+0.781j | 0.095+0.781j | 0.095+0.781j | 0.534+1.457j | 0.095+0.781j | 0.095+0.781j | 0.095+0.781j | 0.534+1.457j | 13.554 | -3.469 | -3.469 | -3.469 | 13.554 | -3.469 | -3.469 | -3.469 | 13.554 |  | no
bal_3P_4/0AL |  | oh_cond_4/0_AL | oh_cond_4/0_AL | oh_cond_4/0_AL |  |  | 0.537+1.466j | 0.095+0.781j | 0.095+0.781j | 0.095+0.781j | 0.537+1.466j | 0.095+0.781j | 0.095+0.781j | 0.095+0.781j | 0.537+1.466j | 13.381 | -3.4 | -3.4 | -3.4 | 13.381 | -3.4 | -3.4 | -3.4 | 13.381 |  | no
bal_3P_4CU |  | oh_cond_4_CU | oh_cond_4_CU | oh_cond_4_CU |  |  | 1.483+1.565j | 0.095+0.781j | 0.095+0.781j | 0.095+0.781j | 1.483+1.565j | 0.095+0.781j | 0.095+0.781j | 0.095+0.781j | 1.483+1.565j | 11.78 | -2.785 | -2.785 | -2.785 | 11.78 | -2.785 | -2.785 | -2.785 | 11.78 |  | no
bal_3P_336AL |  | oh_cond_336_5_MCM_AL | oh_cond_336_5_MCM_AL | oh_cond_336_5_MCM_AL |  |  | 0.374+1.431j | 0.095+0.781j | 0.095+0.781j | 0.095+0.781j | 0.374+1.431j | 0.095+0.781j | 0.095+0.781j | 0.095+0.781j | 0.374+1.431j | 13.957 | -3.628 | -3.628 | -3.628 | 13.957 | -3.628 | -3.628 | -3.628 | 13.957 |  | no
bal_3P_477AL |  | oh_cond_477_MCM_AL | oh_cond_477_MCM_AL | oh_cond_477_MCM_AL |  |  | 0.293+1.41j | 0.095+0.775j | 0.095+0.775j | 0.095+0.775j | 0.293+1.41j | 0.095+0.775j | 0.095+0.775j | 0.095+0.775j | 0.293+1.41j | 14.305 | -3.735 | -3.735 | -3.735 | 14.305 | -3.735 | -3.735 | -3.735 | 14.305 |  | no
unb_TAPWIRE_OH |  | oh_cond_WP-4/0-CU | oh_cond_WP-4/0-CU | oh_cond_WP-4/0-CU | oh_cond_WP-4/0-CU |  | 0.365+1.097j | 0.093+0.433j | 0.094+0.34j | 0.093+0.433j | 0.368+1.078j | 0.095+0.401j | 0.094+0.34j | 0.095+0.401j | 0.368+1.077j | 14.911 | -4.341 | -1.953 | -4.341 | 15.781 | -3.724 | -1.953 | -3.724 | 14.818 |  | no
und_1P_DELTACUST |  | und_cond_1P_DELTACUST | und_cond_1P_DELTACUST | und_cond_1P_DELTACUST |  |  | 0.179+0.233j | 0.061-0.024j | 0.061-0.024j | 0.061-0.024j | 0.179+0.233j | 0.061-0.024j | 0.061-0.024j | 0.061-0.024j | 0.179+0.233j | 324.124 | 0 | 0 | 0 | 324.124 | 0 | 0 | 0 | 324.124 |  | no
und_3P_2ALURD |  | und_cond_3P_2ALURD | und_cond_3P_2ALURD | und_cond_3P_2ALURD |  |  | 2.125+0.49j | 0.384+0.067j | 0.384+0.067j | 0.384+0.067j | 2.125+0.49j | 0.384+0.067j | 0.384+0.067j | 0.384+0.067j | 2.125+0.49j | 401.498 | 0 | 0 | 0 | 401.498 | 0 | 0 | 0 | 401.498 |  | no
und_3P_DELTACUST |  | und_cond_3P_DELTACUST | und_cond_3P_DELTACUST | und_cond_3P_DELTACUST |  |  | 0.179+0.233j | 0.061-0.024j | 0.061-0.024j | 0.061-0.024j | 0.179+0.233j | 0.061-0.024j | 0.061-0.024j | 0.061-0.024j | 0.179+0.233j | 324.124 | 0 | 0 | 0 | 324.124 | 0 | 0 | 0 | 324.124 |  | no
und_TAPWIRE_UG |  | und_cond_TAPWIRE_UG | und_cond_TAPWIRE_UG | und_cond_TAPWIRE_UG |  |  | 0.001+0.001j | 0.0+0.0j | 0.0+0.0j | 0.0+0.0j | 0.001+0.001j | 0.0+0.0j | 0.0+0.0j | 0.0+0.0j | 0.001+0.001j | 0 | 0 | 0 | 0 | 0 | 0 | 0 | 0 | 0 |  | no

## load
data_type | static
owner_type | feeder
owner | 8101501
object | load
name | groupid | parent | bustype | phases | nominal_voltage | load_class | constant_power_A | constant_power_B | constant_power_C | constant_current_A | constant_current_B | constant_current_C | constant_impedance_A | constant_impedance_B | constant_impedance_C | base_power_A | base_power_B | base_power_C | power_pf_A | power_pf_B | power_pf_C | current_pf_A | current_pf_B | current_pf_C | impedance_pf_A | impedance_pf_B | impedance_pf_C | power_fraction_A | power_fraction_B | power_fraction_C | current_fraction_A | current_fraction_B | current_fraction_C | impedance_fraction_A | impedance_fraction_B | impedance_fraction_C | dcircuit | selected | monitored | monitored_fields | class_monitored_fields | played | played_fields | base_kw_A | base_kw_B | base_kw_C | kw_A | kw_B | kw_C | comments | critical_load | dem_resp_lb | dem_resp_ub | dem_resp_shortage_cost | dem_resp_surplus_cost | num_customers
load_220338908 |  | node_1397751_676_15306970_626 |  | AN | 0 | Residential | 43444.8+18507.407j | 0 | 0 | 0 | 0 | 0 | [24 empty] | 8101501 | no | no |  |  | no |  | 0 | 0 | 0 | 0 | 0 | 0 |  | 1 | 1 | 1 | 0 | 0 | 0
load_220338912 |  | node_1398500_067_15308406_157 |  | AN | 0 | Residential | 82684.8+35223.577j | 0 | 0 | 0 | 0 | 0 | [24 empty] | 8101501 | no | no |  |  | no |  | 0 | 0 | 0 | 0 | 0 | 0 |  | 1 | 1 | 1 | 0 | 0 | 0
load_220338949 |  | node_1398530_068_15307918_824 |  | AN | 0 | Residential | 88977.6+37904.299j | 0 | 0 | 0 | 0 | 0 | [24 empty] | 8101501 | no | no |  |  | no |  | 0 | 0 | 0 | 0 | 0 | 0 |  | 1 | 1 | 1 | 0 | 0 | 0
load_220338950 |  | node_1398627_095_15307608_617 |  | AN | 0 | Residential | 55533.6+23657.215j | 0 | 0 | 0 | 0 | 0 | [24 empty] | 8101501 | no | no |  |  | no |  | 0 | 0 | 0 | 0 | 0 | 0 |  | 1 | 1 | 1 | 0 | 0 | 0
load_220338951 |  | node_1399168_067_15307870_024 |  | AN | 0 | Residential | 140608.8+59899.098j | 0 | 0 | 0 | 0 | 0 | [24 empty] | 8101501 | no | no |  |  | no |  | 0 | 0 | 0 | 0 | 0 | 0 |  | 1 | 1 | 1 | 0 | 0 | 0
load_220338952 |  | node_1398438_017_15308203_345 |  | AN | 0 | NonResidential | 2736+1165.531j | 0 | 0 | 0 | 0 | 0 | [24 empty] | 8101501 | no | no |  |  | no |  | 0 | 0 | 0 | 0 | 0 | 0 |  | 1 | 1 | 1 | 0 | 0 | 0
load_220338953 |  | node_1399790_285_15308203_68 |  | AN | 0 | Residential | 21290.4+9069.672j | 0 | 0 | 0 | 0 | 0 | [24 empty] | 8101501 | no | no |  |  | no |  | 0 | 0 | 0 | 0 | 0 | 0 |  | 1 | 1 | 1 | 0 | 0 | 0
load_220338954 |  | node_1398905_79_15308263_958 |  | AN | 0 | NonResidential | 147.6+62.877j | 0 | 0 | 0 | 0 | 0 | [24 empty] | 8101501 | no | no |  |  | no |  | 0 | 0 | 0 | 0 | 0 | 0 |  | 1 | 1 | 1 | 0 | 0 | 0
load_220338955 |  | node_1398919_607_15308265_811 |  | AN | 0 | NonResidential | 147.6+62.877j | 0 | 0 | 0 | 0 | 0 | [24 empty] | 8101501 | no | no |  |  | no |  | 0 | 0 | 0 | 0 | 0 | 0 |  | 1 | 1 | 1 | 0 | 0 | 0
load_220338956 |  | node_1399356_292_15308277_445 |  | AN | 0 | Residential | 30376.8+12940.463j | 0 | 0 | 0 | 0 | 0 | [24 empty] | 8101501 | no | no |  |  | no |  | 0 | 0 | 0 | 0 | 0 | 0 |  | 1 | 1 | 1 | 0 | 0 | 0
load_220338957 |  | node_1399365_763_15308277_5 |  | AN | 0 | Residential | 30376.8+12940.463j | 0 | 0 | 0 | 0 | 0 | [24 empty] | 8101501 | no | no |  |  | no |  | 0 | 0 | 0 | 0 | 0 | 0 |  | 1 | 1 | 1 | 0 | 0 | 0
load_220338958 |  | node_1399532_831_15308637_502 |  | AN | 0 | Residential | 108770.4+46335.996j | 0 | 0 | 0 | 0 | 0 | [24 empty] | 8101501 | no | no |  |  | no |  | 0 | 0 | 0 | 0 | 0 | 0 |  | 1 | 1 | 1 | 0 | 0 | 0
load_220338958-L-1 |  | node_1399532_831_15308637_502 |  | AN | 0 | NonResidential | 0 | 0 | 0 | 0 | 0 | 0 | [24 empty] | 8101501 | no | no |  |  | no |  | 0 | 0 | 0 | 0 | 0 | 0 |  | 1 | 1 | 1 | 0 | 0 | 0
load_220338959 |  | node_1399050_491_15308628_786 |  | AN | 0 | Residential | 96782.4+41229.13j | 0 | 0 | 0 | 0 | 0 | [24 empty] | 8101501 | no | no |  |  | no |  | 0 | 0 | 0 | 0 | 0 | 0 |  | 1 | 1 | 1 | 0 | 0 | 0
load_220338996 |  | node_1398647_745_15308775_56 |  | AN | 0 | Residential | 32572.8+13875.955j | 0 | 0 | 0 | 0 | 0 | [24 empty] | 8101501 | no | no |  |  | no |  | 0 | 0 | 0 | 0 | 0 | 0 |  | 1 | 1 | 1 | 0 | 0 | 0
load_220338997 |  | node_1399527_691_15310165_308 |  | BN | 0 | Residential | 0 | 15512.4+6608.255j | 0 | 0 | 0 | 0 | [24 empty] | 8101501 | no | no |  |  | no |  | 0 | 0 | 0 | 0 | 0 | 0 |  | 1 | 1 | 1 | 0 | 0 | 0
load_220338998 |  | node_1399506_763_15310162_533 |  | AN | 0 | NonResidential | 12500+5324.978j | 0 | 0 | 0 | 0 | 0 | [24 empty] | 8101501 | no | no |  |  | no |  | 0 | 0 | 0 | 0 | 0 | 0 |  | 1 | 1 | 1 | 0 | 0 | 0
load_220338999 |  | node_1399806_562_15310647_986 |  | AN | 0 | Residential | 57124.8+24335.063j | 0 | 0 | 0 | 0 | 0 | [24 empty] | 8101501 | no | no |  |  | no |  | 0 | 0 | 0 | 0 | 0 | 0 |  | 1 | 1 | 1 | 0 | 0 | 0
load_220339000 |  | node_1400093_878_15311121_652 |  | AN | 0 | NonResidential | 1929.6+822.006j | 0 | 0 | 0 | 0 | 0 | [24 empty] | 8101501 | no | no |  |  | no |  | 0 | 0 | 0 | 0 | 0 | 0 |  | 1 | 1 | 1 | 0 | 0 | 0
load_220339001 |  | node_1400458_252_15311739_311 |  | AN | 0 | Residential | 14983.2+6382.816j | 0 | 0 | 0 | 0 | 0 | [24 empty] | 8101501 | no | no |  |  | no |  | 0 | 0 | 0 | 0 | 0 | 0 |  | 1 | 1 | 1 | 0 | 0 | 0
load_220339002 |  | node_1400538_284_15311962_997 |  | AN | 0 | Residential | 90684+38631.222j | 0 | 0 | 0 | 0 | 0 | [24 empty] | 8101501 | no | no |  |  | no |  | 0 | 0 | 0 | 0 | 0 | 0 |  | 1 | 1 | 1 | 0 | 0 | 0
load_220339003 |  | node_1400672_145_15312286_112 |  | AN | 0 | Residential | 7668+3266.554j | 0 | 0 | 0 | 0 | 0 | [24 empty] | 8101501 | no | no |  |  | no |  | 0 | 0 | 0 | 0 | 0 | 0 |  | 1 | 1 | 1 | 0 | 0 | 0
load_220339005 |  | node_1400950_406_15312903_059 |  | AN | 0 | Residential | 33120+14109.061j | 0 | 0 | 0 | 0 | 0 | [24 empty] | 8101501 | no | no |  |  | no |  | 0 | 0 | 0 | 0 | 0 | 0 |  | 1 | 1 | 1 | 0 | 0 | 0
load_220339006 |  | node_1400975_722_15313177_262 |  | AN | 0 | NonResidential | 4010.4+1708.423j | 0 | 0 | 0 | 0 | 0 | [24 empty] | 8101501 | no | no |  |  | no |  | 0 | 0 | 0 | 0 | 0 | 0 |  | 1 | 1 | 1 | 0 | 0 | 0
load_220339009 |  | node_1401562_895_15314485_841 |  | AN | 0 | Residential | 27043.2+11520.355j | 0 | 0 | 0 | 0 | 0 | [24 empty] | 8101501 | no | no |  |  | no |  | 0 | 0 | 0 | 0 | 0 | 0 |  | 1 | 1 | 1 | 0 | 0 | 0
load_220339012 |  | node_1401655_546_15315137_149 |  | AN | 0 | NonResidential | 3500+1490.994j | 0 | 0 | 0 | 0 | 0 | [24 empty] | 8101501 | no | no |  |  | no |  | 0 | 0 | 0 | 0 | 0 | 0 |  | 1 | 1 | 1 | 0 | 0 | 0
load_220339013 |  | node_1401953_374_15314993_482 |  | AN | 0 | Residential | 16070.4+6845.962j | 0 | 0 | 0 | 0 | 0 | [24 empty] | 8101501 | no | no |  |  | no |  | 0 | 0 | 0 | 0 | 0 | 0 |  | 1 | 1 | 1 | 0 | 0 | 0
load_220339014 |  | node_1402287_924_15315321_849 |  | AN | 0 | Residential | 70142.4+29880.537j | 0 | 0 | 0 | 0 | 0 | [24 empty] | 8101501 | no | no |  |  | no |  | 0 | 0 | 0 | 0 | 0 | 0 |  | 1 | 1 | 1 | 0 | 0 | 0
load_220339015 |  | node_1402224_598_15315827_381 |  | AN | 0 | Residential | 41508+17682.334j | 0 | 0 | 0 | 0 | 0 | [24 empty] | 8101501 | no | no |  |  | no |  | 0 | 0 | 0 | 0 | 0 | 0 |  | 1 | 1 | 1 | 0 | 0 | 0
load_220339016 |  | node_1402333_318_15315538_532 |  | AN | 0 | Residential | 12168+5183.546j | 0 | 0 | 0 | 0 | 0 | [24 empty] | 8101501 | no | no |  |  | no |  | 0 | 0 | 0 | 0 | 0 | 0 |  | 1 | 1 | 1 | 0 | 0 | 0
load_220339017 |  | node_1402143_377_15315323_394 |  | AN | 0 | Residential | 19231.2+8192.457j | 0 | 0 | 0 | 0 | 0 | [24 empty] | 8101501 | no | no |  |  | no |  | 0 | 0 | 0 | 0 | 0 | 0 |  | 1 | 1 | 1 | 0 | 0 | 0
load_220339018 |  | node_1402692_708_15315756_251 |  | AN | 0 | Residential | 9288+3956.671j | 0 | 0 | 0 | 0 | 0 | [24 empty] | 8101501 | no | no |  |  | no |  | 0 | 0 | 0 | 0 | 0 | 0 |  | 1 | 1 | 1 | 0 | 0 | 0
load_220339019 |  | node_1398990_791_15309365_328 |  | AN | 0 | NonResidential | 5464.8+2327.995j | 0 | 0 | 0 | 0 | 0 | [24 empty] | 8101501 | no | no |  |  | no |  | 0 | 0 | 0 | 0 | 0 | 0 |  | 1 | 1 | 1 | 0 | 0 | 0
load_220339020 |  | node_1398985_092_15309339_778 |  | BN | 0 | Residential | 0 | 60672+25846.164j | 0 | 0 | 0 | 0 | [24 empty] | 8101501 | no | no |  |  | no |  | 0 | 0 | 0 | 0 | 0 | 0 |  | 1 | 1 | 1 | 0 | 0 | 0
load_220339021 |  | node_1399001_208_15309388_067 |  | CN | 0 | NonResidential | 0 | 0 | 5464.8+2327.995j | 0 | 0 | 0 | [24 empty] | 8101501 | no | no |  |  | no |  | 0 | 0 | 0 | 0 | 0 | 0 |  | 1 | 1 | 1 | 0 | 0 | 0
load_220339022 |  | node_1402761_79_15316170_291 |  | AN | 0 | Residential | 63640.8+27110.867j | 0 | 0 | 0 | 0 | 0 | [24 empty] | 8101501 | no | no |  |  | no |  | 0 | 0 | 0 | 0 | 0 | 0 |  | 1 | 1 | 1 | 0 | 0 | 0
load_220339023 |  | node_1403160_079_15316272_417 |  | AN | 0 | Residential | 17496+7453.265j | 0 | 0 | 0 | 0 | 0 | [24 empty] | 8101501 | no | no |  |  | no |  | 0 | 0 | 0 | 0 | 0 | 0 |  | 1 | 1 | 1 | 0 | 0 | 0
load_220339024 |  | node_1403285_186_15316247_229 |  | AN | 0 | Residential | 8521.2+3630.016j | 0 | 0 | 0 | 0 | 0 | [24 empty] | 8101501 | no | no |  |  | no |  | 0 | 0 | 0 | 0 | 0 | 0 |  | 1 | 1 | 1 | 0 | 0 | 0
load_220339025 |  | node_1403302_946_15316259_177 |  | AN | 0 | Residential | 8521.2+3630.016j | 0 | 0 | 0 | 0 | 0 | [24 empty] | 8101501 | no | no |  |  | no |  | 0 | 0 | 0 | 0 | 0 | 0 |  | 1 | 1 | 1 | 0 | 0 | 0
load_220339026 |  | node_1403447_439_15316338_28 |  | AN | 0 | Residential | 15904.8+6775.416j | 0 | 0 | 0 | 0 | 0 | [24 empty] | 8101501 | no | no |  |  | no |  | 0 | 0 | 0 | 0 | 0 | 0 |  | 1 | 1 | 1 | 0 | 0 | 0
load_220339028 |  | node_1402012_965_15314308_634 |  | AN | 0 | Residential | 83872.8+35729.663j | 0 | 0 | 0 | 0 | 0 | [24 empty] | 8101501 | no | no |  |  | no |  | 0 | 0 | 0 | 0 | 0 | 0 |  | 1 | 1 | 1 | 0 | 0 | 0
load_220339029 |  | node_1399192_756_15308867_329 |  | AN | 0 | NonResidential | 13104+5582.281j | 0 | 0 | 0 | 0 | 0 | [24 empty] | 8101501 | no | no |  |  | no |  | 0 | 0 | 0 | 0 | 0 | 0 |  | 1 | 1 | 1 | 0 | 0 | 0
load_220339030 |  | node_1399589_87_15308893_012 |  | AN | 0 | NonResidential | 7408.8+3156.136j | 0 | 0 | 0 | 0 | 0 | [24 empty] | 8101501 | no | no |  |  | no |  | 0 | 0 | 0 | 0 | 0 | 0 |  | 1 | 1 | 1 | 0 | 0 | 0
load_220339031 |  | node_1400525_311_15309413_775 |  | AN | 0 | NonResidential | 6666.667+2839.988j | 0 | 0 | 0 | 0 | 0 | [24 empty] | 8101501 | no | no |  |  | no |  | 0 | 0 | 0 | 0 | 0 | 0 |  | 1 | 1 | 1 | 0 | 0 | 0
load_220339032 |  | node_1400544_6_15309420_04 |  | BN | 0 | NonResidential | 0 | 6666.667+2839.988j | 0 | 0 | 0 | 0 | [24 empty] | 8101501 | no | no |  |  | no |  | 0 | 0 | 0 | 0 | 0 | 0 |  | 1 | 1 | 1 | 0 | 0 | 0
load_220339033 |  | node_1400505_502_15309414_42 |  | CN | 0 | NonResidential | 0 | 0 | 6666.667+2839.988j | 0 | 0 | 0 | [24 empty] | 8101501 | no | no |  |  | no |  | 0 | 0 | 0 | 0 | 0 | 0 |  | 1 | 1 | 1 | 0 | 0 | 0
load_220339034 |  | node_1401358_958_15309597_51 |  | AN | 0 | NonResidential | 122.4+52.142j | 0 | 0 | 0 | 0 | 0 | [24 empty] | 8101501 | no | no |  |  | no |  | 0 | 0 | 0 | 0 | 0 | 0 |  | 1 | 1 | 1 | 0 | 0 | 0
load_220339035 |  | node_1401262_168_15309268_453 |  | AN | 0 | NonResidential | 993.6+423.272j | 0 | 0 | 0 | 0 | 0 | [24 empty] | 8101501 | no | no |  |  | no |  | 0 | 0 | 0 | 0 | 0 | 0 |  | 1 | 1 | 1 | 0 | 0 | 0
load_220339036 |  | node_1401612_137_15309437_053 |  | AN | 0 | Residential | 17388+7407.257j | 0 | 0 | 0 | 0 | 0 | [24 empty] | 8101501 | no | no |  |  | no |  | 0 | 0 | 0 | 0 | 0 | 0 |  | 1 | 1 | 1 | 0 | 0 | 0
load_220339037 |  | node_1401734_269_15309427_569 |  | AN | 0 | NonResidential | 0 | 0 | 0 | 0 | 0 | 0 | [24 empty] | 8101501 | no | no |  |  | no |  | 0 | 0 | 0 | 0 | 0 | 0 |  | 1 | 1 | 1 | 0 | 0 | 0
load_220339038 |  | node_1399273_095_15309212_138 |  | AN | 0 | Residential | 43185.6+18396.989j | 0 | 0 | 0 | 0 | 0 | [24 empty] | 8101501 | no | no |  |  | no |  | 0 | 0 | 0 | 0 | 0 | 0 |  | 1 | 1 | 1 | 0 | 0 | 0
load_220339039 |  | node_1399575_849_15309232_634 |  | AN | 0 | Residential | 41925.6+17860.231j | 0 | 0 | 0 | 0 | 0 | [24 empty] | 8101501 | no | no |  |  | no |  | 0 | 0 | 0 | 0 | 0 | 0 |  | 1 | 1 | 1 | 0 | 0 | 0
load_220339041 |  | node_1399644_78_15309592_032 |  | AN | 0 | Residential | 40989.6+17461.496j | 0 | 0 | 0 | 0 | 0 | [24 empty] | 8101501 | no | no |  |  | no |  | 0 | 0 | 0 | 0 | 0 | 0 |  | 1 | 1 | 1 | 0 | 0 | 0
load_220339042 |  | node_1399922_335_15309605_243 |  | AN | 0 | Residential | 24681.6+10514.318j | 0 | 0 | 0 | 0 | 0 | [24 empty] | 8101501 | no | no |  |  | no |  | 0 | 0 | 0 | 0 | 0 | 0 |  | 1 | 1 | 1 | 0 | 0 | 0
load_220339043 |  | node_1399315_24_15310437_627 |  | AN | 0 | Residential | 106603.2+45412.773j | 0 | 0 | 0 | 0 | 0 | [24 empty] | 8101501 | no | no |  |  | no |  | 0 | 0 | 0 | 0 | 0 | 0 |  | 1 | 1 | 1 | 0 | 0 | 0
load_220339048 |  | node_1402835_515_15310108_661 |  | AN | 0 | NonResidential | 3571.2+1521.325j | 0 | 0 | 0 | 0 | 0 | [24 empty] | 8101501 | no | no |  |  | no |  | 0 | 0 | 0 | 0 | 0 | 0 |  | 1 | 1 | 1 | 0 | 0 | 0
load_220339051 |  | node_1401667_523_15310393_887 |  | AN | 0 | NonResidential | 1490.4+634.908j | 0 | 0 | 0 | 0 | 0 | [24 empty] | 8101501 | no | no |  |  | no |  | 0 | 0 | 0 | 0 | 0 | 0 |  | 1 | 1 | 1 | 0 | 0 | 0
load_220339052 |  | node_1399860_774_15310217_798 |  | AN | 0 | NonResidential | 30000+12779.946j | 0 | 0 | 0 | 0 | 0 | [24 empty] | 8101501 | no | no |  |  | no |  | 0 | 0 | 0 | 0 | 0 | 0 |  | 1 | 1 | 1 | 0 | 0 | 0
load_220339053 |  | node_1399880_263_15310222_786 |  | BN | 0 | NonResidential | 0 | 30000+12779.946j | 0 | 0 | 0 | 0 | [24 empty] | 8101501 | no | no |  |  | no |  | 0 | 0 | 0 | 0 | 0 | 0 |  | 1 | 1 | 1 | 0 | 0 | 0
load_220339054 |  | node_1399841_019_15310219_75 |  | CN | 0 | NonResidential | 0 | 0 | 30000+12779.946j | 0 | 0 | 0 | [24 empty] | 8101501 | no | no |  |  | no |  | 0 | 0 | 0 | 0 | 0 | 0 |  | 1 | 1 | 1 | 0 | 0 | 0
load_220339098 |  | node_1400822_714_15310344_311 |  | AN | 0 | NonResidential | 11000+4685.98j | 0 | 0 | 0 | 0 | 0 | [24 empty] | 8101501 | no | no |  |  | no |  | 0 | 0 | 0 | 0 | 0 | 0 |  | 1 | 1 | 1 | 0 | 0 | 0
load_220339110 |  | node_1400678_629_15311114_273 |  | AN | 0 | Residential | 67536+28770.216j | 0 | 0 | 0 | 0 | 0 | [24 empty] | 8101501 | no | no |  |  | no |  | 0 | 0 | 0 | 0 | 0 | 0 |  | 1 | 1 | 1 | 0 | 0 | 0
load_220339111 |  | node_1401025_915_15311134_292 |  | AN | 0 | Residential | 55288.8+23552.93j | 0 | 0 | 0 | 0 | 0 | [24 empty] | 8101501 | no | no |  |  | no |  | 0 | 0 | 0 | 0 | 0 | 0 |  | 1 | 1 | 1 | 0 | 0 | 0
load_220339112 |  | node_1401306_07_15312245_206 |  | AN | 0 | Residential | 137318.4+58497.393j | 0 | 0 | 0 | 0 | 0 | [24 empty] | 8101501 | no | no |  |  | no |  | 0 | 0 | 0 | 0 | 0 | 0 |  | 1 | 1 | 1 | 0 | 0 | 0
load_220339113 |  | node_1400343_799_15312384_229 |  | AN | 0 | Residential | 23025.6+9808.865j | 0 | 0 | 0 | 0 | 0 | [24 empty] | 8101501 | no | no |  |  | no |  | 0 | 0 | 0 | 0 | 0 | 0 |  | 1 | 1 | 1 | 0 | 0 | 0
load_220339114 |  | node_1400224_323_15312661_573 |  | AN | 0 | NonResidential | 31666.667+13489.944j | 0 | 0 | 0 | 0 | 0 | [24 empty] | 8101501 | no | no |  |  | no |  | 0 | 0 | 0 | 0 | 0 | 0 |  | 1 | 1 | 1 | 0 | 0 | 0
load_220339115 |  | node_1400225_837_15312688_136 |  | BN | 0 | NonResidential | 0 | 31666.667+13489.944j | 0 | 0 | 0 | 0 | [24 empty] | 8101501 | no | no |  |  | no |  | 0 | 0 | 0 | 0 | 0 | 0 |  | 1 | 1 | 1 | 0 | 0 | 0
load_220339116 |  | node_1400217_748_15312636_4 |  | CN | 0 | NonResidential | 0 | 0 | 31666.667+13489.944j | 0 | 0 | 0 | [24 empty] | 8101501 | no | no |  |  | no |  | 0 | 0 | 0 | 0 | 0 | 0 |  | 1 | 1 | 1 | 0 | 0 | 0
load_220339117 |  | node_1400011_217_15312249_926 |  | AN | 0 | NonResidential | 11000+4685.98j | 0 | 0 | 0 | 0 | 0 | [24 empty] | 8101501 | no | no |  |  | no |  | 0 | 0 | 0 | 0 | 0 | 0 |  | 1 | 1 | 1 | 0 | 0 | 0
load_220339118 |  | node_1399858_186_15312222_451 |  | AN | 0 | NonResidential | 4000+1703.993j | 0 | 0 | 0 | 0 | 0 | [24 empty] | 8101501 | no | no |  |  | no |  | 0 | 0 | 0 | 0 | 0 | 0 |  | 1 | 1 | 1 | 0 | 0 | 0
load_220339119 |  | node_1399853_25_15312208_775 |  | BN | 0 | NonResidential | 0 | 4000+1703.993j | 0 | 0 | 0 | 0 | [24 empty] | 8101501 | no | no |  |  | no |  | 0 | 0 | 0 | 0 | 0 | 0 |  | 1 | 1 | 1 | 0 | 0 | 0
load_220339120 |  | node_1399863_954_15312239_208 |  | CN | 0 | NonResidential | 0 | 0 | 4000+1703.993j | 0 | 0 | 0 | [24 empty] | 8101501 | no | no |  |  | no |  | 0 | 0 | 0 | 0 | 0 | 0 |  | 1 | 1 | 1 | 0 | 0 | 0
load_220339121 |  | node_1399625_184_15311786_758 |  | AN | 0 | NonResidential | 590.4+251.509j | 0 | 0 | 0 | 0 | 0 | [24 empty] | 8101501 | no | no |  |  | no |  | 0 | 0 | 0 | 0 | 0 | 0 |  | 1 | 1 | 1 | 0 | 0 | 0
load_220339122 |  | node_1400474_958_15312776_29 |  | AN | 0 | Residential | 57751.2+24601.908j | 0 | 0 | 0 | 0 | 0 | [24 empty] | 8101501 | no | no |  |  | no |  | 0 | 0 | 0 | 0 | 0 | 0 |  | 1 | 1 | 1 | 0 | 0 | 0
load_220339123 |  | node_1400709_835_15313161_421 |  | AN | 0 | Residential | 61214.4+26077.225j | 0 | 0 | 0 | 0 | 0 | [24 empty] | 8101501 | no | no |  |  | no |  | 0 | 0 | 0 | 0 | 0 | 0 |  | 1 | 1 | 1 | 0 | 0 | 0
load_220339125 |  | node_1400264_133_15312164_614 |  | AN | 0 | Residential | 72432+30855.903j | 0 | 0 | 0 | 0 | 0 | [24 empty] | 8101501 | no | no |  |  | no |  | 0 | 0 | 0 | 0 | 0 | 0 |  | 1 | 1 | 1 | 0 | 0 | 0
load_220339368 |  | node_1401219_444_15312949_342 |  | AN | 0 | Residential | 102888+43830.104j | 0 | 0 | 0 | 0 | 0 | [24 empty] | 8101501 | no | no |  |  | no |  | 0 | 0 | 0 | 0 | 0 | 0 |  | 1 | 1 | 1 | 0 | 0 | 0
load_220339369 |  | node_1401383_444_15313378_878 |  | AN | 0 | Residential | 13341.6+5683.498j | 0 | 0 | 0 | 0 | 0 | [24 empty] | 8101501 | no | no |  |  | no |  | 0 | 0 | 0 | 0 | 0 | 0 |  | 1 | 1 | 1 | 0 | 0 | 0
load_220339370 |  | node_1402457_623_15314323_353 |  | AN | 0 | Residential | 53020.8+22586.766j | 0 | 0 | 0 | 0 | 0 | [24 empty] | 8101501 | no | no |  |  | no |  | 0 | 0 | 0 | 0 | 0 | 0 |  | 1 | 1 | 1 | 0 | 0 | 0
load_220339371 |  | node_1402432_355_15314718_456 |  | AN | 0 | Residential | 58046.4+24727.663j | 0 | 0 | 0 | 0 | 0 | [24 empty] | 8101501 | no | no |  |  | no |  | 0 | 0 | 0 | 0 | 0 | 0 |  | 1 | 1 | 1 | 0 | 0 | 0
load_220339372 |  | node_1402700_074_15314916_284 |  | AN | 0 | NonResidential | 86.4+36.806j | 0 | 0 | 0 | 0 | 0 | [24 empty] | 8101501 | no | no |  |  | no |  | 0 | 0 | 0 | 0 | 0 | 0 |  | 1 | 1 | 1 | 0 | 0 | 0
load_220339374 |  | node_1401366_027_15313934_682 |  | AN | 0 | Residential | 29750.4+12673.617j | 0 | 0 | 0 | 0 | 0 | [24 empty] | 8101501 | no | no |  |  | no |  | 0 | 0 | 0 | 0 | 0 | 0 |  | 1 | 1 | 1 | 0 | 0 | 0
load_220339375 |  | node_1402022_091_15313985_974 |  | AN | 0 | Residential | 74116.8+31573.625j | 0 | 0 | 0 | 0 | 0 | [24 empty] | 8101501 | no | no |  |  | no |  | 0 | 0 | 0 | 0 | 0 | 0 |  | 1 | 1 | 1 | 0 | 0 | 0
load_220339376 |  | node_1402212_202_15313871_788 |  | AN | 0 | Residential | 49996.8+21298.548j | 0 | 0 | 0 | 0 | 0 | [24 empty] | 8101501 | no | no |  |  | no |  | 0 | 0 | 0 | 0 | 0 | 0 |  | 1 | 1 | 1 | 0 | 0 | 0
load_220339381 |  | node_1398690_773_15310136_373 |  | AN | 0 | NonResidential | 2656.8+1131.792j | 0 | 0 | 0 | 0 | 0 | [24 empty] | 8101501 | no | no |  |  | no |  | 0 | 0 | 0 | 0 | 0 | 0 |  | 1 | 1 | 1 | 0 | 0 | 0
load_220339382 |  | node_1398695_855_15310565_237 |  | AN | 0 | NonResidential | 0 | 0 | 0 | 0 | 0 | 0 | [24 empty] | 8101501 | no | no |  |  | no |  | 0 | 0 | 0 | 0 | 0 | 0 |  | 1 | 1 | 1 | 0 | 0 | 0
load_220339383 |  | node_1398689_08_15310540_157 |  | BN | 0 | NonResidential | 0 | 0 | 0 | 0 | 0 | 0 | [24 empty] | 8101501 | no | no |  |  | no |  | 0 | 0 | 0 | 0 | 0 | 0 |  | 1 | 1 | 1 | 0 | 0 | 0
load_220339384 |  | node_1398707_219_15310587_146 |  | CN | 0 | NonResidential | 0 | 0 | 0 | 0 | 0 | 0 | [24 empty] | 8101501 | no | no |  |  | no |  | 0 | 0 | 0 | 0 | 0 | 0 |  | 1 | 1 | 1 | 0 | 0 | 0
load_220339385 |  | node_1398834_732_15310801_518 |  | AN | 0 | NonResidential | 3500+1490.994j | 0 | 0 | 0 | 0 | 0 | [24 empty] | 8101501 | no | no |  |  | no |  | 0 | 0 | 0 | 0 | 0 | 0 |  | 1 | 1 | 1 | 0 | 0 | 0
load_220339386 |  | node_1398830_063_15310775_602 |  | AN | 0 | NonResidential | 3500+1490.994j | 0 | 0 | 0 | 0 | 0 | [24 empty] | 8101501 | no | no |  |  | no |  | 0 | 0 | 0 | 0 | 0 | 0 |  | 1 | 1 | 1 | 0 | 0 | 0
load_220339387 |  | node_1399072_543_15311203_234 |  | AN | 0 | NonResidential | 3666.667+1561.994j | 0 | 0 | 0 | 0 | 0 | [24 empty] | 8101501 | no | no |  |  | no |  | 0 | 0 | 0 | 0 | 0 | 0 |  | 1 | 1 | 1 | 0 | 0 | 0
load_220339388 |  | node_1399081_974_15311213_657 |  | BN | 0 | NonResidential | 0 | 3666.667+1561.994j | 0 | 0 | 0 | 0 | [24 empty] | 8101501 | no | no |  |  | no |  | 0 | 0 | 0 | 0 | 0 | 0 |  | 1 | 1 | 1 | 0 | 0 | 0
load_220339389 |  | node_1399061_729_15311189_849 |  | CN | 0 | NonResidential | 0 | 0 | 3666.667+1561.994j | 0 | 0 | 0 | [24 empty] | 8101501 | no | no |  |  | no |  | 0 | 0 | 0 | 0 | 0 | 0 |  | 1 | 1 | 1 | 0 | 0 | 0
load_220339390 |  | node_1399113_311_15311280_77 |  | AN | 0 | NonResidential | 2000+851.996j | 0 | 0 | 0 | 0 | 0 | [24 empty] | 8101501 | no | no |  |  | no |  | 0 | 0 | 0 | 0 | 0 | 0 |  | 1 | 1 | 1 | 0 | 0 | 0
load_220339391 |  | node_1399128_88_15311298_118 |  | AN | 0 | NonResidential | 2000+851.996j | 0 | 0 | 0 | 0 | 0 | [24 empty] | 8101501 | no | no |  |  | no |  | 0 | 0 | 0 | 0 | 0 | 0 |  | 1 | 1 | 1 | 0 | 0 | 0
load_220339393 |  | node_1399334_386_15311739_738 |  | AN | 0 | NonResidential | 4000+1703.993j | 0 | 0 | 0 | 0 | 0 | [24 empty] | 8101501 | no | no |  |  | no |  | 0 | 0 | 0 | 0 | 0 | 0 |  | 1 | 1 | 1 | 0 | 0 | 0
load_220339394 |  | node_1399402_146_15311986_034 |  | AN | 0 | NonResidential | 4000+1703.993j | 0 | 0 | 0 | 0 | 0 | [24 empty] | 8101501 | no | no |  |  | no |  | 0 | 0 | 0 | 0 | 0 | 0 |  | 1 | 1 | 1 | 0 | 0 | 0
load_220339395 |  | node_1399406_801_15312008_989 |  | BN | 0 | NonResidential | 0 | 4000+1703.993j | 0 | 0 | 0 | 0 | [24 empty] | 8101501 | no | no |  |  | no |  | 0 | 0 | 0 | 0 | 0 | 0 |  | 1 | 1 | 1 | 0 | 0 | 0
load_220339396 |  | node_1399401_499_15311963_39 |  | CN | 0 | NonResidential | 0 | 0 | 4000+1703.993j | 0 | 0 | 0 | [24 empty] | 8101501 | no | no |  |  | no |  | 0 | 0 | 0 | 0 | 0 | 0 |  | 1 | 1 | 1 | 0 | 0 | 0
load_220339397 |  | node_1399469_477_15312131_198 |  | AN | 0 | NonResidential | 0 | 0 | 0 | 0 | 0 | 0 | [24 empty] | 8101501 | no | no |  |  | no |  | 0 | 0 | 0 | 0 | 0 | 0 |  | 1 | 1 | 1 | 0 | 0 | 0
load_220339400 |  | node_1400365_092_15313239_428 |  | AN | 0 | NonResidential | 7666.667+3265.986j | 0 | 0 | 0 | 0 | 0 | [24 empty] | 8101501 | no | no |  |  | no |  | 0 | 0 | 0 | 0 | 0 | 0 |  | 1 | 1 | 1 | 0 | 0 | 0
load_220339401 |  | node_1400368_415_15313265_705 |  | BN | 0 | NonResidential | 0 | 7666.667+3265.986j | 0 | 0 | 0 | 0 | [24 empty] | 8101501 | no | no |  |  | no |  | 0 | 0 | 0 | 0 | 0 | 0 |  | 1 | 1 | 1 | 0 | 0 | 0
load_220339402 |  | node_1400356_827_15313215_159 |  | CN | 0 | NonResidential | 0 | 0 | 7666.667+3265.986j | 0 | 0 | 0 | [24 empty] | 8101501 | no | no |  |  | no |  | 0 | 0 | 0 | 0 | 0 | 0 |  | 1 | 1 | 1 | 0 | 0 | 0
load_220339403 |  | node_1400254_793_15313737_084 |  | AN | 0 | NonResidential | 4500+1916.992j | 0 | 0 | 0 | 0 | 0 | [24 empty] | 8101501 | no | no |  |  | no |  | 0 | 0 | 0 | 0 | 0 | 0 |  | 1 | 1 | 1 | 0 | 0 | 0
load_220339404 |  | node_1400269_135_15313750_987 |  | AN | 0 | NonResidential | 4500+1916.992j | 0 | 0 | 0 | 0 | 0 | [24 empty] | 8101501 | no | no |  |  | no |  | 0 | 0 | 0 | 0 | 0 | 0 |  | 1 | 1 | 1 | 0 | 0 | 0
load_220339405 |  | node_1400432_353_15313847_432 |  | AN | 0 | NonResidential | 7000+2981.988j | 0 | 0 | 0 | 0 | 0 | [24 empty] | 8101501 | no | no |  |  | no |  | 0 | 0 | 0 | 0 | 0 | 0 |  | 1 | 1 | 1 | 0 | 0 | 0
load_220339406 |  | node_1400683_403_15314255_051 |  | AN | 0 | NonResidential | 10000+4259.982j | 0 | 0 | 0 | 0 | 0 | [24 empty] | 8101501 | no | no |  |  | no |  | 0 | 0 | 0 | 0 | 0 | 0 |  | 1 | 1 | 1 | 0 | 0 | 0
load_220339407 |  | node_1398296_555_15309323_783 |  | AN | 0 | NonResidential | 9666.667+4117.983j | 0 | 0 | 0 | 0 | 0 | [24 empty] | 8101501 | no | no |  |  | no |  | 0 | 0 | 0 | 0 | 0 | 0 |  | 1 | 1 | 1 | 0 | 0 | 0
load_220339408 |  | node_1398314_109_15309311_573 |  | BN | 0 | NonResidential | 0 | 9666.667+4117.983j | 0 | 0 | 0 | 0 | [24 empty] | 8101501 | no | no |  |  | no |  | 0 | 0 | 0 | 0 | 0 | 0 |  | 1 | 1 | 1 | 0 | 0 | 0
load_220339409 |  | node_1398281_98_15309341_702 |  | CN | 0 | NonResidential | 0 | 0 | 9666.667+4117.983j | 0 | 0 | 0 | [24 empty] | 8101501 | no | no |  |  | no |  | 0 | 0 | 0 | 0 | 0 | 0 |  | 1 | 1 | 1 | 0 | 0 | 0
load_220339410 |  | node_1399654_201_15309852_391 |  | AN | 0 | NonResidential | 8666.667+3691.985j | 0 | 0 | 0 | 0 | 0 | [24 empty] | 8101501 | no | no |  |  | no |  | 0 | 0 | 0 | 0 | 0 | 0 |  | 1 | 1 | 1 | 0 | 0 | 0
load_220339411 |  | node_1399673_445_15309858_911 |  | BN | 0 | NonResidential | 0 | 8666.667+3691.985j | 0 | 0 | 0 | 0 | [24 empty] | 8101501 | no | no |  |  | no |  | 0 | 0 | 0 | 0 | 0 | 0 |  | 1 | 1 | 1 | 0 | 0 | 0
load_220339412 |  | node_1399634_388_15309852_775 |  | CN | 0 | Residential | 0 | 0 | 2620.8+1116.456j | 0 | 0 | 0 | [24 empty] | 8101501 | no | no |  |  | no |  | 0 | 0 | 0 | 0 | 0 | 0 |  | 1 | 1 | 1 | 0 | 0 | 0
load_220339413 |  | node_1399836_029_15309995_831 |  | AN | 0 | NonResidential | 331.2+141.091j | 0 | 0 | 0 | 0 | 0 | [24 empty] | 8101501 | no | no |  |  | no |  | 0 | 0 | 0 | 0 | 0 | 0 |  | 1 | 1 | 1 | 0 | 0 | 0
load_220339431 |  | node_1402456_15_15316058_455 |  | AN | 0 | Residential | 50112+21347.623j | 0 | 0 | 0 | 0 | 0 | [24 empty] | 8101501 | no | no |  |  | no |  | 0 | 0 | 0 | 0 | 0 | 0 |  | 1 | 1 | 1 | 0 | 0 | 0
load_220339433 |  | node_1402480_208_15315051_376 |  | AN | 0 | Residential | 13147.2+5600.684j | 0 | 0 | 0 | 0 | 0 | [24 empty] | 8101501 | no | no |  |  | no |  | 0 | 0 | 0 | 0 | 0 | 0 |  | 1 | 1 | 1 | 0 | 0 | 0
load_220339447 |  | node_1399268_948_15310654_84 |  | AN | 0 | NonResidential | 13000+5537.977j | 0 | 0 | 0 | 0 | 0 | [24 empty] | 8101501 | no | no |  |  | no |  | 0 | 0 | 0 | 0 | 0 | 0 |  | 1 | 1 | 1 | 0 | 0 | 0
load_220339448 |  | node_1399464_715_15310615_047 |  | AN | 0 | NonResidential | 4000+1703.993j | 0 | 0 | 0 | 0 | 0 | [24 empty] | 8101501 | no | no |  |  | no |  | 0 | 0 | 0 | 0 | 0 | 0 |  | 1 | 1 | 1 | 0 | 0 | 0
load_220339449 |  | node_1399481_223_15310629_914 |  | AN | 0 | NonResidential | 4000+1703.993j | 0 | 0 | 0 | 0 | 0 | [24 empty] | 8101501 | no | no |  |  | no |  | 0 | 0 | 0 | 0 | 0 | 0 |  | 1 | 1 | 1 | 0 | 0 | 0
load_220339450 |  | node_1399396_166_15310942_361 |  | AN | 0 | NonResidential | 10000+4259.982j | 0 | 0 | 0 | 0 | 0 | [24 empty] | 8101501 | no | no |  |  | no |  | 0 | 0 | 0 | 0 | 0 | 0 |  | 1 | 1 | 1 | 0 | 0 | 0
load_220339451 |  | node_1399405_943_15310965_604 |  | BN | 0 | NonResidential | 0 | 10000+4259.982j | 0 | 0 | 0 | 0 | [24 empty] | 8101501 | no | no |  |  | no |  | 0 | 0 | 0 | 0 | 0 | 0 |  | 1 | 1 | 1 | 0 | 0 | 0
load_220339452 |  | node_1399391_183_15310916_548 |  | CN | 0 | NonResidential | 0 | 0 | 10000+4259.982j | 0 | 0 | 0 | [24 empty] | 8101501 | no | no |  |  | no |  | 0 | 0 | 0 | 0 | 0 | 0 |  | 1 | 1 | 1 | 0 | 0 | 0
load_220339453 |  | node_1399769_639_15311203_236 |  | AN | 0 | NonResidential | 1500+638.997j | 0 | 0 | 0 | 0 | 0 | [24 empty] | 8101501 | no | no |  |  | no |  | 0 | 0 | 0 | 0 | 0 | 0 |  | 1 | 1 | 1 | 0 | 0 | 0
load_220339454 |  | node_1399755_63_15311221_95 |  | AN | 0 | NonResidential | 1500+638.997j | 0 | 0 | 0 | 0 | 0 | [24 empty] | 8101501 | no | no |  |  | no |  | 0 | 0 | 0 | 0 | 0 | 0 |  | 1 | 1 | 1 | 0 | 0 | 0
load_220339455 |  | node_1399371_084_15311202_579 |  | AN | 0 | NonResidential | 7000+2981.988j | 0 | 0 | 0 | 0 | 0 | [24 empty] | 8101501 | no | no |  |  | no |  | 0 | 0 | 0 | 0 | 0 | 0 |  | 1 | 1 | 1 | 0 | 0 | 0
load_220339457 |  | node_1399367_885_15311176_274 |  | BN | 0 | NonResidential | 0 | 7000+2981.988j | 0 | 0 | 0 | 0 | [24 empty] | 8101501 | no | no |  |  | no |  | 0 | 0 | 0 | 0 | 0 | 0 |  | 1 | 1 | 1 | 0 | 0 | 0
load_220339463 |  | node_1402871_436_15315548_455 |  | AN | 0 | Residential | 9892.8+4214.315j | 0 | 0 | 0 | 0 | 0 | [24 empty] | 8101501 | no | no |  |  | no |  | 0 | 0 | 0 | 0 | 0 | 0 |  | 1 | 1 | 1 | 0 | 0 | 0
load_220339568 |  | node_1401547_436_15313440_001 |  | AN | 0 | Residential | 51919.2+22117.487j | 0 | 0 | 0 | 0 | 0 | [24 empty] | 8101501 | no | no |  |  | no |  | 0 | 0 | 0 | 0 | 0 | 0 |  | 1 | 1 | 1 | 0 | 0 | 0
load_220339569 |  | node_1401850_979_15313467_055 |  | AN | 0 | Residential | 69811.2+29739.447j | 0 | 0 | 0 | 0 | 0 | [24 empty] | 8101501 | no | no |  |  | no |  | 0 | 0 | 0 | 0 | 0 | 0 |  | 1 | 1 | 1 | 0 | 0 | 0
load_220339570 |  | node_1402007_647_15313473_773 |  | AN | 0 | Residential | 15379.2+6551.512j | 0 | 0 | 0 | 0 | 0 | [24 empty] | 8101501 | no | no |  |  | no |  | 0 | 0 | 0 | 0 | 0 | 0 |  | 1 | 1 | 1 | 0 | 0 | 0
load_220339654 |  | node_1398856_887_15310071_001 |  | AN | 0 | NonResidential | 1000+425.998j | 0 | 0 | 0 | 0 | 0 | [24 empty] | 8101501 | no | no |  |  | no |  | 0 | 0 | 0 | 0 | 0 | 0 |  | 1 | 1 | 1 | 0 | 0 | 0
load_220339655 |  | node_1398858_791_15310097_266 |  | AN | 0 | NonResidential | 1000+425.998j | 0 | 0 | 0 | 0 | 0 | [24 empty] | 8101501 | no | no |  |  | no |  | 0 | 0 | 0 | 0 | 0 | 0 |  | 1 | 1 | 1 | 0 | 0 | 0
load_220339656 |  | node_1398733_735_15309799_045 |  | AN | 0 | NonResidential | 4000+1703.993j | 0 | 0 | 0 | 0 | 0 | [24 empty] | 8101501 | no | no |  |  | no |  | 0 | 0 | 0 | 0 | 0 | 0 |  | 1 | 1 | 1 | 0 | 0 | 0
load_220339657 |  | node_1398754_707_15309806_777 |  | AN | 0 | Residential | 1425.6+607.303j | 0 | 0 | 0 | 0 | 0 | [24 empty] | 8101501 | no | no |  |  | no |  | 0 | 0 | 0 | 0 | 0 | 0 |  | 1 | 1 | 1 | 0 | 0 | 0
load_220339658 |  | node_1398440_612_15309070_421 |  | AN | 0 | NonResidential | 0 | 0 | 0 | 0 | 0 | 0 | [24 empty] | 8101501 | no | no |  |  | no |  | 0 | 0 | 0 | 0 | 0 | 0 |  | 1 | 1 | 1 | 0 | 0 | 0
load_220431718 |  | node_1400534_525_15311482_254 |  | AN | 0 | NonResidential | 8000+3407.986j | 0 | 0 | 0 | 0 | 0 | [24 empty] | 8101501 | no | no |  |  | no |  | 0 | 0 | 0 | 0 | 0 | 0 |  | 1 | 1 | 1 | 0 | 0 | 0
load_220431719 |  | node_1400534_188_15311508_875 |  | BN | 0 | NonResidential | 0 | 8000+3407.986j | 0 | 0 | 0 | 0 | [24 empty] | 8101501 | no | no |  |  | no |  | 0 | 0 | 0 | 0 | 0 | 0 |  | 1 | 1 | 1 | 0 | 0 | 0
load_220431720 |  | node_1400529_723_15311456_381 |  | CN | 0 | NonResidential | 0 | 0 | 8000+3407.986j | 0 | 0 | 0 | [24 empty] | 8101501 | no | no |  |  | no |  | 0 | 0 | 0 | 0 | 0 | 0 |  | 1 | 1 | 1 | 0 | 0 | 0
load_220434139 |  | node_1403264_535_15316525_775 |  | AN | 0 | Residential | 104191.2+44385.265j | 0 | 0 | 0 | 0 | 0 | [24 empty] | 8101501 | no | no |  |  | no |  | 0 | 0 | 0 | 0 | 0 | 0 |  | 1 | 1 | 1 | 0 | 0 | 0
load_220434263 |  | node_1401456_615_15313836_648 |  | AN | 0 | Residential | 18928.8+8063.635j | 0 | 0 | 0 | 0 | 0 | [24 empty] | 8101501 | no | no |  |  | no |  | 0 | 0 | 0 | 0 | 0 | 0 |  | 1 | 1 | 1 | 0 | 0 | 0
load_220474654 |  | node_1400828_562_15313670_922 |  | AN | 0 | Residential | 60789.6+25896.261j | 0 | 0 | 0 | 0 | 0 | [24 empty] | 8101501 | no | no |  |  | no |  | 0 | 0 | 0 | 0 | 0 | 0 |  | 1 | 1 | 1 | 0 | 0 | 0
load_220489302 |  | node_1397883_321_15307333_466 |  | AN | 0 | NonResidential | 2000+851.996j | 0 | 0 | 0 | 0 | 0 | [24 empty] | 8101501 | no | no |  |  | no |  | 0 | 0 | 0 | 0 | 0 | 0 |  | 1 | 1 | 1 | 0 | 0 | 0
load_220489303 |  | node_1397889_8_15307315_916 |  | AN | 0 | Residential | 16232.4+6914.973j | 0 | 0 | 0 | 0 | 0 | [24 empty] | 8101501 | no | no |  |  | no |  | 0 | 0 | 0 | 0 | 0 | 0 |  | 1 | 1 | 1 | 0 | 0 | 0
load_220499347 |  | node_1400489_297_15310320_801 |  | AN | 0 | Residential | 93938.4+40017.591j | 0 | 0 | 0 | 0 | 0 | [24 empty] | 8101501 | no | no |  |  | no |  | 0 | 0 | 0 | 0 | 0 | 0 |  | 1 | 1 | 1 | 0 | 0 | 0
load_220502936 |  | node_1401642_124_15315117_451 |  | AN | 0 | NonResidential | 3500+1490.994j | 0 | 0 | 0 | 0 | 0 | [24 empty] | 8101501 | no | no |  |  | no |  | 0 | 0 | 0 | 0 | 0 | 0 |  | 1 | 1 | 1 | 0 | 0 | 0
load_220513592 |  | node_1401208_591_15313785_778 |  | AN | 0 | Residential | 55792.8+23767.633j | 0 | 0 | 0 | 0 | 0 | [24 empty] | 8101501 | no | no |  |  | no |  | 0 | 0 | 0 | 0 | 0 | 0 |  | 1 | 1 | 1 | 0 | 0 | 0
load_220533082 |  | node_1400299_623_15310788_667 |  | AN | 0 | Residential | 127044+54120.517j | 0 | 0 | 0 | 0 | 0 | [24 empty] | 8101501 | no | no |  |  | no |  | 0 | 0 | 0 | 0 | 0 | 0 |  | 1 | 1 | 1 | 0 | 0 | 0
load_220533234 |  | node_1401580_426_15312982_433 |  | AN | 0 | Residential | 8172+3481.257j | 0 | 0 | 0 | 0 | 0 | [24 empty] | 8101501 | no | no |  |  | no |  | 0 | 0 | 0 | 0 | 0 | 0 |  | 1 | 1 | 1 | 0 | 0 | 0
load_220534327 |  | node_1401018_156_15314573_855 |  | AN | 0 | NonResidential | 0 | 0 | 0 | 0 | 0 | 0 | [24 empty] | 8101501 | no | no |  |  | no |  | 0 | 0 | 0 | 0 | 0 | 0 |  | 1 | 1 | 1 | 0 | 0 | 0
load_220535470 |  | node_1399392_122_15312562_531 |  | AN | 0 | NonResidential | 19000+8093.966j | 0 | 0 | 0 | 0 | 0 | [24 empty] | 8101501 | no | no |  |  | no |  | 0 | 0 | 0 | 0 | 0 | 0 |  | 1 | 1 | 1 | 0 | 0 | 0
load_220583104 |  | node_1400470_313_15314406_6 |  | AN | 0 | NonResidential | 2000+851.996j | 0 | 0 | 0 | 0 | 0 | [24 empty] | 8101501 | no | no |  |  | no |  | 0 | 0 | 0 | 0 | 0 | 0 |  | 1 | 1 | 1 | 0 | 0 | 0
load_220614322 |  | node_1400171_722_15313012_501 |  | AN | 0 | Residential | 5076+2162.367j | 0 | 0 | 0 | 0 | 0 | [24 empty] | 8101501 | no | no |  |  | no |  | 0 | 0 | 0 | 0 | 0 | 0 |  | 1 | 1 | 1 | 0 | 0 | 0
load_220616442 |  | node_1401108_132_15311868_868 |  | ABCN | 0 | NonResidential | 36666.667+15619.935j | 36666.667+15619.935j | 36666.667+15619.935j | 0 | 0 | 0 | [24 empty] | 8101501 | no | no |  |  | no |  | 0 | 0 | 0 | 0 | 0 | 0 |  | 1 | 1 | 1 | 0 | 0 | 0
load_220616457 |  | node_1402271_529_15314834_506 |  | AN | 0 | Residential | 55980+23847.38j | 0 | 0 | 0 | 0 | 0 | [24 empty] | 8101501 | no | no |  |  | no |  | 0 | 0 | 0 | 0 | 0 | 0 |  | 1 | 1 | 1 | 0 | 0 | 0
load_220623190 |  | node_1399312_148_15311543_075 |  | AN | 0 | NonResidential | 4000+1703.993j | 0 | 0 | 0 | 0 | 0 | [24 empty] | 8101501 | no | no |  |  | no |  | 0 | 0 | 0 | 0 | 0 | 0 |  | 1 | 1 | 1 | 0 | 0 | 0
load_220624809 |  | node_1400749_428_15312500_589 |  | AN | 0 | Residential | 82368+35088.621j | 0 | 0 | 0 | 0 | 0 | [24 empty] | 8101501 | no | no |  |  | no |  | 0 | 0 | 0 | 0 | 0 | 0 |  | 1 | 1 | 1 | 0 | 0 | 0
load_220638095 |  | node_1399944_131_15309270_888 |  | AN | 0 | Residential | 65268+27804.052j | 0 | 0 | 0 | 0 | 0 | [24 empty] | 8101501 | no | no |  |  | no |  | 0 | 0 | 0 | 0 | 0 | 0 |  | 1 | 1 | 1 | 0 | 0 | 0
load_310008262 |  | node_1400480_751_15309413_546 |  | BN | 0 | NonResidential | 0 | 3333.333+1419.994j | 0 | 0 | 0 | 0 | [24 empty] | 8101501 | no | no |  |  | no |  | 0 | 0 | 0 | 0 | 0 | 0 |  | 1 | 1 | 1 | 0 | 0 | 0
load_310008263 |  | node_1400445_629_15309436_931 |  | CN | 0 | NonResidential | 0 | 0 | 3333.333+1419.994j | 0 | 0 | 0 | [24 empty] | 8101501 | no | no |  |  | no |  | 0 | 0 | 0 | 0 | 0 | 0 |  | 1 | 1 | 1 | 0 | 0 | 0
load_310038381 |  | node_1401321_61_15314088_152 |  | AN | 0 | Residential | 15372+6548.445j | 0 | 0 | 0 | 0 | 0 | [24 empty] | 8101501 | no | no |  |  | no |  | 0 | 0 | 0 | 0 | 0 | 0 |  | 1 | 1 | 1 | 0 | 0 | 0
load_310045608 |  | node_1399379_234_15311226_918 |  | CN | 0 | NonResidential | 0 | 0 | 7000+2981.988j | 0 | 0 | 0 | [24 empty] | 8101501 | no | no |  |  | no |  | 0 | 0 | 0 | 0 | 0 | 0 |  | 1 | 1 | 1 | 0 | 0 | 0
load_310060707 |  | node_1400462_03_15309422_122 |  | AN | 0 | NonResidential | 3333.333+1419.994j | 0 | 0 | 0 | 0 | 0 | [24 empty] | 8101501 | no | no |  |  | no |  | 0 | 0 | 0 | 0 | 0 | 0 |  | 1 | 1 | 1 | 0 | 0 | 0
load_310061612 |  | node_1397608_863_15307618_867 |  | AN | 0 | NonResidential | 2815.2+1199.27j | 0 | 0 | 0 | 0 | 0 | [24 empty] | 8101501 | no | no |  |  | no |  | 0 | 0 | 0 | 0 | 0 | 0 |  | 1 | 1 | 1 | 0 | 0 | 0
load_310065117 |  | node_1401796_658_15312666_959 |  | AN | 0 | Residential | 56750.4+24175.569j | 0 | 0 | 0 | 0 | 0 | [24 empty] | 8101501 | no | no |  |  | no |  | 0 | 0 | 0 | 0 | 0 | 0 |  | 1 | 1 | 1 | 0 | 0 | 0
load_311903842 |  | node_1401017_049_15312328_333 |  | AN | 0 | Residential | 10540.8+4490.362j | 0 | 0 | 0 | 0 | 0 | [24 empty] | 8101501 | no | no |  |  | no |  | 0 | 0 | 0 | 0 | 0 | 0 |  | 1 | 1 | 1 | 0 | 0 | 0
load_311977016 |  | node_1398484_73_15310205_014 |  | ABCN | 0 | NonResidential | 23000+9797.959j | 23000+9797.959j | 23000+9797.959j | 0 | 0 | 0 | [24 empty] | 8101501 | no | no |  |  | no |  | 0 | 0 | 0 | 0 | 0 | 0 |  | 1 | 1 | 1 | 0 | 0 | 0
load_311985968 |  | node_1399509_216_15312807_335 |  | AN | 0 | NonResidential | 5000+2129.991j | 0 | 0 | 0 | 0 | 0 | [24 empty] | 8101501 | no | no |  |  | no |  | 0 | 0 | 0 | 0 | 0 | 0 |  | 1 | 1 | 1 | 0 | 0 | 0
load_312002285 |  | node_1399581_975_15310256_635 |  | AN | 0 | NonResidential | 0 | 0 | 0 | 0 | 0 | 0 | [24 empty] | 8101501 | no | no |  |  | no |  | 0 | 0 | 0 | 0 | 0 | 0 |  | 1 | 1 | 1 | 0 | 0 | 0
load_312046201 |  | node_312046201-L |  | AN | 0 | Residential | 39787.2+16949.276j | 0 | 0 | 0 | 0 | 0 | [24 empty] | 8101501 | no | no |  |  | no |  | 0 | 0 | 0 | 0 | 0 | 0 |  | 1 | 1 | 1 | 0 | 0 | 0
load_312103530 |  | node_1399449_371_15308627_502 |  | AN | 0 | Other | 0 | 0 | 0 | 0 | 0 | 0 | [24 empty] | 8101501 | no | no |  |  | no |  | 0 | 0 | 0 | 0 | 0 | 0 |  | 1 | 1 | 1 | 0 | 0 | 0
load_312103530-L1-1 |  | node_1399449_371_15308627_502 |  | AN | 0 | NonResidential | 0 | 0 | 0 | 0 | 0 | 0 | [24 empty] | 8101501 | no | no |  |  | no |  | 0 | 0 | 0 | 0 | 0 | 0 |  | 1 | 1 | 1 | 0 | 0 | 0
load_312134519 |  | node_1399302_685_15309799_244 |  | AN | 0 | NonResidential | 0 | 0 | 0 | 0 | 0 | 0 | [24 empty] | 8101501 | no | no |  |  | no |  | 0 | 0 | 0 | 0 | 0 | 0 |  | 1 | 1 | 1 | 0 | 0 | 0

## node
data_type | static
owner_type | feeder
owner | 8101501
object | node
name | groupid | parent | bustype | phases | nominal_voltage | dcircuit | selected | monitored | monitored_fields | class_monitored_fields | played | played_fields | subsystem | x | y | comments | dist_to_slack
node_22654-220416134 |  |  | PQ | ABCD | 2771.281 | 8101501 | no | no |  |  | no |  |  | 1399715.444 | 15310443.64 |  | -1
node_1397608_863_15307618_867 |  |  | PQ | AN | 2771.281 | 8101501 | no | no |  |  | no |  |  | 1397608.863 | 15307618.867 |  | -1
node_1397751_676_15306970_626 |  |  | PQ | ABCN | 2771.281 | 8101501 | no | no |  |  | no |  |  | 1397751.676 | 15306970.626 |  | -1
node_1397883_321_15307333_466 |  |  | PQ | ABCN | 2771.281 | 8101501 | no | no |  |  | no |  |  | 1397883.321 | 15307333.466 |  | -1
node_1397889_8_15307315_916 |  |  | PQ | ABCN | 2771.281 | 8101501 | no | no |  |  | no |  |  | 1397889.8 | 15307315.916 |  | -1
node_1398281_98_15309341_702 |  |  | PQ | ABCN | 2771.281 | 8101501 | no | no |  |  | no |  |  | 1398281.98 | 15309341.702 |  | -1
node_1398296_555_15309323_783 |  |  | PQ | ABCN | 2771.281 | 8101501 | no | no |  |  | no |  |  | 1398296.555 | 15309323.783 |  | -1
node_1398314_109_15309311_573 |  |  | PQ | ABCN | 2771.281 | 8101501 | no | no |  |  | no |  |  | 1398314.109 | 15309311.573 |  | -1
node_1398438_017_15308203_345 |  |  | PQ | ABCN | 2771.281 | 8101501 | no | no |  |  | no |  |  | 1398438.017 | 15308203.345 |  | -1
node_1398440_612_15309070_421 |  |  | PQ | AN | 2771.281 | 8101501 | no | no |  |  | no |  |  | 1398440.612 | 15309070.421 |  | -1
node_1398484_73_15310205_014 |  |  | PQ | ABCN | 2771.281 | 8101501 | no | no |  |  | no |  |  | 1398484.73 | 15310205.014 |  | -1
node_1398500_067_15308406_157 |  |  | PQ | ABCN | 2771.281 | 8101501 | no | no |  |  | no |  |  | 1398500.067 | 15308406.157 |  | -1
node_1398530_068_15307918_824 |  |  | PQ | AN | 2771.281 | 8101501 | no | no |  |  | no |  |  | 1398530.068 | 15307918.824 |  | -1
node_1398627_095_15307608_617 |  |  | PQ | AN | 2771.281 | 8101501 | no | no |  |  | no |  |  | 1398627.095 | 15307608.617 |  | -1
node_1398647_745_15308775_56 |  |  | PQ | ABCN | 2771.281 | 8101501 | no | no |  |  | no |  |  | 1398647.745 | 15308775.56 |  | -1
node_1398689_08_15310540_157 |  |  | PQ | ABCN | 2771.281 | 8101501 | no | no |  |  | no |  |  | 1398689.08 | 15310540.157 |  | -1
node_1398690_773_15310136_373 |  |  | PQ | ABCN | 2771.281 | 8101501 | no | no |  |  | no |  |  | 1398690.773 | 15310136.373 |  | -1
node_1398695_855_15310565_237 |  |  | PQ | ABCN | 2771.281 | 8101501 | no | no |  |  | no |  |  | 1398695.855 | 15310565.237 |  | -1
node_1398707_219_15310587_146 |  |  | PQ | ABCN | 2771.281 | 8101501 | no | no |  |  | no |  |  | 1398707.219 | 15310587.146 |  | -1
node_1398733_735_15309799_045 |  |  | PQ | ABCN | 2771.281 | 8101501 | no | no |  |  | no |  |  | 1398733.735 | 15309799.045 |  | -1
node_1398754_707_15309806_777 |  |  | PQ | ABCN | 2771.281 | 8101501 | no | no |  |  | no |  |  | 1398754.707 | 15309806.777 |  | -1
node_1398830_063_15310775_602 |  |  | PQ | ABCN | 2771.281 | 8101501 | no | no |  |  | no |  |  | 1398830.063 | 15310775.602 |  | -1
node_1398834_732_15310801_518 |  |  | PQ | ABCN | 2771.281 | 8101501 | no | no |  |  | no |  |  | 1398834.732 | 15310801.518 |  | -1
node_1398856_887_15310071_001 |  |  | PQ | ABCN | 2771.281 | 8101501 | no | no |  |  | no |  |  | 1398856.887 | 15310071.001 |  | -1
node_1398858_791_15310097_266 |  |  | PQ | ABCN | 2771.281 | 8101501 | no | no |  |  | no |  |  | 1398858.791 | 15310097.266 |  | -1
node_1398905_79_15308263_958 |  |  | PQ | ABCN | 2771.281 | 8101501 | no | no |  |  | no |  |  | 1398905.79 | 15308263.958 |  | -1
node_1398919_607_15308265_811 |  |  | PQ | ABCN | 2771.281 | 8101501 | no | no |  |  | no |  |  | 1398919.607 | 15308265.811 |  | -1
node_1398985_092_15309339_778 |  |  | PQ | ABCN | 2771.281 | 8101501 | no | no |  |  | no |  |  | 1398985.092 | 15309339.778 |  | -1
node_1398990_791_15309365_328 |  |  | PQ | ABCN | 2771.281 | 8101501 | no | no |  |  | no |  |  | 1398990.791 | 15309365.328 |  | -1
node_1399001_208_15309388_067 |  |  | PQ | ABCN | 2771.281 | 8101501 | no | no |  |  | no |  |  | 1399001.208 | 15309388.067 |  | -1
node_1399050_491_15308628_786 |  |  | PQ | AN | 2771.281 | 8101501 | no | no |  |  | no |  |  | 1399050.491 | 15308628.786 |  | -1
node_1399061_729_15311189_849 |  |  | PQ | ABCN | 2771.281 | 8101501 | no | no |  |  | no |  |  | 1399061.729 | 15311189.849 |  | -1
node_1399072_543_15311203_234 |  |  | PQ | ABCN | 2771.281 | 8101501 | no | no |  |  | no |  |  | 1399072.543 | 15311203.234 |  | -1
node_1399081_974_15311213_657 |  |  | PQ | ABCN | 2771.281 | 8101501 | no | no |  |  | no |  |  | 1399081.974 | 15311213.657 |  | -1
node_1399113_311_15311280_77 |  |  | PQ | ABCN | 2771.281 | 8101501 | no | no |  |  | no |  |  | 1399113.311 | 15311280.77 |  | -1
node_1399128_88_15311298_118 |  |  | PQ | ABCN | 2771.281 | 8101501 | no | no |  |  | no |  |  | 1399128.88 | 15311298.118 |  | -1
node_1399168_067_15307870_024 |  |  | PQ | AN | 2771.281 | 8101501 | no | no |  |  | no |  |  | 1399168.067 | 15307870.024 |  | -1
node_1399192_756_15308867_329 |  |  | PQ | AN | 2771.281 | 8101501 | no | no |  |  | no |  |  | 1399192.756 | 15308867.329 |  | -1
node_1399268_948_15310654_84 |  |  | PQ | ABCN | 2771.281 | 8101501 | no | no |  |  | no |  |  | 1399268.948 | 15310654.84 |  | -1
node_1399273_095_15309212_138 |  |  | PQ | ABCN | 2771.281 | 8101501 | no | no |  |  | no |  |  | 1399273.095 | 15309212.138 |  | -1
node_1399302_685_15309799_244 |  |  | PQ | ABCN | 2771.281 | 8101501 | no | no |  |  | no |  |  | 1399302.685 | 15309799.244 |  | -1
node_1399312_148_15311543_075 |  |  | PQ | ABCN | 2771.281 | 8101501 | no | no |  |  | no |  |  | 1399312.148 | 15311543.075 |  | -1
node_1399315_24_15310437_627 |  |  | PQ | ABCN | 2771.281 | 8101501 | no | no |  |  | no |  |  | 1399315.24 | 15310437.627 |  | -1
node_1399334_386_15311739_738 |  |  | PQ | ABCN | 2771.281 | 8101501 | no | no |  |  | no |  |  | 1399334.386 | 15311739.738 |  | -1
node_1399356_292_15308277_445 |  |  | PQ | ABCN | 2771.281 | 8101501 | no | no |  |  | no |  |  | 1399356.292 | 15308277.445 |  | -1
node_1399365_763_15308277_5 |  |  | PQ | ABCN | 2771.281 | 8101501 | no | no |  |  | no |  |  | 1399365.763 | 15308277.5 |  | -1
node_1399367_885_15311176_274 |  |  | PQ | ABCN | 2771.281 | 8101501 | no | no |  |  | no |  |  | 1399367.885 | 15311176.274 |  | -1
node_1399371_084_15311202_579 |  |  | PQ | ABCN | 2771.281 | 8101501 | no | no |  |  | no |  |  | 1399371.084 | 15311202.579 |  | -1
node_1399379_234_15311226_918 |  |  | PQ | ABCN | 2771.281 | 8101501 | no | no |  |  | no |  |  | 1399379.234 | 15311226.918 |  | -1
node_1399391_183_15310916_548 |  |  | PQ | ABCN | 2771.281 | 8101501 | no | no |  |  | no |  |  | 1399391.183 | 15310916.548 |  | -1
node_1399392_122_15312562_531 |  |  | PQ | AN | 2771.281 | 8101501 | no | no |  |  | no |  |  | 1399392.122 | 15312562.531 |  | -1
node_1399396_166_15310942_361 |  |  | PQ | ABCN | 2771.281 | 8101501 | no | no |  |  | no |  |  | 1399396.166 | 15310942.361 |  | -1
node_1399401_499_15311963_39 |  |  | PQ | ABCN | 2771.281 | 8101501 | no | no |  |  | no |  |  | 1399401.499 | 15311963.39 |  | -1
node_1399402_146_15311986_034 |  |  | PQ | ABCN | 2771.281 | 8101501 | no | no |  |  | no |  |  | 1399402.146 | 15311986.034 |  | -1
node_1399405_943_15310965_604 |  |  | PQ | ABCN | 2771.281 | 8101501 | no | no |  |  | no |  |  | 1399405.943 | 15310965.604 |  | -1
node_1399406_801_15312008_989 |  |  | PQ | ABCN | 2771.281 | 8101501 | no | no |  |  | no |  |  | 1399406.801 | 15312008.989 |  | -1
node_1399449_371_15308627_502 |  |  | PQ | AN | 2771.281 | 8101501 | no | no |  |  | no |  |  | 1399449.371 | 15308627.502 |  | -1
node_1399464_715_15310615_047 |  |  | PQ | ABCN | 2771.281 | 8101501 | no | no |  |  | no |  |  | 1399464.715 | 15310615.047 |  | -1
node_1399469_477_15312131_198 |  |  | PQ | ABCN | 2771.281 | 8101501 | no | no |  |  | no |  |  | 1399469.477 | 15312131.198 |  | -1
node_1399481_223_15310629_914 |  |  | PQ | ABCN | 2771.281 | 8101501 | no | no |  |  | no |  |  | 1399481.223 | 15310629.914 |  | -1
node_1399506_763_15310162_533 |  |  | PQ | ABCN | 2771.281 | 8101501 | no | no |  |  | no |  |  | 1399506.763 | 15310162.533 |  | -1
node_1399509_216_15312807_335 |  |  | PQ | AN | 2771.281 | 8101501 | no | no |  |  | no |  |  | 1399509.216 | 15312807.335 |  | -1
node_1399527_691_15310165_308 |  |  | PQ | ABCN | 2771.281 | 8101501 | no | no |  |  | no |  |  | 1399527.691 | 15310165.308 |  | -1
node_1399532_831_15308637_502 |  |  | PQ | AN | 2771.281 | 8101501 | no | no |  |  | no |  |  | 1399532.831 | 15308637.502 |  | -1
node_1399575_849_15309232_634 |  |  | PQ | ABCN | 2771.281 | 8101501 | no | no |  |  | no |  |  | 1399575.849 | 15309232.634 |  | -1
node_1399581_975_15310256_635 |  |  | PQ | ABCN | 2771.281 | 8101501 | no | no |  |  | no |  |  | 1399581.975 | 15310256.635 |  | -1
node_1399589_87_15308893_012 |  |  | PQ | AN | 2771.281 | 8101501 | no | no |  |  | no |  |  | 1399589.87 | 15308893.012 |  | -1
node_1399625_184_15311786_758 |  |  | PQ | ABCN | 2771.281 | 8101501 | no | no |  |  | no |  |  | 1399625.184 | 15311786.758 |  | -1
node_1399634_388_15309852_775 |  |  | PQ | ABCN | 2771.281 | 8101501 | no | no |  |  | no |  |  | 1399634.388 | 15309852.775 |  | -1
node_1399644_78_15309592_032 |  |  | PQ | AN | 2771.281 | 8101501 | no | no |  |  | no |  |  | 1399644.78 | 15309592.032 |  | -1
node_1399654_201_15309852_391 |  |  | PQ | ABCN | 2771.281 | 8101501 | no | no |  |  | no |  |  | 1399654.201 | 15309852.391 |  | -1
node_1399673_445_15309858_911 |  |  | PQ | ABCN | 2771.281 | 8101501 | no | no |  |  | no |  |  | 1399673.445 | 15309858.911 |  | -1
node_1399755_63_15311221_95 |  |  | PQ | ABCN | 2771.281 | 8101501 | no | no |  |  | no |  |  | 1399755.63 | 15311221.95 |  | -1
node_1399769_639_15311203_236 |  |  | PQ | ABCN | 2771.281 | 8101501 | no | no |  |  | no |  |  | 1399769.639 | 15311203.236 |  | -1
node_1399790_285_15308203_68 |  |  | PQ | AN | 2771.281 | 8101501 | no | no |  |  | no |  |  | 1399790.285 | 15308203.68 |  | -1
node_1399806_562_15310647_986 |  |  | PQ | ABCN | 2771.281 | 8101501 | no | no |  |  | no |  |  | 1399806.562 | 15310647.986 |  | -1
node_1399836_029_15309995_831 |  |  | PQ | AN | 2771.281 | 8101501 | no | no |  |  | no |  |  | 1399836.029 | 15309995.831 |  | -1
node_1399841_019_15310219_75 |  |  | PQ | ABCN | 2771.281 | 8101501 | no | no |  |  | no |  |  | 1399841.019 | 15310219.75 |  | -1
node_1399853_25_15312208_775 |  |  | PQ | ABCN | 2771.281 | 8101501 | no | no |  |  | no |  |  | 1399853.25 | 15312208.775 |  | -1
node_1399858_186_15312222_451 |  |  | PQ | ABCN | 2771.281 | 8101501 | no | no |  |  | no |  |  | 1399858.186 | 15312222.451 |  | -1
node_1399860_774_15310217_798 |  |  | PQ | ABCN | 2771.281 | 8101501 | no | no |  |  | no |  |  | 1399860.774 | 15310217.798 |  | -1
node_1399863_954_15312239_208 |  |  | PQ | ABCN | 2771.281 | 8101501 | no | no |  |  | no |  |  | 1399863.954 | 15312239.208 |  | -1
node_1399880_263_15310222_786 |  |  | PQ | ABCN | 2771.281 | 8101501 | no | no |  |  | no |  |  | 1399880.263 | 15310222.786 |  | -1
node_1399922_335_15309605_243 |  |  | PQ | AN | 2771.281 | 8101501 | no | no |  |  | no |  |  | 1399922.335 | 15309605.243 |  | -1
node_1399944_131_15309270_888 |  |  | PQ | ABCN | 2771.281 | 8101501 | no | no |  |  | no |  |  | 1399944.131 | 15309270.888 |  | -1
node_1400011_217_15312249_926 |  |  | PQ | ABCN | 2771.281 | 8101501 | no | no |  |  | no |  |  | 1400011.217 | 15312249.926 |  | -1
node_1400093_878_15311121_652 |  |  | PQ | ABCN | 2771.281 | 8101501 | no | no |  |  | no |  |  | 1400093.878 | 15311121.652 |  | -1
node_1400171_722_15313012_501 |  |  | PQ | AN | 2771.281 | 8101501 | no | no |  |  | no |  |  | 1400171.722 | 15313012.501 |  | -1
node_1400217_748_15312636_4 |  |  | PQ | ABCN | 2771.281 | 8101501 | no | no |  |  | no |  |  | 1400217.748 | 15312636.4 |  | -1
node_1400224_323_15312661_573 |  |  | PQ | ABCN | 2771.281 | 8101501 | no | no |  |  | no |  |  | 1400224.323 | 15312661.573 |  | -1
node_1400225_837_15312688_136 |  |  | PQ | ABCN | 2771.281 | 8101501 | no | no |  |  | no |  |  | 1400225.837 | 15312688.136 |  | -1
node_1400254_793_15313737_084 |  |  | PQ | ABCN | 2771.281 | 8101501 | no | no |  |  | no |  |  | 1400254.793 | 15313737.084 |  | -1
node_1400264_133_15312164_614 |  |  | PQ | AN | 2771.281 | 8101501 | no | no |  |  | no |  |  | 1400264.133 | 15312164.614 |  | -1
node_1400269_135_15313750_987 |  |  | PQ | ABCN | 2771.281 | 8101501 | no | no |  |  | no |  |  | 1400269.135 | 15313750.987 |  | -1
node_1400299_623_15310788_667 |  |  | PQ | AN | 2771.281 | 8101501 | no | no |  |  | no |  |  | 1400299.623 | 15310788.667 |  | -1
node_1400343_799_15312384_229 |  |  | PQ | ABCN | 2771.281 | 8101501 | no | no |  |  | no |  |  | 1400343.799 | 15312384.229 |  | -1
node_1400356_827_15313215_159 |  |  | PQ | ABCN | 2771.281 | 8101501 | no | no |  |  | no |  |  | 1400356.827 | 15313215.159 |  | -1
node_1400365_092_15313239_428 |  |  | PQ | ABCN | 2771.281 | 8101501 | no | no |  |  | no |  |  | 1400365.092 | 15313239.428 |  | -1
node_1400368_415_15313265_705 |  |  | PQ | ABCN | 2771.281 | 8101501 | no | no |  |  | no |  |  | 1400368.415 | 15313265.705 |  | -1
node_1400432_353_15313847_432 |  |  | PQ | AN | 2771.281 | 8101501 | no | no |  |  | no |  |  | 1400432.353 | 15313847.432 |  | -1
node_1400445_629_15309436_931 |  |  | PQ | ABCN | 2771.281 | 8101501 | no | no |  |  | no |  |  | 1400445.629 | 15309436.931 |  | -1
node_1400458_252_15311739_311 |  |  | PQ | ABCN | 2771.281 | 8101501 | no | no |  |  | no |  |  | 1400458.252 | 15311739.311 |  | -1
node_1400462_03_15309422_122 |  |  | PQ | ABCN | 2771.281 | 8101501 | no | no |  |  | no |  |  | 1400462.03 | 15309422.122 |  | -1
node_1400470_313_15314406_6 |  |  | PQ | AN | 2771.281 | 8101501 | no | no |  |  | no |  |  | 1400470.313 | 15314406.6 |  | -1
node_1400474_958_15312776_29 |  |  | PQ | AN | 2771.281 | 8101501 | no | no |  |  | no |  |  | 1400474.958 | 15312776.29 |  | -1
node_1400480_751_15309413_546 |  |  | PQ | ABCN | 2771.281 | 8101501 | no | no |  |  | no |  |  | 1400480.751 | 15309413.546 |  | -1
node_1400489_297_15310320_801 |  |  | PQ | ABCN | 2771.281 | 8101501 | no | no |  |  | no |  |  | 1400489.297 | 15310320.801 |  | -1
node_1400505_502_15309414_42 |  |  | PQ | ABCN | 2771.281 | 8101501 | no | no |  |  | no |  |  | 1400505.502 | 15309414.42 |  | -1
node_1400525_311_15309413_775 |  |  | PQ | ABCN | 2771.281 | 8101501 | no | no |  |  | no |  |  | 1400525.311 | 15309413.775 |  | -1
node_1400529_723_15311456_381 |  |  | PQ | ABCN | 2771.281 | 8101501 | no | no |  |  | no |  |  | 1400529.723 | 15311456.381 |  | -1
node_1400534_188_15311508_875 |  |  | PQ | ABCN | 2771.281 | 8101501 | no | no |  |  | no |  |  | 1400534.188 | 15311508.875 |  | -1
node_1400534_525_15311482_254 |  |  | PQ | ABCN | 2771.281 | 8101501 | no | no |  |  | no |  |  | 1400534.525 | 15311482.254 |  | -1
node_1400538_284_15311962_997 |  |  | PQ | ABCN | 2771.281 | 8101501 | no | no |  |  | no |  |  | 1400538.284 | 15311962.997 |  | -1
node_1400544_6_15309420_04 |  |  | PQ | ABCN | 2771.281 | 8101501 | no | no |  |  | no |  |  | 1400544.6 | 15309420.04 |  | -1
node_1400552_703_15312386_858 |  |  | PQ | ABCD | 2771.281 | 8101501 | no | no |  |  | no |  |  | 1400552.703 | 15312386.858 |  | -1
node_1400672_145_15312286_112 |  |  | PQ | ABCN | 2771.281 | 8101501 | no | no |  |  | no |  |  | 1400672.145 | 15312286.112 |  | -1
node_1400678_629_15311114_273 |  |  | PQ | AN | 2771.281 | 8101501 | no | no |  |  | no |  |  | 1400678.629 | 15311114.273 |  | -1
node_1400683_403_15314255_051 |  |  | PQ | AN | 2771.281 | 8101501 | no | no |  |  | no |  |  | 1400683.403 | 15314255.051 |  | -1
node_1400709_835_15313161_421 |  |  | PQ | AN | 2771.281 | 8101501 | no | no |  |  | no |  |  | 1400709.835 | 15313161.421 |  | -1
node_1400749_428_15312500_589 |  |  | PQ | ABCN | 2771.281 | 8101501 | no | no |  |  | no |  |  | 1400749.428 | 15312500.589 |  | -1
node_1400822_714_15310344_311 |  |  | PQ | ABCN | 2771.281 | 8101501 | no | no |  |  | no |  |  | 1400822.714 | 15310344.311 |  | -1
node_1400828_562_15313670_922 |  |  | PQ | AN | 2771.281 | 8101501 | no | no |  |  | no |  |  | 1400828.562 | 15313670.922 |  | -1
node_1400950_406_15312903_059 |  |  | PQ | ABCN | 2771.281 | 8101501 | no | no |  |  | no |  |  | 1400950.406 | 15312903.059 |  | -1
node_1400975_722_15313177_262 |  |  | PQ | ABCN | 2771.281 | 8101501 | no | no |  |  | no |  |  | 1400975.722 | 15313177.262 |  | -1
node_1401017_049_15312328_333 |  |  | PQ | ABCN | 2771.281 | 8101501 | no | no |  |  | no |  |  | 1401017.049 | 15312328.333 |  | -1
node_1401018_156_15314573_855 |  |  | PQ | AN | 2771.281 | 8101501 | no | no |  |  | no |  |  | 1401018.156 | 15314573.855 |  | -1
node_1401025_915_15311134_292 |  |  | PQ | AN | 2771.281 | 8101501 | no | no |  |  | no |  |  | 1401025.915 | 15311134.292 |  | -1
node_1401108_132_15311868_868 |  |  | PQ | ABCN | 2771.281 | 8101501 | no | no |  |  | no |  |  | 1401108.132 | 15311868.868 |  | -1
node_1401208_591_15313785_778 |  |  | PQ | ABCN | 2771.281 | 8101501 | no | no |  |  | no |  |  | 1401208.591 | 15313785.778 |  | -1
node_1401219_444_15312949_342 |  |  | PQ | AN | 2771.281 | 8101501 | no | no |  |  | no |  |  | 1401219.444 | 15312949.342 |  | -1
node_1401262_168_15309268_453 |  |  | PQ | AN | 2771.281 | 8101501 | no | no |  |  | no |  |  | 1401262.168 | 15309268.453 |  | -1
node_1401306_07_15312245_206 |  |  | PQ | ABCN | 2771.281 | 8101501 | no | no |  |  | no |  |  | 1401306.07 | 15312245.206 |  | -1
node_1401321_61_15314088_152 |  |  | PQ | ABCN | 2771.281 | 8101501 | no | no |  |  | no |  |  | 1401321.61 | 15314088.152 |  | -1
node_1401358_958_15309597_51 |  |  | PQ | AN | 2771.281 | 8101501 | no | no |  |  | no |  |  | 1401358.958 | 15309597.51 |  | -1
node_1401366_027_15313934_682 |  |  | PQ | AN | 2771.281 | 8101501 | no | no |  |  | no |  |  | 1401366.027 | 15313934.682 |  | -1
node_1401371_895_15314172_591 |  |  | PQ | ABCD | 2771.281 | 8101501 | no | no |  |  | no |  |  | 1401371.895 | 15314172.591 |  | -1
node_1401383_444_15313378_878 |  |  | PQ | AN | 2771.281 | 8101501 | no | no |  |  | no |  |  | 1401383.444 | 15313378.878 |  | -1
node_1401456_615_15313836_648 |  |  | PQ | AN | 2771.281 | 8101501 | no | no |  |  | no |  |  | 1401456.615 | 15313836.648 |  | -1
node_1401547_436_15313440_001 |  |  | PQ | AN | 2771.281 | 8101501 | no | no |  |  | no |  |  | 1401547.436 | 15313440.001 |  | -1
node_1401562_895_15314485_841 |  |  | PQ | ABCN | 2771.281 | 8101501 | no | no |  |  | no |  |  | 1401562.895 | 15314485.841 |  | -1
node_1401580_426_15312982_433 |  |  | PQ | AN | 2771.281 | 8101501 | no | no |  |  | no |  |  | 1401580.426 | 15312982.433 |  | -1
node_1401612_137_15309437_053 |  |  | PQ | AN | 2771.281 | 8101501 | no | no |  |  | no |  |  | 1401612.137 | 15309437.053 |  | -1
node_1401642_124_15315117_451 |  |  | PQ | ABCN | 2771.281 | 8101501 | no | no |  |  | no |  |  | 1401642.124 | 15315117.451 |  | -1
node_1401655_546_15315137_149 |  |  | PQ | ABCN | 2771.281 | 8101501 | no | no |  |  | no |  |  | 1401655.546 | 15315137.149 |  | -1
node_1401667_523_15310393_887 |  |  | PQ | ABCN | 2771.281 | 8101501 | no | no |  |  | no |  |  | 1401667.523 | 15310393.887 |  | -1
node_1401734_269_15309427_569 |  |  | PQ | AN | 2771.281 | 8101501 | no | no |  |  | no |  |  | 1401734.269 | 15309427.569 |  | -1
node_1401796_658_15312666_959 |  |  | PQ | AN | 2771.281 | 8101501 | no | no |  |  | no |  |  | 1401796.658 | 15312666.959 |  | -1
node_1401850_979_15313467_055 |  |  | PQ | AN | 2771.281 | 8101501 | no | no |  |  | no |  |  | 1401850.979 | 15313467.055 |  | -1
node_1401953_374_15314993_482 |  |  | PQ | ABCN | 2771.281 | 8101501 | no | no |  |  | no |  |  | 1401953.374 | 15314993.482 |  | -1
node_1402007_647_15313473_773 |  |  | PQ | AN | 2771.281 | 8101501 | no | no |  |  | no |  |  | 1402007.647 | 15313473.773 |  | -1
node_1402012_965_15314308_634 |  |  | PQ | AN | 2771.281 | 8101501 | no | no |  |  | no |  |  | 1402012.965 | 15314308.634 |  | -1
node_1402022_091_15313985_974 |  |  | PQ | AN | 2771.281 | 8101501 | no | no |  |  | no |  |  | 1402022.091 | 15313985.974 |  | -1
node_1402143_377_15315323_394 |  |  | PQ | AN | 2771.281 | 8101501 | no | no |  |  | no |  |  | 1402143.377 | 15315323.394 |  | -1
node_1402212_202_15313871_788 |  |  | PQ | AN | 2771.281 | 8101501 | no | no |  |  | no |  |  | 1402212.202 | 15313871.788 |  | -1
node_1402224_598_15315827_381 |  |  | PQ | AN | 2771.281 | 8101501 | no | no |  |  | no |  |  | 1402224.598 | 15315827.381 |  | -1
node_1402271_529_15314834_506 |  |  | PQ | AN | 2771.281 | 8101501 | no | no |  |  | no |  |  | 1402271.529 | 15314834.506 |  | -1
node_1402287_924_15315321_849 |  |  | PQ | ABCN | 2771.281 | 8101501 | no | no |  |  | no |  |  | 1402287.924 | 15315321.849 |  | -1
node_1402333_318_15315538_532 |  |  | PQ | AN | 2771.281 | 8101501 | no | no |  |  | no |  |  | 1402333.318 | 15315538.532 |  | -1
node_1402432_355_15314718_456 |  |  | PQ | AN | 2771.281 | 8101501 | no | no |  |  | no |  |  | 1402432.355 | 15314718.456 |  | -1
node_1402456_15_15316058_455 |  |  | PQ | AN | 2771.281 | 8101501 | no | no |  |  | no |  |  | 1402456.15 | 15316058.455 |  | -1
node_1402457_623_15314323_353 |  |  | PQ | AN | 2771.281 | 8101501 | no | no |  |  | no |  |  | 1402457.623 | 15314323.353 |  | -1
node_1402480_208_15315051_376 |  |  | PQ | AN | 2771.281 | 8101501 | no | no |  |  | no |  |  | 1402480.208 | 15315051.376 |  | -1
node_1402668_909_15310312_121 |  |  | PQ | ABCD | 2771.281 | 8101501 | no | no |  |  | no |  |  | 1402668.909 | 15310312.121 |  | -1
node_1402692_708_15315756_251 |  |  | PQ | ABCN | 2771.281 | 8101501 | no | no |  |  | no |  |  | 1402692.708 | 15315756.251 |  | -1
node_1402700_074_15314916_284 |  |  | PQ | AN | 2771.281 | 8101501 | no | no |  |  | no |  |  | 1402700.074 | 15314916.284 |  | -1
node_1402761_79_15316170_291 |  |  | PQ | ABCN | 2771.281 | 8101501 | no | no |  |  | no |  |  | 1402761.79 | 15316170.291 |  | -1
node_1402835_515_15310108_661 |  |  | PQ | ABCN | 2771.281 | 8101501 | no | no |  |  | no |  |  | 1402835.515 | 15310108.661 |  | -1
node_1402871_436_15315548_455 |  |  | PQ | ABCN | 2771.281 | 8101501 | no | no |  |  | no |  |  | 1402871.436 | 15315548.455 |  | -1
node_1403160_079_15316272_417 |  |  | PQ | ABCN | 2771.281 | 8101501 | no | no |  |  | no |  |  | 1403160.079 | 15316272.417 |  | -1
node_1403264_535_15316525_775 |  |  | PQ | AN | 2771.281 | 8101501 | no | no |  |  | no |  |  | 1403264.535 | 15316525.775 |  | -1
node_1403285_186_15316247_229 |  |  | PQ | ABCN | 2771.281 | 8101501 | no | no |  |  | no |  |  | 1403285.186 | 15316247.229 |  | -1
node_1403302_946_15316259_177 |  |  | PQ | ABCN | 2771.281 | 8101501 | no | no |  |  | no |  |  | 1403302.946 | 15316259.177 |  | -1
node_1403447_439_15316338_28 |  |  | PQ | ABCN | 2771.281 | 8101501 | no | no |  |  | no |  |  | 1403447.439 | 15316338.28 |  | -1
node_1403653_352_15316388_854 |  |  | PQ | ABCD | 2771.281 | 8101501 | no | no |  |  | no |  |  | 1403653.352 | 15316388.854 |  | -1
node_8101501_200832707 |  |  | PQ | ABCD | 2771.281 | 8101501 | no | no |  |  | no |  |  | 1397685.57 | 15306908.064 |  | -1
node_8101501_200832710 |  |  | PQ | ABCN | 2771.281 | 8101501 | no | no |  |  | no |  |  | 1397715.847 | 15306987.056 |  | -1
node_8101501_200832712 |  |  | PQ | ABCD | 2771.281 | 8101501 | no | no |  |  | no |  |  | 1397756.852 | 15307080.064 |  | -1
node_8101501_200832718 |  |  | PQ | ABCD | 2771.281 | 8101501 | no | no |  |  | no |  |  | 1397911.409 | 15307432.459 |  | -1
node_8101501_200832719 |  |  | PQ | AN | 2771.281 | 8101501 | no | no |  |  | no |  |  | 1397663.046 | 15307620.513 |  | -1
node_8101501_200832720 |  |  | PQ | ABCD | 2771.281 | 8101501 | no | no |  |  | no |  |  | 1397961.466 | 15307562.844 |  | -1
node_8101501_200832721 |  |  | PQ | ABCD | 2771.281 | 8101501 | no | no |  |  | no |  |  | 1397908.274 | 15307692.884 |  | -1
node_8101501_200832723 |  |  | PQ | ABCD | 2771.281 | 8101501 | no | no |  |  | no |  |  | 1397962.028 | 15307956.792 |  | -1
node_8101501_200832724 |  |  | PQ | ABCD | 2771.281 | 8101501 | no | no |  |  | no |  |  | 1397999.618 | 15308148.24 |  | -1
node_8101501_200832725 |  |  | PQ | ABCD | 2771.281 | 8101501 | no | no |  |  | no |  |  | 1398246.599 | 15308319.451 |  | -1
node_8101501_200832726 |  |  | PQ | ABCD | 2771.281 | 8101501 | no | no |  |  | no |  |  | 1398313.174 | 15308382.75 |  | -1
node_8101501_200832727 |  |  | PQ | ABCD | 2771.281 | 8101501 | no | no |  |  | no |  |  | 1398386.807 | 15308431.393 |  | -1
node_8101501_200832728 |  |  | PQ | ABCN | 2771.281 | 8101501 | no | no |  |  | no |  |  | 1398482.112 | 15308438.034 |  | -1
node_8101501_200832730 |  |  | PQ | ABCD | 2771.281 | 8101501 | no | no |  |  | no |  |  | 1398554.37 | 15308578.3 |  | -1
node_8101501_200832732 |  |  | PQ | ABCD | 2771.281 | 8101501 | no | no |  |  | no |  |  | 1398602.666 | 15308647.823 |  | -1
node_8101501_200832905 |  |  | PQ | ABCD | 2771.281 | 8101501 | no | no |  |  | no |  |  | 1398362.909 | 15308279.185 |  | -1
node_8101501_200832906 |  |  | PQ | ABCD | 2771.281 | 8101501 | no | no |  |  | no |  |  | 1398405.913 | 15308186.038 |  | -1
node_8101501_200832907 |  |  | PQ | AD | 2771.281 | 8101501 | no | no |  |  | no |  |  | 1398444.428 | 15308077.3 |  | -1
node_8101501_200832908 |  |  | PQ | AD | 2771.281 | 8101501 | no | no |  |  | no |  |  | 1398485 | 15307960.687 |  | -1
node_8101501_200832909 |  |  | PQ | AN | 2771.281 | 8101501 | no | no |  |  | no |  |  | 1398516.704 | 15307888.235 |  | -1
node_8101501_200832911 |  |  | PQ | AD | 2771.281 | 8101501 | no | no |  |  | no |  |  | 1398547.371 | 15307790.695 |  | -1
node_8101501_200832912 |  |  | PQ | AD | 2771.281 | 8101501 | no | no |  |  | no |  |  | 1398578.185 | 15307704.217 |  | -1
node_8101501_200832913 |  |  | PQ | AN | 2771.281 | 8101501 | no | no |  |  | no |  |  | 1398610.735 | 15307587.916 |  | -1
node_8101501_200832915 |  |  | PQ | AD | 2771.281 | 8101501 | no | no |  |  | no |  |  | 1399419.733 | 15308109.568 |  | -1
node_8101501_200832916 |  |  | PQ | AD | 2771.281 | 8101501 | no | no |  |  | no |  |  | 1399477.356 | 15308194.47 |  | -1
node_8101501_200832918 |  |  | PQ | AD | 2771.281 | 8101501 | no | no |  |  | no |  |  | 1399556.268 | 15308471.659 |  | -1
node_8101501_200832926 |  |  | PQ | AN | 2771.281 | 8101501 | no | no |  |  | no |  |  | 1399195.87 | 15307846.859 |  | -1
node_8101501_200832927 |  |  | PQ | AD | 2771.281 | 8101501 | no | no |  |  | no |  |  | 1399262.482 | 15307938.543 |  | -1
node_8101501_200832928 |  |  | PQ | AD | 2771.281 | 8101501 | no | no |  |  | no |  |  | 1399343.919 | 15308028.017 |  | -1
node_8101501_200832935 |  |  | PQ | ABCN | 2771.281 | 8101501 | no | no |  |  | no |  |  | 1398440.867 | 15308187.967 |  | -1
node_8101501_200832936 |  |  | PQ | ABCD | 2771.281 | 8101501 | no | no |  |  | no |  |  | 1398517.516 | 15308195.208 |  | -1
node_8101501_200832937 |  |  | PQ | AD | 2771.281 | 8101501 | no | no |  |  | no |  |  | 1399559.155 | 15308263.774 |  | -1
node_8101501_200832938 |  |  | PQ | AN | 2771.281 | 8101501 | no | no |  |  | no |  |  | 1399756.978 | 15308209.721 |  | -1
node_8101501_200832939 |  |  | PQ | ABCD | 2771.281 | 8101501 | no | no |  |  | no |  |  | 1398656.854 | 15308209.641 |  | -1
node_8101501_200832940 |  |  | PQ | ABCD | 2771.281 | 8101501 | no | no |  |  | no |  |  | 1398784.814 | 15308212.339 |  | -1
node_8101501_200832941 |  |  | PQ | ABCN | 2771.281 | 8101501 | no | no |  |  | no |  |  | 1398914.578 | 15308225.967 |  | -1
node_8101501_200832942 |  |  | PQ | ABCD | 2771.281 | 8101501 | no | no |  |  | no |  |  | 1399070.023 | 15308238.072 |  | -1
node_8101501_200832943 |  |  | PQ | ABCD | 2771.281 | 8101501 | no | no |  |  | no |  |  | 1399181.776 | 15308240.654 |  | -1
node_8101501_200832944 |  |  | PQ | ABCD | 2771.281 | 8101501 | no | no |  |  | no |  |  | 1399263.323 | 15308244.958 |  | -1
node_8101501_200832945 |  |  | PQ | ABCN | 2771.281 | 8101501 | no | no |  |  | no |  |  | 1399366.898 | 15308248.474 |  | -1
node_8101501_200832947 |  |  | PQ | AD | 2771.281 | 8101501 | no | no |  |  | no |  |  | 1398608.821 | 15308547.512 |  | -1
node_8101501_200832949 |  |  | PQ | AN | 2771.281 | 8101501 | no | no |  |  | no |  |  | 1399545.909 | 15308612.047 |  | -1
node_8101501_200832954 |  |  | PQ | AD | 2771.281 | 8101501 | no | no |  |  | no |  |  | 1398748.397 | 15308556.919 |  | -1
node_8101501_200832955 |  |  | PQ | AD | 2771.281 | 8101501 | no | no |  |  | no |  |  | 1398854.82 | 15308565.089 |  | -1
node_8101501_200832956 |  |  | PQ | AD | 2771.281 | 8101501 | no | no |  |  | no |  |  | 1398954.593 | 15308573.251 |  | -1
node_8101501_200832957 |  |  | PQ | AN | 2771.281 | 8101501 | no | no |  |  | no |  |  | 1399044.993 | 15308579.339 |  | -1
node_8101501_200832958 |  |  | PQ | AD | 2771.281 | 8101501 | no | no |  |  | no |  |  | 1399152.405 | 15308581.28 |  | -1
node_8101501_200832959 |  |  | PQ | AD | 2771.281 | 8101501 | no | no |  |  | no |  |  | 1399264.4 | 15308591.632 |  | -1
node_8101501_200832960 |  |  | PQ | AD | 2771.281 | 8101501 | no | no |  |  | no |  |  | 1399354.524 | 15308596.033 |  | -1
node_8101501_200832961 |  |  | PQ | AN | 2771.281 | 8101501 | no | no |  |  | no |  |  | 1399454.615 | 15308604.475 |  | -1
node_8101501_200833155 |  |  | PQ | ABCN | 2771.281 | 8101501 | no | no |  |  | no |  |  | 1400459.11 | 15311493.216 |  | -1
node_8101501_200833156 |  |  | PQ | AN | 2771.281 | 8101501 | no | no |  |  | no |  |  | 1401427.301 | 15313832.017 |  | -1
node_8101501_200833157 |  |  | PQ | AN | 2771.281 | 8101501 | no | no |  |  | no |  |  | 1403269.253 | 15316492.719 |  | -1
node_8101501_200833158 |  |  | PQ | ABCD | 2771.281 | 8101501 | no | no |  |  | no |  |  | 1402641.058 | 15315709.3 |  | -1
node_8101501_200833160 |  |  | PQ | ABCN | 2771.281 | 8101501 | no | no |  |  | no |  |  | 1398674.318 | 15308751.071 |  | -1
node_8101501_200833161 |  |  | PQ | ABCD | 2771.281 | 8101501 | no | no |  |  | no |  |  | 1399217.492 | 15309598.548 |  | -1
node_8101501_200833162 |  |  | PQ | ABCD | 2771.281 | 8101501 | no | no |  |  | no |  |  | 1399270.677 | 15309685.188 |  | -1
node_8101501_200833163 |  |  | PQ | ABCN | 2771.281 | 8101501 | no | no |  |  | no |  |  | 1399324.915 | 15309781.263 |  | -1
node_8101501_200833164 |  |  | PQ | ABCD | 2771.281 | 8101501 | no | no |  |  | no |  |  | 1399396.502 | 15309916.969 |  | -1
node_8101501_200833165 |  |  | PQ | ABCD | 2771.281 | 8101501 | no | no |  |  | no |  |  | 1399466.258 | 15310036.15 |  | -1
node_8101501_200833166 |  |  | PQ | ABCN | 2771.281 | 8101501 | no | no |  |  | no |  |  | 1399523.051 | 15310115.544 |  | -1
node_8101501_200833167 |  |  | PQ | ABCN | 2771.281 | 8101501 | no | no |  |  | no |  |  | 1399583.361 | 15310227.301 |  | -1
node_8101501_200833169 |  |  | PQ | ABCD | 2771.281 | 8101501 | no | no |  |  | no |  |  | 1399641.763 | 15310330.316 |  | -1
node_8101501_200833170 |  |  | PQ | ABCD | 2771.281 | 8101501 | no | no |  |  | no |  |  | 1399708.147 | 15310431.484 |  | -1
node_8101501_200833171 |  |  | PQ | ABCD | 2771.281 | 8101501 | no | no |  |  | no |  |  | 1399761.995 | 15310521.191 |  | -1
node_8101501_200833174 |  |  | PQ | ABCN | 2771.281 | 8101501 | no | no |  |  | no |  |  | 1399821.577 | 15310627.25 |  | -1
node_8101501_200833175 |  |  | PQ | ABCD | 2771.281 | 8101501 | no | no |  |  | no |  |  | 1399891.979 | 15310742.457 |  | -1
node_8101501_200833176 |  |  | PQ | ABCD | 2771.281 | 8101501 | no | no |  |  | no |  |  | 1399929.492 | 15310811.153 |  | -1
node_8101501_200833177 |  |  | PQ | ABCD | 2771.281 | 8101501 | no | no |  |  | no |  |  | 1399983.931 | 15310902.552 |  | -1
node_8101501_200833178 |  |  | PQ | ABCD | 2771.281 | 8101501 | no | no |  |  | no |  |  | 1400056.274 | 15311017.962 |  | -1
node_8101501_200833179 |  |  | PQ | ABCN | 2771.281 | 8101501 | no | no |  |  | no |  |  | 1400109.357 | 15311110.792 |  | -1
node_8101501_200833181 |  |  | PQ | ABCD | 2771.281 | 8101501 | no | no |  |  | no |  |  | 1400221.146 | 15311297.138 |  | -1
node_8101501_200833182 |  |  | PQ | ABCD | 2771.281 | 8101501 | no | no |  |  | no |  |  | 1400291.852 | 15311421.63 |  | -1
node_8101501_200833183 |  |  | PQ | ABCD | 2771.281 | 8101501 | no | no |  |  | no |  |  | 1400363.688 | 15311534.898 |  | -1
node_8101501_200833185 |  |  | PQ | ABCN | 2771.281 | 8101501 | no | no |  |  | no |  |  | 1400391.169 | 15311511.014 |  | -1
node_8101501_200833187 |  |  | PQ | ABCD | 2771.281 | 8101501 | no | no |  |  | no |  |  | 1400419.861 | 15311630.832 |  | -1
node_8101501_200833188 |  |  | PQ | ABCN | 2771.281 | 8101501 | no | no |  |  | no |  |  | 1400475.201 | 15311727.995 |  | -1
node_8101501_200833191 |  |  | PQ | ABCD | 2771.281 | 8101501 | no | no |  |  | no |  |  | 1400526.577 | 15311834.241 |  | -1
node_8101501_200833193 |  |  | PQ | ABCN | 2771.281 | 8101501 | no | no |  |  | no |  |  | 1400566.484 | 15311951.974 |  | -1
node_8101501_200833195 |  |  | PQ | ABCD | 2771.281 | 8101501 | no | no |  |  | no |  |  | 1400607.599 | 15312055.617 |  | -1
node_8101501_200833196 |  |  | PQ | ABCD | 2771.281 | 8101501 | no | no |  |  | no |  |  | 1400645.447 | 15312170.051 |  | -1
node_8101501_200833197 |  |  | PQ | ABCN | 2771.281 | 8101501 | no | no |  |  | no |  |  | 1400689.573 | 15312278.363 |  | -1
node_8101501_200833198 |  |  | PQ | ABCD | 2771.281 | 8101501 | no | no |  |  | no |  |  | 1400730.536 | 15312401.248 |  | -1
node_8101501_200833200 |  |  | PQ | ABCD | 2771.281 | 8101501 | no | no |  |  | no |  |  | 1400810.795 | 15312614.56 |  | -1
node_8101501_200833201 |  |  | PQ | ABCD | 2771.281 | 8101501 | no | no |  |  | no |  |  | 1398861.098 | 15309044.519 |  | -1
node_8101501_200833202 |  |  | PQ | ABCD | 2771.281 | 8101501 | no | no |  |  | no |  |  | 1400833.655 | 15312696.99 |  | -1
node_8101501_200833203 |  |  | PQ | ABCD | 2771.281 | 8101501 | no | no |  |  | no |  |  | 1400871.343 | 15312792.147 |  | -1
node_8101501_200833204 |  |  | PQ | ABCN | 2771.281 | 8101501 | no | no |  |  | no |  |  | 1400918.416 | 15312918.956 |  | -1
node_8101501_200833205 |  |  | PQ | ABCD | 2771.281 | 8101501 | no | no |  |  | no |  |  | 1400966.365 | 15313049.314 |  | -1
node_8101501_200833206 |  |  | PQ | ABCN | 2771.281 | 8101501 | no | no |  |  | no |  |  | 1401007.754 | 15313168.437 |  | -1
node_8101501_200833208 |  |  | PQ | ABCD | 2771.281 | 8101501 | no | no |  |  | no |  |  | 1401052.963 | 15313310.672 |  | -1
node_8101501_200833209 |  |  | PQ | ABCD | 2771.281 | 8101501 | no | no |  |  | no |  |  | 1401087.767 | 15313394.373 |  | -1
node_8101501_200833210 |  |  | PQ | ABCD | 2771.281 | 8101501 | no | no |  |  | no |  |  | 1401127.353 | 15313508.626 |  | -1
node_8101501_200833211 |  |  | PQ | ABCD | 2771.281 | 8101501 | no | no |  |  | no |  |  | 1401175.422 | 15313645.811 |  | -1
node_8101501_200833215 |  |  | PQ | ABCD | 2771.281 | 8101501 | no | no |  |  | no |  |  | 1401285.298 | 15313945.654 |  | -1
node_8101501_200833216 |  |  | PQ | ABCN | 2771.281 | 8101501 | no | no |  |  | no |  |  | 1401335.518 | 15314078.057 |  | -1
node_8101501_200833217 |  |  | PQ | ABCD | 2771.281 | 8101501 | no | no |  |  | no |  |  | 1401373.797 | 15314178.164 |  | -1
node_8101501_200833218 |  |  | PQ | ABCD | 2771.281 | 8101501 | no | no |  |  | no |  |  | 1401413.637 | 15314280.396 |  | -1
node_8101501_200833220 |  |  | PQ | ABCD | 2771.281 | 8101501 | no | no |  |  | no |  |  | 1401520.598 | 15314343.764 |  | -1
node_8101501_200833221 |  |  | PQ | ABCN | 2771.281 | 8101501 | no | no |  |  | no |  |  | 1401587.915 | 15314477.235 |  | -1
node_8101501_200833224 |  |  | PQ | ABCD | 2771.281 | 8101501 | no | no |  |  | no |  |  | 1401641.777 | 15314635.204 |  | -1
node_8101501_200833225 |  |  | PQ | ABCD | 2771.281 | 8101501 | no | no |  |  | no |  |  | 1401701.531 | 15314798.537 |  | -1
node_8101501_200833226 |  |  | PQ | ABCN | 2771.281 | 8101501 | no | no |  |  | no |  |  | 1401705.445 | 15315064.009 |  | -1
node_8101501_200833230 |  |  | PQ | ABCD | 2771.281 | 8101501 | no | no |  |  | no |  |  | 1398990.698 | 15309229.447 |  | -1
node_8101501_200833232 |  |  | PQ | ABCD | 2771.281 | 8101501 | no | no |  |  | no |  |  | 1401806.219 | 15314936.129 |  | -1
node_8101501_200833233 |  |  | PQ | ABCN | 2771.281 | 8101501 | no | no |  |  | no |  |  | 1401938.527 | 15315034.567 |  | -1
node_8101501_200833234 |  |  | PQ | ABCD | 2771.281 | 8101501 | no | no |  |  | no |  |  | 1402134.86 | 15315167.863 |  | -1
node_8101501_200833235 |  |  | PQ | ABCN | 2771.281 | 8101501 | no | no |  |  | no |  |  | 1402300.31 | 15315289.071 |  | -1
node_8101501_200833236 |  |  | PQ | ABCD | 2771.281 | 8101501 | no | no |  |  | no |  |  | 1402438.601 | 15315396.432 |  | -1
node_8101501_200833238 |  |  | PQ | ABCD | 2771.281 | 8101501 | no | no |  |  | no |  |  | 1402439.618 | 15315579.546 |  | -1
node_8101501_200833239 |  |  | PQ | AD | 2771.281 | 8101501 | no | no |  |  | no |  |  | 1402332.688 | 15315720.184 |  | -1
node_8101501_200833240 |  |  | PQ | AN | 2771.281 | 8101501 | no | no |  |  | no |  |  | 1402193.245 | 15315814.555 |  | -1
node_8101501_200833242 |  |  | PQ | AN | 2771.281 | 8101501 | no | no |  |  | no |  |  | 1402349.979 | 15315525.603 |  | -1
node_8101501_200833243 |  |  | PQ | AN | 2771.281 | 8101501 | no | no |  |  | no |  |  | 1402135.782 | 15315358.893 |  | -1
node_8101501_200833245 |  |  | PQ | ABCN | 2771.281 | 8101501 | no | no |  |  | no |  |  | 1402658.321 | 15315776.505 |  | -1
node_8101501_200833246 |  |  | PQ | ABCN | 2771.281 | 8101501 | no | no |  |  | no |  |  | 1399048.307 | 15309321.601 |  | -1
node_8101501_200833247 |  |  | PQ | ABCD | 2771.281 | 8101501 | no | no |  |  | no |  |  | 1402685.686 | 15315931.187 |  | -1
node_8101501_200833248 |  |  | PQ | ABCD | 2771.281 | 8101501 | no | no |  |  | no |  |  | 1402738.057 | 15316049.13 |  | -1
node_8101501_200833249 |  |  | PQ | ABCN | 2771.281 | 8101501 | no | no |  |  | no |  |  | 1402788.491 | 15316154.422 |  | -1
node_8101501_200833250 |  |  | PQ | ABCD | 2771.281 | 8101501 | no | no |  |  | no |  |  | 1402892.811 | 15316231.684 |  | -1
node_8101501_200833252 |  |  | PQ | ABCD | 2771.281 | 8101501 | no | no |  |  | no |  |  | 1403003.139 | 15316280.096 |  | -1
node_8101501_200833253 |  |  | PQ | ABCN | 2771.281 | 8101501 | no | no |  |  | no |  |  | 1403149.134 | 15316321.366 |  | -1
node_8101501_200833254 |  |  | PQ | ABCN | 2771.281 | 8101501 | no | no |  |  | no |  |  | 1403261.507 | 15316349.205 |  | -1
node_8101501_200833255 |  |  | PQ | AD | 2771.281 | 8101501 | no | no |  |  | no |  |  | 1403282.758 | 15316417.053 |  | -1
node_8101501_200833256 |  |  | PQ | ABCN | 2771.281 | 8101501 | no | no |  |  | no |  |  | 1403444.897 | 15316383.591 |  | -1
node_8101501_200833257 |  |  | PQ | ABCD | 2771.281 | 8101501 | no | no |  |  | no |  |  | 1403572.301 | 15316379.325 |  | -1
node_8101501_200833258 |  |  | PQ | ABCD | 2771.281 | 8101501 | no | no |  |  | no |  |  | 1399107.462 | 15309417.692 |  | -1
node_8101501_200833262 |  |  | PQ | ABCD | 2771.281 | 8101501 | no | no |  |  | no |  |  | 1399170.042 | 15309516.213 |  | -1
node_8101501_200833263 |  |  | PQ | AD | 2771.281 | 8101501 | no | no |  |  | no |  |  | 1401649.673 | 15314319.089 |  | -1
node_8101501_200833264 |  |  | PQ | AD | 2771.281 | 8101501 | no | no |  |  | no |  |  | 1401753.401 | 15314321.735 |  | -1
node_8101501_200833265 |  |  | PQ | AD | 2771.281 | 8101501 | no | no |  |  | no |  |  | 1401903.695 | 15314339.078 |  | -1
node_8101501_200833266 |  |  | PQ | AN | 2771.281 | 8101501 | no | no |  |  | no |  |  | 1402007.364 | 15314344.735 |  | -1
node_8101501_200833267 |  |  | PQ | AD | 2771.281 | 8101501 | no | no |  |  | no |  |  | 1402150.254 | 15314355.101 |  | -1
node_8101501_200833268 |  |  | PQ | AD | 2771.281 | 8101501 | no | no |  |  | no |  |  | 1402299.391 | 15314355.63 |  | -1
node_8101501_200833269 |  |  | PQ | AD | 2771.281 | 8101501 | no | no |  |  | no |  |  | 1402425.203 | 15314396.009 |  | -1
node_8101501_200833270 |  |  | PQ | AD | 2771.281 | 8101501 | no | no |  |  | no |  |  | 1398806.047 | 15308869.182 |  | -1
node_8101501_200833276 |  |  | PQ | AD | 2771.281 | 8101501 | no | no |  |  | no |  |  | 1398885.905 | 15308875.573 |  | -1
node_8101501_200833277 |  |  | PQ | AD | 2771.281 | 8101501 | no | no |  |  | no |  |  | 1398986.811 | 15308880.072 |  | -1
node_8101501_200833278 |  |  | PQ | AD | 2771.281 | 8101501 | no | no |  |  | no |  |  | 1399094.412 | 15308887.718 |  | -1
node_8101501_200833279 |  |  | PQ | AN | 2771.281 | 8101501 | no | no |  |  | no |  |  | 1399181.806 | 15308896.361 |  | -1
node_8101501_200833280 |  |  | PQ | AD | 2771.281 | 8101501 | no | no |  |  | no |  |  | 1399281.66 | 15308903.966 |  | -1
node_8101501_200833282 |  |  | PQ | AD | 2771.281 | 8101501 | no | no |  |  | no |  |  | 1399385.686 | 15308910.299 |  | -1
node_8101501_200833283 |  |  | PQ | AD | 2771.281 | 8101501 | no | no |  |  | no |  |  | 1399474.247 | 15308922.686 |  | -1
node_8101501_200833284 |  |  | PQ | AN | 2771.281 | 8101501 | no | no |  |  | no |  |  | 1399584.01 | 15308920.523 |  | -1
node_8101501_200833285 |  |  | PQ | ABCD | 2771.281 | 8101501 | no | no |  |  | no |  |  | 1399056.572 | 15309239.789 |  | -1
node_8101501_200833286 |  |  | PQ | ABCD | 2771.281 | 8101501 | no | no |  |  | no |  |  | 1399971.673 | 15309297.291 |  | -1
node_8101501_200833287 |  |  | PQ | ABCD | 2771.281 | 8101501 | no | no |  |  | no |  |  | 1400061.955 | 15309299.968 |  | -1
node_8101501_200833288 |  |  | PQ | ABCD | 2771.281 | 8101501 | no | no |  |  | no |  |  | 1400168.942 | 15309311.017 |  | -1
node_8101501_200833289 |  |  | PQ | ABCD | 2771.281 | 8101501 | no | no |  |  | no |  |  | 1400157.319 | 15309448.539 |  | -1
node_8101501_200833290 |  |  | PQ | ABCD | 2771.281 | 8101501 | no | no |  |  | no |  |  | 1400158.909 | 15309495.596 |  | -1
node_8101501_200833291 |  |  | PQ | ABCD | 2771.281 | 8101501 | no | no |  |  | no |  |  | 1400335.272 | 15309504.002 |  | -1
node_8101501_200833292 |  |  | PQ | ABCN | 2771.281 | 8101501 | no | no |  |  | no |  |  | 1400524.166 | 15309518.372 |  | -1
node_8101501_200833293 |  |  | PQ | ABCD | 2771.281 | 8101501 | no | no |  |  | no |  |  | 1399162.775 | 15309237.781 |  | -1
node_8101501_200833294 |  |  | PQ | ABCD | 2771.281 | 8101501 | no | no |  |  | no |  |  | 1400667.913 | 15309532.669 |  | -1
node_8101501_200833295 |  |  | PQ | ABCD | 2771.281 | 8101501 | no | no |  |  | no |  |  | 1400778.31 | 15309527.266 |  | -1
node_8101501_200833296 |  |  | PQ | AD | 2771.281 | 8101501 | no | no |  |  | no |  |  | 1400922.003 | 15309540.14 |  | -1
node_8101501_200833297 |  |  | PQ | AD | 2771.281 | 8101501 | no | no |  |  | no |  |  | 1401055.474 | 15309548.378 |  | -1
node_8101501_200833298 |  |  | PQ | AD | 2771.281 | 8101501 | no | no |  |  | no |  |  | 1401200.429 | 15309554.908 |  | -1
node_8101501_200833299 |  |  | PQ | AN | 2771.281 | 8101501 | no | no |  |  | no |  |  | 1401364.122 | 15309563.754 |  | -1
node_8101501_200833300 |  |  | PQ | AD | 2771.281 | 8101501 | no | no |  |  | no |  |  | 1401306.557 | 15309440.04 |  | -1
node_8101501_200833301 |  |  | PQ | AN | 2771.281 | 8101501 | no | no |  |  | no |  |  | 1401284.763 | 15309268.21 |  | -1
node_8101501_200833304 |  |  | PQ | AD | 2771.281 | 8101501 | no | no |  |  | no |  |  | 1401467.454 | 15309476.571 |  | -1
node_8101501_200833305 |  |  | PQ | AN | 2771.281 | 8101501 | no | no |  |  | no |  |  | 1401598.922 | 15309401.467 |  | -1
node_8101501_200833306 |  |  | PQ | AN | 2771.281 | 8101501 | no | no |  |  | no |  |  | 1401699.718 | 15309424.251 |  | -1
node_8101501_200833307 |  |  | PQ | ABCN | 2771.281 | 8101501 | no | no |  |  | no |  |  | 1399262.443 | 15309246.557 |  | -1
node_8101501_200833308 |  |  | PQ | ABCD | 2771.281 | 8101501 | no | no |  |  | no |  |  | 1399366.5 | 15309254.954 |  | -1
node_8101501_200833309 |  |  | PQ | ABCD | 2771.281 | 8101501 | no | no |  |  | no |  |  | 1399465.864 | 15309262.509 |  | -1
node_8101501_200833310 |  |  | PQ | ABCN | 2771.281 | 8101501 | no | no |  |  | no |  |  | 1399565.369 | 15309267.999 |  | -1
node_8101501_200833311 |  |  | PQ | ABCD | 2771.281 | 8101501 | no | no |  |  | no |  |  | 1399670.411 | 15309278.345 |  | -1
node_8101501_200833312 |  |  | PQ | ABCD | 2771.281 | 8101501 | no | no |  |  | no |  |  | 1399768.58 | 15309285.118 |  | -1
node_8101501_200833313 |  |  | PQ | ABCN | 2771.281 | 8101501 | no | no |  |  | no |  |  | 1399918.552 | 15309298 |  | -1
node_8101501_200833317 |  |  | PQ | AD | 2771.281 | 8101501 | no | no |  |  | no |  |  | 1399375.485 | 15309607.475 |  | -1
node_8101501_200833318 |  |  | PQ | AD | 2771.281 | 8101501 | no | no |  |  | no |  |  | 1399468.342 | 15309615.713 |  | -1
node_8101501_200833320 |  |  | PQ | AD | 2771.281 | 8101501 | no | no |  |  | no |  |  | 1399558.557 | 15309622.881 |  | -1
node_8101501_200833321 |  |  | PQ | AN | 2771.281 | 8101501 | no | no |  |  | no |  |  | 1399647.676 | 15309627.281 |  | -1
node_8101501_200833322 |  |  | PQ | AD | 2771.281 | 8101501 | no | no |  |  | no |  |  | 1399722.55 | 15309631.395 |  | -1
node_8101501_200833323 |  |  | PQ | AD | 2771.281 | 8101501 | no | no |  |  | no |  |  | 1399818.161 | 15309637.528 |  | -1
node_8101501_200833324 |  |  | PQ | AN | 2771.281 | 8101501 | no | no |  |  | no |  |  | 1399919.896 | 15309644.28 |  | -1
node_8101501_200833331 |  |  | PQ | ABCD | 2771.281 | 8101501 | no | no |  |  | no |  |  | 1399512.471 | 15310283.442 |  | -1
node_8101501_200833332 |  |  | PQ | ABCD | 2771.281 | 8101501 | no | no |  |  | no |  |  | 1399395.583 | 15310354.352 |  | -1
node_8101501_200833333 |  |  | PQ | ABCN | 2771.281 | 8101501 | no | no |  |  | no |  |  | 1399300.175 | 15310411.075 |  | -1
node_8101501_200833334 |  |  | PQ | ABCD | 2771.281 | 8101501 | no | no |  |  | no |  |  | 1399196.691 | 15310468.363 |  | -1
node_8101501_200833335 |  |  | PQ | ABCD | 2771.281 | 8101501 | no | no |  |  | no |  |  | 1399092.58 | 15310516.577 |  | -1
node_8101501_200833336 |  |  | PQ | ABCD | 2771.281 | 8101501 | no | no |  |  | no |  |  | 1399051.707 | 15310544.728 |  | -1
node_8101501_200833337 |  |  | PQ | ABCD | 2771.281 | 8101501 | no | no |  |  | no |  |  | 1399017.741 | 15310554.555 |  | -1
node_8101501_200833345 |  |  | PQ | ABCD | 2771.281 | 8101501 | no | no |  |  | no |  |  | 1399756.516 | 15310314.968 |  | -1
node_8101501_200833346 |  |  | PQ | ABCN | 2771.281 | 8101501 | no | no |  |  | no |  |  | 1402846.453 | 15310139.69 |  | -1
node_8101501_200833360 |  |  | PQ | ABCD | 2771.281 | 8101501 | no | no |  |  | no |  |  | 1401770.045 | 15310437.242 |  | -1
node_8101501_200833361 |  |  | PQ | ABCD | 2771.281 | 8101501 | no | no |  |  | no |  |  | 1401869.337 | 15310427.019 |  | -1
node_8101501_200833362 |  |  | PQ | ABCN | 2771.281 | 8101501 | no | no |  |  | no |  |  | 1399860.041 | 15310321.664 |  | -1
node_8101501_200833364 |  |  | PQ | ABCD | 2771.281 | 8101501 | no | no |  |  | no |  |  | 1401975.665 | 15310424.399 |  | -1
node_8101501_200833367 |  |  | PQ | ABCD | 2771.281 | 8101501 | no | no |  |  | no |  |  | 1402304.755 | 15310397.099 |  | -1
node_8101501_200833369 |  |  | PQ | ABCD | 2771.281 | 8101501 | no | no |  |  | no |  |  | 1399977.566 | 15310326.885 |  | -1
node_8101501_200833390 |  |  | PQ | ABCD | 2771.281 | 8101501 | no | no |  |  | no |  |  | 1400098.3 | 15310334.074 |  | -1
node_8101501_200833412 |  |  | PQ | ABCD | 2771.281 | 8101501 | no | no |  |  | no |  |  | 1400224.885 | 15310347.492 |  | -1
node_8101501_200833429 |  |  | PQ | ABCD | 2771.281 | 8101501 | no | no |  |  | no |  |  | 1400355.287 | 15310352.337 |  | -1
node_8101501_200833443 |  |  | PQ | ABCD | 2771.281 | 8101501 | no | no |  |  | no |  |  | 1400557.144 | 15310365.804 |  | -1
node_8101501_200833462 |  |  | PQ | ABCD | 2771.281 | 8101501 | no | no |  |  | no |  |  | 1400665.23 | 15310373.663 |  | -1
node_8101501_200833475 |  |  | PQ | ABCN | 2771.281 | 8101501 | no | no |  |  | no |  |  | 1400820.334 | 15310383.775 |  | -1
node_8101501_200833527 |  |  | PQ | AD | 2771.281 | 8101501 | no | no |  |  | no |  |  | 1400228.778 | 15311175.419 |  | -1
node_8101501_200833529 |  |  | PQ | AD | 2771.281 | 8101501 | no | no |  |  | no |  |  | 1400314.565 | 15311128.064 |  | -1
node_8101501_200833530 |  |  | PQ | AD | 2771.281 | 8101501 | no | no |  |  | no |  |  | 1400437.259 | 15311132.753 |  | -1
node_8101501_200833531 |  |  | PQ | AD | 2771.281 | 8101501 | no | no |  |  | no |  |  | 1400549.585 | 15311134.62 |  | -1
node_8101501_200833532 |  |  | PQ | AN | 2771.281 | 8101501 | no | no |  |  | no |  |  | 1400670.305 | 15311140.574 |  | -1
node_8101501_200833533 |  |  | PQ | AD | 2771.281 | 8101501 | no | no |  |  | no |  |  | 1400785.187 | 15311150.569 |  | -1
node_8101501_200833534 |  |  | PQ | AD | 2771.281 | 8101501 | no | no |  |  | no |  |  | 1400906.092 | 15311160.199 |  | -1
node_8101501_200833535 |  |  | PQ | AN | 2771.281 | 8101501 | no | no |  |  | no |  |  | 1401024.113 | 15311168.1 |  | -1
node_8101501_200833537 |  |  | PQ | ABCD | 2771.281 | 8101501 | no | no |  |  | no |  |  | 1400823.276 | 15312365.802 |  | -1
node_8101501_200833538 |  |  | PQ | ABCD | 2771.281 | 8101501 | no | no |  |  | no |  |  | 1400912.447 | 15312343.868 |  | -1
node_8101501_200833539 |  |  | PQ | ABCN | 2771.281 | 8101501 | no | no |  |  | no |  |  | 1401019.563 | 15312311.26 |  | -1
node_8101501_200833540 |  |  | PQ | ABCD | 2771.281 | 8101501 | no | no |  |  | no |  |  | 1401114.45 | 15312284.901 |  | -1
node_8101501_200833541 |  |  | PQ | ABCD | 2771.281 | 8101501 | no | no |  |  | no |  |  | 1401209.264 | 15312255.098 |  | -1
node_8101501_200833542 |  |  | PQ | ABCN | 2771.281 | 8101501 | no | no |  |  | no |  |  | 1401313.876 | 15312221.488 |  | -1
node_8101501_200833547 |  |  | PQ | AD | 2771.281 | 8101501 | no | no |  |  | no |  |  | 1401393.387 | 15312460.834 |  | -1
node_8101501_200833548 |  |  | PQ | AD | 2771.281 | 8101501 | no | no |  |  | no |  |  | 1401431.618 | 15312553.072 |  | -1
node_8101501_200833549 |  |  | PQ | AD | 2771.281 | 8101501 | no | no |  |  | no |  |  | 1401467.776 | 15312645.677 |  | -1
node_8101501_200833551 |  |  | PQ | ABCD | 2771.281 | 8101501 | no | no |  |  | no |  |  | 1400677.447 | 15312372.35 |  | -1
node_8101501_200833552 |  |  | PQ | ABCD | 2771.281 | 8101501 | no | no |  |  | no |  |  | 1400558.882 | 15312386.12 |  | -1
node_8101501_200833553 |  |  | PQ | ABCD | 2771.281 | 8101501 | no | no |  |  | no |  |  | 1400430.072 | 15312401.5 |  | -1
node_8101501_200833554 |  |  | PQ | ABCN | 2771.281 | 8101501 | no | no |  |  | no |  |  | 1400360.687 | 15312399.255 |  | -1
node_8101501_200833555 |  |  | PQ | ABCD | 2771.281 | 8101501 | no | no |  |  | no |  |  | 1400236.032 | 15312419.542 |  | -1
node_8101501_200833559 |  |  | PQ | ABCD | 2771.281 | 8101501 | no | no |  |  | no |  |  | 1400080.453 | 15312437.943 |  | -1
node_8101501_200833560 |  |  | PQ | ABCD | 2771.281 | 8101501 | no | no |  |  | no |  |  | 1400107.978 | 15312546.019 |  | -1
node_8101501_200833561 |  |  | PQ | ABCN | 2771.281 | 8101501 | no | no |  |  | no |  |  | 1400151.25 | 15312679.866 |  | -1
node_8101501_200833564 |  |  | PQ | ABCN | 2771.281 | 8101501 | no | no |  |  | no |  |  | 1400019.248 | 15312282.807 |  | -1
node_8101501_200833565 |  |  | PQ | ABCD | 2771.281 | 8101501 | no | no |  |  | no |  |  | 1399909.23 | 15312438.68 |  | -1
node_8101501_200833567 |  |  | PQ | ABCN | 2771.281 | 8101501 | no | no |  |  | no |  |  | 1399820.281 | 15312236.196 |  | -1
node_8101501_200833568 |  |  | PQ | ABCD | 2771.281 | 8101501 | no | no |  |  | no |  |  | 1399736.162 | 15312036.265 |  | -1
node_8101501_200833569 |  |  | PQ | ABCN | 2771.281 | 8101501 | no | no |  |  | no |  |  | 1399641.629 | 15311821.104 |  | -1
node_8101501_200833570 |  |  | PQ | AD | 2771.281 | 8101501 | no | no |  |  | no |  |  | 1400365.453 | 15312375.72 |  | -1
node_8101501_200833571 |  |  | PQ | AD | 2771.281 | 8101501 | no | no |  |  | no |  |  | 1400330.779 | 15312268.557 |  | -1
node_8101501_200833574 |  |  | PQ | AN | 2771.281 | 8101501 | no | no |  |  | no |  |  | 1400505.23 | 15312758.964 |  | -1
node_8101501_200833575 |  |  | PQ | AD | 2771.281 | 8101501 | no | no |  |  | no |  |  | 1400547.627 | 15312888.305 |  | -1
node_8101501_200833576 |  |  | PQ | AD | 2771.281 | 8101501 | no | no |  |  | no |  |  | 1400574.422 | 15312961.175 |  | -1
node_8101501_200833577 |  |  | PQ | AD | 2771.281 | 8101501 | no | no |  |  | no |  |  | 1400640.585 | 15313059.935 |  | -1
node_8101501_200833578 |  |  | PQ | AN | 2771.281 | 8101501 | no | no |  |  | no |  |  | 1400676.497 | 15313170.317 |  | -1
node_8101501_200833579 |  |  | PQ | AD | 2771.281 | 8101501 | no | no |  |  | no |  |  | 1400711.082 | 15313263.136 |  | -1
node_8101501_200833580 |  |  | PQ | AD | 2771.281 | 8101501 | no | no |  |  | no |  |  | 1400755.188 | 15313398.217 |  | -1
node_8101501_200833581 |  |  | PQ | AD | 2771.281 | 8101501 | no | no |  |  | no |  |  | 1400770.442 | 15313547.371 |  | -1
node_8101501_200833584 |  |  | PQ | AD | 2771.281 | 8101501 | no | no |  |  | no |  |  | 1400850.163 | 15313832.028 |  | -1
node_8101501_200833586 |  |  | PQ | AN | 2771.281 | 8101501 | no | no |  |  | no |  |  | 1400292.284 | 15312167.794 |  | -1
node_8101501_200833589 |  |  | PQ | AD | 2771.281 | 8101501 | no | no |  |  | no |  |  | 1400892.404 | 15312915.245 |  | -1
node_8101501_200833590 |  |  | PQ | AD | 2771.281 | 8101501 | no | no |  |  | no |  |  | 1400731.802 | 15312938.341 |  | -1
node_8101501_200834014 |  |  | PQ | AD | 2771.281 | 8101501 | no | no |  |  | no |  |  | 1400296.291 | 15310404.533 |  | -1
node_8101501_200834015 |  |  | PQ | AD | 2771.281 | 8101501 | no | no |  |  | no |  |  | 1400292.813 | 15310493.713 |  | -1
node_8101501_200834016 |  |  | PQ | AD | 2771.281 | 8101501 | no | no |  |  | no |  |  | 1400282.238 | 15310606.975 |  | -1
node_8101501_200834019 |  |  | PQ | AD | 2771.281 | 8101501 | no | no |  |  | no |  |  | 1400279.597 | 15310716.01 |  | -1
node_8101501_200834099 |  |  | PQ | AD | 2771.281 | 8101501 | no | no |  |  | no |  |  | 1401040.796 | 15312341.164 |  | -1
node_8101501_200834102 |  |  | PQ | AD | 2771.281 | 8101501 | no | no |  |  | no |  |  | 1401100.587 | 15312506.403 |  | -1
node_8101501_200834103 |  |  | PQ | AD | 2771.281 | 8101501 | no | no |  |  | no |  |  | 1401129.748 | 15312606.065 |  | -1
node_8101501_200834104 |  |  | PQ | AD | 2771.281 | 8101501 | no | no |  |  | no |  |  | 1401153.298 | 15312680.542 |  | -1
node_8101501_200834105 |  |  | PQ | AD | 2771.281 | 8101501 | no | no |  |  | no |  |  | 1401184.385 | 15312757.143 |  | -1
node_8101501_200834106 |  |  | PQ | AN | 2771.281 | 8101501 | no | no |  |  | no |  |  | 1401248.938 | 15312945.465 |  | -1
node_8101501_200834107 |  |  | PQ | AD | 2771.281 | 8101501 | no | no |  |  | no |  |  | 1401302.369 | 15313095.759 |  | -1
node_8101501_200834108 |  |  | PQ | AD | 2771.281 | 8101501 | no | no |  |  | no |  |  | 1401359.832 | 15313259.011 |  | -1
node_8101501_200834109 |  |  | PQ | AN | 2771.281 | 8101501 | no | no |  |  | no |  |  | 1401403.5 | 15313368.199 |  | -1
node_8101501_200834110 |  |  | PQ | AD | 2771.281 | 8101501 | no | no |  |  | no |  |  | 1401444.761 | 15313502.732 |  | -1
node_8101501_200834114 |  |  | PQ | AN | 2771.281 | 8101501 | no | no |  |  | no |  |  | 1402437.229 | 15314366.287 |  | -1
node_8101501_200834115 |  |  | PQ | AD | 2771.281 | 8101501 | no | no |  |  | no |  |  | 1402430.873 | 15314512.189 |  | -1
node_8101501_200834116 |  |  | PQ | AD | 2771.281 | 8101501 | no | no |  |  | no |  |  | 1402423.708 | 15314618.317 |  | -1
node_8101501_200834117 |  |  | PQ | AN | 2771.281 | 8101501 | no | no |  |  | no |  |  | 1402430.191 | 15314678.558 |  | -1
node_8101501_200834121 |  |  | PQ | AN | 2771.281 | 8101501 | no | no |  |  | no |  |  | 1402691.183 | 15314943.313 |  | -1
node_8101501_200834122 |  |  | PQ | AD | 2771.281 | 8101501 | no | no |  |  | no |  |  | 1401549.359 | 15312705.724 |  | -1
node_8101501_200834123 |  |  | PQ | AD | 2771.281 | 8101501 | no | no |  |  | no |  |  | 1401670.272 | 15312671.192 |  | -1
node_8101501_200834124 |  |  | PQ | AN | 2771.281 | 8101501 | no | no |  |  | no |  |  | 1401799.244 | 15312620.93 |  | -1
node_8101501_200834130 |  |  | PQ | AN | 2771.281 | 8101501 | no | no |  |  | no |  |  | 1401355.095 | 15313958.484 |  | -1
node_8101501_200834132 |  |  | PQ | AD | 2771.281 | 8101501 | no | no |  |  | no |  |  | 1401538.862 | 15313979.524 |  | -1
node_8101501_200834133 |  |  | PQ | AD | 2771.281 | 8101501 | no | no |  |  | no |  |  | 1401658.945 | 15313992.286 |  | -1
node_8101501_200834134 |  |  | PQ | AD | 2771.281 | 8101501 | no | no |  |  | no |  |  | 1401782.267 | 15313997.467 |  | -1
node_8101501_200834135 |  |  | PQ | AD | 2771.281 | 8101501 | no | no |  |  | no |  |  | 1401903.853 | 15314011.35 |  | -1
node_8101501_200834136 |  |  | PQ | AN | 2771.281 | 8101501 | no | no |  |  | no |  |  | 1402025.284 | 15314015.168 |  | -1
node_8101501_200834137 |  |  | PQ | AD | 2771.281 | 8101501 | no | no |  |  | no |  |  | 1402134.413 | 15314025.722 |  | -1
node_8101501_200834138 |  |  | PQ | AD | 2771.281 | 8101501 | no | no |  |  | no |  |  | 1402245.475 | 15314036.84 |  | -1
node_8101501_200834139 |  |  | PQ | AD | 2771.281 | 8101501 | no | no |  |  | no |  |  | 1402307.341 | 15313954.541 |  | -1
node_8101501_200834140 |  |  | PQ | AN | 2771.281 | 8101501 | no | no |  |  | no |  |  | 1402236.484 | 15313893.834 |  | -1
node_8101501_200834152 |  |  | PQ | ABCD | 2771.281 | 8101501 | no | no |  |  | no |  |  | 1398563.9 | 15309916.114 |  | -1
node_8101501_200834153 |  |  | PQ | ABCN | 2771.281 | 8101501 | no | no |  |  | no |  |  | 1398655.987 | 15310134.61 |  | -1
node_8101501_200834154 |  |  | PQ | ABCD | 2771.281 | 8101501 | no | no |  |  | no |  |  | 1398643.849 | 15310359.392 |  | -1
node_8101501_200834155 |  |  | PQ | ABCN | 2771.281 | 8101501 | no | no |  |  | no |  |  | 1398759.544 | 15310517.098 |  | -1
node_8101501_200834156 |  |  | PQ | ABCD | 2771.281 | 8101501 | no | no |  |  | no |  |  | 1398828.751 | 15310615.56 |  | -1
node_8101501_200834157 |  |  | PQ | ABCN | 2771.281 | 8101501 | no | no |  |  | no |  |  | 1398905.394 | 15310768.752 |  | -1
node_8101501_200834158 |  |  | PQ | ABCD | 2771.281 | 8101501 | no | no |  |  | no |  |  | 1399046.866 | 15311043.625 |  | -1
node_8101501_200834159 |  |  | PQ | ABCN | 2771.281 | 8101501 | no | no |  |  | no |  |  | 1399107.012 | 15311167.045 |  | -1
node_8101501_200834160 |  |  | PQ | ABCN | 2771.281 | 8101501 | no | no |  |  | no |  |  | 1399161.791 | 15311268.988 |  | -1
node_8101501_200834161 |  |  | PQ | ABCD | 2771.281 | 8101501 | no | no |  |  | no |  |  | 1399225.986 | 15311422.79 |  | -1
node_8101501_200834162 |  |  | PQ | ABCN | 2771.281 | 8101501 | no | no |  |  | no |  |  | 1399280.759 | 15311556.854 |  | -1
node_8101501_200834163 |  |  | PQ | ABCN | 2771.281 | 8101501 | no | no |  |  | no |  |  | 1399362.271 | 15311707.634 |  | -1
node_8101501_200834165 |  |  | PQ | ABCN | 2771.281 | 8101501 | no | no |  |  | no |  |  | 1399448.542 | 15311960.624 |  | -1
node_8101501_200834166 |  |  | PQ | ABCN | 2771.281 | 8101501 | no | no |  |  | no |  |  | 1399502.436 | 15312121.083 |  | -1
node_8101501_200834167 |  |  | PQ | ABCD | 2771.281 | 8101501 | no | no |  |  | no |  |  | 1399619.848 | 15312326.753 |  | -1
node_8101501_200834168 |  |  | PQ | ABCN | 2771.281 | 8101501 | no | no |  |  | no |  |  | 1399735.768 | 15312534.439 |  | -1
node_8101501_200834169 |  |  | PQ | AN | 2771.281 | 8101501 | no | no |  |  | no |  |  | 1399422.656 | 15312562.935 |  | -1
node_8101501_200834170 |  |  | PQ | ABCD | 2771.281 | 8101501 | no | no |  |  | no |  |  | 1399810.501 | 15312745.541 |  | -1
node_8101501_200834171 |  |  | PQ | ABCD | 2771.281 | 8101501 | no | no |  |  | no |  |  | 1399901.41 | 15312936.931 |  | -1
node_8101501_200834172 |  |  | PQ | ABCD | 2771.281 | 8101501 | no | no |  |  | no |  |  | 1399995.34 | 15313137.459 |  | -1
node_8101501_200834173 |  |  | PQ | AN | 2771.281 | 8101501 | no | no |  |  | no |  |  | 1400146.628 | 15313031.926 |  | -1
node_8101501_200834174 |  |  | PQ | ABCD | 2771.281 | 8101501 | no | no |  |  | no |  |  | 1400094.74 | 15313349.375 |  | -1
node_8101501_200834175 |  |  | PQ | ABCN | 2771.281 | 8101501 | no | no |  |  | no |  |  | 1400288.804 | 15313269.674 |  | -1
node_8101501_200834176 |  |  | PQ | ABCD | 2771.281 | 8101501 | no | no |  |  | no |  |  | 1400191.141 | 15313551.775 |  | -1
node_8101501_200834177 |  |  | PQ | ABCN | 2771.281 | 8101501 | no | no |  |  | no |  |  | 1400300.255 | 15313718.106 |  | -1
node_8101501_200834178 |  |  | PQ | AN | 2771.281 | 8101501 | no | no |  |  | no |  |  | 1400404.435 | 15313867.503 |  | -1
node_8101501_200834179 |  |  | PQ | AD | 2771.281 | 8101501 | no | no |  |  | no |  |  | 1400569.075 | 15314074.471 |  | -1
node_8101501_200834180 |  |  | PQ | AN | 2771.281 | 8101501 | no | no |  |  | no |  |  | 1400703.216 | 15314232.127 |  | -1
node_8101501_200834181 |  |  | PQ | AD | 2771.281 | 8101501 | no | no |  |  | no |  |  | 1400818.779 | 15314371.949 |  | -1
node_8101501_200834182 |  |  | PQ | ABCN | 2771.281 | 8101501 | no | no |  |  | no |  |  | 1398335.294 | 15309412.815 |  | -1
node_8101501_200834183 |  |  | PQ | ABCD | 2771.281 | 8101501 | no | no |  |  | no |  |  | 1398469.038 | 15309672.523 |  | -1
node_8101501_200834184 |  |  | PQ | ABCD | 2771.281 | 8101501 | no | no |  |  | no |  |  | 1399489.327 | 15309939.819 |  | -1
node_8101501_200834185 |  |  | PQ | ABCN | 2771.281 | 8101501 | no | no |  |  | no |  |  | 1399645.028 | 15309953.984 |  | -1
node_8101501_200834186 |  |  | PQ | ABCD | 2771.281 | 8101501 | no | no |  |  | no |  |  | 1399709.103 | 15309958.327 |  | -1
node_8101501_200834187 |  |  | PQ | AN | 2771.281 | 8101501 | no | no |  |  | no |  |  | 1399834.042 | 15309965.416 |  | -1
node_8101501_200834227 |  |  | PQ | AD | 2771.281 | 8101501 | no | no |  |  | no |  |  | 1402657.854 | 15315909.866 |  | -1
node_8101501_200834228 |  |  | PQ | AD | 2771.281 | 8101501 | no | no |  |  | no |  |  | 1402544.019 | 15315975.818 |  | -1
node_8101501_200834229 |  |  | PQ | AN | 2771.281 | 8101501 | no | no |  |  | no |  |  | 1402437.401 | 15316033.672 |  | -1
node_8101501_200834231 |  |  | PQ | AD | 2771.281 | 8101501 | no | no |  |  | no |  |  | 1402278.857 | 15314671.908 |  | -1
node_8101501_200834232 |  |  | PQ | AD | 2771.281 | 8101501 | no | no |  |  | no |  |  | 1402142.254 | 15314643.015 |  | -1
node_8101501_200834233 |  |  | PQ | AD | 2771.281 | 8101501 | no | no |  |  | no |  |  | 1402068.091 | 15314650.276 |  | -1
node_8101501_200834234 |  |  | PQ | AD | 2771.281 | 8101501 | no | no |  |  | no |  |  | 1402051.111 | 15314758.751 |  | -1
node_8101501_200834235 |  |  | PQ | AD | 2771.281 | 8101501 | no | no |  |  | no |  |  | 1402140.525 | 15314860.579 |  | -1
node_8101501_200834236 |  |  | PQ | AN | 2771.281 | 8101501 | no | no |  |  | no |  |  | 1402266.853 | 15314869.649 |  | -1
node_8101501_200834238 |  |  | PQ | AD | 2771.281 | 8101501 | no | no |  |  | no |  |  | 1402416.181 | 15314898.193 |  | -1
node_8101501_200834239 |  |  | PQ | AN | 2771.281 | 8101501 | no | no |  |  | no |  |  | 1402499.4 | 15315020.092 |  | -1
node_8101501_200834240 |  |  | PQ | AD | 2771.281 | 8101501 | no | no |  |  | no |  |  | 1402586.857 | 15315032.625 |  | -1
node_8101501_200834274 |  |  | PQ | ABCD | 2771.281 | 8101501 | no | no |  |  | no |  |  | 1399138.158 | 15310734.846 |  | -1
node_8101501_200834279 |  |  | PQ | ABCN | 2771.281 | 8101501 | no | no |  |  | no |  |  | 1399265.105 | 15310675.42 |  | -1
node_8101501_200834281 |  |  | PQ | ABCD | 2771.281 | 8101501 | no | no |  |  | no |  |  | 1399387.474 | 15310741.09 |  | -1
node_8101501_200834282 |  |  | PQ | ABCN | 2771.281 | 8101501 | no | no |  |  | no |  |  | 1399428.826 | 15310703.707 |  | -1
node_8101501_200834283 |  |  | PQ | ABCN | 2771.281 | 8101501 | no | no |  |  | no |  |  | 1399464.977 | 15310905.244 |  | -1
node_8101501_200834284 |  |  | PQ | ABCD | 2771.281 | 8101501 | no | no |  |  | no |  |  | 1399660.76 | 15311087.729 |  | -1
node_8101501_200834285 |  |  | PQ | ABCN | 2771.281 | 8101501 | no | no |  |  | no |  |  | 1399712.923 | 15311147.892 |  | -1
node_8101501_200834286 |  |  | PQ | ABCN | 2771.281 | 8101501 | no | no |  |  | no |  |  | 1399441.837 | 15311181.795 |  | -1
node_8101501_200834305 |  |  | PQ | ABCN | 2771.281 | 8101501 | no | no |  |  | no |  |  | 1402864.342 | 15315582.895 |  | -1
node_8101501_200834306 |  |  | PQ | ABCD | 2771.281 | 8101501 | no | no |  |  | no |  |  | 1403109.589 | 15315709.228 |  | -1
node_8101501_200834308 |  |  | PQ | ABCD | 2771.281 | 8101501 | no | no |  |  | no |  |  | 1403369.315 | 15315806.196 |  | -1
node_8101501_200834309 |  |  | PQ | ABCD | 2771.281 | 8101501 | no | no |  |  | no |  |  | 1403540.798 | 15315881.491 |  | -1
node_8101501_200834528 |  |  | PQ | ABCN | 2771.281 | 8101501 | no | no |  |  | no |  |  | 1401135.508 | 15311890.855 |  | -1
node_8101501_200834529 |  |  | PQ | ABCD | 2771.281 | 8101501 | no | no |  |  | no |  |  | 1401295.877 | 15312166.682 |  | -1
node_8101501_200834530 |  |  | PQ | ABCD | 2771.281 | 8101501 | no | no |  |  | no |  |  | 1401248.775 | 15312044.206 |  | -1
node_8101501_200834531 |  |  | PQ | ABCN | 2771.281 | 8101501 | no | no |  |  | no |  |  | 1401215.128 | 15311944.599 |  | -1
node_8101501_200834544 |  |  | PQ | AN | 2771.281 | 8101501 | no | no |  |  | no |  |  | 1401550.5 | 15313477.897 |  | -1
node_8101501_200834545 |  |  | PQ | AD | 2771.281 | 8101501 | no | no |  |  | no |  |  | 1401700.226 | 15313484.892 |  | -1
node_8101501_200834546 |  |  | PQ | AN | 2771.281 | 8101501 | no | no |  |  | no |  |  | 1401852.646 | 15313491.116 |  | -1
node_8101501_200834547 |  |  | PQ | AN | 2771.281 | 8101501 | no | no |  |  | no |  |  | 1401997.31 | 15313507.615 |  | -1
node_8101501_200834574 |  |  | PQ | AD | 2771.281 | 8101501 | no | no |  |  | no |  |  | 1400781.829 | 15314399.172 |  | -1
node_8101501_200834575 |  |  | PQ | AN | 2771.281 | 8101501 | no | no |  |  | no |  |  | 1400469.747 | 15314372.2 |  | -1
node_8101501_200834576 |  |  | PQ | AD | 2771.281 | 8101501 | no | no |  |  | no |  |  | 1400178.34 | 15314342.558 |  | -1
node_8101501_200834577 |  |  | PQ | AD | 2771.281 | 8101501 | no | no |  |  | no |  |  | 1400194.079 | 15314071.96 |  | -1
node_8101501_200834745 |  |  | PQ | ABCD | 2771.281 | 8101501 | no | no |  |  | no |  |  | 1398912.56 | 15310313.499 |  | -1
node_8101501_200834746 |  |  | PQ | ABCN | 2771.281 | 8101501 | no | no |  |  | no |  |  | 1398812.468 | 15310094.074 |  | -1
node_8101501_200834747 |  |  | PQ | ABCN | 2771.281 | 8101501 | no | no |  |  | no |  |  | 1398723.277 | 15309855.74 |  | -1
node_8101501_200834749 |  |  | PQ | AD | 2771.281 | 8101501 | no | no |  |  | no |  |  | 1398646.382 | 15309653.861 |  | -1
node_8101501_200834750 |  |  | PQ | AD | 2771.281 | 8101501 | no | no |  |  | no |  |  | 1398595.657 | 15309498.206 |  | -1
node_8101501_200834751 |  |  | PQ | AD | 2771.281 | 8101501 | no | no |  |  | no |  |  | 1398520.748 | 15309317.111 |  | -1
node_8101501_200834752 |  |  | PQ | AN | 2771.281 | 8101501 | no | no |  |  | no |  |  | 1398454.04 | 15309101.07 |  | -1
node_8101501_200948307 |  |  | PQ | AN | 2771.281 | 8101501 | no | no |  |  | no |  |  | 1400276.195 | 15310806.051 |  | -1
node_8101501_200952746 |  |  | PQ | ABCN | 2771.281 | 8101501 | no | no |  |  | no |  |  | 1401670.687 | 15310450.633 |  | -1
node_8101501_200953067 |  |  | PQ | AN | 2771.281 | 8101501 | no | no |  |  | no |  |  | 1401570.902 | 15312955.163 |  | -1
node_8101501_200953068 |  |  | PQ | AN | 2771.281 | 8101501 | no | no |  |  | no |  |  | 1401515.571 | 15312782.58 |  | -1
node_8101501_200955408 |  |  | PQ | ABCN | 2771.281 | 8101501 | no | no |  |  | no |  |  | 1400481.935 | 15310360.486 |  | -1
node_8101501_200957018 |  |  | PQ | AN | 2771.281 | 8101501 | no | no |  |  | no |  |  | 1400808.858 | 15313686.613 |  | -1
node_8101501_200958563 |  |  | PQ | ABCN | 2771.281 | 8101501 | no | no |  |  | no |  |  | 1397854.816 | 15307301.355 |  | -1
node_8101501_200959768 |  |  | PQ | ABCD | 2771.281 | 8101501 | no | no |  |  | no |  |  | 1397648.769 | 15306796.379 |  | -1
node_8101501_200963929 |  |  | PQ | ABCN | 2771.281 | 8101501 | no | no |  |  | no |  |  | 1401233.881 | 15313804.006 |  | -1
node_8101501_200965243 |  |  | PQ | ABCD | 2771.281 | 8101501 | no | no |  |  | no |  |  | 1400169.722 | 15311214.289 |  | -1
node_8101501_200973737 |  |  | PQ | AN | 2771.281 | 8101501 | no | no |  |  | no |  |  | 1400984.571 | 15314550.143 |  | -1
node_8101501_200982364 |  |  | PQ | AD | 2771.281 | 8101501 | no | no |  |  | no |  |  | 1401364.159 | 15312365.812 |  | -1
node_8101501_200984720 |  |  | PQ | ABCD | 2771.281 | 8101501 | no | no |  |  | no |  |  | 1398923.115 | 15309127.175 |  | -1
node_8101501_201020347 |  |  | PQ | AD | 2771.281 | 8101501 | no | no |  |  | no |  |  | 1399564.734 | 15308384.282 |  | -1
node_8101501_201025843 |  |  | PQ | ABCD | 2771.281 | 8101501 | no | no |  |  | no |  |  | 1397796.799 | 15307171.876 |  | -1
node_8101501_201030762 |  |  | PQ | ABCD | 2771.281 | 8101501 | no | no |  |  | no |  |  | 1398746.122 | 15308885.759 |  | -1
node_8101501_201030764 |  |  | PQ | ABCD | 2771.281 | 8101501 | no | no |  |  | no |  |  | 1398822.584 | 15308980.208 |  | -1
node_8101501_201044334 |  |  | PQ | ABCN | 2771.281 | 8101501 | no | no |  |  | no |  |  | 1400766.776 | 15312497.758 |  | -1
node_8101501_201060332 |  |  | PQ | AD | 2771.281 | 8101501 | no | no |  |  | no |  |  | 1399286.025 | 15309608.596 |  | -1
node_8101501_310008259 |  |  | PQ | ABCN | 2771.281 | 8101501 | no | no |  |  | no |  |  | 1400496.075 | 15309513.574 |  | -1
node_8101501_310034267 |  |  | PQ | ABCD | 2771.281 | 8101501 | no | no |  |  | no |  |  | 1400919.583 | 15310361.167 |  | -1
node_8101501_310034268 |  |  | PQ | ABCD | 2771.281 | 8101501 | no | no |  |  | no |  |  | 1401015.2 | 15310374.914 |  | -1
node_8101501_310034269 |  |  | PQ | ABCD | 2771.281 | 8101501 | no | no |  |  | no |  |  | 1401131.711 | 15310384.162 |  | -1
node_8101501_310034270 |  |  | PQ | ABCD | 2771.281 | 8101501 | no | no |  |  | no |  |  | 1401265.671 | 15310422.821 |  | -1
node_8101501_310034271 |  |  | PQ | ABCD | 2771.281 | 8101501 | no | no |  |  | no |  |  | 1401419.874 | 15310424.303 |  | -1
node_8101501_310034272 |  |  | PQ | ABCD | 2771.281 | 8101501 | no | no |  |  | no |  |  | 1401556.809 | 15310425.62 |  | -1
node_8101501_310034644 |  |  | PQ | ABCD | 2771.281 | 8101501 | no | no |  |  | no |  |  | 1402069.054 | 15310383.307 |  | -1
node_8101501_310034647 |  |  | PQ | ABCD | 2771.281 | 8101501 | no | no |  |  | no |  |  | 1402448.18 | 15310364.669 |  | -1
node_8101501_310034648 |  |  | PQ | ABCD | 2771.281 | 8101501 | no | no |  |  | no |  |  | 1402520.997 | 15310356.985 |  | -1
node_8101501_310034649 |  |  | PQ | ABCD | 2771.281 | 8101501 | no | no |  |  | no |  |  | 1402772.763 | 15310248.639 |  | -1
node_8101501_310034650 |  |  | PQ | ABCD | 2771.281 | 8101501 | no | no |  |  | no |  |  | 1402839.276 | 15310224.031 |  | -1
node_8101501_311977010 |  |  | PQ | ABCN | 2771.281 | 8101501 | no | no |  |  | no |  |  | 1398648.658 | 15310117.219 |  | -1
node_8101501_311977012 |  |  | PQ | ABCN | 2771.281 | 8101501 | no | no |  |  | no |  |  | 1398494.81 | 15310173.687 |  | -1
node_8101501_311985961 |  |  | PQ | AN | 2771.281 | 8101501 | no | no |  |  | no |  |  | 1399524.472 | 15312791.945 |  | -1
node_8101501_312113792 |  |  | PQ | ABCD | 2771.281 | 8101501 | no | no |  |  | no |  |  | 1402207.055 | 15310378.419 |  | -1
node_8101501_500000083 |  |  | PQ | ABCD | 2771.281 | 8101501 | no | no |  |  | no |  |  | 1402669.296 | 15310286.978 |  | -1
node_220411239 |  |  | PQ | ABCD | 2771.281 | 8101501 | no | no |  |  | no |  |  | 1400609.152 | 15312060.312 |  | -1
node_220416131 |  |  | PQ | ABCD | 2771.281 | 8101501 | no | no |  |  | no |  |  | 1400734.674 | 15312412.269 |  | -1
node_220637340 |  |  | PQ | ABCD | 2771.281 | 8101501 | no | no |  |  | no |  |  | 1400610.418 | 15312064.14 |  | -1
node_311985964 |  |  | PQ | AN | 2771.281 | 8101501 | no | no |  |  | no |  |  | 1399724.867 | 15312547.723 |  | -1
node_311985966 |  |  | PQ | AN | 2771.281 | 8101501 | no | no |  |  | no |  |  | 1399531.447 | 15312783.446 |  | -1
node_312011915 |  |  | PQ | ABCD | 2771.281 | 8101501 | no | no |  |  | no |  |  | 1399711.659 | 15310437.335 |  | -1
node_312011919 |  |  | PQ | ABCD | 2771.281 | 8101501 | no | no |  |  | no |  |  | 1400732.617 | 15312406.79 |  | -1
node_SOURCE_8101501 |  |  | SWING | ABCN | 2771.281 | 8101501 | no | no |  |  | no |  |  | 1402876.349 | 15310076.518 |  | -1
node_intto1_22654-220416134 |  |  | PQ | ABCD | 2771.281 | 8101501 | no | no |  |  | no |  |  | 1399715.444 | 15310443.64 |  | -1
node_intto1_1402668_909_15310312_121 |  |  | PQ | ABCD | 2771.281 | 8101501 | no | no |  |  | no |  |  | 1402668.909 | 15310312.121 |  | -1
node_intto1_1403653_352_15316388_854 |  |  | PQ | ABCD | 2771.281 | 8101501 | no | no |  |  | no |  |  | 1403653.352 | 15316388.854 |  | -1
node_intto1_8101501_200832724 |  |  | PQ | ABCD | 2771.281 | 8101501 | no | no |  |  | no |  |  | 1397999.618 | 15308148.24 |  | -1
node_intto1_8101501_200832906 |  |  | PQ | ABCD | 2771.281 | 8101501 | no | no |  |  | no |  |  | 1398405.913 | 15308186.038 |  | -1
node_intto1_8101501_200832954 |  |  | PQ | AD | 2771.281 | 8101501 | no | no |  |  | no |  |  | 1398748.397 | 15308556.919 |  | -1
node_intto1_8101501_200833155 |  |  | PQ | ABCN | 2771.281 | 8101501 | no | no |  |  | no |  |  | 1400459.11 | 15311493.216 |  | -1
node_intto1_8101501_200833195 |  |  | PQ | ABCD | 2771.281 | 8101501 | no | no |  |  | no |  |  | 1400607.599 | 15312055.617 |  | -1
node_intto1_8101501_200833238 |  |  | PQ | ABCD | 2771.281 | 8101501 | no | no |  |  | no |  |  | 1402439.618 | 15315579.546 |  | -1
node_intto1_8101501_200833246 |  |  | PQ | ABCD | 2771.281 | 8101501 | no | no |  |  | no |  |  | 1399048.307 | 15309321.601 |  | -1
node_intto1_8101501_200833252 |  |  | PQ | ABCD | 2771.281 | 8101501 | no | no |  |  | no |  |  | 1403003.139 | 15316280.096 |  | -1
node_intto1_8101501_200833254 |  |  | PQ | ABCD | 2771.281 | 8101501 | no | no |  |  | no |  |  | 1403261.507 | 15316349.205 |  | -1
node_intto1_8101501_200833264 |  |  | PQ | AD | 2771.281 | 8101501 | no | no |  |  | no |  |  | 1401753.401 | 15314321.735 |  | -1
node_intto1_8101501_200833276 |  |  | PQ | AD | 2771.281 | 8101501 | no | no |  |  | no |  |  | 1398885.905 | 15308875.573 |  | -1
node_intto1_8101501_200833285 |  |  | PQ | ABCD | 2771.281 | 8101501 | no | no |  |  | no |  |  | 1399056.572 | 15309239.789 |  | -1
node_intto1_8101501_200833332 |  |  | PQ | ABCD | 2771.281 | 8101501 | no | no |  |  | no |  |  | 1399395.583 | 15310354.352 |  | -1
node_intto1_8101501_200833529 |  |  | PQ | AD | 2771.281 | 8101501 | no | no |  |  | no |  |  | 1400314.565 | 15311128.064 |  | -1
node_intto1_8101501_200833537 |  |  | PQ | ABCD | 2771.281 | 8101501 | no | no |  |  | no |  |  | 1400823.276 | 15312365.802 |  | -1
node_intto1_8101501_200833538 |  |  | PQ | ABCD | 2771.281 | 8101501 | no | no |  |  | no |  |  | 1400912.447 | 15312343.868 |  | -1
node_intto1_8101501_200833552 |  |  | PQ | ABCD | 2771.281 | 8101501 | no | no |  |  | no |  |  | 1400558.882 | 15312386.12 |  | -1
node_intto1_8101501_200833564 |  |  | PQ | ABCD | 2771.281 | 8101501 | no | no |  |  | no |  |  | 1400019.248 | 15312282.807 |  | -1
node_intto1_8101501_200833589 |  |  | PQ | AD | 2771.281 | 8101501 | no | no |  |  | no |  |  | 1400892.404 | 15312915.245 |  | -1
node_intto1_8101501_200834102 |  |  | PQ | AD | 2771.281 | 8101501 | no | no |  |  | no |  |  | 1401100.587 | 15312506.403 |  | -1
node_intto1_8101501_200834130 |  |  | PQ | AD | 2771.281 | 8101501 | no | no |  |  | no |  |  | 1401355.095 | 15313958.484 |  | -1
node_intto1_8101501_200834155 |  |  | PQ | ABCD | 2771.281 | 8101501 | no | no |  |  | no |  |  | 1398759.544 | 15310517.098 |  | -1
node_intto1_8101501_200834175 |  |  | PQ | ABCD | 2771.281 | 8101501 | no | no |  |  | no |  |  | 1400288.804 | 15313269.674 |  | -1
node_intto1_8101501_200834528 |  |  | PQ | ABCN | 2771.281 | 8101501 | no | no |  |  | no |  |  | 1401135.508 | 15311890.855 |  | -1
node_intto1_8101501_200834574 |  |  | PQ | AD | 2771.281 | 8101501 | no | no |  |  | no |  |  | 1400781.829 | 15314399.172 |  | -1
node_intto1_8101501_200953067 |  |  | PQ | AN | 2771.281 | 8101501 | no | no |  |  | no |  |  | 1401570.902 | 15312955.163 |  | -1
node_intto1_8101501_201060332 |  |  | PQ | AD | 2771.281 | 8101501 | no | no |  |  | no |  |  | 1399286.025 | 15309608.596 |  | -1
node_intto1_8101501_311977012 |  |  | PQ | ABCN | 2771.281 | 8101501 | no | no |  |  | no |  |  | 1398494.81 | 15310173.687 |  | -1
node_intto1_220411239 |  |  | PQ | ABCD | 2771.281 | 8101501 | no | no |  |  | no |  |  | 1400609.152 | 15312060.312 |  | -1
node_intto1_220416131 |  |  | PQ | ABCD | 2771.281 | 8101501 | no | no |  |  | no |  |  | 1400734.674 | 15312412.269 |  | -1
node_intto1_220637340 |  |  | PQ | ABCD | 2771.281 | 8101501 | no | no |  |  | no |  |  | 1400610.418 | 15312064.14 |  | -1
node_intto1_311985964 |  |  | PQ | AN | 2771.281 | 8101501 | no | no |  |  | no |  |  | 1399724.867 | 15312547.723 |  | -1
node_intto1_311985966 |  |  | PQ | AN | 2771.281 | 8101501 | no | no |  |  | no |  |  | 1399531.447 | 15312783.446 |  | -1
node_intto1_312011915 |  |  | PQ | ABCD | 2771.281 | 8101501 | no | no |  |  | no |  |  | 1399711.659 | 15310437.335 |  | -1
node_intto1_312011919 |  |  | PQ | ABCD | 2771.281 | 8101501 | no | no |  |  | no |  |  | 1400732.617 | 15312406.79 |  | -1

## overhead_line
data_type | static
owner_type | feeder
owner | 8101501
object | overhead_line
name | groupid | phases | fr | to | length | configuration | dcircuit | selected | monitored | monitored_fields | class_monitored_fields | played | played_fields | comments | R | X | B | lim_kw
oh_line_8101501_200832707 |  | ABCD | node_8101501_200832710 | node_8101501_200832707 | 84.596 | bal_3P_2/0CU | 8101501 | no | no |  |  | no |  |  | 0 | 0 | 0 | 0
oh_line_8101501_200832710 |  | ABCD | node_8101501_200832712 | node_8101501_200832710 | 101.646 | bal_3P_2/0CU | 8101501 | no | no |  |  | no |  |  | 0 | 0 | 0 | 0
oh_line_8101501_200832712 |  | ABCD | node_8101501_201025843 | node_8101501_200832712 | 100.126 | bal_3P_2/0CU | 8101501 | no | no |  |  | no |  |  | 0 | 0 | 0 | 0
oh_line_8101501_200832718 |  | ABCD | node_8101501_200832720 | node_8101501_200832718 | 139.664 | bal_3P_2/0CU | 8101501 | no | no |  |  | no |  |  | 0 | 0 | 0 | 0
oh_line_8101501_200832719 |  | AD | node_8101501_200832718 | node_8101501_200832719 | 311.527 | bal_1P_2AC | 8101501 | no | no |  |  | no |  |  | 0 | 0 | 0 | 0
oh_line_8101501_200832720 |  | ABCD | node_8101501_200832721 | node_8101501_200832720 | 140.499 | bal_3P_336AL | 8101501 | no | no |  |  | no |  |  | 0 | 0 | 0 | 0
oh_line_8101501_200832721 |  | ABCD | node_8101501_200832723 | node_8101501_200832721 | 269.326 | bal_3P_4/0AA | 8101501 | no | no |  |  | no |  |  | 0 | 0 | 0 | 0
oh_line_8101501_200832723 |  | ABCD | node_8101501_200832724 | node_8101501_200832723 | 195.104 | bal_3P_4/0AA | 8101501 | no | no |  |  | no |  |  | 0 | 0 | 0 | 0
oh_line_8101501_200832724 |  | ABCD | node_8101501_200832725 | node_intto1_8101501_200832724 | 300.522 | bal_3P_4/0AA | 8101501 | no | no |  |  | no |  |  | 0 | 0 | 0 | 0
oh_line_8101501_200832725 |  | ABCD | node_8101501_200832726 | node_8101501_200832725 | 91.864 | bal_3P_2/0CU | 8101501 | no | no |  |  | no |  |  | 0 | 0 | 0 | 0
oh_line_8101501_200832726 |  | ABCD | node_8101501_200832727 | node_8101501_200832726 | 88.25 | bal_3P_2/0CU | 8101501 | no | no |  |  | no |  |  | 0 | 0 | 0 | 0
oh_line_8101501_200832727 |  | ABCD | node_8101501_200832728 | node_8101501_200832727 | 95.536 | bal_3P_2/0CU | 8101501 | no | no |  |  | no |  |  | 0 | 0 | 0 | 0
oh_line_8101501_200832728 |  | ABCD | node_8101501_200832730 | node_8101501_200832728 | 157.784 | bal_3P_2/0CU | 8101501 | no | no |  |  | no |  |  | 0 | 0 | 0 | 0
oh_line_8101501_200832730 |  | ABCD | node_8101501_200832732 | node_8101501_200832730 | 84.651 | bal_3P_2/0CU | 8101501 | no | no |  |  | no |  |  | 0 | 0 | 0 | 0
oh_line_8101501_200832732 |  | ABCD | node_8101501_200833160 | node_8101501_200832732 | 125.676 | bal_3P_2/0CU | 8101501 | no | no |  |  | no |  |  | 0 | 0 | 0 | 0
oh_line_8101501_200832905 |  | ABCD | node_8101501_200832726 | node_8101501_200832905 | 114.889 | bal_3P_4CU | 8101501 | no | no |  |  | no |  |  | 0 | 0 | 0 | 0
oh_line_8101501_200832906 |  | ABCD | node_8101501_200832905 | node_intto1_8101501_200832906 | 102.598 | bal_3P_4CU | 8101501 | no | no |  |  | no |  |  | 0 | 0 | 0 | 0
oh_line_8101501_200832907 |  | AD | node_8101501_200832906 | node_8101501_200832907 | 115.357 | bal_1P_4CU | 8101501 | no | no |  |  | no |  |  | 0 | 0 | 0 | 0
oh_line_8101501_200832908 |  | AD | node_8101501_200832907 | node_8101501_200832908 | 123.469 | bal_1P_4CU | 8101501 | no | no |  |  | no |  |  | 0 | 0 | 0 | 0
oh_line_8101501_200832909 |  | AD | node_8101501_200832908 | node_8101501_200832909 | 79.085 | bal_1P_4CU | 8101501 | no | no |  |  | no |  |  | 0 | 0 | 0 | 0
oh_line_8101501_200832911 |  | AD | node_8101501_200832909 | node_8101501_200832911 | 102.247 | bal_1P_1/0AA | 8101501 | no | no |  |  | no |  |  | 0 | 0 | 0 | 0
oh_line_8101501_200832912 |  | AD | node_8101501_200832911 | node_8101501_200832912 | 91.804 | bal_1P_1/0AA | 8101501 | no | no |  |  | no |  |  | 0 | 0 | 0 | 0
oh_line_8101501_200832913 |  | AD | node_8101501_200832912 | node_8101501_200832913 | 120.77 | bal_1P_1/0AA | 8101501 | no | no |  |  | no |  |  | 0 | 0 | 0 | 0
oh_line_8101501_200832915 |  | AD | node_8101501_200832916 | node_8101501_200832915 | 102.61 | bal_1P_1/0AC | 8101501 | no | no |  |  | no |  |  | 0 | 0 | 0 | 0
oh_line_8101501_200832916 |  | AD | node_8101501_200832937 | node_8101501_200832916 | 107.211 | bal_1P_1/0AC | 8101501 | no | no |  |  | no |  |  | 0 | 0 | 0 | 0
oh_line_8101501_200832918 |  | AD | node_8101501_200832949 | node_8101501_200832918 | 140.77 | bal_1P_1/0AC | 8101501 | no | no |  |  | no |  |  | 0 | 0 | 0 | 0
oh_line_8101501_200832926 |  | AD | node_8101501_200832927 | node_8101501_200832926 | 113.327 | bal_1P_1/0AA | 8101501 | no | no |  |  | no |  |  | 0 | 0 | 0 | 0
oh_line_8101501_200832927 |  | AD | node_8101501_200832928 | node_8101501_200832927 | 120.986 | bal_1P_1/0AC | 8101501 | no | no |  |  | no |  |  | 0 | 0 | 0 | 0
oh_line_8101501_200832928 |  | AD | node_8101501_200832915 | node_8101501_200832928 | 111.348 | bal_1P_1/0AC | 8101501 | no | no |  |  | no |  |  | 0 | 0 | 0 | 0
oh_line_8101501_200832935 |  | ABCD | node_8101501_200832906 | node_8101501_200832935 | 35.007 | bal_3P_4CU | 8101501 | no | no |  |  | no |  |  | 0 | 0 | 0 | 0
oh_line_8101501_200832936 |  | ABCD | node_8101501_200832935 | node_8101501_200832936 | 76.99 | bal_3P_1/0AC | 8101501 | no | no |  |  | no |  |  | 0 | 0 | 0 | 0
oh_line_8101501_200832937 |  | AD | node_8101501_201020347 | node_8101501_200832937 | 120.637 | bal_1P_1/0AC | 8101501 | no | no |  |  | no |  |  | 0 | 0 | 0 | 0
oh_line_8101501_200832938 |  | AD | node_8101501_200832937 | node_8101501_200832938 | 205.074 | bal_1P_1/0AC | 8101501 | no | no |  |  | no |  |  | 0 | 0 | 0 | 0
oh_line_8101501_200832939 |  | ABCD | node_8101501_200832936 | node_8101501_200832939 | 140.083 | bal_3P_1/0AC | 8101501 | no | no |  |  | no |  |  | 0 | 0 | 0 | 0
oh_line_8101501_200832940 |  | ABCD | node_8101501_200832939 | node_8101501_200832940 | 127.989 | bal_3P_1/0AC | 8101501 | no | no |  |  | no |  |  | 0 | 0 | 0 | 0
oh_line_8101501_200832941 |  | ABCD | node_8101501_200832940 | node_8101501_200832941 | 130.478 | bal_3P_1/0AC | 8101501 | no | no |  |  | no |  |  | 0 | 0 | 0 | 0
oh_line_8101501_200832942 |  | ABCD | node_8101501_200832941 | node_8101501_200832942 | 155.916 | bal_3P_1/0AC | 8101501 | no | no |  |  | no |  |  | 0 | 0 | 0 | 0
oh_line_8101501_200832943 |  | ABCD | node_8101501_200832942 | node_8101501_200832943 | 111.782 | bal_3P_1/0AC | 8101501 | no | no |  |  | no |  |  | 0 | 0 | 0 | 0
oh_line_8101501_200832944 |  | ABCD | node_8101501_200832943 | node_8101501_200832944 | 81.661 | bal_3P_1/0AC | 8101501 | no | no |  |  | no |  |  | 0 | 0 | 0 | 0
oh_line_8101501_200832945 |  | ABCD | node_8101501_200832944 | node_8101501_200832945 | 103.635 | bal_3P_1/0AC | 8101501 | no | no |  |  | no |  |  | 0 | 0 | 0 | 0
oh_line_8101501_200832947 |  | AD | node_8101501_200832730 | node_8101501_200832947 | 62.553 | bal_1P_1/0AC | 8101501 | no | no |  |  | no |  |  | 0 | 0 | 0 | 0
oh_line_8101501_200832949 |  | AD | node_8101501_200832961 | node_8101501_200832949 | 91.607 | bal_1P_1/0AC | 8101501 | no | no |  |  | no |  |  | 0 | 0 | 0 | 0
oh_line_8101501_200832954 |  | AD | node_8101501_200832947 | node_intto1_8101501_200832954 | 139.898 | bal_1P_1/0AC | 8101501 | no | no |  |  | no |  |  | 0 | 0 | 0 | 0
oh_line_8101501_200832955 |  | AD | node_8101501_200832954 | node_8101501_200832955 | 106.736 | bal_1P_1/0AC | 8101501 | no | no |  |  | no |  |  | 0 | 0 | 0 | 0
oh_line_8101501_200832956 |  | AD | node_8101501_200832955 | node_8101501_200832956 | 100.106 | bal_1P_1/0AC | 8101501 | no | no |  |  | no |  |  | 0 | 0 | 0 | 0
oh_line_8101501_200832957 |  | AD | node_8101501_200832956 | node_8101501_200832957 | 90.604 | bal_1P_1/0AC | 8101501 | no | no |  |  | no |  |  | 0 | 0 | 0 | 0
oh_line_8101501_200832958 |  | AD | node_8101501_200832957 | node_8101501_200832958 | 107.43 | bal_1P_1/0AC | 8101501 | no | no |  |  | no |  |  | 0 | 0 | 0 | 0
oh_line_8101501_200832959 |  | AD | node_8101501_200832958 | node_8101501_200832959 | 112.472 | bal_1P_1/0AC | 8101501 | no | no |  |  | no |  |  | 0 | 0 | 0 | 0
oh_line_8101501_200832960 |  | AD | node_8101501_200832959 | node_8101501_200832960 | 90.232 | bal_1P_1/0AC | 8101501 | no | no |  |  | no |  |  | 0 | 0 | 0 | 0
oh_line_8101501_200832961 |  | AD | node_8101501_200832960 | node_8101501_200832961 | 100.446 | bal_1P_1/0AC | 8101501 | no | no |  |  | no |  |  | 0 | 0 | 0 | 0
oh_line_8101501_200833156 |  | AD | node_8101501_200963929 | node_8101501_200833156 | 195.438 | bal_1P_1/0AC | 8101501 | no | no |  |  | no |  |  | 0 | 0 | 0 | 0
oh_line_8101501_200833157 |  | AD | node_8101501_200833255 | node_8101501_200833157 | 76.862 | bal_1P_1/0AC | 8101501 | no | no |  |  | no |  |  | 0 | 0 | 0 | 0
oh_line_8101501_200833158 |  | ABCD | node_8101501_200833238 | node_8101501_200833158 | 239.613 | bal_3P_477AL | 8101501 | no | no |  |  | no |  |  | 0 | 0 | 0 | 0
oh_line_8101501_200833160 |  | ABCD | node_8101501_201030762 | node_8101501_200833160 | 152.632 | bal_3P_2/0CU | 8101501 | no | no |  |  | no |  |  | 0 | 0 | 0 | 0
oh_line_8101501_200833161 |  | ABCD | node_8101501_200833162 | node_8101501_200833161 | 101.662 | bal_3P_4CU | 8101501 | no | no |  |  | no |  |  | 0 | 0 | 0 | 0
oh_line_8101501_200833162 |  | ABCD | node_8101501_200833163 | node_8101501_200833162 | 110.327 | bal_3P_4CU | 8101501 | no | no |  |  | no |  |  | 0 | 0 | 0 | 0
oh_line_8101501_200833163 |  | ABCD | node_8101501_200833164 | node_8101501_200833163 | 153.431 | bal_3P_4CU | 8101501 | no | no |  |  | no |  |  | 0 | 0 | 0 | 0
oh_line_8101501_200833164 |  | ABCD | node_8101501_200833165 | node_8101501_200833164 | 138.094 | bal_3P_2/0CU | 8101501 | no | no |  |  | no |  |  | 0 | 0 | 0 | 0
oh_line_8101501_200833165 |  | ABCD | node_8101501_200833166 | node_8101501_200833165 | 97.616 | bal_3P_2/0CU | 8101501 | no | no |  |  | no |  |  | 0 | 0 | 0 | 0
oh_line_8101501_200833166 |  | ABCD | node_8101501_200833167 | node_8101501_200833166 | 126.992 | bal_3P_2/0CU | 8101501 | no | no |  |  | no |  |  | 0 | 0 | 0 | 0
oh_line_8101501_200833167 |  | ABCD | node_8101501_200833169 | node_8101501_200833167 | 118.419 | bal_3P_2/0CU | 8101501 | no | no |  |  | no |  |  | 0 | 0 | 0 | 0
oh_line_8101501_200833169 |  | ABCD | node_8101501_200833345 | node_8101501_200833169 | 115.774 | bal_3P_477AL | 8101501 | no | no |  |  | no |  |  | 0 | 0 | 0 | 0
oh_line_8101501_200833170 |  | ABCD | node_8101501_200833169 | node_8101501_200833170 | 121.004 | bal_3P_477AL | 8101501 | no | no |  |  | no |  |  | 0 | 0 | 0 | 0
oh_line_8101501_200833171-1 |  | ABCD | node_8101501_200833170 | node_intto1_312011915 | 6.824 | bal_3P_477AL | 8101501 | no | no |  |  | no |  |  | 0 | 0 | 0 | 0
oh_line_8101501_200833171-2 |  | ABCD | node_312011915 | node_intto1_22654-220416134 | 7.354 | bal_3P_477AL | 8101501 | no | no |  |  | no |  |  | 0 | 0 | 0 | 0
oh_line_8101501_200833171-3 |  | ABCD | node_22654-220416134 | node_8101501_200833171 | 90.449 | bal_3P_477AL | 8101501 | no | no |  |  | no |  |  | 0 | 0 | 0 | 0
oh_line_8101501_200833174 |  | ABCD | node_8101501_200833171 | node_8101501_200833174 | 121.649 | bal_3P_477AL | 8101501 | no | no |  |  | no |  |  | 0 | 0 | 0 | 0
oh_line_8101501_200833175 |  | ABCD | node_8101501_200833174 | node_8101501_200833175 | 135.015 | bal_3P_477AL | 8101501 | no | no |  |  | no |  |  | 0 | 0 | 0 | 0
oh_line_8101501_200833176 |  | ABCD | node_8101501_200833175 | node_8101501_200833176 | 78.271 | bal_3P_477AL | 8101501 | no | no |  |  | no |  |  | 0 | 0 | 0 | 0
oh_line_8101501_200833177 |  | ABCD | node_8101501_200833176 | node_8101501_200833177 | 106.383 | bal_3P_477AL | 8101501 | no | no |  |  | no |  |  | 0 | 0 | 0 | 0
oh_line_8101501_200833178 |  | ABCD | node_8101501_200833177 | node_8101501_200833178 | 136.209 | bal_3P_477AL | 8101501 | no | no |  |  | no |  |  | 0 | 0 | 0 | 0
oh_line_8101501_200833179 |  | ABCD | node_8101501_200833178 | node_8101501_200833179 | 106.936 | bal_3P_477AL | 8101501 | no | no |  |  | no |  |  | 0 | 0 | 0 | 0
oh_line_8101501_200833181 |  | ABCD | node_8101501_200965243 | node_8101501_200833181 | 97.51 | bal_3P_477AL | 8101501 | no | no |  |  | no |  |  | 0 | 0 | 0 | 0
oh_line_8101501_200833182 |  | ABCD | node_8101501_200833181 | node_8101501_200833182 | 143.17 | bal_3P_477AL | 8101501 | no | no |  |  | no |  |  | 0 | 0 | 0 | 0
oh_line_8101501_200833183 |  | ABCD | node_8101501_200833182 | node_8101501_200833183 | 134.127 | bal_3P_477AL | 8101501 | no | no |  |  | no |  |  | 0 | 0 | 0 | 0
oh_line_8101501_200833185 |  | ABCD | node_8101501_200833183 | node_8101501_200833185 | 36.41 | bal_3P_4CU | 8101501 | no | no |  |  | no |  |  | 0 | 0 | 0 | 0
oh_line_8101501_200833187 |  | ABCD | node_8101501_200833183 | node_8101501_200833187 | 111.17 | bal_3P_477AL | 8101501 | no | no |  |  | no |  |  | 0 | 0 | 0 | 0
oh_line_8101501_200833188 |  | ABCD | node_8101501_200833187 | node_8101501_200833188 | 111.818 | bal_3P_477AL | 8101501 | no | no |  |  | no |  |  | 0 | 0 | 0 | 0
oh_line_8101501_200833191 |  | ABCD | node_8101501_200833188 | node_8101501_200833191 | 118.016 | bal_3P_477AL | 8101501 | no | no |  |  | no |  |  | 0 | 0 | 0 | 0
oh_line_8101501_200833193 |  | ABCD | node_8101501_200833191 | node_8101501_200833193 | 124.312 | bal_3P_477AL | 8101501 | no | no |  |  | no |  |  | 0 | 0 | 0 | 0
oh_line_8101501_200833195 |  | ABCD | node_8101501_200833193 | node_intto1_8101501_200833195 | 111.502 | bal_3P_477AL | 8101501 | no | no |  |  | no |  |  | 0 | 0 | 0 | 0
oh_line_8101501_200833196-1 |  | ABCD | node_8101501_200833195 | node_intto1_220411239 | 4.945 | bal_3P_477AL | 8101501 | no | no |  |  | no |  |  | 0 | 0 | 0 | 0
oh_line_8101501_200833196-2 |  | ABCD | node_220411239 | node_intto1_220637340 | 4.032 | bal_3P_477AL | 8101501 | no | no |  |  | no |  |  | 0 | 0 | 0 | 0
oh_line_8101501_200833196-3 |  | ABCD | node_220637340 | node_8101501_200833196 | 111.553 | bal_3P_477AL | 8101501 | no | no |  |  | no |  |  | 0 | 0 | 0 | 0
oh_line_8101501_200833197 |  | ABCD | node_8101501_200833196 | node_8101501_200833197 | 116.956 | bal_3P_477AL | 8101501 | no | no |  |  | no |  |  | 0 | 0 | 0 | 0
oh_line_8101501_200833198 |  | ABCD | node_8101501_200833197 | node_8101501_200833198 | 129.532 | bal_3P_477AL | 8101501 | no | no |  |  | no |  |  | 0 | 0 | 0 | 0
oh_line_8101501_200833200 |  | ABCD | node_8101501_201044334 | node_8101501_200833200 | 124.822 | bal_3P_477AL | 8101501 | no | no |  |  | no |  |  | 0 | 0 | 0 | 0
oh_line_8101501_200833201 |  | ABCD | node_8101501_200984720 | node_8101501_200833201 | 103.335 | bal_3P_2/0CU | 8101501 | no | no |  |  | no |  |  | 0 | 0 | 0 | 0
oh_line_8101501_200833202 |  | ABCD | node_8101501_200833200 | node_8101501_200833202 | 85.541 | bal_3P_477AL | 8101501 | no | no |  |  | no |  |  | 0 | 0 | 0 | 0
oh_line_8101501_200833203 |  | ABCD | node_8101501_200833202 | node_8101501_200833203 | 102.349 | bal_3P_477AL | 8101501 | no | no |  |  | no |  |  | 0 | 0 | 0 | 0
oh_line_8101501_200833204 |  | ABCD | node_8101501_200833203 | node_8101501_200833204 | 135.263 | bal_3P_477AL | 8101501 | no | no |  |  | no |  |  | 0 | 0 | 0 | 0
oh_line_8101501_200833205 |  | ABCD | node_8101501_200833204 | node_8101501_200833205 | 138.897 | bal_3P_477AL | 8101501 | no | no |  |  | no |  |  | 0 | 0 | 0 | 0
oh_line_8101501_200833206 |  | ABCD | node_8101501_200833205 | node_8101501_200833206 | 126.109 | bal_3P_477AL | 8101501 | no | no |  |  | no |  |  | 0 | 0 | 0 | 0
oh_line_8101501_200833208 |  | ABCD | node_8101501_200833206 | node_8101501_200833208 | 149.247 | bal_3P_477AL | 8101501 | no | no |  |  | no |  |  | 0 | 0 | 0 | 0
oh_line_8101501_200833209 |  | ABCD | node_8101501_200833208 | node_8101501_200833209 | 90.649 | bal_3P_477AL | 8101501 | no | no |  |  | no |  |  | 0 | 0 | 0 | 0
oh_line_8101501_200833210 |  | ABCD | node_8101501_200833209 | node_8101501_200833210 | 120.916 | bal_3P_477AL | 8101501 | no | no |  |  | no |  |  | 0 | 0 | 0 | 0
oh_line_8101501_200833211 |  | ABCD | node_8101501_200833210 | node_8101501_200833211 | 145.363 | bal_3P_477AL | 8101501 | no | no |  |  | no |  |  | 0 | 0 | 0 | 0
oh_line_8101501_200833215 |  | ABCD | node_8101501_200963929 | node_8101501_200833215 | 150.691 | bal_3P_477AL | 8101501 | no | no |  |  | no |  |  | 0 | 0 | 0 | 0
oh_line_8101501_200833216 |  | ABCD | node_8101501_200833215 | node_8101501_200833216 | 141.608 | bal_3P_477AL | 8101501 | no | no |  |  | no |  |  | 0 | 0 | 0 | 0
oh_line_8101501_200833217-1 |  | ABCD | node_8101501_200833216 | node_1401371_895_15314172_591 | 101.292 | bal_3P_477AL | 8101501 | no | no |  |  | no |  |  | 0 | 0 | 0 | 0
oh_line_8101501_200833217-2 |  | ABCD | node_1401371_895_15314172_591 | node_8101501_200833217 | 5.889 | bal_3P_477AL | 8101501 | no | no |  |  | no |  |  | 0 | 0 | 0 | 0
oh_line_8101501_200833218 |  | ABCD | node_8101501_200833217 | node_8101501_200833218 | 109.721 | bal_3P_477AL | 8101501 | no | no |  |  | no |  |  | 0 | 0 | 0 | 0
oh_line_8101501_200833220 |  | ABCD | node_8101501_200833218 | node_8101501_200833220 | 124.323 | bal_3P_477AL | 8101501 | no | no |  |  | no |  |  | 0 | 0 | 0 | 0
oh_line_8101501_200833221 |  | ABCD | node_8101501_200833220 | node_8101501_200833221 | 149.486 | bal_3P_477AL | 8101501 | no | no |  |  | no |  |  | 0 | 0 | 0 | 0
oh_line_8101501_200833224 |  | ABCD | node_8101501_200833221 | node_8101501_200833224 | 166.899 | bal_3P_477AL | 8101501 | no | no |  |  | no |  |  | 0 | 0 | 0 | 0
oh_line_8101501_200833225 |  | ABCD | node_8101501_200833224 | node_8101501_200833225 | 173.92 | bal_3P_477AL | 8101501 | no | no |  |  | no |  |  | 0 | 0 | 0 | 0
oh_line_8101501_200833226 |  | ABCD | node_8101501_200833225 | node_8101501_200833226 | 265.501 | bal_3P_1/0AA | 8101501 | no | no |  |  | no |  |  | 0 | 0 | 0 | 0
oh_line_8101501_200833230 |  | ABCD | node_8101501_200833246 | node_8101501_200833230 | 108.68 | bal_3P_2/0CU | 8101501 | no | no |  |  | no |  |  | 0 | 0 | 0 | 0
oh_line_8101501_200833232 |  | ABCD | node_8101501_200833225 | node_8101501_200833232 | 172.89 | bal_3P_477AL | 8101501 | no | no |  |  | no |  |  | 0 | 0 | 0 | 0
oh_line_8101501_200833233 |  | ABCD | node_8101501_200833232 | node_8101501_200833233 | 164.911 | bal_3P_477AL | 8101501 | no | no |  |  | no |  |  | 0 | 0 | 0 | 0
oh_line_8101501_200833234 |  | ABCD | node_8101501_200833233 | node_8101501_200833234 | 237.307 | bal_3P_477AL | 8101501 | no | no |  |  | no |  |  | 0 | 0 | 0 | 0
oh_line_8101501_200833235 |  | ABCD | node_8101501_200833234 | node_8101501_200833235 | 205.097 | bal_3P_477AL | 8101501 | no | no |  |  | no |  |  | 0 | 0 | 0 | 0
oh_line_8101501_200833236 |  | ABCD | node_8101501_200833235 | node_8101501_200833236 | 175.074 | bal_3P_477AL | 8101501 | no | no |  |  | no |  |  | 0 | 0 | 0 | 0
oh_line_8101501_200833238 |  | ABCD | node_8101501_200833236 | node_intto1_8101501_200833238 | 183.117 | bal_3P_477AL | 8101501 | no | no |  |  | no |  |  | 0 | 0 | 0 | 0
oh_line_8101501_200833239 |  | AD | node_8101501_200833238 | node_8101501_200833239 | 176.672 | bal_1P_4CU | 8101501 | no | no |  |  | no |  |  | 0 | 0 | 0 | 0
oh_line_8101501_200833240 |  | AD | node_8101501_200833239 | node_8101501_200833240 | 168.375 | bal_1P_4CU | 8101501 | no | no |  |  | no |  |  | 0 | 0 | 0 | 0
oh_line_8101501_200833242 |  | AD | node_8101501_200833238 | node_8101501_200833242 | 104.618 | bal_1P_1/0AA | 8101501 | no | no |  |  | no |  |  | 0 | 0 | 0 | 0
oh_line_8101501_200833243 |  | AD | node_8101501_200833242 | node_8101501_200833243 | 271.427 | bal_1P_1/0AA | 8101501 | no | no |  |  | no |  |  | 0 | 0 | 0 | 0
oh_line_8101501_200833245 |  | ABCD | node_8101501_200833158 | node_8101501_200833245 | 69.387 | bal_3P_477AL | 8101501 | no | no |  |  | no |  |  | 0 | 0 | 0 | 0
oh_line_8101501_200833246 |  | ABCD | node_8101501_200833258 | node_intto1_8101501_200833246 | 112.846 | bal_3P_2/0CU | 8101501 | no | no |  |  | no |  |  | 0 | 0 | 0 | 0
oh_line_8101501_200833247 |  | ABCD | node_8101501_200833245 | node_8101501_200833247 | 157.083 | bal_3P_477AL | 8101501 | no | no |  |  | no |  |  | 0 | 0 | 0 | 0
oh_line_8101501_200833248 |  | ABCD | node_8101501_200833247 | node_8101501_200833248 | 129.047 | bal_3P_477AL | 8101501 | no | no |  |  | no |  |  | 0 | 0 | 0 | 0
oh_line_8101501_200833249 |  | ABCD | node_8101501_200833248 | node_8101501_200833249 | 116.747 | bal_3P_477AL | 8101501 | no | no |  |  | no |  |  | 0 | 0 | 0 | 0
oh_line_8101501_200833250 |  | ABCD | node_8101501_200833249 | node_8101501_200833250 | 129.816 | bal_3P_477AL | 8101501 | no | no |  |  | no |  |  | 0 | 0 | 0 | 0
oh_line_8101501_200833252 |  | ABCD | node_8101501_200833250 | node_intto1_8101501_200833252 | 120.482 | bal_3P_477AL | 8101501 | no | no |  |  | no |  |  | 0 | 0 | 0 | 0
oh_line_8101501_200833253 |  | ABCD | node_8101501_200833252 | node_8101501_200833253 | 151.716 | bal_3P_477AL | 8101501 | no | no |  |  | no |  |  | 0 | 0 | 0 | 0
oh_line_8101501_200833254 |  | ABCD | node_8101501_200833253 | node_intto1_8101501_200833254 | 115.784 | bal_3P_477AL | 8101501 | no | no |  |  | no |  |  | 0 | 0 | 0 | 0
oh_line_8101501_200833255 |  | AD | node_8101501_200833254 | node_8101501_200833255 | 71.098 | bal_1P_1/0AC | 8101501 | no | no |  |  | no |  |  | 0 | 0 | 0 | 0
oh_line_8101501_200833256 |  | ABCD | node_8101501_200833254 | node_8101501_200833256 | 186.585 | bal_3P_477AL | 8101501 | no | no |  |  | no |  |  | 0 | 0 | 0 | 0
oh_line_8101501_200833257 |  | ABCD | node_8101501_200833256 | node_8101501_200833257 | 127.475 | bal_3P_477AL | 8101501 | no | no |  |  | no |  |  | 0 | 0 | 0 | 0
oh_line_8101501_200833258 |  | ABCD | node_8101501_200833262 | node_8101501_200833258 | 116.715 | bal_3P_2/0CU | 8101501 | no | no |  |  | no |  |  | 0 | 0 | 0 | 0
oh_line_8101501_200833260 |  | ABCD | node_8101501_200833257 | node_intto1_1403653_352_15316388_854 | 90.366 | bal_3P_477AL | 8101501 | no | no |  |  | no |  |  | 0 | 0 | 0 | 0
oh_line_8101501_200833262 |  | ABCD | node_8101501_200833161 | node_8101501_200833262 | 95.03 | bal_3P_2/0CU | 8101501 | no | no |  |  | no |  |  | 0 | 0 | 0 | 0
oh_line_8101501_200833263 |  | AD | node_8101501_200833220 | node_8101501_200833263 | 131.413 | bal_1P_1/0AC | 8101501 | no | no |  |  | no |  |  | 0 | 0 | 0 | 0
oh_line_8101501_200833264 |  | AD | node_8101501_200833263 | node_intto1_8101501_200833264 | 103.762 | bal_1P_1/0AC | 8101501 | no | no |  |  | no |  |  | 0 | 0 | 0 | 0
oh_line_8101501_200833265 |  | AD | node_8101501_200833264 | node_8101501_200833265 | 151.292 | bal_1P_1/0AC | 8101501 | no | no |  |  | no |  |  | 0 | 0 | 0 | 0
oh_line_8101501_200833266 |  | AD | node_8101501_200833265 | node_8101501_200833266 | 103.823 | bal_1P_1/0AC | 8101501 | no | no |  |  | no |  |  | 0 | 0 | 0 | 0
oh_line_8101501_200833267 |  | AD | node_8101501_200833266 | node_8101501_200833267 | 143.266 | bal_1P_1/0AC | 8101501 | no | no |  |  | no |  |  | 0 | 0 | 0 | 0
oh_line_8101501_200833268 |  | AD | node_8101501_200833267 | node_8101501_200833268 | 149.137 | bal_1P_1/0AC | 8101501 | no | no |  |  | no |  |  | 0 | 0 | 0 | 0
oh_line_8101501_200833269 |  | AD | node_8101501_200833268 | node_8101501_200833269 | 132.133 | bal_1P_1/0AC | 8101501 | no | no |  |  | no |  |  | 0 | 0 | 0 | 0
oh_line_8101501_200833270 |  | AD | node_8101501_201030762 | node_8101501_200833270 | 62.176 | bal_1P_6CU | 8101501 | no | no |  |  | no |  |  | 0 | 0 | 0 | 0
oh_line_8101501_200833276 |  | AD | node_8101501_200833270 | node_intto1_8101501_200833276 | 80.114 | bal_1P_6CU | 8101501 | no | no |  |  | no |  |  | 0 | 0 | 0 | 0
oh_line_8101501_200833277 |  | AD | node_8101501_200833276 | node_8101501_200833277 | 101.006 | bal_1P_6CU | 8101501 | no | no |  |  | no |  |  | 0 | 0 | 0 | 0
oh_line_8101501_200833278 |  | AD | node_8101501_200833277 | node_8101501_200833278 | 107.872 | bal_1P_6CU | 8101501 | no | no |  |  | no |  |  | 0 | 0 | 0 | 0
oh_line_8101501_200833279 |  | AD | node_8101501_200833278 | node_8101501_200833279 | 87.821 | bal_1P_6CU | 8101501 | no | no |  |  | no |  |  | 0 | 0 | 0 | 0
oh_line_8101501_200833280 |  | AD | node_8101501_200833279 | node_8101501_200833280 | 100.142 | bal_1P_6CU | 8101501 | no | no |  |  | no |  |  | 0 | 0 | 0 | 0
oh_line_8101501_200833282 |  | AD | node_8101501_200833280 | node_8101501_200833282 | 104.219 | bal_1P_1/0AA | 8101501 | no | no |  |  | no |  |  | 0 | 0 | 0 | 0
oh_line_8101501_200833283 |  | AD | node_8101501_200833282 | node_8101501_200833283 | 89.424 | bal_1P_1/0AA | 8101501 | no | no |  |  | no |  |  | 0 | 0 | 0 | 0
oh_line_8101501_200833284 |  | AD | node_8101501_200833283 | node_8101501_200833284 | 109.784 | bal_1P_1/0AA | 8101501 | no | no |  |  | no |  |  | 0 | 0 | 0 | 0
oh_line_8101501_200833285 |  | ABCD | node_8101501_200833230 | node_intto1_8101501_200833285 | 66.681 | bal_3P_4CU | 8101501 | no | no |  |  | no |  |  | 0 | 0 | 0 | 0
oh_line_8101501_200833286 |  | ABCD | node_8101501_200833313 | node_8101501_200833286 | 53.126 | bal_3P_4CU | 8101501 | no | no |  |  | no |  |  | 0 | 0 | 0 | 0
oh_line_8101501_200833287 |  | ABCD | node_8101501_200833286 | node_8101501_200833287 | 90.322 | bal_3P_4CU | 8101501 | no | no |  |  | no |  |  | 0 | 0 | 0 | 0
oh_line_8101501_200833288 |  | ABCD | node_8101501_200833287 | node_8101501_200833288 | 107.556 | bal_3P_4CU | 8101501 | no | no |  |  | no |  |  | 0 | 0 | 0 | 0
oh_line_8101501_200833289 |  | ABCD | node_8101501_200833288 | node_8101501_200833289 | 138.012 | bal_3P_4CU | 8101501 | no | no |  |  | no |  |  | 0 | 0 | 0 | 0
oh_line_8101501_200833290 |  | ABCD | node_8101501_200833289 | node_8101501_200833290 | 47.085 | bal_3P_4CU | 8101501 | no | no |  |  | no |  |  | 0 | 0 | 0 | 0
oh_line_8101501_200833291 |  | ABCD | node_8101501_200833290 | node_8101501_200833291 | 176.563 | bal_3P_4CU | 8101501 | no | no |  |  | no |  |  | 0 | 0 | 0 | 0
oh_line_8101501_200833292 |  | ABCD | node_8101501_310008259 | node_8101501_200833292 | 28.498 | bal_3P_4CU | 8101501 | no | no |  |  | no |  |  | 0 | 0 | 0 | 0
oh_line_8101501_200833293 |  | ABCD | node_8101501_200833285 | node_8101501_200833293 | 106.222 | bal_3P_4CU | 8101501 | no | no |  |  | no |  |  | 0 | 0 | 0 | 0
oh_line_8101501_200833294 |  | ABCD | node_8101501_200833292 | node_8101501_200833294 | 144.456 | bal_3P_2AC | 8101501 | no | no |  |  | no |  |  | 0 | 0 | 0 | 0
oh_line_8101501_200833295 |  | ABCD | node_8101501_200833294 | node_8101501_200833295 | 110.53 | bal_3P_2AC | 8101501 | no | no |  |  | no |  |  | 0 | 0 | 0 | 0
oh_line_8101501_200833296 |  | AD | node_8101501_200833295 | node_8101501_200833296 | 144.269 | bal_1P_6CU | 8101501 | no | no |  |  | no |  |  | 0 | 0 | 0 | 0
oh_line_8101501_200833297 |  | AD | node_8101501_200833296 | node_8101501_200833297 | 133.725 | bal_1P_6CU | 8101501 | no | no |  |  | no |  |  | 0 | 0 | 0 | 0
oh_line_8101501_200833298 |  | AD | node_8101501_200833297 | node_8101501_200833298 | 145.101 | bal_1P_6CU | 8101501 | no | no |  |  | no |  |  | 0 | 0 | 0 | 0
oh_line_8101501_200833299 |  | AD | node_8101501_200833298 | node_8101501_200833299 | 163.932 | bal_1P_6CU | 8101501 | no | no |  |  | no |  |  | 0 | 0 | 0 | 0
oh_line_8101501_200833300 |  | AD | node_8101501_200833299 | node_8101501_200833300 | 136.45 | bal_1P_1/0AA | 8101501 | no | no |  |  | no |  |  | 0 | 0 | 0 | 0
oh_line_8101501_200833301 |  | AD | node_8101501_200833300 | node_8101501_200833301 | 173.207 | bal_1P_1/0AA | 8101501 | no | no |  |  | no |  |  | 0 | 0 | 0 | 0
oh_line_8101501_200833304 |  | AD | node_8101501_200833299 | node_8101501_200833304 | 135.198 | bal_1P_4CU | 8101501 | no | no |  |  | no |  |  | 0 | 0 | 0 | 0
oh_line_8101501_200833305 |  | AD | node_8101501_200833304 | node_8101501_200833305 | 151.408 | bal_1P_4CU | 8101501 | no | no |  |  | no |  |  | 0 | 0 | 0 | 0
oh_line_8101501_200833306 |  | AD | node_8101501_200833305 | node_8101501_200833306 | 103.338 | bal_1P_4CU | 8101501 | no | no |  |  | no |  |  | 0 | 0 | 0 | 0
oh_line_8101501_200833307 |  | ABCD | node_8101501_200833293 | node_8101501_200833307 | 100.054 | bal_3P_4CU | 8101501 | no | no |  |  | no |  |  | 0 | 0 | 0 | 0
oh_line_8101501_200833308 |  | ABCD | node_8101501_200833307 | node_8101501_200833308 | 104.395 | bal_3P_4CU | 8101501 | no | no |  |  | no |  |  | 0 | 0 | 0 | 0
oh_line_8101501_200833309 |  | ABCD | node_8101501_200833308 | node_8101501_200833309 | 99.651 | bal_3P_4CU | 8101501 | no | no |  |  | no |  |  | 0 | 0 | 0 | 0
oh_line_8101501_200833310 |  | ABCD | node_8101501_200833309 | node_8101501_200833310 | 99.656 | bal_3P_4CU | 8101501 | no | no |  |  | no |  |  | 0 | 0 | 0 | 0
oh_line_8101501_200833311 |  | ABCD | node_8101501_200833310 | node_8101501_200833311 | 105.55 | bal_3P_4CU | 8101501 | no | no |  |  | no |  |  | 0 | 0 | 0 | 0
oh_line_8101501_200833312 |  | ABCD | node_8101501_200833311 | node_8101501_200833312 | 98.402 | bal_3P_4CU | 8101501 | no | no |  |  | no |  |  | 0 | 0 | 0 | 0
oh_line_8101501_200833313 |  | ABCD | node_8101501_200833312 | node_8101501_200833313 | 150.524 | bal_3P_4CU | 8101501 | no | no |  |  | no |  |  | 0 | 0 | 0 | 0
oh_line_8101501_200833317 |  | AD | node_8101501_201060332 | node_8101501_200833317 | 89.468 | bal_1P_4CU | 8101501 | no | no |  |  | no |  |  | 0 | 0 | 0 | 0
oh_line_8101501_200833318 |  | AD | node_8101501_200833317 | node_8101501_200833318 | 93.221 | bal_1P_4CU | 8101501 | no | no |  |  | no |  |  | 0 | 0 | 0 | 0
oh_line_8101501_200833320 |  | AD | node_8101501_200833318 | node_8101501_200833320 | 90.5 | bal_1P_4CU | 8101501 | no | no |  |  | no |  |  | 0 | 0 | 0 | 0
oh_line_8101501_200833321 |  | AD | node_8101501_200833320 | node_8101501_200833321 | 89.227 | bal_1P_4CU | 8101501 | no | no |  |  | no |  |  | 0 | 0 | 0 | 0
oh_line_8101501_200833322 |  | AD | node_8101501_200833321 | node_8101501_200833322 | 74.987 | bal_1P_1/0AA | 8101501 | no | no |  |  | no |  |  | 0 | 0 | 0 | 0
oh_line_8101501_200833323 |  | AD | node_8101501_200833322 | node_8101501_200833323 | 95.807 | bal_1P_1/0AA | 8101501 | no | no |  |  | no |  |  | 0 | 0 | 0 | 0
oh_line_8101501_200833324 |  | AD | node_8101501_200833323 | node_8101501_200833324 | 101.959 | bal_1P_1/0AA | 8101501 | no | no |  |  | no |  |  | 0 | 0 | 0 | 0
oh_line_8101501_200833331 |  | ABCD | node_8101501_200833167 | node_8101501_200833331 | 90.427 | bal_3P_336AL | 8101501 | no | no |  |  | no |  |  | 0 | 0 | 0 | 0
oh_line_8101501_200833332 |  | ABCD | node_8101501_200833331 | node_intto1_8101501_200833332 | 136.718 | bal_3P_336AL | 8101501 | no | no |  |  | no |  |  | 0 | 0 | 0 | 0
oh_line_8101501_200833333 |  | ABCD | node_8101501_200833332 | node_8101501_200833333 | 110.997 | bal_3P_336AL | 8101501 | no | no |  |  | no |  |  | 0 | 0 | 0 | 0
oh_line_8101501_200833334 |  | ABCD | node_8101501_200833333 | node_8101501_200833334 | 118.282 | bal_3P_336AL | 8101501 | no | no |  |  | no |  |  | 0 | 0 | 0 | 0
oh_line_8101501_200833335 |  | ABCD | node_8101501_200833334 | node_8101501_200833335 | 114.733 | bal_3P_336AL | 8101501 | no | no |  |  | no |  |  | 0 | 0 | 0 | 0
oh_line_8101501_200833336 |  | ABCD | node_8101501_200833335 | node_8101501_200833336 | 49.63 | bal_3P_336AL | 8101501 | no | no |  |  | no |  |  | 0 | 0 | 0 | 0
oh_line_8101501_200833337 |  | ABCD | node_8101501_200833336 | node_8101501_200833337 | 35.359 | bal_3P_336AL | 8101501 | no | no |  |  | no |  |  | 0 | 0 | 0 | 0
oh_line_8101501_200833345 |  | ABCD | node_8101501_200833362 | node_8101501_200833345 | 103.742 | bal_3P_477AL | 8101501 | no | no |  |  | no |  |  | 0 | 0 | 0 | 0
oh_line_8101501_200833346 |  | ABCD | node_SOURCE_8101501 | node_8101501_200833346 | 69.889 | bal_3P_477AL | 8101501 | no | no |  |  | no |  |  | 0 | 0 | 0 | 0
oh_line_8101501_200833360 |  | ABCD | node_8101501_200833361 | node_8101501_200833360 | 99.817 | bal_3P_477AL | 8101501 | no | no |  |  | no |  |  | 0 | 0 | 0 | 0
oh_line_8101501_200833361 |  | ABCD | node_8101501_200833364 | node_8101501_200833361 | 106.36 | bal_3P_477AL | 8101501 | no | no |  |  | no |  |  | 0 | 0 | 0 | 0
oh_line_8101501_200833362 |  | ABCD | node_8101501_200833369 | node_8101501_200833362 | 117.64 | bal_3P_477AL | 8101501 | no | no |  |  | no |  |  | 0 | 0 | 0 | 0
oh_line_8101501_200833364 |  | ABCD | node_8101501_310034644 | node_8101501_200833364 | 102.03 | bal_3P_477AL | 8101501 | no | no |  |  | no |  |  | 0 | 0 | 0 | 0
oh_line_8101501_200833367 |  | ABCD | node_8101501_310034647 | node_8101501_200833367 | 147.046 | bal_3P_477AL | 8101501 | no | no |  |  | no |  |  | 0 | 0 | 0 | 0
oh_line_8101501_200833369 |  | ABCD | node_8101501_200833390 | node_8101501_200833369 | 120.948 | bal_3P_477AL | 8101501 | no | no |  |  | no |  |  | 0 | 0 | 0 | 0
oh_line_8101501_200833390 |  | ABCD | node_8101501_200833412 | node_8101501_200833390 | 127.295 | bal_3P_477AL | 8101501 | no | no |  |  | no |  |  | 0 | 0 | 0 | 0
oh_line_8101501_200833412 |  | ABCD | node_8101501_200833429 | node_8101501_200833412 | 130.491 | bal_3P_477AL | 8101501 | no | no |  |  | no |  |  | 0 | 0 | 0 | 0
oh_line_8101501_200833429 |  | ABCD | node_8101501_200955408 | node_8101501_200833429 | 126.91 | bal_3P_477AL | 8101501 | no | no |  |  | no |  |  | 0 | 0 | 0 | 0
oh_line_8101501_200833443 |  | ABCD | node_8101501_200833462 | node_8101501_200833443 | 108.372 | bal_3P_477AL | 8101501 | no | no |  |  | no |  |  | 0 | 0 | 0 | 0
oh_line_8101501_200833462 |  | ABCD | node_8101501_200833475 | node_8101501_200833462 | 155.433 | bal_3P_477AL | 8101501 | no | no |  |  | no |  |  | 0 | 0 | 0 | 0
oh_line_8101501_200833475 |  | ABCD | node_8101501_310034267 | node_8101501_200833475 | 101.791 | bal_3P_477AL | 8101501 | no | no |  |  | no |  |  | 0 | 0 | 0 | 0
oh_line_8101501_200833527 |  | AD | node_8101501_200965243 | node_8101501_200833527 | 70.699 | bal_1P_4CU | 8101501 | no | no |  |  | no |  |  | 0 | 0 | 0 | 0
oh_line_8101501_200833529 |  | AD | node_8101501_200833527 | node_intto1_8101501_200833529 | 97.99 | bal_1P_1/0AC | 8101501 | no | no |  |  | no |  |  | 0 | 0 | 0 | 0
oh_line_8101501_200833530 |  | AD | node_8101501_200833529 | node_8101501_200833530 | 122.783 | bal_1P_1/0AC | 8101501 | no | no |  |  | no |  |  | 0 | 0 | 0 | 0
oh_line_8101501_200833531 |  | AD | node_8101501_200833530 | node_8101501_200833531 | 112.341 | bal_1P_1/0AC | 8101501 | no | no |  |  | no |  |  | 0 | 0 | 0 | 0
oh_line_8101501_200833532 |  | AD | node_8101501_200833531 | node_8101501_200833532 | 120.867 | bal_1P_1/0AC | 8101501 | no | no |  |  | no |  |  | 0 | 0 | 0 | 0
oh_line_8101501_200833533 |  | AD | node_8101501_200833532 | node_8101501_200833533 | 115.316 | bal_1P_1/0AC | 8101501 | no | no |  |  | no |  |  | 0 | 0 | 0 | 0
oh_line_8101501_200833534 |  | AD | node_8101501_200833533 | node_8101501_200833534 | 121.288 | bal_1P_1/0AC | 8101501 | no | no |  |  | no |  |  | 0 | 0 | 0 | 0
oh_line_8101501_200833535 |  | AD | node_8101501_200833534 | node_8101501_200833535 | 118.285 | bal_1P_1/0AC | 8101501 | no | no |  |  | no |  |  | 0 | 0 | 0 | 0
oh_line_8101501_200833537 |  | ABCD | node_8101501_200833198 | node_intto1_8101501_200833537 | 99.284 | bal_3P_1/0AC | 8101501 | no | no |  |  | no |  |  | 0 | 0 | 0 | 0
oh_line_8101501_200833538 |  | ABCD | node_8101501_200833537 | node_intto1_8101501_200833538 | 91.829 | bal_3P_1/0AC | 8101501 | no | no |  |  | no |  |  | 0 | 0 | 0 | 0
oh_line_8101501_200833539 |  | ABCD | node_8101501_200833538 | node_8101501_200833539 | 111.969 | bal_3P_1/0AC | 8101501 | no | no |  |  | no |  |  | 0 | 0 | 0 | 0
oh_line_8101501_200833540 |  | ABCD | node_8101501_200833539 | node_8101501_200833540 | 98.48 | bal_3P_1/0AC | 8101501 | no | no |  |  | no |  |  | 0 | 0 | 0 | 0
oh_line_8101501_200833541 |  | ABCD | node_8101501_200833540 | node_8101501_200833541 | 99.388 | bal_3P_1/0AC | 8101501 | no | no |  |  | no |  |  | 0 | 0 | 0 | 0
oh_line_8101501_200833542 |  | ABCD | node_8101501_200833541 | node_8101501_200833542 | 109.879 | bal_3P_1/0AC | 8101501 | no | no |  |  | no |  |  | 0 | 0 | 0 | 0
oh_line_8101501_200833547 |  | AD | node_8101501_200982364 | node_8101501_200833547 | 99.416 | bal_1P_2AC | 8101501 | no | no |  |  | no |  |  | 0 | 0 | 0 | 0
oh_line_8101501_200833548 |  | AD | node_8101501_200833547 | node_8101501_200833548 | 99.847 | bal_1P_2AC | 8101501 | no | no |  |  | no |  |  | 0 | 0 | 0 | 0
oh_line_8101501_200833549 |  | AD | node_8101501_200833548 | node_8101501_200833549 | 99.414 | bal_1P_2AC | 8101501 | no | no |  |  | no |  |  | 0 | 0 | 0 | 0
oh_line_8101501_200833551 |  | ABCD | node_8101501_200833198 | node_8101501_200833551 | 60.444 | bal_3P_1/0AC | 8101501 | no | no |  |  | no |  |  | 0 | 0 | 0 | 0
oh_line_8101501_200833552 |  | ABCD | node_8101501_200833551 | node_intto1_8101501_200833552 | 119.362 | bal_3P_1/0AC | 8101501 | no | no |  |  | no |  |  | 0 | 0 | 0 | 0
oh_line_8101501_200833553-1 |  | ABCD | node_1400552_703_15312386_858 | node_8101501_200833553 | 123.502 | bal_3P_1/0AC | 8101501 | no | no |  |  | no |  |  | 0 | 0 | 0 | 0
oh_line_8101501_200833553-2 |  | ABCD | node_8101501_200833552 | node_1400552_703_15312386_858 | 6.223 | bal_3P_1/0AC | 8101501 | no | no |  |  | no |  |  | 0 | 0 | 0 | 0
oh_line_8101501_200833554 |  | ABCD | node_8101501_200833553 | node_8101501_200833554 | 69.422 | bal_3P_1/0AC | 8101501 | no | no |  |  | no |  |  | 0 | 0 | 0 | 0
oh_line_8101501_200833555 |  | ABCD | node_8101501_200833554 | node_8101501_200833555 | 126.296 | bal_3P_1/0AC | 8101501 | no | no |  |  | no |  |  | 0 | 0 | 0 | 0
oh_line_8101501_200833559 |  | ABCD | node_8101501_200833555 | node_8101501_200833559 | 156.663 | bal_3P_1/0AC | 8101501 | no | no |  |  | no |  |  | 0 | 0 | 0 | 0
oh_line_8101501_200833560 |  | ABCD | node_8101501_200833559 | node_8101501_200833560 | 111.526 | bal_3P_1/0AC | 8101501 | no | no |  |  | no |  |  | 0 | 0 | 0 | 0
oh_line_8101501_200833561 |  | ABCD | node_8101501_200833560 | node_8101501_200833561 | 140.668 | bal_3P_1/0AC | 8101501 | no | no |  |  | no |  |  | 0 | 0 | 0 | 0
oh_line_8101501_200833564 |  | ABCD | node_8101501_200833559 | node_intto1_8101501_200833564 | 166.776 | bal_3P_1/0AC | 8101501 | no | no |  |  | no |  |  | 0 | 0 | 0 | 0
oh_line_8101501_200833565 |  | ABCD | node_8101501_200833559 | node_8101501_200833565 | 171.225 | bal_3P_1/0AA | 8101501 | no | no |  |  | no |  |  | 0 | 0 | 0 | 0
oh_line_8101501_200833567 |  | ABCD | node_8101501_200833565 | node_8101501_200833567 | 221.16 | bal_3P_1/0AA | 8101501 | no | no |  |  | no |  |  | 0 | 0 | 0 | 0
oh_line_8101501_200833568 |  | ABCD | node_8101501_200833567 | node_8101501_200833568 | 216.906 | bal_3P_1/0AA | 8101501 | no | no |  |  | no |  |  | 0 | 0 | 0 | 0
oh_line_8101501_200833569 |  | ABCD | node_8101501_200833568 | node_8101501_200833569 | 235.013 | bal_3P_1/0AA | 8101501 | no | no |  |  | no |  |  | 0 | 0 | 0 | 0
oh_line_8101501_200833570 |  | AD | node_8101501_200833554 | node_8101501_200833570 | 24.012 | bal_1P_1/0AC | 8101501 | no | no |  |  | no |  |  | 0 | 0 | 0 | 0
oh_line_8101501_200833571 |  | AD | node_8101501_200833570 | node_8101501_200833571 | 112.634 | bal_1P_1/0AC | 8101501 | no | no |  |  | no |  |  | 0 | 0 | 0 | 0
oh_line_8101501_200833574 |  | AD | node_8101501_200833575 | node_8101501_200833574 | 136.113 | bal_1P_4CU | 8101501 | no | no |  |  | no |  |  | 0 | 0 | 0 | 0
oh_line_8101501_200833575 |  | AD | node_8101501_200833576 | node_8101501_200833575 | 77.64 | bal_1P_4CU | 8101501 | no | no |  |  | no |  |  | 0 | 0 | 0 | 0
oh_line_8101501_200833576 |  | AD | node_8101501_200833590 | node_8101501_200833576 | 159.029 | bal_1P_4CU | 8101501 | no | no |  |  | no |  |  | 0 | 0 | 0 | 0
oh_line_8101501_200833577 |  | AD | node_8101501_200833576 | node_8101501_200833577 | 118.874 | bal_1P_1/0AC | 8101501 | no | no |  |  | no |  |  | 0 | 0 | 0 | 0
oh_line_8101501_200833578 |  | AD | node_8101501_200833577 | node_8101501_200833578 | 116.077 | bal_1P_1/0AC | 8101501 | no | no |  |  | no |  |  | 0 | 0 | 0 | 0
oh_line_8101501_200833579 |  | AD | node_8101501_200833578 | node_8101501_200833579 | 99.053 | bal_1P_1/0AC | 8101501 | no | no |  |  | no |  |  | 0 | 0 | 0 | 0
oh_line_8101501_200833580 |  | AD | node_8101501_200833579 | node_8101501_200833580 | 142.099 | bal_1P_1/0AC | 8101501 | no | no |  |  | no |  |  | 0 | 0 | 0 | 0
oh_line_8101501_200833581 |  | AD | node_8101501_200833580 | node_8101501_200833581 | 149.932 | bal_1P_1/0AC | 8101501 | no | no |  |  | no |  |  | 0 | 0 | 0 | 0
oh_line_8101501_200833584 |  | AD | node_8101501_200957018 | node_8101501_200833584 | 151.167 | bal_1P_1/0AC | 8101501 | no | no |  |  | no |  |  | 0 | 0 | 0 | 0
oh_line_8101501_200833586 |  | AD | node_8101501_200833571 | node_8101501_200833586 | 107.866 | bal_1P_1/0AC | 8101501 | no | no |  |  | no |  |  | 0 | 0 | 0 | 0
oh_line_8101501_200833589 |  | AD | node_8101501_200833204 | node_intto1_8101501_200833589 | 26.275 | bal_1P_4CU | 8101501 | no | no |  |  | no |  |  | 0 | 0 | 0 | 0
oh_line_8101501_200833590 |  | AD | node_8101501_200833589 | node_8101501_200833590 | 162.254 | bal_1P_4CU | 8101501 | no | no |  |  | no |  |  | 0 | 0 | 0 | 0
oh_line_8101501_200834014 |  | AD | node_8101501_200833429 | node_8101501_200834014 | 78.771 | bal_1P_4CU | 8101501 | no | no |  |  | no |  |  | 0 | 0 | 0 | 0
oh_line_8101501_200834015 |  | AD | node_8101501_200834014 | node_8101501_200834015 | 89.248 | bal_1P_4CU | 8101501 | no | no |  |  | no |  |  | 0 | 0 | 0 | 0
oh_line_8101501_200834016 |  | AD | node_8101501_200834015 | node_8101501_200834016 | 113.755 | bal_1P_4CU | 8101501 | no | no |  |  | no |  |  | 0 | 0 | 0 | 0
oh_line_8101501_200834019 |  | AD | node_8101501_200834016 | node_8101501_200834019 | 109.067 | bal_1P_4CU | 8101501 | no | no |  |  | no |  |  | 0 | 0 | 0 | 0
oh_line_8101501_200834099 |  | AD | node_8101501_200833539 | node_8101501_200834099 | 36.677 | bal_1P_1/0AC | 8101501 | no | no |  |  | no |  |  | 0 | 0 | 0 | 0
oh_line_8101501_200834102 |  | AD | node_8101501_200834099 | node_intto1_8101501_200834102 | 175.725 | bal_1P_1/0AC | 8101501 | no | no |  |  | no |  |  | 0 | 0 | 0 | 0
oh_line_8101501_200834103 |  | AD | node_8101501_200834102 | node_8101501_200834103 | 103.841 | bal_1P_1/0AC | 8101501 | no | no |  |  | no |  |  | 0 | 0 | 0 | 0
oh_line_8101501_200834104 |  | AD | node_8101501_200834103 | node_8101501_200834104 | 78.111 | bal_1P_1/0AC | 8101501 | no | no |  |  | no |  |  | 0 | 0 | 0 | 0
oh_line_8101501_200834105 |  | AD | node_8101501_200834104 | node_8101501_200834105 | 82.669 | bal_1P_1/0AC | 8101501 | no | no |  |  | no |  |  | 0 | 0 | 0 | 0
oh_line_8101501_200834106 |  | AD | node_8101501_200834105 | node_8101501_200834106 | 199.078 | bal_1P_1/0AC | 8101501 | no | no |  |  | no |  |  | 0 | 0 | 0 | 0
oh_line_8101501_200834107 |  | AD | node_8101501_200834106 | node_8101501_200834107 | 159.509 | bal_1P_1/0AC | 8101501 | no | no |  |  | no |  |  | 0 | 0 | 0 | 0
oh_line_8101501_200834108 |  | AD | node_8101501_200834107 | node_8101501_200834108 | 173.07 | bal_1P_1/0AC | 8101501 | no | no |  |  | no |  |  | 0 | 0 | 0 | 0
oh_line_8101501_200834109 |  | AD | node_8101501_200834108 | node_8101501_200834109 | 117.596 | bal_1P_1/0AC | 8101501 | no | no |  |  | no |  |  | 0 | 0 | 0 | 0
oh_line_8101501_200834110 |  | AD | node_8101501_200834109 | node_8101501_200834110 | 140.718 | bal_1P_1/0AC | 8101501 | no | no |  |  | no |  |  | 0 | 0 | 0 | 0
oh_line_8101501_200834114 |  | AD | node_8101501_200833269 | node_8101501_200834114 | 32.063 | bal_1P_1/0AC | 8101501 | no | no |  |  | no |  |  | 0 | 0 | 0 | 0
oh_line_8101501_200834115 |  | AD | node_8101501_200834114 | node_8101501_200834115 | 146.04 | bal_1P_4CU | 8101501 | no | no |  |  | no |  |  | 0 | 0 | 0 | 0
oh_line_8101501_200834116 |  | AD | node_8101501_200834115 | node_8101501_200834116 | 106.37 | bal_1P_4CU | 8101501 | no | no |  |  | no |  |  | 0 | 0 | 0 | 0
oh_line_8101501_200834117 |  | AD | node_8101501_200834116 | node_8101501_200834117 | 60.589 | bal_1P_4CU | 8101501 | no | no |  |  | no |  |  | 0 | 0 | 0 | 0
oh_line_8101501_200834121 |  | AD | node_8101501_200834240 | node_8101501_200834121 | 137.333 | bal_1P_1/0AA | 8101501 | no | no |  |  | no |  |  | 0 | 0 | 0 | 0
oh_line_8101501_200834122 |  | AD | node_8101501_200953068 | node_8101501_200834122 | 83.956 | bal_1P_2AC | 8101501 | no | no |  |  | no |  |  | 0 | 0 | 0 | 0
oh_line_8101501_200834123 |  | AD | node_8101501_200834122 | node_8101501_200834123 | 125.747 | bal_1P_2AC | 8101501 | no | no |  |  | no |  |  | 0 | 0 | 0 | 0
oh_line_8101501_200834124 |  | AD | node_8101501_200834123 | node_8101501_200834124 | 138.42 | bal_1P_1/0AA | 8101501 | no | no |  |  | no |  |  | 0 | 0 | 0 | 0
oh_line_8101501_200834130 |  | AD | node_8101501_200833215 | node_intto1_8101501_200834130 | 70.969 | bal_1P_1/0AA | 8101501 | no | no |  |  | no |  |  | 0 | 0 | 0 | 0
oh_line_8101501_200834132 |  | AD | node_8101501_200834130 | node_8101501_200834132 | 184.968 | bal_1P_1/0AA | 8101501 | no | no |  |  | no |  |  | 0 | 0 | 0 | 0
oh_line_8101501_200834133 |  | AD | node_8101501_200834132 | node_8101501_200834133 | 120.76 | bal_1P_1/0AA | 8101501 | no | no |  |  | no |  |  | 0 | 0 | 0 | 0
oh_line_8101501_200834134 |  | AD | node_8101501_200834133 | node_8101501_200834134 | 123.43 | bal_1P_1/0AA | 8101501 | no | no |  |  | no |  |  | 0 | 0 | 0 | 0
oh_line_8101501_200834135 |  | AD | node_8101501_200834134 | node_8101501_200834135 | 122.377 | bal_1P_1/0AA | 8101501 | no | no |  |  | no |  |  | 0 | 0 | 0 | 0
oh_line_8101501_200834136 |  | AD | node_8101501_200834135 | node_8101501_200834136 | 121.491 | bal_1P_1/0AC | 8101501 | no | no |  |  | no |  |  | 0 | 0 | 0 | 0
oh_line_8101501_200834137 |  | AD | node_8101501_200834136 | node_8101501_200834137 | 109.638 | bal_1P_2AC | 8101501 | no | no |  |  | no |  |  | 0 | 0 | 0 | 0
oh_line_8101501_200834138 |  | AD | node_8101501_200834137 | node_8101501_200834138 | 111.617 | bal_1P_2AC | 8101501 | no | no |  |  | no |  |  | 0 | 0 | 0 | 0
oh_line_8101501_200834139 |  | AD | node_8101501_200834138 | node_8101501_200834139 | 102.959 | bal_1P_2AC | 8101501 | no | no |  |  | no |  |  | 0 | 0 | 0 | 0
oh_line_8101501_200834140 |  | AD | node_8101501_200834139 | node_8101501_200834140 | 93.306 | bal_1P_2AC | 8101501 | no | no |  |  | no |  |  | 0 | 0 | 0 | 0
oh_line_8101501_200834152 |  | ABCD | node_8101501_311977010 | node_8101501_200834152 | 218.236 | bal_3P_1/0AC | 8101501 | no | no |  |  | no |  |  | 0 | 0 | 0 | 0
oh_line_8101501_200834153 |  | ABCD | node_8101501_200834154 | node_8101501_200834153 | 225.109 | bal_3P_4/0AL | 8101501 | no | no |  |  | no |  |  | 0 | 0 | 0 | 0
oh_line_8101501_200834154 |  | ABCD | node_8101501_200834155 | node_8101501_200834154 | 195.593 | bal_3P_4/0AL | 8101501 | no | no |  |  | no |  |  | 0 | 0 | 0 | 0
oh_line_8101501_200834155 |  | ABCD | node_8101501_200834156 | node_intto1_8101501_200834155 | 120.357 | bal_3P_4/0AL | 8101501 | no | no |  |  | no |  |  | 0 | 0 | 0 | 0
oh_line_8101501_200834156 |  | ABCD | node_8101501_200833336 | node_8101501_200834156 | 233.976 | bal_3P_336AL | 8101501 | no | no |  |  | no |  |  | 0 | 0 | 0 | 0
oh_line_8101501_200834157 |  | ABCD | node_8101501_200834156 | node_8101501_200834157 | 171.294 | bal_3P_4/0AL | 8101501 | no | no |  |  | no |  |  | 0 | 0 | 0 | 0
oh_line_8101501_200834158 |  | ABCD | node_8101501_200834157 | node_8101501_200834158 | 309.143 | bal_3P_4/0AL | 8101501 | no | no |  |  | no |  |  | 0 | 0 | 0 | 0
oh_line_8101501_200834159 |  | ABCD | node_8101501_200834158 | node_8101501_200834159 | 137.295 | bal_3P_4/0AL | 8101501 | no | no |  |  | no |  |  | 0 | 0 | 0 | 0
oh_line_8101501_200834160 |  | ABCD | node_8101501_200834159 | node_8101501_200834160 | 115.729 | bal_3P_4/0AL | 8101501 | no | no |  |  | no |  |  | 0 | 0 | 0 | 0
oh_line_8101501_200834161 |  | ABCD | node_8101501_200834160 | node_8101501_200834161 | 166.661 | bal_3P_4/0AL | 8101501 | no | no |  |  | no |  |  | 0 | 0 | 0 | 0
oh_line_8101501_200834162 |  | ABCD | node_8101501_200834161 | node_8101501_200834162 | 144.822 | bal_3P_4/0AL | 8101501 | no | no |  |  | no |  |  | 0 | 0 | 0 | 0
oh_line_8101501_200834163 |  | ABCD | node_8101501_200834162 | node_8101501_200834163 | 171.402 | bal_3P_4/0AL | 8101501 | no | no |  |  | no |  |  | 0 | 0 | 0 | 0
oh_line_8101501_200834165 |  | ABCD | node_8101501_200834163 | node_8101501_200834165 | 267.295 | bal_3P_4/0AA | 8101501 | no | no |  |  | no |  |  | 0 | 0 | 0 | 0
oh_line_8101501_200834166 |  | ABCD | node_8101501_200834165 | node_8101501_200834166 | 169.268 | bal_3P_4/0AA | 8101501 | no | no |  |  | no |  |  | 0 | 0 | 0 | 0
oh_line_8101501_200834167 |  | ABCD | node_8101501_200834166 | node_8101501_200834167 | 236.824 | bal_3P_4/0AA | 8101501 | no | no |  |  | no |  |  | 0 | 0 | 0 | 0
oh_line_8101501_200834168 |  | ABCD | node_8101501_200834167 | node_8101501_200834168 | 237.847 | bal_3P_4/0AA | 8101501 | no | no |  |  | no |  |  | 0 | 0 | 0 | 0
oh_line_8101501_200834169 |  | AD | node_8101501_200834168 | node_8101501_200834169 | 314.406 | bal_1P_1/0AC | 8101501 | no | no |  |  | no |  |  | 0 | 0 | 0 | 0
oh_line_8101501_200834170 |  | ABCD | node_8101501_200834168 | node_8101501_200834170 | 223.94 | bal_3P_4/0AL | 8101501 | no | no |  |  | no |  |  | 0 | 0 | 0 | 0
oh_line_8101501_200834171 |  | ABCD | node_8101501_200834170 | node_8101501_200834171 | 211.883 | bal_3P_4/0AL | 8101501 | no | no |  |  | no |  |  | 0 | 0 | 0 | 0
oh_line_8101501_200834172 |  | ABCD | node_8101501_200834171 | node_8101501_200834172 | 221.437 | bal_3P_4/0AL | 8101501 | no | no |  |  | no |  |  | 0 | 0 | 0 | 0
oh_line_8101501_200834173 |  | AD | node_8101501_200834172 | node_8101501_200834173 | 184.459 | bal_1P_1/0AC | 8101501 | no | no |  |  | no |  |  | 0 | 0 | 0 | 0
oh_line_8101501_200834174 |  | ABCD | node_8101501_200834172 | node_8101501_200834174 | 234.071 | bal_3P_4/0AL | 8101501 | no | no |  |  | no |  |  | 0 | 0 | 0 | 0
oh_line_8101501_200834175 |  | ABCD | node_8101501_200834174 | node_intto1_8101501_200834175 | 209.793 | bal_3P_1/0AC | 8101501 | no | no |  |  | no |  |  | 0 | 0 | 0 | 0
oh_line_8101501_200834176 |  | ABCD | node_8101501_200834174 | node_8101501_200834176 | 224.185 | bal_3P_4/0AL | 8101501 | no | no |  |  | no |  |  | 0 | 0 | 0 | 0
oh_line_8101501_200834177 |  | ABCD | node_8101501_200834176 | node_8101501_200834177 | 198.926 | bal_3P_4/0AL | 8101501 | no | no |  |  | no |  |  | 0 | 0 | 0 | 0
oh_line_8101501_200834178 |  | AD | node_8101501_200834177 | node_8101501_200834178 | 182.134 | bal_1P_4/0AL | 8101501 | no | no |  |  | no |  |  | 0 | 0 | 0 | 0
oh_line_8101501_200834179 |  | AD | node_8101501_200834178 | node_8101501_200834179 | 264.466 | bal_1P_4/0AL | 8101501 | no | no |  |  | no |  |  | 0 | 0 | 0 | 0
oh_line_8101501_200834180 |  | AD | node_8101501_200834179 | node_8101501_200834180 | 207.001 | bal_1P_4/0AL | 8101501 | no | no |  |  | no |  |  | 0 | 0 | 0 | 0
oh_line_8101501_200834181 |  | AD | node_8101501_200834180 | node_8101501_200834181 | 181.397 | bal_1P_4/0AL | 8101501 | no | no |  |  | no |  |  | 0 | 0 | 0 | 0
oh_line_8101501_200834182 |  | ABCD | node_8101501_200834183 | node_8101501_200834182 | 292.122 | bal_3P_1/0AA | 8101501 | no | no |  |  | no |  |  | 0 | 0 | 0 | 0
oh_line_8101501_200834183 |  | ABCD | node_8101501_200834152 | node_8101501_200834183 | 261.411 | bal_3P_1/0AC | 8101501 | no | no |  |  | no |  |  | 0 | 0 | 0 | 0
oh_line_8101501_200834184 |  | ABCD | node_8101501_200833164 | node_8101501_200834184 | 95.595 | bal_3P_1/0AA | 8101501 | no | no |  |  | no |  |  | 0 | 0 | 0 | 0
oh_line_8101501_200834185 |  | ABCD | node_8101501_200834184 | node_8101501_200834185 | 156.344 | bal_3P_1/0AA | 8101501 | no | no |  |  | no |  |  | 0 | 0 | 0 | 0
oh_line_8101501_200834186 |  | ABCD | node_8101501_200834185 | node_8101501_200834186 | 64.222 | bal_3P_4CU | 8101501 | no | no |  |  | no |  |  | 0 | 0 | 0 | 0
oh_line_8101501_200834187 |  | AD | node_8101501_200834186 | node_8101501_200834187 | 125.14 | bal_1P_1/0AA | 8101501 | no | no |  |  | no |  |  | 0 | 0 | 0 | 0
oh_line_8101501_200834227 |  | AD | node_8101501_200833247 | node_8101501_200834227 | 35.06 | bal_1P_1/0AC | 8101501 | no | no |  |  | no |  |  | 0 | 0 | 0 | 0
oh_line_8101501_200834228 |  | AD | node_8101501_200834227 | node_8101501_200834228 | 131.56 | bal_1P_4CU | 8101501 | no | no |  |  | no |  |  | 0 | 0 | 0 | 0
oh_line_8101501_200834229 |  | AD | node_8101501_200834228 | node_8101501_200834229 | 121.303 | bal_1P_4CU | 8101501 | no | no |  |  | no |  |  | 0 | 0 | 0 | 0
oh_line_8101501_200834231 |  | AD | node_8101501_200834117 | node_8101501_200834231 | 151.48 | bal_1P_4CU | 8101501 | no | no |  |  | no |  |  | 0 | 0 | 0 | 0
oh_line_8101501_200834232 |  | AD | node_8101501_200834231 | node_8101501_200834232 | 139.626 | bal_1P_4CU | 8101501 | no | no |  |  | no |  |  | 0 | 0 | 0 | 0
oh_line_8101501_200834233 |  | AD | node_8101501_200834232 | node_8101501_200834233 | 74.517 | bal_1P_4CU | 8101501 | no | no |  |  | no |  |  | 0 | 0 | 0 | 0
oh_line_8101501_200834234 |  | AD | node_8101501_200834233 | node_8101501_200834234 | 109.795 | bal_1P_4CU | 8101501 | no | no |  |  | no |  |  | 0 | 0 | 0 | 0
oh_line_8101501_200834235 |  | AD | node_8101501_200834234 | node_8101501_200834235 | 135.514 | bal_1P_4CU | 8101501 | no | no |  |  | no |  |  | 0 | 0 | 0 | 0
oh_line_8101501_200834236 |  | AD | node_8101501_200834235 | node_8101501_200834236 | 126.653 | bal_1P_4CU | 8101501 | no | no |  |  | no |  |  | 0 | 0 | 0 | 0
oh_line_8101501_200834238 |  | AD | node_8101501_200834236 | node_8101501_200834238 | 152.031 | bal_1P_1/0AA | 8101501 | no | no |  |  | no |  |  | 0 | 0 | 0 | 0
oh_line_8101501_200834239 |  | AD | node_8101501_200834238 | node_8101501_200834239 | 147.597 | bal_1P_1/0AA | 8101501 | no | no |  |  | no |  |  | 0 | 0 | 0 | 0
oh_line_8101501_200834240 |  | AD | node_8101501_200834239 | node_8101501_200834240 | 88.35 | bal_1P_1/0AA | 8101501 | no | no |  |  | no |  |  | 0 | 0 | 0 | 0
oh_line_8101501_200834274 |  | ABCD | node_8101501_200834157 | node_8101501_200834274 | 235.221 | bal_3P_1/0AA | 8101501 | no | no |  |  | no |  |  | 0 | 0 | 0 | 0
oh_line_8101501_200834279 |  | ABCD | node_8101501_200834274 | node_8101501_200834279 | 140.167 | bal_3P_1/0AA | 8101501 | no | no |  |  | no |  |  | 0 | 0 | 0 | 0
oh_line_8101501_200834281 |  | ABCD | node_8101501_200834279 | node_8101501_200834281 | 138.877 | bal_3P_1/0AA | 8101501 | no | no |  |  | no |  |  | 0 | 0 | 0 | 0
oh_line_8101501_200834282 |  | ABCD | node_8101501_200834281 | node_8101501_200834282 | 55.745 | bal_3P_2AC | 8101501 | no | no |  |  | no |  |  | 0 | 0 | 0 | 0
oh_line_8101501_200834283 |  | ABCD | node_8101501_200834282 | node_8101501_200834283 | 204.754 | bal_3P_2AC | 8101501 | no | no |  |  | no |  |  | 0 | 0 | 0 | 0
oh_line_8101501_200834284 |  | ABCD | node_8101501_200834283 | node_8101501_200834284 | 267.641 | bal_3P_1/0AC | 8101501 | no | no |  |  | no |  |  | 0 | 0 | 0 | 0
oh_line_8101501_200834285 |  | ABCD | node_8101501_200834284 | node_8101501_200834285 | 79.628 | bal_3P_1/0AC | 8101501 | no | no |  |  | no |  |  | 0 | 0 | 0 | 0
oh_line_8101501_200834286 |  | ABCD | node_8101501_200834284 | node_8101501_200834286 | 238.276 | bal_3P_1/0AC | 8101501 | no | no |  |  | no |  |  | 0 | 0 | 0 | 0
oh_line_8101501_200834305 |  | ABCD | node_8101501_200833158 | node_8101501_200834305 | 256.581 | bal_3P_477AL | 8101501 | no | no |  |  | no |  |  | 0 | 0 | 0 | 0
oh_line_8101501_200834306 |  | ABCD | node_8101501_200834305 | node_8101501_200834306 | 275.874 | bal_3P_4/0AA | 8101501 | no | no |  |  | no |  |  | 0 | 0 | 0 | 0
oh_line_8101501_200834308 |  | ABCD | node_8101501_200834306 | node_8101501_200834308 | 277.237 | bal_3P_4/0AA | 8101501 | no | no |  |  | no |  |  | 0 | 0 | 0 | 0
oh_line_8101501_200834309 |  | ABCD | node_8101501_200834308 | node_8101501_200834309 | 187.285 | bal_3P_4/0AA | 8101501 | no | no |  |  | no |  |  | 0 | 0 | 0 | 0
oh_line_8101501_200834529 |  | ABCD | node_8101501_200833542 | node_8101501_200834529 | 57.685 | bal_3P_1/0AC | 8101501 | no | no |  |  | no |  |  | 0 | 0 | 0 | 0
oh_line_8101501_200834530 |  | ABCD | node_8101501_200834529 | node_8101501_200834530 | 131.221 | bal_3P_1/0AC | 8101501 | no | no |  |  | no |  |  | 0 | 0 | 0 | 0
oh_line_8101501_200834531 |  | ABCD | node_8101501_200834530 | node_8101501_200834531 | 105.137 | bal_3P_1/0AC | 8101501 | no | no |  |  | no |  |  | 0 | 0 | 0 | 0
oh_line_8101501_200834544 |  | AD | node_8101501_200834110 | node_8101501_200834544 | 108.616 | bal_1P_1/0AC | 8101501 | no | no |  |  | no |  |  | 0 | 0 | 0 | 0
oh_line_8101501_200834545 |  | AD | node_8101501_200834544 | node_8101501_200834545 | 149.889 | bal_1P_1/0AC | 8101501 | no | no |  |  | no |  |  | 0 | 0 | 0 | 0
oh_line_8101501_200834546 |  | AD | node_8101501_200834545 | node_8101501_200834546 | 152.547 | bal_1P_1/0AC | 8101501 | no | no |  |  | no |  |  | 0 | 0 | 0 | 0
oh_line_8101501_200834547 |  | AD | node_8101501_200834546 | node_8101501_200834547 | 145.602 | bal_1P_1/0AC | 8101501 | no | no |  |  | no |  |  | 0 | 0 | 0 | 0
oh_line_8101501_200834574 |  | AD | node_8101501_200834181 | node_intto1_8101501_200834574 | 45.896 | bal_1P_1/0AC | 8101501 | no | no |  |  | no |  |  | 0 | 0 | 0 | 0
oh_line_8101501_200834575 |  | AD | node_8101501_200834574 | node_8101501_200834575 | 313.245 | bal_1P_1/0AC | 8101501 | no | no |  |  | no |  |  | 0 | 0 | 0 | 0
oh_line_8101501_200834576 |  | AD | node_8101501_200834575 | node_8101501_200834576 | 292.911 | bal_1P_1/0AC | 8101501 | no | no |  |  | no |  |  | 0 | 0 | 0 | 0
oh_line_8101501_200834577 |  | AD | node_8101501_200834576 | node_8101501_200834577 | 271.056 | bal_1P_1/0AC | 8101501 | no | no |  |  | no |  |  | 0 | 0 | 0 | 0
oh_line_8101501_200834745 |  | ABCD | node_8101501_200833337 | node_8101501_200834745 | 263.004 | bal_3P_1/0AA | 8101501 | no | no |  |  | no |  |  | 0 | 0 | 0 | 0
oh_line_8101501_200834746 |  | ABCD | node_8101501_200834745 | node_8101501_200834746 | 241.176 | bal_3P_1/0AA | 8101501 | no | no |  |  | no |  |  | 0 | 0 | 0 | 0
oh_line_8101501_200834747 |  | ABCD | node_8101501_200834746 | node_8101501_200834747 | 254.476 | bal_3P_1/0AA | 8101501 | no | no |  |  | no |  |  | 0 | 0 | 0 | 0
oh_line_8101501_200834749 |  | AD | node_8101501_200834747 | node_8101501_200834749 | 216.028 | bal_1P_1/0AA | 8101501 | no | no |  |  | no |  |  | 0 | 0 | 0 | 0
oh_line_8101501_200834750 |  | AD | node_8101501_200834749 | node_8101501_200834750 | 163.712 | bal_1P_1/0AA | 8101501 | no | no |  |  | no |  |  | 0 | 0 | 0 | 0
oh_line_8101501_200834751 |  | AD | node_8101501_200834750 | node_8101501_200834751 | 195.976 | bal_1P_1/0AA | 8101501 | no | no |  |  | no |  |  | 0 | 0 | 0 | 0
oh_line_8101501_200834752 |  | AD | node_8101501_200834751 | node_8101501_200834752 | 226.106 | bal_1P_1/0AA | 8101501 | no | no |  |  | no |  |  | 0 | 0 | 0 | 0
oh_line_8101501_200948307 |  | AD | node_8101501_200834019 | node_8101501_200948307 | 90.106 | bal_1P_4CU | 8101501 | no | no |  |  | no |  |  | 0 | 0 | 0 | 0
oh_line_8101501_200952746 |  | ABCD | node_8101501_200833360 | node_8101501_200952746 | 100.256 | bal_3P_477AL | 8101501 | no | no |  |  | no |  |  | 0 | 0 | 0 | 0
oh_line_8101501_200953068 |  | AD | node_8101501_200833549 | node_8101501_200953068 | 145.006 | bal_1P_2AC | 8101501 | no | no |  |  | no |  |  | 0 | 0 | 0 | 0
oh_line_8101501_200955408 |  | ABCD | node_8101501_200833443 | node_8101501_200955408 | 75.396 | bal_3P_477AL | 8101501 | no | no |  |  | no |  |  | 0 | 0 | 0 | 0
oh_line_8101501_200957018 |  | AD | node_8101501_200833581 | node_8101501_200957018 | 144.445 | bal_1P_1/0AC | 8101501 | no | no |  |  | no |  |  | 0 | 0 | 0 | 0
oh_line_8101501_200958563 |  | ABCD | node_8101501_200832718 | node_8101501_200958563 | 142.797 | bal_3P_2/0CU | 8101501 | no | no |  |  | no |  |  | 0 | 0 | 0 | 0
oh_line_8101501_200959768 |  | ABCD | node_8101501_200832707 | node_8101501_200959768 | 117.592 | bal_3P_2/0CU | 8101501 | no | no |  |  | no |  |  | 0 | 0 | 0 | 0
oh_line_8101501_200963929 |  | ABCD | node_8101501_200833211 | node_8101501_200963929 | 168.65 | bal_3P_477AL | 8101501 | no | no |  |  | no |  |  | 0 | 0 | 0 | 0
oh_line_8101501_200965243 |  | ABCD | node_8101501_200833179 | node_8101501_200965243 | 119.815 | bal_3P_477AL | 8101501 | no | no |  |  | no |  |  | 0 | 0 | 0 | 0
oh_line_8101501_200973737 |  | AD | node_8101501_200834181 | node_8101501_200973737 | 243.393 | bal_1P_1/0AA | 8101501 | no | no |  |  | no |  |  | 0 | 0 | 0 | 0
oh_line_8101501_200982364 |  | AD | node_8101501_200833542 | node_8101501_200982364 | 152.833 | bal_1P_2AC | 8101501 | no | no |  |  | no |  |  | 0 | 0 | 0 | 0
oh_line_8101501_200984720 |  | ABCD | node_8101501_200833230 | node_8101501_200984720 | 122.585 | bal_3P_2/0CU | 8101501 | no | no |  |  | no |  |  | 0 | 0 | 0 | 0
oh_line_8101501_201020347 |  | AD | node_8101501_200832918 | node_8101501_201020347 | 87.786 | bal_1P_1/0AC | 8101501 | no | no |  |  | no |  |  | 0 | 0 | 0 | 0
oh_line_8101501_201025843 |  | ABCD | node_8101501_200958563 | node_8101501_201025843 | 141.883 | bal_3P_2/0CU | 8101501 | no | no |  |  | no |  |  | 0 | 0 | 0 | 0
oh_line_8101501_201030762 |  | ABCD | node_8101501_201030764 | node_8101501_201030762 | 121.52 | bal_3P_2/0CU | 8101501 | no | no |  |  | no |  |  | 0 | 0 | 0 | 0
oh_line_8101501_201030764 |  | ABCD | node_8101501_200833201 | node_8101501_201030764 | 74.962 | bal_3P_2/0CU | 8101501 | no | no |  |  | no |  |  | 0 | 0 | 0 | 0
oh_line_8101501_201044334-1 |  | ABCD | node_8101501_200833198 | node_intto1_312011919 | 5.92 | bal_3P_477AL | 8101501 | no | no |  |  | no |  |  | 0 | 0 | 0 | 0
oh_line_8101501_201044334-2 |  | ABCD | node_312011919 | node_intto1_220416131 | 5.852 | bal_3P_477AL | 8101501 | no | no |  |  | no |  |  | 0 | 0 | 0 | 0
oh_line_8101501_201044334-3 |  | ABCD | node_220416131 | node_8101501_201044334 | 91.318 | bal_3P_477AL | 8101501 | no | no |  |  | no |  |  | 0 | 0 | 0 | 0
oh_line_8101501_201060332 |  | AD | node_8101501_200833161 | node_intto1_8101501_201060332 | 69.266 | bal_1P_4CU | 8101501 | no | no |  |  | no |  |  | 0 | 0 | 0 | 0
oh_line_8101501_310008259 |  | ABCD | node_8101501_200833291 | node_8101501_310008259 | 161.088 | bal_3P_4CU | 8101501 | no | no |  |  | no |  |  | 0 | 0 | 0 | 0
oh_line_8101501_310034267 |  | ABCD | node_8101501_310034268 | node_8101501_310034267 | 96.6 | bal_3P_477AL | 8101501 | no | no |  |  | no |  |  | 0 | 0 | 0 | 0
oh_line_8101501_310034268 |  | ABCD | node_8101501_310034269 | node_8101501_310034268 | 116.878 | bal_3P_477AL | 8101501 | no | no |  |  | no |  |  | 0 | 0 | 0 | 0
oh_line_8101501_310034269 |  | ABCD | node_8101501_310034270 | node_8101501_310034269 | 139.426 | bal_3P_477AL | 8101501 | no | no |  |  | no |  |  | 0 | 0 | 0 | 0
oh_line_8101501_310034270 |  | ABCD | node_8101501_310034271 | node_8101501_310034270 | 154.211 | bal_3P_477AL | 8101501 | no | no |  |  | no |  |  | 0 | 0 | 0 | 0
oh_line_8101501_310034271 |  | ABCD | node_8101501_310034272 | node_8101501_310034271 | 136.941 | bal_3P_477AL | 8101501 | no | no |  |  | no |  |  | 0 | 0 | 0 | 0
oh_line_8101501_310034272 |  | ABCD | node_8101501_200952746 | node_8101501_310034272 | 116.593 | bal_3P_477AL | 8101501 | no | no |  |  | no |  |  | 0 | 0 | 0 | 0
oh_line_8101501_310034644 |  | ABCD | node_8101501_312113792 | node_8101501_310034644 | 138.087 | bal_3P_477AL | 8101501 | no | no |  |  | no |  |  | 0 | 0 | 0 | 0
oh_line_8101501_310034647 |  | ABCD | node_8101501_310034648 | node_8101501_310034647 | 73.221 | bal_3P_477AL | 8101501 | no | no |  |  | no |  |  | 0 | 0 | 0 | 0
oh_line_8101501_310034648 |  | ABCD | node_8101501_500000083 | node_8101501_310034648 | 163.992 | bal_3P_477AL | 8101501 | no | no |  |  | no |  |  | 0 | 0 | 0 | 0
oh_line_8101501_310034649 |  | ABCD | node_8101501_200833346 | node_8101501_310034649 | 131.53 | bal_3P_477AL | 8101501 | no | no |  |  | no |  |  | 0 | 0 | 0 | 0
oh_line_8101501_310034650 |  | ABCD | node_8101501_310034649 | node_8101501_310034650 | 70.919 | bal_3P_477AL | 8101501 | no | no |  |  | no |  |  | 0 | 0 | 0 | 0
oh_line_8101501_311977010 |  | ABCD | node_8101501_200834153 | node_8101501_311977010 | 18.873 | bal_3P_1/0AC | 8101501 | no | no |  |  | no |  |  | 0 | 0 | 0 | 0
oh_line_8101501_312113792 |  | ABCD | node_8101501_200833367 | node_8101501_312113792 | 99.47 | bal_3P_477AL | 8101501 | no | no |  |  | no |  |  | 0 | 0 | 0 | 0
oh_line_8101501_500000083-1 |  | ABCD | node_8101501_500000083 | node_intto1_1402668_909_15310312_121 | 46.212 | bal_3P_477AL | 8101501 | no | no |  |  | no |  |  | 0 | 0 | 0 | 0
oh_line_8101501_500000083-2 |  | ABCD | node_8101501_310034649 | node_8101501_500000083 | 110.342 | bal_3P_477AL | 8101501 | no | no |  |  | no |  |  | 0 | 0 | 0 | 0
oh_line_TAP_OH_898045 |  | ABCN | node_8101501_200832710 | node_1397751_676_15306970_626 | 0.033 | unb_TAPWIRE_OH | 8101501 | no | no |  |  | no |  |  | 0 | 0 | 0 | 0
oh_line_TAP_OH_898046 |  | ABCN | node_8101501_200832728 | node_1398500_067_15308406_157 | 0.033 | unb_TAPWIRE_OH | 8101501 | no | no |  |  | no |  |  | 0 | 0 | 0 | 0
oh_line_TAP_OH_898062 |  | AN | node_8101501_200832909 | node_1398530_068_15307918_824 | 0.033 | unb_TAPWIRE_OH | 8101501 | no | no |  |  | no |  |  | 0 | 0 | 0 | 0
oh_line_TAP_OH_898063 |  | AN | node_8101501_200832913 | node_1398627_095_15307608_617 | 0.033 | unb_TAPWIRE_OH | 8101501 | no | no |  |  | no |  |  | 0 | 0 | 0 | 0
oh_line_TAP_OH_898064 |  | AN | node_8101501_200832926 | node_1399168_067_15307870_024 | 0.033 | unb_TAPWIRE_OH | 8101501 | no | no |  |  | no |  |  | 0 | 0 | 0 | 0
oh_line_TAP_OH_898065 |  | ABCN | node_8101501_200832935 | node_1398438_017_15308203_345 | 0.033 | unb_TAPWIRE_OH | 8101501 | no | no |  |  | no |  |  | 0 | 0 | 0 | 0
oh_line_TAP_OH_898066 |  | AN | node_8101501_200832938 | node_1399790_285_15308203_68 | 0.033 | unb_TAPWIRE_OH | 8101501 | no | no |  |  | no |  |  | 0 | 0 | 0 | 0
oh_line_TAP_OH_898069 |  | AN | node_8101501_200832949 | node_1399532_831_15308637_502 | 0.033 | unb_TAPWIRE_OH | 8101501 | no | no |  |  | no |  |  | 0 | 0 | 0 | 0
oh_line_TAP_OH_898070 |  | AN | node_8101501_200832957 | node_1399050_491_15308628_786 | 0.033 | unb_TAPWIRE_OH | 8101501 | no | no |  |  | no |  |  | 0 | 0 | 0 | 0
oh_line_TAP_OH_898080 |  | AN | node_8101501_200833156 | node_1401456_615_15313836_648 | 0.033 | unb_TAPWIRE_OH | 8101501 | no | no |  |  | no |  |  | 0 | 0 | 0 | 0
oh_line_TAP_OH_898081 |  | AN | node_8101501_200833157 | node_1403264_535_15316525_775 | 0.033 | unb_TAPWIRE_OH | 8101501 | no | no |  |  | no |  |  | 0 | 0 | 0 | 0
oh_line_TAP_OH_898082 |  | ABCN | node_8101501_200833160 | node_1398647_745_15308775_56 | 0.033 | unb_TAPWIRE_OH | 8101501 | no | no |  |  | no |  |  | 0 | 0 | 0 | 0
oh_line_TAP_OH_898084 |  | ABCN | node_8101501_200833174 | node_1399806_562_15310647_986 | 0.033 | unb_TAPWIRE_OH | 8101501 | no | no |  |  | no |  |  | 0 | 0 | 0 | 0
oh_line_TAP_OH_898085 |  | ABCN | node_8101501_200833179 | node_1400093_878_15311121_652 | 0.033 | unb_TAPWIRE_OH | 8101501 | no | no |  |  | no |  |  | 0 | 0 | 0 | 0
oh_line_TAP_OH_898086 |  | ABCN | node_8101501_200833188 | node_1400458_252_15311739_311 | 0.033 | unb_TAPWIRE_OH | 8101501 | no | no |  |  | no |  |  | 0 | 0 | 0 | 0
oh_line_TAP_OH_898087 |  | ABCN | node_8101501_200833193 | node_1400538_284_15311962_997 | 0.033 | unb_TAPWIRE_OH | 8101501 | no | no |  |  | no |  |  | 0 | 0 | 0 | 0
oh_line_TAP_OH_898088 |  | ABCN | node_8101501_200833197 | node_1400672_145_15312286_112 | 0.033 | unb_TAPWIRE_OH | 8101501 | no | no |  |  | no |  |  | 0 | 0 | 0 | 0
oh_line_TAP_OH_898089 |  | ABCN | node_8101501_200833204 | node_1400950_406_15312903_059 | 0.033 | unb_TAPWIRE_OH | 8101501 | no | no |  |  | no |  |  | 0 | 0 | 0 | 0
oh_line_TAP_OH_898090 |  | ABCN | node_8101501_200833206 | node_1400975_722_15313177_262 | 0.033 | unb_TAPWIRE_OH | 8101501 | no | no |  |  | no |  |  | 0 | 0 | 0 | 0
oh_line_TAP_OH_898091 |  | ABCN | node_8101501_200833216 | node_1401321_61_15314088_152 | 0.033 | unb_TAPWIRE_OH | 8101501 | no | no |  |  | no |  |  | 0 | 0 | 0 | 0
oh_line_TAP_OH_898092 |  | ABCN | node_8101501_200833221 | node_1401562_895_15314485_841 | 0.033 | unb_TAPWIRE_OH | 8101501 | no | no |  |  | no |  |  | 0 | 0 | 0 | 0
oh_line_TAP_OH_898094 |  | ABCN | node_8101501_200833233 | node_1401953_374_15314993_482 | 0.033 | unb_TAPWIRE_OH | 8101501 | no | no |  |  | no |  |  | 0 | 0 | 0 | 0
oh_line_TAP_OH_898095 |  | ABCN | node_8101501_200833235 | node_1402287_924_15315321_849 | 0.033 | unb_TAPWIRE_OH | 8101501 | no | no |  |  | no |  |  | 0 | 0 | 0 | 0
oh_line_TAP_OH_898096 |  | AN | node_8101501_200833240 | node_1402224_598_15315827_381 | 0.033 | unb_TAPWIRE_OH | 8101501 | no | no |  |  | no |  |  | 0 | 0 | 0 | 0
oh_line_TAP_OH_898097 |  | AN | node_8101501_200833242 | node_1402333_318_15315538_532 | 0.033 | unb_TAPWIRE_OH | 8101501 | no | no |  |  | no |  |  | 0 | 0 | 0 | 0
oh_line_TAP_OH_898098 |  | AN | node_8101501_200833243 | node_1402143_377_15315323_394 | 0.033 | unb_TAPWIRE_OH | 8101501 | no | no |  |  | no |  |  | 0 | 0 | 0 | 0
oh_line_TAP_OH_898099 |  | ABCN | node_8101501_200833245 | node_1402692_708_15315756_251 | 0.033 | unb_TAPWIRE_OH | 8101501 | no | no |  |  | no |  |  | 0 | 0 | 0 | 0
oh_line_TAP_OH_898101 |  | ABCN | node_8101501_200833249 | node_1402761_79_15316170_291 | 0.033 | unb_TAPWIRE_OH | 8101501 | no | no |  |  | no |  |  | 0 | 0 | 0 | 0
oh_line_TAP_OH_898102 |  | ABCN | node_8101501_200833253 | node_1403160_079_15316272_417 | 0.033 | unb_TAPWIRE_OH | 8101501 | no | no |  |  | no |  |  | 0 | 0 | 0 | 0
oh_line_TAP_OH_898104 |  | ABCN | node_8101501_200833256 | node_1403447_439_15316338_28 | 0.033 | unb_TAPWIRE_OH | 8101501 | no | no |  |  | no |  |  | 0 | 0 | 0 | 0
oh_line_TAP_OH_898106 |  | AN | node_8101501_200833266 | node_1402012_965_15314308_634 | 0.033 | unb_TAPWIRE_OH | 8101501 | no | no |  |  | no |  |  | 0 | 0 | 0 | 0
oh_line_TAP_OH_898107 |  | AN | node_8101501_200833279 | node_1399192_756_15308867_329 | 0.033 | unb_TAPWIRE_OH | 8101501 | no | no |  |  | no |  |  | 0 | 0 | 0 | 0
oh_line_TAP_OH_898108 |  | AN | node_8101501_200833284 | node_1399589_87_15308893_012 | 0.033 | unb_TAPWIRE_OH | 8101501 | no | no |  |  | no |  |  | 0 | 0 | 0 | 0
oh_line_TAP_OH_898110 |  | AN | node_8101501_200833299 | node_1401358_958_15309597_51 | 0.033 | unb_TAPWIRE_OH | 8101501 | no | no |  |  | no |  |  | 0 | 0 | 0 | 0
oh_line_TAP_OH_898111 |  | AN | node_8101501_200833301 | node_1401262_168_15309268_453 | 0.033 | unb_TAPWIRE_OH | 8101501 | no | no |  |  | no |  |  | 0 | 0 | 0 | 0
oh_line_TAP_OH_898112 |  | AN | node_8101501_200833305 | node_1401612_137_15309437_053 | 0.033 | unb_TAPWIRE_OH | 8101501 | no | no |  |  | no |  |  | 0 | 0 | 0 | 0
oh_line_TAP_OH_898113 |  | AN | node_8101501_200833306 | node_1401734_269_15309427_569 | 0.033 | unb_TAPWIRE_OH | 8101501 | no | no |  |  | no |  |  | 0 | 0 | 0 | 0
oh_line_TAP_OH_898114 |  | ABCN | node_8101501_200833307 | node_1399273_095_15309212_138 | 0.033 | unb_TAPWIRE_OH | 8101501 | no | no |  |  | no |  |  | 0 | 0 | 0 | 0
oh_line_TAP_OH_898115 |  | ABCN | node_8101501_200833310 | node_1399575_849_15309232_634 | 0.033 | unb_TAPWIRE_OH | 8101501 | no | no |  |  | no |  |  | 0 | 0 | 0 | 0
oh_line_TAP_OH_898116 |  | ABCN | node_8101501_200833313 | node_1399944_131_15309270_888 | 0.033 | unb_TAPWIRE_OH | 8101501 | no | no |  |  | no |  |  | 0 | 0 | 0 | 0
oh_line_TAP_OH_898117 |  | AN | node_8101501_200833321 | node_1399644_78_15309592_032 | 0.033 | unb_TAPWIRE_OH | 8101501 | no | no |  |  | no |  |  | 0 | 0 | 0 | 0
oh_line_TAP_OH_898118 |  | AN | node_8101501_200833324 | node_1399922_335_15309605_243 | 0.033 | unb_TAPWIRE_OH | 8101501 | no | no |  |  | no |  |  | 0 | 0 | 0 | 0
oh_line_TAP_OH_898119 |  | ABCN | node_8101501_200833333 | node_1399315_24_15310437_627 | 0.033 | unb_TAPWIRE_OH | 8101501 | no | no |  |  | no |  |  | 0 | 0 | 0 | 0
oh_line_TAP_OH_898121 |  | ABCN | node_8101501_200833346 | node_1402835_515_15310108_661 | 0.033 | unb_TAPWIRE_OH | 8101501 | no | no |  |  | no |  |  | 0 | 0 | 0 | 0
oh_line_TAP_OH_898167 |  | ABCN | node_8101501_200833475 | node_1400822_714_15310344_311 | 0.033 | unb_TAPWIRE_OH | 8101501 | no | no |  |  | no |  |  | 0 | 0 | 0 | 0
oh_line_TAP_OH_898178 |  | AN | node_8101501_200833532 | node_1400678_629_15311114_273 | 0.033 | unb_TAPWIRE_OH | 8101501 | no | no |  |  | no |  |  | 0 | 0 | 0 | 0
oh_line_TAP_OH_898179 |  | AN | node_8101501_200833535 | node_1401025_915_15311134_292 | 0.033 | unb_TAPWIRE_OH | 8101501 | no | no |  |  | no |  |  | 0 | 0 | 0 | 0
oh_line_TAP_OH_898180 |  | ABCN | node_8101501_200833542 | node_1401306_07_15312245_206 | 0.033 | unb_TAPWIRE_OH | 8101501 | no | no |  |  | no |  |  | 0 | 0 | 0 | 0
oh_line_TAP_OH_898181 |  | ABCN | node_8101501_200833554 | node_1400343_799_15312384_229 | 0.033 | unb_TAPWIRE_OH | 8101501 | no | no |  |  | no |  |  | 0 | 0 | 0 | 0
oh_line_TAP_OH_898183 |  | ABCN | node_8101501_200833564 | node_1400011_217_15312249_926 | 0.033 | unb_TAPWIRE_OH | 8101501 | no | no |  |  | no |  |  | 0 | 0 | 0 | 0
oh_line_TAP_OH_898185 |  | ABCN | node_8101501_200833569 | node_1399625_184_15311786_758 | 0.033 | unb_TAPWIRE_OH | 8101501 | no | no |  |  | no |  |  | 0 | 0 | 0 | 0
oh_line_TAP_OH_898186 |  | AN | node_8101501_200833574 | node_1400474_958_15312776_29 | 0.033 | unb_TAPWIRE_OH | 8101501 | no | no |  |  | no |  |  | 0 | 0 | 0 | 0
oh_line_TAP_OH_898187 |  | AN | node_8101501_200833578 | node_1400709_835_15313161_421 | 0.033 | unb_TAPWIRE_OH | 8101501 | no | no |  |  | no |  |  | 0 | 0 | 0 | 0
oh_line_TAP_OH_898188 |  | AN | node_8101501_200833586 | node_1400264_133_15312164_614 | 0.033 | unb_TAPWIRE_OH | 8101501 | no | no |  |  | no |  |  | 0 | 0 | 0 | 0
oh_line_TAP_OH_898413 |  | AN | node_8101501_200834106 | node_1401219_444_15312949_342 | 0.033 | unb_TAPWIRE_OH | 8101501 | no | no |  |  | no |  |  | 0 | 0 | 0 | 0
oh_line_TAP_OH_898414 |  | AN | node_8101501_200834109 | node_1401383_444_15313378_878 | 0.033 | unb_TAPWIRE_OH | 8101501 | no | no |  |  | no |  |  | 0 | 0 | 0 | 0
oh_line_TAP_OH_898415 |  | AN | node_8101501_200834114 | node_1402457_623_15314323_353 | 0.033 | unb_TAPWIRE_OH | 8101501 | no | no |  |  | no |  |  | 0 | 0 | 0 | 0
oh_line_TAP_OH_898416 |  | AN | node_8101501_200834117 | node_1402432_355_15314718_456 | 0.033 | unb_TAPWIRE_OH | 8101501 | no | no |  |  | no |  |  | 0 | 0 | 0 | 0
oh_line_TAP_OH_898417 |  | AN | node_8101501_200834121 | node_1402700_074_15314916_284 | 0.033 | unb_TAPWIRE_OH | 8101501 | no | no |  |  | no |  |  | 0 | 0 | 0 | 0
oh_line_TAP_OH_898419 |  | AN | node_8101501_200834130 | node_1401366_027_15313934_682 | 0.033 | unb_TAPWIRE_OH | 8101501 | no | no |  |  | no |  |  | 0 | 0 | 0 | 0
oh_line_TAP_OH_898420 |  | AN | node_8101501_200834136 | node_1402022_091_15313985_974 | 0.033 | unb_TAPWIRE_OH | 8101501 | no | no |  |  | no |  |  | 0 | 0 | 0 | 0
oh_line_TAP_OH_898421 |  | AN | node_8101501_200834140 | node_1402212_202_15313871_788 | 0.033 | unb_TAPWIRE_OH | 8101501 | no | no |  |  | no |  |  | 0 | 0 | 0 | 0
oh_line_TAP_OH_898426 |  | ABCN | node_8101501_200834153 | node_1398690_773_15310136_373 | 0.033 | unb_TAPWIRE_OH | 8101501 | no | no |  |  | no |  |  | 0 | 0 | 0 | 0
oh_line_TAP_OH_898431 |  | ABCN | node_8101501_200834162 | node_1399312_148_15311543_075 | 0.033 | unb_TAPWIRE_OH | 8101501 | no | no |  |  | no |  |  | 0 | 0 | 0 | 0
oh_line_TAP_OH_898432 |  | ABCN | node_8101501_200834163 | node_1399334_386_15311739_738 | 0.033 | unb_TAPWIRE_OH | 8101501 | no | no |  |  | no |  |  | 0 | 0 | 0 | 0
oh_line_TAP_OH_898434 |  | ABCN | node_8101501_200834166 | node_1399469_477_15312131_198 | 0.033 | unb_TAPWIRE_OH | 8101501 | no | no |  |  | no |  |  | 0 | 0 | 0 | 0
oh_line_TAP_OH_898435 |  | AN | node_8101501_200834169 | node_1399392_122_15312562_531 | 0.033 | unb_TAPWIRE_OH | 8101501 | no | no |  |  | no |  |  | 0 | 0 | 0 | 0
oh_line_TAP_OH_898436 |  | AN | node_8101501_200834173 | node_1400171_722_15313012_501 | 0.033 | unb_TAPWIRE_OH | 8101501 | no | no |  |  | no |  |  | 0 | 0 | 0 | 0
oh_line_TAP_OH_898439 |  | AN | node_8101501_200834178 | node_1400432_353_15313847_432 | 0.033 | unb_TAPWIRE_OH | 8101501 | no | no |  |  | no |  |  | 0 | 0 | 0 | 0
oh_line_TAP_OH_898440 |  | AN | node_8101501_200834180 | node_1400683_403_15314255_051 | 0.033 | unb_TAPWIRE_OH | 8101501 | no | no |  |  | no |  |  | 0 | 0 | 0 | 0
oh_line_TAP_OH_898443 |  | AN | node_8101501_200834187 | node_1399836_029_15309995_831 | 0.033 | unb_TAPWIRE_OH | 8101501 | no | no |  |  | no |  |  | 0 | 0 | 0 | 0
oh_line_TAP_OH_898461 |  | AN | node_8101501_200834229 | node_1402456_15_15316058_455 | 0.033 | unb_TAPWIRE_OH | 8101501 | no | no |  |  | no |  |  | 0 | 0 | 0 | 0
oh_line_TAP_OH_898462 |  | AN | node_8101501_200834236 | node_1402271_529_15314834_506 | 0.033 | unb_TAPWIRE_OH | 8101501 | no | no |  |  | no |  |  | 0 | 0 | 0 | 0
oh_line_TAP_OH_898463 |  | AN | node_8101501_200834239 | node_1402480_208_15315051_376 | 0.033 | unb_TAPWIRE_OH | 8101501 | no | no |  |  | no |  |  | 0 | 0 | 0 | 0
oh_line_TAP_OH_898475 |  | ABCN | node_8101501_200834279 | node_1399268_948_15310654_84 | 0.033 | unb_TAPWIRE_OH | 8101501 | no | no |  |  | no |  |  | 0 | 0 | 0 | 0
oh_line_TAP_OH_898485 |  | ABCN | node_8101501_200834305 | node_1402871_436_15315548_455 | 0.033 | unb_TAPWIRE_OH | 8101501 | no | no |  |  | no |  |  | 0 | 0 | 0 | 0
oh_line_TAP_OH_898580 |  | AN | node_8101501_200834544 | node_1401547_436_15313440_001 | 0.033 | unb_TAPWIRE_OH | 8101501 | no | no |  |  | no |  |  | 0 | 0 | 0 | 0
oh_line_TAP_OH_898581 |  | AN | node_8101501_200834546 | node_1401850_979_15313467_055 | 0.033 | unb_TAPWIRE_OH | 8101501 | no | no |  |  | no |  |  | 0 | 0 | 0 | 0
oh_line_TAP_OH_898582 |  | AN | node_8101501_200834547 | node_1402007_647_15313473_773 | 0.033 | unb_TAPWIRE_OH | 8101501 | no | no |  |  | no |  |  | 0 | 0 | 0 | 0
oh_line_TAP_OH_898595 |  | AN | node_8101501_200834575 | node_1400470_313_15314406_6 | 0.033 | unb_TAPWIRE_OH | 8101501 | no | no |  |  | no |  |  | 0 | 0 | 0 | 0
oh_line_TAP_OH_898663 |  | AN | node_8101501_200834752 | node_1398440_612_15309070_421 | 0.033 | unb_TAPWIRE_OH | 8101501 | no | no |  |  | no |  |  | 0 | 0 | 0 | 0
oh_line_TAP_OH_920491 |  | AN | node_8101501_200948307 | node_1400299_623_15310788_667 | 0.033 | unb_TAPWIRE_OH | 8101501 | no | no |  |  | no |  |  | 0 | 0 | 0 | 0
oh_line_TAP_OH_921154 |  | ABCN | node_8101501_200952746 | node_1401667_523_15310393_887 | 0.033 | unb_TAPWIRE_OH | 8101501 | no | no |  |  | no |  |  | 0 | 0 | 0 | 0
oh_line_TAP_OH_921475 |  | ABCN | node_8101501_200955408 | node_1400489_297_15310320_801 | 0.033 | unb_TAPWIRE_OH | 8101501 | no | no |  |  | no |  |  | 0 | 0 | 0 | 0
oh_line_TAP_OH_921542 |  | AN | node_8101501_200957018 | node_1400828_562_15313670_922 | 0.033 | unb_TAPWIRE_OH | 8101501 | no | no |  |  | no |  |  | 0 | 0 | 0 | 0
oh_line_TAP_OH_922891 |  | ABCN | node_8101501_200963929 | node_1401208_591_15313785_778 | 0.033 | unb_TAPWIRE_OH | 8101501 | no | no |  |  | no |  |  | 0 | 0 | 0 | 0
oh_line_TAP_OH_924700 |  | AN | node_8101501_200973737 | node_1401018_156_15314573_855 | 0.033 | unb_TAPWIRE_OH | 8101501 | no | no |  |  | no |  |  | 0 | 0 | 0 | 0
oh_line_TAP_OH_934652 |  | ABCN | node_8101501_201044334 | node_1400749_428_15312500_589 | 0.033 | unb_TAPWIRE_OH | 8101501 | no | no |  |  | no |  |  | 0 | 0 | 0 | 0
oh_line_TAP_OH_1573633 |  | AN | node_8101501_200832719 | node_1397608_863_15307618_867 | 0.033 | unb_TAPWIRE_OH | 8101501 | no | no |  |  | no |  |  | 0 | 0 | 0 | 0
oh_line_TAP_OH_2137340 |  | ABCN | node_8101501_310008259 | node_1400462_03_15309422_122 | 0.033 | unb_TAPWIRE_OH | 8101501 | no | no |  |  | no |  |  | 0 | 0 | 0 | 0
oh_line_TAP_OH_2137341 |  | ABCN | node_8101501_310008259 | node_1400480_751_15309413_546 | 0.033 | unb_TAPWIRE_OH | 8101501 | no | no |  |  | no |  |  | 0 | 0 | 0 | 0
oh_line_TAP_OH_2137342 |  | ABCN | node_8101501_310008259 | node_1400445_629_15309436_931 | 0.033 | unb_TAPWIRE_OH | 8101501 | no | no |  |  | no |  |  | 0 | 0 | 0 | 0
oh_line_TAP_OH_2137343 |  | ABCN | node_8101501_200834155 | node_1398695_855_15310565_237 | 0.033 | unb_TAPWIRE_OH | 8101501 | no | no |  |  | no |  |  | 0 | 0 | 0 | 0
oh_line_TAP_OH_2137344 |  | ABCN | node_8101501_200834155 | node_1398689_08_15310540_157 | 0.033 | unb_TAPWIRE_OH | 8101501 | no | no |  |  | no |  |  | 0 | 0 | 0 | 0
oh_line_TAP_OH_2137345 |  | ABCN | node_8101501_200834155 | node_1398707_219_15310587_146 | 0.033 | unb_TAPWIRE_OH | 8101501 | no | no |  |  | no |  |  | 0 | 0 | 0 | 0
oh_line_TAP_OH_2137349 |  | ABCN | node_8101501_200833226 | node_1401655_546_15315137_149 | 0.033 | unb_TAPWIRE_OH | 8101501 | no | no |  |  | no |  |  | 0 | 0 | 0 | 0
oh_line_TAP_OH_2137350 |  | ABCN | node_8101501_200833226 | node_1401642_124_15315117_451 | 0.033 | unb_TAPWIRE_OH | 8101501 | no | no |  |  | no |  |  | 0 | 0 | 0 | 0
oh_line_TAP_OH_2137357 |  | ABCN | node_8101501_200834747 | node_1398733_735_15309799_045 | 0.033 | unb_TAPWIRE_OH | 8101501 | no | no |  |  | no |  |  | 0 | 0 | 0 | 0
oh_line_TAP_OH_2137358 |  | ABCN | node_8101501_200834747 | node_1398754_707_15309806_777 | 0.033 | unb_TAPWIRE_OH | 8101501 | no | no |  |  | no |  |  | 0 | 0 | 0 | 0
oh_line_TAP_OH_2137378 |  | ABCN | node_8101501_200832945 | node_1399356_292_15308277_445 | 0.033 | unb_TAPWIRE_OH | 8101501 | no | no |  |  | no |  |  | 0 | 0 | 0 | 0
oh_line_TAP_OH_2137379 |  | ABCN | node_8101501_200832945 | node_1399365_763_15308277_5 | 0.033 | unb_TAPWIRE_OH | 8101501 | no | no |  |  | no |  |  | 0 | 0 | 0 | 0
oh_line_TAP_OH_2137391 |  | ABCN | node_8101501_200833166 | node_1399527_691_15310165_308 | 0.033 | unb_TAPWIRE_OH | 8101501 | no | no |  |  | no |  |  | 0 | 0 | 0 | 0
oh_line_TAP_OH_2137392 |  | ABCN | node_8101501_200833166 | node_1399506_763_15310162_533 | 0.033 | unb_TAPWIRE_OH | 8101501 | no | no |  |  | no |  |  | 0 | 0 | 0 | 0
oh_line_TAP_OH_2137398 |  | ABCN | node_8101501_200833561 | node_1400224_323_15312661_573 | 0.033 | unb_TAPWIRE_OH | 8101501 | no | no |  |  | no |  |  | 0 | 0 | 0 | 0
oh_line_TAP_OH_2137399 |  | ABCN | node_8101501_200833561 | node_1400225_837_15312688_136 | 0.033 | unb_TAPWIRE_OH | 8101501 | no | no |  |  | no |  |  | 0 | 0 | 0 | 0
oh_line_TAP_OH_2137400 |  | ABCN | node_8101501_200833561 | node_1400217_748_15312636_4 | 0.033 | unb_TAPWIRE_OH | 8101501 | no | no |  |  | no |  |  | 0 | 0 | 0 | 0
oh_line_TAP_OH_2137404 |  | ABCN | node_8101501_200833254 | node_1403285_186_15316247_229 | 0.033 | unb_TAPWIRE_OH | 8101501 | no | no |  |  | no |  |  | 0 | 0 | 0 | 0
oh_line_TAP_OH_2137405 |  | ABCN | node_8101501_200833254 | node_1403302_946_15316259_177 | 0.033 | unb_TAPWIRE_OH | 8101501 | no | no |  |  | no |  |  | 0 | 0 | 0 | 0
oh_line_TAP_OH_2137406 |  | ABCN | node_8101501_200832941 | node_1398905_79_15308263_958 | 0.033 | unb_TAPWIRE_OH | 8101501 | no | no |  |  | no |  |  | 0 | 0 | 0 | 0
oh_line_TAP_OH_2137407 |  | ABCN | node_8101501_200832941 | node_1398919_607_15308265_811 | 0.033 | unb_TAPWIRE_OH | 8101501 | no | no |  |  | no |  |  | 0 | 0 | 0 | 0
oh_line_TAP_OH_2137424 |  | ABCN | node_8101501_200833292 | node_1400525_311_15309413_775 | 0.033 | unb_TAPWIRE_OH | 8101501 | no | no |  |  | no |  |  | 0 | 0 | 0 | 0
oh_line_TAP_OH_2137425 |  | ABCN | node_8101501_200833292 | node_1400544_6_15309420_04 | 0.033 | unb_TAPWIRE_OH | 8101501 | no | no |  |  | no |  |  | 0 | 0 | 0 | 0
oh_line_TAP_OH_2137426 |  | ABCN | node_8101501_200833292 | node_1400505_502_15309414_42 | 0.033 | unb_TAPWIRE_OH | 8101501 | no | no |  |  | no |  |  | 0 | 0 | 0 | 0
oh_line_TAP_OH_2137436 |  | ABCN | node_8101501_200834177 | node_1400254_793_15313737_084 | 0.033 | unb_TAPWIRE_OH | 8101501 | no | no |  |  | no |  |  | 0 | 0 | 0 | 0
oh_line_TAP_OH_2137437 |  | ABCN | node_8101501_200834177 | node_1400269_135_15313750_987 | 0.033 | unb_TAPWIRE_OH | 8101501 | no | no |  |  | no |  |  | 0 | 0 | 0 | 0
oh_line_TAP_OH_2137454 |  | ABCN | node_8101501_200834282 | node_1399464_715_15310615_047 | 0.033 | unb_TAPWIRE_OH | 8101501 | no | no |  |  | no |  |  | 0 | 0 | 0 | 0
oh_line_TAP_OH_2137455 |  | ABCN | node_8101501_200834282 | node_1399481_223_15310629_914 | 0.033 | unb_TAPWIRE_OH | 8101501 | no | no |  |  | no |  |  | 0 | 0 | 0 | 0
oh_line_TAP_OH_2137465 |  | ABCN | node_8101501_200834746 | node_1398858_791_15310097_266 | 0.033 | unb_TAPWIRE_OH | 8101501 | no | no |  |  | no |  |  | 0 | 0 | 0 | 0
oh_line_TAP_OH_2137466 |  | ABCN | node_8101501_200834746 | node_1398856_887_15310071_001 | 0.033 | unb_TAPWIRE_OH | 8101501 | no | no |  |  | no |  |  | 0 | 0 | 0 | 0
oh_line_TAP_OH_2137495 |  | ABCN | node_8101501_200833246 | node_1398990_791_15309365_328 | 0.033 | unb_TAPWIRE_OH | 8101501 | no | no |  |  | no |  |  | 0 | 0 | 0 | 0
oh_line_TAP_OH_2137496 |  | ABCN | node_8101501_200833246 | node_1398985_092_15309339_778 | 0.033 | unb_TAPWIRE_OH | 8101501 | no | no |  |  | no |  |  | 0 | 0 | 0 | 0
oh_line_TAP_OH_2137497 |  | ABCN | node_8101501_200833246 | node_1399001_208_15309388_067 | 0.033 | unb_TAPWIRE_OH | 8101501 | no | no |  |  | no |  |  | 0 | 0 | 0 | 0
oh_line_TAP_OH_2137498 |  | ABCN | node_8101501_200834283 | node_1399396_166_15310942_361 | 0.033 | unb_TAPWIRE_OH | 8101501 | no | no |  |  | no |  |  | 0 | 0 | 0 | 0
oh_line_TAP_OH_2137499 |  | ABCN | node_8101501_200834283 | node_1399391_183_15310916_548 | 0.033 | unb_TAPWIRE_OH | 8101501 | no | no |  |  | no |  |  | 0 | 0 | 0 | 0
oh_line_TAP_OH_2137500 |  | ABCN | node_8101501_200834283 | node_1399405_943_15310965_604 | 0.033 | unb_TAPWIRE_OH | 8101501 | no | no |  |  | no |  |  | 0 | 0 | 0 | 0
oh_line_TAP_OH_2137509 |  | ABCN | node_8101501_200834159 | node_1399072_543_15311203_234 | 0.033 | unb_TAPWIRE_OH | 8101501 | no | no |  |  | no |  |  | 0 | 0 | 0 | 0
oh_line_TAP_OH_2137510 |  | ABCN | node_8101501_200834159 | node_1399081_974_15311213_657 | 0.033 | unb_TAPWIRE_OH | 8101501 | no | no |  |  | no |  |  | 0 | 0 | 0 | 0
oh_line_TAP_OH_2137511 |  | ABCN | node_8101501_200834159 | node_1399061_729_15311189_849 | 0.033 | unb_TAPWIRE_OH | 8101501 | no | no |  |  | no |  |  | 0 | 0 | 0 | 0
oh_line_TAP_OH_2137515 |  | ABCN | node_8101501_200834285 | node_1399769_639_15311203_236 | 0.033 | unb_TAPWIRE_OH | 8101501 | no | no |  |  | no |  |  | 0 | 0 | 0 | 0
oh_line_TAP_OH_2137516 |  | ABCN | node_8101501_200834285 | node_1399755_63_15311221_95 | 0.033 | unb_TAPWIRE_OH | 8101501 | no | no |  |  | no |  |  | 0 | 0 | 0 | 0
oh_line_TAP_OH_2137544 |  | ABCN | node_8101501_200834175 | node_1400365_092_15313239_428 | 0.033 | unb_TAPWIRE_OH | 8101501 | no | no |  |  | no |  |  | 0 | 0 | 0 | 0
oh_line_TAP_OH_2137545 |  | ABCN | node_8101501_200834175 | node_1400368_415_15313265_705 | 0.033 | unb_TAPWIRE_OH | 8101501 | no | no |  |  | no |  |  | 0 | 0 | 0 | 0
oh_line_TAP_OH_2137546 |  | ABCN | node_8101501_200834175 | node_1400356_827_15313215_159 | 0.033 | unb_TAPWIRE_OH | 8101501 | no | no |  |  | no |  |  | 0 | 0 | 0 | 0
oh_line_TAP_OH_2137573 |  | ABCN | node_8101501_200833567 | node_1399858_186_15312222_451 | 0.033 | unb_TAPWIRE_OH | 8101501 | no | no |  |  | no |  |  | 0 | 0 | 0 | 0
oh_line_TAP_OH_2137574 |  | ABCN | node_8101501_200833567 | node_1399853_25_15312208_775 | 0.033 | unb_TAPWIRE_OH | 8101501 | no | no |  |  | no |  |  | 0 | 0 | 0 | 0
oh_line_TAP_OH_2137575 |  | ABCN | node_8101501_200833567 | node_1399863_954_15312239_208 | 0.033 | unb_TAPWIRE_OH | 8101501 | no | no |  |  | no |  |  | 0 | 0 | 0 | 0
oh_line_TAP_OH_2137594 |  | ABCN | node_8101501_200833362 | node_1399860_774_15310217_798 | 0.033 | unb_TAPWIRE_OH | 8101501 | no | no |  |  | no |  |  | 0 | 0 | 0 | 0
oh_line_TAP_OH_2137595 |  | ABCN | node_8101501_200833362 | node_1399880_263_15310222_786 | 0.033 | unb_TAPWIRE_OH | 8101501 | no | no |  |  | no |  |  | 0 | 0 | 0 | 0
oh_line_TAP_OH_2137596 |  | ABCN | node_8101501_200833362 | node_1399841_019_15310219_75 | 0.033 | unb_TAPWIRE_OH | 8101501 | no | no |  |  | no |  |  | 0 | 0 | 0 | 0
oh_line_TAP_OH_2137599 |  | ABCN | node_8101501_200834157 | node_1398834_732_15310801_518 | 0.033 | unb_TAPWIRE_OH | 8101501 | no | no |  |  | no |  |  | 0 | 0 | 0 | 0
oh_line_TAP_OH_2137600 |  | ABCN | node_8101501_200834157 | node_1398830_063_15310775_602 | 0.033 | unb_TAPWIRE_OH | 8101501 | no | no |  |  | no |  |  | 0 | 0 | 0 | 0
oh_line_TAP_OH_2137609 |  | ABCN | node_8101501_200834185 | node_1399654_201_15309852_391 | 0.033 | unb_TAPWIRE_OH | 8101501 | no | no |  |  | no |  |  | 0 | 0 | 0 | 0
oh_line_TAP_OH_2137610 |  | ABCN | node_8101501_200834185 | node_1399673_445_15309858_911 | 0.033 | unb_TAPWIRE_OH | 8101501 | no | no |  |  | no |  |  | 0 | 0 | 0 | 0
oh_line_TAP_OH_2137611 |  | ABCN | node_8101501_200834185 | node_1399634_388_15309852_775 | 0.033 | unb_TAPWIRE_OH | 8101501 | no | no |  |  | no |  |  | 0 | 0 | 0 | 0
oh_line_TAP_OH_2137626 |  | ABCN | node_8101501_200834182 | node_1398296_555_15309323_783 | 0.033 | unb_TAPWIRE_OH | 8101501 | no | no |  |  | no |  |  | 0 | 0 | 0 | 0
oh_line_TAP_OH_2137627 |  | ABCN | node_8101501_200834182 | node_1398314_109_15309311_573 | 0.033 | unb_TAPWIRE_OH | 8101501 | no | no |  |  | no |  |  | 0 | 0 | 0 | 0
oh_line_TAP_OH_2137628 |  | ABCN | node_8101501_200834182 | node_1398281_98_15309341_702 | 0.033 | unb_TAPWIRE_OH | 8101501 | no | no |  |  | no |  |  | 0 | 0 | 0 | 0
oh_line_TAP_OH_2143737 |  | ABCN | node_8101501_200834165 | node_1399402_146_15311986_034 | 0.033 | unb_TAPWIRE_OH | 8101501 | no | no |  |  | no |  |  | 0 | 0 | 0 | 0
oh_line_TAP_OH_2143738 |  | ABCN | node_8101501_200834165 | node_1399406_801_15312008_989 | 0.033 | unb_TAPWIRE_OH | 8101501 | no | no |  |  | no |  |  | 0 | 0 | 0 | 0
oh_line_TAP_OH_2143739 |  | ABCN | node_8101501_200834165 | node_1399401_499_15311963_39 | 0.033 | unb_TAPWIRE_OH | 8101501 | no | no |  |  | no |  |  | 0 | 0 | 0 | 0
oh_line_TAP_OH_2143744 |  | ABCN | node_8101501_200958563 | node_1397889_8_15307315_916 | 0.033 | unb_TAPWIRE_OH | 8101501 | no | no |  |  | no |  |  | 0 | 0 | 0 | 0
oh_line_TAP_OH_2143745 |  | ABCN | node_8101501_200958563 | node_1397883_321_15307333_466 | 0.033 | unb_TAPWIRE_OH | 8101501 | no | no |  |  | no |  |  | 0 | 0 | 0 | 0
oh_line_TAP_OH_2143746 |  | ABCN | node_8101501_200834286 | node_1399371_084_15311202_579 | 0.033 | unb_TAPWIRE_OH | 8101501 | no | no |  |  | no |  |  | 0 | 0 | 0 | 0
oh_line_TAP_OH_2143747 |  | ABCN | node_8101501_200834286 | node_1399367_885_15311176_274 | 0.033 | unb_TAPWIRE_OH | 8101501 | no | no |  |  | no |  |  | 0 | 0 | 0 | 0
oh_line_TAP_OH_2143748 |  | ABCN | node_8101501_200834286 | node_1399379_234_15311226_918 | 0.033 | unb_TAPWIRE_OH | 8101501 | no | no |  |  | no |  |  | 0 | 0 | 0 | 0
oh_line_TAP_OH_2143749 |  | ABCN | node_8101501_200834160 | node_1399113_311_15311280_77 | 0.033 | unb_TAPWIRE_OH | 8101501 | no | no |  |  | no |  |  | 0 | 0 | 0 | 0
oh_line_TAP_OH_2143750 |  | ABCN | node_8101501_200834160 | node_1399128_88_15311298_118 | 0.033 | unb_TAPWIRE_OH | 8101501 | no | no |  |  | no |  |  | 0 | 0 | 0 | 0
oh_line_TAP_OH_2495740 |  | AN | node_8101501_200834124 | node_1401796_658_15312666_959 | 0.033 | unb_TAPWIRE_OH | 8101501 | no | no |  |  | no |  |  | 0 | 0 | 0 | 0
oh_line_TAP_OH_2640563 |  | ABCN | node_8101501_200833539 | node_1401017_049_15312328_333 | 0.033 | unb_TAPWIRE_OH | 8101501 | no | no |  |  | no |  |  | 0 | 0 | 0 | 0
oh_line_TAP_OH_3568163 |  | AN | node_8101501_311985961 | node_1399509_216_15312807_335 | 0.033 | unb_TAPWIRE_OH | 8101501 | no | no |  |  | no |  |  | 0 | 0 | 0 | 0
oh_line_TAP_OH_3760623 |  | ABCN | node_8101501_200833167 | node_1399581_975_15310256_635 | 0.033 | unb_TAPWIRE_OH | 8101501 | no | no |  |  | no |  |  | 0 | 0 | 0 | 0
oh_line_TAP_OH_5013579 |  | AN | node_8101501_200832961 | node_1399449_371_15308627_502 | 0.033 | unb_TAPWIRE_OH | 8101501 | no | no |  |  | no |  |  | 0 | 0 | 0 | 0
oh_line_TAP_OH_5477638 |  | ABCN | node_8101501_200833163 | node_1399302_685_15309799_244 | 0.033 | unb_TAPWIRE_OH | 8101501 | no | no |  |  | no |  |  | 0 | 0 | 0 | 0

## overhead_line_conductor
data_type | static
owner_type | feeder
owner | 8101501
object | overhead_line_conductor
name | groupid | geometric_mean_radius | resistance | diameter | rating_summer_continuous | rating_summer_emergency | rating_winter_continuous | rating_winter_emergency | dcircuit | selected | comments
oh_cond_1/0_AAAC |  | 0.012 | 0.876 | 0.398 | 235 | 235 | 310 | 310 |  | no
oh_cond_1/0_ACSR |  | 0.012 | 0.888 | 0.398 | 265 | 265 | 330 | 330 |  | no
oh_cond_2/0_CU |  | 0.013 | 0.44 | 0.414 | 295 | 295 | 425 | 425 |  | no
oh_cond_2_ACSR |  | 0.01 | 1.41 | 0.325 | 195 | 195 | 245 | 245 |  | no
oh_cond_4/0_AAAC |  | 0.017 | 0.439 | 0.563 | 365 | 365 | 480 | 480 |  | no
oh_cond_4/0_AL |  | 0.016 | 0.442 | 0.522 | 365 | 365 | 480 | 480 |  | no
oh_cond_4_CU |  | 0.007 | 1.388 | 0.232 | 140 | 140 | 200 | 200 |  | no
oh_cond_6_CU |  | 0.006 | 2.18 | 0.184 | 110 | 110 | 150 | 150 |  | no
oh_cond_336_5_MCM_AL |  | 0.021 | 0.279 | 0.666 | 490 | 490 | 644 | 644 |  | no
oh_cond_477_MCM_AL |  | 0.025 | 0.198 | 0.792 | 605 | 605 | 810 | 810 |  | no
oh_cond_WP-4/0-CU |  | 0.015 | 0.273 | 0.81 | 340 | 340 | 390 | 390 |  | no

## recloser
data_type | static
owner_type | feeder
owner | 8101501
object | recloser
name | groupid | phases | fr | to | phase_A_state | phase_B_state | phase_C_state | operating_mode | retry_time | max_number_of_tries | status | dcircuit | selected | monitored | monitored_fields | class_monitored_fields | played | played_fields | comments
recloser_220411239 |  | ABCD | node_intto1_220411239 | node_220411239 | CLOSED | CLOSED | CLOSED | INDIVIDUAL |  |  |  | 8101501 | no | no |  |  | no

## switch
data_type | static
owner_type | feeder
owner | 8101501
object | switch
name | groupid | phases | fr | to | phase_A_state | phase_B_state | phase_C_state | operating_mode | status | dcircuit | selected | monitored | monitored_fields | class_monitored_fields | played | played_fields | comments
switch_226T227_NO-220415945 |  | ABCD | node_intto1_1402668_909_15310312_121 | node_1402668_909_15310312_121 | CLOSED | CLOSED | CLOSED | INDIVIDUAL |  | 8101501 | no | no |  |  | no
switch_228T741-220415942 |  | ABCD | node_intto1_1403653_352_15316388_854 | node_1403653_352_15316388_854 | CLOSED | CLOSED | CLOSED | INDIVIDUAL |  | 8101501 | no | no |  |  | no
switch_22654-220416134 |  | ABCD | node_intto1_22654-220416134 | node_22654-220416134 | CLOSED | CLOSED | CLOSED | INDIVIDUAL |  | 8101501 | no | no |  |  | no
switch_220416120 |  | ABCD | node_intto1_8101501_200833238 | node_8101501_200833238 | CLOSED | CLOSED | CLOSED | INDIVIDUAL |  | 8101501 | no | no |  |  | no
switch_220416127 |  | ABCD | node_intto1_8101501_200833252 | node_8101501_200833252 | CLOSED | CLOSED | CLOSED | INDIVIDUAL |  | 8101501 | no | no |  |  | no
switch_220416131 |  | ABCD | node_intto1_220416131 | node_220416131 | CLOSED | CLOSED | CLOSED | INDIVIDUAL |  | 8101501 | no | no |  |  | no
switch_220637340 |  | ABCD | node_intto1_220637340 | node_220637340 | CLOSED | CLOSED | CLOSED | INDIVIDUAL |  | 8101501 | no | no |  |  | no
switch_220637341 |  | ABCD | node_intto1_8101501_200833195 | node_8101501_200833195 | CLOSED | CLOSED | CLOSED | INDIVIDUAL |  | 8101501 | no | no |  |  | no

## underground_line
data_type | static
owner_type | feeder
owner | 8101501
object | underground_line
name | groupid | phases | fr | to | length | configuration | dcircuit | selected | monitored | monitored_fields | class_monitored_fields | played | played_fields | comments
und_line_8101501_200833155 |  | ABCN | node_8101501_200833185 | node_intto1_8101501_200833155 | 70.234 | und_3P_2ALURD | 8101501 | no | no |  |  | no
und_line_8101501_200834528 |  | ABCN | node_8101501_200834531 | node_intto1_8101501_200834528 | 96.062 | und_3P_2ALURD | 8101501 | no | no |  |  | no
und_line_8101501_200953067 |  | AN | node_8101501_200953068 | node_intto1_8101501_200953067 | 181.236 | und_1P_DELTACUST | 8101501 | no | no |  |  | no
und_line_8101501_311977012 |  | ABCN | node_8101501_311977010 | node_intto1_8101501_311977012 | 163.883 | und_3P_DELTACUST | 8101501 | no | no |  |  | no
und_line_8101501_311985961-1 |  | AN | node_311985966 | node_8101501_311985961 | 10.995 | und_1P_DELTACUST | 8101501 | no | no |  |  | no
und_line_8101501_311985961-2 |  | AN | node_311985964 | node_intto1_311985966 | 304.92 | und_1P_DELTACUST | 8101501 | no | no |  |  | no
und_line_8101501_311985961-3 |  | AN | node_8101501_200834168 | node_intto1_311985964 | 17.184 | und_1P_DELTACUST | 8101501 | no | no |  |  | no
und_line_TAP_UG_58997 |  | ABCN | node_8101501_200834528 | node_1401108_132_15311868_868 | 0.033 | und_TAPWIRE_UG | 8101501 | no | no |  |  | no
und_line_TAP_UG_59982 |  | AN | node_8101501_200953067 | node_1401580_426_15312982_433 | 0.033 | und_TAPWIRE_UG | 8101501 | no | no |  |  | no
und_line_TAP_UG_898667 |  | ABCN | node_8101501_200833155 | node_1400534_525_15311482_254 | 0.033 | und_TAPWIRE_UG | 8101501 | no | no |  |  | no
und_line_TAP_UG_898668 |  | ABCN | node_8101501_200833155 | node_1400534_188_15311508_875 | 0.033 | und_TAPWIRE_UG | 8101501 | no | no |  |  | no
und_line_TAP_UG_898669 |  | ABCN | node_8101501_200833155 | node_1400529_723_15311456_381 | 0.033 | und_TAPWIRE_UG | 8101501 | no | no |  |  | no
und_line_TAP_UG_1648353 |  | ABCN | node_8101501_311977012 | node_1398484_73_15310205_014 | 0.033 | und_TAPWIRE_UG | 8101501 | no | no |  |  | no

## underground_line_conductor
data_type | static
owner_type | feeder
owner | 8101501
object | underground_line_conductor
name | groupid | outer_diameter | conductor_gmr | conductor_diameter | conductor_resistance | neutral_gmr | neutral_diameter | neutral_resistance | neutral_strands | insulation_relative_permitivitty | shield_gmr | shield_resistance | rating_summer_continuous | rating_summer_emergency | rating_winter_continuous | rating_winter_emergency | dcircuit | selected | comments
und_cond_1P_DELTACUST | [12 empty] | 685 | 685 | 685 | 685 |  | no
und_cond_3P_2ALURD | [12 empty] | 125 | 125 | 140 | 140 |  | no
und_cond_3P_DELTACUST | [12 empty] | 685 | 685 | 685 | 685 |  | no
und_cond_TAPWIRE_UG | [12 empty] | 99999999 | 99999999 | 99999999 | 99999999 |  | no