## feeder
data_type | static
owner_type | feeder
owner | 8101503
object | feeder
name | transmission_bus | ARC | ADR | slack_bus | nom_voltages | num_nodes | num_ohlines | num_uglines | num_transformers | num_generators | num_pvs | num_storages | num_loads | miles | mw | mvar | losses_mw | losses_mvar | comments | use_feeder_load_shape | load_shape_scale | use_feeder_pv_shape | pv_shape_scale | description | restore_time | griddisconnect_scenario_probability | gridconnect_scenario_probability | use_energy_not_served | VOLL | discount_rate | yearly_load_growth_percent | planning_horizon | enable_traditional_project_deferral | lifetime_of_investment_years | start_year | base_year | year_the_investment_is_committed | revenue_requirement_scaling_factor | discount_rate | inflation_rate_for_investment | traditional_project_invested_capital | periodicity_of_investment_in_years | priority | maximum_total_investment_cost | DER_portfolio_NPV | DER_portfolio_BC_ratio | total_system_energy_avoided_cost_NPV | total_system_capacity_avoided_cost_NPV | total_system_ancillary_services_avoided_cost_NPV | total_system_CO2_avoided_cost_NPV | total_system_loss_of_load_avoided_cost_NPV | total_system_distribution_capacity_avoided_cost_NPV | total_system_investment_and_operational_cost_NPV | feeder_solar_pv_operating_cost_USdollarperkWh | feeder_energy_storage_operating_cost_USdollarperkWh | feeder_distributed_generator_operating_cost_USdollarperkWh | feeder_distributed_generator_CO2_cost_USdollarperkWh | feeder_demand_response_operating_cost_USdollarperkWh | feeder_solar_pv_investment_cost_USdollarperkW | feeder_energy_storage_investment_cost_USdollarperkW | feeder_distributed_generator_investment_cost_USdollarperkW | feeder_demand_response_investment_cost_USdollarperkW
8101503 |  | ts_slack | none | node_SOURCE_8101503 | 2771.281 | 301 | 285 | 0 | 0 | 0 | 0 | 0 | 77 | 5.161 | 2.312 | 0.985 | 0 | 0 |  | 0 | 0 | 1 | 0 |  | 0 | 0 | 0 | 0 | 0 | 0 | 0 | 0 | 0 | 0 | 0 | 0 | 0 | 0 | 0 | 0 | 0 | 0 | 0 | 999999999 | 0 | 0 | 0 | 0 | 0 | 0 | 0 | 0 | 0 | 0 | 0 | 0 | 0 | 0 | 0 | 0 | 0 | 0

## fuse
data_type | static
owner_type | feeder
owner | 8101503
object | fuse
name | groupid | phases | fr | to | phase_A_status | phase_B_status | phase_C_status | repair_dist_type | current_limit | mean_replacement_time | status | dcircuit | selected | monitored | monitored_fields | class_monitored_fields | played | played_fields | comments
fuse_220388063 |  | AD | node_intto1_8101503_200832873 | node_8101503_200832873 | GOOD | GOOD | GOOD |  | 85 |  |  | 8101503 | no | no |  |  | no
fuse_220388064 |  | ABCD | node_intto1_8101503_200832896 | node_8101503_200832896 | GOOD | GOOD | GOOD |  | 85 |  |  | 8101503 | no | no |  |  | no
fuse_220388065 |  | AD | node_intto1_8101503_201034206 | node_8101503_201034206 | GOOD | GOOD | GOOD |  | 85 |  |  | 8101503 | no | no |  |  | no
fuse_220388121 |  | AD | node_intto1_8101503_201034227 | node_8101503_201034227 | GOOD | GOOD | GOOD |  | 100 |  |  | 8101503 | no | no |  |  | no
fuse_220388123 |  | ABCD | node_intto1_8101503_200832808 | node_8101503_200832808 | GOOD | GOOD | GOOD |  | 25 |  |  | 8101503 | no | no |  |  | no
fuse_220388131 |  | ABCD | node_intto1_8101503_201040764 | node_8101503_201040764 | GOOD | GOOD | GOOD |  | 100 |  |  | 8101503 | no | no |  |  | no
fuse_220599261 |  | AD | node_intto1_8101503_200832528 | node_8101503_200832528 | GOOD | GOOD | GOOD |  | 80 |  |  | 8101503 | no | no |  |  | no
fuse_220619334 |  | AD | node_intto1_8101503_201034289 | node_8101503_201034289 | GOOD | GOOD | GOOD |  | 40 |  |  | 8101503 | no | no |  |  | no
fuse_220619398 |  | AD | node_intto1_8101503_201034480 | node_8101503_201034480 | GOOD | GOOD | GOOD |  | 40 |  |  | 8101503 | no | no |  |  | no
fuse_220622938 |  | ABCD | node_intto1_8101503_201039968 | node_8101503_201039968 | GOOD | GOOD | GOOD |  | 50 |  |  | 8101503 | no | no |  |  | no
fuse_220623203 |  | ABCD | node_intto1_220623203 | node_220623203 | GOOD | GOOD | GOOD |  | 300 |  |  | 8101503 | no | no |  |  | no
fuse_220623206 |  | ABCD | node_intto1_8101503_201040693 | node_8101503_201040693 | GOOD | GOOD | GOOD |  | 100 |  |  | 8101503 | no | no |  |  | no

## line_configuration
data_type | static
owner_type | feeder
owner | 8101503
object | line_configuration
name | groupid | conductor_A | conductor_B | conductor_C | conductor_N | spacing | z11 | z12 | z13 | z21 | z22 | z23 | z31 | z32 | z33 | c11 | c12 | c13 | c21 | c22 | c23 | c31 | c32 | c33 | dcircuit | selected | comments
bal_1P_1/0AA |  | oh_cond_1/0_AAAC | oh_cond_1/0_AAAC | oh_cond_1/0_AAAC |  |  | 0.972+1.499j | 0.095+0.781j | 0.095+0.781j | 0.095+0.781j | 0.972+1.499j | 0.095+0.781j | 0.095+0.781j | 0.095+0.781j | 0.972+1.499j | 12.796 | -3.172 | -3.172 | -3.172 | 12.796 | -3.172 | -3.172 | -3.172 | 12.796 |  | no
bal_1P_1/0AA_4/0AC(N) |  | oh_cond_1/0_AAAC | oh_cond_1/0_AAAC | oh_cond_1/0_AAAC | oh_cond_4/0_ACSR |  | 1.012+1.121j | 0.136+0.403j | 0.136+0.403j | 0.136+0.403j | 1.012+1.121j | 0.136+0.403j | 0.136+0.403j | 0.136+0.403j | 1.012+1.121j | 13.267 | -2.702 | -2.702 | -2.702 | 13.267 | -2.702 | -2.702 | -2.702 | 13.267 |  | no
bal_1P_1/0AC |  | oh_cond_1/0_ACSR | oh_cond_1/0_ACSR | oh_cond_1/0_ACSR |  |  | 0.983+1.218j | 0.095+0.781j | 0.095+0.781j | 0.095+0.781j | 0.983+1.218j | 0.095+0.781j | 0.095+0.781j | 0.095+0.781j | 0.983+1.218j | 12.796 | -3.172 | -3.172 | -3.172 | 12.796 | -3.172 | -3.172 | -3.172 | 12.796 |  | no
bal_1P_2AC |  | oh_cond_2_ACSR | oh_cond_2_ACSR | oh_cond_2_ACSR |  |  | 1.505+1.527j | 0.095+0.781j | 0.095+0.781j | 0.095+0.781j | 1.505+1.527j | 0.095+0.781j | 0.095+0.781j | 0.095+0.781j | 1.505+1.527j | 12.393 | -3.017 | -3.017 | -3.017 | 12.393 | -3.017 | -3.017 | -3.017 | 12.393 |  | no
bal_1P_4CU |  | oh_cond_4_CU | oh_cond_4_CU | oh_cond_4_CU |  |  | 1.483+1.565j | 0.095+0.781j | 0.095+0.781j | 0.095+0.781j | 1.483+1.565j | 0.095+0.781j | 0.095+0.781j | 0.095+0.781j | 1.483+1.565j | 11.78 | -2.785 | -2.785 | -2.785 | 11.78 | -2.785 | -2.785 | -2.785 | 11.78 |  | no
bal_3P_1/0AA |  | oh_cond_1/0_AAAC | oh_cond_1/0_AAAC | oh_cond_1/0_AAAC |  |  | 0.972+1.499j | 0.095+0.781j | 0.095+0.781j | 0.095+0.781j | 0.972+1.499j | 0.095+0.781j | 0.095+0.781j | 0.095+0.781j | 0.972+1.499j | 12.796 | -3.172 | -3.172 | -3.172 | 12.796 | -3.172 | -3.172 | -3.172 | 12.796 |  | no
bal_3P_1/0AC |  | oh_cond_1/0_ACSR | oh_cond_1/0_ACSR | oh_cond_1/0_ACSR |  |  | 0.983+1.497j | 0.095+0.781j | 0.095+0.781j | 0.095+0.781j | 0.983+1.497j | 0.095+0.781j | 0.095+0.781j | 0.095+0.781j | 0.983+1.497j | 12.796 | -3.172 | -3.172 | -3.172 | 12.796 | -3.172 | -3.172 | -3.172 | 12.796 |  | no
bal_3P_2/0CU |  | oh_cond_2/0_CU | oh_cond_2/0_CU | oh_cond_2/0_CU |  |  | 0.535+1.487j | 0.095+0.781j | 0.095+0.781j | 0.095+0.781j | 0.535+1.487j | 0.095+0.781j | 0.095+0.781j | 0.095+0.781j | 0.535+1.487j | 12.878 | -3.204 | -3.204 | -3.204 | 12.878 | -3.204 | -3.204 | -3.204 | 12.878 |  | no
bal_3P_477AL |  | oh_cond_477_MCM_AL | oh_cond_477_MCM_AL | oh_cond_477_MCM_AL |  |  | 0.293+1.41j | 0.095+0.775j | 0.095+0.775j | 0.095+0.775j | 0.293+1.41j | 0.095+0.775j | 0.095+0.775j | 0.095+0.775j | 0.293+1.41j | 14.305 | -3.735 | -3.735 | -3.735 | 14.305 | -3.735 | -3.735 | -3.735 | 14.305 |  | no
unb_TAPWIRE_OH |  | oh_cond_WP-4/0-CU | oh_cond_WP-4/0-CU | oh_cond_WP-4/0-CU | oh_cond_WP-4/0-CU |  | 0.365+1.097j | 0.093+0.433j | 0.094+0.34j | 0.093+0.433j | 0.368+1.078j | 0.095+0.401j | 0.094+0.34j | 0.095+0.401j | 0.368+1.077j | 14.911 | -4.341 | -1.953 | -4.341 | 15.781 | -3.724 | -1.953 | -3.724 | 14.818 |  | no

## load
data_type | static
owner_type | feeder
owner | 8101503
object | load
name | groupid | parent | bustype | phases | nominal_voltage | load_class | constant_power_A | constant_power_B | constant_power_C | constant_current_A | constant_current_B | constant_current_C | constant_impedance_A | constant_impedance_B | constant_impedance_C | base_power_A | base_power_B | base_power_C | power_pf_A | power_pf_B | power_pf_C | current_pf_A | current_pf_B | current_pf_C | impedance_pf_A | impedance_pf_B | impedance_pf_C | power_fraction_A | power_fraction_B | power_fraction_C | current_fraction_A | current_fraction_B | current_fraction_C | impedance_fraction_A | impedance_fraction_B | impedance_fraction_C | dcircuit | selected | monitored | monitored_fields | class_monitored_fields | played | played_fields | base_kw_A | base_kw_B | base_kw_C | kw_A | kw_B | kw_C | comments | critical_load | dem_resp_lb | dem_resp_ub | dem_resp_shortage_cost | dem_resp_surplus_cost | num_customers
load_220338773 |  | node_1400499_166_15306471_569 |  | AN | 0 | NonResidential | 4154.4+1769.767j | 0 | 0 | 0 | 0 | 0 | [24 empty] | 8101503 | no | no |  |  | no |  | 0 | 0 | 0 | 0 | 0 | 0 |  | 1 | 1 | 1 | 0 | 0 | 0
load_220338774 |  | node_1401021_063_15305958_438 |  | AN | 0 | Residential | 0 | 0 | 0 | 0 | 0 | 0 | [24 empty] | 8101503 | no | no |  |  | no |  | 0 | 0 | 0 | 0 | 0 | 0 |  | 1 | 1 | 1 | 0 | 0 | 0
load_220338775 |  | node_1400562_98_15305430_412 |  | AN | 0 | Residential | 11174.4+4760.274j | 0 | 0 | 0 | 0 | 0 | [24 empty] | 8101503 | no | no |  |  | no |  | 0 | 0 | 0 | 0 | 0 | 0 |  | 1 | 1 | 1 | 0 | 0 | 0
load_220338860 |  | node_1400589_5_15307273_045 |  | AN | 0 | NonResidential | 266.4+113.486j | 0 | 0 | 0 | 0 | 0 | [24 empty] | 8101503 | no | no |  |  | no |  | 0 | 0 | 0 | 0 | 0 | 0 |  | 1 | 1 | 1 | 0 | 0 | 0
load_220338870 |  | node_1402408_534_15307882_05 |  | AN | 0 | Residential | 24328.8+10364.025j | 0 | 0 | 0 | 0 | 0 | [24 empty] | 8101503 | no | no |  |  | no |  | 0 | 0 | 0 | 0 | 0 | 0 |  | 1 | 1 | 1 | 0 | 0 | 0
load_220338871 |  | node_1402681_102_15308128_288 |  | AN | 0 | Residential | 2498.4+1064.314j | 0 | 0 | 0 | 0 | 0 | [24 empty] | 8101503 | no | no |  |  | no |  | 0 | 0 | 0 | 0 | 0 | 0 |  | 1 | 1 | 1 | 0 | 0 | 0
load_220338872 |  | node_1400880_197_15306979_519 |  | AN | 0 | Residential | 9914.4+4223.517j | 0 | 0 | 0 | 0 | 0 | [24 empty] | 8101503 | no | no |  |  | no |  | 0 | 0 | 0 | 0 | 0 | 0 |  | 1 | 1 | 1 | 0 | 0 | 0
load_220338873 |  | node_1401163_64_15307079_05 |  | AN | 0 | Residential | 5702.4+2429.212j | 0 | 0 | 0 | 0 | 0 | [24 empty] | 8101503 | no | no |  |  | no |  | 0 | 0 | 0 | 0 | 0 | 0 |  | 1 | 1 | 1 | 0 | 0 | 0
load_220338874 |  | node_1401284_723_15307232_849 |  | AN | 0 | Residential | 6199.2+2640.848j | 0 | 0 | 0 | 0 | 0 | [24 empty] | 8101503 | no | no |  |  | no |  | 0 | 0 | 0 | 0 | 0 | 0 |  | 1 | 1 | 1 | 0 | 0 | 0
load_220338875 |  | node_1401438_427_15307420_436 |  | AN | 0 | Residential | 6091.2+2594.84j | 0 | 0 | 0 | 0 | 0 | [24 empty] | 8101503 | no | no |  |  | no |  | 0 | 0 | 0 | 0 | 0 | 0 |  | 1 | 1 | 1 | 0 | 0 | 0
load_220338876 |  | node_1401677_66_15307462_484 |  | AN | 0 | Residential | 36302.4+15464.758j | 0 | 0 | 0 | 0 | 0 | [24 empty] | 8101503 | no | no |  |  | no |  | 0 | 0 | 0 | 0 | 0 | 0 |  | 1 | 1 | 1 | 0 | 0 | 0
load_220338877 |  | node_1401897_993_15307567_913 |  | AN | 0 | Residential | 4572+1947.664j | 0 | 0 | 0 | 0 | 0 | [24 empty] | 8101503 | no | no |  |  | no |  | 0 | 0 | 0 | 0 | 0 | 0 |  | 1 | 1 | 1 | 0 | 0 | 0
load_220338891 |  | node_1397276_316_15303314_718 |  | AN | 0 | Residential | 12448.8+5303.167j | 0 | 0 | 0 | 0 | 0 | [24 empty] | 8101503 | no | no |  |  | no |  | 0 | 0 | 0 | 0 | 0 | 0 |  | 1 | 1 | 1 | 0 | 0 | 0
load_220338892 |  | node_1397354_869_15303655_727 |  | AN | 0 | Residential | 57607.2+24540.564j | 0 | 0 | 0 | 0 | 0 | [24 empty] | 8101503 | no | no |  |  | no |  | 0 | 0 | 0 | 0 | 0 | 0 |  | 1 | 1 | 1 | 0 | 0 | 0
load_220338900 |  | node_1397595_682_15306099_743 |  | AN | 0 | NonResidential | 69666.667+29677.876j | 0 | 0 | 0 | 0 | 0 | [24 empty] | 8101503 | no | no |  |  | no |  | 0 | 0 | 0 | 0 | 0 | 0 |  | 1 | 1 | 1 | 0 | 0 | 0
load_220338901 |  | node_1397615_461_15306098_197 |  | BN | 0 | NonResidential | 0 | 69666.667+29677.876j | 0 | 0 | 0 | 0 | [24 empty] | 8101503 | no | no |  |  | no |  | 0 | 0 | 0 | 0 | 0 | 0 |  | 1 | 1 | 1 | 0 | 0 | 0
load_220338902 |  | node_1397576_906_15306108_118 |  | CN | 0 | NonResidential | 0 | 0 | 69666.667+29677.876j | 0 | 0 | 0 | [24 empty] | 8101503 | no | no |  |  | no |  | 0 | 0 | 0 | 0 | 0 | 0 |  | 1 | 1 | 1 | 0 | 0 | 0
load_220338903 |  | node_1397602_582_15306355_415 |  | AN | 0 | Residential | 34977.6+14900.395j | 0 | 0 | 0 | 0 | 0 | [24 empty] | 8101503 | no | no |  |  | no |  | 0 | 0 | 0 | 0 | 0 | 0 |  | 1 | 1 | 1 | 0 | 0 | 0
load_220338904 |  | node_1397456_292_15306362_384 |  | AN | 0 | Residential | 8985.6+3827.85j | 0 | 0 | 0 | 0 | 0 | [24 empty] | 8101503 | no | no |  |  | no |  | 0 | 0 | 0 | 0 | 0 | 0 |  | 1 | 1 | 1 | 0 | 0 | 0
load_220338905 |  | node_1397450_859_15306336_73 |  | BN | 0 | Residential | 0 | 8985.6+3827.85j | 0 | 0 | 0 | 0 | [24 empty] | 8101503 | no | no |  |  | no |  | 0 | 0 | 0 | 0 | 0 | 0 |  | 1 | 1 | 1 | 0 | 0 | 0
load_220338906 |  | node_1397466_473_15306385_315 |  | CN | 0 | Residential | 0 | 0 | 8985.6+3827.85j | 0 | 0 | 0 | [24 empty] | 8101503 | no | no |  |  | no |  | 0 | 0 | 0 | 0 | 0 | 0 |  | 1 | 1 | 1 | 0 | 0 | 0
load_220338907 |  | node_1397624_638_15306707_839 |  | AN | 0 | NonResidential | 24000+10223.957j | 0 | 0 | 0 | 0 | 0 | [24 empty] | 8101503 | no | no |  |  | no |  | 0 | 0 | 0 | 0 | 0 | 0 |  | 1 | 1 | 1 | 0 | 0 | 0
load_220338915 |  | node_1397669_432_15302532_05 |  | AN | 0 | Residential | 84398.4+35953.568j | 0 | 0 | 0 | 0 | 0 | [24 empty] | 8101503 | no | no |  |  | no |  | 0 | 0 | 0 | 0 | 0 | 0 |  | 1 | 1 | 1 | 0 | 0 | 0
load_220338917 |  | node_1397815_693_15302773_719 |  | AN | 0 | Residential | 77313.6+32935.456j | 0 | 0 | 0 | 0 | 0 | [24 empty] | 8101503 | no | no |  |  | no |  | 0 | 0 | 0 | 0 | 0 | 0 |  | 1 | 1 | 1 | 0 | 0 | 0
load_220338918 |  | node_1397523_601_15303151_77 |  | AN | 0 | Residential | 42192+17973.717j | 0 | 0 | 0 | 0 | 0 | [24 empty] | 8101503 | no | no |  |  | no |  | 0 | 0 | 0 | 0 | 0 | 0 |  | 1 | 1 | 1 | 0 | 0 | 0
load_220338921 |  | node_1397191_965_15304169_622 |  | AN | 0 | Residential | 28504.8+12142.994j | 0 | 0 | 0 | 0 | 0 | [24 empty] | 8101503 | no | no |  |  | no |  | 0 | 0 | 0 | 0 | 0 | 0 |  | 1 | 1 | 1 | 0 | 0 | 0
load_220338924 |  | node_1397071_963_15304869_226 |  | AN | 0 | Residential | 26557.2+11313.32j | 0 | 0 | 0 | 0 | 0 | [24 empty] | 8101503 | no | no |  |  | no |  | 0 | 0 | 0 | 0 | 0 | 0 |  | 1 | 1 | 1 | 0 | 0 | 0
load_220338925 |  | node_1397052_149_15304869_81 |  | AN | 0 | Residential | 26557.2+11313.32j | 0 | 0 | 0 | 0 | 0 | [24 empty] | 8101503 | no | no |  |  | no |  | 0 | 0 | 0 | 0 | 0 | 0 |  | 1 | 1 | 1 | 0 | 0 | 0
load_220338928 |  | node_1398077_914_15305994_175 |  | AN | 0 | Residential | 70171.2+29892.806j | 0 | 0 | 0 | 0 | 0 | [24 empty] | 8101503 | no | no |  |  | no |  | 0 | 0 | 0 | 0 | 0 | 0 |  | 1 | 1 | 1 | 0 | 0 | 0
load_220338931 |  | node_1397253_192_15307139_294 |  | AN | 0 | Residential | 174283.2+74244.332j | 0 | 0 | 0 | 0 | 0 | [24 empty] | 8101503 | no | no |  |  | no |  | 0 | 0 | 0 | 0 | 0 | 0 |  | 1 | 1 | 1 | 0 | 0 | 0
load_220338933 |  | node_1399171_156_15306773_715 |  | AN | 0 | NonResidential | 13000+5537.977j | 0 | 0 | 0 | 0 | 0 | [24 empty] | 8101503 | no | no |  |  | no |  | 0 | 0 | 0 | 0 | 0 | 0 |  | 1 | 1 | 1 | 0 | 0 | 0
load_220338934 |  | node_1399180_373_15306797_365 |  | BN | 0 | NonResidential | 0 | 13000+5537.977j | 0 | 0 | 0 | 0 | [24 empty] | 8101503 | no | no |  |  | no |  | 0 | 0 | 0 | 0 | 0 | 0 |  | 1 | 1 | 1 | 0 | 0 | 0
load_220338935 |  | node_1399157_711_15306754_038 |  | CN | 0 | Residential | 0 | 0 | 6172.8+2629.602j | 0 | 0 | 0 | [24 empty] | 8101503 | no | no |  |  | no |  | 0 | 0 | 0 | 0 | 0 | 0 |  | 1 | 1 | 1 | 0 | 0 | 0
load_220338942 |  | node_1399220_918_15306205_984 |  | AN | 0 | NonResidential | 0 | 0 | 0 | 0 | 0 | 0 | [24 empty] | 8101503 | no | no |  |  | no |  | 0 | 0 | 0 | 0 | 0 | 0 |  | 1 | 1 | 1 | 0 | 0 | 0
load_220338943 |  | node_1399804_817_15306879_906 |  | AN | 0 | Residential | 26805.6+11419.138j | 0 | 0 | 0 | 0 | 0 | [24 empty] | 8101503 | no | no |  |  | no |  | 0 | 0 | 0 | 0 | 0 | 0 |  | 1 | 1 | 1 | 0 | 0 | 0
load_220338945 |  | node_1398667_271_15306567_933 |  | AN | 0 | NonResidential | 0 | 0 | 0 | 0 | 0 | 0 | [24 empty] | 8101503 | no | no |  |  | no |  | 0 | 0 | 0 | 0 | 0 | 0 |  | 1 | 1 | 1 | 0 | 0 | 0
load_220338946 |  | node_1398712_667_15306320_988 |  | AN | 0 | NonResidential | 38333.333+16329.931j | 0 | 0 | 0 | 0 | 0 | [24 empty] | 8101503 | no | no |  |  | no |  | 0 | 0 | 0 | 0 | 0 | 0 |  | 1 | 1 | 1 | 0 | 0 | 0
load_220338948 |  | node_1398731_156_15306330_737 |  | BN | 0 | NonResidential | 0 | 38333.333+16329.931j | 0 | 0 | 0 | 0 | [24 empty] | 8101503 | no | no |  |  | no |  | 0 | 0 | 0 | 0 | 0 | 0 |  | 1 | 1 | 1 | 0 | 0 | 0
load_220338960 |  | node_1397659_662_15304636_231 |  | AN | 0 | Residential | 35784+15243.92j | 0 | 0 | 0 | 0 | 0 | [24 empty] | 8101503 | no | no |  |  | no |  | 0 | 0 | 0 | 0 | 0 | 0 |  | 1 | 1 | 1 | 0 | 0 | 0
load_220338961 |  | node_1397925_991_15304263_571 |  | AN | 0 | NonResidential | 0 | 0 | 0 | 0 | 0 | 0 | [24 empty] | 8101503 | no | no |  |  | no |  | 0 | 0 | 0 | 0 | 0 | 0 |  | 1 | 1 | 1 | 0 | 0 | 0
load_220338962 |  | node_1397952_109_15304111_344 |  | AN | 0 | NonResidential | 2666.667+1135.995j | 0 | 0 | 0 | 0 | 0 | [24 empty] | 8101503 | no | no |  |  | no |  | 0 | 0 | 0 | 0 | 0 | 0 |  | 1 | 1 | 1 | 0 | 0 | 0
load_220338963 |  | node_1397954_203_15304137_84 |  | BN | 0 | NonResidential | 0 | 2666.667+1135.995j | 0 | 0 | 0 | 0 | [24 empty] | 8101503 | no | no |  |  | no |  | 0 | 0 | 0 | 0 | 0 | 0 |  | 1 | 1 | 1 | 0 | 0 | 0
load_220338964 |  | node_1397944_985_15304086_436 |  | CN | 0 | NonResidential | 0 | 0 | 2666.667+1135.995j | 0 | 0 | 0 | [24 empty] | 8101503 | no | no |  |  | no |  | 0 | 0 | 0 | 0 | 0 | 0 |  | 1 | 1 | 1 | 0 | 0 | 0
load_220340852 |  | node_1402971_06_15308248_864 |  | AN | 0 | Residential | 12326.4+5251.024j | 0 | 0 | 0 | 0 | 0 | [24 empty] | 8101503 | no | no |  |  | no |  | 0 | 0 | 0 | 0 | 0 | 0 |  | 1 | 1 | 1 | 0 | 0 | 0
load_220340853 |  | node_1403206_431_15308418_394 |  | AN | 0 | Residential | 4867.2+2073.419j | 0 | 0 | 0 | 0 | 0 | [24 empty] | 8101503 | no | no |  |  | no |  | 0 | 0 | 0 | 0 | 0 | 0 |  | 1 | 1 | 1 | 0 | 0 | 0
load_220340854 |  | node_1403710_858_15308792_683 |  | AN | 0 | Residential | 21096+8986.858j | 0 | 0 | 0 | 0 | 0 | [24 empty] | 8101503 | no | no |  |  | no |  | 0 | 0 | 0 | 0 | 0 | 0 |  | 1 | 1 | 1 | 0 | 0 | 0
load_220446825 |  | node_1398692_96_15306317_984 |  | CN | 0 | NonResidential | 0 | 0 | 38333.333+16329.931j | 0 | 0 | 0 | [24 empty] | 8101503 | no | no |  |  | no |  | 0 | 0 | 0 | 0 | 0 | 0 |  | 1 | 1 | 1 | 0 | 0 | 0
load_220505828 |  | node_1397242_54_15305366_839 |  | AN | 0 | Residential | 36648+15611.983j | 0 | 0 | 0 | 0 | 0 | [24 empty] | 8101503 | no | no |  |  | no |  | 0 | 0 | 0 | 0 | 0 | 0 |  | 1 | 1 | 1 | 0 | 0 | 0
load_220602806 |  | node_1397982_435_15306002_981 |  | AN | 0 | Residential | 54928.8+23399.571j | 0 | 0 | 0 | 0 | 0 | [24 empty] | 8101503 | no | no |  |  | no |  | 0 | 0 | 0 | 0 | 0 | 0 |  | 1 | 1 | 1 | 0 | 0 | 0
load_220619293 |  | node_1397269_913_15306853_733 |  | AN | 0 | Residential | 80042.4+34097.92j | 0 | 0 | 0 | 0 | 0 | [24 empty] | 8101503 | no | no |  |  | no |  | 0 | 0 | 0 | 0 | 0 | 0 |  | 1 | 1 | 1 | 0 | 0 | 0
load_220619294 |  | node_1397439_16_15307027_673 |  | AN | 0 | NonResidential | 14.4+6.134j | 0 | 0 | 0 | 0 | 0 | [24 empty] | 8101503 | no | no |  |  | no |  | 0 | 0 | 0 | 0 | 0 | 0 |  | 1 | 1 | 1 | 0 | 0 | 0
load_220619336 |  | node_1396963_576_15303623_264 |  | AN | 0 | Residential | 76528.8+32601.132j | 0 | 0 | 0 | 0 | 0 | [24 empty] | 8101503 | no | no |  |  | no |  | 0 | 0 | 0 | 0 | 0 | 0 |  | 1 | 1 | 1 | 0 | 0 | 0
load_220619338 |  | node_1396860_58_15303943_029 |  | AN | 0 | Residential | 103003.2+43879.179j | 0 | 0 | 0 | 0 | 0 | [24 empty] | 8101503 | no | no |  |  | no |  | 0 | 0 | 0 | 0 | 0 | 0 |  | 1 | 1 | 1 | 0 | 0 | 0
load_220619397 |  | node_1397551_291_15302813_076 |  | AN | 0 | Residential | 28922.4+12320.891j | 0 | 0 | 0 | 0 | 0 | [24 empty] | 8101503 | no | no |  |  | no |  | 0 | 0 | 0 | 0 | 0 | 0 |  | 1 | 1 | 1 | 0 | 0 | 0
load_220619471 |  | node_1397780_314_15303075_64 |  | AN | 0 | NonResidential | 1000+425.998j | 0 | 0 | 0 | 0 | 0 | [24 empty] | 8101503 | no | no |  |  | no |  | 0 | 0 | 0 | 0 | 0 | 0 |  | 1 | 1 | 1 | 0 | 0 | 0
load_220623031 |  | node_1397674_049_15304988_997 |  | AN | 0 | NonResidential | 0 | 0 | 0 | 0 | 0 | 0 | [24 empty] | 8101503 | no | no |  |  | no |  | 0 | 0 | 0 | 0 | 0 | 0 |  | 1 | 1 | 1 | 0 | 0 | 0
load_220623140 |  | node_1397348_966_15303906_718 |  | AN | 0 | NonResidential | 4000+1703.993j | 0 | 0 | 0 | 0 | 0 | [24 empty] | 8101503 | no | no |  |  | no |  | 0 | 0 | 0 | 0 | 0 | 0 |  | 1 | 1 | 1 | 0 | 0 | 0
load_220623141 |  | node_1397144_536_15303018_412 |  | AN | 0 | Residential | 126460.8+53872.075j | 0 | 0 | 0 | 0 | 0 | [24 empty] | 8101503 | no | no |  |  | no |  | 0 | 0 | 0 | 0 | 0 | 0 |  | 1 | 1 | 1 | 0 | 0 | 0
load_220623142 |  | node_1397164_727_15302831_34 |  | AN | 0 | NonResidential | 0 | 0 | 0 | 0 | 0 | 0 | [24 empty] | 8101503 | no | no |  |  | no |  | 0 | 0 | 0 | 0 | 0 | 0 |  | 1 | 1 | 1 | 0 | 0 | 0
load_220623143 |  | node_1397071_964_15302512_552 |  | AN | 0 | Residential | 126432+53859.806j | 0 | 0 | 0 | 0 | 0 | [24 empty] | 8101503 | no | no |  |  | no |  | 0 | 0 | 0 | 0 | 0 | 0 |  | 1 | 1 | 1 | 0 | 0 | 0
load_220623150 |  | node_1397248_815_15303485_222 |  | AN | 0 | NonResidential | 0 | 0 | 0 | 0 | 0 | 0 | [24 empty] | 8101503 | no | no |  |  | no |  | 0 | 0 | 0 | 0 | 0 | 0 |  | 1 | 1 | 1 | 0 | 0 | 0
load_220623217 |  | node_1397532_376_15305754_352 |  | AN | 0 | NonResidential | 1000+425.998j | 0 | 0 | 0 | 0 | 0 | [24 empty] | 8101503 | no | no |  |  | no |  | 0 | 0 | 0 | 0 | 0 | 0 |  | 1 | 1 | 1 | 0 | 0 | 0
load_220623284 |  | node_1397502_257_15305484_165 |  | AN | 0 | Residential | 27849.6+11863.88j | 0 | 0 | 0 | 0 | 0 | [24 empty] | 8101503 | no | no |  |  | no |  | 0 | 0 | 0 | 0 | 0 | 0 |  | 1 | 1 | 1 | 0 | 0 | 0
load_220623289 |  | node_1397444_849_15304590_703 |  | AN | 0 | NonResidential | 0 | 0 | 0 | 0 | 0 | 0 | [24 empty] | 8101503 | no | no |  |  | no |  | 0 | 0 | 0 | 0 | 0 | 0 |  | 1 | 1 | 1 | 0 | 0 | 0
load_220623290 |  | node_1397442_778_15304325_575 |  | AN | 0 | Residential | 125935.2+53648.171j | 0 | 0 | 0 | 0 | 0 | [24 empty] | 8101503 | no | no |  |  | no |  | 0 | 0 | 0 | 0 | 0 | 0 |  | 1 | 1 | 1 | 0 | 0 | 0
load_220623292 |  | node_1397451_031_15305195_146 |  | AN | 0 | Residential | 58370.4+24865.686j | 0 | 0 | 0 | 0 | 0 | [24 empty] | 8101503 | no | no |  |  | no |  | 0 | 0 | 0 | 0 | 0 | 0 |  | 1 | 1 | 1 | 0 | 0 | 0
load_220623293 |  | node_1397442_473_15304978_733 |  | AN | 0 | Residential | 59925.6+25528.199j | 0 | 0 | 0 | 0 | 0 | [24 empty] | 8101503 | no | no |  |  | no |  | 0 | 0 | 0 | 0 | 0 | 0 |  | 1 | 1 | 1 | 0 | 0 | 0
load_220627808 |  | node_1399598_71_15307021_746 |  | AN | 0 | NonResidential | 10666.667+4543.981j | 0 | 0 | 0 | 0 | 0 | [24 empty] | 8101503 | no | no |  |  | no |  | 0 | 0 | 0 | 0 | 0 | 0 |  | 1 | 1 | 1 | 0 | 0 | 0
load_220627809 |  | node_1399605_896_15307046_621 |  | BN | 0 | NonResidential | 0 | 10666.667+4543.981j | 0 | 0 | 0 | 0 | [24 empty] | 8101503 | no | no |  |  | no |  | 0 | 0 | 0 | 0 | 0 | 0 |  | 1 | 1 | 1 | 0 | 0 | 0
load_220627810 |  | node_1399608_056_15307073_108 |  | CN | 0 | NonResidential | 0 | 0 | 10666.667+4543.981j | 0 | 0 | 0 | [24 empty] | 8101503 | no | no |  |  | no |  | 0 | 0 | 0 | 0 | 0 | 0 |  | 1 | 1 | 1 | 0 | 0 | 0
load_220640120 |  | node_1397906_581_15306729_851 |  | AN | 0 | NonResidential | 3168+1349.562j | 0 | 0 | 0 | 0 | 0 | [24 empty] | 8101503 | no | no |  |  | no |  | 0 | 0 | 0 | 0 | 0 | 0 |  | 1 | 1 | 1 | 0 | 0 | 0
load_220647412 |  | node_1401420_507_15308179_532 |  | AN | 0 | NonResidential | 13000+5537.977j | 0 | 0 | 0 | 0 | 0 | [24 empty] | 8101503 | no | no |  |  | no |  | 0 | 0 | 0 | 0 | 0 | 0 |  | 1 | 1 | 1 | 0 | 0 | 0
load_220654790 |  | node_1397084_625_15306458_125 |  | AN | 0 | Residential | 82807.2+35275.719j | 0 | 0 | 0 | 0 | 0 | [24 empty] | 8101503 | no | no |  |  | no |  | 0 | 0 | 0 | 0 | 0 | 0 |  | 1 | 1 | 1 | 0 | 0 | 0
load_310006880 |  | node_1397695_729_15306811_466 |  | AN | 0 | NonResidential | 0 | 0 | 0 | 0 | 0 | 0 | [24 empty] | 8101503 | no | no |  |  | no |  | 0 | 0 | 0 | 0 | 0 | 0 |  | 1 | 1 | 1 | 0 | 0 | 0
load_310006881 |  | node_1397705_153_15306793_021 |  | BN | 0 | NonResidential | 0 | 0 | 0 | 0 | 0 | 0 | [24 empty] | 8101503 | no | no |  |  | no |  | 0 | 0 | 0 | 0 | 0 | 0 |  | 1 | 1 | 1 | 0 | 0 | 0
load_310006882 |  | node_1397715_312_15306777_311 |  | CN | 0 | NonResidential | 0 | 0 | 0 | 0 | 0 | 0 | [24 empty] | 8101503 | no | no |  |  | no |  | 0 | 0 | 0 | 0 | 0 | 0 |  | 1 | 1 | 1 | 0 | 0 | 0
load_311902131 |  | node_1396789_247_15304760_309 |  | AN | 0 | NonResidential | 7984.8+3401.511j | 0 | 0 | 0 | 0 | 0 | [24 empty] | 8101503 | no | no |  |  | no |  | 0 | 0 | 0 | 0 | 0 | 0 |  | 1 | 1 | 1 | 0 | 0 | 0

## node
data_type | static
owner_type | feeder
owner | 8101503
object | node
name | groupid | parent | bustype | phases | nominal_voltage | dcircuit | selected | monitored | monitored_fields | class_monitored_fields | played | played_fields | subsystem | x | y | comments | dist_to_slack
node_1396789_247_15304760_309 |  |  | PQ | ABCN | 2771.281 | 8101503 | no | no |  |  | no |  |  | 1396789.247 | 15304760.309 |  | -1
node_1396860_58_15303943_029 |  |  | PQ | AN | 2771.281 | 8101503 | no | no |  |  | no |  |  | 1396860.58 | 15303943.029 |  | -1
node_1396963_576_15303623_264 |  |  | PQ | AN | 2771.281 | 8101503 | no | no |  |  | no |  |  | 1396963.576 | 15303623.264 |  | -1
node_1397052_149_15304869_81 |  |  | PQ | ABCN | 2771.281 | 8101503 | no | no |  |  | no |  |  | 1397052.149 | 15304869.81 |  | -1
node_1397071_963_15304869_226 |  |  | PQ | ABCN | 2771.281 | 8101503 | no | no |  |  | no |  |  | 1397071.963 | 15304869.226 |  | -1
node_1397071_964_15302512_552 |  |  | PQ | ABCN | 2771.281 | 8101503 | no | no |  |  | no |  |  | 1397071.964 | 15302512.552 |  | -1
node_1397084_625_15306458_125 |  |  | PQ | ABCN | 2771.281 | 8101503 | no | no |  |  | no |  |  | 1397084.625 | 15306458.125 |  | -1
node_1397144_536_15303018_412 |  |  | PQ | ABCN | 2771.281 | 8101503 | no | no |  |  | no |  |  | 1397144.536 | 15303018.412 |  | -1
node_1397164_727_15302831_34 |  |  | PQ | ABCN | 2771.281 | 8101503 | no | no |  |  | no |  |  | 1397164.727 | 15302831.34 |  | -1
node_1397191_965_15304169_622 |  |  | PQ | AN | 2771.281 | 8101503 | no | no |  |  | no |  |  | 1397191.965 | 15304169.622 |  | -1
node_1397242_54_15305366_839 |  |  | PQ | AN | 2771.281 | 8101503 | no | no |  |  | no |  |  | 1397242.54 | 15305366.839 |  | -1
node_1397248_815_15303485_222 |  |  | PQ | ABCN | 2771.281 | 8101503 | no | no |  |  | no |  |  | 1397248.815 | 15303485.222 |  | -1
node_1397253_192_15307139_294 |  |  | PQ | AN | 2771.281 | 8101503 | no | no |  |  | no |  |  | 1397253.192 | 15307139.294 |  | -1
node_1397269_913_15306853_733 |  |  | PQ | AN | 2771.281 | 8101503 | no | no |  |  | no |  |  | 1397269.913 | 15306853.733 |  | -1
node_1397276_316_15303314_718 |  |  | PQ | ABCN | 2771.281 | 8101503 | no | no |  |  | no |  |  | 1397276.316 | 15303314.718 |  | -1
node_1397348_966_15303906_718 |  |  | PQ | ABCN | 2771.281 | 8101503 | no | no |  |  | no |  |  | 1397348.966 | 15303906.718 |  | -1
node_1397354_869_15303655_727 |  |  | PQ | ABCN | 2771.281 | 8101503 | no | no |  |  | no |  |  | 1397354.869 | 15303655.727 |  | -1
node_1397439_16_15307027_673 |  |  | PQ | AN | 2771.281 | 8101503 | no | no |  |  | no |  |  | 1397439.16 | 15307027.673 |  | -1
node_1397442_473_15304978_733 |  |  | PQ | ABCN | 2771.281 | 8101503 | no | no |  |  | no |  |  | 1397442.473 | 15304978.733 |  | -1
node_1397442_778_15304325_575 |  |  | PQ | ABCN | 2771.281 | 8101503 | no | no |  |  | no |  |  | 1397442.778 | 15304325.575 |  | -1
node_1397444_849_15304590_703 |  |  | PQ | ABCN | 2771.281 | 8101503 | no | no |  |  | no |  |  | 1397444.849 | 15304590.703 |  | -1
node_1397450_859_15306336_73 |  |  | PQ | ABCN | 2771.281 | 8101503 | no | no |  |  | no |  |  | 1397450.859 | 15306336.73 |  | -1
node_1397451_031_15305195_146 |  |  | PQ | ABCN | 2771.281 | 8101503 | no | no |  |  | no |  |  | 1397451.031 | 15305195.146 |  | -1
node_1397456_292_15306362_384 |  |  | PQ | ABCN | 2771.281 | 8101503 | no | no |  |  | no |  |  | 1397456.292 | 15306362.384 |  | -1
node_1397466_473_15306385_315 |  |  | PQ | ABCN | 2771.281 | 8101503 | no | no |  |  | no |  |  | 1397466.473 | 15306385.315 |  | -1
node_1397502_257_15305484_165 |  |  | PQ | ABCN | 2771.281 | 8101503 | no | no |  |  | no |  |  | 1397502.257 | 15305484.165 |  | -1
node_1397523_601_15303151_77 |  |  | PQ | AN | 2771.281 | 8101503 | no | no |  |  | no |  |  | 1397523.601 | 15303151.77 |  | -1
node_1397532_376_15305754_352 |  |  | PQ | ABCN | 2771.281 | 8101503 | no | no |  |  | no |  |  | 1397532.376 | 15305754.352 |  | -1
node_1397551_291_15302813_076 |  |  | PQ | AN | 2771.281 | 8101503 | no | no |  |  | no |  |  | 1397551.291 | 15302813.076 |  | -1
node_1397576_906_15306108_118 |  |  | PQ | ABCN | 2771.281 | 8101503 | no | no |  |  | no |  |  | 1397576.906 | 15306108.118 |  | -1
node_1397595_682_15306099_743 |  |  | PQ | ABCN | 2771.281 | 8101503 | no | no |  |  | no |  |  | 1397595.682 | 15306099.743 |  | -1
node_1397602_582_15306355_415 |  |  | PQ | ABCN | 2771.281 | 8101503 | no | no |  |  | no |  |  | 1397602.582 | 15306355.415 |  | -1
node_1397615_461_15306098_197 |  |  | PQ | ABCN | 2771.281 | 8101503 | no | no |  |  | no |  |  | 1397615.461 | 15306098.197 |  | -1
node_1397624_638_15306707_839 |  |  | PQ | ABCN | 2771.281 | 8101503 | no | no |  |  | no |  |  | 1397624.638 | 15306707.839 |  | -1
node_1397659_662_15304636_231 |  |  | PQ | ABCN | 2771.281 | 8101503 | no | no |  |  | no |  |  | 1397659.662 | 15304636.231 |  | -1
node_1397669_432_15302532_05 |  |  | PQ | AN | 2771.281 | 8101503 | no | no |  |  | no |  |  | 1397669.432 | 15302532.05 |  | -1
node_1397674_049_15304988_997 |  |  | PQ | AN | 2771.281 | 8101503 | no | no |  |  | no |  |  | 1397674.049 | 15304988.997 |  | -1
node_1397695_729_15306811_466 |  |  | PQ | ABCN | 2771.281 | 8101503 | no | no |  |  | no |  |  | 1397695.729 | 15306811.466 |  | -1
node_1397705_153_15306793_021 |  |  | PQ | ABCN | 2771.281 | 8101503 | no | no |  |  | no |  |  | 1397705.153 | 15306793.021 |  | -1
node_1397715_312_15306777_311 |  |  | PQ | ABCN | 2771.281 | 8101503 | no | no |  |  | no |  |  | 1397715.312 | 15306777.311 |  | -1
node_1397780_314_15303075_64 |  |  | PQ | AN | 2771.281 | 8101503 | no | no |  |  | no |  |  | 1397780.314 | 15303075.64 |  | -1
node_1397815_693_15302773_719 |  |  | PQ | AN | 2771.281 | 8101503 | no | no |  |  | no |  |  | 1397815.693 | 15302773.719 |  | -1
node_1397906_581_15306729_851 |  |  | PQ | ABCN | 2771.281 | 8101503 | no | no |  |  | no |  |  | 1397906.581 | 15306729.851 |  | -1
node_1397925_991_15304263_571 |  |  | PQ | ABCN | 2771.281 | 8101503 | no | no |  |  | no |  |  | 1397925.991 | 15304263.571 |  | -1
node_1397944_985_15304086_436 |  |  | PQ | ABCN | 2771.281 | 8101503 | no | no |  |  | no |  |  | 1397944.985 | 15304086.436 |  | -1
node_1397952_109_15304111_344 |  |  | PQ | ABCN | 2771.281 | 8101503 | no | no |  |  | no |  |  | 1397952.109 | 15304111.344 |  | -1
node_1397954_203_15304137_84 |  |  | PQ | ABCN | 2771.281 | 8101503 | no | no |  |  | no |  |  | 1397954.203 | 15304137.84 |  | -1
node_1397982_435_15306002_981 |  |  | PQ | AN | 2771.281 | 8101503 | no | no |  |  | no |  |  | 1397982.435 | 15306002.981 |  | -1
node_1398077_914_15305994_175 |  |  | PQ | AN | 2771.281 | 8101503 | no | no |  |  | no |  |  | 1398077.914 | 15305994.175 |  | -1
node_1398667_271_15306567_933 |  |  | PQ | ABCN | 2771.281 | 8101503 | no | no |  |  | no |  |  | 1398667.271 | 15306567.933 |  | -1
node_1398692_96_15306317_984 |  |  | PQ | ABCN | 2771.281 | 8101503 | no | no |  |  | no |  |  | 1398692.96 | 15306317.984 |  | -1
node_1398712_667_15306320_988 |  |  | PQ | ABCN | 2771.281 | 8101503 | no | no |  |  | no |  |  | 1398712.667 | 15306320.988 |  | -1
node_1398731_156_15306330_737 |  |  | PQ | ABCN | 2771.281 | 8101503 | no | no |  |  | no |  |  | 1398731.156 | 15306330.737 |  | -1
node_1399157_711_15306754_038 |  |  | PQ | ABCN | 2771.281 | 8101503 | no | no |  |  | no |  |  | 1399157.711 | 15306754.038 |  | -1
node_1399171_156_15306773_715 |  |  | PQ | ABCN | 2771.281 | 8101503 | no | no |  |  | no |  |  | 1399171.156 | 15306773.715 |  | -1
node_1399180_373_15306797_365 |  |  | PQ | ABCN | 2771.281 | 8101503 | no | no |  |  | no |  |  | 1399180.373 | 15306797.365 |  | -1
node_1399220_918_15306205_984 |  |  | PQ | AN | 2771.281 | 8101503 | no | no |  |  | no |  |  | 1399220.918 | 15306205.984 |  | -1
node_1399598_71_15307021_746 |  |  | PQ | ABCN | 2771.281 | 8101503 | no | no |  |  | no |  |  | 1399598.71 | 15307021.746 |  | -1
node_1399605_896_15307046_621 |  |  | PQ | ABCN | 2771.281 | 8101503 | no | no |  |  | no |  |  | 1399605.896 | 15307046.621 |  | -1
node_1399608_056_15307073_108 |  |  | PQ | ABCN | 2771.281 | 8101503 | no | no |  |  | no |  |  | 1399608.056 | 15307073.108 |  | -1
node_1399804_817_15306879_906 |  |  | PQ | ABCN | 2771.281 | 8101503 | no | no |  |  | no |  |  | 1399804.817 | 15306879.906 |  | -1
node_1400499_166_15306471_569 |  |  | PQ | AN | 2771.281 | 8101503 | no | no |  |  | no |  |  | 1400499.166 | 15306471.569 |  | -1
node_1400562_98_15305430_412 |  |  | PQ | AN | 2771.281 | 8101503 | no | no |  |  | no |  |  | 1400562.98 | 15305430.412 |  | -1
node_1400589_5_15307273_045 |  |  | PQ | AN | 2771.281 | 8101503 | no | no |  |  | no |  |  | 1400589.5 | 15307273.045 |  | -1
node_1400880_197_15306979_519 |  |  | PQ | AN | 2771.281 | 8101503 | no | no |  |  | no |  |  | 1400880.197 | 15306979.519 |  | -1
node_1401021_063_15305958_438 |  |  | PQ | AN | 2771.281 | 8101503 | no | no |  |  | no |  |  | 1401021.063 | 15305958.438 |  | -1
node_1401163_64_15307079_05 |  |  | PQ | AN | 2771.281 | 8101503 | no | no |  |  | no |  |  | 1401163.64 | 15307079.05 |  | -1
node_1401284_723_15307232_849 |  |  | PQ | AN | 2771.281 | 8101503 | no | no |  |  | no |  |  | 1401284.723 | 15307232.849 |  | -1
node_1401420_507_15308179_532 |  |  | PQ | ABCN | 2771.281 | 8101503 | no | no |  |  | no |  |  | 1401420.507 | 15308179.532 |  | -1
node_1401438_427_15307420_436 |  |  | PQ | AN | 2771.281 | 8101503 | no | no |  |  | no |  |  | 1401438.427 | 15307420.436 |  | -1
node_1401677_66_15307462_484 |  |  | PQ | AN | 2771.281 | 8101503 | no | no |  |  | no |  |  | 1401677.66 | 15307462.484 |  | -1
node_1401897_993_15307567_913 |  |  | PQ | AN | 2771.281 | 8101503 | no | no |  |  | no |  |  | 1401897.993 | 15307567.913 |  | -1
node_1402408_534_15307882_05 |  |  | PQ | AN | 2771.281 | 8101503 | no | no |  |  | no |  |  | 1402408.534 | 15307882.05 |  | -1
node_1402681_102_15308128_288 |  |  | PQ | AN | 2771.281 | 8101503 | no | no |  |  | no |  |  | 1402681.102 | 15308128.288 |  | -1
node_1402971_06_15308248_864 |  |  | PQ | AN | 2771.281 | 8101503 | no | no |  |  | no |  |  | 1402971.06 | 15308248.864 |  | -1
node_1403206_431_15308418_394 |  |  | PQ | AN | 2771.281 | 8101503 | no | no |  |  | no |  |  | 1403206.431 | 15308418.394 |  | -1
node_1403710_858_15308792_683 |  |  | PQ | AN | 2771.281 | 8101503 | no | no |  |  | no |  |  | 1403710.858 | 15308792.683 |  | -1
node_8101503_200832158 |  |  | PQ | ABCD | 2771.281 | 8101503 | no | no |  |  | no |  |  | 1400089.285 | 15306910.588 |  | -1
node_8101503_200832159 |  |  | PQ | AD | 2771.281 | 8101503 | no | no |  |  | no |  |  | 1400403.892 | 15306929.623 |  | -1
node_8101503_200832160 |  |  | PQ | AN | 2771.281 | 8101503 | no | no |  |  | no |  |  | 1400532.869 | 15306480.988 |  | -1
node_8101503_200832161 |  |  | PQ | AD | 2771.281 | 8101503 | no | no |  |  | no |  |  | 1400660.834 | 15306065.509 |  | -1
node_8101503_200832162 |  |  | PQ | AD | 2771.281 | 8101503 | no | no |  |  | no |  |  | 1400623.974 | 15305880.348 |  | -1
node_8101503_200832163 |  |  | PQ | AN | 2771.281 | 8101503 | no | no |  |  | no |  |  | 1400986.15 | 15305946.557 |  | -1
node_8101503_200832164 |  |  | PQ | AD | 2771.281 | 8101503 | no | no |  |  | no |  |  | 1400596.091 | 15305767.894 |  | -1
node_8101503_200832165 |  |  | PQ | AN | 2771.281 | 8101503 | no | no |  |  | no |  |  | 1400524.179 | 15305433.703 |  | -1
node_8101503_200832511 |  |  | PQ | ABCD | 2771.281 | 8101503 | no | no |  |  | no |  |  | 1400187.812 | 15307060.544 |  | -1
node_8101503_200832512 |  |  | PQ | ABCD | 2771.281 | 8101503 | no | no |  |  | no |  |  | 1400283.809 | 15307203.581 |  | -1
node_8101503_200832513 |  |  | PQ | ABCD | 2771.281 | 8101503 | no | no |  |  | no |  |  | 1400358.98 | 15307313.112 |  | -1
node_8101503_200832515 |  |  | PQ | ABCD | 2771.281 | 8101503 | no | no |  |  | no |  |  | 1400526.013 | 15307477.606 |  | -1
node_8101503_200832516 |  |  | PQ | ABCD | 2771.281 | 8101503 | no | no |  |  | no |  |  | 1400646.644 | 15307569.33 |  | -1
node_8101503_200832518 |  |  | PQ | ABCD | 2771.281 | 8101503 | no | no |  |  | no |  |  | 1400963.607 | 15307805.092 |  | -1
node_8101503_200832519 |  |  | PQ | ABCD | 2771.281 | 8101503 | no | no |  |  | no |  |  | 1401118.826 | 15307919.65 |  | -1
node_8101503_200832521 |  |  | PQ | ABCN | 2771.281 | 8101503 | no | no |  |  | no |  |  | 1401435.658 | 15308159.321 |  | -1
node_8101503_200832522 |  |  | PQ | ABCD | 2771.281 | 8101503 | no | no |  |  | no |  |  | 1401608.98 | 15308287.428 |  | -1
node_8101503_200832523 |  |  | PQ | ABCD | 2771.281 | 8101503 | no | no |  |  | no |  |  | 1401783.073 | 15308424.904 |  | -1
node_8101503_200832524 |  |  | PQ | ABCD | 2771.281 | 8101503 | no | no |  |  | no |  |  | 1401947.265 | 15308550.211 |  | -1
node_8101503_200832525 |  |  | PQ | ABCD | 2771.281 | 8101503 | no | no |  |  | no |  |  | 1402109.699 | 15308675.665 |  | -1
node_8101503_200832526 |  |  | PQ | ABCD | 2771.281 | 8101503 | no | no |  |  | no |  |  | 1402281.924 | 15308799.895 |  | -1
node_8101503_200832527 |  |  | PQ | ABCD | 2771.281 | 8101503 | no | no |  |  | no |  |  | 1402458.221 | 15308926.597 |  | -1
node_8101503_200832528 |  |  | PQ | AN | 2771.281 | 8101503 | no | no |  |  | no |  |  | 1400561.179 | 15307284.654 |  | -1
node_8101503_200832562 |  |  | PQ | AD | 2771.281 | 8101503 | no | no |  |  | no |  |  | 1400638.841 | 15306936.277 |  | -1
node_8101503_200832563 |  |  | PQ | AN | 2771.281 | 8101503 | no | no |  |  | no |  |  | 1402392.38 | 15307906.18 |  | -1
node_8101503_200832566 |  |  | PQ | AN | 2771.281 | 8101503 | no | no |  |  | no |  |  | 1402682.478 | 15308095.199 |  | -1
node_8101503_200832568 |  |  | PQ | AN | 2771.281 | 8101503 | no | no |  |  | no |  |  | 1400873.812 | 15306950.933 |  | -1
node_8101503_200832570 |  |  | PQ | AD | 2771.281 | 8101503 | no | no |  |  | no |  |  | 1401059.188 | 15306906.245 |  | -1
node_8101503_200832571 |  |  | PQ | AN | 2771.281 | 8101503 | no | no |  |  | no |  |  | 1401184.881 | 15307057.617 |  | -1
node_8101503_200832573 |  |  | PQ | AN | 2771.281 | 8101503 | no | no |  |  | no |  |  | 1401309.539 | 15307218.985 |  | -1
node_8101503_200832575 |  |  | PQ | AN | 2771.281 | 8101503 | no | no |  |  | no |  |  | 1401450.401 | 15307393.738 |  | -1
node_8101503_200832576 |  |  | PQ | AN | 2771.281 | 8101503 | no | no |  |  | no |  |  | 1401662.102 | 15307488.429 |  | -1
node_8101503_200832578 |  |  | PQ | AN | 2771.281 | 8101503 | no | no |  |  | no |  |  | 1401885.144 | 15307590.428 |  | -1
node_8101503_200832580 |  |  | PQ | AD | 2771.281 | 8101503 | no | no |  |  | no |  |  | 1402097.911 | 15307717.207 |  | -1
node_8101503_200832658 |  |  | PQ | ABCD | 2771.281 | 8101503 | no | no |  |  | no |  |  | 1397412.126 | 15304182.156 |  | -1
node_8101503_200832666 |  |  | PQ | ABCD | 2771.281 | 8101503 | no | no |  |  | no |  |  | 1397407.131 | 15304687.273 |  | -1
node_8101503_200832670 |  |  | PQ | ABCN | 2771.281 | 8101503 | no | no |  |  | no |  |  | 1397415.142 | 15304989.139 |  | -1
node_8101503_200832680 |  |  | PQ | ABCD | 2771.281 | 8101503 | no | no |  |  | no |  |  | 1397471.446 | 15305424.14 |  | -1
node_8101503_200832683 |  |  | PQ | ABCD | 2771.281 | 8101503 | no | no |  |  | no |  |  | 1397476.303 | 15305559.82 |  | -1
node_8101503_200832691 |  |  | PQ | ABCD | 2771.281 | 8101503 | no | no |  |  | no |  |  | 1397532.879 | 15306059.119 |  | -1
node_8101503_200832693 |  |  | PQ | ABCD | 2771.281 | 8101503 | no | no |  |  | no |  |  | 1397542.832 | 15306113.754 |  | -1
node_8101503_200832696 |  |  | PQ | ABCN | 2771.281 | 8101503 | no | no |  |  | no |  |  | 1397610.416 | 15306199.928 |  | -1
node_8101503_200832698 |  |  | PQ | ABCN | 2771.281 | 8101503 | no | no |  |  | no |  |  | 1397569.297 | 15306360.436 |  | -1
node_8101503_200832700 |  |  | PQ | ABCN | 2771.281 | 8101503 | no | no |  |  | no |  |  | 1397525.967 | 15306322.448 |  | -1
node_8101503_200832703 |  |  | PQ | ABCD | 2771.281 | 8101503 | no | no |  |  | no |  |  | 1397588.574 | 15306536.063 |  | -1
node_8101503_200832705 |  |  | PQ | ABCN | 2771.281 | 8101503 | no | no |  |  | no |  |  | 1397611.355 | 15306711.292 |  | -1
node_8101503_200832743 |  |  | PQ | ABCD | 2771.281 | 8101503 | no | no |  |  | no |  |  | 1397158.812 | 15302931.603 |  | -1
node_8101503_200832745 |  |  | PQ | ABCN | 2771.281 | 8101503 | no | no |  |  | no |  |  | 1397173.405 | 15303007.428 |  | -1
node_8101503_200832754 |  |  | PQ | AD | 2771.281 | 8101503 | no | no |  |  | no |  |  | 1397120.889 | 15302649.6 |  | -1
node_8101503_200832755 |  |  | PQ | AD | 2771.281 | 8101503 | no | no |  |  | no |  |  | 1397223.74 | 15302628.448 |  | -1
node_8101503_200832756 |  |  | PQ | AD | 2771.281 | 8101503 | no | no |  |  | no |  |  | 1397348.905 | 15302610.371 |  | -1
node_8101503_200832757 |  |  | PQ | AD | 2771.281 | 8101503 | no | no |  |  | no |  |  | 1397473.178 | 15302594.636 |  | -1
node_8101503_200832759 |  |  | PQ | AD | 2771.281 | 8101503 | no | no |  |  | no |  |  | 1397561.106 | 15302588.866 |  | -1
node_8101503_200832760 |  |  | PQ | AN | 2771.281 | 8101503 | no | no |  |  | no |  |  | 1397672.376 | 15302566.976 |  | -1
node_8101503_200832769 |  |  | PQ | AD | 2771.281 | 8101503 | no | no |  |  | no |  |  | 1397742.302 | 15302826.634 |  | -1
node_8101503_200832770 |  |  | PQ | AN | 2771.281 | 8101503 | no | no |  |  | no |  |  | 1397817.647 | 15302814.644 |  | -1
node_8101503_200832772 |  |  | PQ | AD | 2771.281 | 8101503 | no | no |  |  | no |  |  | 1397258.387 | 15303210.42 |  | -1
node_8101503_200832773 |  |  | PQ | AD | 2771.281 | 8101503 | no | no |  |  | no |  |  | 1397378.242 | 15303180.987 |  | -1
node_8101503_200832774 |  |  | PQ | AN | 2771.281 | 8101503 | no | no |  |  | no |  |  | 1397517.623 | 15303171.41 |  | -1
node_8101503_200832775 |  |  | PQ | AD | 2771.281 | 8101503 | no | no |  |  | no |  |  | 1397611.581 | 15303145.774 |  | -1
node_8101503_200832778 |  |  | PQ | AD | 2771.281 | 8101503 | no | no |  |  | no |  |  | 1397897.854 | 15303089.635 |  | -1
node_8101503_200832784 |  |  | PQ | AD | 2771.281 | 8101503 | no | no |  |  | no |  |  | 1397137.547 | 15303544.328 |  | -1
node_8101503_200832793 |  |  | PQ | AN | 2771.281 | 8101503 | no | no |  |  | no |  |  | 1397190.086 | 15304126.895 |  | -1
node_8101503_200832802 |  |  | PQ | ABCD | 2771.281 | 8101503 | no | no |  |  | no |  |  | 1397343.683 | 15304783.01 |  | -1
node_8101503_200832803 |  |  | PQ | ABCD | 2771.281 | 8101503 | no | no |  |  | no |  |  | 1397258.33 | 15304778.625 |  | -1
node_8101503_200832804 |  |  | PQ | ABCD | 2771.281 | 8101503 | no | no |  |  | no |  |  | 1397165.882 | 15304775.345 |  | -1
node_8101503_200832805 |  |  | PQ | ABCN | 2771.281 | 8101503 | no | no |  |  | no |  |  | 1397059.93 | 15304768.413 |  | -1
node_8101503_200832806 |  |  | PQ | ABCD | 2771.281 | 8101503 | no | no |  |  | no |  |  | 1396962.158 | 15304767.135 |  | -1
node_8101503_200832807 |  |  | PQ | ABCD | 2771.281 | 8101503 | no | no |  |  | no |  |  | 1396861.706 | 15304763.931 |  | -1
node_8101503_200832808 |  |  | PQ | ABCN | 2771.281 | 8101503 | no | no |  |  | no |  |  | 1396812.7 | 15304757.115 |  | -1
node_8101503_200832820 |  |  | PQ | AD | 2771.281 | 8101503 | no | no |  |  | no |  |  | 1397561.067 | 15306051.548 |  | -1
node_8101503_200832821 |  |  | PQ | AD | 2771.281 | 8101503 | no | no |  |  | no |  |  | 1397713.026 | 15306049.042 |  | -1
node_8101503_200832822 |  |  | PQ | AD | 2771.281 | 8101503 | no | no |  |  | no |  |  | 1397861.207 | 15306041.029 |  | -1
node_8101503_200832824 |  |  | PQ | AN | 2771.281 | 8101503 | no | no |  |  | no |  |  | 1398078.433 | 15306027.851 |  | -1
node_8101503_200832831 |  |  | PQ | ABCN | 2771.281 | 8101503 | no | no |  |  | no |  |  | 1397065.645 | 15306427.167 |  | -1
node_8101503_200832839 |  |  | PQ | AD | 2771.281 | 8101503 | no | no |  |  | no |  |  | 1397152.237 | 15306885.523 |  | -1
node_8101503_200832843 |  |  | PQ | AN | 2771.281 | 8101503 | no | no |  |  | no |  |  | 1397222.848 | 15307149.524 |  | -1
node_8101503_200832851 |  |  | PQ | ABCD | 2771.281 | 8101503 | no | no |  |  | no |  |  | 1397544.872 | 15306760.394 |  | -1
node_8101503_200832856 |  |  | PQ | AD | 2771.281 | 8101503 | no | no |  |  | no |  |  | 1397151.388 | 15306853.232 |  | -1
node_8101503_200832859 |  |  | PQ | ABCN | 2771.281 | 8101503 | no | no |  |  | no |  |  | 1397655.885 | 15306751.409 |  | -1
node_8101503_200832860 |  |  | PQ | ABCD | 2771.281 | 8101503 | no | no |  |  | no |  |  | 1398667.993 | 15306805.702 |  | -1
node_8101503_200832861 |  |  | PQ | ABCD | 2771.281 | 8101503 | no | no |  |  | no |  |  | 1398775.115 | 15306804.136 |  | -1
node_8101503_200832862 |  |  | PQ | ABCD | 2771.281 | 8101503 | no | no |  |  | no |  |  | 1398906.138 | 15306818.071 |  | -1
node_8101503_200832863 |  |  | PQ | ABCN | 2771.281 | 8101503 | no | no |  |  | no |  |  | 1399109.127 | 15306832.011 |  | -1
node_8101503_200832867 |  |  | PQ | ABCD | 2771.281 | 8101503 | no | no |  |  | no |  |  | 1399266.353 | 15306844.316 |  | -1
node_8101503_200832868 |  |  | PQ | ABCD | 2771.281 | 8101503 | no | no |  |  | no |  |  | 1399397.882 | 15306852.127 |  | -1
node_8101503_200832869 |  |  | PQ | ABCD | 2771.281 | 8101503 | no | no |  |  | no |  |  | 1399328.847 | 15306746.974 |  | -1
node_8101503_200832872 |  |  | PQ | ABCD | 2771.281 | 8101503 | no | no |  |  | no |  |  | 1399592.927 | 15306867.951 |  | -1
node_8101503_200832873 |  |  | PQ | AD | 2771.281 | 8101503 | no | no |  |  | no |  |  | 1399700.832 | 15306821.183 |  | -1
node_8101503_200832874 |  |  | PQ | AD | 2771.281 | 8101503 | no | no |  |  | no |  |  | 1399539.434 | 15306483.202 |  | -1
node_8101503_200832876 |  |  | PQ | AN | 2771.281 | 8101503 | no | no |  |  | no |  |  | 1399238.887 | 15306227.351 |  | -1
node_8101503_200832878 |  |  | PQ | ABCN | 2771.281 | 8101503 | no | no |  |  | no |  |  | 1399802.409 | 15306854.3 |  | -1
node_8101503_200832880 |  |  | PQ | ABCD | 2771.281 | 8101503 | no | no |  |  | no |  |  | 1399892.463 | 15306847.458 |  | -1
node_8101503_200832881 |  |  | PQ | ABCD | 2771.281 | 8101503 | no | no |  |  | no |  |  | 1397747.568 | 15306746.198 |  | -1
node_8101503_200832882 |  |  | PQ | ABCN | 2771.281 | 8101503 | no | no |  |  | no |  |  | 1397905.856 | 15306763.581 |  | -1
node_8101503_200832886 |  |  | PQ | ABCD | 2771.281 | 8101503 | no | no |  |  | no |  |  | 1398027.677 | 15306765.719 |  | -1
node_8101503_200832887 |  |  | PQ | ABCD | 2771.281 | 8101503 | no | no |  |  | no |  |  | 1398126.037 | 15306773.733 |  | -1
node_8101503_200832888 |  |  | PQ | ABCD | 2771.281 | 8101503 | no | no |  |  | no |  |  | 1398231.654 | 15306778.735 |  | -1
node_8101503_200832889 |  |  | PQ | ABCD | 2771.281 | 8101503 | no | no |  |  | no |  |  | 1398313.79 | 15306783.486 |  | -1
node_8101503_200832890 |  |  | PQ | ABCD | 2771.281 | 8101503 | no | no |  |  | no |  |  | 1398571.041 | 15306801.695 |  | -1
node_8101503_200832896 |  |  | PQ | ABCD | 2771.281 | 8101503 | no | no |  |  | no |  |  | 1398693.176 | 15306716.3 |  | -1
node_8101503_200832897 |  |  | PQ | ABCN | 2771.281 | 8101503 | no | no |  |  | no |  |  | 1398697.273 | 15306570.003 |  | -1
node_8101503_200832898 |  |  | PQ | ABCN | 2771.281 | 8101503 | no | no |  |  | no |  |  | 1398694.79 | 15306419.969 |  | -1
node_8101503_200832970 |  |  | PQ | ABCD | 2771.281 | 8101503 | no | no |  |  | no |  |  | 1397483.84 | 15304662.72 |  | -1
node_8101503_200832971 |  |  | PQ | ABCN | 2771.281 | 8101503 | no | no |  |  | no |  |  | 1397664.118 | 15304673.126 |  | -1
node_8101503_200832973 |  |  | PQ | ABCD | 2771.281 | 8101503 | no | no |  |  | no |  |  | 1397778.455 | 15304668.611 |  | -1
node_8101503_200832975 |  |  | PQ | ABCD | 2771.281 | 8101503 | no | no |  |  | no |  |  | 1397956.886 | 15304678.217 |  | -1
node_8101503_200832976 |  |  | PQ | ABCD | 2771.281 | 8101503 | no | no |  |  | no |  |  | 1397924.724 | 15304473.077 |  | -1
node_8101503_200832977 |  |  | PQ | ABCN | 2771.281 | 8101503 | no | no |  |  | no |  |  | 1397892.882 | 15304268.74 |  | -1
node_8101503_200832978 |  |  | PQ | ABCN | 2771.281 | 8101503 | no | no |  |  | no |  |  | 1397878.295 | 15304134.643 |  | -1
node_8101503_200833348 |  |  | PQ | ABCD | 2771.281 | 8101503 | no | no |  |  | no |  |  | 1402968.946 | 15310025.267 |  | -1
node_8101503_200833368 |  |  | PQ | ABCD | 2771.281 | 8101503 | no | no |  |  | no |  |  | 1402976.767 | 15310048.948 |  | -1
node_8101503_200834420 |  |  | PQ | ABCD | 2771.281 | 8101503 | no | no |  |  | no |  |  | 1402881.606 | 15310006.645 |  | -1
node_8101503_200834421 |  |  | PQ | ABCD | 2771.281 | 8101503 | no | no |  |  | no |  |  | 1402621.306 | 15309054.737 |  | -1
node_8101503_200834422 |  |  | PQ | ABCD | 2771.281 | 8101503 | no | no |  |  | no |  |  | 1402833.676 | 15309214.143 |  | -1
node_8101503_200834423 |  |  | PQ | ABCD | 2771.281 | 8101503 | no | no |  |  | no |  |  | 1402835.23 | 15309422.18 |  | -1
node_8101503_200834424 |  |  | PQ | ABCD | 2771.281 | 8101503 | no | no |  |  | no |  |  | 1402828.323 | 15309691.938 |  | -1
node_8101503_200834425 |  |  | PQ | ABCD | 2771.281 | 8101503 | no | no |  |  | no |  |  | 1402840.425 | 15309890.503 |  | -1
node_8101503_200834426 |  |  | PQ | ABCD | 2771.281 | 8101503 | no | no |  |  | no |  |  | 1402823.522 | 15310022.356 |  | -1
node_8101503_200834427 |  |  | PQ | ABCD | 2771.281 | 8101503 | no | no |  |  | no |  |  | 1402943.951 | 15310044.549 |  | -1
node_8101503_200834428 |  |  | PQ | ABCD | 2771.281 | 8101503 | no | no |  |  | no |  |  | 1402916.898 | 15310006.314 |  | -1
node_8101503_200837821 |  |  | PQ | AN | 2771.281 | 8101503 | no | no |  |  | no |  |  | 1402942.637 | 15308263.101 |  | -1
node_8101503_200837824 |  |  | PQ | AN | 2771.281 | 8101503 | no | no |  |  | no |  |  | 1403191.063 | 15308438.424 |  | -1
node_8101503_200837827 |  |  | PQ | AD | 2771.281 | 8101503 | no | no |  |  | no |  |  | 1403447.559 | 15308591.358 |  | -1
node_8101503_200837828 |  |  | PQ | AN | 2771.281 | 8101503 | no | no |  |  | no |  |  | 1403691.183 | 15308762.434 |  | -1
node_8101503_200916280 |  |  | PQ | ABCD | 2771.281 | 8101503 | no | no |  |  | no |  |  | 1402954.371 | 15310020.325 |  | -1
node_8101503_200951320 |  |  | PQ | ABCD | 2771.281 | 8101503 | no | no |  |  | no |  |  | 1397346.385 | 15303755.879 |  | -1
node_8101503_200961141 |  |  | PQ | AN | 2771.281 | 8101503 | no | no |  |  | no |  |  | 1397250.762 | 15305394.406 |  | -1
node_8101503_201015737 |  |  | PQ | ABCD | 2771.281 | 8101503 | no | no |  |  | no |  |  | 1400406.328 | 15307380.802 |  | -1
node_8101503_201015738 |  |  | PQ | ABCD | 2771.281 | 8101503 | no | no |  |  | no |  |  | 1400803.138 | 15307682.138 |  | -1
node_8101503_201016669 |  |  | PQ | ABCD | 2771.281 | 8101503 | no | no |  |  | no |  |  | 1400475.071 | 15307434.819 |  | -1
node_8101503_201018093 |  |  | PQ | AN | 2771.281 | 8101503 | no | no |  |  | no |  |  | 1397972.67 | 15306036.061 |  | -1
node_8101503_201034205 |  |  | PQ | AN | 2771.281 | 8101503 | no | no |  |  | no |  |  | 1397358.225 | 15306801.708 |  | -1
node_8101503_201034206 |  |  | PQ | AD | 2771.281 | 8101503 | no | no |  |  | no |  |  | 1397486.192 | 15306774.881 |  | -1
node_8101503_201034208 |  |  | PQ | AN | 2771.281 | 8101503 | no | no |  |  | no |  |  | 1397254.82 | 15306831.847 |  | -1
node_8101503_201034209 |  |  | PQ | AN | 2771.281 | 8101503 | no | no |  |  | no |  |  | 1397384.378 | 15306898.863 |  | -1
node_8101503_201034211 |  |  | PQ | AN | 2771.281 | 8101503 | no | no |  |  | no |  |  | 1397397.273 | 15307035.315 |  | -1
node_8101503_201034212 |  |  | PQ | AN | 2771.281 | 8101503 | no | no |  |  | no |  |  | 1397369.766 | 15306830.175 |  | -1
node_8101503_201034214 |  |  | PQ | AD | 2771.281 | 8101503 | no | no |  |  | no |  |  | 1397180.838 | 15307000.794 |  | -1
node_8101503_201034215 |  |  | PQ | AD | 2771.281 | 8101503 | no | no |  |  | no |  |  | 1397197.144 | 15307066.396 |  | -1
node_8101503_201034227 |  |  | PQ | AD | 2771.281 | 8101503 | no | no |  |  | no |  |  | 1397290.385 | 15304111.207 |  | -1
node_8101503_201034274 |  |  | PQ | ABCD | 2771.281 | 8101503 | no | no |  |  | no |  |  | 1397414.421 | 15304094.427 |  | -1
node_8101503_201034280 |  |  | PQ | AD | 2771.281 | 8101503 | no | no |  |  | no |  |  | 1397055.242 | 15304153.235 |  | -1
node_8101503_201034281 |  |  | PQ | AD | 2771.281 | 8101503 | no | no |  |  | no |  |  | 1396928.697 | 15304184.877 |  | -1
node_8101503_201034284 |  |  | PQ | AD | 2771.281 | 8101503 | no | no |  |  | no |  |  | 1396911.067 | 15304041.226 |  | -1
node_8101503_201034285 |  |  | PQ | AN | 2771.281 | 8101503 | no | no |  |  | no |  |  | 1396889.159 | 15303921.262 |  | -1
node_8101503_201034289 |  |  | PQ | AD | 2771.281 | 8101503 | no | no |  |  | no |  |  | 1397239.603 | 15303524.076 |  | -1
node_8101503_201034290 |  |  | PQ | AD | 2771.281 | 8101503 | no | no |  |  | no |  |  | 1397045.86 | 15303568.251 |  | -1
node_8101503_201034291 |  |  | PQ | AN | 2771.281 | 8101503 | no | no |  |  | no |  |  | 1396961.532 | 15303582.53 |  | -1
node_8101503_201034292 |  |  | PQ | AD | 2771.281 | 8101503 | no | no |  |  | no |  |  | 1396863.97 | 15303596.287 |  | -1
node_8101503_201034293 |  |  | PQ | AD | 2771.281 | 8101503 | no | no |  |  | no |  |  | 1396845.526 | 15303585.358 |  | -1
node_8101503_201034479 |  |  | PQ | AD | 2771.281 | 8101503 | no | no |  |  | no |  |  | 1397189.226 | 15302906.736 |  | -1
node_8101503_201034480 |  |  | PQ | AD | 2771.281 | 8101503 | no | no |  |  | no |  |  | 1397264.799 | 15302892.552 |  | -1
node_8101503_201034481 |  |  | PQ | AD | 2771.281 | 8101503 | no | no |  |  | no |  |  | 1397359.558 | 15302873.473 |  | -1
node_8101503_201034482 |  |  | PQ | AD | 2771.281 | 8101503 | no | no |  |  | no |  |  | 1397454.213 | 15302859.661 |  | -1
node_8101503_201034483 |  |  | PQ | AN | 2771.281 | 8101503 | no | no |  |  | no |  |  | 1397565.281 | 15302855.643 |  | -1
node_8101503_201034484 |  |  | PQ | AD | 2771.281 | 8101503 | no | no |  |  | no |  |  | 1397670.794 | 15302843.64 |  | -1
node_8101503_201034637 |  |  | PQ | AD | 2771.281 | 8101503 | no | no |  |  | no |  |  | 1397692.89 | 15303129.666 |  | -1
node_8101503_201034638 |  |  | PQ | AN | 2771.281 | 8101503 | no | no |  |  | no |  |  | 1397783.92 | 15303115.263 |  | -1
node_8101503_201039967 |  |  | PQ | ABCD | 2771.281 | 8101503 | no | no |  |  | no |  |  | 1397508.053 | 15306207.7 |  | -1
node_8101503_201039968 |  |  | PQ | ABCD | 2771.281 | 8101503 | no | no |  |  | no |  |  | 1397383.235 | 15306267.781 |  | -1
node_8101503_201039969 |  |  | PQ | ABCD | 2771.281 | 8101503 | no | no |  |  | no |  |  | 1397272.892 | 15306322.969 |  | -1
node_8101503_201039970 |  |  | PQ | ABCD | 2771.281 | 8101503 | no | no |  |  | no |  |  | 1397173.171 | 15306372.75 |  | -1
node_8101503_201040106 |  |  | PQ | AD | 2771.281 | 8101503 | no | no |  |  | no |  |  | 1397445.511 | 15305004.56 |  | -1
node_8101503_201040107 |  |  | PQ | AD | 2771.281 | 8101503 | no | no |  |  | no |  |  | 1397556.028 | 15305012.14 |  | -1
node_8101503_201040108 |  |  | PQ | AN | 2771.281 | 8101503 | no | no |  |  | no |  |  | 1397672.59 | 15305017.087 |  | -1
node_8101503_201040574 |  |  | PQ | ABCD | 2771.281 | 8101503 | no | no |  |  | no |  |  | 1397021.801 | 15302351.015 |  | -1
node_8101503_201040576 |  |  | PQ | ABCD | 2771.281 | 8101503 | no | no |  |  | no |  |  | 1397041.932 | 15302427.605 |  | -1
node_8101503_201040577 |  |  | PQ | ABCN | 2771.281 | 8101503 | no | no |  |  | no |  |  | 1397060.122 | 15302498.682 |  | -1
node_8101503_201040578 |  |  | PQ | ABCD | 2771.281 | 8101503 | no | no |  |  | no |  |  | 1397071.444 | 15302560.473 |  | -1
node_8101503_201040580 |  |  | PQ | ABCD | 2771.281 | 8101503 | no | no |  |  | no |  |  | 1397093.074 | 15302650.339 |  | -1
node_8101503_201040581 |  |  | PQ | ABCD | 2771.281 | 8101503 | no | no |  |  | no |  |  | 1397104.324 | 15302692.822 |  | -1
node_8101503_201040582 |  |  | PQ | ABCN | 2771.281 | 8101503 | no | no |  |  | no |  |  | 1397137.785 | 15302835.168 |  | -1
node_8101503_201040583 |  |  | PQ | ABCD | 2771.281 | 8101503 | no | no |  |  | no |  |  | 1397207.932 | 15303102.486 |  | -1
node_8101503_201040584 |  |  | PQ | ABCD | 2771.281 | 8101503 | no | no |  |  | no |  |  | 1397220.058 | 15303200.82 |  | -1
node_8101503_201040585 |  |  | PQ | ABCN | 2771.281 | 8101503 | no | no |  |  | no |  |  | 1397255.675 | 15303313.804 |  | -1
node_8101503_201040586 |  |  | PQ | ABCD | 2771.281 | 8101503 | no | no |  |  | no |  |  | 1397272.38 | 15303411.241 |  | -1
node_8101503_201040587 |  |  | PQ | ABCN | 2771.281 | 8101503 | no | no |  |  | no |  |  | 1397283.763 | 15303463.296 |  | -1
node_8101503_201040588 |  |  | PQ | ABCD | 2771.281 | 8101503 | no | no |  |  | no |  |  | 1397299.359 | 15303549.519 |  | -1
node_8101503_201040589 |  |  | PQ | ABCN | 2771.281 | 8101503 | no | no |  |  | no |  |  | 1397319.033 | 15303663.376 |  | -1
node_8101503_201040590 |  |  | PQ | ABCN | 2771.281 | 8101503 | no | no |  |  | no |  |  | 1397376.959 | 15303892.232 |  | -1
node_8101503_201040591 |  |  | PQ | ABCD | 2771.281 | 8101503 | no | no |  |  | no |  |  | 1397415.67 | 15304026.692 |  | -1
node_8101503_201040686 |  |  | PQ | ABCD | 2771.281 | 8101503 | no | no |  |  | no |  |  | 1397483.42 | 15305620.091 |  | -1
node_8101503_201040688 |  |  | PQ | ABCD | 2771.281 | 8101503 | no | no |  |  | no |  |  | 1397513.067 | 15305891.674 |  | -1
node_8101503_201040689 |  |  | PQ | ABCD | 2771.281 | 8101503 | no | no |  |  | no |  |  | 1397519.906 | 15305956.267 |  | -1
node_8101503_201040690 |  |  | PQ | ABCD | 2771.281 | 8101503 | no | no |  |  | no |  |  | 1397544.059 | 15306176.672 |  | -1
node_8101503_201040691 |  |  | PQ | ABCD | 2771.281 | 8101503 | no | no |  |  | no |  |  | 1397552.554 | 15306229.252 |  | -1
node_8101503_201040692 |  |  | PQ | ABCD | 2771.281 | 8101503 | no | no |  |  | no |  |  | 1397578.637 | 15306452.811 |  | -1
node_8101503_201040693 |  |  | PQ | ABCD | 2771.281 | 8101503 | no | no |  |  | no |  |  | 1397600.915 | 15306625.261 |  | -1
node_8101503_201040697 |  |  | PQ | ABCD | 2771.281 | 8101503 | no | no |  |  | no |  |  | 1397505.707 | 15305825.063 |  | -1
node_8101503_201040698 |  |  | PQ | ABCD | 2771.281 | 8101503 | no | no |  |  | no |  |  | 1397495.495 | 15305688.866 |  | -1
node_8101503_201040699 |  |  | PQ | ABCN | 2771.281 | 8101503 | no | no |  |  | no |  |  | 1397497.305 | 15305762.036 |  | -1
node_8101503_201040762 |  |  | PQ | ABCD | 2771.281 | 8101503 | no | no |  |  | no |  |  | 1397413.011 | 15304239.369 |  | -1
node_8101503_201040763 |  |  | PQ | ABCN | 2771.281 | 8101503 | no | no |  |  | no |  |  | 1397412.341 | 15304323.223 |  | -1
node_8101503_201040764 |  |  | PQ | ABCD | 2771.281 | 8101503 | no | no |  |  | no |  |  | 1397410.291 | 15304424.244 |  | -1
node_8101503_201040765 |  |  | PQ | ABCD | 2771.281 | 8101503 | no | no |  |  | no |  |  | 1397410.845 | 15304475.243 |  | -1
node_8101503_201040766 |  |  | PQ | ABCN | 2771.281 | 8101503 | no | no |  |  | no |  |  | 1397412.782 | 15304581.199 |  | -1
node_8101503_201040767 |  |  | PQ | ABCD | 2771.281 | 8101503 | no | no |  |  | no |  |  | 1397406.237 | 15304785.958 |  | -1
node_8101503_201040768 |  |  | PQ | ABCD | 2771.281 | 8101503 | no | no |  |  | no |  |  | 1397408.204 | 15304901.705 |  | -1
node_8101503_201040769 |  |  | PQ | ABCD | 2771.281 | 8101503 | no | no |  |  | no |  |  | 1397457.606 | 15305303.357 |  | -1
node_8101503_201040770 |  |  | PQ | ABCD | 2771.281 | 8101503 | no | no |  |  | no |  |  | 1397453.883 | 15305347.316 |  | -1
node_8101503_201040772 |  |  | PQ | ABCN | 2771.281 | 8101503 | no | no |  |  | no |  |  | 1397469.146 | 15305494.812 |  | -1
node_8101503_201040774 |  |  | PQ | ABCD | 2771.281 | 8101503 | no | no |  |  | no |  |  | 1397434.618 | 15305107.379 |  | -1
node_8101503_201040776 |  |  | PQ | ABCN | 2771.281 | 8101503 | no | no |  |  | no |  |  | 1397426.518 | 15305189.219 |  | -1
node_8101503_201056333 |  |  | PQ | ABCN | 2771.281 | 8101503 | no | no |  |  | no |  |  | 1399532.152 | 15307070.262 |  | -1
node_8101503_311845893 |  |  | PQ | ABCD | 2771.281 | 8101503 | no | no |  |  | no |  |  | 1397630.888 | 15306755.299 |  | -1
node_220416151 |  |  | PQ | ABCD | 2771.281 | 8101503 | no | no |  |  | no |  |  | 1397578.12 | 15306447.703 |  | -1
node_220623203 |  |  | PQ | ABCD | 2771.281 | 8101503 | no | no |  |  | no |  |  | 1397577.767 | 15306444.207 |  | -1
node_SOURCE_8101503 |  |  | SWING | ABCN | 2771.281 | 8101503 | no | no |  |  | no |  |  | 1402887.527 | 15310060.898 |  | -1
node_intto1_8101503_200832158 |  |  | PQ | ABCD | 2771.281 | 8101503 | no | no |  |  | no |  |  | 1400089.285 | 15306910.588 |  | -1
node_intto1_8101503_200832528 |  |  | PQ | AD | 2771.281 | 8101503 | no | no |  |  | no |  |  | 1400561.179 | 15307284.654 |  | -1
node_intto1_8101503_200832808 |  |  | PQ | ABCD | 2771.281 | 8101503 | no | no |  |  | no |  |  | 1396812.7 | 15304757.115 |  | -1
node_intto1_8101503_200832859 |  |  | PQ | ABCD | 2771.281 | 8101503 | no | no |  |  | no |  |  | 1397655.885 | 15306751.409 |  | -1
node_intto1_8101503_200832873 |  |  | PQ | AD | 2771.281 | 8101503 | no | no |  |  | no |  |  | 1399700.832 | 15306821.183 |  | -1
node_intto1_8101503_200832896 |  |  | PQ | ABCD | 2771.281 | 8101503 | no | no |  |  | no |  |  | 1398693.176 | 15306716.3 |  | -1
node_intto1_8101503_201034206 |  |  | PQ | AD | 2771.281 | 8101503 | no | no |  |  | no |  |  | 1397486.192 | 15306774.881 |  | -1
node_intto1_8101503_201034227 |  |  | PQ | AD | 2771.281 | 8101503 | no | no |  |  | no |  |  | 1397290.385 | 15304111.207 |  | -1
node_intto1_8101503_201034289 |  |  | PQ | AD | 2771.281 | 8101503 | no | no |  |  | no |  |  | 1397239.603 | 15303524.076 |  | -1
node_intto1_8101503_201034480 |  |  | PQ | AD | 2771.281 | 8101503 | no | no |  |  | no |  |  | 1397264.799 | 15302892.552 |  | -1
node_intto1_8101503_201039968 |  |  | PQ | ABCD | 2771.281 | 8101503 | no | no |  |  | no |  |  | 1397383.235 | 15306267.781 |  | -1
node_intto1_8101503_201040693 |  |  | PQ | ABCD | 2771.281 | 8101503 | no | no |  |  | no |  |  | 1397600.915 | 15306625.261 |  | -1
node_intto1_8101503_201040764 |  |  | PQ | ABCD | 2771.281 | 8101503 | no | no |  |  | no |  |  | 1397410.291 | 15304424.244 |  | -1
node_intto1_220416151 |  |  | PQ | ABCD | 2771.281 | 8101503 | no | no |  |  | no |  |  | 1397578.12 | 15306447.703 |  | -1
node_intto1_220623203 |  |  | PQ | ABCD | 2771.281 | 8101503 | no | no |  |  | no |  |  | 1397577.767 | 15306444.207 |  | -1

## overhead_line
data_type | static
owner_type | feeder
owner | 8101503
object | overhead_line
name | groupid | phases | fr | to | length | configuration | dcircuit | selected | monitored | monitored_fields | class_monitored_fields | played | played_fields | comments | R | X | B | lim_kw
oh_line_8101503_200832158 |  | ABCD | node_8101503_200832511 | node_intto1_8101503_200832158 | 179.427 | bal_3P_477AL | 8101503 | no | no |  |  | no |  |  | 0 | 0 | 0 | 0
oh_line_8101503_200832159 |  | AD | node_8101503_200832158 | node_8101503_200832159 | 315.182 | bal_1P_2AC | 8101503 | no | no |  |  | no |  |  | 0 | 0 | 0 | 0
oh_line_8101503_200832160 |  | AD | node_8101503_200832159 | node_8101503_200832160 | 466.806 | bal_1P_2AC | 8101503 | no | no |  |  | no |  |  | 0 | 0 | 0 | 0
oh_line_8101503_200832161 |  | AD | node_8101503_200832160 | node_8101503_200832161 | 434.74 | bal_1P_2AC | 8101503 | no | no |  |  | no |  |  | 0 | 0 | 0 | 0
oh_line_8101503_200832162 |  | AD | node_8101503_200832161 | node_8101503_200832162 | 188.794 | bal_1P_2AC | 8101503 | no | no |  |  | no |  |  | 0 | 0 | 0 | 0
oh_line_8101503_200832163 |  | AD | node_8101503_200832162 | node_8101503_200832163 | 368.177 | bal_1P_1/0AA | 8101503 | no | no |  |  | no |  |  | 0 | 0 | 0 | 0
oh_line_8101503_200832164 |  | AD | node_8101503_200832162 | node_8101503_200832164 | 115.86 | bal_1P_2AC | 8101503 | no | no |  |  | no |  |  | 0 | 0 | 0 | 0
oh_line_8101503_200832165 |  | AD | node_8101503_200832164 | node_8101503_200832165 | 341.84 | bal_1P_2AC | 8101503 | no | no |  |  | no |  |  | 0 | 0 | 0 | 0
oh_line_8101503_200832511 |  | ABCD | node_8101503_200832512 | node_8101503_200832511 | 172.264 | bal_3P_477AL | 8101503 | no | no |  |  | no |  |  | 0 | 0 | 0 | 0
oh_line_8101503_200832512 |  | ABCD | node_8101503_200832513 | node_8101503_200832512 | 132.845 | bal_3P_477AL | 8101503 | no | no |  |  | no |  |  | 0 | 0 | 0 | 0
oh_line_8101503_200832513 |  | ABCD | node_8101503_201015737 | node_8101503_200832513 | 82.606 | bal_3P_477AL | 8101503 | no | no |  |  | no |  |  | 0 | 0 | 0 | 0
oh_line_8101503_200832515 |  | ABCD | node_8101503_200832516 | node_8101503_200832515 | 151.542 | bal_3P_477AL | 8101503 | no | no |  |  | no |  |  | 0 | 0 | 0 | 0
oh_line_8101503_200832516 |  | ABCD | node_8101503_201015738 | node_8101503_200832516 | 192.915 | bal_3P_477AL | 8101503 | no | no |  |  | no |  |  | 0 | 0 | 0 | 0
oh_line_8101503_200832518 |  | ABCD | node_8101503_200832519 | node_8101503_200832518 | 192.915 | bal_3P_477AL | 8101503 | no | no |  |  | no |  |  | 0 | 0 | 0 | 0
oh_line_8101503_200832519 |  | ABCD | node_8101503_200832521 | node_8101503_200832519 | 397.272 | bal_3P_477AL | 8101503 | no | no |  |  | no |  |  | 0 | 0 | 0 | 0
oh_line_8101503_200832521 |  | ABCD | node_8101503_200832522 | node_8101503_200832521 | 215.527 | bal_3P_477AL | 8101503 | no | no |  |  | no |  |  | 0 | 0 | 0 | 0
oh_line_8101503_200832522 |  | ABCD | node_8101503_200832523 | node_8101503_200832522 | 221.829 | bal_3P_477AL | 8101503 | no | no |  |  | no |  |  | 0 | 0 | 0 | 0
oh_line_8101503_200832523 |  | ABCD | node_8101503_200832524 | node_8101503_200832523 | 206.545 | bal_3P_477AL | 8101503 | no | no |  |  | no |  |  | 0 | 0 | 0 | 0
oh_line_8101503_200832524 |  | ABCD | node_8101503_200832525 | node_8101503_200832524 | 205.241 | bal_3P_477AL | 8101503 | no | no |  |  | no |  |  | 0 | 0 | 0 | 0
oh_line_8101503_200832525 |  | ABCD | node_8101503_200832526 | node_8101503_200832525 | 212.355 | bal_3P_477AL | 8101503 | no | no |  |  | no |  |  | 0 | 0 | 0 | 0
oh_line_8101503_200832526 |  | ABCD | node_8101503_200832527 | node_8101503_200832526 | 217.104 | bal_3P_477AL | 8101503 | no | no |  |  | no |  |  | 0 | 0 | 0 | 0
oh_line_8101503_200832527 |  | ABCD | node_8101503_200834421 | node_8101503_200832527 | 207.404 | bal_3P_477AL | 8101503 | no | no |  |  | no |  |  | 0 | 0 | 0 | 0
oh_line_8101503_200832528 |  | AD | node_8101503_201015737 | node_intto1_8101503_200832528 | 182.272 | bal_1P_2AC | 8101503 | no | no |  |  | no |  |  | 0 | 0 | 0 | 0
oh_line_8101503_200832562 |  | AD | node_8101503_200832159 | node_8101503_200832562 | 235.044 | bal_1P_1/0AA | 8101503 | no | no |  |  | no |  |  | 0 | 0 | 0 | 0
oh_line_8101503_200832563 |  | AD | node_8101503_200832580 | node_8101503_200832563 | 349.889 | bal_1P_1/0AA | 8101503 | no | no |  |  | no |  |  | 0 | 0 | 0 | 0
oh_line_8101503_200832566 |  | AD | node_8101503_200832563 | node_8101503_200832566 | 346.244 | bal_1P_1/0AA | 8101503 | no | no |  |  | no |  |  | 0 | 0 | 0 | 0
oh_line_8101503_200832568 |  | AD | node_8101503_200832562 | node_8101503_200832568 | 235.427 | bal_1P_1/0AA | 8101503 | no | no |  |  | no |  |  | 0 | 0 | 0 | 0
oh_line_8101503_200832570 |  | AD | node_8101503_200832568 | node_8101503_200832570 | 190.687 | bal_1P_1/0AA | 8101503 | no | no |  |  | no |  |  | 0 | 0 | 0 | 0
oh_line_8101503_200832571 |  | AD | node_8101503_200832570 | node_8101503_200832571 | 196.755 | bal_1P_1/0AA | 8101503 | no | no |  |  | no |  |  | 0 | 0 | 0 | 0
oh_line_8101503_200832573 |  | AD | node_8101503_200832571 | node_8101503_200832573 | 203.91 | bal_1P_1/0AA | 8101503 | no | no |  |  | no |  |  | 0 | 0 | 0 | 0
oh_line_8101503_200832575 |  | AD | node_8101503_200832573 | node_8101503_200832575 | 224.457 | bal_1P_1/0AA | 8101503 | no | no |  |  | no |  |  | 0 | 0 | 0 | 0
oh_line_8101503_200832576 |  | AD | node_8101503_200832575 | node_8101503_200832576 | 231.913 | bal_1P_1/0AA | 8101503 | no | no |  |  | no |  |  | 0 | 0 | 0 | 0
oh_line_8101503_200832578 |  | AD | node_8101503_200832576 | node_8101503_200832578 | 245.258 | bal_1P_1/0AA | 8101503 | no | no |  |  | no |  |  | 0 | 0 | 0 | 0
oh_line_8101503_200832580 |  | AD | node_8101503_200832578 | node_8101503_200832580 | 247.675 | bal_1P_1/0AA | 8101503 | no | no |  |  | no |  |  | 0 | 0 | 0 | 0
oh_line_8101503_200832658 |  | ABCD | node_8101503_201040762 | node_8101503_200832658 | 57.22 | bal_3P_2/0CU | 8101503 | no | no |  |  | no |  |  | 0 | 0 | 0 | 0
oh_line_8101503_200832666 |  | ABCD | node_8101503_201040767 | node_8101503_200832666 | 98.689 | bal_3P_2/0CU | 8101503 | no | no |  |  | no |  |  | 0 | 0 | 0 | 0
oh_line_8101503_200832670 |  | ABCD | node_8101503_201040774 | node_8101503_200832670 | 119.833 | bal_3P_2/0CU | 8101503 | no | no |  |  | no |  |  | 0 | 0 | 0 | 0
oh_line_8101503_200832680 |  | ABCD | node_8101503_201040772 | node_8101503_200832680 | 70.71 | bal_3P_2/0CU | 8101503 | no | no |  |  | no |  |  | 0 | 0 | 0 | 0
oh_line_8101503_200832683 |  | ABCD | node_8101503_201040686 | node_8101503_200832683 | 60.69 | bal_3P_2/0CU | 8101503 | no | no |  |  | no |  |  | 0 | 0 | 0 | 0
oh_line_8101503_200832691 |  | ABCD | node_8101503_200832693 | node_8101503_200832691 | 55.534 | bal_3P_2/0CU | 8101503 | no | no |  |  | no |  |  | 0 | 0 | 0 | 0
oh_line_8101503_200832693 |  | ABCD | node_8101503_201040690 | node_8101503_200832693 | 62.93 | bal_3P_2/0CU | 8101503 | no | no |  |  | no |  |  | 0 | 0 | 0 | 0
oh_line_8101503_200832696 |  | ABCD | node_8101503_201040691 | node_8101503_200832696 | 64.868 | bal_3P_1/0AA | 8101503 | no | no |  |  | no |  |  | 0 | 0 | 0 | 0
oh_line_8101503_200832698-1 |  | ABCD | node_8101503_201040692 | node_intto1_220416151 | 5.134 | bal_3P_2/0CU | 8101503 | no | no |  |  | no |  |  | 0 | 0 | 0 | 0
oh_line_8101503_200832698-2 |  | ABCD | node_220416151 | node_intto1_220623203 | 3.514 | bal_3P_2/0CU | 8101503 | no | no |  |  | no |  |  | 0 | 0 | 0 | 0
oh_line_8101503_200832698-3 |  | ABCD | node_220623203 | node_8101503_200832698 | 84.198 | bal_3P_2/0CU | 8101503 | no | no |  |  | no |  |  | 0 | 0 | 0 | 0
oh_line_8101503_200832700 |  | ABCD | node_8101503_200832698 | node_8101503_200832700 | 57.625 | bal_3P_1/0AC | 8101503 | no | no |  |  | no |  |  | 0 | 0 | 0 | 0
oh_line_8101503_200832703 |  | ABCD | node_8101503_201040693 | node_8101503_200832703 | 90.047 | bal_3P_2/0CU | 8101503 | no | no |  |  | no |  |  | 0 | 0 | 0 | 0
oh_line_8101503_200832705 |  | ABCD | node_8101503_311845893 | node_8101503_200832705 | 48.147 | bal_3P_2/0CU | 8101503 | no | no |  |  | no |  |  | 0 | 0 | 0 | 0
oh_line_8101503_200832743 |  | ABCD | node_8101503_200832745 | node_8101503_200832743 | 77.217 | bal_3P_2/0CU | 8101503 | no | no |  |  | no |  |  | 0 | 0 | 0 | 0
oh_line_8101503_200832745 |  | ABCD | node_8101503_201040583 | node_8101503_200832745 | 101.134 | bal_3P_2/0CU | 8101503 | no | no |  |  | no |  |  | 0 | 0 | 0 | 0
oh_line_8101503_200832754 |  | AD | node_8101503_201040580 | node_8101503_200832754 | 27.825 | bal_1P_1/0AC | 8101503 | no | no |  |  | no |  |  | 0 | 0 | 0 | 0
oh_line_8101503_200832755 |  | AD | node_8101503_200832754 | node_8101503_200832755 | 105.004 | bal_1P_1/0AC | 8101503 | no | no |  |  | no |  |  | 0 | 0 | 0 | 0
oh_line_8101503_200832756 |  | AD | node_8101503_200832755 | node_8101503_200832756 | 126.463 | bal_1P_1/0AC | 8101503 | no | no |  |  | no |  |  | 0 | 0 | 0 | 0
oh_line_8101503_200832757 |  | AD | node_8101503_200832756 | node_8101503_200832757 | 125.266 | bal_1P_1/0AC | 8101503 | no | no |  |  | no |  |  | 0 | 0 | 0 | 0
oh_line_8101503_200832759 |  | AD | node_8101503_200832757 | node_8101503_200832759 | 88.117 | bal_1P_1/0AC | 8101503 | no | no |  |  | no |  |  | 0 | 0 | 0 | 0
oh_line_8101503_200832760 |  | AD | node_8101503_200832759 | node_8101503_200832760 | 113.403 | bal_1P_1/0AC | 8101503 | no | no |  |  | no |  |  | 0 | 0 | 0 | 0
oh_line_8101503_200832769 |  | AD | node_8101503_201034484 | node_8101503_200832769 | 73.502 | bal_1P_1/0AC | 8101503 | no | no |  |  | no |  |  | 0 | 0 | 0 | 0
oh_line_8101503_200832770 |  | AD | node_8101503_200832769 | node_8101503_200832770 | 76.293 | bal_1P_1/0AC | 8101503 | no | no |  |  | no |  |  | 0 | 0 | 0 | 0
oh_line_8101503_200832772 |  | AD | node_8101503_201040584 | node_8101503_200832772 | 39.513 | bal_1P_1/0AC | 8101503 | no | no |  |  | no |  |  | 0 | 0 | 0 | 0
oh_line_8101503_200832773 |  | AD | node_8101503_200832772 | node_8101503_200832773 | 123.416 | bal_1P_1/0AC | 8101503 | no | no |  |  | no |  |  | 0 | 0 | 0 | 0
oh_line_8101503_200832774 |  | AD | node_8101503_200832773 | node_8101503_200832774 | 139.709 | bal_1P_1/0AC | 8101503 | no | no |  |  | no |  |  | 0 | 0 | 0 | 0
oh_line_8101503_200832775 |  | AD | node_8101503_200832774 | node_8101503_200832775 | 97.393 | bal_1P_1/0AC | 8101503 | no | no |  |  | no |  |  | 0 | 0 | 0 | 0
oh_line_8101503_200832778 |  | AD | node_8101503_201034638 | node_8101503_200832778 | 116.78 | bal_1P_1/0AC | 8101503 | no | no |  |  | no |  |  | 0 | 0 | 0 | 0
oh_line_8101503_200832784 |  | AD | node_8101503_201034289 | node_8101503_200832784 | 104.046 | bal_1P_4CU | 8101503 | no | no |  |  | no |  |  | 0 | 0 | 0 | 0
oh_line_8101503_200832793 |  | AD | node_8101503_201034227 | node_8101503_200832793 | 101.518 | bal_1P_4CU | 8101503 | no | no |  |  | no |  |  | 0 | 0 | 0 | 0
oh_line_8101503_200832802 |  | ABCD | node_8101503_201040767 | node_8101503_200832802 | 62.624 | bal_3P_1/0AA | 8101503 | no | no |  |  | no |  |  | 0 | 0 | 0 | 0
oh_line_8101503_200832803 |  | ABCD | node_8101503_200832802 | node_8101503_200832803 | 85.466 | bal_3P_1/0AA | 8101503 | no | no |  |  | no |  |  | 0 | 0 | 0 | 0
oh_line_8101503_200832804 |  | ABCD | node_8101503_200832803 | node_8101503_200832804 | 92.506 | bal_3P_1/0AA | 8101503 | no | no |  |  | no |  |  | 0 | 0 | 0 | 0
oh_line_8101503_200832805 |  | ABCD | node_8101503_200832804 | node_8101503_200832805 | 106.179 | bal_3P_1/0AA | 8101503 | no | no |  |  | no |  |  | 0 | 0 | 0 | 0
oh_line_8101503_200832806 |  | ABCD | node_8101503_200832805 | node_8101503_200832806 | 97.78 | bal_3P_1/0AA | 8101503 | no | no |  |  | no |  |  | 0 | 0 | 0 | 0
oh_line_8101503_200832807 |  | ABCD | node_8101503_200832806 | node_8101503_200832807 | 100.503 | bal_3P_1/0AA | 8101503 | no | no |  |  | no |  |  | 0 | 0 | 0 | 0
oh_line_8101503_200832808 |  | ABCD | node_8101503_200832807 | node_intto1_8101503_200832808 | 49.477 | bal_3P_1/0AA | 8101503 | no | no |  |  | no |  |  | 0 | 0 | 0 | 0
oh_line_8101503_200832820 |  | AD | node_8101503_200832691 | node_8101503_200832820 | 29.187 | bal_1P_1/0AA | 8101503 | no | no |  |  | no |  |  | 0 | 0 | 0 | 0
oh_line_8101503_200832821 |  | AD | node_8101503_200832820 | node_8101503_200832821 | 151.979 | bal_1P_1/0AA | 8101503 | no | no |  |  | no |  |  | 0 | 0 | 0 | 0
oh_line_8101503_200832822 |  | AD | node_8101503_200832821 | node_8101503_200832822 | 148.397 | bal_1P_1/0AA | 8101503 | no | no |  |  | no |  |  | 0 | 0 | 0 | 0
oh_line_8101503_200832824 |  | AD | node_8101503_201018093 | node_8101503_200832824 | 106.081 | bal_1P_1/0AC | 8101503 | no | no |  |  | no |  |  | 0 | 0 | 0 | 0
oh_line_8101503_200832831 |  | ABCD | node_8101503_201039970 | node_8101503_200832831 | 120.512 | bal_3P_1/0AC | 8101503 | no | no |  |  | no |  |  | 0 | 0 | 0 | 0
oh_line_8101503_200832839 |  | AD | node_8101503_200832856 | node_8101503_200832839 | 32.302 | bal_1P_1/0AA | 8101503 | no | no |  |  | no |  |  | 0 | 0 | 0 | 0
oh_line_8101503_200832843 |  | AD | node_8101503_201034215 | node_8101503_200832843 | 87.012 | bal_1P_1/0AA | 8101503 | no | no |  |  | no |  |  | 0 | 0 | 0 | 0
oh_line_8101503_200832851 |  | ABCD | node_8101503_311845893 | node_8101503_200832851 | 86.167 | bal_3P_477AL | 8101503 | no | no |  |  | no |  |  | 0 | 0 | 0 | 0
oh_line_8101503_200832856 |  | AD | node_8101503_201034208 | node_8101503_200832856 | 105.62 | bal_1P_1/0AA | 8101503 | no | no |  |  | no |  |  | 0 | 0 | 0 | 0
oh_line_8101503_200832859 |  | ABCD | node_8101503_200832881 | node_intto1_8101503_200832859 | 91.833 | bal_3P_477AL | 8101503 | no | no |  |  | no |  |  | 0 | 0 | 0 | 0
oh_line_8101503_200832860 |  | ABCD | node_8101503_200832861 | node_8101503_200832860 | 107.134 | bal_3P_477AL | 8101503 | no | no |  |  | no |  |  | 0 | 0 | 0 | 0
oh_line_8101503_200832861 |  | ABCD | node_8101503_200832862 | node_8101503_200832861 | 131.762 | bal_3P_477AL | 8101503 | no | no |  |  | no |  |  | 0 | 0 | 0 | 0
oh_line_8101503_200832862 |  | ABCD | node_8101503_200832863 | node_8101503_200832862 | 203.467 | bal_3P_477AL | 8101503 | no | no |  |  | no |  |  | 0 | 0 | 0 | 0
oh_line_8101503_200832863 |  | ABCD | node_8101503_200832867 | node_8101503_200832863 | 157.707 | bal_3P_477AL | 8101503 | no | no |  |  | no |  |  | 0 | 0 | 0 | 0
oh_line_8101503_200832867 |  | ABCD | node_8101503_200832868 | node_8101503_200832867 | 131.76 | bal_3P_477AL | 8101503 | no | no |  |  | no |  |  | 0 | 0 | 0 | 0
oh_line_8101503_200832868 |  | ABCD | node_8101503_200832872 | node_8101503_200832868 | 195.686 | bal_3P_477AL | 8101503 | no | no |  |  | no |  |  | 0 | 0 | 0 | 0
oh_line_8101503_200832869 |  | ABCD | node_8101503_200832868 | node_8101503_200832869 | 125.79 | bal_3P_1/0AC | 8101503 | no | no |  |  | no |  |  | 0 | 0 | 0 | 0
oh_line_8101503_200832872 |  | ABCD | node_8101503_200832878 | node_8101503_200832872 | 209.926 | bal_3P_477AL | 8101503 | no | no |  |  | no |  |  | 0 | 0 | 0 | 0
oh_line_8101503_200832873 |  | AD | node_8101503_200832872 | node_intto1_8101503_200832873 | 117.604 | bal_1P_1/0AC | 8101503 | no | no |  |  | no |  |  | 0 | 0 | 0 | 0
oh_line_8101503_200832874 |  | AD | node_8101503_200832873 | node_8101503_200832874 | 374.541 | bal_1P_1/0AC | 8101503 | no | no |  |  | no |  |  | 0 | 0 | 0 | 0
oh_line_8101503_200832876 |  | AD | node_8101503_200832874 | node_8101503_200832876 | 394.7 | bal_1P_1/0AC | 8101503 | no | no |  |  | no |  |  | 0 | 0 | 0 | 0
oh_line_8101503_200832878 |  | ABCD | node_8101503_200832880 | node_8101503_200832878 | 90.314 | bal_3P_477AL | 8101503 | no | no |  |  | no |  |  | 0 | 0 | 0 | 0
oh_line_8101503_200832880 |  | ABCD | node_8101503_200832158 | node_8101503_200832880 | 206.699 | bal_3P_477AL | 8101503 | no | no |  |  | no |  |  | 0 | 0 | 0 | 0
oh_line_8101503_200832881 |  | ABCD | node_8101503_200832882 | node_8101503_200832881 | 159.239 | bal_3P_477AL | 8101503 | no | no |  |  | no |  |  | 0 | 0 | 0 | 0
oh_line_8101503_200832882 |  | ABCD | node_8101503_200832886 | node_8101503_200832882 | 121.84 | bal_3P_477AL | 8101503 | no | no |  |  | no |  |  | 0 | 0 | 0 | 0
oh_line_8101503_200832886 |  | ABCD | node_8101503_200832887 | node_8101503_200832886 | 98.685 | bal_3P_477AL | 8101503 | no | no |  |  | no |  |  | 0 | 0 | 0 | 0
oh_line_8101503_200832887 |  | ABCD | node_8101503_200832888 | node_8101503_200832887 | 105.736 | bal_3P_477AL | 8101503 | no | no |  |  | no |  |  | 0 | 0 | 0 | 0
oh_line_8101503_200832888 |  | ABCD | node_8101503_200832889 | node_8101503_200832888 | 82.273 | bal_3P_477AL | 8101503 | no | no |  |  | no |  |  | 0 | 0 | 0 | 0
oh_line_8101503_200832889 |  | ABCD | node_8101503_200832890 | node_8101503_200832889 | 257.895 | bal_3P_477AL | 8101503 | no | no |  |  | no |  |  | 0 | 0 | 0 | 0
oh_line_8101503_200832890 |  | ABCD | node_8101503_200832860 | node_8101503_200832890 | 97.034 | bal_3P_477AL | 8101503 | no | no |  |  | no |  |  | 0 | 0 | 0 | 0
oh_line_8101503_200832896 |  | ABCD | node_8101503_200832860 | node_intto1_8101503_200832896 | 92.882 | bal_3P_1/0AA | 8101503 | no | no |  |  | no |  |  | 0 | 0 | 0 | 0
oh_line_8101503_200832897 |  | ABCD | node_8101503_200832896 | node_8101503_200832897 | 146.354 | bal_3P_1/0AA | 8101503 | no | no |  |  | no |  |  | 0 | 0 | 0 | 0
oh_line_8101503_200832898 |  | ABCD | node_8101503_200832897 | node_8101503_200832898 | 150.054 | bal_3P_1/0AA | 8101503 | no | no |  |  | no |  |  | 0 | 0 | 0 | 0
oh_line_8101503_200832970 |  | ABCD | node_8101503_200832666 | node_8101503_200832970 | 80.543 | bal_3P_1/0AC | 8101503 | no | no |  |  | no |  |  | 0 | 0 | 0 | 0
oh_line_8101503_200832971 |  | ABCD | node_8101503_200832970 | node_8101503_200832971 | 180.578 | bal_3P_1/0AC | 8101503 | no | no |  |  | no |  |  | 0 | 0 | 0 | 0
oh_line_8101503_200832973 |  | ABCD | node_8101503_200832971 | node_8101503_200832973 | 114.427 | bal_3P_1/0AC | 8101503 | no | no |  |  | no |  |  | 0 | 0 | 0 | 0
oh_line_8101503_200832975 |  | ABCD | node_8101503_200832973 | node_8101503_200832975 | 178.689 | bal_3P_1/0AC | 8101503 | no | no |  |  | no |  |  | 0 | 0 | 0 | 0
oh_line_8101503_200832976 |  | ABCD | node_8101503_200832975 | node_8101503_200832976 | 207.646 | bal_3P_1/0AC | 8101503 | no | no |  |  | no |  |  | 0 | 0 | 0 | 0
oh_line_8101503_200832977 |  | ABCD | node_8101503_200832976 | node_8101503_200832977 | 206.803 | bal_3P_1/0AC | 8101503 | no | no |  |  | no |  |  | 0 | 0 | 0 | 0
oh_line_8101503_200832978 |  | ABCD | node_8101503_200832977 | node_8101503_200832978 | 134.888 | bal_3P_1/0AC | 8101503 | no | no |  |  | no |  |  | 0 | 0 | 0 | 0
oh_line_8101503_200833348 |  | ABCD | node_8101503_200916280 | node_8101503_200833348 | 15.391 | bal_3P_477AL | 8101503 | no | no |  |  | no |  |  | 0 | 0 | 0 | 0
oh_line_8101503_200833368 |  | ABCD | node_8101503_200833348 | node_8101503_200833368 | 24.939 | bal_3P_477AL | 8101503 | no | no |  |  | no |  |  | 0 | 0 | 0 | 0
oh_line_8101503_200834420 |  | ABCD | node_8101503_200834428 | node_8101503_200834420 | 35.293 | bal_3P_477AL | 8101503 | no | no |  |  | no |  |  | 0 | 0 | 0 | 0
oh_line_8101503_200834421 |  | ABCD | node_8101503_200834422 | node_8101503_200834421 | 265.539 | bal_3P_477AL | 8101503 | no | no |  |  | no |  |  | 0 | 0 | 0 | 0
oh_line_8101503_200834422 |  | ABCD | node_8101503_200834423 | node_8101503_200834422 | 208.042 | bal_3P_477AL | 8101503 | no | no |  |  | no |  |  | 0 | 0 | 0 | 0
oh_line_8101503_200834423 |  | ABCD | node_8101503_200834424 | node_8101503_200834423 | 269.847 | bal_3P_477AL | 8101503 | no | no |  |  | no |  |  | 0 | 0 | 0 | 0
oh_line_8101503_200834424 |  | ABCD | node_8101503_200834425 | node_8101503_200834424 | 198.934 | bal_3P_477AL | 8101503 | no | no |  |  | no |  |  | 0 | 0 | 0 | 0
oh_line_8101503_200834425 |  | ABCD | node_8101503_200834426 | node_8101503_200834425 | 132.932 | bal_3P_477AL | 8101503 | no | no |  |  | no |  |  | 0 | 0 | 0 | 0
oh_line_8101503_200834426 |  | ABCD | node_8101503_200834420 | node_8101503_200834426 | 60.172 | bal_3P_477AL | 8101503 | no | no |  |  | no |  |  | 0 | 0 | 0 | 0
oh_line_8101503_200834427 |  | ABCD | node_8101503_200833368 | node_8101503_200834427 | 33.109 | bal_3P_477AL | 8101503 | no | no |  |  | no |  |  | 0 | 0 | 0 | 0
oh_line_8101503_200834428 |  | ABCD | node_8101503_200834427 | node_8101503_200834428 | 46.838 | bal_3P_477AL | 8101503 | no | no |  |  | no |  |  | 0 | 0 | 0 | 0
oh_line_8101503_200837821 |  | AD | node_8101503_200832566 | node_8101503_200837821 | 309.635 | bal_1P_1/0AA | 8101503 | no | no |  |  | no |  |  | 0 | 0 | 0 | 0
oh_line_8101503_200837824 |  | AD | node_8101503_200837821 | node_8101503_200837824 | 304.062 | bal_1P_1/0AA | 8101503 | no | no |  |  | no |  |  | 0 | 0 | 0 | 0
oh_line_8101503_200837827 |  | AD | node_8101503_200837824 | node_8101503_200837827 | 298.628 | bal_1P_1/0AA | 8101503 | no | no |  |  | no |  |  | 0 | 0 | 0 | 0
oh_line_8101503_200837828 |  | AD | node_8101503_200837827 | node_8101503_200837828 | 297.69 | bal_1P_1/0AA | 8101503 | no | no |  |  | no |  |  | 0 | 0 | 0 | 0
oh_line_8101503_200916280 |  | ABCD | node_SOURCE_8101503 | node_8101503_200916280 | 78.304 | bal_3P_477AL | 8101503 | no | no |  |  | no |  |  | 0 | 0 | 0 | 0
oh_line_8101503_200951320 |  | ABCD | node_8101503_201040590 | node_8101503_200951320 | 139.739 | bal_3P_2/0CU | 8101503 | no | no |  |  | no |  |  | 0 | 0 | 0 | 0
oh_line_8101503_200961141 |  | AD | node_8101503_201040770 | node_8101503_200961141 | 208.508 | bal_1P_1/0AA | 8101503 | no | no |  |  | no |  |  | 0 | 0 | 0 | 0
oh_line_8101503_201015737 |  | ABCD | node_8101503_201016669 | node_8101503_201015737 | 87.427 | bal_3P_477AL | 8101503 | no | no |  |  | no |  |  | 0 | 0 | 0 | 0
oh_line_8101503_201015738 |  | ABCD | node_8101503_200832518 | node_8101503_201015738 | 202.158 | bal_3P_477AL | 8101503 | no | no |  |  | no |  |  | 0 | 0 | 0 | 0
oh_line_8101503_201016669 |  | ABCD | node_8101503_200832515 | node_8101503_201016669 | 66.527 | bal_3P_477AL | 8101503 | no | no |  |  | no |  |  | 0 | 0 | 0 | 0
oh_line_8101503_201018093 |  | AD | node_8101503_200832822 | node_8101503_201018093 | 111.574 | bal_1P_1/0AA | 8101503 | no | no |  |  | no |  |  | 0 | 0 | 0 | 0
oh_line_8101503_201034205 |  | AD | node_8101503_201034206 | node_8101503_201034205 | 130.749 | bal_1P_1/0AC | 8101503 | no | no |  |  | no |  |  | 0 | 0 | 0 | 0
oh_line_8101503_201034206 |  | AD | node_8101503_200832851 | node_intto1_8101503_201034206 | 60.441 | bal_1P_1/0AC | 8101503 | no | no |  |  | no |  |  | 0 | 0 | 0 | 0
oh_line_8101503_201034208 |  | AD | node_8101503_201034205 | node_8101503_201034208 | 107.707 | bal_1P_1/0AA | 8101503 | no | no |  |  | no |  |  | 0 | 0 | 0 | 0
oh_line_8101503_201034209 |  | AN | node_8101503_201034212 | node_8101503_201034209 | 70.225 | bal_1P_1/0AA_4/0AC(N) | 8101503 | no | no |  |  | no |  |  | 0 | 0 | 0 | 0
oh_line_8101503_201034211 |  | AN | node_8101503_201034209 | node_8101503_201034211 | 137.061 | bal_1P_1/0AA_4/0AC(N) | 8101503 | no | no |  |  | no |  |  | 0 | 0 | 0 | 0
oh_line_8101503_201034212 |  | AN | node_8101503_201034205 | node_8101503_201034212 | 30.717 | bal_1P_1/0AA_4/0AC(N) | 8101503 | no | no |  |  | no |  |  | 0 | 0 | 0 | 0
oh_line_8101503_201034214 |  | AD | node_8101503_200832839 | node_8101503_201034214 | 118.766 | bal_1P_1/0AA | 8101503 | no | no |  |  | no |  |  | 0 | 0 | 0 | 0
oh_line_8101503_201034215 |  | AD | node_8101503_201034214 | node_8101503_201034215 | 67.599 | bal_1P_1/0AA | 8101503 | no | no |  |  | no |  |  | 0 | 0 | 0 | 0
oh_line_8101503_201034227 |  | AD | node_8101503_201034274 | node_intto1_8101503_201034227 | 125.166 | bal_1P_4CU | 8101503 | no | no |  |  | no |  |  | 0 | 0 | 0 | 0
oh_line_8101503_201034274 |  | ABCD | node_8101503_200832658 | node_8101503_201034274 | 87.759 | bal_3P_2/0CU | 8101503 | no | no |  |  | no |  |  | 0 | 0 | 0 | 0
oh_line_8101503_201034280 |  | AD | node_8101503_200832793 | node_8101503_201034280 | 137.393 | bal_1P_4CU | 8101503 | no | no |  |  | no |  |  | 0 | 0 | 0 | 0
oh_line_8101503_201034281 |  | AD | node_8101503_201034280 | node_8101503_201034281 | 130.441 | bal_1P_4CU | 8101503 | no | no |  |  | no |  |  | 0 | 0 | 0 | 0
oh_line_8101503_201034284 |  | AD | node_8101503_201034281 | node_8101503_201034284 | 144.729 | bal_1P_1/0AC | 8101503 | no | no |  |  | no |  |  | 0 | 0 | 0 | 0
oh_line_8101503_201034285 |  | AD | node_8101503_201034284 | node_8101503_201034285 | 121.948 | bal_1P_1/0AC | 8101503 | no | no |  |  | no |  |  | 0 | 0 | 0 | 0
oh_line_8101503_201034289 |  | AD | node_8101503_201040588 | node_intto1_8101503_201034289 | 64.948 | bal_1P_4CU | 8101503 | no | no |  |  | no |  |  | 0 | 0 | 0 | 0
oh_line_8101503_201034290 |  | AD | node_8101503_200832784 | node_8101503_201034290 | 94.757 | bal_1P_4CU | 8101503 | no | no |  |  | no |  |  | 0 | 0 | 0 | 0
oh_line_8101503_201034291 |  | AD | node_8101503_201034290 | node_8101503_201034291 | 85.529 | bal_1P_4CU | 8101503 | no | no |  |  | no |  |  | 0 | 0 | 0 | 0
oh_line_8101503_201034292 |  | AD | node_8101503_201034291 | node_8101503_201034292 | 98.527 | bal_1P_4CU | 8101503 | no | no |  |  | no |  |  | 0 | 0 | 0 | 0
oh_line_8101503_201034293 |  | AD | node_8101503_201034292 | node_8101503_201034293 | 21.439 | bal_1P_4CU | 8101503 | no | no |  |  | no |  |  | 0 | 0 | 0 | 0
oh_line_8101503_201034479 |  | AD | node_8101503_200832743 | node_8101503_201034479 | 39.285 | bal_1P_1/0AA | 8101503 | no | no |  |  | no |  |  | 0 | 0 | 0 | 0
oh_line_8101503_201034480 |  | AD | node_8101503_201034479 | node_intto1_8101503_201034480 | 76.893 | bal_1P_4CU | 8101503 | no | no |  |  | no |  |  | 0 | 0 | 0 | 0
oh_line_8101503_201034481 |  | AD | node_8101503_201034480 | node_8101503_201034481 | 96.66 | bal_1P_4CU | 8101503 | no | no |  |  | no |  |  | 0 | 0 | 0 | 0
oh_line_8101503_201034482 |  | AD | node_8101503_201034481 | node_8101503_201034482 | 95.657 | bal_1P_4CU | 8101503 | no | no |  |  | no |  |  | 0 | 0 | 0 | 0
oh_line_8101503_201034483 |  | AD | node_8101503_201034482 | node_8101503_201034483 | 111.141 | bal_1P_4CU | 8101503 | no | no |  |  | no |  |  | 0 | 0 | 0 | 0
oh_line_8101503_201034484 |  | AD | node_8101503_201034483 | node_8101503_201034484 | 106.193 | bal_1P_4CU | 8101503 | no | no |  |  | no |  |  | 0 | 0 | 0 | 0
oh_line_8101503_201034637 |  | AD | node_8101503_200832775 | node_8101503_201034637 | 82.889 | bal_1P_1/0AC | 8101503 | no | no |  |  | no |  |  | 0 | 0 | 0 | 0
oh_line_8101503_201034638 |  | AD | node_8101503_201034637 | node_8101503_201034638 | 92.163 | bal_1P_1/0AC | 8101503 | no | no |  |  | no |  |  | 0 | 0 | 0 | 0
oh_line_8101503_201039967 |  | ABCD | node_8101503_201040690 | node_8101503_201039967 | 47.531 | bal_3P_1/0AC | 8101503 | no | no |  |  | no |  |  | 0 | 0 | 0 | 0
oh_line_8101503_201039968 |  | ABCD | node_8101503_201039967 | node_intto1_8101503_201039968 | 138.524 | bal_3P_1/0AC | 8101503 | no | no |  |  | no |  |  | 0 | 0 | 0 | 0
oh_line_8101503_201039969 |  | ABCD | node_8101503_201039968 | node_8101503_201039969 | 123.375 | bal_3P_1/0AC | 8101503 | no | no |  |  | no |  |  | 0 | 0 | 0 | 0
oh_line_8101503_201039970 |  | ABCD | node_8101503_201039969 | node_8101503_201039970 | 111.456 | bal_3P_1/0AC | 8101503 | no | no |  |  | no |  |  | 0 | 0 | 0 | 0
oh_line_8101503_201040106 |  | AD | node_8101503_200832670 | node_8101503_201040106 | 34.059 | bal_1P_1/0AA | 8101503 | no | no |  |  | no |  |  | 0 | 0 | 0 | 0
oh_line_8101503_201040107 |  | AD | node_8101503_201040106 | node_8101503_201040107 | 110.777 | bal_1P_1/0AA | 8101503 | no | no |  |  | no |  |  | 0 | 0 | 0 | 0
oh_line_8101503_201040108 |  | AD | node_8101503_201040107 | node_8101503_201040108 | 116.667 | bal_1P_1/0AA | 8101503 | no | no |  |  | no |  |  | 0 | 0 | 0 | 0
oh_line_8101503_201040574 |  | ABCD | node_8101503_201040576 | node_8101503_201040574 | 79.191 | bal_3P_2/0CU | 8101503 | no | no |  |  | no |  |  | 0 | 0 | 0 | 0
oh_line_8101503_201040576 |  | ABCD | node_8101503_201040577 | node_8101503_201040576 | 73.368 | bal_3P_2/0CU | 8101503 | no | no |  |  | no |  |  | 0 | 0 | 0 | 0
oh_line_8101503_201040577 |  | ABCD | node_8101503_201040578 | node_8101503_201040577 | 62.819 | bal_3P_2/0CU | 8101503 | no | no |  |  | no |  |  | 0 | 0 | 0 | 0
oh_line_8101503_201040578 |  | ABCD | node_8101503_201040580 | node_8101503_201040578 | 92.433 | bal_3P_2/0CU | 8101503 | no | no |  |  | no |  |  | 0 | 0 | 0 | 0
oh_line_8101503_201040580 |  | ABCD | node_8101503_201040581 | node_8101503_201040580 | 43.948 | bal_3P_2/0CU | 8101503 | no | no |  |  | no |  |  | 0 | 0 | 0 | 0
oh_line_8101503_201040581 |  | ABCD | node_8101503_201040582 | node_8101503_201040581 | 146.225 | bal_3P_2/0CU | 8101503 | no | no |  |  | no |  |  | 0 | 0 | 0 | 0
oh_line_8101503_201040582 |  | ABCD | node_8101503_200832743 | node_8101503_201040582 | 98.701 | bal_3P_2/0CU | 8101503 | no | no |  |  | no |  |  | 0 | 0 | 0 | 0
oh_line_8101503_201040583 |  | ABCD | node_8101503_201040584 | node_8101503_201040583 | 99.079 | bal_3P_2/0CU | 8101503 | no | no |  |  | no |  |  | 0 | 0 | 0 | 0
oh_line_8101503_201040584 |  | ABCD | node_8101503_201040585 | node_8101503_201040584 | 118.465 | bal_3P_2/0CU | 8101503 | no | no |  |  | no |  |  | 0 | 0 | 0 | 0
oh_line_8101503_201040585 |  | ABCD | node_8101503_201040586 | node_8101503_201040585 | 98.859 | bal_3P_2/0CU | 8101503 | no | no |  |  | no |  |  | 0 | 0 | 0 | 0
oh_line_8101503_201040586 |  | ABCD | node_8101503_201040587 | node_8101503_201040586 | 53.286 | bal_3P_2/0CU | 8101503 | no | no |  |  | no |  |  | 0 | 0 | 0 | 0
oh_line_8101503_201040587 |  | ABCD | node_8101503_201040588 | node_8101503_201040587 | 87.622 | bal_3P_2/0CU | 8101503 | no | no |  |  | no |  |  | 0 | 0 | 0 | 0
oh_line_8101503_201040588 |  | ABCD | node_8101503_201040589 | node_8101503_201040588 | 115.544 | bal_3P_2/0CU | 8101503 | no | no |  |  | no |  |  | 0 | 0 | 0 | 0
oh_line_8101503_201040589 |  | ABCD | node_8101503_200951320 | node_8101503_201040589 | 96.462 | bal_3P_2/0CU | 8101503 | no | no |  |  | no |  |  | 0 | 0 | 0 | 0
oh_line_8101503_201040590 |  | ABCD | node_8101503_201040591 | node_8101503_201040590 | 139.922 | bal_3P_2/0CU | 8101503 | no | no |  |  | no |  |  | 0 | 0 | 0 | 0
oh_line_8101503_201040591 |  | ABCD | node_8101503_201034274 | node_8101503_201040591 | 67.746 | bal_3P_2/0CU | 8101503 | no | no |  |  | no |  |  | 0 | 0 | 0 | 0
oh_line_8101503_201040686 |  | ABCD | node_8101503_201040698 | node_8101503_201040686 | 69.827 | bal_3P_2/0CU | 8101503 | no | no |  |  | no |  |  | 0 | 0 | 0 | 0
oh_line_8101503_201040688 |  | ABCD | node_8101503_201040689 | node_8101503_201040688 | 64.954 | bal_3P_2/0CU | 8101503 | no | no |  |  | no |  |  | 0 | 0 | 0 | 0
oh_line_8101503_201040689 |  | ABCD | node_8101503_200832691 | node_8101503_201040689 | 103.666 | bal_3P_2/0CU | 8101503 | no | no |  |  | no |  |  | 0 | 0 | 0 | 0
oh_line_8101503_201040690 |  | ABCD | node_8101503_201040691 | node_8101503_201040690 | 53.261 | bal_3P_2/0CU | 8101503 | no | no |  |  | no |  |  | 0 | 0 | 0 | 0
oh_line_8101503_201040691 |  | ABCD | node_8101503_200832698 | node_8101503_201040691 | 132.249 | bal_3P_2/0CU | 8101503 | no | no |  |  | no |  |  | 0 | 0 | 0 | 0
oh_line_8101503_201040692 |  | ABCD | node_8101503_200832703 | node_8101503_201040692 | 83.843 | bal_3P_2/0CU | 8101503 | no | no |  |  | no |  |  | 0 | 0 | 0 | 0
oh_line_8101503_201040693 |  | ABCD | node_8101503_200832705 | node_intto1_8101503_201040693 | 86.662 | bal_3P_2/0CU | 8101503 | no | no |  |  | no |  |  | 0 | 0 | 0 | 0
oh_line_8101503_201040697 |  | ABCD | node_8101503_201040688 | node_8101503_201040697 | 67.017 | bal_3P_2/0CU | 8101503 | no | no |  |  | no |  |  | 0 | 0 | 0 | 0
oh_line_8101503_201040698 |  | ABCD | node_8101503_201040699 | node_8101503_201040698 | 73.192 | bal_3P_2/0CU | 8101503 | no | no |  |  | no |  |  | 0 | 0 | 0 | 0
oh_line_8101503_201040699 |  | ABCD | node_8101503_201040697 | node_8101503_201040699 | 63.585 | bal_3P_2/0CU | 8101503 | no | no |  |  | no |  |  | 0 | 0 | 0 | 0
oh_line_8101503_201040762 |  | ABCD | node_8101503_201040763 | node_8101503_201040762 | 83.857 | bal_3P_2/0CU | 8101503 | no | no |  |  | no |  |  | 0 | 0 | 0 | 0
oh_line_8101503_201040763 |  | ABCD | node_8101503_201040764 | node_8101503_201040763 | 101.041 | bal_3P_2/0CU | 8101503 | no | no |  |  | no |  |  | 0 | 0 | 0 | 0
oh_line_8101503_201040764 |  | ABCD | node_8101503_201040765 | node_intto1_8101503_201040764 | 51.002 | bal_3P_2/0CU | 8101503 | no | no |  |  | no |  |  | 0 | 0 | 0 | 0
oh_line_8101503_201040765 |  | ABCD | node_8101503_201040766 | node_8101503_201040765 | 105.974 | bal_3P_2/0CU | 8101503 | no | no |  |  | no |  |  | 0 | 0 | 0 | 0
oh_line_8101503_201040766 |  | ABCD | node_8101503_200832666 | node_8101503_201040766 | 106.224 | bal_3P_2/0CU | 8101503 | no | no |  |  | no |  |  | 0 | 0 | 0 | 0
oh_line_8101503_201040767 |  | ABCD | node_8101503_201040768 | node_8101503_201040767 | 115.763 | bal_3P_2/0CU | 8101503 | no | no |  |  | no |  |  | 0 | 0 | 0 | 0
oh_line_8101503_201040768 |  | ABCD | node_8101503_200832670 | node_8101503_201040768 | 87.709 | bal_3P_2/0CU | 8101503 | no | no |  |  | no |  |  | 0 | 0 | 0 | 0
oh_line_8101503_201040769 |  | ABCD | node_8101503_201040770 | node_8101503_201040769 | 44.117 | bal_3P_2/0CU | 8101503 | no | no |  |  | no |  |  | 0 | 0 | 0 | 0
oh_line_8101503_201040770 |  | ABCD | node_8101503_200832680 | node_8101503_201040770 | 78.805 | bal_3P_2/0CU | 8101503 | no | no |  |  | no |  |  | 0 | 0 | 0 | 0
oh_line_8101503_201040772 |  | ABCD | node_8101503_200832683 | node_8101503_201040772 | 65.4 | bal_3P_2/0CU | 8101503 | no | no |  |  | no |  |  | 0 | 0 | 0 | 0
oh_line_8101503_201040774 |  | ABCD | node_8101503_201040776 | node_8101503_201040774 | 82.239 | bal_3P_2/0CU | 8101503 | no | no |  |  | no |  |  | 0 | 0 | 0 | 0
oh_line_8101503_201040776 |  | ABCD | node_8101503_201040769 | node_8101503_201040776 | 118.296 | bal_3P_2/0CU | 8101503 | no | no |  |  | no |  |  | 0 | 0 | 0 | 0
oh_line_8101503_201056333 |  | ABCD | node_8101503_200832868 | node_8101503_201056333 | 256.147 | bal_3P_477AL | 8101503 | no | no |  |  | no |  |  | 0 | 0 | 0 | 0
oh_line_8101503_311845893 |  | ABCD | node_8101503_200832859 | node_8101503_311845893 | 25.298 | bal_3P_477AL | 8101503 | no | no |  |  | no |  |  | 0 | 0 | 0 | 0
oh_line_TAP_OH_897941 |  | AN | node_8101503_200832160 | node_1400499_166_15306471_569 | 0.033 | unb_TAPWIRE_OH | 8101503 | no | no |  |  | no |  |  | 0 | 0 | 0 | 0
oh_line_TAP_OH_897942 |  | AN | node_8101503_200832163 | node_1401021_063_15305958_438 | 0.033 | unb_TAPWIRE_OH | 8101503 | no | no |  |  | no |  |  | 0 | 0 | 0 | 0
oh_line_TAP_OH_897943 |  | AN | node_8101503_200832165 | node_1400562_98_15305430_412 | 0.033 | unb_TAPWIRE_OH | 8101503 | no | no |  |  | no |  |  | 0 | 0 | 0 | 0
oh_line_TAP_OH_898015 |  | ABCN | node_8101503_200832521 | node_1401420_507_15308179_532 | 0.033 | unb_TAPWIRE_OH | 8101503 | no | no |  |  | no |  |  | 0 | 0 | 0 | 0
oh_line_TAP_OH_898016 |  | AN | node_8101503_200832528 | node_1400589_5_15307273_045 | 0.033 | unb_TAPWIRE_OH | 8101503 | no | no |  |  | no |  |  | 0 | 0 | 0 | 0
oh_line_TAP_OH_898020 |  | AN | node_8101503_200832563 | node_1402408_534_15307882_05 | 0.033 | unb_TAPWIRE_OH | 8101503 | no | no |  |  | no |  |  | 0 | 0 | 0 | 0
oh_line_TAP_OH_898021 |  | AN | node_8101503_200832566 | node_1402681_102_15308128_288 | 0.033 | unb_TAPWIRE_OH | 8101503 | no | no |  |  | no |  |  | 0 | 0 | 0 | 0
oh_line_TAP_OH_898022 |  | AN | node_8101503_200832568 | node_1400880_197_15306979_519 | 0.033 | unb_TAPWIRE_OH | 8101503 | no | no |  |  | no |  |  | 0 | 0 | 0 | 0
oh_line_TAP_OH_898023 |  | AN | node_8101503_200832571 | node_1401163_64_15307079_05 | 0.033 | unb_TAPWIRE_OH | 8101503 | no | no |  |  | no |  |  | 0 | 0 | 0 | 0
oh_line_TAP_OH_898024 |  | AN | node_8101503_200832573 | node_1401284_723_15307232_849 | 0.033 | unb_TAPWIRE_OH | 8101503 | no | no |  |  | no |  |  | 0 | 0 | 0 | 0
oh_line_TAP_OH_898025 |  | AN | node_8101503_200832575 | node_1401438_427_15307420_436 | 0.033 | unb_TAPWIRE_OH | 8101503 | no | no |  |  | no |  |  | 0 | 0 | 0 | 0
oh_line_TAP_OH_898026 |  | AN | node_8101503_200832576 | node_1401677_66_15307462_484 | 0.033 | unb_TAPWIRE_OH | 8101503 | no | no |  |  | no |  |  | 0 | 0 | 0 | 0
oh_line_TAP_OH_898027 |  | AN | node_8101503_200832578 | node_1401897_993_15307567_913 | 0.033 | unb_TAPWIRE_OH | 8101503 | no | no |  |  | no |  |  | 0 | 0 | 0 | 0
oh_line_TAP_OH_898040 |  | ABCN | node_8101503_200832670 | node_1397442_473_15304978_733 | 0.033 | unb_TAPWIRE_OH | 8101503 | no | no |  |  | no |  |  | 0 | 0 | 0 | 0
oh_line_TAP_OH_898042 |  | ABCN | node_8101503_200832698 | node_1397602_582_15306355_415 | 0.033 | unb_TAPWIRE_OH | 8101503 | no | no |  |  | no |  |  | 0 | 0 | 0 | 0
oh_line_TAP_OH_898044 |  | ABCN | node_8101503_200832705 | node_1397624_638_15306707_839 | 0.033 | unb_TAPWIRE_OH | 8101503 | no | no |  |  | no |  |  | 0 | 0 | 0 | 0
oh_line_TAP_OH_898047 |  | ABCN | node_8101503_200832745 | node_1397144_536_15303018_412 | 0.033 | unb_TAPWIRE_OH | 8101503 | no | no |  |  | no |  |  | 0 | 0 | 0 | 0
oh_line_TAP_OH_898048 |  | AN | node_8101503_200832760 | node_1397669_432_15302532_05 | 0.033 | unb_TAPWIRE_OH | 8101503 | no | no |  |  | no |  |  | 0 | 0 | 0 | 0
oh_line_TAP_OH_898049 |  | AN | node_8101503_200832770 | node_1397815_693_15302773_719 | 0.033 | unb_TAPWIRE_OH | 8101503 | no | no |  |  | no |  |  | 0 | 0 | 0 | 0
oh_line_TAP_OH_898050 |  | AN | node_8101503_200832774 | node_1397523_601_15303151_77 | 0.033 | unb_TAPWIRE_OH | 8101503 | no | no |  |  | no |  |  | 0 | 0 | 0 | 0
oh_line_TAP_OH_898051 |  | AN | node_8101503_200832793 | node_1397191_965_15304169_622 | 0.033 | unb_TAPWIRE_OH | 8101503 | no | no |  |  | no |  |  | 0 | 0 | 0 | 0
oh_line_TAP_OH_898053 |  | AN | node_8101503_200832824 | node_1398077_914_15305994_175 | 0.033 | unb_TAPWIRE_OH | 8101503 | no | no |  |  | no |  |  | 0 | 0 | 0 | 0
oh_line_TAP_OH_898054 |  | ABCN | node_8101503_200832831 | node_1397084_625_15306458_125 | 0.033 | unb_TAPWIRE_OH | 8101503 | no | no |  |  | no |  |  | 0 | 0 | 0 | 0
oh_line_TAP_OH_898055 |  | AN | node_8101503_200832843 | node_1397253_192_15307139_294 | 0.033 | unb_TAPWIRE_OH | 8101503 | no | no |  |  | no |  |  | 0 | 0 | 0 | 0
oh_line_TAP_OH_898057 |  | AN | node_8101503_200832876 | node_1399220_918_15306205_984 | 0.033 | unb_TAPWIRE_OH | 8101503 | no | no |  |  | no |  |  | 0 | 0 | 0 | 0
oh_line_TAP_OH_898058 |  | ABCN | node_8101503_200832878 | node_1399804_817_15306879_906 | 0.033 | unb_TAPWIRE_OH | 8101503 | no | no |  |  | no |  |  | 0 | 0 | 0 | 0
oh_line_TAP_OH_898059 |  | ABCN | node_8101503_200832882 | node_1397906_581_15306729_851 | 0.033 | unb_TAPWIRE_OH | 8101503 | no | no |  |  | no |  |  | 0 | 0 | 0 | 0
oh_line_TAP_OH_898060 |  | ABCN | node_8101503_200832897 | node_1398667_271_15306567_933 | 0.033 | unb_TAPWIRE_OH | 8101503 | no | no |  |  | no |  |  | 0 | 0 | 0 | 0
oh_line_TAP_OH_898071 |  | ABCN | node_8101503_200832971 | node_1397659_662_15304636_231 | 0.033 | unb_TAPWIRE_OH | 8101503 | no | no |  |  | no |  |  | 0 | 0 | 0 | 0
oh_line_TAP_OH_898072 |  | ABCN | node_8101503_200832977 | node_1397925_991_15304263_571 | 0.033 | unb_TAPWIRE_OH | 8101503 | no | no |  |  | no |  |  | 0 | 0 | 0 | 0
oh_line_TAP_OH_899627 |  | AN | node_8101503_200837821 | node_1402971_06_15308248_864 | 0.033 | unb_TAPWIRE_OH | 8101503 | no | no |  |  | no |  |  | 0 | 0 | 0 | 0
oh_line_TAP_OH_899628 |  | AN | node_8101503_200837824 | node_1403206_431_15308418_394 | 0.033 | unb_TAPWIRE_OH | 8101503 | no | no |  |  | no |  |  | 0 | 0 | 0 | 0
oh_line_TAP_OH_899629 |  | AN | node_8101503_200837828 | node_1403710_858_15308792_683 | 0.033 | unb_TAPWIRE_OH | 8101503 | no | no |  |  | no |  |  | 0 | 0 | 0 | 0
oh_line_TAP_OH_922299 |  | AN | node_8101503_200961141 | node_1397242_54_15305366_839 | 0.033 | unb_TAPWIRE_OH | 8101503 | no | no |  |  | no |  |  | 0 | 0 | 0 | 0
oh_line_TAP_OH_930354 |  | AN | node_8101503_201018093 | node_1397982_435_15306002_981 | 0.033 | unb_TAPWIRE_OH | 8101503 | no | no |  |  | no |  |  | 0 | 0 | 0 | 0
oh_line_TAP_OH_933109 |  | AN | node_8101503_201034208 | node_1397269_913_15306853_733 | 0.033 | unb_TAPWIRE_OH | 8101503 | no | no |  |  | no |  |  | 0 | 0 | 0 | 0
oh_line_TAP_OH_933110 |  | AN | node_8101503_201034211 | node_1397439_16_15307027_673 | 0.033 | unb_TAPWIRE_OH | 8101503 | no | no |  |  | no |  |  | 0 | 0 | 0 | 0
oh_line_TAP_OH_933122 |  | AN | node_8101503_201034285 | node_1396860_58_15303943_029 | 0.033 | unb_TAPWIRE_OH | 8101503 | no | no |  |  | no |  |  | 0 | 0 | 0 | 0
oh_line_TAP_OH_933123 |  | AN | node_8101503_201034291 | node_1396963_576_15303623_264 | 0.033 | unb_TAPWIRE_OH | 8101503 | no | no |  |  | no |  |  | 0 | 0 | 0 | 0
oh_line_TAP_OH_933156 |  | AN | node_8101503_201034483 | node_1397551_291_15302813_076 | 0.033 | unb_TAPWIRE_OH | 8101503 | no | no |  |  | no |  |  | 0 | 0 | 0 | 0
oh_line_TAP_OH_933180 |  | AN | node_8101503_201034638 | node_1397780_314_15303075_64 | 0.033 | unb_TAPWIRE_OH | 8101503 | no | no |  |  | no |  |  | 0 | 0 | 0 | 0
oh_line_TAP_OH_933970 |  | AN | node_8101503_201040108 | node_1397674_049_15304988_997 | 0.033 | unb_TAPWIRE_OH | 8101503 | no | no |  |  | no |  |  | 0 | 0 | 0 | 0
oh_line_TAP_OH_934041 |  | ABCN | node_8101503_201040577 | node_1397071_964_15302512_552 | 0.033 | unb_TAPWIRE_OH | 8101503 | no | no |  |  | no |  |  | 0 | 0 | 0 | 0
oh_line_TAP_OH_934042 |  | ABCN | node_8101503_201040582 | node_1397164_727_15302831_34 | 0.033 | unb_TAPWIRE_OH | 8101503 | no | no |  |  | no |  |  | 0 | 0 | 0 | 0
oh_line_TAP_OH_934043 |  | ABCN | node_8101503_201040585 | node_1397276_316_15303314_718 | 0.033 | unb_TAPWIRE_OH | 8101503 | no | no |  |  | no |  |  | 0 | 0 | 0 | 0
oh_line_TAP_OH_934044 |  | ABCN | node_8101503_201040587 | node_1397248_815_15303485_222 | 0.033 | unb_TAPWIRE_OH | 8101503 | no | no |  |  | no |  |  | 0 | 0 | 0 | 0
oh_line_TAP_OH_934045 |  | ABCN | node_8101503_201040589 | node_1397354_869_15303655_727 | 0.033 | unb_TAPWIRE_OH | 8101503 | no | no |  |  | no |  |  | 0 | 0 | 0 | 0
oh_line_TAP_OH_934046 |  | ABCN | node_8101503_201040590 | node_1397348_966_15303906_718 | 0.033 | unb_TAPWIRE_OH | 8101503 | no | no |  |  | no |  |  | 0 | 0 | 0 | 0
oh_line_TAP_OH_934063 |  | ABCN | node_8101503_201040699 | node_1397532_376_15305754_352 | 0.033 | unb_TAPWIRE_OH | 8101503 | no | no |  |  | no |  |  | 0 | 0 | 0 | 0
oh_line_TAP_OH_934072 |  | ABCN | node_8101503_201040763 | node_1397442_778_15304325_575 | 0.033 | unb_TAPWIRE_OH | 8101503 | no | no |  |  | no |  |  | 0 | 0 | 0 | 0
oh_line_TAP_OH_934073 |  | ABCN | node_8101503_201040766 | node_1397444_849_15304590_703 | 0.033 | unb_TAPWIRE_OH | 8101503 | no | no |  |  | no |  |  | 0 | 0 | 0 | 0
oh_line_TAP_OH_934074 |  | ABCN | node_8101503_201040772 | node_1397502_257_15305484_165 | 0.033 | unb_TAPWIRE_OH | 8101503 | no | no |  |  | no |  |  | 0 | 0 | 0 | 0
oh_line_TAP_OH_934075 |  | ABCN | node_8101503_201040776 | node_1397451_031_15305195_146 | 0.033 | unb_TAPWIRE_OH | 8101503 | no | no |  |  | no |  |  | 0 | 0 | 0 | 0
oh_line_TAP_OH_2137759 |  | ABCN | node_8101503_200832898 | node_1398712_667_15306320_988 | 0.033 | unb_TAPWIRE_OH | 8101503 | no | no |  |  | no |  |  | 0 | 0 | 0 | 0
oh_line_TAP_OH_2137760 |  | ABCN | node_8101503_200832898 | node_1398731_156_15306330_737 | 0.033 | unb_TAPWIRE_OH | 8101503 | no | no |  |  | no |  |  | 0 | 0 | 0 | 0
oh_line_TAP_OH_2137761 |  | ABCN | node_8101503_200832898 | node_1398692_96_15306317_984 | 0.033 | unb_TAPWIRE_OH | 8101503 | no | no |  |  | no |  |  | 0 | 0 | 0 | 0
oh_line_TAP_OH_2137788 |  | ABCN | node_8101503_200832700 | node_1397456_292_15306362_384 | 0.033 | unb_TAPWIRE_OH | 8101503 | no | no |  |  | no |  |  | 0 | 0 | 0 | 0
oh_line_TAP_OH_2137789 |  | ABCN | node_8101503_200832700 | node_1397450_859_15306336_73 | 0.033 | unb_TAPWIRE_OH | 8101503 | no | no |  |  | no |  |  | 0 | 0 | 0 | 0
oh_line_TAP_OH_2137790 |  | ABCN | node_8101503_200832700 | node_1397466_473_15306385_315 | 0.033 | unb_TAPWIRE_OH | 8101503 | no | no |  |  | no |  |  | 0 | 0 | 0 | 0
oh_line_TAP_OH_2137818 |  | ABCN | node_8101503_200832805 | node_1397071_963_15304869_226 | 0.033 | unb_TAPWIRE_OH | 8101503 | no | no |  |  | no |  |  | 0 | 0 | 0 | 0
oh_line_TAP_OH_2137819 |  | ABCN | node_8101503_200832805 | node_1397052_149_15304869_81 | 0.033 | unb_TAPWIRE_OH | 8101503 | no | no |  |  | no |  |  | 0 | 0 | 0 | 0
oh_line_TAP_OH_2140973 |  | ABCN | node_8101503_200832863 | node_1399171_156_15306773_715 | 0.033 | unb_TAPWIRE_OH | 8101503 | no | no |  |  | no |  |  | 0 | 0 | 0 | 0
oh_line_TAP_OH_2140974 |  | ABCN | node_8101503_200832863 | node_1399180_373_15306797_365 | 0.033 | unb_TAPWIRE_OH | 8101503 | no | no |  |  | no |  |  | 0 | 0 | 0 | 0
oh_line_TAP_OH_2140975 |  | ABCN | node_8101503_200832863 | node_1399157_711_15306754_038 | 0.033 | unb_TAPWIRE_OH | 8101503 | no | no |  |  | no |  |  | 0 | 0 | 0 | 0
oh_line_TAP_OH_2141026 |  | ABCN | node_8101503_200832978 | node_1397952_109_15304111_344 | 0.033 | unb_TAPWIRE_OH | 8101503 | no | no |  |  | no |  |  | 0 | 0 | 0 | 0
oh_line_TAP_OH_2141027 |  | ABCN | node_8101503_200832978 | node_1397954_203_15304137_84 | 0.033 | unb_TAPWIRE_OH | 8101503 | no | no |  |  | no |  |  | 0 | 0 | 0 | 0
oh_line_TAP_OH_2141028 |  | ABCN | node_8101503_200832978 | node_1397944_985_15304086_436 | 0.033 | unb_TAPWIRE_OH | 8101503 | no | no |  |  | no |  |  | 0 | 0 | 0 | 0
oh_line_TAP_OH_2141048 |  | ABCN | node_8101503_200832696 | node_1397595_682_15306099_743 | 0.033 | unb_TAPWIRE_OH | 8101503 | no | no |  |  | no |  |  | 0 | 0 | 0 | 0
oh_line_TAP_OH_2141049 |  | ABCN | node_8101503_200832696 | node_1397615_461_15306098_197 | 0.033 | unb_TAPWIRE_OH | 8101503 | no | no |  |  | no |  |  | 0 | 0 | 0 | 0
oh_line_TAP_OH_2141050 |  | ABCN | node_8101503_200832696 | node_1397576_906_15306108_118 | 0.033 | unb_TAPWIRE_OH | 8101503 | no | no |  |  | no |  |  | 0 | 0 | 0 | 0
oh_line_TAP_OH_2141065 |  | ABCN | node_8101503_201056333 | node_1399605_896_15307046_621 | 0.033 | unb_TAPWIRE_OH | 8101503 | no | no |  |  | no |  |  | 0 | 0 | 0 | 0
oh_line_TAP_OH_2141066 |  | ABCN | node_8101503_201056333 | node_1399608_056_15307073_108 | 0.033 | unb_TAPWIRE_OH | 8101503 | no | no |  |  | no |  |  | 0 | 0 | 0 | 0
oh_line_TAP_OH_2141067 |  | ABCN | node_8101503_201056333 | node_1399598_71_15307021_746 | 0.033 | unb_TAPWIRE_OH | 8101503 | no | no |  |  | no |  |  | 0 | 0 | 0 | 0
oh_line_TAP_OH_2200520 |  | ABCN | node_8101503_200832859 | node_1397695_729_15306811_466 | 0.033 | unb_TAPWIRE_OH | 8101503 | no | no |  |  | no |  |  | 0 | 0 | 0 | 0
oh_line_TAP_OH_2200521 |  | ABCN | node_8101503_200832859 | node_1397705_153_15306793_021 | 0.033 | unb_TAPWIRE_OH | 8101503 | no | no |  |  | no |  |  | 0 | 0 | 0 | 0
oh_line_TAP_OH_2200522 |  | ABCN | node_8101503_200832859 | node_1397715_312_15306777_311 | 0.033 | unb_TAPWIRE_OH | 8101503 | no | no |  |  | no |  |  | 0 | 0 | 0 | 0
oh_line_TAP_OH_3087367 |  | ABCN | node_8101503_200832808 | node_1396789_247_15304760_309 | 0.033 | unb_TAPWIRE_OH | 8101503 | no | no |  |  | no |  |  | 0 | 0 | 0 | 0

## overhead_line_conductor
data_type | static
owner_type | feeder
owner | 8101503
object | overhead_line_conductor
name | groupid | geometric_mean_radius | resistance | diameter | rating_summer_continuous | rating_summer_emergency | rating_winter_continuous | rating_winter_emergency | dcircuit | selected | comments
oh_cond_1/0_AAAC |  | 0.012 | 0.876 | 0.398 | 235 | 235 | 310 | 310 |  | no
oh_cond_1/0_ACSR |  | 0.012 | 0.888 | 0.398 | 265 | 265 | 330 | 330 |  | no
oh_cond_2/0_CU |  | 0.013 | 0.44 | 0.414 | 295 | 295 | 425 | 425 |  | no
oh_cond_2_ACSR |  | 0.01 | 1.41 | 0.325 | 195 | 195 | 245 | 245 |  | no
oh_cond_4/0_ACSR |  | 0.017 | 0.445 | 0.563 | 410 | 410 | 515 | 515 |  | no
oh_cond_4_CU |  | 0.007 | 1.388 | 0.232 | 140 | 140 | 200 | 200 |  | no
oh_cond_477_MCM_AL |  | 0.025 | 0.198 | 0.792 | 605 | 605 | 810 | 810 |  | no
oh_cond_WP-4/0-CU |  | 0.015 | 0.273 | 0.81 | 340 | 340 | 390 | 390 |  | no

## switch
data_type | static
owner_type | feeder
owner | 8101503
object | switch
name | groupid | phases | fr | to | phase_A_state | phase_B_state | phase_C_state | operating_mode | status | dcircuit | selected | monitored | monitored_fields | class_monitored_fields | played | played_fields | comments
switch_62855-220416165 |  | ABCD | node_intto1_8101503_200832859 | node_8101503_200832859 | CLOSED | CLOSED | CLOSED | INDIVIDUAL |  | 8101503 | no | no |  |  | no
switch_220416151 |  | ABCD | node_intto1_220416151 | node_220416151 | CLOSED | CLOSED | CLOSED | INDIVIDUAL |  | 8101503 | no | no |  |  | no
switch_311893726 |  | ABCD | node_intto1_8101503_200832158 | node_8101503_200832158 | CLOSED | CLOSED | CLOSED | INDIVIDUAL |  | 8101503 | no | no |  |  | no