## capacitor
data_type | static
owner_type | feeder
owner | 8100405
object | capacitor
name | groupid | parent | phases | nominal_voltage | pt_phase | phases_connected | switchA | switchB | switchC | control | voltage_set_high | voltage_set_low | VAr_set_high | VAr_set_low | current_set_high | current_set_low | capacitor_A | capacitor_B | capacitor_C | cap_nominal_voltage | time_delay | dwell_time | lockout_time | remote_sense | remote_sense_B | control_level | dcircuit | selected | monitored | monitored_fields | class_monitored_fields | played | played_fields | comments
cap_220368858 |  | node_1390550_007_15291439_171 | ABCN | 0 |  | ABCN | CLOSED | CLOSED | CLOSED | MANUAL | [6 empty] | 200000 | 200000 | 200000 | 4800 | [6 empty] | 8100405 | no | no |  |  | no

## feeder
data_type | static
owner_type | feeder
owner | 8100405
object | feeder
name | transmission_bus | ARC | ADR | slack_bus | nom_voltages | num_nodes | num_ohlines | num_uglines | num_transformers | num_generators | num_pvs | num_storages | num_loads | miles | mw | mvar | losses_mw | losses_mvar | comments | use_feeder_load_shape | load_shape_scale | use_feeder_pv_shape | pv_shape_scale | description | restore_time | griddisconnect_scenario_probability | gridconnect_scenario_probability | use_energy_not_served | VOLL | discount_rate | yearly_load_growth_percent | planning_horizon | enable_traditional_project_deferral | lifetime_of_investment_years | start_year | base_year | year_the_investment_is_committed | revenue_requirement_scaling_factor | discount_rate | inflation_rate_for_investment | traditional_project_invested_capital | periodicity_of_investment_in_years | priority | maximum_total_investment_cost | DER_portfolio_NPV | DER_portfolio_BC_ratio | total_system_energy_avoided_cost_NPV | total_system_capacity_avoided_cost_NPV | total_system_ancillary_services_avoided_cost_NPV | total_system_CO2_avoided_cost_NPV | total_system_loss_of_load_avoided_cost_NPV | total_system_distribution_capacity_avoided_cost_NPV | total_system_investment_and_operational_cost_NPV | feeder_solar_pv_operating_cost_USdollarperkWh | feeder_energy_storage_operating_cost_USdollarperkWh | feeder_distributed_generator_operating_cost_USdollarperkWh | feeder_distributed_generator_CO2_cost_USdollarperkWh | feeder_demand_response_operating_cost_USdollarperkWh | feeder_solar_pv_investment_cost_USdollarperkW | feeder_energy_storage_investment_cost_USdollarperkW | feeder_distributed_generator_investment_cost_USdollarperkW | feeder_demand_response_investment_cost_USdollarperkW
8100405 |  | ts_slack | none | node_SOURCE_8100405 | 4803.554 | 368 | 317 | 28 | 0 | 0 | 0 | 0 | 116 | 4.345 | 4.41 | 1.879 | 0 | 0 |  | 0 | 0 | 1 | 0 |  | 0 | 0 | 0 | 0 | 0 | 0 | 0 | 0 | 0 | 0 | 0 | 0 | 0 | 0 | 0 | 0 | 0 | 0 | 0 | 999999999 | 0 | 0 | 0 | 0 | 0 | 0 | 0 | 0 | 0 | 0 | 0 | 0 | 0 | 0 | 0 | 0 | 0 | 0

## fuse
data_type | static
owner_type | feeder
owner | 8100405
object | fuse
name | groupid | phases | fr | to | phase_A_status | phase_B_status | phase_C_status | repair_dist_type | current_limit | mean_replacement_time | status | dcircuit | selected | monitored | monitored_fields | class_monitored_fields | played | played_fields | comments
fuse_220382411 |  | ABN | node_intto1_8100405_200814908 | node_8100405_200814908 | GOOD | GOOD | GOOD |  | 100 |  |  | 8100405 | no | no |  |  | no
fuse_220382412 |  | ABCN | node_intto1_8100405_200814905 | node_8100405_200814905 | GOOD | GOOD | GOOD |  | 150 |  |  | 8100405 | no | no |  |  | no
fuse_220382413 |  | ABCN | node_intto1_8100405_200814884 | node_8100405_200814884 | GOOD | GOOD | GOOD |  | 100 |  |  | 8100405 | no | no |  |  | no
fuse_220382452 |  | ABCN | node_intto1_8100405_200814079 | node_8100405_200814079 | GOOD | GOOD | GOOD |  | 100 |  |  | 8100405 | no | no |  |  | no
fuse_220383188 |  | AN | node_intto1_8100405_200917265 | node_8100405_200917265 | GOOD | GOOD | GOOD |  | 100 |  |  | 8100405 | no | no |  |  | no
fuse_220383189 |  | ABN | node_intto1_8100405_200812999 | node_8100405_200812999 | GOOD | GOOD | GOOD |  | 125 |  |  | 8100405 | no | no |  |  | no
fuse_220383192 |  | AN | node_intto1_8100405_200805380 | node_8100405_200805380 | GOOD | GOOD | GOOD |  | 60 |  |  | 8100405 | no | no |  |  | no
fuse_220383193 |  | ABCN | node_intto1_8100405_200813049 | node_8100405_200813049 | GOOD | GOOD | GOOD |  | 60 |  |  | 8100405 | no | no |  |  | no
fuse_220383196 |  | ABCN | node_intto1_8100405_200813007 | node_8100405_200813007 | GOOD | GOOD | GOOD |  | 125 |  |  | 8100405 | no | no |  |  | no
fuse_220383215 |  | ABCN | node_intto1_8100405_200812915 | node_8100405_200812915 | GOOD | GOOD | GOOD |  | 200 |  |  | 8100405 | no | no |  |  | no
fuse_220383224 |  | ABCN | node_intto1_8100405_200815111 | node_8100405_200815111 | GOOD | GOOD | GOOD |  | 125 |  |  | 8100405 | no | no |  |  | no
fuse_220383233 |  | AN | node_intto1_8100405_200812981 | node_8100405_200812981 | GOOD | GOOD | GOOD |  | 150 |  |  | 8100405 | no | no |  |  | no
fuse_220558508 |  | ABCN | node_intto1_8100405_201004024 | node_8100405_201004024 | GOOD | GOOD | GOOD |  | 15 |  |  | 8100405 | no | no |  |  | no
fuse_220558855 |  | ABN | node_intto1_8100405_200813114 | node_8100405_200813114 | GOOD | GOOD | GOOD |  | 100 |  |  | 8100405 | no | no |  |  | no
fuse_310019126 |  | ABCN | node_intto1_8100405_200814885 | node_8100405_200814885 | GOOD | GOOD | GOOD |  | 40 |  |  | 8100405 | no | no |  |  | no
fuse_310026656 |  | ABCN | node_intto1_8100405_310026655 | node_8100405_310026655 | GOOD | GOOD | GOOD |  | 30 |  |  | 8100405 | no | no |  |  | no

## line_configuration
data_type | static
owner_type | feeder
owner | 8100405
object | line_configuration
name | groupid | conductor_A | conductor_B | conductor_C | conductor_N | spacing | z11 | z12 | z13 | z21 | z22 | z23 | z31 | z32 | z33 | c11 | c12 | c13 | c21 | c22 | c23 | c31 | c32 | c33 | dcircuit | selected | comments
bal_1P_1/0AA_1/0AA(N) |  | oh_cond_1/0_AAAC | oh_cond_1/0_AAAC | oh_cond_1/0_AAAC | oh_cond_1/0_AAAC |  | 1.078+1.186j | 0.201+0.467j | 0.201+0.467j | 0.201+0.467j | 1.078+1.186j | 0.201+0.467j | 0.201+0.467j | 0.201+0.467j | 1.078+1.186j | 13.243 | -2.726 | -2.726 | -2.726 | 13.243 | -2.726 | -2.726 | -2.726 | 13.243 |  | no
bal_1P_1/0AA_4/0AC(N) |  | oh_cond_1/0_AAAC | oh_cond_1/0_AAAC | oh_cond_1/0_AAAC | oh_cond_4/0_ACSR |  | 1.012+1.121j | 0.136+0.403j | 0.136+0.403j | 0.136+0.403j | 1.012+1.121j | 0.136+0.403j | 0.136+0.403j | 0.136+0.403j | 1.012+1.121j | 13.267 | -2.702 | -2.702 | -2.702 | 13.267 | -2.702 | -2.702 | -2.702 | 13.267 |  | no
bal_1P_1/0AC_1/0AC(N) |  | oh_cond_1/0_ACSR | oh_cond_1/0_ACSR | oh_cond_1/0_ACSR | oh_cond_1/0_ACSR |  | 1.091+1.185j | 0.203+0.469j | 0.203+0.469j | 0.203+0.469j | 1.091+1.185j | 0.203+0.469j | 0.203+0.469j | 0.203+0.469j | 1.091+1.185j | 13.243 | -2.726 | -2.726 | -2.726 | 13.243 | -2.726 | -2.726 | -2.726 | 13.243 |  | no
bal_1P_1/0AC_2/0CU(N) |  | oh_cond_1/0_ACSR | oh_cond_1/0_ACSR | oh_cond_1/0_ACSR | oh_cond_2/0_CU |  | 1.019+1.125j | 0.131+0.409j | 0.131+0.409j | 0.131+0.409j | 1.019+1.125j | 0.131+0.409j | 0.131+0.409j | 0.131+0.409j | 1.019+1.125j | 13.245 | -2.723 | -2.723 | -2.723 | 13.245 | -2.723 | -2.723 | -2.723 | 13.245 |  | no
bal_1P_1/0AC_2CU(N) |  | oh_cond_1/0_ACSR | oh_cond_1/0_ACSR | oh_cond_1/0_ACSR | oh_cond_2_CU |  | 1.084+1.187j | 0.196+0.471j | 0.196+0.471j | 0.196+0.471j | 1.084+1.187j | 0.196+0.471j | 0.196+0.471j | 0.196+0.471j | 1.084+1.187j | 13.223 | -2.745 | -2.745 | -2.745 | 13.223 | -2.745 | -2.745 | -2.745 | 13.223 |  | no
bal_1P_1/0AC_4/0AL(N) |  | oh_cond_1/0_ACSR | oh_cond_1/0_ACSR | oh_cond_1/0_ACSR | oh_cond_4/0_AL |  | 1.022+1.12j | 0.134+0.404j | 0.134+0.404j | 0.134+0.404j | 1.022+1.12j | 0.134+0.404j | 0.134+0.404j | 0.134+0.404j | 1.022+1.12j | 13.261 | -2.707 | -2.707 | -2.707 | 13.261 | -2.707 | -2.707 | -2.707 | 13.261 |  | no
bal_1P_1/0AC_4CU(N) |  | oh_cond_1/0_ACSR | oh_cond_1/0_ACSR | oh_cond_1/0_ACSR | oh_cond_4_CU |  | 1.117+1.258j | 0.229+0.541j | 0.229+0.541j | 0.229+0.541j | 1.117+1.258j | 0.229+0.541j | 0.229+0.541j | 0.229+0.541j | 1.117+1.258j | 13.21 | -2.758 | -2.758 | -2.758 | 13.21 | -2.758 | -2.758 | -2.758 | 13.21 |  | no
bal_1P_4/0AL_4/0AL(N) |  | oh_cond_4/0_AL | oh_cond_4/0_AL | oh_cond_4/0_AL | oh_cond_4/0_AL |  | 0.576+1.089j | 0.134+0.404j | 0.134+0.404j | 0.134+0.404j | 0.576+1.089j | 0.134+0.404j | 0.134+0.404j | 0.134+0.404j | 0.576+1.089j | 13.867 | -2.914 | -2.914 | -2.914 | 13.867 | -2.914 | -2.914 | -2.914 | 13.867 |  | no
bal_1P_4CU_1/0AC(N) |  | oh_cond_4_CU | oh_cond_4_CU | oh_cond_4_CU | oh_cond_1/0_ACSR |  | 1.591+1.253j | 0.203+0.469j | 0.203+0.469j | 0.203+0.469j | 1.591+1.253j | 0.203+0.469j | 0.203+0.469j | 0.203+0.469j | 1.591+1.253j | 12.19 | -2.374 | -2.374 | -2.374 | 12.19 | -2.374 | -2.374 | -2.374 | 12.19 |  | no
bal_1P_4CU_2/0CU(N) |  | oh_cond_4_CU | oh_cond_4_CU | oh_cond_4_CU | oh_cond_2/0_CU |  | 1.519+1.193j | 0.131+0.409j | 0.131+0.409j | 0.131+0.409j | 1.519+1.193j | 0.131+0.409j | 0.131+0.409j | 0.131+0.409j | 1.519+1.193j | 12.193 | -2.372 | -2.372 | -2.372 | 12.193 | -2.372 | -2.372 | -2.372 | 12.193 |  | no
bal_2P_1/0AC_2/0CU(N) |  | oh_cond_1/0_ACSR | oh_cond_1/0_ACSR | oh_cond_1/0_ACSR | oh_cond_2_ACSR |  | 1.123+1.259j | 0.235+0.543j | 0.235+0.543j | 0.235+0.543j | 1.123+1.259j | 0.235+0.543j | 0.235+0.543j | 0.235+0.543j | 1.123+1.259j | 13.23 | -2.739 | -2.739 | -2.739 | 13.23 | -2.739 | -2.739 | -2.739 | 13.23 |  | no
bal_2P_1/0AC_4/0AL(N) |  | oh_cond_1/0_ACSR | oh_cond_1/0_ACSR | oh_cond_1/0_ACSR | oh_cond_4/0_AL |  | 1.022+1.12j | 0.134+0.404j | 0.134+0.404j | 0.134+0.404j | 1.022+1.12j | 0.134+0.404j | 0.134+0.404j | 0.134+0.404j | 1.022+1.12j | 13.261 | -2.707 | -2.707 | -2.707 | 13.261 | -2.707 | -2.707 | -2.707 | 13.261 |  | no
bal_2P_1/0AC_4CU(N) |  | oh_cond_1/0_ACSR | oh_cond_1/0_ACSR | oh_cond_1/0_ACSR | oh_cond_4_CU |  | 1.117+1.258j | 0.229+0.541j | 0.229+0.541j | 0.229+0.541j | 1.117+1.258j | 0.229+0.541j | 0.229+0.541j | 0.229+0.541j | 1.117+1.258j | 13.21 | -2.758 | -2.758 | -2.758 | 13.21 | -2.758 | -2.758 | -2.758 | 13.21 |  | no
bal_2P_2CU_1/0AC(N) |  | oh_cond_2_CU | oh_cond_2_CU | oh_cond_2_CU | oh_cond_1/0_ACSR |  | 1.076+1.225j | 0.203+0.469j | 0.203+0.469j | 0.203+0.469j | 1.076+1.225j | 0.203+0.469j | 0.203+0.469j | 0.203+0.469j | 1.076+1.225j | 12.617 | -2.515 | -2.515 | -2.515 | 12.617 | -2.515 | -2.515 | -2.515 | 12.617 |  | no
bal_2P_4CU_1/0AC(N) |  | oh_cond_4_CU | oh_cond_4_CU | oh_cond_4_CU | oh_cond_1/0_ACSR |  | 1.591+1.253j | 0.203+0.469j | 0.203+0.469j | 0.203+0.469j | 1.591+1.253j | 0.203+0.469j | 0.203+0.469j | 0.203+0.469j | 1.591+1.253j | 12.19 | -2.374 | -2.374 | -2.374 | 12.19 | -2.374 | -2.374 | -2.374 | 12.19 |  | no
bal_2P_4CU_4/0AL(N) |  | oh_cond_4_CU | oh_cond_4_CU | oh_cond_4_CU | oh_cond_4/0_AL |  | 1.522+1.188j | 0.134+0.404j | 0.134+0.404j | 0.134+0.404j | 1.522+1.188j | 0.134+0.404j | 0.134+0.404j | 0.134+0.404j | 1.522+1.188j | 12.207 | -2.357 | -2.357 | -2.357 | 12.207 | -2.357 | -2.357 | -2.357 | 12.207 |  | no
bal_2P_4CU_4CU(N) |  | oh_cond_4_CU | oh_cond_4_CU | oh_cond_4_CU | oh_cond_4_CU |  | 1.617+1.325j | 0.229+0.541j | 0.229+0.541j | 0.229+0.541j | 1.617+1.325j | 0.229+0.541j | 0.229+0.541j | 0.229+0.541j | 1.617+1.325j | 12.16 | -2.404 | -2.404 | -2.404 | 12.16 | -2.404 | -2.404 | -2.404 | 12.16 |  | no
bal_3P_1/0AA_1/0AA(N) |  | oh_cond_1/0_AAAC | oh_cond_1/0_AAAC | oh_cond_1/0_AAAC | oh_cond_1/0_AAAC |  | 1.078+1.186j | 0.201+0.467j | 0.201+0.467j | 0.201+0.467j | 1.078+1.186j | 0.201+0.467j | 0.201+0.467j | 0.201+0.467j | 1.078+1.186j | 13.243 | -2.726 | -2.726 | -2.726 | 13.243 | -2.726 | -2.726 | -2.726 | 13.243 |  | no
bal_3P_1/0AA_4/0AC(N) |  | oh_cond_1/0_AAAC | oh_cond_1/0_AAAC | oh_cond_1/0_AAAC | oh_cond_4/0_ACSR |  | 1.012+1.121j | 0.136+0.403j | 0.136+0.403j | 0.136+0.403j | 1.012+1.121j | 0.136+0.403j | 0.136+0.403j | 0.136+0.403j | 1.012+1.121j | 13.267 | -2.702 | -2.702 | -2.702 | 13.267 | -2.702 | -2.702 | -2.702 | 13.267 |  | no
bal_3P_1/0AA_4/0AL(N) |  | oh_cond_1/0_AAAC | oh_cond_1/0_AAAC | oh_cond_1/0_AAAC | oh_cond_4/0_AL |  | 1.011+1.123j | 0.134+0.404j | 0.134+0.404j | 0.134+0.404j | 1.011+1.123j | 0.134+0.404j | 0.134+0.404j | 0.134+0.404j | 1.011+1.123j | 13.261 | -2.707 | -2.707 | -2.707 | 13.261 | -2.707 | -2.707 | -2.707 | 13.261 |  | no
bal_3P_1/0AC |  | oh_cond_1/0_ACSR | oh_cond_1/0_ACSR | oh_cond_1/0_ACSR |  |  | 0.983+1.497j | 0.095+0.781j | 0.095+0.781j | 0.095+0.781j | 0.983+1.497j | 0.095+0.781j | 0.095+0.781j | 0.095+0.781j | 0.983+1.497j | 12.796 | -3.172 | -3.172 | -3.172 | 12.796 | -3.172 | -3.172 | -3.172 | 12.796 |  | no
bal_3P_1/0AC_1/0AA(N) |  | oh_cond_1/0_ACSR | oh_cond_1/0_ACSR | oh_cond_1/0_ACSR | oh_cond_1/0_AAAC |  | 1.089+1.184j | 0.201+0.467j | 0.201+0.467j | 0.201+0.467j | 1.089+1.184j | 0.201+0.467j | 0.201+0.467j | 0.201+0.467j | 1.089+1.184j | 13.243 | -2.726 | -2.726 | -2.726 | 13.243 | -2.726 | -2.726 | -2.726 | 13.243 |  | no
bal_3P_1/0AC_1/0AC(N) |  | oh_cond_1/0_ACSR | oh_cond_1/0_ACSR | oh_cond_1/0_ACSR | oh_cond_1/0_ACSR |  | 1.091+1.185j | 0.203+0.469j | 0.203+0.469j | 0.203+0.469j | 1.091+1.185j | 0.203+0.469j | 0.203+0.469j | 0.203+0.469j | 1.091+1.185j | 13.243 | -2.726 | -2.726 | -2.726 | 13.243 | -2.726 | -2.726 | -2.726 | 13.243 |  | no
bal_3P_1/0AC_2/0CU(N) |  | oh_cond_1/0_ACSR | oh_cond_1/0_ACSR | oh_cond_1/0_ACSR | oh_cond_2/0_CU |  | 1.019+1.125j | 0.131+0.409j | 0.131+0.409j | 0.131+0.409j | 1.019+1.125j | 0.131+0.409j | 0.131+0.409j | 0.131+0.409j | 1.019+1.125j | 13.245 | -2.723 | -2.723 | -2.723 | 13.245 | -2.723 | -2.723 | -2.723 | 13.245 |  | no
bal_3P_1/0AC_2CU_(N) |  | oh_cond_1/0_ACSR | oh_cond_1/0_ACSR | oh_cond_1/0_ACSR | oh_cond_2_CU |  | 1.084+1.187j | 0.196+0.471j | 0.196+0.471j | 0.196+0.471j | 1.084+1.187j | 0.196+0.471j | 0.196+0.471j | 0.196+0.471j | 1.084+1.187j | 13.223 | -2.745 | -2.745 | -2.745 | 13.223 | -2.745 | -2.745 | -2.745 | 13.223 |  | no
bal_3P_1/0AC_4/0AL(N) |  | oh_cond_1/0_ACSR | oh_cond_1/0_ACSR | oh_cond_1/0_ACSR | oh_cond_4/0_AL |  | 1.022+1.12j | 0.134+0.404j | 0.134+0.404j | 0.134+0.404j | 1.022+1.12j | 0.134+0.404j | 0.134+0.404j | 0.134+0.404j | 1.022+1.12j | 13.261 | -2.707 | -2.707 | -2.707 | 13.261 | -2.707 | -2.707 | -2.707 | 13.261 |  | no
bal_3P_1/0AC_4CU(N) |  | oh_cond_1/0_ACSR | oh_cond_1/0_ACSR | oh_cond_1/0_ACSR | oh_cond_4_CU |  | 1.117+1.258j | 0.229+0.541j | 0.229+0.541j | 0.229+0.541j | 1.117+1.258j | 0.229+0.541j | 0.229+0.541j | 0.229+0.541j | 1.117+1.258j | 13.21 | -2.758 | -2.758 | -2.758 | 13.21 | -2.758 | -2.758 | -2.758 | 13.21 |  | no
bal_3P_2/0CU_2/0CU(N) |  | oh_cond_2/0_CU | oh_cond_2/0_CU | oh_cond_2/0_CU | oh_cond_2/0_CU |  | 0.571+1.115j | 0.131+0.409j | 0.131+0.409j | 0.131+0.409j | 0.571+1.115j | 0.131+0.409j | 0.131+0.409j | 0.131+0.409j | 0.571+1.115j | 13.33 | -2.752 | -2.752 | -2.752 | 13.33 | -2.752 | -2.752 | -2.752 | 13.33 |  | no
bal_3P_2CU_2CU(N) |  | oh_cond_2_CU | oh_cond_2_CU | oh_cond_2_CU | oh_cond_2_CU |  | 1.069+1.227j | 0.196+0.471j | 0.196+0.471j | 0.196+0.471j | 1.069+1.227j | 0.196+0.471j | 0.196+0.471j | 0.196+0.471j | 1.069+1.227j | 12.598 | -2.533 | -2.533 | -2.533 | 12.598 | -2.533 | -2.533 | -2.533 | 12.598 |  | no
bal_3P_4/0AL_2/0CU(N) |  | oh_cond_4/0_AL | oh_cond_4/0_AL | oh_cond_4/0_AL | oh_cond_2/0_CU |  | 0.573+1.094j | 0.131+0.409j | 0.131+0.409j | 0.131+0.409j | 0.573+1.094j | 0.131+0.409j | 0.131+0.409j | 0.131+0.409j | 0.573+1.094j | 13.85 | -2.931 | -2.931 | -2.931 | 13.85 | -2.931 | -2.931 | -2.931 | 13.85 |  | no
bal_3P_4/0AL_2CU(N) |  | oh_cond_4/0_AL | oh_cond_4/0_AL | oh_cond_4/0_AL | oh_cond_2_CU |  | 0.638+1.156j | 0.196+0.471j | 0.196+0.471j | 0.196+0.471j | 0.638+1.156j | 0.196+0.471j | 0.196+0.471j | 0.196+0.471j | 0.638+1.156j | 13.827 | -2.954 | -2.954 | -2.954 | 13.827 | -2.954 | -2.954 | -2.954 | 13.827 |  | no
bal_3P_4/0AL_4/0AL(N) |  | oh_cond_4/0_AL | oh_cond_4/0_AL | oh_cond_4/0_AL | oh_cond_4/0_AL |  | 0.576+1.089j | 0.134+0.404j | 0.134+0.404j | 0.134+0.404j | 0.576+1.089j | 0.134+0.404j | 0.134+0.404j | 0.134+0.404j | 0.576+1.089j | 13.867 | -2.914 | -2.914 | -2.914 | 13.867 | -2.914 | -2.914 | -2.914 | 13.867 |  | no
bal_3P_4/0CU_2/0CU(N) |  | oh_cond_4/0_CU | oh_cond_4/0_CU | oh_cond_4/0_CU | oh_cond_2/0_CU |  | 0.41+1.087j | 0.131+0.409j | 0.131+0.409j | 0.131+0.409j | 0.41+1.087j | 0.131+0.409j | 0.131+0.409j | 0.131+0.409j | 0.41+1.087j | 13.85 | -2.931 | -2.931 | -2.931 | 13.85 | -2.931 | -2.931 | -2.931 | 13.85 |  | no
bal_3P_4CU_1/0AC(N) |  | oh_cond_4_CU | oh_cond_4_CU | oh_cond_4_CU | oh_cond_1/0_ACSR |  | 1.591+1.253j | 0.203+0.469j | 0.203+0.469j | 0.203+0.469j | 1.591+1.253j | 0.203+0.469j | 0.203+0.469j | 0.203+0.469j | 1.591+1.253j | 12.19 | -2.374 | -2.374 | -2.374 | 12.19 | -2.374 | -2.374 | -2.374 | 12.19 |  | no
bal_3P_4CU_4CU(N) |  | oh_cond_4_CU | oh_cond_4_CU | oh_cond_4_CU | oh_cond_4_CU |  | 1.617+1.325j | 0.229+0.541j | 0.229+0.541j | 0.229+0.541j | 1.617+1.325j | 0.229+0.541j | 0.229+0.541j | 0.229+0.541j | 1.617+1.325j | 12.16 | -2.404 | -2.404 | -2.404 | 12.16 | -2.404 | -2.404 | -2.404 | 12.16 |  | no
bal_3P_477AL_2/0CU(N) |  | oh_cond_477_MCM_AL | oh_cond_477_MCM_AL | oh_cond_477_MCM_AL | oh_cond_2/0_CU |  | 0.329+1.038j | 0.131+0.409j | 0.131+0.409j | 0.131+0.409j | 0.329+1.038j | 0.131+0.409j | 0.131+0.409j | 0.131+0.409j | 0.329+1.038j | 14.903 | -3.303 | -3.303 | -3.303 | 14.903 | -3.303 | -3.303 | -3.303 | 14.903 |  | no
bal_3P_477AL_2CU(N) |  | oh_cond_477_MCM_AL | oh_cond_477_MCM_AL | oh_cond_477_MCM_AL | oh_cond_2_CU |  | 0.394+1.101j | 0.196+0.471j | 0.196+0.471j | 0.196+0.471j | 0.394+1.101j | 0.196+0.471j | 0.196+0.471j | 0.196+0.471j | 0.394+1.101j | 14.878 | -3.328 | -3.328 | -3.328 | 14.878 | -3.328 | -3.328 | -3.328 | 14.878 |  | no
bal_3P_477AL_4/0AA(N) |  | oh_cond_477_MCM_AL | oh_cond_477_MCM_AL | oh_cond_477_MCM_AL | oh_cond_4/0_AAAC |  | 0.332+1.031j | 0.134+0.402j | 0.134+0.402j | 0.134+0.402j | 0.332+1.031j | 0.134+0.402j | 0.134+0.402j | 0.134+0.402j | 0.332+1.031j | 14.927 | -3.279 | -3.279 | -3.279 | 14.927 | -3.279 | -3.279 | -3.279 | 14.927 |  | no
bal_3P_477AL_4/0AL(N) |  | oh_cond_477_MCM_AL | oh_cond_477_MCM_AL | oh_cond_477_MCM_AL | oh_cond_4/0_AL |  | 0.332+1.034j | 0.134+0.404j | 0.134+0.404j | 0.134+0.404j | 0.332+1.034j | 0.134+0.404j | 0.134+0.404j | 0.134+0.404j | 0.332+1.034j | 14.921 | -3.285 | -3.285 | -3.285 | 14.921 | -3.285 | -3.285 | -3.285 | 14.921 |  | no
bal_3P_477AL_4/0CU(N) |  | oh_cond_477_MCM_AL | oh_cond_477_MCM_AL | oh_cond_477_MCM_AL | oh_cond_4/0_CU |  | 0.294+1.018j | 0.096+0.388j | 0.096+0.388j | 0.096+0.388j | 0.294+1.018j | 0.096+0.388j | 0.096+0.388j | 0.096+0.388j | 0.294+1.018j | 14.921 | -3.285 | -3.285 | -3.285 | 14.921 | -3.285 | -3.285 | -3.285 | 14.921 |  | no
bal_3P_477AL_477AL(N) |  | oh_cond_477_MCM_AL | oh_cond_477_MCM_AL | oh_cond_477_MCM_AL | oh_cond_477_MCM_AL |  | 0.275+1j | 0.077+0.371j | 0.077+0.371j | 0.077+0.371j | 0.275+1j | 0.077+0.371j | 0.077+0.371j | 0.077+0.371j | 0.275+1j | 14.957 | -3.249 | -3.249 | -3.249 | 14.957 | -3.249 | -3.249 | -3.249 | 14.957 |  | no
bal_3P_WYECUST |  | oh_cond_2/0_CU | oh_cond_2/0_CU | oh_cond_2/0_CU | oh_cond_3_#7_CWD_30% |  | 0.66+1.378j | 0.22+0.666j | 0.22+0.666j | 0.22+0.666j | 0.66+1.378j | 0.22+0.666j | 0.22+0.666j | 0.22+0.666j | 0.66+1.378j | 13.24 | -2.712 | -2.712 | -2.712 | 13.24 | -2.712 | -2.712 | -2.712 | 13.24 |  | no
unb_TAPWIRE_OH |  | oh_cond_WP-4/0-CU | oh_cond_WP-4/0-CU | oh_cond_WP-4/0-CU | oh_cond_WP-4/0-CU |  | 0.365+1.097j | 0.093+0.433j | 0.094+0.34j | 0.093+0.433j | 0.368+1.078j | 0.095+0.401j | 0.094+0.34j | 0.095+0.401j | 0.368+1.077j | 14.911 | -4.341 | -1.953 | -4.341 | 15.781 | -3.724 | -1.953 | -3.724 | 14.818 |  | no
und_1P_2ALURD |  | und_cond_1P_2ALURD | und_cond_1P_2ALURD | und_cond_1P_2ALURD |  |  | 2.379+0.823j | 0.0+0.0j | 0.0+0.0j | 0.0+0.0j | 2.379+0.823j | 0.0+0.0j | 0.0+0.0j | 0.0+0.0j | 2.379+0.823j | 401.497 | 0 | 0 | 0 | 401.497 | 0 | 0 | 0 | 401.497 |  | no
und_1P_2ALURD_2AL(N) |  | und_cond_1P_2ALURD_2AL(N) | und_cond_1P_2ALURD_2AL(N) | und_cond_1P_2ALURD_2AL(N) |  |  | 2.379+0.823j | 0.0+0.0j | 0.0+0.0j | 0.0+0.0j | 2.379+0.823j | 0.0+0.0j | 0.0+0.0j | 0.0+0.0j | 2.379+0.823j | 401.497 | 0 | 0 | 0 | 401.497 | 0 | 0 | 0 | 401.497 |  | no
und_1P_500CUURD_500CU(N) |  | und_cond_1P_500CUURD_500CU(N) | und_cond_1P_500CUURD_500CU(N) | und_cond_1P_500CUURD_500CU(N) |  |  | 0.154+0.129j | -0.002-0j | -0.002-0j | -0.002-0j | 0.154+0.129j | -0.002-0j | -0.002-0j | -0.002-0j | 0.154+0.129j | 878.925 | 0 | 0 | 0 | 878.925 | 0 | 0 | 0 | 878.925 |  | no
und_3P_2ALURD_2AL(N) |  | und_cond_3P_2ALURD_2AL(N) | und_cond_3P_2ALURD_2AL(N) | und_cond_3P_2ALURD_2AL(N) |  |  | 2.125+0.49j | 0.384+0.067j | 0.384+0.067j | 0.384+0.067j | 2.125+0.49j | 0.384+0.067j | 0.384+0.067j | 0.384+0.067j | 2.125+0.49j | 401.497 | 0 | 0 | 0 | 401.497 | 0 | 0 | 0 | 401.497 |  | no
und_3P_2CUURD_2CU(N) |  | und_cond_3P_2CUURD_2CU(N) | und_cond_3P_2CUURD_2CU(N) | und_cond_3P_2CUURD_2CU(N) |  |  | 1.344+0.466j | 0.268+0.054j | 0.268+0.054j | 0.268+0.054j | 1.344+0.466j | 0.268+0.054j | 0.268+0.054j | 0.268+0.054j | 1.344+0.466j | 422.002 | 0 | 0 | 0 | 422.002 | 0 | 0 | 0 | 422.002 |  | no
und_3P_500CUURD_500CU(N) |  | und_cond_3P_500CUURD_500CU(N) | und_cond_3P_500CUURD_500CU(N) | und_cond_3P_500CUURD_500CU(N) |  |  | 0.202+0.249j | 0.032+0.017j | 0.032+0.017j | 0.032+0.017j | 0.202+0.249j | 0.032+0.017j | 0.032+0.017j | 0.032+0.017j | 0.202+0.249j | 878.925 | 0 | 0 | 0 | 878.925 | 0 | 0 | 0 | 878.925 |  | no
und_3P_WYECUST |  | und_cond_3P_WYECUST | und_cond_3P_WYECUST | und_cond_3P_WYECUST |  |  | 0.179+0.233j | 0.061-0.024j | 0.061-0.024j | 0.061-0.024j | 0.179+0.233j | 0.061-0.024j | 0.061-0.024j | 0.061-0.024j | 0.179+0.233j | 324.124 | 0 | 0 | 0 | 324.124 | 0 | 0 | 0 | 324.124 |  | no
und_TAPWIRE_UG |  | und_cond_TAPWIRE_UG | und_cond_TAPWIRE_UG | und_cond_TAPWIRE_UG |  |  | 0.001+0.001j | 0.0+0.0j | 0.0+0.0j | 0.0+0.0j | 0.001+0.001j | 0.0+0.0j | 0.0+0.0j | 0.0+0.0j | 0.001+0.001j | 0 | 0 | 0 | 0 | 0 | 0 | 0 | 0 | 0 |  | no

## load
data_type | static
owner_type | feeder
owner | 8100405
object | load
name | groupid | parent | bustype | phases | nominal_voltage | load_class | constant_power_A | constant_power_B | constant_power_C | constant_current_A | constant_current_B | constant_current_C | constant_impedance_A | constant_impedance_B | constant_impedance_C | base_power_A | base_power_B | base_power_C | power_pf_A | power_pf_B | power_pf_C | current_pf_A | current_pf_B | current_pf_C | impedance_pf_A | impedance_pf_B | impedance_pf_C | power_fraction_A | power_fraction_B | power_fraction_C | current_fraction_A | current_fraction_B | current_fraction_C | impedance_fraction_A | impedance_fraction_B | impedance_fraction_C | dcircuit | selected | monitored | monitored_fields | class_monitored_fields | played | played_fields | base_kw_A | base_kw_B | base_kw_C | kw_A | kw_B | kw_C | comments | critical_load | dem_resp_lb | dem_resp_ub | dem_resp_shortage_cost | dem_resp_surplus_cost | num_customers
load_220330627 |  | node_1390736_947_15290556_869 |  | AN | 0 | NonResidential | 691.2+294.45j | 0 | 0 | 0 | 0 | 0 | [24 empty] | 8100405 | no | no |  |  | no |  | 0 | 0 | 0 | 0 | 0 | 0 |  | 1 | 1 | 1 | 0 | 0 | 0
load_220332133 |  | node_1390821_373_15293717_339 |  | AN | 0 | NonResidential | 43516.8+18538.079j | 0 | 0 | 0 | 0 | 0 | [24 empty] | 8100405 | no | no |  |  | no |  | 0 | 0 | 0 | 0 | 0 | 0 |  | 1 | 1 | 1 | 0 | 0 | 0
load_220332136 |  | node_1390851_161_15292690_894 |  | AN | 0 | NonResidential | 26000+11075.954j | 0 | 0 | 0 | 0 | 0 | [24 empty] | 8100405 | no | no |  |  | no |  | 0 | 0 | 0 | 0 | 0 | 0 |  | 1 | 1 | 1 | 0 | 0 | 0
load_220332137 |  | node_1390907_179_15292837_595 |  | AN | 0 | NonResidential | 5333.333+2271.99j | 0 | 0 | 0 | 0 | 0 | [24 empty] | 8100405 | no | no |  |  | no |  | 0 | 0 | 0 | 0 | 0 | 0 |  | 1 | 1 | 1 | 0 | 0 | 0
load_220332138 |  | node_1390911_568_15292840_993 |  | BN | 0 | Residential | 0 | 10704+4559.885j | 0 | 0 | 0 | 0 | [24 empty] | 8100405 | no | no |  |  | no |  | 0 | 0 | 0 | 0 | 0 | 0 |  | 1 | 1 | 1 | 0 | 0 | 0
load_220332139 |  | node_1390902_846_15292831_808 |  | CN | 0 | Residential | 0 | 0 | 10704+4559.885j | 0 | 0 | 0 | [24 empty] | 8100405 | no | no |  |  | no |  | 0 | 0 | 0 | 0 | 0 | 0 |  | 1 | 1 | 1 | 0 | 0 | 0
load_220332141 |  | node_1390982_899_15293236_806 |  | AN | 0 | Residential | 148024.8+63058.301j | 0 | 0 | 0 | 0 | 0 | [24 empty] | 8100405 | no | no |  |  | no |  | 0 | 0 | 0 | 0 | 0 | 0 |  | 1 | 1 | 1 | 0 | 0 | 0
load_220332142 |  | node_1391204_989_15293678_06 |  | AN | 0 | NonResidential | 1545.6+658.423j | 0 | 0 | 0 | 0 | 0 | [24 empty] | 8100405 | no | no |  |  | no |  | 0 | 0 | 0 | 0 | 0 | 0 |  | 1 | 1 | 1 | 0 | 0 | 0
load_220332143 |  | node_1391197_237_15293686_598 |  | BN | 0 | NonResidential | 0 | 1545.6+658.423j | 0 | 0 | 0 | 0 | [24 empty] | 8100405 | no | no |  |  | no |  | 0 | 0 | 0 | 0 | 0 | 0 |  | 1 | 1 | 1 | 0 | 0 | 0
load_220332144 |  | node_1391209_377_15293665_523 |  | CN | 0 | NonResidential | 0 | 0 | 1545.6+658.423j | 0 | 0 | 0 | [24 empty] | 8100405 | no | no |  |  | no |  | 0 | 0 | 0 | 0 | 0 | 0 |  | 1 | 1 | 1 | 0 | 0 | 0
load_220332145 |  | node_1391122_943_15293713_068 |  | AN | 0 | Residential | 139413.6+59389.945j | 0 | 0 | 0 | 0 | 0 | [24 empty] | 8100405 | no | no |  |  | no |  | 0 | 0 | 0 | 0 | 0 | 0 |  | 1 | 1 | 1 | 0 | 0 | 0
load_220332179 |  | node_1392104_348_15294652_056 |  | AN | 0 | NonResidential | 10000+4259.982j | 0 | 0 | 0 | 0 | 0 | [24 empty] | 8100405 | no | no |  |  | no |  | 0 | 0 | 0 | 0 | 0 | 0 |  | 1 | 1 | 1 | 0 | 0 | 0
load_220332180 |  | node_1392103_604_15294625_441 |  | AN | 0 | Residential | 20779.2+8851.902j | 0 | 0 | 0 | 0 | 0 | [24 empty] | 8100405 | no | no |  |  | no |  | 0 | 0 | 0 | 0 | 0 | 0 |  | 1 | 1 | 1 | 0 | 0 | 0
load_220332183 |  | node_1392221_586_15295867_546 |  | AN | 0 | Residential | 79257.6+33763.596j | 0 | 0 | 0 | 0 | 0 | [24 empty] | 8100405 | no | no |  |  | no |  | 0 | 0 | 0 | 0 | 0 | 0 |  | 1 | 1 | 1 | 0 | 0 | 0
load_220332184 |  | node_1392553_64_15296119_805 |  | AN | 0 | Residential | 11736+4999.515j | 0 | 0 | 0 | 0 | 0 | [24 empty] | 8100405 | no | no |  |  | no |  | 0 | 0 | 0 | 0 | 0 | 0 |  | 1 | 1 | 1 | 0 | 0 | 0
load_220332185 |  | node_1392568_5_15296124_348 |  | AN | 0 | NonResidential | 2000+851.996j | 0 | 0 | 0 | 0 | 0 | [24 empty] | 8100405 | no | no |  |  | no |  | 0 | 0 | 0 | 0 | 0 | 0 |  | 1 | 1 | 1 | 0 | 0 | 0
load_220332186 |  | node_1392636_773_15296176_557 |  | BN | 0 | Residential | 0 | 21566.4+9187.248j | 0 | 0 | 0 | 0 | [24 empty] | 8100405 | no | no |  |  | no |  | 0 | 0 | 0 | 0 | 0 | 0 |  | 1 | 1 | 1 | 0 | 0 | 0
load_220332187 |  | node_1392629_492_15296169_988 |  | CN | 0 | NonResidential | 0 | 0 | 8333.333+3549.985j | 0 | 0 | 0 | [24 empty] | 8100405 | no | no |  |  | no |  | 0 | 0 | 0 | 0 | 0 | 0 |  | 1 | 1 | 1 | 0 | 0 | 0
load_220332188 |  | node_1392648_167_15296179_455 |  | AN | 0 | Residential | 21566.4+9187.248j | 0 | 0 | 0 | 0 | 0 | [24 empty] | 8100405 | no | no |  |  | no |  | 0 | 0 | 0 | 0 | 0 | 0 |  | 1 | 1 | 1 | 0 | 0 | 0
load_220332189 |  | node_1392754_023_15296222_827 |  | AN | 0 | NonResidential | 12666.667+5395.978j | 0 | 0 | 0 | 0 | 0 | [24 empty] | 8100405 | no | no |  |  | no |  | 0 | 0 | 0 | 0 | 0 | 0 |  | 1 | 1 | 1 | 0 | 0 | 0
load_220332190 |  | node_1392771_196_15296227_89 |  | BN | 0 | NonResidential | 0 | 12666.667+5395.978j | 0 | 0 | 0 | 0 | [24 empty] | 8100405 | no | no |  |  | no |  | 0 | 0 | 0 | 0 | 0 | 0 |  | 1 | 1 | 1 | 0 | 0 | 0
load_220332191 |  | node_1392743_608_15296216_677 |  | CN | 0 | NonResidential | 0 | 0 | 12666.667+5395.978j | 0 | 0 | 0 | [24 empty] | 8100405 | no | no |  |  | no |  | 0 | 0 | 0 | 0 | 0 | 0 |  | 1 | 1 | 1 | 0 | 0 | 0
load_220332192 |  | node_1392901_026_15296288_287 |  | AN | 0 | NonResidential | 7000+2981.988j | 0 | 0 | 0 | 0 | 0 | [24 empty] | 8100405 | no | no |  |  | no |  | 0 | 0 | 0 | 0 | 0 | 0 |  | 1 | 1 | 1 | 0 | 0 | 0
load_220332193 |  | node_1392899_066_15296275_058 |  | AN | 0 | Residential | 3229.2+1375.633j | 0 | 0 | 0 | 0 | 0 | [24 empty] | 8100405 | no | no |  |  | no |  | 0 | 0 | 0 | 0 | 0 | 0 |  | 1 | 1 | 1 | 0 | 0 | 0
load_220332194 |  | node_1393233_288_15296628_348 |  | BN | 0 | NonResidential | 0 | 12000+5111.979j | 0 | 0 | 0 | 0 | [24 empty] | 8100405 | no | no |  |  | no |  | 0 | 0 | 0 | 0 | 0 | 0 |  | 1 | 1 | 1 | 0 | 0 | 0
load_220332195 |  | node_1393239_384_15296628_176 |  | CN | 0 | NonResidential | 0 | 0 | 12000+5111.979j | 0 | 0 | 0 | [24 empty] | 8100405 | no | no |  |  | no |  | 0 | 0 | 0 | 0 | 0 | 0 |  | 1 | 1 | 1 | 0 | 0 | 0
load_220332198 |  | node_1392316_063_15294496_804 |  | AN | 0 | NonResidential | 0 | 0 | 0 | 0 | 0 | 0 | [24 empty] | 8100405 | no | no |  |  | no |  | 0 | 0 | 0 | 0 | 0 | 0 |  | 1 | 1 | 1 | 0 | 0 | 0
load_220332199 |  | node_1392313_122_15294511_253 |  | BN | 0 | NonResidential | 0 | 0 | 0 | 0 | 0 | 0 | [24 empty] | 8100405 | no | no |  |  | no |  | 0 | 0 | 0 | 0 | 0 | 0 |  | 1 | 1 | 1 | 0 | 0 | 0
load_220332200 |  | node_1392308_08_15294488_151 |  | CN | 0 | NonResidential | 0 | 0 | 0 | 0 | 0 | 0 | [24 empty] | 8100405 | no | no |  |  | no |  | 0 | 0 | 0 | 0 | 0 | 0 |  | 1 | 1 | 1 | 0 | 0 | 0
load_220332201 |  | node_1392336_871_15294665_296 |  | AN | 0 | Residential | 51732+22037.74j | 0 | 0 | 0 | 0 | 0 | [24 empty] | 8100405 | no | no |  |  | no |  | 0 | 0 | 0 | 0 | 0 | 0 |  | 1 | 1 | 1 | 0 | 0 | 0
load_220332202 |  | node_1392384_793_15295097_076 |  | AN | 0 | NonResidential | 20666.667+8803.963j | 0 | 0 | 0 | 0 | 0 | [24 empty] | 8100405 | no | no |  |  | no |  | 0 | 0 | 0 | 0 | 0 | 0 |  | 1 | 1 | 1 | 0 | 0 | 0
load_220332203 |  | node_1392379_041_15295071_544 |  | BN | 0 | NonResidential | 0 | 20666.667+8803.963j | 0 | 0 | 0 | 0 | [24 empty] | 8100405 | no | no |  |  | no |  | 0 | 0 | 0 | 0 | 0 | 0 |  | 1 | 1 | 1 | 0 | 0 | 0
load_220332204 |  | node_1392395_261_15295119_781 |  | CN | 0 | NonResidential | 0 | 0 | 20666.667+8803.963j | 0 | 0 | 0 | [24 empty] | 8100405 | no | no |  |  | no |  | 0 | 0 | 0 | 0 | 0 | 0 |  | 1 | 1 | 1 | 0 | 0 | 0
load_220332206 |  | node_1391878_239_15294969_112 |  | AN | 0 | Residential | 76960.8+32785.164j | 0 | 0 | 0 | 0 | 0 | [24 empty] | 8100405 | no | no |  |  | no |  | 0 | 0 | 0 | 0 | 0 | 0 |  | 1 | 1 | 1 | 0 | 0 | 0
load_220332207 |  | node_1392138_797_15295861_538 |  | AN | 0 | NonResidential | 20500+8732.963j | 0 | 0 | 0 | 0 | 0 | [24 empty] | 8100405 | no | no |  |  | no |  | 0 | 0 | 0 | 0 | 0 | 0 |  | 1 | 1 | 1 | 0 | 0 | 0
load_220332208 |  | node_1392126_217_15295865_322 |  | BN | 0 | NonResidential | 0 | 20500+8732.963j | 0 | 0 | 0 | 0 | [24 empty] | 8100405 | no | no |  |  | no |  | 0 | 0 | 0 | 0 | 0 | 0 |  | 1 | 1 | 1 | 0 | 0 | 0
load_220332209 |  | node_1391953_233_15295812_276 |  | AN | 0 | NonResidential | 7279.2+3100.926j | 0 | 0 | 0 | 0 | 0 | [24 empty] | 8100405 | no | no |  |  | no |  | 0 | 0 | 0 | 0 | 0 | 0 |  | 1 | 1 | 1 | 0 | 0 | 0
load_220332210 |  | node_1392374_467_15296285_102 |  | AN | 0 | NonResidential | 6333.333+2697.989j | 0 | 0 | 0 | 0 | 0 | [24 empty] | 8100405 | no | no |  |  | no |  | 0 | 0 | 0 | 0 | 0 | 0 |  | 1 | 1 | 1 | 0 | 0 | 0
load_220332211 |  | node_1392378_559_15296259_082 |  | BN | 0 | Residential | 0 | 7348.8+3130.576j | 0 | 0 | 0 | 0 | [24 empty] | 8100405 | no | no |  |  | no |  | 0 | 0 | 0 | 0 | 0 | 0 |  | 1 | 1 | 1 | 0 | 0 | 0
load_220332212 |  | node_1392375_537_15296311_699 |  | CN | 0 | NonResidential | 0 | 0 | 6333.333+2697.989j | 0 | 0 | 0 | [24 empty] | 8100405 | no | no |  |  | no |  | 0 | 0 | 0 | 0 | 0 | 0 |  | 1 | 1 | 1 | 0 | 0 | 0
load_220332213 |  | node_1392507_251_15296444_771 |  | AN | 0 | NonResidential | 1333.333+567.997j | 0 | 0 | 0 | 0 | 0 | [24 empty] | 8100405 | no | no |  |  | no |  | 0 | 0 | 0 | 0 | 0 | 0 |  | 1 | 1 | 1 | 0 | 0 | 0
load_220332214 |  | node_1392498_818_15296468_797 |  | BN | 0 | NonResidential | 0 | 1333.333+567.997j | 0 | 0 | 0 | 0 | [24 empty] | 8100405 | no | no |  |  | no |  | 0 | 0 | 0 | 0 | 0 | 0 |  | 1 | 1 | 1 | 0 | 0 | 0
load_220332215 |  | node_1392510_752_15296418_592 |  | CN | 0 | NonResidential | 0 | 0 | 1333.333+567.997j | 0 | 0 | 0 | [24 empty] | 8100405 | no | no |  |  | no |  | 0 | 0 | 0 | 0 | 0 | 0 |  | 1 | 1 | 1 | 0 | 0 | 0
load_220332216 |  | node_1392974_238_15296833_679 |  | AN | 0 | NonResidential | 2000+851.996j | 0 | 0 | 0 | 0 | 0 | [24 empty] | 8100405 | no | no |  |  | no |  | 0 | 0 | 0 | 0 | 0 | 0 |  | 1 | 1 | 1 | 0 | 0 | 0
load_220332217 |  | node_1392728_292_15296801_789 |  | AN | 0 | NonResidential | 2500+1064.996j | 0 | 0 | 0 | 0 | 0 | [24 empty] | 8100405 | no | no |  |  | no |  | 0 | 0 | 0 | 0 | 0 | 0 |  | 1 | 1 | 1 | 0 | 0 | 0
load_220332218 |  | node_1392747_512_15296804_955 |  | AN | 0 | NonResidential | 2500+1064.996j | 0 | 0 | 0 | 0 | 0 | [24 empty] | 8100405 | no | no |  |  | no |  | 0 | 0 | 0 | 0 | 0 | 0 |  | 1 | 1 | 1 | 0 | 0 | 0
load_220332219 |  | node_1392416_113_15296689_63 |  | AN | 0 | Residential | 89121.6+37965.643j | 0 | 0 | 0 | 0 | 0 | [24 empty] | 8100405 | no | no |  |  | no |  | 0 | 0 | 0 | 0 | 0 | 0 |  | 1 | 1 | 1 | 0 | 0 | 0
load_220332220 |  | node_1391598_228_15293963_098 |  | AN | 0 | NonResidential | 22666.667+9655.96j | 0 | 0 | 0 | 0 | 0 | [24 empty] | 8100405 | no | no |  |  | no |  | 0 | 0 | 0 | 0 | 0 | 0 |  | 1 | 1 | 1 | 0 | 0 | 0
load_220332221 |  | node_1391598_824_15293976_275 |  | BN | 0 | NonResidential | 0 | 22666.667+9655.96j | 0 | 0 | 0 | 0 | [24 empty] | 8100405 | no | no |  |  | no |  | 0 | 0 | 0 | 0 | 0 | 0 |  | 1 | 1 | 1 | 0 | 0 | 0
load_220332222 |  | node_1391594_105_15293950_686 |  | CN | 0 | NonResidential | 0 | 0 | 22666.667+9655.96j | 0 | 0 | 0 | [24 empty] | 8100405 | no | no |  |  | no |  | 0 | 0 | 0 | 0 | 0 | 0 |  | 1 | 1 | 1 | 0 | 0 | 0
load_220332223 |  | node_1391654_626_15294306_476 |  | AN | 0 | NonResidential | 2000+851.996j | 0 | 0 | 0 | 0 | 0 | [24 empty] | 8100405 | no | no |  |  | no |  | 0 | 0 | 0 | 0 | 0 | 0 |  | 1 | 1 | 1 | 0 | 0 | 0
load_220332224 |  | node_1391639_332_15294309_322 |  | BN | 0 | NonResidential | 0 | 2000+851.996j | 0 | 0 | 0 | 0 | [24 empty] | 8100405 | no | no |  |  | no |  | 0 | 0 | 0 | 0 | 0 | 0 |  | 1 | 1 | 1 | 0 | 0 | 0
load_220332225 |  | node_1391664_941_15294296_405 |  | CN | 0 | NonResidential | 0 | 0 | 2000+851.996j | 0 | 0 | 0 | [24 empty] | 8100405 | no | no |  |  | no |  | 0 | 0 | 0 | 0 | 0 | 0 |  | 1 | 1 | 1 | 0 | 0 | 0
load_220332226 |  | node_1390795_344_15294167_199 |  | AN | 0 | Residential | 45417.6+19347.817j | 0 | 0 | 0 | 0 | 0 | [24 empty] | 8100405 | no | no |  |  | no |  | 0 | 0 | 0 | 0 | 0 | 0 |  | 1 | 1 | 1 | 0 | 0 | 0
load_220332228 |  | node_1391195_788_15294001_265 |  | AN | 0 | Residential | 194673.6+82930.606j | 0 | 0 | 0 | 0 | 0 | [24 empty] | 8100405 | no | no |  |  | no |  | 0 | 0 | 0 | 0 | 0 | 0 |  | 1 | 1 | 1 | 0 | 0 | 0
load_220332239 |  | node_1391399_593_15290981_154 |  | AN | 0 | NonResidential | 1000+425.998j | 0 | 0 | 0 | 0 | 0 | [24 empty] | 8100405 | no | no |  |  | no |  | 0 | 0 | 0 | 0 | 0 | 0 |  | 1 | 1 | 1 | 0 | 0 | 0
load_220332240 |  | node_1391400_035_15291007_778 |  | BN | 0 | NonResidential | 0 | 1000+425.998j | 0 | 0 | 0 | 0 | [24 empty] | 8100405 | no | no |  |  | no |  | 0 | 0 | 0 | 0 | 0 | 0 |  | 1 | 1 | 1 | 0 | 0 | 0
load_220332241 |  | node_1391395_33_15291033_604 |  | CN | 0 | NonResidential | 0 | 0 | 1000+425.998j | 0 | 0 | 0 | [24 empty] | 8100405 | no | no |  |  | no |  | 0 | 0 | 0 | 0 | 0 | 0 |  | 1 | 1 | 1 | 0 | 0 | 0
load_220332242 |  | node_1390986_254_15290870_679 |  | AN | 0 | NonResidential | 16500+7028.971j | 0 | 0 | 0 | 0 | 0 | [24 empty] | 8100405 | no | no |  |  | no |  | 0 | 0 | 0 | 0 | 0 | 0 |  | 1 | 1 | 1 | 0 | 0 | 0
load_220332243 |  | node_1390984_965_15290844_097 |  | AN | 0 | NonResidential | 16500+7028.971j | 0 | 0 | 0 | 0 | 0 | [24 empty] | 8100405 | no | no |  |  | no |  | 0 | 0 | 0 | 0 | 0 | 0 |  | 1 | 1 | 1 | 0 | 0 | 0
load_220332244 |  | node_1390956_284_15290752_586 |  | AN | 0 | NonResidential | 11000+4685.98j | 0 | 0 | 0 | 0 | 0 | [24 empty] | 8100405 | no | no |  |  | no |  | 0 | 0 | 0 | 0 | 0 | 0 |  | 1 | 1 | 1 | 0 | 0 | 0
load_220332245 |  | node_1390955_049_15290726 |  | BN | 0 | NonResidential | 0 | 11000+4685.98j | 0 | 0 | 0 | 0 | [24 empty] | 8100405 | no | no |  |  | no |  | 0 | 0 | 0 | 0 | 0 | 0 |  | 1 | 1 | 1 | 0 | 0 | 0
load_220332246 |  | node_1390962_6_15290777_881 |  | CN | 0 | NonResidential | 0 | 0 | 11000+4685.98j | 0 | 0 | 0 | [24 empty] | 8100405 | no | no |  |  | no |  | 0 | 0 | 0 | 0 | 0 | 0 |  | 1 | 1 | 1 | 0 | 0 | 0
load_220332255 |  | node_1390604_276_15291749_576 |  | AN | 0 | NonResidential | 3160.8+1346.495j | 0 | 0 | 0 | 0 | 0 | [24 empty] | 8100405 | no | no |  |  | no |  | 0 | 0 | 0 | 0 | 0 | 0 |  | 1 | 1 | 1 | 0 | 0 | 0
load_220332256 |  | node_1390541_036_15291526_381 |  | AN | 0 | Residential | 87667.2+37346.071j | 0 | 0 | 0 | 0 | 0 | [24 empty] | 8100405 | no | no |  |  | no |  | 0 | 0 | 0 | 0 | 0 | 0 |  | 1 | 1 | 1 | 0 | 0 | 0
load_220332257 |  | node_1390779_005_15292433_956 |  | AN | 0 | Residential | 11000+4685.98j | 0 | 0 | 0 | 0 | 0 | [24 empty] | 8100405 | no | no |  |  | no |  | 0 | 0 | 0 | 0 | 0 | 0 |  | 1 | 1 | 1 | 0 | 0 | 0
load_220332258 |  | node_1390313_512_15290804_497 |  | AN | 0 | Residential | 43214.4+18409.257j | 0 | 0 | 0 | 0 | 0 | [24 empty] | 8100405 | no | no |  |  | no |  | 0 | 0 | 0 | 0 | 0 | 0 |  | 1 | 1 | 1 | 0 | 0 | 0
load_220332259 |  | node_1390313_045_15290777_873 |  | BN | 0 | NonResidential | 0 | 4500+1916.992j | 0 | 0 | 0 | 0 | [24 empty] | 8100405 | no | no |  |  | no |  | 0 | 0 | 0 | 0 | 0 | 0 |  | 1 | 1 | 1 | 0 | 0 | 0
load_220332260 |  | node_1390262_121_15290462_423 |  | AN | 0 | Residential | 87328.8+37201.913j | 0 | 0 | 0 | 0 | 0 | [24 empty] | 8100405 | no | no |  |  | no |  | 0 | 0 | 0 | 0 | 0 | 0 |  | 1 | 1 | 1 | 0 | 0 | 0
load_220332267 |  | node_1390657_174_15292139_738 |  | AN | 0 | Residential | 33246+14162.737j | 0 | 0 | 0 | 0 | 0 | [24 empty] | 8100405 | no | no |  |  | no |  | 0 | 0 | 0 | 0 | 0 | 0 |  | 1 | 1 | 1 | 0 | 0 | 0
load_220332268 |  | node_1390655_55_15292113_187 |  | AN | 0 | Residential | 33246+14162.737j | 0 | 0 | 0 | 0 | 0 | [24 empty] | 8100405 | no | no |  |  | no |  | 0 | 0 | 0 | 0 | 0 | 0 |  | 1 | 1 | 1 | 0 | 0 | 0
load_220332269 |  | node_1390686_83_15291827_08 |  | AN | 0 | NonResidential | 12722.4+5419.72j | 0 | 0 | 0 | 0 | 0 | [24 empty] | 8100405 | no | no |  |  | no |  | 0 | 0 | 0 | 0 | 0 | 0 |  | 1 | 1 | 1 | 0 | 0 | 0
load_220332290 |  | node_1390489_199_15293930_658 |  | AN | 0 | Residential | 100879.2+42974.359j | 0 | 0 | 0 | 0 | 0 | [24 empty] | 8100405 | no | no |  |  | no |  | 0 | 0 | 0 | 0 | 0 | 0 |  | 1 | 1 | 1 | 0 | 0 | 0
load_220332301 |  | node_1389323_233_15294138_903 |  | AN | 0 | NonResidential | 19500+8306.965j | 0 | 0 | 0 | 0 | 0 | [24 empty] | 8100405 | no | no |  |  | no |  | 0 | 0 | 0 | 0 | 0 | 0 |  | 1 | 1 | 1 | 0 | 0 | 0
load_220332302 |  | node_1389323_141_15294112_276 |  | BN | 0 | NonResidential | 0 | 19500+8306.965j | 0 | 0 | 0 | 0 | [24 empty] | 8100405 | no | no |  |  | no |  | 0 | 0 | 0 | 0 | 0 | 0 |  | 1 | 1 | 1 | 0 | 0 | 0
load_220332347 |  | node_1391058_822_15291144_507 |  | AN | 0 | NonResidential | 4666.667+1987.992j | 0 | 0 | 0 | 0 | 0 | [24 empty] | 8100405 | no | no |  |  | no |  | 0 | 0 | 0 | 0 | 0 | 0 |  | 1 | 1 | 1 | 0 | 0 | 0
load_220332348 |  | node_1391047_789_15291135_086 |  | BN | 0 | NonResidential | 0 | 4666.667+1987.992j | 0 | 0 | 0 | 0 | [24 empty] | 8100405 | no | no |  |  | no |  | 0 | 0 | 0 | 0 | 0 | 0 |  | 1 | 1 | 1 | 0 | 0 | 0
load_220332349 |  | node_1391080_429_15291147_759 |  | CN | 0 | NonResidential | 0 | 0 | 4666.667+1987.992j | 0 | 0 | 0 | [24 empty] | 8100405 | no | no |  |  | no |  | 0 | 0 | 0 | 0 | 0 | 0 |  | 1 | 1 | 1 | 0 | 0 | 0
load_220332356 |  | node_1390740_297_15291226_233 |  | AN | 0 | NonResidential | 6666.667+2839.988j | 0 | 0 | 0 | 0 | 0 | [24 empty] | 8100405 | no | no |  |  | no |  | 0 | 0 | 0 | 0 | 0 | 0 |  | 1 | 1 | 1 | 0 | 0 | 0
load_220332357 |  | node_1390743_586_15291220_326 |  | BN | 0 | NonResidential | 0 | 6666.667+2839.988j | 0 | 0 | 0 | 0 | [24 empty] | 8100405 | no | no |  |  | no |  | 0 | 0 | 0 | 0 | 0 | 0 |  | 1 | 1 | 1 | 0 | 0 | 0
load_220332358 |  | node_1390745_811_15291212_274 |  | CN | 0 | NonResidential | 0 | 0 | 6666.667+2839.988j | 0 | 0 | 0 | [24 empty] | 8100405 | no | no |  |  | no |  | 0 | 0 | 0 | 0 | 0 | 0 |  | 1 | 1 | 1 | 0 | 0 | 0
load_220332361 |  | node_1390678_728_15291258_879 |  | AN | 0 | Residential | 4000+1703.993j | 0 | 0 | 0 | 0 | 0 | [24 empty] | 8100405 | no | no |  |  | no |  | 0 | 0 | 0 | 0 | 0 | 0 |  | 1 | 1 | 1 | 0 | 0 | 0
load_220332448 |  | node_1389975_419_15294081_369 |  | AN | 0 | Residential | 228261.6+97239.034j | 0 | 0 | 0 | 0 | 0 | [24 empty] | 8100405 | no | no |  |  | no |  | 0 | 0 | 0 | 0 | 0 | 0 |  | 1 | 1 | 1 | 0 | 0 | 0
load_220332449 |  | node_1389469_436_15294314_214 |  | AN | 0 | NonResidential | 1666.667+709.997j | 0 | 0 | 0 | 0 | 0 | [24 empty] | 8100405 | no | no |  |  | no |  | 0 | 0 | 0 | 0 | 0 | 0 |  | 1 | 1 | 1 | 0 | 0 | 0
load_220332450 |  | node_1389452_311_15294327_491 |  | BN | 0 | NonResidential | 0 | 1666.667+709.997j | 0 | 0 | 0 | 0 | [24 empty] | 8100405 | no | no |  |  | no |  | 0 | 0 | 0 | 0 | 0 | 0 |  | 1 | 1 | 1 | 0 | 0 | 0
load_220332451 |  | node_1389433_181_15294334_343 |  | CN | 0 | NonResidential | 0 | 0 | 1666.667+709.997j | 0 | 0 | 0 | [24 empty] | 8100405 | no | no |  |  | no |  | 0 | 0 | 0 | 0 | 0 | 0 |  | 1 | 1 | 1 | 0 | 0 | 0
load_220332609 |  | node_1390417_856_15293503_002 |  | AN | 0 | NonResidential | 21304.8+9075.807j | 0 | 0 | 0 | 0 | 0 | [24 empty] | 8100405 | no | no |  |  | no |  | 0 | 0 | 0 | 0 | 0 | 0 |  | 1 | 1 | 1 | 0 | 0 | 0
load_220332610 |  | node_1389390_913_15293734_284 |  | AN | 0 | NonResidential | 6000+2555.989j | 0 | 0 | 0 | 0 | 0 | [24 empty] | 8100405 | no | no |  |  | no |  | 0 | 0 | 0 | 0 | 0 | 0 |  | 1 | 1 | 1 | 0 | 0 | 0
load_220332611 |  | node_1390680_219_15293363_256 |  | AN | 0 | NonResidential | 5000+2129.991j | 0 | 0 | 0 | 0 | 0 | [24 empty] | 8100405 | no | no |  |  | no |  | 0 | 0 | 0 | 0 | 0 | 0 |  | 1 | 1 | 1 | 0 | 0 | 0
load_220332683 |  | node_1392048_585_15296370_309 |  | AN | 0 | Residential | 19411.2+8269.137j | 0 | 0 | 0 | 0 | 0 | [24 empty] | 8100405 | no | no |  |  | no |  | 0 | 0 | 0 | 0 | 0 | 0 |  | 1 | 1 | 1 | 0 | 0 | 0
load_220332685 |  | node_1392282_897_15296153_123 |  | AN | 0 | NonResidential | 0 | 0 | 0 | 0 | 0 | 0 | [24 empty] | 8100405 | no | no |  |  | no |  | 0 | 0 | 0 | 0 | 0 | 0 |  | 1 | 1 | 1 | 0 | 0 | 0
load_220332686 |  | node_1392265_321_15296165_3 |  | BN | 0 | NonResidential | 0 | 0 | 0 | 0 | 0 | 0 | [24 empty] | 8100405 | no | no |  |  | no |  | 0 | 0 | 0 | 0 | 0 | 0 |  | 1 | 1 | 1 | 0 | 0 | 0
load_220332687 |  | node_1392297_498_15296135_233 |  | CN | 0 | NonResidential | 0 | 0 | 0 | 0 | 0 | 0 | [24 empty] | 8100405 | no | no |  |  | no |  | 0 | 0 | 0 | 0 | 0 | 0 |  | 1 | 1 | 1 | 0 | 0 | 0
load_220432071 |  | node_1391457_499_15293341_771 |  | AN | 0 | NonResidential | 227000+96701.595j | 0 | 0 | 0 | 0 | 0 | [24 empty] | 8100405 | no | no |  |  | no |  | 0 | 0 | 0 | 0 | 0 | 0 |  | 1 | 1 | 1 | 0 | 0 | 0
load_220432072 |  | node_1391443_405_15293351_891 |  | BN | 0 | NonResidential | 0 | 227000+96701.595j | 0 | 0 | 0 | 0 | [24 empty] | 8100405 | no | no |  |  | no |  | 0 | 0 | 0 | 0 | 0 | 0 |  | 1 | 1 | 1 | 0 | 0 | 0
load_220432073 |  | node_1391470_869_15293324_29 |  | CN | 0 | NonResidential | 0 | 0 | 227000+96701.595j | 0 | 0 | 0 | [24 empty] | 8100405 | no | no |  |  | no |  | 0 | 0 | 0 | 0 | 0 | 0 |  | 1 | 1 | 1 | 0 | 0 | 0
load_220466895 |  | node_1391085_15_15290093_448 |  | AN | 0 | Residential | 6753.6+2877.022j | 0 | 0 | 0 | 0 | 0 | [24 empty] | 8100405 | no | no |  |  | no |  | 0 | 0 | 0 | 0 | 0 | 0 |  | 1 | 1 | 1 | 0 | 0 | 0
load_220529866 |  | node_1390795_171_15290116_734 |  | ABCN | 0 | NonResidential | 36000+15335.936j | 36000+15335.936j | 36000+15335.936j | 0 | 0 | 0 | [24 empty] | 8100405 | no | no |  |  | no |  | 0 | 0 | 0 | 0 | 0 | 0 |  | 1 | 1 | 1 | 0 | 0 | 0
load_220529959 |  | node_1391101_04_15290593_153 |  | ABCN | 0 | NonResidential | 64000+27263.886j | 64000+27263.886j | 64000+27263.886j | 0 | 0 | 0 | [24 empty] | 8100405 | no | no |  |  | no |  | 0 | 0 | 0 | 0 | 0 | 0 |  | 1 | 1 | 1 | 0 | 0 | 0
load_220532676 |  | node_1391211_183_15290071_188 |  | AN | 0 | NonResidential | 45000+19169.92j | 0 | 0 | 0 | 0 | 0 | [24 empty] | 8100405 | no | no |  |  | no |  | 0 | 0 | 0 | 0 | 0 | 0 |  | 1 | 1 | 1 | 0 | 0 | 0
load_220535516 |  | node_1391345_075_15293303_102 |  | AN | 0 | NonResidential | 10000+4259.982j | 0 | 0 | 0 | 0 | 0 | [24 empty] | 8100405 | no | no |  |  | no |  | 0 | 0 | 0 | 0 | 0 | 0 |  | 1 | 1 | 1 | 0 | 0 | 0
load_220535517 |  | node_1391332_629_15293286_331 |  | BN | 0 | NonResidential | 0 | 10000+4259.982j | 0 | 0 | 0 | 0 | [24 empty] | 8100405 | no | no |  |  | no |  | 0 | 0 | 0 | 0 | 0 | 0 |  | 1 | 1 | 1 | 0 | 0 | 0
load_220535518 |  | node_1391361_68_15293316_36 |  | CN | 0 | NonResidential | 0 | 0 | 10000+4259.982j | 0 | 0 | 0 | [24 empty] | 8100405 | no | no |  |  | no |  | 0 | 0 | 0 | 0 | 0 | 0 |  | 1 | 1 | 1 | 0 | 0 | 0
load_220543745 |  | node_1391200_746_15290066_283 |  | AN | 0 | NonResidential | 45000+19169.92j | 0 | 0 | 0 | 0 | 0 | [24 empty] | 8100405 | no | no |  |  | no |  | 0 | 0 | 0 | 0 | 0 | 0 |  | 1 | 1 | 1 | 0 | 0 | 0
load_220558467 |  | node_1390681_276_15290850_263 |  | ABCN | 0 | NonResidential | 0 | 0 | 0 | 0 | 0 | 0 | [24 empty] | 8100405 | no | no |  |  | no |  | 0 | 0 | 0 | 0 | 0 | 0 |  | 1 | 1 | 1 | 0 | 0 | 0
load_220571459 |  | node_1392046_671_15296396_796 |  | BN | 0 | Residential | 0 | 19411.2+8269.137j | 0 | 0 | 0 | 0 | [24 empty] | 8100405 | no | no |  |  | no |  | 0 | 0 | 0 | 0 | 0 | 0 |  | 1 | 1 | 1 | 0 | 0 | 0
load_220614815 |  | node_1390052_206_15293552_696 |  | AN | 0 | Residential | 229240.8+97656.172j | 0 | 0 | 0 | 0 | 0 | [24 empty] | 8100405 | no | no |  |  | no |  | 0 | 0 | 0 | 0 | 0 | 0 |  | 1 | 1 | 1 | 0 | 0 | 0
load_220649260 |  | node_1393372_88_15296964_806 |  | AN | 0 | NonResidential | 7000+2981.988j | 0 | 0 | 0 | 0 | 0 | [24 empty] | 8100405 | no | no |  |  | no |  | 0 | 0 | 0 | 0 | 0 | 0 |  | 1 | 1 | 1 | 0 | 0 | 0
load_220649293 |  | node_1393399_503_15296945_966 |  | BN | 0 | NonResidential | 0 | 7000+2981.988j | 0 | 0 | 0 | 0 | [24 empty] | 8100405 | no | no |  |  | no |  | 0 | 0 | 0 | 0 | 0 | 0 |  | 1 | 1 | 1 | 0 | 0 | 0
load_220651544 |  | node_1390200_823_15294096_709 |  | AN | 0 | Residential | 114753.6+48884.829j | 0 | 0 | 0 | 0 | 0 | [24 empty] | 8100405 | no | no |  |  | no |  | 0 | 0 | 0 | 0 | 0 | 0 |  | 1 | 1 | 1 | 0 | 0 | 0
load_220656051 |  | node_1390496_6_15294243_951 |  | AN | 0 | Residential | 72511.2+30889.642j | 0 | 0 | 0 | 0 | 0 | [24 empty] | 8100405 | no | no |  |  | no |  | 0 | 0 | 0 | 0 | 0 | 0 |  | 1 | 1 | 1 | 0 | 0 | 0
load_220658872 |  | node_1392867_189_15295671_352 |  | AN | 0 | NonResidential | 41000+17465.927j | 0 | 0 | 0 | 0 | 0 | [24 empty] | 8100405 | no | no |  |  | no |  | 0 | 0 | 0 | 0 | 0 | 0 |  | 1 | 1 | 1 | 0 | 0 | 0
load_310013858 |  | node_1390790_891_15292209_177 |  | AN | 0 | NonResidential | 470000+200219.162j | 0 | 0 | 0 | 0 | 0 | [24 empty] | 8100405 | no | no |  |  | no |  | 0 | 0 | 0 | 0 | 0 | 0 |  | 1 | 1 | 1 | 0 | 0 | 0
load_310059469 |  | node_1391278_024_15290970_63 |  | ABCN | 0 | Residential | 31641.6+13479.265j | 31641.6+13479.265j | 31641.6+13479.265j | 0 | 0 | 0 | [24 empty] | 8100405 | no | no |  |  | no |  | 0 | 0 | 0 | 0 | 0 | 0 |  | 1 | 1 | 1 | 0 | 0 | 0
load_311909720 |  | node_1389307_616_15293869_267 |  | AN | 0 | NonResidential | 0 | 0 | 0 | 0 | 0 | 0 | [24 empty] | 8100405 | no | no |  |  | no |  | 0 | 0 | 0 | 0 | 0 | 0 |  | 1 | 1 | 1 | 0 | 0 | 0
load_312038584 |  | node_1392189_837_15295290_766 |  | AN | 0 | Residential | 88833.6+37842.955j | 0 | 0 | 0 | 0 | 0 | [24 empty] | 8100405 | no | no |  |  | no |  | 0 | 0 | 0 | 0 | 0 | 0 |  | 1 | 1 | 1 | 0 | 0 | 0

## node
data_type | static
owner_type | feeder
owner | 8100405
object | node
name | groupid | parent | bustype | phases | nominal_voltage | dcircuit | selected | monitored | monitored_fields | class_monitored_fields | played | played_fields | subsystem | x | y | comments | dist_to_slack
node_1389307_616_15293869_267 |  |  | PQ | AN | 4803.554 | 8100405 | no | no |  |  | no |  |  | 1389307.616 | 15293869.267 |  | -1
node_1389323_141_15294112_276 |  |  | PQ | ABN | 4803.554 | 8100405 | no | no |  |  | no |  |  | 1389323.141 | 15294112.276 |  | -1
node_1389323_233_15294138_903 |  |  | PQ | ABN | 4803.554 | 8100405 | no | no |  |  | no |  |  | 1389323.233 | 15294138.903 |  | -1
node_1389390_913_15293734_284 |  |  | PQ | AN | 4803.554 | 8100405 | no | no |  |  | no |  |  | 1389390.913 | 15293734.284 |  | -1
node_1389433_181_15294334_343 |  |  | PQ | ABCN | 4803.554 | 8100405 | no | no |  |  | no |  |  | 1389433.181 | 15294334.343 |  | -1
node_1389452_311_15294327_491 |  |  | PQ | ABCN | 4803.554 | 8100405 | no | no |  |  | no |  |  | 1389452.311 | 15294327.491 |  | -1
node_1389469_436_15294314_214 |  |  | PQ | ABCN | 4803.554 | 8100405 | no | no |  |  | no |  |  | 1389469.436 | 15294314.214 |  | -1
node_1389975_419_15294081_369 |  |  | PQ | ABCN | 4803.554 | 8100405 | no | no |  |  | no |  |  | 1389975.419 | 15294081.369 |  | -1
node_1390052_206_15293552_696 |  |  | PQ | ABCN | 4803.554 | 8100405 | no | no |  |  | no |  |  | 1390052.206 | 15293552.696 |  | -1
node_1390200_823_15294096_709 |  |  | PQ | ABCN | 4803.554 | 8100405 | no | no |  |  | no |  |  | 1390200.823 | 15294096.709 |  | -1
node_1390262_121_15290462_423 |  |  | PQ | AN | 4803.554 | 8100405 | no | no |  |  | no |  |  | 1390262.121 | 15290462.423 |  | -1
node_1390313_045_15290777_873 |  |  | PQ | ABN | 4803.554 | 8100405 | no | no |  |  | no |  |  | 1390313.045 | 15290777.873 |  | -1
node_1390313_512_15290804_497 |  |  | PQ | ABN | 4803.554 | 8100405 | no | no |  |  | no |  |  | 1390313.512 | 15290804.497 |  | -1
node_1390417_856_15293503_002 |  |  | PQ | AN | 4803.554 | 8100405 | no | no |  |  | no |  |  | 1390417.856 | 15293503.002 |  | -1
node_1390489_199_15293930_658 |  |  | PQ | AN | 4803.554 | 8100405 | no | no |  |  | no |  |  | 1390489.199 | 15293930.658 |  | -1
node_1390496_6_15294243_951 |  |  | PQ | ABCN | 4803.554 | 8100405 | no | no |  |  | no |  |  | 1390496.6 | 15294243.951 |  | -1
node_1390541_036_15291526_381 |  |  | PQ | ABCN | 4803.554 | 8100405 | no | no |  |  | no |  |  | 1390541.036 | 15291526.381 |  | -1
node_1390550_007_15291439_171 |  |  | PQ | ABCN | 4803.554 | 8100405 | no | no |  |  | no |  |  | 1390550.007 | 15291439.171 |  | -1
node_1390604_276_15291749_576 |  |  | PQ | ABCN | 4803.554 | 8100405 | no | no |  |  | no |  |  | 1390604.276 | 15291749.576 |  | -1
node_1390655_55_15292113_187 |  |  | PQ | ABCN | 4803.554 | 8100405 | no | no |  |  | no |  |  | 1390655.55 | 15292113.187 |  | -1
node_1390657_174_15292139_738 |  |  | PQ | ABCN | 4803.554 | 8100405 | no | no |  |  | no |  |  | 1390657.174 | 15292139.738 |  | -1
node_1390678_728_15291258_879 |  |  | PQ | ABCN | 4803.554 | 8100405 | no | no |  |  | no |  |  | 1390678.728 | 15291258.879 |  | -1
node_1390680_219_15293363_256 |  |  | PQ | ABN | 4803.554 | 8100405 | no | no |  |  | no |  |  | 1390680.219 | 15293363.256 |  | -1
node_1390681_276_15290850_263 |  |  | PQ | ABCN | 4803.554 | 8100405 | no | no |  |  | no |  |  | 1390681.276 | 15290850.263 |  | -1
node_1390686_83_15291827_08 |  |  | PQ | ABCN | 4803.554 | 8100405 | no | no |  |  | no |  |  | 1390686.83 | 15291827.08 |  | -1
node_1390736_947_15290556_869 |  |  | PQ | AN | 4803.554 | 8100405 | no | no |  |  | no |  |  | 1390736.947 | 15290556.869 |  | -1
node_1390740_297_15291226_233 |  |  | PQ | ABCN | 4803.554 | 8100405 | no | no |  |  | no |  |  | 1390740.297 | 15291226.233 |  | -1
node_1390743_586_15291220_326 |  |  | PQ | ABCN | 4803.554 | 8100405 | no | no |  |  | no |  |  | 1390743.586 | 15291220.326 |  | -1
node_1390745_811_15291212_274 |  |  | PQ | ABCN | 4803.554 | 8100405 | no | no |  |  | no |  |  | 1390745.811 | 15291212.274 |  | -1
node_1390779_005_15292433_956 |  |  | PQ | ABCN | 4803.554 | 8100405 | no | no |  |  | no |  |  | 1390779.005 | 15292433.956 |  | -1
node_1390790_891_15292209_177 |  |  | PQ | ABCN | 4803.554 | 8100405 | no | no |  |  | no |  |  | 1390790.891 | 15292209.177 |  | -1
node_1390795_171_15290116_734 |  |  | PQ | ABCN | 4803.554 | 8100405 | no | no |  |  | no |  |  | 1390795.171 | 15290116.734 |  | -1
node_1390795_344_15294167_199 |  |  | PQ | ABCN | 4803.554 | 8100405 | no | no |  |  | no |  |  | 1390795.344 | 15294167.199 |  | -1
node_1390821_373_15293717_339 |  |  | PQ | AN | 4803.554 | 8100405 | no | no |  |  | no |  |  | 1390821.373 | 15293717.339 |  | -1
node_1390851_161_15292690_894 |  |  | PQ | ABCN | 4803.554 | 8100405 | no | no |  |  | no |  |  | 1390851.161 | 15292690.894 |  | -1
node_1390902_846_15292831_808 |  |  | PQ | ABCN | 4803.554 | 8100405 | no | no |  |  | no |  |  | 1390902.846 | 15292831.808 |  | -1
node_1390907_179_15292837_595 |  |  | PQ | ABCN | 4803.554 | 8100405 | no | no |  |  | no |  |  | 1390907.179 | 15292837.595 |  | -1
node_1390911_568_15292840_993 |  |  | PQ | ABCN | 4803.554 | 8100405 | no | no |  |  | no |  |  | 1390911.568 | 15292840.993 |  | -1
node_1390955_049_15290726 |  |  | PQ | ABCN | 4803.554 | 8100405 | no | no |  |  | no |  |  | 1390955.049 | 15290726 |  | -1
node_1390956_284_15290752_586 |  |  | PQ | ABCN | 4803.554 | 8100405 | no | no |  |  | no |  |  | 1390956.284 | 15290752.586 |  | -1
node_1390962_6_15290777_881 |  |  | PQ | ABCN | 4803.554 | 8100405 | no | no |  |  | no |  |  | 1390962.6 | 15290777.881 |  | -1
node_1390982_899_15293236_806 |  |  | PQ | ABCN | 4803.554 | 8100405 | no | no |  |  | no |  |  | 1390982.899 | 15293236.806 |  | -1
node_1390984_965_15290844_097 |  |  | PQ | ABCN | 4803.554 | 8100405 | no | no |  |  | no |  |  | 1390984.965 | 15290844.097 |  | -1
node_1390986_254_15290870_679 |  |  | PQ | ABCN | 4803.554 | 8100405 | no | no |  |  | no |  |  | 1390986.254 | 15290870.679 |  | -1
node_1391047_789_15291135_086 |  |  | PQ | ABCN | 4803.554 | 8100405 | no | no |  |  | no |  |  | 1391047.789 | 15291135.086 |  | -1
node_1391058_822_15291144_507 |  |  | PQ | ABCN | 4803.554 | 8100405 | no | no |  |  | no |  |  | 1391058.822 | 15291144.507 |  | -1
node_1391080_429_15291147_759 |  |  | PQ | ABCN | 4803.554 | 8100405 | no | no |  |  | no |  |  | 1391080.429 | 15291147.759 |  | -1
node_1391085_15_15290093_448 |  |  | PQ | ABCN | 4803.554 | 8100405 | no | no |  |  | no |  |  | 1391085.15 | 15290093.448 |  | -1
node_1391101_04_15290593_153 |  |  | PQ | ABCN | 4803.554 | 8100405 | no | no |  |  | no |  |  | 1391101.04 | 15290593.153 |  | -1
node_1391122_943_15293713_068 |  |  | PQ | ABCN | 4803.554 | 8100405 | no | no |  |  | no |  |  | 1391122.943 | 15293713.068 |  | -1
node_1391195_788_15294001_265 |  |  | PQ | ABCN | 4803.554 | 8100405 | no | no |  |  | no |  |  | 1391195.788 | 15294001.265 |  | -1
node_1391197_237_15293686_598 |  |  | PQ | ABCN | 4803.554 | 8100405 | no | no |  |  | no |  |  | 1391197.237 | 15293686.598 |  | -1
node_1391200_746_15290066_283 |  |  | PQ | ABCN | 4803.554 | 8100405 | no | no |  |  | no |  |  | 1391200.746 | 15290066.283 |  | -1
node_1391204_989_15293678_06 |  |  | PQ | ABCN | 4803.554 | 8100405 | no | no |  |  | no |  |  | 1391204.989 | 15293678.06 |  | -1
node_1391209_377_15293665_523 |  |  | PQ | ABCN | 4803.554 | 8100405 | no | no |  |  | no |  |  | 1391209.377 | 15293665.523 |  | -1
node_1391211_183_15290071_188 |  |  | PQ | ABCN | 4803.554 | 8100405 | no | no |  |  | no |  |  | 1391211.183 | 15290071.188 |  | -1
node_1391278_024_15290970_63 |  |  | PQ | ABCN | 4803.554 | 8100405 | no | no |  |  | no |  |  | 1391278.024 | 15290970.63 |  | -1
node_1391332_629_15293286_331 |  |  | PQ | ABCN | 4803.554 | 8100405 | no | no |  |  | no |  |  | 1391332.629 | 15293286.331 |  | -1
node_1391345_075_15293303_102 |  |  | PQ | ABCN | 4803.554 | 8100405 | no | no |  |  | no |  |  | 1391345.075 | 15293303.102 |  | -1
node_1391361_68_15293316_36 |  |  | PQ | ABCN | 4803.554 | 8100405 | no | no |  |  | no |  |  | 1391361.68 | 15293316.36 |  | -1
node_1391395_33_15291033_604 |  |  | PQ | ABCN | 4803.554 | 8100405 | no | no |  |  | no |  |  | 1391395.33 | 15291033.604 |  | -1
node_1391399_593_15290981_154 |  |  | PQ | ABCN | 4803.554 | 8100405 | no | no |  |  | no |  |  | 1391399.593 | 15290981.154 |  | -1
node_1391400_035_15291007_778 |  |  | PQ | ABCN | 4803.554 | 8100405 | no | no |  |  | no |  |  | 1391400.035 | 15291007.778 |  | -1
node_1391443_405_15293351_891 |  |  | PQ | ABCN | 4803.554 | 8100405 | no | no |  |  | no |  |  | 1391443.405 | 15293351.891 |  | -1
node_1391457_499_15293341_771 |  |  | PQ | ABCN | 4803.554 | 8100405 | no | no |  |  | no |  |  | 1391457.499 | 15293341.771 |  | -1
node_1391470_869_15293324_29 |  |  | PQ | ABCN | 4803.554 | 8100405 | no | no |  |  | no |  |  | 1391470.869 | 15293324.29 |  | -1
node_1391594_105_15293950_686 |  |  | PQ | ABCN | 4803.554 | 8100405 | no | no |  |  | no |  |  | 1391594.105 | 15293950.686 |  | -1
node_1391598_228_15293963_098 |  |  | PQ | ABCN | 4803.554 | 8100405 | no | no |  |  | no |  |  | 1391598.228 | 15293963.098 |  | -1
node_1391598_824_15293976_275 |  |  | PQ | ABCN | 4803.554 | 8100405 | no | no |  |  | no |  |  | 1391598.824 | 15293976.275 |  | -1
node_1391639_332_15294309_322 |  |  | PQ | ABCN | 4803.554 | 8100405 | no | no |  |  | no |  |  | 1391639.332 | 15294309.322 |  | -1
node_1391654_626_15294306_476 |  |  | PQ | ABCN | 4803.554 | 8100405 | no | no |  |  | no |  |  | 1391654.626 | 15294306.476 |  | -1
node_1391664_941_15294296_405 |  |  | PQ | ABCN | 4803.554 | 8100405 | no | no |  |  | no |  |  | 1391664.941 | 15294296.405 |  | -1
node_1391878_239_15294969_112 |  |  | PQ | AN | 4803.554 | 8100405 | no | no |  |  | no |  |  | 1391878.239 | 15294969.112 |  | -1
node_1391953_233_15295812_276 |  |  | PQ | AN | 4803.554 | 8100405 | no | no |  |  | no |  |  | 1391953.233 | 15295812.276 |  | -1
node_1392046_671_15296396_796 |  |  | PQ | ABN | 4803.554 | 8100405 | no | no |  |  | no |  |  | 1392046.671 | 15296396.796 |  | -1
node_1392048_585_15296370_309 |  |  | PQ | ABN | 4803.554 | 8100405 | no | no |  |  | no |  |  | 1392048.585 | 15296370.309 |  | -1
node_1392103_604_15294625_441 |  |  | PQ | ABCN | 4803.554 | 8100405 | no | no |  |  | no |  |  | 1392103.604 | 15294625.441 |  | -1
node_1392104_348_15294652_056 |  |  | PQ | ABCN | 4803.554 | 8100405 | no | no |  |  | no |  |  | 1392104.348 | 15294652.056 |  | -1
node_1392126_217_15295865_322 |  |  | PQ | ABN | 4803.554 | 8100405 | no | no |  |  | no |  |  | 1392126.217 | 15295865.322 |  | -1
node_1392138_797_15295861_538 |  |  | PQ | ABN | 4803.554 | 8100405 | no | no |  |  | no |  |  | 1392138.797 | 15295861.538 |  | -1
node_1392189_837_15295290_766 |  |  | PQ | ABCN | 4803.554 | 8100405 | no | no |  |  | no |  |  | 1392189.837 | 15295290.766 |  | -1
node_1392221_586_15295867_546 |  |  | PQ | ABCN | 4803.554 | 8100405 | no | no |  |  | no |  |  | 1392221.586 | 15295867.546 |  | -1
node_1392265_321_15296165_3 |  |  | PQ | ABCN | 4803.554 | 8100405 | no | no |  |  | no |  |  | 1392265.321 | 15296165.3 |  | -1
node_1392282_897_15296153_123 |  |  | PQ | ABCN | 4803.554 | 8100405 | no | no |  |  | no |  |  | 1392282.897 | 15296153.123 |  | -1
node_1392297_498_15296135_233 |  |  | PQ | ABCN | 4803.554 | 8100405 | no | no |  |  | no |  |  | 1392297.498 | 15296135.233 |  | -1
node_1392308_08_15294488_151 |  |  | PQ | ABCN | 4803.554 | 8100405 | no | no |  |  | no |  |  | 1392308.08 | 15294488.151 |  | -1
node_1392313_122_15294511_253 |  |  | PQ | ABCN | 4803.554 | 8100405 | no | no |  |  | no |  |  | 1392313.122 | 15294511.253 |  | -1
node_1392316_063_15294496_804 |  |  | PQ | ABCN | 4803.554 | 8100405 | no | no |  |  | no |  |  | 1392316.063 | 15294496.804 |  | -1
node_1392336_871_15294665_296 |  |  | PQ | AN | 4803.554 | 8100405 | no | no |  |  | no |  |  | 1392336.871 | 15294665.296 |  | -1
node_1392374_467_15296285_102 |  |  | PQ | ABCN | 4803.554 | 8100405 | no | no |  |  | no |  |  | 1392374.467 | 15296285.102 |  | -1
node_1392375_537_15296311_699 |  |  | PQ | ABCN | 4803.554 | 8100405 | no | no |  |  | no |  |  | 1392375.537 | 15296311.699 |  | -1
node_1392378_559_15296259_082 |  |  | PQ | ABCN | 4803.554 | 8100405 | no | no |  |  | no |  |  | 1392378.559 | 15296259.082 |  | -1
node_1392379_041_15295071_544 |  |  | PQ | ABCN | 4803.554 | 8100405 | no | no |  |  | no |  |  | 1392379.041 | 15295071.544 |  | -1
node_1392384_793_15295097_076 |  |  | PQ | ABCN | 4803.554 | 8100405 | no | no |  |  | no |  |  | 1392384.793 | 15295097.076 |  | -1
node_1392395_261_15295119_781 |  |  | PQ | ABCN | 4803.554 | 8100405 | no | no |  |  | no |  |  | 1392395.261 | 15295119.781 |  | -1
node_1392416_113_15296689_63 |  |  | PQ | AN | 4803.554 | 8100405 | no | no |  |  | no |  |  | 1392416.113 | 15296689.63 |  | -1
node_1392498_818_15296468_797 |  |  | PQ | ABCN | 4803.554 | 8100405 | no | no |  |  | no |  |  | 1392498.818 | 15296468.797 |  | -1
node_1392507_251_15296444_771 |  |  | PQ | ABCN | 4803.554 | 8100405 | no | no |  |  | no |  |  | 1392507.251 | 15296444.771 |  | -1
node_1392510_752_15296418_592 |  |  | PQ | ABCN | 4803.554 | 8100405 | no | no |  |  | no |  |  | 1392510.752 | 15296418.592 |  | -1
node_1392553_64_15296119_805 |  |  | PQ | ABCN | 4803.554 | 8100405 | no | no |  |  | no |  |  | 1392553.64 | 15296119.805 |  | -1
node_1392568_5_15296124_348 |  |  | PQ | ABCN | 4803.554 | 8100405 | no | no |  |  | no |  |  | 1392568.5 | 15296124.348 |  | -1
node_1392629_492_15296169_988 |  |  | PQ | ABCN | 4803.554 | 8100405 | no | no |  |  | no |  |  | 1392629.492 | 15296169.988 |  | -1
node_1392636_773_15296176_557 |  |  | PQ | ABCN | 4803.554 | 8100405 | no | no |  |  | no |  |  | 1392636.773 | 15296176.557 |  | -1
node_1392648_167_15296179_455 |  |  | PQ | ABCN | 4803.554 | 8100405 | no | no |  |  | no |  |  | 1392648.167 | 15296179.455 |  | -1
node_1392728_292_15296801_789 |  |  | PQ | AN | 4803.554 | 8100405 | no | no |  |  | no |  |  | 1392728.292 | 15296801.789 |  | -1
node_1392743_608_15296216_677 |  |  | PQ | ABCN | 4803.554 | 8100405 | no | no |  |  | no |  |  | 1392743.608 | 15296216.677 |  | -1
node_1392747_512_15296804_955 |  |  | PQ | AN | 4803.554 | 8100405 | no | no |  |  | no |  |  | 1392747.512 | 15296804.955 |  | -1
node_1392754_023_15296222_827 |  |  | PQ | ABCN | 4803.554 | 8100405 | no | no |  |  | no |  |  | 1392754.023 | 15296222.827 |  | -1
node_1392771_196_15296227_89 |  |  | PQ | ABCN | 4803.554 | 8100405 | no | no |  |  | no |  |  | 1392771.196 | 15296227.89 |  | -1
node_1392867_189_15295671_352 |  |  | PQ | ABCN | 4803.554 | 8100405 | no | no |  |  | no |  |  | 1392867.189 | 15295671.352 |  | -1
node_1392899_066_15296275_058 |  |  | PQ | ABCN | 4803.554 | 8100405 | no | no |  |  | no |  |  | 1392899.066 | 15296275.058 |  | -1
node_1392901_026_15296288_287 |  |  | PQ | ABCN | 4803.554 | 8100405 | no | no |  |  | no |  |  | 1392901.026 | 15296288.287 |  | -1
node_1392974_238_15296833_679 |  |  | PQ | AN | 4803.554 | 8100405 | no | no |  |  | no |  |  | 1392974.238 | 15296833.679 |  | -1
node_1393233_288_15296628_348 |  |  | PQ | ABCN | 4803.554 | 8100405 | no | no |  |  | no |  |  | 1393233.288 | 15296628.348 |  | -1
node_1393239_384_15296628_176 |  |  | PQ | ABCN | 4803.554 | 8100405 | no | no |  |  | no |  |  | 1393239.384 | 15296628.176 |  | -1
node_1393372_88_15296964_806 |  |  | PQ | ABN | 4803.554 | 8100405 | no | no |  |  | no |  |  | 1393372.88 | 15296964.806 |  | -1
node_1393399_503_15296945_966 |  |  | PQ | ABN | 4803.554 | 8100405 | no | no |  |  | no |  |  | 1393399.503 | 15296945.966 |  | -1
node_8100405_200805157 |  |  | PQ | ABCN | 4803.554 | 8100405 | no | no |  |  | no |  |  | 1391982.849 | 15294450.627 |  | -1
node_8100405_200805161 |  |  | PQ | ABCN | 4803.554 | 8100405 | no | no |  |  | no |  |  | 1391907.04 | 15294027.353 |  | -1
node_8100405_200805162 |  |  | PQ | ABCN | 4803.554 | 8100405 | no | no |  |  | no |  |  | 1391850.722 | 15293853.266 |  | -1
node_8100405_200805380 |  |  | PQ | AN | 4803.554 | 8100405 | no | no |  |  | no |  |  | 1390768.616 | 15290553.855 |  | -1
node_8100405_200812777 |  |  | PQ | AN | 4803.554 | 8100405 | no | no |  |  | no |  |  | 1390738.949 | 15293433.062 |  | -1
node_8100405_200812778 |  |  | PQ | AN | 4803.554 | 8100405 | no | no |  |  | no |  |  | 1390781.952 | 15293523.982 |  | -1
node_8100405_200812779 |  |  | PQ | AN | 4803.554 | 8100405 | no | no |  |  | no |  |  | 1390773.287 | 15293648.715 |  | -1
node_8100405_200812780 |  |  | PQ | AN | 4803.554 | 8100405 | no | no |  |  | no |  |  | 1390782.761 | 15293734.628 |  | -1
node_8100405_200812794 |  |  | PQ | ABCN | 4803.554 | 8100405 | no | no |  |  | no |  |  | 1390879.43 | 15292679.667 |  | -1
node_8100405_200812795 |  |  | PQ | ABCN | 4803.554 | 8100405 | no | no |  |  | no |  |  | 1390903.838 | 15292768.5 |  | -1
node_8100405_200812796 |  |  | PQ | ABCN | 4803.554 | 8100405 | no | no |  |  | no |  |  | 1390914.54 | 15292816.073 |  | -1
node_8100405_200812799 |  |  | PQ | ABCN | 4803.554 | 8100405 | no | no |  |  | no |  |  | 1390931.165 | 15292873.752 |  | -1
node_8100405_200812800 |  |  | PQ | ABCN | 4803.554 | 8100405 | no | no |  |  | no |  |  | 1390951.655 | 15292950.189 |  | -1
node_8100405_200812801 |  |  | PQ | ABCN | 4803.554 | 8100405 | no | no |  |  | no |  |  | 1390980.291 | 15293064.062 |  | -1
node_8100405_200812802 |  |  | PQ | ABCN | 4803.554 | 8100405 | no | no |  |  | no |  |  | 1391018.753 | 15293198.116 |  | -1
node_8100405_200812803 |  |  | PQ | ABCN | 4803.554 | 8100405 | no | no |  |  | no |  |  | 1391048.126 | 15293289.656 |  | -1
node_8100405_200812805 |  |  | PQ | ABCN | 4803.554 | 8100405 | no | no |  |  | no |  |  | 1391091.139 | 15293486.701 |  | -1
node_8100405_200812806 |  |  | PQ | ABCN | 4803.554 | 8100405 | no | no |  |  | no |  |  | 1391121.284 | 15293587.353 |  | -1
node_8100405_200812808 |  |  | PQ | ABCN | 4803.554 | 8100405 | no | no |  |  | no |  |  | 1391168.438 | 15293644.73 |  | -1
node_8100405_200812809 |  |  | PQ | ABCN | 4803.554 | 8100405 | no | no |  |  | no |  |  | 1391146.466 | 15293713.755 |  | -1
node_8100405_200812810 |  |  | PQ | ABCN | 4803.554 | 8100405 | no | no |  |  | no |  |  | 1391172.489 | 15293799.406 |  | -1
node_8100405_200812811 |  |  | PQ | ABCN | 4803.554 | 8100405 | no | no |  |  | no |  |  | 1391188.62 | 15293876.78 |  | -1
node_8100405_200812852 |  |  | PQ | ABCN | 4803.554 | 8100405 | no | no |  |  | no |  |  | 1390083.674 | 15293490.336 |  | -1
node_8100405_200812853 |  |  | PQ | ABCN | 4803.554 | 8100405 | no | no |  |  | no |  |  | 1390089.663 | 15293543.442 |  | -1
node_8100405_200812854 |  |  | PQ | ABCN | 4803.554 | 8100405 | no | no |  |  | no |  |  | 1390118.538 | 15293655.522 |  | -1
node_8100405_200812855 |  |  | PQ | ABCN | 4803.554 | 8100405 | no | no |  |  | no |  |  | 1390134.065 | 15293770.567 |  | -1
node_8100405_200812857 |  |  | PQ | ABCN | 4803.554 | 8100405 | no | no |  |  | no |  |  | 1390177.717 | 15293880.203 |  | -1
node_8100405_200812858 |  |  | PQ | ABCN | 4803.554 | 8100405 | no | no |  |  | no |  |  | 1390205.416 | 15293987.426 |  | -1
node_8100405_200812860 |  |  | PQ | ABCN | 4803.554 | 8100405 | no | no |  |  | no |  |  | 1390261.369 | 15294210.621 |  | -1
node_8100405_200812906 |  |  | PQ | ABCN | 4803.554 | 8100405 | no | no |  |  | no |  |  | 1391992.661 | 15294433.844 |  | -1
node_8100405_200812907 |  |  | PQ | ABCN | 4803.554 | 8100405 | no | no |  |  | no |  |  | 1392007.169 | 15294509.631 |  | -1
node_8100405_200812909 |  |  | PQ | ABCN | 4803.554 | 8100405 | no | no |  |  | no |  |  | 1392044.064 | 15294653.722 |  | -1
node_8100405_200812911 |  |  | PQ | ABCN | 4803.554 | 8100405 | no | no |  |  | no |  |  | 1392053.547 | 15294724.942 |  | -1
node_8100405_200812913 |  |  | PQ | ABCN | 4803.554 | 8100405 | no | no |  |  | no |  |  | 1392078.176 | 15294835.952 |  | -1
node_8100405_200812914 |  |  | PQ | ABCN | 4803.554 | 8100405 | no | no |  |  | no |  |  | 1392105.203 | 15294930.227 |  | -1
node_8100405_200812915 |  |  | PQ | ABCN | 4803.554 | 8100405 | no | no |  |  | no |  |  | 1392116.568 | 15295025.82 |  | -1
node_8100405_200812916 |  |  | PQ | ABCN | 4803.554 | 8100405 | no | no |  |  | no |  |  | 1392126.649 | 15295083.555 |  | -1
node_8100405_200812917 |  |  | PQ | ABCN | 4803.554 | 8100405 | no | no |  |  | no |  |  | 1392146.535 | 15295166.249 |  | -1
node_8100405_200812918 |  |  | PQ | ABCN | 4803.554 | 8100405 | no | no |  |  | no |  |  | 1392175.963 | 15295288.184 |  | -1
node_8100405_200812919 |  |  | PQ | ABCN | 4803.554 | 8100405 | no | no |  |  | no |  |  | 1392187.454 | 15295337.081 |  | -1
node_8100405_200812920 |  |  | PQ | ABCN | 4803.554 | 8100405 | no | no |  |  | no |  |  | 1392204.992 | 15295423.526 |  | -1
node_8100405_200812923 |  |  | PQ | ABCN | 4803.554 | 8100405 | no | no |  |  | no |  |  | 1392230.918 | 15295544.06 |  | -1
node_8100405_200812925 |  |  | PQ | ABCN | 4803.554 | 8100405 | no | no |  |  | no |  |  | 1392264.145 | 15295717.777 |  | -1
node_8100405_200812926 |  |  | PQ | ABCN | 4803.554 | 8100405 | no | no |  |  | no |  |  | 1392279.299 | 15295775.987 |  | -1
node_8100405_200812927 |  |  | PQ | ABCN | 4803.554 | 8100405 | no | no |  |  | no |  |  | 1392256.494 | 15295862.48 |  | -1
node_8100405_200812929 |  |  | PQ | ABCN | 4803.554 | 8100405 | no | no |  |  | no |  |  | 1392301.609 | 15295952.161 |  | -1
node_8100405_200812930 |  |  | PQ | ABCN | 4803.554 | 8100405 | no | no |  |  | no |  |  | 1392336.157 | 15295984.228 |  | -1
node_8100405_200812931 |  |  | PQ | ABCN | 4803.554 | 8100405 | no | no |  |  | no |  |  | 1392385.555 | 15296024.48 |  | -1
node_8100405_200812933 |  |  | PQ | ABCN | 4803.554 | 8100405 | no | no |  |  | no |  |  | 1392482.59 | 15296066.132 |  | -1
node_8100405_200812935 |  |  | PQ | ABCN | 4803.554 | 8100405 | no | no |  |  | no |  |  | 1392568.384 | 15296101.826 |  | -1
node_8100405_200812938 |  |  | PQ | ABCN | 4803.554 | 8100405 | no | no |  |  | no |  |  | 1392758.295 | 15296194.348 |  | -1
node_8100405_200812939 |  |  | PQ | ABCN | 4803.554 | 8100405 | no | no |  |  | no |  |  | 1392842.191 | 15296225.057 |  | -1
node_8100405_200812940 |  |  | PQ | ABCN | 4803.554 | 8100405 | no | no |  |  | no |  |  | 1392926.853 | 15296271.133 |  | -1
node_8100405_200812943 |  |  | PQ | ABCN | 4803.554 | 8100405 | no | no |  |  | no |  |  | 1393019.372 | 15296315.04 |  | -1
node_8100405_200812945 |  |  | PQ | ABCN | 4803.554 | 8100405 | no | no |  |  | no |  |  | 1393084.857 | 15296365.118 |  | -1
node_8100405_200812947 |  |  | PQ | ABCN | 4803.554 | 8100405 | no | no |  |  | no |  |  | 1393151.946 | 15296455.36 |  | -1
node_8100405_200812949 |  |  | PQ | ABCN | 4803.554 | 8100405 | no | no |  |  | no |  |  | 1393200.321 | 15296530.886 |  | -1
node_8100405_200812951 |  |  | PQ | ABCN | 4803.554 | 8100405 | no | no |  |  | no |  |  | 1393241.164 | 15296597.666 |  | -1
node_8100405_200812953 |  |  | PQ | ABCN | 4803.554 | 8100405 | no | no |  |  | no |  |  | 1393327.438 | 15296809.395 |  | -1
node_8100405_200812955 |  |  | PQ | AN | 4803.554 | 8100405 | no | no |  |  | no |  |  | 1393364.954 | 15296864.465 |  | -1
node_8100405_200812956 |  |  | PQ | ABCN | 4803.554 | 8100405 | no | no |  |  | no |  |  | 1392102.284 | 15294505.589 |  | -1
node_8100405_200812958 |  |  | PQ | ABCN | 4803.554 | 8100405 | no | no |  |  | no |  |  | 1392205.554 | 15294504.352 |  | -1
node_8100405_200812959 |  |  | PQ | ABCN | 4803.554 | 8100405 | no | no |  |  | no |  |  | 1392285.38 | 15294502.751 |  | -1
node_8100405_200812960 |  |  | PQ | AN | 4803.554 | 8100405 | no | no |  |  | no |  |  | 1392321.989 | 15294525.588 |  | -1
node_8100405_200812961 |  |  | PQ | AN | 4803.554 | 8100405 | no | no |  |  | no |  |  | 1392366.856 | 15294652.096 |  | -1
node_8100405_200812962 |  |  | PQ | ABCN | 4803.554 | 8100405 | no | no |  |  | no |  |  | 1392398.681 | 15294764.429 |  | -1
node_8100405_200812963 |  |  | PQ | ABCN | 4803.554 | 8100405 | no | no |  |  | no |  |  | 1392349.515 | 15294771.805 |  | -1
node_8100405_200812964 |  |  | PQ | ABCN | 4803.554 | 8100405 | no | no |  |  | no |  |  | 1392234.591 | 15294808.197 |  | -1
node_8100405_200812965 |  |  | PQ | ABCN | 4803.554 | 8100405 | no | no |  |  | no |  |  | 1392114.698 | 15294844.06 |  | -1
node_8100405_200812966 |  |  | PQ | ABCN | 4803.554 | 8100405 | no | no |  |  | no |  |  | 1392902.484 | 15295818.899 |  | -1
node_8100405_200812969 |  |  | PQ | ABCN | 4803.554 | 8100405 | no | no |  |  | no |  |  | 1392836.993 | 15295684.152 |  | -1
node_8100405_200812974 |  |  | PQ | ABCN | 4803.554 | 8100405 | no | no |  |  | no |  |  | 1392766.764 | 15295544.738 |  | -1
node_8100405_200812975 |  |  | PQ | ABCN | 4803.554 | 8100405 | no | no |  |  | no |  |  | 1392702.831 | 15295414.353 |  | -1
node_8100405_200812977 |  |  | PQ | ABCN | 4803.554 | 8100405 | no | no |  |  | no |  |  | 1392573.241 | 15295156.523 |  | -1
node_8100405_200812978 |  |  | PQ | ABCN | 4803.554 | 8100405 | no | no |  |  | no |  |  | 1392462.03 | 15295057.763 |  | -1
node_8100405_200812979 |  |  | PQ | ABCN | 4803.554 | 8100405 | no | no |  |  | no |  |  | 1392420.182 | 15294886.845 |  | -1
node_8100405_200812980 |  |  | PQ | ABCN | 4803.554 | 8100405 | no | no |  |  | no |  |  | 1392438.039 | 15294879.553 |  | -1
node_8100405_200812981 |  |  | PQ | AN | 4803.554 | 8100405 | no | no |  |  | no |  |  | 1391998.066 | 15294869.202 |  | -1
node_8100405_200812982 |  |  | PQ | AN | 4803.554 | 8100405 | no | no |  |  | no |  |  | 1391925.914 | 15294895.526 |  | -1
node_8100405_200812986 |  |  | PQ | AN | 4803.554 | 8100405 | no | no |  |  | no |  |  | 1391911.324 | 15294978.855 |  | -1
node_8100405_200812999 |  |  | PQ | ABN | 4803.554 | 8100405 | no | no |  |  | no |  |  | 1392222.876 | 15295796.029 |  | -1
node_8100405_200813000 |  |  | PQ | ABN | 4803.554 | 8100405 | no | no |  |  | no |  |  | 1392126.217 | 15295815.044 |  | -1
node_8100405_200813001 |  |  | PQ | AN | 4803.554 | 8100405 | no | no |  |  | no |  |  | 1392039.206 | 15295838.695 |  | -1
node_8100405_200813002 |  |  | PQ | AN | 4803.554 | 8100405 | no | no |  |  | no |  |  | 1391963.442 | 15295847.583 |  | -1
node_8100405_200813007 |  |  | PQ | ABCN | 4803.554 | 8100405 | no | no |  |  | no |  |  | 1392467.3 | 15296177.074 |  | -1
node_8100405_200813008 |  |  | PQ | ABCN | 4803.554 | 8100405 | no | no |  |  | no |  |  | 1392449.758 | 15296297.079 |  | -1
node_8100405_200813010 |  |  | PQ | ABCN | 4803.554 | 8100405 | no | no |  |  | no |  |  | 1392432.973 | 15296414.258 |  | -1
node_8100405_200813012 |  |  | PQ | ABN | 4803.554 | 8100405 | no | no |  |  | no |  |  | 1392405.992 | 15296630.412 |  | -1
node_8100405_200813013 |  |  | PQ | ABN | 4803.554 | 8100405 | no | no |  |  | no |  |  | 1392390.765 | 15296740.328 |  | -1
node_8100405_200813014 |  |  | PQ | AN | 4803.554 | 8100405 | no | no |  |  | no |  |  | 1392383.943 | 15296826.809 |  | -1
node_8100405_200813018 |  |  | PQ | AN | 4803.554 | 8100405 | no | no |  |  | no |  |  | 1392946.308 | 15296809.969 |  | -1
node_8100405_200813019 |  |  | PQ | AN | 4803.554 | 8100405 | no | no |  |  | no |  |  | 1392856.697 | 15296794.722 |  | -1
node_8100405_200813020 |  |  | PQ | AN | 4803.554 | 8100405 | no | no |  |  | no |  |  | 1392745.302 | 15296775.567 |  | -1
node_8100405_200813021 |  |  | PQ | AN | 4803.554 | 8100405 | no | no |  |  | no |  |  | 1392642.317 | 15296760.123 |  | -1
node_8100405_200813022 |  |  | PQ | AN | 4803.554 | 8100405 | no | no |  |  | no |  |  | 1392513.025 | 15296737.272 |  | -1
node_8100405_200813023 |  |  | PQ | AN | 4803.554 | 8100405 | no | no |  |  | no |  |  | 1392418.351 | 15296722.491 |  | -1
node_8100405_200813024 |  |  | PQ | ABCN | 4803.554 | 8100405 | no | no |  |  | no |  |  | 1391560.578 | 15293968.507 |  | -1
node_8100405_200813025 |  |  | PQ | ABCN | 4803.554 | 8100405 | no | no |  |  | no |  |  | 1391606.534 | 15294119.641 |  | -1
node_8100405_200813026 |  |  | PQ | ABCN | 4803.554 | 8100405 | no | no |  |  | no |  |  | 1391638.612 | 15294258.766 |  | -1
node_8100405_200813029 |  |  | PQ | ABCN | 4803.554 | 8100405 | no | no |  |  | no |  |  | 1391782.195 | 15293891.474 |  | -1
node_8100405_200813030 |  |  | PQ | ABCN | 4803.554 | 8100405 | no | no |  |  | no |  |  | 1390784.743 | 15294136.355 |  | -1
node_8100405_200813031 |  |  | PQ | ABCN | 4803.554 | 8100405 | no | no |  |  | no |  |  | 1390668.662 | 15294173.26 |  | -1
node_8100405_200813036 |  |  | PQ | ABCN | 4803.554 | 8100405 | no | no |  |  | no |  |  | 1391672.021 | 15293897.469 |  | -1
node_8100405_200813037 |  |  | PQ | ABCN | 4803.554 | 8100405 | no | no |  |  | no |  |  | 1391559.487 | 15293936.918 |  | -1
node_8100405_200813039 |  |  | PQ | ABCN | 4803.554 | 8100405 | no | no |  |  | no |  |  | 1391461.206 | 15293961.491 |  | -1
node_8100405_200813041 |  |  | PQ | ABCN | 4803.554 | 8100405 | no | no |  |  | no |  |  | 1391345.861 | 15293988.638 |  | -1
node_8100405_200813042 |  |  | PQ | ABCN | 4803.554 | 8100405 | no | no |  |  | no |  |  | 1391223.641 | 15294025.938 |  | -1
node_8100405_200813043 |  |  | PQ | ABCN | 4803.554 | 8100405 | no | no |  |  | no |  |  | 1391107.498 | 15294058.185 |  | -1
node_8100405_200813044 |  |  | PQ | ABCN | 4803.554 | 8100405 | no | no |  |  | no |  |  | 1391008.156 | 15294080.09 |  | -1
node_8100405_200813045 |  |  | PQ | ABCN | 4803.554 | 8100405 | no | no |  |  | no |  |  | 1390862.17 | 15294120.095 |  | -1
node_8100405_200813049 |  |  | PQ | ABCN | 4803.554 | 8100405 | no | no |  |  | no |  |  | 1391079.217 | 15290595.1 |  | -1
node_8100405_200813063 |  |  | PQ | ABCN | 4803.554 | 8100405 | no | no |  |  | no |  |  | 1391163.572 | 15290987.361 |  | -1
node_8100405_200813064 |  |  | PQ | ABCN | 4803.554 | 8100405 | no | no |  |  | no |  |  | 1391324.508 | 15290996.07 |  | -1
node_8100405_200813065 |  |  | PQ | ABCN | 4803.554 | 8100405 | no | no |  |  | no |  |  | 1391089.694 | 15290956.445 |  | -1
node_8100405_200813067 |  |  | PQ | ABCN | 4803.554 | 8100405 | no | no |  |  | no |  |  | 1391062.104 | 15290852.538 |  | -1
node_8100405_200813069 |  |  | PQ | ABCN | 4803.554 | 8100405 | no | no |  |  | no |  |  | 1391026.155 | 15290737.423 |  | -1
node_8100405_200813070 |  |  | PQ | ABCN | 4803.554 | 8100405 | no | no |  |  | no |  |  | 1391006.739 | 15290635.528 |  | -1
node_8100405_200813071 |  |  | PQ | ABCN | 4803.554 | 8100405 | no | no |  |  | no |  |  | 1391039.794 | 15290602.563 |  | -1
node_8100405_200813072 |  |  | PQ | ABCN | 4803.554 | 8100405 | no | no |  |  | no |  |  | 1390966.837 | 15290492.456 |  | -1
node_8100405_200813076 |  |  | PQ | ABCN | 4803.554 | 8100405 | no | no |  |  | no |  |  | 1390937.069 | 15290399.167 |  | -1
node_8100405_200813079 |  |  | PQ | ABCN | 4803.554 | 8100405 | no | no |  |  | no |  |  | 1391146.877 | 15290066.804 |  | -1
node_8100405_200813080 |  |  | PQ | ABCN | 4803.554 | 8100405 | no | no |  |  | no |  |  | 1391211.312 | 15290039.164 |  | -1
node_8100405_200813081 |  |  | PQ | ABCN | 4803.554 | 8100405 | no | no |  |  | no |  |  | 1391198.975 | 15290002.675 |  | -1
node_8100405_200813082 |  |  | PQ | ABCN | 4803.554 | 8100405 | no | no |  |  | no |  |  | 1391230.394 | 15290031.502 |  | -1
node_8100405_200813096 |  |  | PQ | ABCN | 4803.554 | 8100405 | no | no |  |  | no |  |  | 1390852.282 | 15292597.598 |  | -1
node_8100405_200813097 |  |  | PQ | ABCN | 4803.554 | 8100405 | no | no |  |  | no |  |  | 1390836.734 | 15292530.386 |  | -1
node_8100405_200813098 |  |  | PQ | ABCN | 4803.554 | 8100405 | no | no |  |  | no |  |  | 1390630.717 | 15291744.864 |  | -1
node_8100405_200813099 |  |  | PQ | ABCN | 4803.554 | 8100405 | no | no |  |  | no |  |  | 1390609.536 | 15291639.696 |  | -1
node_8100405_200813101 |  |  | PQ | ABCN | 4803.554 | 8100405 | no | no |  |  | no |  |  | 1390568.137 | 15291521.802 |  | -1
node_8100405_200813103 |  |  | PQ | ABCN | 4803.554 | 8100405 | no | no |  |  | no |  |  | 1390551.409 | 15291445.74 |  | -1
node_8100405_200813104 |  |  | PQ | ABCN | 4803.554 | 8100405 | no | no |  |  | no |  |  | 1390529.877 | 15291344.897 |  | -1
node_8100405_200813105 |  |  | PQ | ABCN | 4803.554 | 8100405 | no | no |  |  | no |  |  | 1390507.982 | 15291285.225 |  | -1
node_8100405_200813106 |  |  | PQ | ABCN | 4803.554 | 8100405 | no | no |  |  | no |  |  | 1390487.371 | 15291210.158 |  | -1
node_8100405_200813111 |  |  | PQ | ABCN | 4803.554 | 8100405 | no | no |  |  | no |  |  | 1390432.581 | 15290970.124 |  | -1
node_8100405_200813112 |  |  | PQ | ABCN | 4803.554 | 8100405 | no | no |  |  | no |  |  | 1390813.167 | 15292431.428 |  | -1
node_8100405_200813114 |  |  | PQ | ABN | 4803.554 | 8100405 | no | no |  |  | no |  |  | 1390381.792 | 15290791.398 |  | -1
node_8100405_200813115 |  |  | PQ | AN | 4803.554 | 8100405 | no | no |  |  | no |  |  | 1390349.827 | 15290665.068 |  | -1
node_8100405_200813120 |  |  | PQ | AN | 4803.554 | 8100405 | no | no |  |  | no |  |  | 1390328.486 | 15290560.59 |  | -1
node_8100405_200813121 |  |  | PQ | AN | 4803.554 | 8100405 | no | no |  |  | no |  |  | 1390292.339 | 15290458.764 |  | -1
node_8100405_200813129 |  |  | PQ | ABCN | 4803.554 | 8100405 | no | no |  |  | no |  |  | 1390782.449 | 15292332.357 |  | -1
node_8100405_200813135 |  |  | PQ | ABCN | 4803.554 | 8100405 | no | no |  |  | no |  |  | 1390759.479 | 15292227.532 |  | -1
node_8100405_200813136 |  |  | PQ | ABCN | 4803.554 | 8100405 | no | no |  |  | no |  |  | 1390789.157 | 15292192.031 |  | -1
node_8100405_200813137 |  |  | PQ | ABCN | 4803.554 | 8100405 | no | no |  |  | no |  |  | 1390732.523 | 15292118.866 |  | -1
node_8100405_200813138 |  |  | PQ | ABCN | 4803.554 | 8100405 | no | no |  |  | no |  |  | 1390713.167 | 15292033.235 |  | -1
node_8100405_200813139 |  |  | PQ | ABCN | 4803.554 | 8100405 | no | no |  |  | no |  |  | 1390699.347 | 15291983.949 |  | -1
node_8100405_200813142 |  |  | PQ | ABCN | 4803.554 | 8100405 | no | no |  |  | no |  |  | 1390684.729 | 15291904.494 |  | -1
node_8100405_200813143 |  |  | PQ | ABCN | 4803.554 | 8100405 | no | no |  |  | no |  |  | 1390654.37 | 15291843.863 |  | -1
node_8100405_200813232 |  |  | PQ | AN | 4803.554 | 8100405 | no | no |  |  | no |  |  | 1390526.565 | 15293923.484 |  | -1
node_8100405_200813233 |  |  | PQ | AN | 4803.554 | 8100405 | no | no |  |  | no |  |  | 1390548.2 | 15294033.951 |  | -1
node_8100405_200813234 |  |  | PQ | AN | 4803.554 | 8100405 | no | no |  |  | no |  |  | 1390567.6 | 15294097.541 |  | -1
node_8100405_200813288 |  |  | PQ | ABN | 4803.554 | 8100405 | no | no |  |  | no |  |  | 1389400.537 | 15294133.629 |  | -1
node_8100405_200813294 |  |  | PQ | AN | 4803.554 | 8100405 | no | no |  |  | no |  |  | 1389293.716 | 15293733.155 |  | -1
node_8100405_200813296 |  |  | PQ | AN | 4803.554 | 8100405 | no | no |  |  | no |  |  | 1389352.475 | 15293951.859 |  | -1
node_8100405_200813298 |  |  | PQ | AN | 4803.554 | 8100405 | no | no |  |  | no |  |  | 1389378.072 | 15294056.641 |  | -1
node_8100405_200813491 |  |  | PQ | ABCN | 4803.554 | 8100405 | no | no |  |  | no |  |  | 1391090.798 | 15291102.082 |  | -1
node_8100405_200813506 |  |  | PQ | ABCN | 4803.554 | 8100405 | no | no |  |  | no |  |  | 1390940.804 | 15291139.686 |  | -1
node_8100405_200813517 |  |  | PQ | ABCN | 4803.554 | 8100405 | no | no |  |  | no |  |  | 1390853.506 | 15291161.807 |  | -1
node_8100405_200813528 |  |  | PQ | ABCN | 4803.554 | 8100405 | no | no |  |  | no |  |  | 1390781.94 | 15291184.214 |  | -1
node_8100405_200813530 |  |  | PQ | ABCN | 4803.554 | 8100405 | no | no |  |  | no |  |  | 1390725.463 | 15291204.392 |  | -1
node_8100405_200813551 |  |  | PQ | ABCN | 4803.554 | 8100405 | no | no |  |  | no |  |  | 1390657.186 | 15291211.675 |  | -1
node_8100405_200813568 |  |  | PQ | ABCN | 4803.554 | 8100405 | no | no |  |  | no |  |  | 1390564.686 | 15291237.301 |  | -1
node_8100405_200813703 |  |  | PQ | ABCN | 4803.554 | 8100405 | no | no |  |  | no |  |  | 1390802.582 | 15290145.987 |  | -1
node_8100405_200813720 |  |  | PQ | ABCN | 4803.554 | 8100405 | no | no |  |  | no |  |  | 1390813.493 | 15290341.301 |  | -1
node_8100405_200814066 |  |  | PQ | ABCN | 4803.554 | 8100405 | no | no |  |  | no |  |  | 1390138.711 | 15294008.075 |  | -1
node_8100405_200814067 |  |  | PQ | ABCN | 4803.554 | 8100405 | no | no |  |  | no |  |  | 1389240.961 | 15294238.498 |  | -1
node_8100405_200814079 |  |  | PQ | ABCN | 4803.554 | 8100405 | no | no |  |  | no |  |  | 1390050.54 | 15294028.367 |  | -1
node_8100405_200814081 |  |  | PQ | ABCN | 4803.554 | 8100405 | no | no |  |  | no |  |  | 1389964.616 | 15294049.92 |  | -1
node_8100405_200814082 |  |  | PQ | ABCN | 4803.554 | 8100405 | no | no |  |  | no |  |  | 1389841.642 | 15294083.483 |  | -1
node_8100405_200814083 |  |  | PQ | ABCN | 4803.554 | 8100405 | no | no |  |  | no |  |  | 1389734.322 | 15294117.941 |  | -1
node_8100405_200814084 |  |  | PQ | ABCN | 4803.554 | 8100405 | no | no |  |  | no |  |  | 1389598.656 | 15294147.073 |  | -1
node_8100405_200814085 |  |  | PQ | ABCN | 4803.554 | 8100405 | no | no |  |  | no |  |  | 1389495.181 | 15294184.726 |  | -1
node_8100405_200814086 |  |  | PQ | ABCN | 4803.554 | 8100405 | no | no |  |  | no |  |  | 1389410.829 | 15294201.69 |  | -1
node_8100405_200814087 |  |  | PQ | ABCN | 4803.554 | 8100405 | no | no |  |  | no |  |  | 1389417.942 | 15294230.286 |  | -1
node_8100405_200814088 |  |  | PQ | ABCN | 4803.554 | 8100405 | no | no |  |  | no |  |  | 1389317.626 | 15294256.097 |  | -1
node_8100405_200814884 |  |  | PQ | ABCN | 4803.554 | 8100405 | no | no |  |  | no |  |  | 1391407.635 | 15293275.664 |  | -1
node_8100405_200814885 |  |  | PQ | ABCN | 4803.554 | 8100405 | no | no |  |  | no |  |  | 1391392.885 | 15293250.697 |  | -1
node_8100405_200814886 |  |  | PQ | ABCN | 4803.554 | 8100405 | no | no |  |  | no |  |  | 1391560.388 | 15293171.325 |  | -1
node_8100405_200814887 |  |  | PQ | ABCN | 4803.554 | 8100405 | no | no |  |  | no |  |  | 1391565.427 | 15293203.747 |  | -1
node_8100405_200814888 |  |  | PQ | AN | 4803.554 | 8100405 | no | no |  |  | no |  |  | 1390507.698 | 15293445.915 |  | -1
node_8100405_200814889 |  |  | PQ | AN | 4803.554 | 8100405 | no | no |  |  | no |  |  | 1390412.414 | 15293473.129 |  | -1
node_8100405_200814902 |  |  | PQ | ABCN | 4803.554 | 8100405 | no | no |  |  | no |  |  | 1391455.362 | 15293202.72 |  | -1
node_8100405_200814903 |  |  | PQ | AN | 4803.554 | 8100405 | no | no |  |  | no |  |  | 1389356.81 | 15293743.73 |  | -1
node_8100405_200814904 |  |  | PQ | ABCN | 4803.554 | 8100405 | no | no |  |  | no |  |  | 1391341.821 | 15293230.18 |  | -1
node_8100405_200814905 |  |  | PQ | ABCN | 4803.554 | 8100405 | no | no |  |  | no |  |  | 1391214.673 | 15293260.88 |  | -1
node_8100405_200814906 |  |  | PQ | ABCN | 4803.554 | 8100405 | no | no |  |  | no |  |  | 1391101.475 | 15293291.225 |  | -1
node_8100405_200814907 |  |  | PQ | ABN | 4803.554 | 8100405 | no | no |  |  | no |  |  | 1391016.774 | 15293303.706 |  | -1
node_8100405_200814908 |  |  | PQ | ABN | 4803.554 | 8100405 | no | no |  |  | no |  |  | 1390862.967 | 15293354.608 |  | -1
node_8100405_200814909 |  |  | PQ | ABN | 4803.554 | 8100405 | no | no |  |  | no |  |  | 1390739.941 | 15293387.723 |  | -1
node_8100405_200814910 |  |  | PQ | ABN | 4803.554 | 8100405 | no | no |  |  | no |  |  | 1390689.323 | 15293398.809 |  | -1
node_8100405_200814911 |  |  | PQ | AN | 4803.554 | 8100405 | no | no |  |  | no |  |  | 1390616.747 | 15293419.096 |  | -1
node_8100405_200815105 |  |  | PQ | ABN | 4803.554 | 8100405 | no | no |  |  | no |  |  | 1392129.039 | 15296394.263 |  | -1
node_8100405_200815107 |  |  | PQ | ABCN | 4803.554 | 8100405 | no | no |  |  | no |  |  | 1392143.297 | 15296202.578 |  | -1
node_8100405_200815110 |  |  | PQ | ABCN | 4803.554 | 8100405 | no | no |  |  | no |  |  | 1392155.715 | 15296096.817 |  | -1
node_8100405_200815111 |  |  | PQ | ABCN | 4803.554 | 8100405 | no | no |  |  | no |  |  | 1392243.665 | 15296069.891 |  | -1
node_8100405_200917264 |  |  | PQ | AN | 4803.554 | 8100405 | no | no |  |  | no |  |  | 1390901.264 | 15292071.399 |  | -1
node_8100405_200917265 |  |  | PQ | AN | 4803.554 | 8100405 | no | no |  |  | no |  |  | 1390881.525 | 15292165.014 |  | -1
node_8100405_200917266 |  |  | PQ | AN | 4803.554 | 8100405 | no | no |  |  | no |  |  | 1390975.339 | 15292263.962 |  | -1
node_8100405_200948192 |  |  | PQ | ABCN | 4803.554 | 8100405 | no | no |  |  | no |  |  | 1390594.578 | 15294188.339 |  | -1
node_8100405_200948193 |  |  | PQ | ABCN | 4803.554 | 8100405 | no | no |  |  | no |  |  | 1390373.332 | 15294243.196 |  | -1
node_8100405_200948194 |  |  | PQ | ABCN | 4803.554 | 8100405 | no | no |  |  | no |  |  | 1390279.367 | 15294267.8 |  | -1
node_8100405_200948196 |  |  | PQ | AN | 4803.554 | 8100405 | no | no |  |  | no |  |  | 1389325.619 | 15293862.536 |  | -1
node_8100405_200951438 |  |  | PQ | ABCN | 4803.554 | 8100405 | no | no |  |  | no |  |  | 1391072.08 | 15293388.722 |  | -1
node_8100405_200952766 |  |  | PQ | ABCN | 4803.554 | 8100405 | no | no |  |  | no |  |  | 1391105.201 | 15290122.449 |  | -1
node_8100405_200963348 |  |  | PQ | ABCN | 4803.554 | 8100405 | no | no |  |  | no |  |  | 1390487.87 | 15294212.178 |  | -1
node_8100405_200963626 |  |  | PQ | ABN | 4803.554 | 8100405 | no | no |  |  | no |  |  | 1392418.8 | 15296524.981 |  | -1
node_8100405_200967502 |  |  | PQ | ABCN | 4803.554 | 8100405 | no | no |  |  | no |  |  | 1390999.498 | 15290271.018 |  | -1
node_8100405_200975625 |  |  | PQ | ABCN | 4803.554 | 8100405 | no | no |  |  | no |  |  | 1392840.067 | 15295693.057 |  | -1
node_8100405_200987526 |  |  | PQ | ABCN | 4803.554 | 8100405 | no | no |  |  | no |  |  | 1390479.478 | 15290947.253 |  | -1
node_8100405_200987527 |  |  | PQ | ABCN | 4803.554 | 8100405 | no | no |  |  | no |  |  | 1390457.613 | 15291078.413 |  | -1
node_8100405_200987600 |  |  | PQ | ABCN | 4803.554 | 8100405 | no | no |  |  | no |  |  | 1390415.543 | 15290883.387 |  | -1
node_8100405_201004024 |  |  | PQ | ABCN | 4803.554 | 8100405 | no | no |  |  | no |  |  | 1390679.006 | 15290871.176 |  | -1
node_8100405_201014705 |  |  | PQ | ABCN | 4803.554 | 8100405 | no | no |  |  | no |  |  | 1391106.934 | 15291034.294 |  | -1
node_8100405_201018771 |  |  | PQ | ABCN | 4803.554 | 8100405 | no | no |  |  | no |  |  | 1392241.755 | 15295616.772 |  | -1
node_8100405_201039984 |  |  | PQ | ABCN | 4803.554 | 8100405 | no | no |  |  | no |  |  | 1392652.994 | 15296143.944 |  | -1
node_8100405_201053935 |  |  | PQ | ABCN | 4803.554 | 8100405 | no | no |  |  | no |  |  | 1392630.527 | 15295277.427 |  | -1
node_8100405_201059670 |  |  | PQ | ABN | 4803.554 | 8100405 | no | no |  |  | no |  |  | 1393378.501 | 15296926.32 |  | -1
node_8100405_201062687 |  |  | PQ | ABCN | 4803.554 | 8100405 | no | no |  |  | no |  |  | 1390237.595 | 15294093.901 |  | -1
node_8100405_310008117 |  |  | PQ | ABCN | 4803.554 | 8100405 | no | no |  |  | no |  |  | 1390809.675 | 15290273.906 |  | -1
node_8100405_310026655 |  |  | PQ | ABCN | 4803.554 | 8100405 | no | no |  |  | no |  |  | 1391261.638 | 15290972.748 |  | -1
node_8100405_310035954 |  |  | PQ | ABCN | 4803.554 | 8100405 | no | no |  |  | no |  |  | 1391033.758 | 15290211.304 |  | -1
node_8100405_311881015 |  |  | PQ | ABCN | 4803.554 | 8100405 | no | no |  |  | no |  |  | 1391987.643 | 15294416.476 |  | -1
node_8100405_311881016 |  |  | PQ | AN | 4803.554 | 8100405 | no | no |  |  | no |  |  | 1391950.954 | 15294462.641 |  | -1
node_8100405_311881179 |  |  | PQ | ABCN | 4803.554 | 8100405 | no | no |  |  | no |  |  | 1390446.719 | 15291031.285 |  | -1
node_8100405_311885103 |  |  | PQ | ABCN | 4803.554 | 8100405 | no | no |  |  | no |  |  | 1391820.278 | 15293870.24 |  | -1
node_8100405_311885118 |  |  | PQ | ABCN | 4803.554 | 8100405 | no | no |  |  | no |  |  | 1391889.158 | 15293995.373 |  | -1
node_8100405_311885122 |  |  | PQ | ABCN | 4803.554 | 8100405 | no | no |  |  | no |  |  | 1391888.89 | 15293982.418 |  | -1
node_8100405_311885643 |  |  | PQ | ABCN | 4803.554 | 8100405 | no | no |  |  | no |  |  | 1391885.162 | 15294025.932 |  | -1
node_8100405_311885644 |  |  | PQ | ABCN | 4803.554 | 8100405 | no | no |  |  | no |  |  | 1391934.081 | 15294178.33 |  | -1
node_SOURCE_8100405 |  |  | SWING | ABCN | 4803.554 | 8100405 | no | no |  |  | no |  |  | 1393575.877 | 15295386.546 |  | -1
node_intto1_8100405_200805157 |  |  | PQ | ABCN | 4803.554 | 8100405 | no | no |  |  | no |  |  | 1391982.849 | 15294450.627 |  | -1
node_intto1_8100405_200805380 |  |  | PQ | AN | 4803.554 | 8100405 | no | no |  |  | no |  |  | 1390768.616 | 15290553.855 |  | -1
node_intto1_8100405_200812915 |  |  | PQ | ABCN | 4803.554 | 8100405 | no | no |  |  | no |  |  | 1392116.568 | 15295025.82 |  | -1
node_intto1_8100405_200812969 |  |  | PQ | ABCN | 4803.554 | 8100405 | no | no |  |  | no |  |  | 1392836.993 | 15295684.152 |  | -1
node_intto1_8100405_200812981 |  |  | PQ | AN | 4803.554 | 8100405 | no | no |  |  | no |  |  | 1391998.066 | 15294869.202 |  | -1
node_intto1_8100405_200812999 |  |  | PQ | ABN | 4803.554 | 8100405 | no | no |  |  | no |  |  | 1392222.876 | 15295796.029 |  | -1
node_intto1_8100405_200813007 |  |  | PQ | ABCN | 4803.554 | 8100405 | no | no |  |  | no |  |  | 1392467.3 | 15296177.074 |  | -1
node_intto1_8100405_200813036 |  |  | PQ | ABCN | 4803.554 | 8100405 | no | no |  |  | no |  |  | 1391672.021 | 15293897.469 |  | -1
node_intto1_8100405_200813044 |  |  | PQ | ABCN | 4803.554 | 8100405 | no | no |  |  | no |  |  | 1391008.156 | 15294080.09 |  | -1
node_intto1_8100405_200813049 |  |  | PQ | ABCN | 4803.554 | 8100405 | no | no |  |  | no |  |  | 1391079.217 | 15290595.1 |  | -1
node_intto1_8100405_200813079 |  |  | PQ | ABCN | 4803.554 | 8100405 | no | no |  |  | no |  |  | 1391146.877 | 15290066.804 |  | -1
node_intto1_8100405_200813114 |  |  | PQ | ABN | 4803.554 | 8100405 | no | no |  |  | no |  |  | 1390381.792 | 15290791.398 |  | -1
node_intto1_8100405_200813491 |  |  | PQ | ABCN | 4803.554 | 8100405 | no | no |  |  | no |  |  | 1391090.798 | 15291102.082 |  | -1
node_intto1_8100405_200814079 |  |  | PQ | ABCN | 4803.554 | 8100405 | no | no |  |  | no |  |  | 1390050.54 | 15294028.367 |  | -1
node_intto1_8100405_200814884 |  |  | PQ | ABCN | 4803.554 | 8100405 | no | no |  |  | no |  |  | 1391407.635 | 15293275.664 |  | -1
node_intto1_8100405_200814885 |  |  | PQ | ABCN | 4803.554 | 8100405 | no | no |  |  | no |  |  | 1391392.885 | 15293250.697 |  | -1
node_intto1_8100405_200814905 |  |  | PQ | ABCN | 4803.554 | 8100405 | no | no |  |  | no |  |  | 1391214.673 | 15293260.88 |  | -1
node_intto1_8100405_200814908 |  |  | PQ | ABN | 4803.554 | 8100405 | no | no |  |  | no |  |  | 1390862.967 | 15293354.608 |  | -1
node_intto1_8100405_200815111 |  |  | PQ | ABCN | 4803.554 | 8100405 | no | no |  |  | no |  |  | 1392243.665 | 15296069.891 |  | -1
node_intto1_8100405_200917265 |  |  | PQ | AN | 4803.554 | 8100405 | no | no |  |  | no |  |  | 1390881.525 | 15292165.014 |  | -1
node_intto1_8100405_201004024 |  |  | PQ | ABCN | 4803.554 | 8100405 | no | no |  |  | no |  |  | 1390679.006 | 15290871.176 |  | -1
node_intto1_8100405_310026655 |  |  | PQ | ABCN | 4803.554 | 8100405 | no | no |  |  | no |  |  | 1391261.638 | 15290972.748 |  | -1

## overhead_line
data_type | static
owner_type | feeder
owner | 8100405
object | overhead_line
name | groupid | phases | fr | to | length | configuration | dcircuit | selected | monitored | monitored_fields | class_monitored_fields | played | played_fields | comments | R | X | B | lim_kw
oh_line_8100405_200812777 |  | AN | node_8100405_200814909 | node_8100405_200812777 | 45.349 | bal_1P_1/0AC_2/0CU(N) | 8100405 | no | no |  |  | no |  |  | 0 | 0 | 0 | 0
oh_line_8100405_200812778 |  | AN | node_8100405_200812777 | node_8100405_200812778 | 100.577 | bal_1P_1/0AC_2/0CU(N) | 8100405 | no | no |  |  | no |  |  | 0 | 0 | 0 | 0
oh_line_8100405_200812779 |  | AN | node_8100405_200812778 | node_8100405_200812779 | 125.034 | bal_1P_1/0AC_2/0CU(N) | 8100405 | no | no |  |  | no |  |  | 0 | 0 | 0 | 0
oh_line_8100405_200812780 |  | AN | node_8100405_200812779 | node_8100405_200812780 | 86.433 | bal_1P_1/0AC_2/0CU(N) | 8100405 | no | no |  |  | no |  |  | 0 | 0 | 0 | 0
oh_line_8100405_200812794 |  | ABCN | node_8100405_200812795 | node_8100405_200812794 | 92.125 | bal_3P_477AL_2/0CU(N) | 8100405 | no | no |  |  | no |  |  | 0 | 0 | 0 | 0
oh_line_8100405_200812795 |  | ABCN | node_8100405_200812796 | node_8100405_200812795 | 48.762 | bal_3P_477AL_2/0CU(N) | 8100405 | no | no |  |  | no |  |  | 0 | 0 | 0 | 0
oh_line_8100405_200812796 |  | ABCN | node_8100405_200812799 | node_8100405_200812796 | 60.027 | bal_3P_477AL_2/0CU(N) | 8100405 | no | no |  |  | no |  |  | 0 | 0 | 0 | 0
oh_line_8100405_200812799 |  | ABCN | node_8100405_200812800 | node_8100405_200812799 | 79.136 | bal_3P_477AL_2/0CU(N) | 8100405 | no | no |  |  | no |  |  | 0 | 0 | 0 | 0
oh_line_8100405_200812800 |  | ABCN | node_8100405_200812801 | node_8100405_200812800 | 117.418 | bal_3P_477AL_2/0CU(N) | 8100405 | no | no |  |  | no |  |  | 0 | 0 | 0 | 0
oh_line_8100405_200812801 |  | ABCN | node_8100405_200812802 | node_8100405_200812801 | 139.463 | bal_3P_477AL_2/0CU(N) | 8100405 | no | no |  |  | no |  |  | 0 | 0 | 0 | 0
oh_line_8100405_200812802 |  | ABCN | node_8100405_200812803 | node_8100405_200812802 | 96.137 | bal_3P_477AL_2/0CU(N) | 8100405 | no | no |  |  | no |  |  | 0 | 0 | 0 | 0
oh_line_8100405_200812803 |  | ABCN | node_8100405_200951438 | node_8100405_200812803 | 101.921 | bal_3P_4/0CU_2/0CU(N) | 8100405 | no | no |  |  | no |  |  | 0 | 0 | 0 | 0
oh_line_8100405_200812805 |  | ABCN | node_8100405_200812806 | node_8100405_200812805 | 105.069 | bal_3P_4/0CU_2/0CU(N) | 8100405 | no | no |  |  | no |  |  | 0 | 0 | 0 | 0
oh_line_8100405_200812806 |  | ABCN | node_8100405_200812809 | node_8100405_200812806 | 128.886 | bal_3P_4/0CU_2/0CU(N) | 8100405 | no | no |  |  | no |  |  | 0 | 0 | 0 | 0
oh_line_8100405_200812808 |  | ABCN | node_8100405_200812806 | node_8100405_200812808 | 74.267 | bal_3P_1/0AA_1/0AA(N) | 8100405 | no | no |  |  | no |  |  | 0 | 0 | 0 | 0
oh_line_8100405_200812809 |  | ABCN | node_8100405_200812810 | node_8100405_200812809 | 89.517 | bal_3P_477AL_2/0CU(N) | 8100405 | no | no |  |  | no |  |  | 0 | 0 | 0 | 0
oh_line_8100405_200812810 |  | ABCN | node_8100405_200812811 | node_8100405_200812810 | 79.038 | bal_3P_477AL_2/0CU(N) | 8100405 | no | no |  |  | no |  |  | 0 | 0 | 0 | 0
oh_line_8100405_200812811 |  | ABCN | node_8100405_200813042 | node_8100405_200812811 | 153.214 | bal_3P_477AL_2/0CU(N) | 8100405 | no | no |  |  | no |  |  | 0 | 0 | 0 | 0
oh_line_8100405_200812852 |  | ABCN | node_8100405_200812853 | node_8100405_200812852 | 53.442 | bal_3P_477AL_4/0AL(N) | 8100405 | no | no |  |  | no |  |  | 0 | 0 | 0 | 0
oh_line_8100405_200812853 |  | ABCN | node_8100405_200812854 | node_8100405_200812853 | 115.74 | bal_3P_477AL_4/0AL(N) | 8100405 | no | no |  |  | no |  |  | 0 | 0 | 0 | 0
oh_line_8100405_200812854 |  | ABCN | node_8100405_200812855 | node_8100405_200812854 | 116.089 | bal_3P_477AL_4/0CU(N) | 8100405 | no | no |  |  | no |  |  | 0 | 0 | 0 | 0
oh_line_8100405_200812855 |  | ABCN | node_8100405_200812857 | node_8100405_200812855 | 118.006 | bal_3P_477AL_4/0CU(N) | 8100405 | no | no |  |  | no |  |  | 0 | 0 | 0 | 0
oh_line_8100405_200812857 |  | ABCN | node_8100405_200812858 | node_8100405_200812857 | 110.743 | bal_3P_477AL_4/0CU(N) | 8100405 | no | no |  |  | no |  |  | 0 | 0 | 0 | 0
oh_line_8100405_200812858 |  | ABCN | node_8100405_201062687 | node_8100405_200812858 | 111.232 | bal_3P_2CU_2CU(N) | 8100405 | no | no |  |  | no |  |  | 0 | 0 | 0 | 0
oh_line_8100405_200812860 |  | ABCN | node_8100405_200948194 | node_8100405_200812860 | 59.945 | bal_3P_2CU_2CU(N) | 8100405 | no | no |  |  | no |  |  | 0 | 0 | 0 | 0
oh_line_8100405_200812906 |  | ABCN | node_8100405_200812907 | node_8100405_200812906 | 77.163 | bal_3P_477AL_2/0CU(N) | 8100405 | no | no |  |  | no |  |  | 0 | 0 | 0 | 0
oh_line_8100405_200812907 |  | ABCN | node_8100405_200812909 | node_8100405_200812907 | 148.74 | bal_3P_477AL_2/0CU(N) | 8100405 | no | no |  |  | no |  |  | 0 | 0 | 0 | 0
oh_line_8100405_200812909 |  | ABCN | node_8100405_200812911 | node_8100405_200812909 | 71.849 | bal_3P_477AL_2/0CU(N) | 8100405 | no | no |  |  | no |  |  | 0 | 0 | 0 | 0
oh_line_8100405_200812911 |  | ABCN | node_8100405_200812913 | node_8100405_200812911 | 113.709 | bal_3P_477AL_2/0CU(N) | 8100405 | no | no |  |  | no |  |  | 0 | 0 | 0 | 0
oh_line_8100405_200812913 |  | ABCN | node_8100405_200812965 | node_8100405_200812913 | 37.411 | bal_3P_477AL_4/0AL(N) | 8100405 | no | no |  |  | no |  |  | 0 | 0 | 0 | 0
oh_line_8100405_200812914 |  | ABCN | node_8100405_200812913 | node_8100405_200812914 | 98.072 | bal_3P_477AL_2/0CU(N) | 8100405 | no | no |  |  | no |  |  | 0 | 0 | 0 | 0
oh_line_8100405_200812915 |  | ABCN | node_8100405_200812914 | node_intto1_8100405_200812915 | 96.266 | bal_3P_477AL_2/0CU(N) | 8100405 | no | no |  |  | no |  |  | 0 | 0 | 0 | 0
oh_line_8100405_200812916 |  | ABCN | node_8100405_200812915 | node_8100405_200812916 | 58.609 | bal_3P_477AL_2/0CU(N) | 8100405 | no | no |  |  | no |  |  | 0 | 0 | 0 | 0
oh_line_8100405_200812917 |  | ABCN | node_8100405_200812916 | node_8100405_200812917 | 85.052 | bal_3P_477AL_2/0CU(N) | 8100405 | no | no |  |  | no |  |  | 0 | 0 | 0 | 0
oh_line_8100405_200812918 |  | ABCN | node_8100405_200812917 | node_8100405_200812918 | 125.436 | bal_3P_477AL_2/0CU(N) | 8100405 | no | no |  |  | no |  |  | 0 | 0 | 0 | 0
oh_line_8100405_200812919 |  | ABCN | node_8100405_200812918 | node_8100405_200812919 | 50.229 | bal_3P_477AL_2/0CU(N) | 8100405 | no | no |  |  | no |  |  | 0 | 0 | 0 | 0
oh_line_8100405_200812920 |  | ABCN | node_8100405_200812919 | node_8100405_200812920 | 88.206 | bal_3P_477AL_2/0CU(N) | 8100405 | no | no |  |  | no |  |  | 0 | 0 | 0 | 0
oh_line_8100405_200812923 |  | ABCN | node_8100405_200812920 | node_8100405_200812923 | 123.291 | bal_3P_477AL_2/0CU(N) | 8100405 | no | no |  |  | no |  |  | 0 | 0 | 0 | 0
oh_line_8100405_200812925 |  | ABCN | node_8100405_201018771 | node_8100405_200812925 | 103.456 | bal_3P_477AL_2/0CU(N) | 8100405 | no | no |  |  | no |  |  | 0 | 0 | 0 | 0
oh_line_8100405_200812926 |  | ABCN | node_8100405_200812925 | node_8100405_200812926 | 60.151 | bal_3P_477AL_2/0CU(N) | 8100405 | no | no |  |  | no |  |  | 0 | 0 | 0 | 0
oh_line_8100405_200812927 |  | ABCN | node_8100405_200812926 | node_8100405_200812927 | 89.449 | bal_3P_477AL_2CU(N) | 8100405 | no | no |  |  | no |  |  | 0 | 0 | 0 | 0
oh_line_8100405_200812929 |  | ABCN | node_8100405_200812927 | node_8100405_200812929 | 100.389 | bal_3P_4/0AL_2CU(N) | 8100405 | no | no |  |  | no |  |  | 0 | 0 | 0 | 0
oh_line_8100405_200812930 |  | ABCN | node_8100405_200812929 | node_8100405_200812930 | 47.137 | bal_3P_477AL_2CU(N) | 8100405 | no | no |  |  | no |  |  | 0 | 0 | 0 | 0
oh_line_8100405_200812931 |  | ABCN | node_8100405_200812930 | node_8100405_200812931 | 63.722 | bal_3P_477AL_2CU(N) | 8100405 | no | no |  |  | no |  |  | 0 | 0 | 0 | 0
oh_line_8100405_200812933 |  | ABCN | node_8100405_200812931 | node_8100405_200812933 | 105.597 | bal_3P_477AL_2CU(N) | 8100405 | no | no |  |  | no |  |  | 0 | 0 | 0 | 0
oh_line_8100405_200812935 |  | ABCN | node_8100405_200812933 | node_8100405_200812935 | 92.923 | bal_3P_477AL_2CU(N) | 8100405 | no | no |  |  | no |  |  | 0 | 0 | 0 | 0
oh_line_8100405_200812938 |  | ABCN | node_8100405_201039984 | node_8100405_200812938 | 116.743 | bal_3P_477AL_2CU(N) | 8100405 | no | no |  |  | no |  |  | 0 | 0 | 0 | 0
oh_line_8100405_200812939 |  | ABCN | node_8100405_200812938 | node_8100405_200812939 | 89.34 | bal_3P_477AL_2CU(N) | 8100405 | no | no |  |  | no |  |  | 0 | 0 | 0 | 0
oh_line_8100405_200812940 |  | ABCN | node_8100405_200812939 | node_8100405_200812940 | 96.387 | bal_3P_477AL_2CU(N) | 8100405 | no | no |  |  | no |  |  | 0 | 0 | 0 | 0
oh_line_8100405_200812943 |  | ABCN | node_8100405_200812940 | node_8100405_200812943 | 102.409 | bal_3P_477AL_2CU(N) | 8100405 | no | no |  |  | no |  |  | 0 | 0 | 0 | 0
oh_line_8100405_200812945 |  | ABCN | node_8100405_200812943 | node_8100405_200812945 | 82.438 | bal_3P_477AL_2CU(N) | 8100405 | no | no |  |  | no |  |  | 0 | 0 | 0 | 0
oh_line_8100405_200812947 |  | ABCN | node_8100405_200812945 | node_8100405_200812947 | 112.448 | bal_3P_4CU_4CU(N) | 8100405 | no | no |  |  | no |  |  | 0 | 0 | 0 | 0
oh_line_8100405_200812949 |  | ABCN | node_8100405_200812947 | node_8100405_200812949 | 89.69 | bal_3P_4CU_4CU(N) | 8100405 | no | no |  |  | no |  |  | 0 | 0 | 0 | 0
oh_line_8100405_200812951 |  | ABCN | node_8100405_200812949 | node_8100405_200812951 | 78.28 | bal_3P_4CU_4CU(N) | 8100405 | no | no |  |  | no |  |  | 0 | 0 | 0 | 0
oh_line_8100405_200812953 |  | ABCN | node_8100405_200812951 | node_8100405_200812953 | 228.631 | bal_3P_1/0AA_1/0AA(N) | 8100405 | no | no |  |  | no |  |  | 0 | 0 | 0 | 0
oh_line_8100405_200812955 |  | AN | node_8100405_201059670 | node_8100405_200812955 | 63.321 | bal_1P_1/0AC_1/0AC(N) | 8100405 | no | no |  |  | no |  |  | 0 | 0 | 0 | 0
oh_line_8100405_200812956 |  | ABCN | node_8100405_200812907 | node_8100405_200812956 | 95.201 | bal_3P_1/0AA_4/0AC(N) | 8100405 | no | no |  |  | no |  |  | 0 | 0 | 0 | 0
oh_line_8100405_200812958 |  | ABCN | node_8100405_200812956 | node_8100405_200812958 | 103.278 | bal_3P_1/0AA_4/0AC(N) | 8100405 | no | no |  |  | no |  |  | 0 | 0 | 0 | 0
oh_line_8100405_200812959 |  | ABCN | node_8100405_200812958 | node_8100405_200812959 | 79.842 | bal_3P_1/0AA_4/0AC(N) | 8100405 | no | no |  |  | no |  |  | 0 | 0 | 0 | 0
oh_line_8100405_200812960 |  | AN | node_8100405_200812961 | node_8100405_200812960 | 134.229 | bal_1P_1/0AC_2/0CU(N) | 8100405 | no | no |  |  | no |  |  | 0 | 0 | 0 | 0
oh_line_8100405_200812961 |  | AN | node_8100405_200812962 | node_8100405_200812961 | 116.754 | bal_1P_1/0AC_2/0CU(N) | 8100405 | no | no |  |  | no |  |  | 0 | 0 | 0 | 0
oh_line_8100405_200812962 |  | ABCN | node_8100405_200812980 | node_8100405_200812962 | 121.667 | bal_3P_477AL_2/0CU(N) | 8100405 | no | no |  |  | no |  |  | 0 | 0 | 0 | 0
oh_line_8100405_200812963 |  | ABCN | node_8100405_200812962 | node_8100405_200812963 | 49.716 | bal_3P_477AL_4/0AL(N) | 8100405 | no | no |  |  | no |  |  | 0 | 0 | 0 | 0
oh_line_8100405_200812964 |  | ABCN | node_8100405_200812963 | node_8100405_200812964 | 120.549 | bal_3P_477AL_4/0AL(N) | 8100405 | no | no |  |  | no |  |  | 0 | 0 | 0 | 0
oh_line_8100405_200812965 |  | ABCN | node_8100405_200812964 | node_8100405_200812965 | 125.142 | bal_3P_477AL_4/0AL(N) | 8100405 | no | no |  |  | no |  |  | 0 | 0 | 0 | 0
oh_line_8100405_200812966 |  | ABCN | node_SOURCE_8100405 | node_8100405_200812966 | 800.242 | bal_3P_477AL_477AL(N) | 8100405 | no | no |  |  | no |  |  | 0 | 0 | 0 | 0
oh_line_8100405_200812969 |  | ABCN | node_8100405_200975625 | node_intto1_8100405_200812969 | 9.421 | bal_3P_477AL_2CU(N) | 8100405 | no | no |  |  | no |  |  | 0 | 0 | 0 | 0
oh_line_8100405_200812974 |  | ABCN | node_8100405_200812969 | node_8100405_200812974 | 156.103 | bal_3P_477AL_4/0AL(N) | 8100405 | no | no |  |  | no |  |  | 0 | 0 | 0 | 0
oh_line_8100405_200812975 |  | ABCN | node_8100405_200812974 | node_8100405_200812975 | 145.215 | bal_3P_477AL_4/0AL(N) | 8100405 | no | no |  |  | no |  |  | 0 | 0 | 0 | 0
oh_line_8100405_200812977 |  | ABCN | node_8100405_201053935 | node_8100405_200812977 | 133.788 | bal_3P_477AL_4/0AL(N) | 8100405 | no | no |  |  | no |  |  | 0 | 0 | 0 | 0
oh_line_8100405_200812978 |  | ABCN | node_8100405_200812977 | node_8100405_200812978 | 148.733 | bal_3P_477AL_4/0AA(N) | 8100405 | no | no |  |  | no |  |  | 0 | 0 | 0 | 0
oh_line_8100405_200812979 |  | ABCN | node_8100405_200812978 | node_8100405_200812979 | 175.967 | bal_3P_477AL_2/0CU(N) | 8100405 | no | no |  |  | no |  |  | 0 | 0 | 0 | 0
oh_line_8100405_200812980 |  | ABCN | node_8100405_200812979 | node_8100405_200812980 | 19.289 | bal_3P_477AL_2/0CU(N) | 8100405 | no | no |  |  | no |  |  | 0 | 0 | 0 | 0
oh_line_8100405_200812981 |  | AN | node_8100405_200812913 | node_intto1_8100405_200812981 | 86.736 | bal_1P_1/0AC_2CU(N) | 8100405 | no | no |  |  | no |  |  | 0 | 0 | 0 | 0
oh_line_8100405_200812982 |  | AN | node_8100405_200812981 | node_8100405_200812982 | 76.804 | bal_1P_1/0AC_2CU(N) | 8100405 | no | no |  |  | no |  |  | 0 | 0 | 0 | 0
oh_line_8100405_200812986 |  | AN | node_8100405_200812982 | node_8100405_200812986 | 84.597 | bal_1P_1/0AC_2CU(N) | 8100405 | no | no |  |  | no |  |  | 0 | 0 | 0 | 0
oh_line_8100405_200812999 |  | ABN | node_8100405_200812926 | node_intto1_8100405_200812999 | 59.876 | bal_2P_4CU_1/0AC(N) | 8100405 | no | no |  |  | no |  |  | 0 | 0 | 0 | 0
oh_line_8100405_200813000 |  | ABN | node_8100405_200812999 | node_8100405_200813000 | 98.512 | bal_2P_4CU_1/0AC(N) | 8100405 | no | no |  |  | no |  |  | 0 | 0 | 0 | 0
oh_line_8100405_200813001 |  | AN | node_8100405_200813000 | node_8100405_200813001 | 90.168 | bal_1P_1/0AA_1/0AA(N) | 8100405 | no | no |  |  | no |  |  | 0 | 0 | 0 | 0
oh_line_8100405_200813002 |  | AN | node_8100405_200813001 | node_8100405_200813002 | 76.283 | bal_1P_1/0AA_4/0AC(N) | 8100405 | no | no |  |  | no |  |  | 0 | 0 | 0 | 0
oh_line_8100405_200813007 |  | ABCN | node_8100405_200812933 | node_intto1_8100405_200813007 | 111.991 | bal_3P_1/0AA_4/0AL(N) | 8100405 | no | no |  |  | no |  |  | 0 | 0 | 0 | 0
oh_line_8100405_200813008 |  | ABCN | node_8100405_200813007 | node_8100405_200813008 | 121.28 | bal_3P_1/0AA_4/0AL(N) | 8100405 | no | no |  |  | no |  |  | 0 | 0 | 0 | 0
oh_line_8100405_200813010 |  | ABCN | node_8100405_200813008 | node_8100405_200813010 | 118.375 | bal_3P_1/0AA_4/0AL(N) | 8100405 | no | no |  |  | no |  |  | 0 | 0 | 0 | 0
oh_line_8100405_200813012 |  | ABN | node_8100405_200963626 | node_8100405_200813012 | 106.205 | bal_2P_4CU_4/0AL(N) | 8100405 | no | no |  |  | no |  |  | 0 | 0 | 0 | 0
oh_line_8100405_200813013 |  | ABN | node_8100405_200813012 | node_8100405_200813013 | 110.966 | bal_2P_4CU_4/0AL(N) | 8100405 | no | no |  |  | no |  |  | 0 | 0 | 0 | 0
oh_line_8100405_200813014 |  | AN | node_8100405_200813013 | node_8100405_200813014 | 86.749 | bal_1P_4/0AL_4/0AL(N) | 8100405 | no | no |  |  | no |  |  | 0 | 0 | 0 | 0
oh_line_8100405_200813018 |  | AN | node_8100405_200813019 | node_8100405_200813018 | 90.898 | bal_1P_1/0AC_4/0AL(N) | 8100405 | no | no |  |  | no |  |  | 0 | 0 | 0 | 0
oh_line_8100405_200813019 |  | AN | node_8100405_200813020 | node_8100405_200813019 | 113.031 | bal_1P_1/0AC_4/0AL(N) | 8100405 | no | no |  |  | no |  |  | 0 | 0 | 0 | 0
oh_line_8100405_200813020 |  | AN | node_8100405_200813021 | node_8100405_200813020 | 104.136 | bal_1P_4CU_1/0AC(N) | 8100405 | no | no |  |  | no |  |  | 0 | 0 | 0 | 0
oh_line_8100405_200813021 |  | AN | node_8100405_200813022 | node_8100405_200813021 | 131.296 | bal_1P_4CU_1/0AC(N) | 8100405 | no | no |  |  | no |  |  | 0 | 0 | 0 | 0
oh_line_8100405_200813022 |  | AN | node_8100405_200813023 | node_8100405_200813022 | 95.821 | bal_1P_4CU_1/0AC(N) | 8100405 | no | no |  |  | no |  |  | 0 | 0 | 0 | 0
oh_line_8100405_200813023 |  | AN | node_8100405_200813013 | node_8100405_200813023 | 32.85 | bal_1P_1/0AA_1/0AA(N) | 8100405 | no | no |  |  | no |  |  | 0 | 0 | 0 | 0
oh_line_8100405_200813024 |  | ABCN | node_8100405_200813037 | node_8100405_200813024 | 31.608 | bal_3P_1/0AC_4CU(N) | 8100405 | no | no |  |  | no |  |  | 0 | 0 | 0 | 0
oh_line_8100405_200813025 |  | ABCN | node_8100405_200813024 | node_8100405_200813025 | 157.966 | bal_3P_1/0AC_2/0CU(N) | 8100405 | no | no |  |  | no |  |  | 0 | 0 | 0 | 0
oh_line_8100405_200813026 |  | ABCN | node_8100405_200813025 | node_8100405_200813026 | 142.776 | bal_3P_1/0AC_4/0AL(N) | 8100405 | no | no |  |  | no |  |  | 0 | 0 | 0 | 0
oh_line_8100405_200813030 |  | ABCN | node_8100405_200813045 | node_8100405_200813030 | 79.116 | bal_3P_2CU_2CU(N) | 8100405 | no | no |  |  | no |  |  | 0 | 0 | 0 | 0
oh_line_8100405_200813031 |  | ABCN | node_8100405_200813030 | node_8100405_200813031 | 121.807 | bal_3P_2CU_2CU(N) | 8100405 | no | no |  |  | no |  |  | 0 | 0 | 0 | 0
oh_line_8100405_200813036 |  | ABCN | node_8100405_200813029 | node_intto1_8100405_200813036 | 110.337 | bal_3P_477AL_2/0CU(N) | 8100405 | no | no |  |  | no |  |  | 0 | 0 | 0 | 0
oh_line_8100405_200813037 |  | ABCN | node_8100405_200813036 | node_8100405_200813037 | 119.247 | bal_3P_477AL_2/0CU(N) | 8100405 | no | no |  |  | no |  |  | 0 | 0 | 0 | 0
oh_line_8100405_200813039 |  | ABCN | node_8100405_200813037 | node_8100405_200813039 | 101.307 | bal_3P_477AL_2/0CU(N) | 8100405 | no | no |  |  | no |  |  | 0 | 0 | 0 | 0
oh_line_8100405_200813041 |  | ABCN | node_8100405_200813039 | node_8100405_200813041 | 118.496 | bal_3P_477AL_2/0CU(N) | 8100405 | no | no |  |  | no |  |  | 0 | 0 | 0 | 0
oh_line_8100405_200813042 |  | ABCN | node_8100405_200813041 | node_8100405_200813042 | 127.786 | bal_3P_477AL_2/0CU(N) | 8100405 | no | no |  |  | no |  |  | 0 | 0 | 0 | 0
oh_line_8100405_200813043 |  | ABCN | node_8100405_200813042 | node_8100405_200813043 | 120.537 | bal_3P_2CU_2CU(N) | 8100405 | no | no |  |  | no |  |  | 0 | 0 | 0 | 0
oh_line_8100405_200813044 |  | ABCN | node_8100405_200813043 | node_intto1_8100405_200813044 | 101.727 | bal_3P_2CU_2CU(N) | 8100405 | no | no |  |  | no |  |  | 0 | 0 | 0 | 0
oh_line_8100405_200813045 |  | ABCN | node_8100405_200813044 | node_8100405_200813045 | 151.369 | bal_3P_2CU_2CU(N) | 8100405 | no | no |  |  | no |  |  | 0 | 0 | 0 | 0
oh_line_8100405_200813063 |  | ABCN | node_8100405_201014705 | node_8100405_200813063 | 73.556 | bal_3P_477AL_2/0CU(N) | 8100405 | no | no |  |  | no |  |  | 0 | 0 | 0 | 0
oh_line_8100405_200813064 |  | ABCN | node_8100405_200813063 | node_8100405_200813064 | 161.172 | bal_3P_1/0AC_1/0AC(N) | 8100405 | no | no |  |  | no |  |  | 0 | 0 | 0 | 0
oh_line_8100405_200813065 |  | ABCN | node_8100405_201014705 | node_8100405_200813065 | 79.734 | bal_3P_477AL_2/0CU(N) | 8100405 | no | no |  |  | no |  |  | 0 | 0 | 0 | 0
oh_line_8100405_200813067 |  | ABCN | node_8100405_200813065 | node_8100405_200813067 | 107.508 | bal_3P_2/0CU_2/0CU(N) | 8100405 | no | no |  |  | no |  |  | 0 | 0 | 0 | 0
oh_line_8100405_200813069 |  | ABCN | node_8100405_200813067 | node_8100405_200813069 | 120.597 | bal_3P_2/0CU_2/0CU(N) | 8100405 | no | no |  |  | no |  |  | 0 | 0 | 0 | 0
oh_line_8100405_200813070 |  | ABCN | node_8100405_200813069 | node_8100405_200813070 | 103.729 | bal_3P_2/0CU_2/0CU(N) | 8100405 | no | no |  |  | no |  |  | 0 | 0 | 0 | 0
oh_line_8100405_200813071 |  | ABCN | node_8100405_200813070 | node_8100405_200813071 | 46.683 | bal_3P_1/0AC_1/0AC(N) | 8100405 | no | no |  |  | no |  |  | 0 | 0 | 0 | 0
oh_line_8100405_200813072 |  | ABCN | node_8100405_200813070 | node_8100405_200813072 | 148.531 | bal_3P_2/0CU_2/0CU(N) | 8100405 | no | no |  |  | no |  |  | 0 | 0 | 0 | 0
oh_line_8100405_200813076 |  | ABCN | node_8100405_200813072 | node_8100405_200813076 | 97.923 | bal_3P_2/0CU_2/0CU(N) | 8100405 | no | no |  |  | no |  |  | 0 | 0 | 0 | 0
oh_line_8100405_200813079 |  | ABCN | node_8100405_200952766 | node_intto1_8100405_200813079 | 69.522 | bal_3P_1/0AA_1/0AA(N) | 8100405 | no | no |  |  | no |  |  | 0 | 0 | 0 | 0
oh_line_8100405_200813080 |  | ABCN | node_8100405_200813082 | node_8100405_200813080 | 20.563 | bal_3P_4CU_1/0AC(N) | 8100405 | no | no |  |  | no |  |  | 0 | 0 | 0 | 0
oh_line_8100405_200813081 |  | ABCN | node_8100405_200813079 | node_8100405_200813081 | 82.624 | bal_3P_1/0AA_1/0AA(N) | 8100405 | no | no |  |  | no |  |  | 0 | 0 | 0 | 0
oh_line_8100405_200813082 |  | ABCN | node_8100405_200813081 | node_8100405_200813082 | 42.64 | bal_3P_4CU_1/0AC(N) | 8100405 | no | no |  |  | no |  |  | 0 | 0 | 0 | 0
oh_line_8100405_200813096 |  | ABCN | node_8100405_200812794 | node_8100405_200813096 | 86.443 | bal_3P_477AL_2/0CU(N) | 8100405 | no | no |  |  | no |  |  | 0 | 0 | 0 | 0
oh_line_8100405_200813097 |  | ABCN | node_8100405_200813096 | node_8100405_200813097 | 68.987 | bal_3P_477AL_2/0CU(N) | 8100405 | no | no |  |  | no |  |  | 0 | 0 | 0 | 0
oh_line_8100405_200813098 |  | ABCN | node_8100405_200813143 | node_8100405_200813098 | 101.786 | bal_3P_477AL_4/0AL(N) | 8100405 | no | no |  |  | no |  |  | 0 | 0 | 0 | 0
oh_line_8100405_200813099 |  | ABCN | node_8100405_200813098 | node_8100405_200813099 | 107.28 | bal_3P_477AL_4/0AL(N) | 8100405 | no | no |  |  | no |  |  | 0 | 0 | 0 | 0
oh_line_8100405_200813101 |  | ABCN | node_8100405_200813099 | node_8100405_200813101 | 124.952 | bal_3P_477AL_4/0AL(N) | 8100405 | no | no |  |  | no |  |  | 0 | 0 | 0 | 0
oh_line_8100405_200813103 |  | ABCN | node_8100405_200813101 | node_8100405_200813103 | 77.88 | bal_3P_477AL_4/0AL(N) | 8100405 | no | no |  |  | no |  |  | 0 | 0 | 0 | 0
oh_line_8100405_200813104-1 |  | ABCN | node_1390550_007_15291439_171 | node_8100405_200813104 | 96.399 | bal_3P_477AL_4/0AL(N) | 8100405 | no | no |  |  | no |  |  | 0 | 0 | 0 | 0
oh_line_8100405_200813104-2 |  | ABCN | node_8100405_200813103 | node_1390550_007_15291439_171 | 6.717 | bal_3P_477AL_4/0AL(N) | 8100405 | no | no |  |  | no |  |  | 0 | 0 | 0 | 0
oh_line_8100405_200813105 |  | ABCN | node_8100405_200813104 | node_8100405_200813105 | 63.563 | bal_3P_477AL_4/0AL(N) | 8100405 | no | no |  |  | no |  |  | 0 | 0 | 0 | 0
oh_line_8100405_200813106 |  | ABCN | node_8100405_200813105 | node_8100405_200813106 | 77.845 | bal_3P_1/0AA_4/0AL(N) | 8100405 | no | no |  |  | no |  |  | 0 | 0 | 0 | 0
oh_line_8100405_200813111 |  | ABCN | node_8100405_311881179 | node_8100405_200813111 | 62.774 | bal_3P_1/0AC_1/0AA(N) | 8100405 | no | no |  |  | no |  |  | 0 | 0 | 0 | 0
oh_line_8100405_200813112 |  | ABCN | node_8100405_200813097 | node_8100405_200813112 | 101.725 | bal_3P_477AL_477AL(N) | 8100405 | no | no |  |  | no |  |  | 0 | 0 | 0 | 0
oh_line_8100405_200813114 |  | ABN | node_8100405_200987600 | node_intto1_8100405_200813114 | 97.993 | bal_2P_1/0AC_4/0AL(N) | 8100405 | no | no |  |  | no |  |  | 0 | 0 | 0 | 0
oh_line_8100405_200813115 |  | AN | node_8100405_200813114 | node_8100405_200813115 | 130.311 | bal_1P_1/0AC_4/0AL(N) | 8100405 | no | no |  |  | no |  |  | 0 | 0 | 0 | 0
oh_line_8100405_200813120 |  | AN | node_8100405_200813115 | node_8100405_200813120 | 106.635 | bal_1P_1/0AC_4/0AL(N) | 8100405 | no | no |  |  | no |  |  | 0 | 0 | 0 | 0
oh_line_8100405_200813121 |  | AN | node_8100405_200813120 | node_8100405_200813121 | 108.052 | bal_1P_1/0AC_4/0AL(N) | 8100405 | no | no |  |  | no |  |  | 0 | 0 | 0 | 0
oh_line_8100405_200813129 |  | ABCN | node_8100405_200813112 | node_8100405_200813129 | 103.724 | bal_3P_477AL_2/0CU(N) | 8100405 | no | no |  |  | no |  |  | 0 | 0 | 0 | 0
oh_line_8100405_200813135 |  | ABCN | node_8100405_200813129 | node_8100405_200813135 | 107.312 | bal_3P_477AL_2/0CU(N) | 8100405 | no | no |  |  | no |  |  | 0 | 0 | 0 | 0
oh_line_8100405_200813136 |  | ABCN | node_8100405_200813135 | node_8100405_200813136 | 46.272 | bal_3P_1/0AC_1/0AC(N) | 8100405 | no | no |  |  | no |  |  | 0 | 0 | 0 | 0
oh_line_8100405_200813137 |  | ABCN | node_8100405_200813135 | node_8100405_200813137 | 111.959 | bal_3P_477AL_2/0CU(N) | 8100405 | no | no |  |  | no |  |  | 0 | 0 | 0 | 0
oh_line_8100405_200813138 |  | ABCN | node_8100405_200813137 | node_8100405_200813138 | 87.792 | bal_3P_477AL_2/0CU(N) | 8100405 | no | no |  |  | no |  |  | 0 | 0 | 0 | 0
oh_line_8100405_200813139 |  | ABCN | node_8100405_200813138 | node_8100405_200813139 | 51.187 | bal_3P_477AL_4/0AL(N) | 8100405 | no | no |  |  | no |  |  | 0 | 0 | 0 | 0
oh_line_8100405_200813142 |  | ABCN | node_8100405_200813139 | node_8100405_200813142 | 80.789 | bal_3P_477AL_4/0AL(N) | 8100405 | no | no |  |  | no |  |  | 0 | 0 | 0 | 0
oh_line_8100405_200813143 |  | ABCN | node_8100405_200813142 | node_8100405_200813143 | 67.807 | bal_3P_477AL_4/0AL(N) | 8100405 | no | no |  |  | no |  |  | 0 | 0 | 0 | 0
oh_line_8100405_200813232 |  | AN | node_8100405_200813233 | node_8100405_200813232 | 112.566 | bal_1P_1/0AC_1/0AC(N) | 8100405 | no | no |  |  | no |  |  | 0 | 0 | 0 | 0
oh_line_8100405_200813233 |  | AN | node_8100405_200813234 | node_8100405_200813233 | 66.484 | bal_1P_1/0AC_1/0AC(N) | 8100405 | no | no |  |  | no |  |  | 0 | 0 | 0 | 0
oh_line_8100405_200813234 |  | AN | node_8100405_200948192 | node_8100405_200813234 | 94.72 | bal_1P_1/0AC_1/0AC(N) | 8100405 | no | no |  |  | no |  |  | 0 | 0 | 0 | 0
oh_line_8100405_200813288 |  | ABN | node_8100405_200814086 | node_8100405_200813288 | 68.834 | bal_2P_1/0AC_4CU(N) | 8100405 | no | no |  |  | no |  |  | 0 | 0 | 0 | 0
oh_line_8100405_200813294 |  | AN | node_8100405_200948196 | node_8100405_200813294 | 133.256 | bal_1P_1/0AC_4CU(N) | 8100405 | no | no |  |  | no |  |  | 0 | 0 | 0 | 0
oh_line_8100405_200813296 |  | AN | node_8100405_200813298 | node_8100405_200813296 | 107.863 | bal_1P_1/0AC_4CU(N) | 8100405 | no | no |  |  | no |  |  | 0 | 0 | 0 | 0
oh_line_8100405_200813298 |  | AN | node_8100405_200813288 | node_8100405_200813298 | 80.199 | bal_1P_1/0AC_4CU(N) | 8100405 | no | no |  |  | no |  |  | 0 | 0 | 0 | 0
oh_line_8100405_200813491 |  | ABCN | node_8100405_200813506 | node_intto1_8100405_200813491 | 154.636 | bal_3P_477AL_2/0CU(N) | 8100405 | no | no |  |  | no |  |  | 0 | 0 | 0 | 0
oh_line_8100405_200813506 |  | ABCN | node_8100405_200813517 | node_8100405_200813506 | 90.057 | bal_3P_477AL_2/0CU(N) | 8100405 | no | no |  |  | no |  |  | 0 | 0 | 0 | 0
oh_line_8100405_200813517 |  | ABCN | node_8100405_200813528 | node_8100405_200813517 | 74.991 | bal_3P_477AL_4/0AL(N) | 8100405 | no | no |  |  | no |  |  | 0 | 0 | 0 | 0
oh_line_8100405_200813528 |  | ABCN | node_8100405_200813530 | node_8100405_200813528 | 59.974 | bal_3P_477AL_4/0AL(N) | 8100405 | no | no |  |  | no |  |  | 0 | 0 | 0 | 0
oh_line_8100405_200813530 |  | ABCN | node_8100405_200813551 | node_8100405_200813530 | 68.665 | bal_3P_477AL_4/0AL(N) | 8100405 | no | no |  |  | no |  |  | 0 | 0 | 0 | 0
oh_line_8100405_200813551 |  | ABCN | node_8100405_200813568 | node_8100405_200813551 | 95.983 | bal_3P_477AL_4/0AL(N) | 8100405 | no | no |  |  | no |  |  | 0 | 0 | 0 | 0
oh_line_8100405_200813568 |  | ABCN | node_8100405_200813105 | node_8100405_200813568 | 74.244 | bal_3P_477AL_2/0CU(N) | 8100405 | no | no |  |  | no |  |  | 0 | 0 | 0 | 0
oh_line_8100405_200813720 |  | ABCN | node_8100405_200813076 | node_8100405_200813720 | 136.454 | bal_3P_1/0AC_2CU_(N) | 8100405 | no | no |  |  | no |  |  | 0 | 0 | 0 | 0
oh_line_8100405_200814066 |  | ABCN | node_8100405_200812858 | node_8100405_200814066 | 69.828 | bal_3P_1/0AC_1/0AC(N) | 8100405 | no | no |  |  | no |  |  | 0 | 0 | 0 | 0
oh_line_8100405_200814067 |  | ABCN | node_8100405_200814088 | node_8100405_200814067 | 78.66 | bal_3P_1/0AC_1/0AC(N) | 8100405 | no | no |  |  | no |  |  | 0 | 0 | 0 | 0
oh_line_8100405_200814079 |  | ABCN | node_8100405_200814066 | node_intto1_8100405_200814079 | 90.475 | bal_3P_1/0AC_1/0AC(N) | 8100405 | no | no |  |  | no |  |  | 0 | 0 | 0 | 0
oh_line_8100405_200814081 |  | ABCN | node_8100405_200814079 | node_8100405_200814081 | 88.586 | bal_3P_1/0AC_1/0AC(N) | 8100405 | no | no |  |  | no |  |  | 0 | 0 | 0 | 0
oh_line_8100405_200814082 |  | ABCN | node_8100405_200814081 | node_8100405_200814082 | 127.472 | bal_3P_1/0AC_1/0AC(N) | 8100405 | no | no |  |  | no |  |  | 0 | 0 | 0 | 0
oh_line_8100405_200814083 |  | ABCN | node_8100405_200814082 | node_8100405_200814083 | 112.716 | bal_3P_1/0AC_1/0AC(N) | 8100405 | no | no |  |  | no |  |  | 0 | 0 | 0 | 0
oh_line_8100405_200814084 |  | ABCN | node_8100405_200814083 | node_8100405_200814084 | 138.758 | bal_3P_1/0AC_1/0AC(N) | 8100405 | no | no |  |  | no |  |  | 0 | 0 | 0 | 0
oh_line_8100405_200814085 |  | ABCN | node_8100405_200814084 | node_8100405_200814085 | 110.113 | bal_3P_1/0AC_1/0AC(N) | 8100405 | no | no |  |  | no |  |  | 0 | 0 | 0 | 0
oh_line_8100405_200814086 |  | ABCN | node_8100405_200814085 | node_8100405_200814086 | 86.041 | bal_3P_1/0AC_1/0AC(N) | 8100405 | no | no |  |  | no |  |  | 0 | 0 | 0 | 0
oh_line_8100405_200814087 |  | ABCN | node_8100405_200814086 | node_8100405_200814087 | 29.467 | bal_3P_1/0AA_1/0AA(N) | 8100405 | no | no |  |  | no |  |  | 0 | 0 | 0 | 0
oh_line_8100405_200814088 |  | ABCN | node_8100405_200814086 | node_8100405_200814088 | 107.921 | bal_3P_1/0AC_1/0AC(N) | 8100405 | no | no |  |  | no |  |  | 0 | 0 | 0 | 0
oh_line_8100405_200814885 |  | ABCN | node_8100405_200814904 | node_intto1_8100405_200814885 | 55.032 | bal_3P_WYECUST | 8100405 | no | no |  |  | no |  |  | 0 | 0 | 0 | 0
oh_line_8100405_200814886 |  | ABCN | node_8100405_200814902 | node_8100405_200814886 | 109.619 | bal_3P_4/0AL_2/0CU(N) | 8100405 | no | no |  |  | no |  |  | 0 | 0 | 0 | 0
oh_line_8100405_200814887 |  | ABCN | node_8100405_200814886 | node_8100405_200814887 | 32.811 | bal_3P_4/0AL_4/0AL(N) | 8100405 | no | no |  |  | no |  |  | 0 | 0 | 0 | 0
oh_line_8100405_200814888 |  | AN | node_8100405_200814911 | node_8100405_200814888 | 112.298 | bal_1P_4CU_2/0CU(N) | 8100405 | no | no |  |  | no |  |  | 0 | 0 | 0 | 0
oh_line_8100405_200814889 |  | AN | node_8100405_200814888 | node_8100405_200814889 | 99.094 | bal_1P_4CU_2/0CU(N) | 8100405 | no | no |  |  | no |  |  | 0 | 0 | 0 | 0
oh_line_8100405_200814902 |  | ABCN | node_8100405_200814904 | node_8100405_200814902 | 116.814 | bal_3P_4/0AL_2/0CU(N) | 8100405 | no | no |  |  | no |  |  | 0 | 0 | 0 | 0
oh_line_8100405_200814903 |  | AN | node_8100405_200813294 | node_8100405_200814903 | 63.974 | bal_1P_1/0AC_4CU(N) | 8100405 | no | no |  |  | no |  |  | 0 | 0 | 0 | 0
oh_line_8100405_200814904 |  | ABCN | node_8100405_200814905 | node_8100405_200814904 | 130.802 | bal_3P_4/0AL_2/0CU(N) | 8100405 | no | no |  |  | no |  |  | 0 | 0 | 0 | 0
oh_line_8100405_200814905 |  | ABCN | node_8100405_200814906 | node_intto1_8100405_200814905 | 117.197 | bal_3P_4/0AL_2/0CU(N) | 8100405 | no | no |  |  | no |  |  | 0 | 0 | 0 | 0
oh_line_8100405_200814906 |  | ABCN | node_8100405_200812803 | node_8100405_200814906 | 53.372 | bal_3P_1/0AC_2/0CU(N) | 8100405 | no | no |  |  | no |  |  | 0 | 0 | 0 | 0
oh_line_8100405_200814907 |  | ABN | node_8100405_200812803 | node_8100405_200814907 | 34.356 | bal_2P_1/0AC_2/0CU(N) | 8100405 | no | no |  |  | no |  |  | 0 | 0 | 0 | 0
oh_line_8100405_200814908 |  | ABN | node_8100405_200814907 | node_intto1_8100405_200814908 | 162.012 | bal_2P_4CU_4CU(N) | 8100405 | no | no |  |  | no |  |  | 0 | 0 | 0 | 0
oh_line_8100405_200814909 |  | ABN | node_8100405_200814908 | node_8100405_200814909 | 127.404 | bal_2P_4CU_4CU(N) | 8100405 | no | no |  |  | no |  |  | 0 | 0 | 0 | 0
oh_line_8100405_200814910 |  | ABN | node_8100405_200814909 | node_8100405_200814910 | 51.818 | bal_2P_4CU_4CU(N) | 8100405 | no | no |  |  | no |  |  | 0 | 0 | 0 | 0
oh_line_8100405_200814911 |  | AN | node_8100405_200814910 | node_8100405_200814911 | 75.358 | bal_1P_4CU_2/0CU(N) | 8100405 | no | no |  |  | no |  |  | 0 | 0 | 0 | 0
oh_line_8100405_200815105 |  | ABN | node_8100405_200815107 | node_8100405_200815105 | 192.214 | bal_2P_1/0AC_4/0AL(N) | 8100405 | no | no |  |  | no |  |  | 0 | 0 | 0 | 0
oh_line_8100405_200815107 |  | ABCN | node_8100405_200815110 | node_8100405_200815107 | 106.487 | bal_3P_1/0AC_4CU(N) | 8100405 | no | no |  |  | no |  |  | 0 | 0 | 0 | 0
oh_line_8100405_200815110 |  | ABCN | node_8100405_200815111 | node_8100405_200815110 | 91.979 | bal_3P_4CU_4CU(N) | 8100405 | no | no |  |  | no |  |  | 0 | 0 | 0 | 0
oh_line_8100405_200815111 |  | ABCN | node_8100405_200812930 | node_intto1_8100405_200815111 | 126.068 | bal_3P_4CU_4CU(N) | 8100405 | no | no |  |  | no |  |  | 0 | 0 | 0 | 0
oh_line_8100405_200948192 |  | ABCN | node_8100405_200813031 | node_8100405_200948192 | 75.602 | bal_3P_2CU_2CU(N) | 8100405 | no | no |  |  | no |  |  | 0 | 0 | 0 | 0
oh_line_8100405_200948193 |  | ABCN | node_8100405_200963348 | node_8100405_200948193 | 118.664 | bal_3P_2CU_2CU(N) | 8100405 | no | no |  |  | no |  |  | 0 | 0 | 0 | 0
oh_line_8100405_200948194 |  | ABCN | node_8100405_200948193 | node_8100405_200948194 | 97.132 | bal_3P_2CU_2CU(N) | 8100405 | no | no |  |  | no |  |  | 0 | 0 | 0 | 0
oh_line_8100405_200948196 |  | AN | node_8100405_200813296 | node_8100405_200948196 | 93.274 | bal_1P_1/0AC_4CU(N) | 8100405 | no | no |  |  | no |  |  | 0 | 0 | 0 | 0
oh_line_8100405_200951438 |  | ABCN | node_8100405_200812805 | node_8100405_200951438 | 99.816 | bal_3P_4/0CU_2/0CU(N) | 8100405 | no | no |  |  | no |  |  | 0 | 0 | 0 | 0
oh_line_8100405_200952766 |  | ABCN | node_8100405_310035954 | node_8100405_200952766 | 114.014 | bal_3P_1/0AA_1/0AA(N) | 8100405 | no | no |  |  | no |  |  | 0 | 0 | 0 | 0
oh_line_8100405_200963348 |  | ABCN | node_8100405_200948192 | node_8100405_200963348 | 109.339 | bal_3P_2CU_2CU(N) | 8100405 | no | no |  |  | no |  |  | 0 | 0 | 0 | 0
oh_line_8100405_200963626 |  | ABN | node_8100405_200813010 | node_8100405_200963626 | 111.626 | bal_2P_4CU_4/0AL(N) | 8100405 | no | no |  |  | no |  |  | 0 | 0 | 0 | 0
oh_line_8100405_200967502 |  | ABCN | node_8100405_200813076 | node_8100405_200967502 | 142.546 | bal_3P_1/0AA_1/0AA(N) | 8100405 | no | no |  |  | no |  |  | 0 | 0 | 0 | 0
oh_line_8100405_200975625 |  | ABCN | node_8100405_200812966 | node_8100405_200975625 | 140.47 | bal_3P_477AL_2CU(N) | 8100405 | no | no |  |  | no |  |  | 0 | 0 | 0 | 0
oh_line_8100405_200987526 |  | ABCN | node_8100405_200813111 | node_8100405_200987526 | 52.177 | bal_3P_1/0AA_1/0AA(N) | 8100405 | no | no |  |  | no |  |  | 0 | 0 | 0 | 0
oh_line_8100405_200987527 |  | ABCN | node_8100405_200813106 | node_8100405_200987527 | 135.064 | bal_3P_1/0AA_4/0AL(N) | 8100405 | no | no |  |  | no |  |  | 0 | 0 | 0 | 0
oh_line_8100405_200987600 |  | ABCN | node_8100405_200813111 | node_8100405_200987600 | 88.395 | bal_3P_1/0AA_4/0AL(N) | 8100405 | no | no |  |  | no |  |  | 0 | 0 | 0 | 0
oh_line_8100405_201014705 |  | ABCN | node_8100405_200813491 | node_8100405_201014705 | 69.683 | bal_3P_477AL_2/0CU(N) | 8100405 | no | no |  |  | no |  |  | 0 | 0 | 0 | 0
oh_line_8100405_201018771 |  | ABCN | node_8100405_200812923 | node_8100405_201018771 | 73.515 | bal_3P_477AL_2/0CU(N) | 8100405 | no | no |  |  | no |  |  | 0 | 0 | 0 | 0
oh_line_8100405_201039984 |  | ABCN | node_8100405_200812935 | node_8100405_201039984 | 94.514 | bal_3P_477AL_2CU(N) | 8100405 | no | no |  |  | no |  |  | 0 | 0 | 0 | 0
oh_line_8100405_201053935 |  | ABCN | node_8100405_200812975 | node_8100405_201053935 | 154.844 | bal_3P_477AL_4/0AL(N) | 8100405 | no | no |  |  | no |  |  | 0 | 0 | 0 | 0
oh_line_8100405_201059670 |  | ABN | node_8100405_200812953 | node_8100405_201059670 | 127.589 | bal_2P_2CU_1/0AC(N) | 8100405 | no | no |  |  | no |  |  | 0 | 0 | 0 | 0
oh_line_8100405_201062687 |  | ABCN | node_8100405_200812860 | node_8100405_201062687 | 119.116 | bal_3P_2CU_2CU(N) | 8100405 | no | no |  |  | no |  |  | 0 | 0 | 0 | 0
oh_line_8100405_310008117 |  | ABCD | node_8100405_200813720 | node_8100405_310008117 | 67.503 | bal_3P_1/0AC | 8100405 | no | no |  |  | no |  |  | 0 | 0 | 0 | 0
oh_line_8100405_310035954 |  | ABCN | node_8100405_200967502 | node_8100405_310035954 | 68.844 | bal_3P_1/0AA_1/0AA(N) | 8100405 | no | no |  |  | no |  |  | 0 | 0 | 0 | 0
oh_line_8100405_311881179 |  | ABCN | node_8100405_200987527 | node_8100405_311881179 | 48.37 | bal_3P_1/0AC_1/0AC(N) | 8100405 | no | no |  |  | no |  |  | 0 | 0 | 0 | 0
oh_line_TAP_OH_892587 |  | AN | node_8100405_200812780 | node_1390821_373_15293717_339 | 0.033 | unb_TAPWIRE_OH | 8100405 | no | no |  |  | no |  |  | 0 | 0 | 0 | 0
oh_line_TAP_OH_892590 |  | ABCN | node_8100405_200812794 | node_1390851_161_15292690_894 | 0.033 | unb_TAPWIRE_OH | 8100405 | no | no |  |  | no |  |  | 0 | 0 | 0 | 0
oh_line_TAP_OH_892594 |  | ABCN | node_8100405_200812809 | node_1391122_943_15293713_068 | 0.033 | unb_TAPWIRE_OH | 8100405 | no | no |  |  | no |  |  | 0 | 0 | 0 | 0
oh_line_TAP_OH_892602 |  | ABCN | node_8100405_200812853 | node_1390052_206_15293552_696 | 0.033 | unb_TAPWIRE_OH | 8100405 | no | no |  |  | no |  |  | 0 | 0 | 0 | 0
oh_line_TAP_OH_892615 |  | ABCN | node_8100405_200812927 | node_1392221_586_15295867_546 | 0.033 | unb_TAPWIRE_OH | 8100405 | no | no |  |  | no |  |  | 0 | 0 | 0 | 0
oh_line_TAP_OH_892621 |  | AN | node_8100405_200812961 | node_1392336_871_15294665_296 | 0.033 | unb_TAPWIRE_OH | 8100405 | no | no |  |  | no |  |  | 0 | 0 | 0 | 0
oh_line_TAP_OH_892622 |  | ABCN | node_8100405_200812969 | node_1392867_189_15295671_352 | 0.033 | unb_TAPWIRE_OH | 8100405 | no | no |  |  | no |  |  | 0 | 0 | 0 | 0
oh_line_TAP_OH_892625 |  | AN | node_8100405_200812986 | node_1391878_239_15294969_112 | 0.033 | unb_TAPWIRE_OH | 8100405 | no | no |  |  | no |  |  | 0 | 0 | 0 | 0
oh_line_TAP_OH_892627 |  | AN | node_8100405_200813002 | node_1391953_233_15295812_276 | 0.033 | unb_TAPWIRE_OH | 8100405 | no | no |  |  | no |  |  | 0 | 0 | 0 | 0
oh_line_TAP_OH_892630 |  | AN | node_8100405_200813018 | node_1392974_238_15296833_679 | 0.033 | unb_TAPWIRE_OH | 8100405 | no | no |  |  | no |  |  | 0 | 0 | 0 | 0
oh_line_TAP_OH_892632 |  | AN | node_8100405_200813023 | node_1392416_113_15296689_63 | 0.033 | unb_TAPWIRE_OH | 8100405 | no | no |  |  | no |  |  | 0 | 0 | 0 | 0
oh_line_TAP_OH_892635 |  | ABCN | node_8100405_200813030 | node_1390795_344_15294167_199 | 0.033 | unb_TAPWIRE_OH | 8100405 | no | no |  |  | no |  |  | 0 | 0 | 0 | 0
oh_line_TAP_OH_892636 |  | ABCN | node_8100405_200813042 | node_1391195_788_15294001_265 | 0.033 | unb_TAPWIRE_OH | 8100405 | no | no |  |  | no |  |  | 0 | 0 | 0 | 0
oh_line_TAP_OH_892646 |  | ABCN | node_8100405_200813098 | node_1390604_276_15291749_576 | 0.033 | unb_TAPWIRE_OH | 8100405 | no | no |  |  | no |  |  | 0 | 0 | 0 | 0
oh_line_TAP_OH_892647 |  | ABCN | node_8100405_200813101 | node_1390541_036_15291526_381 | 0.033 | unb_TAPWIRE_OH | 8100405 | no | no |  |  | no |  |  | 0 | 0 | 0 | 0
oh_line_TAP_OH_892648 |  | ABCN | node_8100405_200813112 | node_1390779_005_15292433_956 | 0.033 | unb_TAPWIRE_OH | 8100405 | no | no |  |  | no |  |  | 0 | 0 | 0 | 0
oh_line_TAP_OH_892650 |  | AN | node_8100405_200813121 | node_1390262_121_15290462_423 | 0.033 | unb_TAPWIRE_OH | 8100405 | no | no |  |  | no |  |  | 0 | 0 | 0 | 0
oh_line_TAP_OH_892654 |  | ABCN | node_8100405_200813143 | node_1390686_83_15291827_08 | 0.033 | unb_TAPWIRE_OH | 8100405 | no | no |  |  | no |  |  | 0 | 0 | 0 | 0
oh_line_TAP_OH_892669 |  | AN | node_8100405_200813232 | node_1390489_199_15293930_658 | 0.033 | unb_TAPWIRE_OH | 8100405 | no | no |  |  | no |  |  | 0 | 0 | 0 | 0
oh_line_TAP_OH_892712 |  | ABCN | node_8100405_200813551 | node_1390678_728_15291258_879 | 0.033 | unb_TAPWIRE_OH | 8100405 | no | no |  |  | no |  |  | 0 | 0 | 0 | 0
oh_line_TAP_OH_892775 |  | ABCN | node_8100405_200814081 | node_1389975_419_15294081_369 | 0.033 | unb_TAPWIRE_OH | 8100405 | no | no |  |  | no |  |  | 0 | 0 | 0 | 0
oh_line_TAP_OH_892902 |  | AN | node_8100405_200814889 | node_1390417_856_15293503_002 | 0.033 | unb_TAPWIRE_OH | 8100405 | no | no |  |  | no |  |  | 0 | 0 | 0 | 0
oh_line_TAP_OH_892903 |  | AN | node_8100405_200814903 | node_1389390_913_15293734_284 | 0.033 | unb_TAPWIRE_OH | 8100405 | no | no |  |  | no |  |  | 0 | 0 | 0 | 0
oh_line_TAP_OH_892904 |  | ABN | node_8100405_200814910 | node_1390680_219_15293363_256 | 0.033 | unb_TAPWIRE_OH | 8100405 | no | no |  |  | no |  |  | 0 | 0 | 0 | 0
oh_line_TAP_OH_921158 |  | ABCN | node_8100405_200952766 | node_1391085_15_15290093_448 | 0.033 | unb_TAPWIRE_OH | 8100405 | no | no |  |  | no |  |  | 0 | 0 | 0 | 0
oh_line_TAP_OH_922783 |  | ABCN | node_8100405_200963348 | node_1390496_6_15294243_951 | 0.033 | unb_TAPWIRE_OH | 8100405 | no | no |  |  | no |  |  | 0 | 0 | 0 | 0
oh_line_TAP_OH_937049 |  | ABCN | node_8100405_201062687 | node_1390200_823_15294096_709 | 0.033 | unb_TAPWIRE_OH | 8100405 | no | no |  |  | no |  |  | 0 | 0 | 0 | 0
oh_line_TAP_OH_1440826 |  | ABCN | node_8100405_200813136 | node_1390790_891_15292209_177 | 0.033 | unb_TAPWIRE_OH | 8100405 | no | no |  |  | no |  |  | 0 | 0 | 0 | 0
oh_line_TAP_OH_2135723 |  | ABCN | node_8100405_200813491 | node_1391058_822_15291144_507 | 0.033 | unb_TAPWIRE_OH | 8100405 | no | no |  |  | no |  |  | 0 | 0 | 0 | 0
oh_line_TAP_OH_2135724 |  | ABCN | node_8100405_200813491 | node_1391047_789_15291135_086 | 0.033 | unb_TAPWIRE_OH | 8100405 | no | no |  |  | no |  |  | 0 | 0 | 0 | 0
oh_line_TAP_OH_2135725 |  | ABCN | node_8100405_200813491 | node_1391080_429_15291147_759 | 0.033 | unb_TAPWIRE_OH | 8100405 | no | no |  |  | no |  |  | 0 | 0 | 0 | 0
oh_line_TAP_OH_2135726 |  | ABCN | node_8100405_200812951 | node_1393239_384_15296628_176 | 0.033 | unb_TAPWIRE_OH | 8100405 | no | no |  |  | no |  |  | 0 | 0 | 0 | 0
oh_line_TAP_OH_2135727 |  | ABCN | node_8100405_200812951 | node_1393233_288_15296628_348 | 0.033 | unb_TAPWIRE_OH | 8100405 | no | no |  |  | no |  |  | 0 | 0 | 0 | 0
oh_line_TAP_OH_2135743 |  | ABCN | node_8100405_200813008 | node_1392374_467_15296285_102 | 0.033 | unb_TAPWIRE_OH | 8100405 | no | no |  |  | no |  |  | 0 | 0 | 0 | 0
oh_line_TAP_OH_2135744 |  | ABCN | node_8100405_200813008 | node_1392378_559_15296259_082 | 0.033 | unb_TAPWIRE_OH | 8100405 | no | no |  |  | no |  |  | 0 | 0 | 0 | 0
oh_line_TAP_OH_2135745 |  | ABCN | node_8100405_200813008 | node_1392375_537_15296311_699 | 0.033 | unb_TAPWIRE_OH | 8100405 | no | no |  |  | no |  |  | 0 | 0 | 0 | 0
oh_line_TAP_OH_2135746 |  | ABCN | node_8100405_200813067 | node_1390986_254_15290870_679 | 0.033 | unb_TAPWIRE_OH | 8100405 | no | no |  |  | no |  |  | 0 | 0 | 0 | 0
oh_line_TAP_OH_2135747 |  | ABCN | node_8100405_200813067 | node_1390984_965_15290844_097 | 0.033 | unb_TAPWIRE_OH | 8100405 | no | no |  |  | no |  |  | 0 | 0 | 0 | 0
oh_line_TAP_OH_2135748 |  | ABCN | node_8100405_200812909 | node_1392103_604_15294625_441 | 0.033 | unb_TAPWIRE_OH | 8100405 | no | no |  |  | no |  |  | 0 | 0 | 0 | 0
oh_line_TAP_OH_2135749 |  | ABCN | node_8100405_200812909 | node_1392104_348_15294652_056 | 0.033 | unb_TAPWIRE_OH | 8100405 | no | no |  |  | no |  |  | 0 | 0 | 0 | 0
oh_line_TAP_OH_2135750 |  | ABN | node_8100405_201059670 | node_1393399_503_15296945_966 | 0.033 | unb_TAPWIRE_OH | 8100405 | no | no |  |  | no |  |  | 0 | 0 | 0 | 0
oh_line_TAP_OH_2135751 |  | ABN | node_8100405_201059670 | node_1393372_88_15296964_806 | 0.033 | unb_TAPWIRE_OH | 8100405 | no | no |  |  | no |  |  | 0 | 0 | 0 | 0
oh_line_TAP_OH_2135755 |  | ABCN | node_8100405_200813024 | node_1391598_228_15293963_098 | 0.033 | unb_TAPWIRE_OH | 8100405 | no | no |  |  | no |  |  | 0 | 0 | 0 | 0
oh_line_TAP_OH_2135756 |  | ABCN | node_8100405_200813024 | node_1391598_824_15293976_275 | 0.033 | unb_TAPWIRE_OH | 8100405 | no | no |  |  | no |  |  | 0 | 0 | 0 | 0
oh_line_TAP_OH_2135757 |  | ABCN | node_8100405_200813024 | node_1391594_105_15293950_686 | 0.033 | unb_TAPWIRE_OH | 8100405 | no | no |  |  | no |  |  | 0 | 0 | 0 | 0
oh_line_TAP_OH_2135774 |  | ABCN | node_8100405_200812808 | node_1391204_989_15293678_06 | 0.033 | unb_TAPWIRE_OH | 8100405 | no | no |  |  | no |  |  | 0 | 0 | 0 | 0
oh_line_TAP_OH_2135775 |  | ABCN | node_8100405_200812808 | node_1391197_237_15293686_598 | 0.033 | unb_TAPWIRE_OH | 8100405 | no | no |  |  | no |  |  | 0 | 0 | 0 | 0
oh_line_TAP_OH_2135776 |  | ABCN | node_8100405_200812808 | node_1391209_377_15293665_523 | 0.033 | unb_TAPWIRE_OH | 8100405 | no | no |  |  | no |  |  | 0 | 0 | 0 | 0
oh_line_TAP_OH_2135801 |  | ABN | node_8100405_200813000 | node_1392138_797_15295861_538 | 0.033 | unb_TAPWIRE_OH | 8100405 | no | no |  |  | no |  |  | 0 | 0 | 0 | 0
oh_line_TAP_OH_2135802 |  | ABN | node_8100405_200813000 | node_1392126_217_15295865_322 | 0.033 | unb_TAPWIRE_OH | 8100405 | no | no |  |  | no |  |  | 0 | 0 | 0 | 0
oh_line_TAP_OH_2135826 |  | ABCN | node_8100405_200813010 | node_1392507_251_15296444_771 | 0.033 | unb_TAPWIRE_OH | 8100405 | no | no |  |  | no |  |  | 0 | 0 | 0 | 0
oh_line_TAP_OH_2135827 |  | ABCN | node_8100405_200813010 | node_1392498_818_15296468_797 | 0.033 | unb_TAPWIRE_OH | 8100405 | no | no |  |  | no |  |  | 0 | 0 | 0 | 0
oh_line_TAP_OH_2135828 |  | ABCN | node_8100405_200813010 | node_1392510_752_15296418_592 | 0.033 | unb_TAPWIRE_OH | 8100405 | no | no |  |  | no |  |  | 0 | 0 | 0 | 0
oh_line_TAP_OH_2135834 |  | ABCN | node_8100405_200812803 | node_1390982_899_15293236_806 | 0.033 | unb_TAPWIRE_OH | 8100405 | no | no |  |  | no |  |  | 0 | 0 | 0 | 0
oh_line_TAP_OH_2135835 |  | ABCN | node_8100405_201039984 | node_1392636_773_15296176_557 | 0.033 | unb_TAPWIRE_OH | 8100405 | no | no |  |  | no |  |  | 0 | 0 | 0 | 0
oh_line_TAP_OH_2135836 |  | ABCN | node_8100405_201039984 | node_1392629_492_15296169_988 | 0.033 | unb_TAPWIRE_OH | 8100405 | no | no |  |  | no |  |  | 0 | 0 | 0 | 0
oh_line_TAP_OH_2135837 |  | ABCN | node_8100405_201039984 | node_1392648_167_15296179_455 | 0.033 | unb_TAPWIRE_OH | 8100405 | no | no |  |  | no |  |  | 0 | 0 | 0 | 0
oh_line_TAP_OH_2135841 |  | ABCN | node_8100405_200812796 | node_1390907_179_15292837_595 | 0.033 | unb_TAPWIRE_OH | 8100405 | no | no |  |  | no |  |  | 0 | 0 | 0 | 0
oh_line_TAP_OH_2135842 |  | ABCN | node_8100405_200812796 | node_1390911_568_15292840_993 | 0.033 | unb_TAPWIRE_OH | 8100405 | no | no |  |  | no |  |  | 0 | 0 | 0 | 0
oh_line_TAP_OH_2135843 |  | ABCN | node_8100405_200812796 | node_1390902_846_15292831_808 | 0.033 | unb_TAPWIRE_OH | 8100405 | no | no |  |  | no |  |  | 0 | 0 | 0 | 0
oh_line_TAP_OH_2135861 |  | ABCN | node_8100405_200813530 | node_1390743_586_15291220_326 | 0.033 | unb_TAPWIRE_OH | 8100405 | no | no |  |  | no |  |  | 0 | 0 | 0 | 0
oh_line_TAP_OH_2135862 |  | ABCN | node_8100405_200813530 | node_1390745_811_15291212_274 | 0.033 | unb_TAPWIRE_OH | 8100405 | no | no |  |  | no |  |  | 0 | 0 | 0 | 0
oh_line_TAP_OH_2135863 |  | ABCN | node_8100405_200813530 | node_1390740_297_15291226_233 | 0.033 | unb_TAPWIRE_OH | 8100405 | no | no |  |  | no |  |  | 0 | 0 | 0 | 0
oh_line_TAP_OH_2135876 |  | ABCN | node_8100405_200812935 | node_1392553_64_15296119_805 | 0.033 | unb_TAPWIRE_OH | 8100405 | no | no |  |  | no |  |  | 0 | 0 | 0 | 0
oh_line_TAP_OH_2135877 |  | ABCN | node_8100405_200812935 | node_1392568_5_15296124_348 | 0.033 | unb_TAPWIRE_OH | 8100405 | no | no |  |  | no |  |  | 0 | 0 | 0 | 0
oh_line_TAP_OH_2135881 |  | ABCN | node_8100405_200813064 | node_1391400_035_15291007_778 | 0.033 | unb_TAPWIRE_OH | 8100405 | no | no |  |  | no |  |  | 0 | 0 | 0 | 0
oh_line_TAP_OH_2135882 |  | ABCN | node_8100405_200813064 | node_1391395_33_15291033_604 | 0.033 | unb_TAPWIRE_OH | 8100405 | no | no |  |  | no |  |  | 0 | 0 | 0 | 0
oh_line_TAP_OH_2135883 |  | ABCN | node_8100405_200813064 | node_1391399_593_15290981_154 | 0.033 | unb_TAPWIRE_OH | 8100405 | no | no |  |  | no |  |  | 0 | 0 | 0 | 0
oh_line_TAP_OH_2135884 |  | ABCN | node_8100405_200812978 | node_1392384_793_15295097_076 | 0.033 | unb_TAPWIRE_OH | 8100405 | no | no |  |  | no |  |  | 0 | 0 | 0 | 0
oh_line_TAP_OH_2135885 |  | ABCN | node_8100405_200812978 | node_1392379_041_15295071_544 | 0.033 | unb_TAPWIRE_OH | 8100405 | no | no |  |  | no |  |  | 0 | 0 | 0 | 0
oh_line_TAP_OH_2135886 |  | ABCN | node_8100405_200812978 | node_1392395_261_15295119_781 | 0.033 | unb_TAPWIRE_OH | 8100405 | no | no |  |  | no |  |  | 0 | 0 | 0 | 0
oh_line_TAP_OH_2135895 |  | ABCN | node_8100405_200813080 | node_1391211_183_15290071_188 | 0.033 | unb_TAPWIRE_OH | 8100405 | no | no |  |  | no |  |  | 0 | 0 | 0 | 0
oh_line_TAP_OH_2135896 |  | ABCN | node_8100405_200813080 | node_1391200_746_15290066_283 | 0.033 | unb_TAPWIRE_OH | 8100405 | no | no |  |  | no |  |  | 0 | 0 | 0 | 0
oh_line_TAP_OH_2135897 |  | ABCN | node_8100405_200812938 | node_1392754_023_15296222_827 | 0.033 | unb_TAPWIRE_OH | 8100405 | no | no |  |  | no |  |  | 0 | 0 | 0 | 0
oh_line_TAP_OH_2135898 |  | ABCN | node_8100405_200812938 | node_1392771_196_15296227_89 | 0.033 | unb_TAPWIRE_OH | 8100405 | no | no |  |  | no |  |  | 0 | 0 | 0 | 0
oh_line_TAP_OH_2135899 |  | ABCN | node_8100405_200812938 | node_1392743_608_15296216_677 | 0.033 | unb_TAPWIRE_OH | 8100405 | no | no |  |  | no |  |  | 0 | 0 | 0 | 0
oh_line_TAP_OH_2135915 |  | ABN | node_8100405_200815105 | node_1392046_671_15296396_796 | 0.033 | unb_TAPWIRE_OH | 8100405 | no | no |  |  | no |  |  | 0 | 0 | 0 | 0
oh_line_TAP_OH_2135916 |  | ABN | node_8100405_200815105 | node_1392048_585_15296370_309 | 0.033 | unb_TAPWIRE_OH | 8100405 | no | no |  |  | no |  |  | 0 | 0 | 0 | 0
oh_line_TAP_OH_2135917 |  | ABCN | node_8100405_200813069 | node_1390956_284_15290752_586 | 0.033 | unb_TAPWIRE_OH | 8100405 | no | no |  |  | no |  |  | 0 | 0 | 0 | 0
oh_line_TAP_OH_2135918 |  | ABCN | node_8100405_200813069 | node_1390955_049_15290726 | 0.033 | unb_TAPWIRE_OH | 8100405 | no | no |  |  | no |  |  | 0 | 0 | 0 | 0
oh_line_TAP_OH_2135919 |  | ABCN | node_8100405_200813069 | node_1390962_6_15290777_881 | 0.033 | unb_TAPWIRE_OH | 8100405 | no | no |  |  | no |  |  | 0 | 0 | 0 | 0
oh_line_TAP_OH_2135920 |  | AN | node_8100405_200813020 | node_1392728_292_15296801_789 | 0.033 | unb_TAPWIRE_OH | 8100405 | no | no |  |  | no |  |  | 0 | 0 | 0 | 0
oh_line_TAP_OH_2135921 |  | AN | node_8100405_200813020 | node_1392747_512_15296804_955 | 0.033 | unb_TAPWIRE_OH | 8100405 | no | no |  |  | no |  |  | 0 | 0 | 0 | 0
oh_line_TAP_OH_2135941 |  | ABN | node_8100405_200813288 | node_1389323_233_15294138_903 | 0.033 | unb_TAPWIRE_OH | 8100405 | no | no |  |  | no |  |  | 0 | 0 | 0 | 0
oh_line_TAP_OH_2135942 |  | ABN | node_8100405_200813288 | node_1389323_141_15294112_276 | 0.033 | unb_TAPWIRE_OH | 8100405 | no | no |  |  | no |  |  | 0 | 0 | 0 | 0
oh_line_TAP_OH_2135943 |  | ABCN | node_8100405_200815111 | node_1392282_897_15296153_123 | 0.033 | unb_TAPWIRE_OH | 8100405 | no | no |  |  | no |  |  | 0 | 0 | 0 | 0
oh_line_TAP_OH_2135944 |  | ABCN | node_8100405_200815111 | node_1392265_321_15296165_3 | 0.033 | unb_TAPWIRE_OH | 8100405 | no | no |  |  | no |  |  | 0 | 0 | 0 | 0
oh_line_TAP_OH_2135945 |  | ABCN | node_8100405_200815111 | node_1392297_498_15296135_233 | 0.033 | unb_TAPWIRE_OH | 8100405 | no | no |  |  | no |  |  | 0 | 0 | 0 | 0
oh_line_TAP_OH_2135958 |  | ABCN | node_8100405_200814885 | node_1391345_075_15293303_102 | 0.033 | unb_TAPWIRE_OH | 8100405 | no | no |  |  | no |  |  | 0 | 0 | 0 | 0
oh_line_TAP_OH_2135959 |  | ABCN | node_8100405_200814885 | node_1391332_629_15293286_331 | 0.033 | unb_TAPWIRE_OH | 8100405 | no | no |  |  | no |  |  | 0 | 0 | 0 | 0
oh_line_TAP_OH_2135960 |  | ABCN | node_8100405_200814885 | node_1391361_68_15293316_36 | 0.033 | unb_TAPWIRE_OH | 8100405 | no | no |  |  | no |  |  | 0 | 0 | 0 | 0
oh_line_TAP_OH_2135963 |  | ABCN | node_8100405_200814087 | node_1389452_311_15294327_491 | 0.033 | unb_TAPWIRE_OH | 8100405 | no | no |  |  | no |  |  | 0 | 0 | 0 | 0
oh_line_TAP_OH_2135964 |  | ABCN | node_8100405_200814087 | node_1389433_181_15294334_343 | 0.033 | unb_TAPWIRE_OH | 8100405 | no | no |  |  | no |  |  | 0 | 0 | 0 | 0
oh_line_TAP_OH_2135965 |  | ABCN | node_8100405_200814087 | node_1389469_436_15294314_214 | 0.033 | unb_TAPWIRE_OH | 8100405 | no | no |  |  | no |  |  | 0 | 0 | 0 | 0
oh_line_TAP_OH_2135979 |  | ABCN | node_8100405_200812959 | node_1392316_063_15294496_804 | 0.033 | unb_TAPWIRE_OH | 8100405 | no | no |  |  | no |  |  | 0 | 0 | 0 | 0
oh_line_TAP_OH_2135980 |  | ABCN | node_8100405_200812959 | node_1392313_122_15294511_253 | 0.033 | unb_TAPWIRE_OH | 8100405 | no | no |  |  | no |  |  | 0 | 0 | 0 | 0
oh_line_TAP_OH_2135981 |  | ABCN | node_8100405_200812959 | node_1392308_08_15294488_151 | 0.033 | unb_TAPWIRE_OH | 8100405 | no | no |  |  | no |  |  | 0 | 0 | 0 | 0
oh_line_TAP_OH_2136007 |  | ABCN | node_8100405_200812940 | node_1392901_026_15296288_287 | 0.033 | unb_TAPWIRE_OH | 8100405 | no | no |  |  | no |  |  | 0 | 0 | 0 | 0
oh_line_TAP_OH_2136008 |  | ABCN | node_8100405_200812940 | node_1392899_066_15296275_058 | 0.033 | unb_TAPWIRE_OH | 8100405 | no | no |  |  | no |  |  | 0 | 0 | 0 | 0
oh_line_TAP_OH_2136015 |  | ABCN | node_8100405_200813026 | node_1391654_626_15294306_476 | 0.033 | unb_TAPWIRE_OH | 8100405 | no | no |  |  | no |  |  | 0 | 0 | 0 | 0
oh_line_TAP_OH_2136016 |  | ABCN | node_8100405_200813026 | node_1391639_332_15294309_322 | 0.033 | unb_TAPWIRE_OH | 8100405 | no | no |  |  | no |  |  | 0 | 0 | 0 | 0
oh_line_TAP_OH_2136017 |  | ABCN | node_8100405_200813026 | node_1391664_941_15294296_405 | 0.033 | unb_TAPWIRE_OH | 8100405 | no | no |  |  | no |  |  | 0 | 0 | 0 | 0
oh_line_TAP_OH_2136020 |  | ABCN | node_8100405_200813137 | node_1390657_174_15292139_738 | 0.033 | unb_TAPWIRE_OH | 8100405 | no | no |  |  | no |  |  | 0 | 0 | 0 | 0
oh_line_TAP_OH_2136021 |  | ABCN | node_8100405_200813137 | node_1390655_55_15292113_187 | 0.033 | unb_TAPWIRE_OH | 8100405 | no | no |  |  | no |  |  | 0 | 0 | 0 | 0
oh_line_TAP_OH_2136025 |  | ABN | node_8100405_200813114 | node_1390313_512_15290804_497 | 0.033 | unb_TAPWIRE_OH | 8100405 | no | no |  |  | no |  |  | 0 | 0 | 0 | 0
oh_line_TAP_OH_2136026 |  | ABN | node_8100405_200813114 | node_1390313_045_15290777_873 | 0.033 | unb_TAPWIRE_OH | 8100405 | no | no |  |  | no |  |  | 0 | 0 | 0 | 0
oh_line_TAP_OH_3039276 |  | AN | node_8100405_200948196 | node_1389307_616_15293869_267 | 0.033 | unb_TAPWIRE_OH | 8100405 | no | no |  |  | no |  |  | 0 | 0 | 0 | 0
oh_line_TAP_OH_4187517 |  | ABCN | node_8100405_200812918 | node_1392189_837_15295290_766 | 0.033 | unb_TAPWIRE_OH | 8100405 | no | no |  |  | no |  |  | 0 | 0 | 0 | 0

## overhead_line_conductor
data_type | static
owner_type | feeder
owner | 8100405
object | overhead_line_conductor
name | groupid | geometric_mean_radius | resistance | diameter | rating_summer_continuous | rating_summer_emergency | rating_winter_continuous | rating_winter_emergency | dcircuit | selected | comments
oh_cond_1/0_AAAC |  | 0.012 | 0.876 | 0.398 | 235 | 235 | 310 | 310 |  | no
oh_cond_1/0_ACSR |  | 0.012 | 0.888 | 0.398 | 265 | 265 | 330 | 330 |  | no
oh_cond_2/0_CU |  | 0.013 | 0.44 | 0.414 | 295 | 295 | 425 | 425 |  | no
oh_cond_2_ACSR |  | 0.01 | 1.41 | 0.325 | 195 | 195 | 245 | 245 |  | no
oh_cond_2_CU |  | 0.009 | 0.873 | 0.292 | 190 | 190 | 270 | 270 |  | no
oh_cond_3_#7_CWD_30% |  | 0.005 | 3.07 | 0.311 | 125 | 125 | 195 | 195 |  | no
oh_cond_4/0_AAAC |  | 0.017 | 0.439 | 0.563 | 365 | 365 | 480 | 480 |  | no
oh_cond_4/0_ACSR |  | 0.017 | 0.445 | 0.563 | 410 | 410 | 515 | 515 |  | no
oh_cond_4/0_AL |  | 0.016 | 0.442 | 0.522 | 365 | 365 | 480 | 480 |  | no
oh_cond_4/0_CU |  | 0.017 | 0.278 | 0.522 | 395 | 290 | 570 | 570 |  | no
oh_cond_4_CU |  | 0.007 | 1.388 | 0.232 | 140 | 140 | 200 | 200 |  | no
oh_cond_477_MCM_AL |  | 0.025 | 0.198 | 0.792 | 605 | 605 | 810 | 810 |  | no
oh_cond_WP-4/0-CU |  | 0.015 | 0.273 | 0.81 | 340 | 340 | 390 | 390 |  | no

## switch
data_type | static
owner_type | feeder
owner | 8100405
object | switch
name | groupid | phases | fr | to | phase_A_state | phase_B_state | phase_C_state | operating_mode | status | dcircuit | selected | monitored | monitored_fields | class_monitored_fields | played | played_fields | comments
switch_11136-220415472 |  | ABCN | node_intto1_8100405_200812969 | node_8100405_200812969 | CLOSED | CLOSED | CLOSED | INDIVIDUAL |  | 8100405 | no | no |  |  | no
switch_11146-220415504 |  | ABCN | node_intto1_8100405_200805157 | node_8100405_200805157 | CLOSED | CLOSED | CLOSED | INDIVIDUAL |  | 8100405 | no | no |  |  | no
switch_11156-220415486 |  | ABCN | node_intto1_8100405_200813036 | node_8100405_200813036 | CLOSED | CLOSED | CLOSED | INDIVIDUAL |  | 8100405 | no | no |  |  | no
switch_11166-220415481 |  | ABCN | node_intto1_8100405_200813044 | node_8100405_200813044 | CLOSED | CLOSED | CLOSED | INDIVIDUAL |  | 8100405 | no | no |  |  | no
switch_11186-220415496 |  | ABCN | node_intto1_8100405_200813491 | node_8100405_200813491 | CLOSED | CLOSED | CLOSED | INDIVIDUAL |  | 8100405 | no | no |  |  | no
switch_220415484 |  | ABCN | node_intto1_8100405_200813079 | node_8100405_200813079 | CLOSED | CLOSED | CLOSED | INDIVIDUAL |  | 8100405 | no | no |  |  | no

## underground_line
data_type | static
owner_type | feeder
owner | 8100405
object | underground_line
name | groupid | phases | fr | to | length | configuration | dcircuit | selected | monitored | monitored_fields | class_monitored_fields | played | played_fields | comments
und_line_8100405_200805157 |  | ABCN | node_8100405_200812906 | node_intto1_8100405_200805157 | 19.444 | und_3P_500CUURD_500CU(N) | 8100405 | no | no |  |  | no
und_line_8100405_200805161 |  | ABCN | node_8100405_311885644 | node_8100405_200805161 | 153.379 | und_3P_500CUURD_500CU(N) | 8100405 | no | no |  |  | no
und_line_8100405_200805162 |  | ABCN | node_8100405_311885643 | node_8100405_200805162 | 176.068 | und_3P_500CUURD_500CU(N) | 8100405 | no | no |  |  | no
und_line_8100405_200805380 |  | AN | node_8100405_200813072 | node_intto1_8100405_200805380 | 207.512 | und_1P_2ALURD_2AL(N) | 8100405 | no | no |  |  | no
und_line_8100405_200813029 |  | ABCN | node_8100405_311885103 | node_8100405_200813029 | 43.603 | und_3P_500CUURD_500CU(N) | 8100405 | no | no |  |  | no
und_line_8100405_200813049 |  | ABCN | node_8100405_200813071 | node_intto1_8100405_200813049 | 40.123 | und_3P_2CUURD_2CU(N) | 8100405 | no | no |  |  | no
und_line_8100405_200813703 |  | ABCN | node_8100405_310008117 | node_8100405_200813703 | 128.116 | und_3P_2ALURD_2AL(N) | 8100405 | no | no |  |  | no
und_line_8100405_200814884 |  | ABCN | node_8100405_200814887 | node_intto1_8100405_200814884 | 173.409 | und_3P_WYECUST | 8100405 | no | no |  |  | no
und_line_8100405_200917264 |  | AN | node_8100405_200917265 | node_8100405_200917264 | 95.674 | und_1P_2ALURD | 8100405 | no | no |  |  | no
und_line_8100405_200917265 |  | AN | node_8100405_200813136 | node_intto1_8100405_200917265 | 96.239 | und_1P_2ALURD | 8100405 | no | no |  |  | no
und_line_8100405_200917266 |  | AN | node_8100405_200917265 | node_8100405_200917266 | 136.351 | und_1P_2ALURD | 8100405 | no | no |  |  | no
und_line_8100405_201004024 |  | ABCN | node_8100405_200987526 | node_intto1_8100405_201004024 | 213.539 | und_3P_WYECUST | 8100405 | no | no |  |  | no
und_line_8100405_310026655 |  | ABCN | node_8100405_200813063 | node_intto1_8100405_310026655 | 99.162 | und_3P_WYECUST | 8100405 | no | no |  |  | no
und_line_8100405_311881015 |  | ABCN | node_8100405_200805157 | node_8100405_311881015 | 34.486 | und_3P_500CUURD_500CU(N) | 8100405 | no | no |  |  | no
und_line_8100405_311881016 |  | AN | node_8100405_200805157 | node_8100405_311881016 | 34.083 | und_1P_500CUURD_500CU(N) | 8100405 | no | no |  |  | no
und_line_8100405_311885103 |  | ABCN | node_8100405_200805162 | node_8100405_311885103 | 34.857 | und_3P_500CUURD_500CU(N) | 8100405 | no | no |  |  | no
und_line_8100405_311885118 |  | ABCN | node_8100405_200805161 | node_8100405_311885118 | 36.641 | und_3P_2ALURD_2AL(N) | 8100405 | no | no |  |  | no
und_line_8100405_311885122 |  | ABCN | node_8100405_200805161 | node_8100405_311885122 | 48.463 | und_3P_500CUURD_500CU(N) | 8100405 | no | no |  |  | no
und_line_8100405_311885643 |  | ABCN | node_8100405_200805161 | node_8100405_311885643 | 21.924 | und_3P_500CUURD_500CU(N) | 8100405 | no | no |  |  | no
und_line_8100405_311885644 |  | ABCN | node_8100405_200805157 | node_8100405_311885644 | 276.63 | und_3P_500CUURD_500CU(N) | 8100405 | no | no |  |  | no
und_line_TAP_UG_58606 |  | AN | node_8100405_200805380 | node_1390736_947_15290556_869 | 0.033 | und_TAPWIRE_UG | 8100405 | no | no |  |  | no
und_line_TAP_UG_58683 |  | ABCN | node_8100405_200813049 | node_1391101_04_15290593_153 | 0.033 | und_TAPWIRE_UG | 8100405 | no | no |  |  | no
und_line_TAP_UG_58686 |  | ABCN | node_8100405_200813703 | node_1390795_171_15290116_734 | 0.033 | und_TAPWIRE_UG | 8100405 | no | no |  |  | no
und_line_TAP_UG_63349 |  | ABCN | node_8100405_201004024 | node_1390681_276_15290850_263 | 0.033 | und_TAPWIRE_UG | 8100405 | no | no |  |  | no
und_line_TAP_UG_677017 |  | ABCN | node_8100405_310026655 | node_1391278_024_15290970_63 | 0.033 | und_TAPWIRE_UG | 8100405 | no | no |  |  | no
und_line_TAP_UG_897861 |  | ABCN | node_8100405_200814884 | node_1391457_499_15293341_771 | 0.033 | und_TAPWIRE_UG | 8100405 | no | no |  |  | no
und_line_TAP_UG_897862 |  | ABCN | node_8100405_200814884 | node_1391443_405_15293351_891 | 0.033 | und_TAPWIRE_UG | 8100405 | no | no |  |  | no
und_line_TAP_UG_897863 |  | ABCN | node_8100405_200814884 | node_1391470_869_15293324_29 | 0.033 | und_TAPWIRE_UG | 8100405 | no | no |  |  | no

## underground_line_conductor
data_type | static
owner_type | feeder
owner | 8100405
object | underground_line_conductor
name | groupid | outer_diameter | conductor_gmr | conductor_diameter | conductor_resistance | neutral_gmr | neutral_diameter | neutral_resistance | neutral_strands | insulation_relative_permitivitty | shield_gmr | shield_resistance | rating_summer_continuous | rating_summer_emergency | rating_winter_continuous | rating_winter_emergency | dcircuit | selected | comments
und_cond_1P_2ALURD | [12 empty] | 125 | 125 | 140 | 140 |  | no
und_cond_1P_2ALURD_2AL(N) | [12 empty] | 125 | 125 | 140 | 140 |  | no
und_cond_1P_500CUURD_500CU(N) | [12 empty] | 484 | 484 | 508 | 508 |  | no
und_cond_3P_2ALURD_2AL(N) | [12 empty] | 125 | 125 | 140 | 140 |  | no
und_cond_3P_2CUURD_2CU(N) | [12 empty] | 152 | 152 | 160 | 160 |  | no
und_cond_3P_500CUURD_500CU(N) | [12 empty] | 484 | 484 | 508 | 508 |  | no
und_cond_3P_WYECUST | [12 empty] | 685 | 685 | 685 | 685 |  | no
und_cond_TAPWIRE_UG | [12 empty] | 99999999 | 99999999 | 99999999 | 99999999 |  | no