## capacitor
data_type | static
owner_type | feeder
owner | 8100407
object | capacitor
name | groupid | parent | phases | nominal_voltage | pt_phase | phases_connected | switchA | switchB | switchC | control | voltage_set_high | voltage_set_low | VAr_set_high | VAr_set_low | current_set_high | current_set_low | capacitor_A | capacitor_B | capacitor_C | cap_nominal_voltage | time_delay | dwell_time | lockout_time | remote_sense | remote_sense_B | control_level | dcircuit | selected | monitored | monitored_fields | class_monitored_fields | played | played_fields | comments
cap_220368743 |  | node_1395681_163_15297904_093 | ABCN | 0 |  | ABCN | CLOSED | CLOSED | CLOSED | MANUAL | [6 empty] | 150000 | 150000 | 150000 | 4800 | [6 empty] | 8100407 | no | no |  |  | no

## feeder
data_type | static
owner_type | feeder
owner | 8100407
object | feeder
name | transmission_bus | ARC | ADR | slack_bus | nom_voltages | num_nodes | num_ohlines | num_uglines | num_transformers | num_generators | num_pvs | num_storages | num_loads | miles | mw | mvar | losses_mw | losses_mvar | comments | use_feeder_load_shape | load_shape_scale | use_feeder_pv_shape | pv_shape_scale | description | restore_time | griddisconnect_scenario_probability | gridconnect_scenario_probability | use_energy_not_served | VOLL | discount_rate | yearly_load_growth_percent | planning_horizon | enable_traditional_project_deferral | lifetime_of_investment_years | start_year | base_year | year_the_investment_is_committed | revenue_requirement_scaling_factor | discount_rate | inflation_rate_for_investment | traditional_project_invested_capital | periodicity_of_investment_in_years | priority | maximum_total_investment_cost | DER_portfolio_NPV | DER_portfolio_BC_ratio | total_system_energy_avoided_cost_NPV | total_system_capacity_avoided_cost_NPV | total_system_ancillary_services_avoided_cost_NPV | total_system_CO2_avoided_cost_NPV | total_system_loss_of_load_avoided_cost_NPV | total_system_distribution_capacity_avoided_cost_NPV | total_system_investment_and_operational_cost_NPV | feeder_solar_pv_operating_cost_USdollarperkWh | feeder_energy_storage_operating_cost_USdollarperkWh | feeder_distributed_generator_operating_cost_USdollarperkWh | feeder_distributed_generator_CO2_cost_USdollarperkWh | feeder_demand_response_operating_cost_USdollarperkWh | feeder_solar_pv_investment_cost_USdollarperkW | feeder_energy_storage_investment_cost_USdollarperkW | feeder_distributed_generator_investment_cost_USdollarperkW | feeder_demand_response_investment_cost_USdollarperkW
8100407 |  | ts_slack | none | node_SOURCE_8100407 | 4803.554 | 407 | 367 | 5 | 0 | 0 | 0 | 0 | 95 | 5.364 | 3.75 | 1.597 | 0 | 0 |  | 0 | 0 | 1 | 0 |  | 0 | 0 | 0 | 0 | 0 | 0 | 0 | 0 | 0 | 0 | 0 | 0 | 0 | 0 | 0 | 0 | 0 | 0 | 0 | 999999999 | 0 | 0 | 0 | 0 | 0 | 0 | 0 | 0 | 0 | 0 | 0 | 0 | 0 | 0 | 0 | 0 | 0 | 0

## fuse
data_type | static
owner_type | feeder
owner | 8100407
object | fuse
name | groupid | phases | fr | to | phase_A_status | phase_B_status | phase_C_status | repair_dist_type | current_limit | mean_replacement_time | status | dcircuit | selected | monitored | monitored_fields | class_monitored_fields | played | played_fields | comments
fuse_220382470 |  | ABCN | node_intto1_8100407_200815755 | node_8100407_200815755 | GOOD | GOOD | GOOD |  | 40 |  |  | 8100407 | no | no |  |  | no
fuse_220383323 |  | ABCN | node_intto1_8100407_200809653 | node_8100407_200809653 | GOOD | GOOD | GOOD |  | 10 |  |  | 8100407 | no | no |  |  | no
fuse_220383324 |  | AN | node_intto1_8100407_200809631 | node_8100407_200809631 | GOOD | GOOD | GOOD |  | 150 |  |  | 8100407 | no | no |  |  | no
fuse_220383336 |  | AN | node_intto1_8100407_200809828 | node_8100407_200809828 | GOOD | GOOD | GOOD |  | 25 |  |  | 8100407 | no | no |  |  | no
fuse_220383343 |  | AN | node_intto1_8100407_200809898 | node_8100407_200809898 | GOOD | GOOD | GOOD |  | 75 |  |  | 8100407 | no | no |  |  | no
fuse_220383345 |  | ABCN | node_intto1_8100407_200809838 | node_8100407_200809838 | GOOD | GOOD | GOOD |  | 100 |  |  | 8100407 | no | no |  |  | no
fuse_220383346 |  | AN | node_intto1_8100407_200809816 | node_8100407_200809816 | GOOD | GOOD | GOOD |  | 25 |  |  | 8100407 | no | no |  |  | no
fuse_220383347 |  | AN | node_intto1_8100407_200809803 | node_8100407_200809803 | GOOD | GOOD | GOOD |  | 40 |  |  | 8100407 | no | no |  |  | no
fuse_220383349 |  | AN | node_intto1_8100407_200809761 | node_8100407_200809761 | GOOD | GOOD | GOOD |  | 15 |  |  | 8100407 | no | no |  |  | no
fuse_220383350 |  | AN | node_intto1_8100407_200809734 | node_8100407_200809734 | GOOD | GOOD | GOOD |  | 150 |  |  | 8100407 | no | no |  |  | no
fuse_220383351 |  | AN | node_intto1_8100407_200809700 | node_8100407_200809700 | GOOD | GOOD | GOOD |  | 150 |  |  | 8100407 | no | no |  |  | no
fuse_220383353 |  | AN | node_intto1_8100407_200809877 | node_8100407_200809877 | GOOD | GOOD | GOOD |  | 15 |  |  | 8100407 | no | no |  |  | no
fuse_220383356 |  | AN | node_intto1_8100407_200809799 | node_8100407_200809799 | GOOD | GOOD | GOOD |  | 15 |  |  | 8100407 | no | no |  |  | no
fuse_220383357 |  | ABCN | node_intto1_8100407_200808924 | node_8100407_200808924 | GOOD | GOOD | GOOD |  | 150 |  |  | 8100407 | no | no |  |  | no
fuse_220383360 |  | ABCN | node_intto1_8100407_200809748 | node_8100407_200809748 | GOOD | GOOD | GOOD |  | 100 |  |  | 8100407 | no | no |  |  | no
fuse_220383361 |  | AN | node_intto1_8100407_200809741 | node_8100407_200809741 | GOOD | GOOD | GOOD |  | 15 |  |  | 8100407 | no | no |  |  | no
fuse_220383362 |  | AN | node_intto1_8100407_200809847 | node_8100407_200809847 | GOOD | GOOD | GOOD |  | 15 |  |  | 8100407 | no | no |  |  | no
fuse_220383363 |  | AN | node_intto1_8100407_200809633 | node_8100407_200809633 | GOOD | GOOD | GOOD |  | 150 |  |  | 8100407 | no | no |  |  | no
fuse_220383364 |  | AN | node_intto1_8100407_200809857 | node_8100407_200809857 | GOOD | GOOD | GOOD |  | 25 |  |  | 8100407 | no | no |  |  | no
fuse_220383372 |  | ABCN | node_intto1_8100407_200809708 | node_8100407_200809708 | GOOD | GOOD | GOOD |  | 150 |  |  | 8100407 | no | no |  |  | no
fuse_220383381 |  | AN | node_intto1_8100407_200809813 | node_8100407_200809813 | GOOD | GOOD | GOOD |  | 15 |  |  | 8100407 | no | no |  |  | no
fuse_220383390 |  | AN | node_intto1_8100407_200809914 | node_8100407_200809914 | GOOD | GOOD | GOOD |  | 75 |  |  | 8100407 | no | no |  |  | no
fuse_220387974 |  | AN | node_intto1_220387974 | node_220387974 | GOOD | GOOD | GOOD |  | 40 |  |  | 8100407 | no | no |  |  | no
fuse_220387976 |  | AN | node_intto1_8100407_200832012 | node_8100407_200832012 | GOOD | GOOD | GOOD |  | 40 |  |  | 8100407 | no | no |  |  | no
fuse_220522349 |  | AN | node_intto1_8100407_200808922 | node_8100407_200808922 | GOOD | GOOD | GOOD |  | 100 |  |  | 8100407 | no | no |  |  | no
fuse_220522462 |  | AN | node_intto1_8100407_200809788 | node_8100407_200809788 | GOOD | GOOD | GOOD |  | 100 |  |  | 8100407 | no | no |  |  | no
fuse_220627194 |  | AN | node_intto1_220627194 | node_220627194 | GOOD | GOOD | GOOD |  | 20 |  |  | 8100407 | no | no |  |  | no
fuse_310018942 |  | ABCN | node_intto1_8100407_200809777 | node_8100407_200809777 | GOOD | GOOD | GOOD |  | 30 |  |  | 8100407 | no | no |  |  | no
fuse_311989820 |  | AN | node_intto1_8100407_200809728 | node_8100407_200809728 | GOOD | GOOD | GOOD |  | 10 |  |  | 8100407 | no | no |  |  | no

## line_configuration
data_type | static
owner_type | feeder
owner | 8100407
object | line_configuration
name | groupid | conductor_A | conductor_B | conductor_C | conductor_N | spacing | z11 | z12 | z13 | z21 | z22 | z23 | z31 | z32 | z33 | c11 | c12 | c13 | c21 | c22 | c23 | c31 | c32 | c33 | dcircuit | selected | comments
bal_1P_1/0AA_1/0AA(N) |  | oh_cond_1/0_AAAC | oh_cond_1/0_AAAC | oh_cond_1/0_AAAC | oh_cond_1/0_AAAC |  | 1.078+1.186j | 0.201+0.467j | 0.201+0.467j | 0.201+0.467j | 1.078+1.186j | 0.201+0.467j | 0.201+0.467j | 0.201+0.467j | 1.078+1.186j | 13.243 | -2.726 | -2.726 | -2.726 | 13.243 | -2.726 | -2.726 | -2.726 | 13.243 |  | no
bal_1P_1/0AA_2/0CU(N) |  | oh_cond_1/0_AAAC | oh_cond_1/0_AAAC | oh_cond_1/0_AAAC | oh_cond_2/0_CU |  | 1.008+1.127j | 0.131+0.409j | 0.131+0.409j | 0.131+0.409j | 1.008+1.127j | 0.131+0.409j | 0.131+0.409j | 0.131+0.409j | 1.008+1.127j | 13.245 | -2.723 | -2.723 | -2.723 | 13.245 | -2.723 | -2.723 | -2.723 | 13.245 |  | no
bal_1P_1/0AA_4/0AC(N) |  | oh_cond_1/0_AAAC | oh_cond_1/0_AAAC | oh_cond_1/0_AAAC | oh_cond_4/0_ACSR |  | 1.012+1.121j | 0.136+0.403j | 0.136+0.403j | 0.136+0.403j | 1.012+1.121j | 0.136+0.403j | 0.136+0.403j | 0.136+0.403j | 1.012+1.121j | 13.267 | -2.702 | -2.702 | -2.702 | 13.267 | -2.702 | -2.702 | -2.702 | 13.267 |  | no
bal_1P_1/0AA_4/0AL(N) |  | oh_cond_1/0_AAAC | oh_cond_1/0_AAAC | oh_cond_1/0_AAAC | oh_cond_4/0_AL |  | 1.011+1.123j | 0.134+0.404j | 0.134+0.404j | 0.134+0.404j | 1.011+1.123j | 0.134+0.404j | 0.134+0.404j | 0.134+0.404j | 1.011+1.123j | 13.261 | -2.707 | -2.707 | -2.707 | 13.261 | -2.707 | -2.707 | -2.707 | 13.261 |  | no
bal_1P_1/0AC_1/0AC(N) |  | oh_cond_1/0_ACSR | oh_cond_1/0_ACSR | oh_cond_1/0_ACSR | oh_cond_1/0_ACSR |  | 1.091+1.185j | 0.203+0.469j | 0.203+0.469j | 0.203+0.469j | 1.091+1.185j | 0.203+0.469j | 0.203+0.469j | 0.203+0.469j | 1.091+1.185j | 13.243 | -2.726 | -2.726 | -2.726 | 13.243 | -2.726 | -2.726 | -2.726 | 13.243 |  | no
bal_1P_1/0AC_2/0CU(N) |  | oh_cond_1/0_ACSR | oh_cond_1/0_ACSR | oh_cond_1/0_ACSR | oh_cond_2/0_CU |  | 1.019+1.125j | 0.131+0.409j | 0.131+0.409j | 0.131+0.409j | 1.019+1.125j | 0.131+0.409j | 0.131+0.409j | 0.131+0.409j | 1.019+1.125j | 13.245 | -2.723 | -2.723 | -2.723 | 13.245 | -2.723 | -2.723 | -2.723 | 13.245 |  | no
bal_1P_1/0AC_2CU(N) |  | oh_cond_1/0_ACSR | oh_cond_1/0_ACSR | oh_cond_1/0_ACSR | oh_cond_2_CU |  | 1.084+1.187j | 0.196+0.471j | 0.196+0.471j | 0.196+0.471j | 1.084+1.187j | 0.196+0.471j | 0.196+0.471j | 0.196+0.471j | 1.084+1.187j | 13.223 | -2.745 | -2.745 | -2.745 | 13.223 | -2.745 | -2.745 | -2.745 | 13.223 |  | no
bal_1P_1/0AC_4/0AC(N) |  | oh_cond_1/0_ACSR | oh_cond_1/0_ACSR | oh_cond_1/0_ACSR | oh_cond_4/0_ACSR |  | 1.024+1.119j | 0.136+0.403j | 0.136+0.403j | 0.136+0.403j | 1.024+1.119j | 0.136+0.403j | 0.136+0.403j | 0.136+0.403j | 1.024+1.119j | 13.267 | -2.702 | -2.702 | -2.702 | 13.267 | -2.702 | -2.702 | -2.702 | 13.267 |  | no
bal_1P_1/0AC_4/0AL(N) |  | oh_cond_1/0_ACSR | oh_cond_1/0_ACSR | oh_cond_1/0_ACSR | oh_cond_4/0_AL |  | 1.022+1.12j | 0.134+0.404j | 0.134+0.404j | 0.134+0.404j | 1.022+1.12j | 0.134+0.404j | 0.134+0.404j | 0.134+0.404j | 1.022+1.12j | 13.261 | -2.707 | -2.707 | -2.707 | 13.261 | -2.707 | -2.707 | -2.707 | 13.261 |  | no
bal_1P_2/0CU_2/0CU(N) |  | oh_cond_2/0_CU | oh_cond_2/0_CU | oh_cond_2/0_CU | oh_cond_2/0_CU |  | 0.571+1.115j | 0.131+0.409j | 0.131+0.409j | 0.131+0.409j | 0.571+1.115j | 0.131+0.409j | 0.131+0.409j | 0.131+0.409j | 0.571+1.115j | 13.33 | -2.752 | -2.752 | -2.752 | 13.33 | -2.752 | -2.752 | -2.752 | 13.33 |  | no
bal_1P_2AC_2AC(N) |  | oh_cond_2_ACSR | oh_cond_2_ACSR | oh_cond_2_ACSR | oh_cond_2_ACSR |  | 1.645+1.289j | 0.235+0.543j | 0.235+0.543j | 0.235+0.543j | 1.645+1.289j | 0.235+0.543j | 0.235+0.543j | 0.235+0.543j | 1.645+1.289j | 12.813 | -2.597 | -2.597 | -2.597 | 12.813 | -2.597 | -2.597 | -2.597 | 12.813 |  | no
bal_1P_4CU_1/0AC(N) |  | oh_cond_4_CU | oh_cond_4_CU | oh_cond_4_CU | oh_cond_1/0_ACSR |  | 1.591+1.253j | 0.203+0.469j | 0.203+0.469j | 0.203+0.469j | 1.591+1.253j | 0.203+0.469j | 0.203+0.469j | 0.203+0.469j | 1.591+1.253j | 12.19 | -2.374 | -2.374 | -2.374 | 12.19 | -2.374 | -2.374 | -2.374 | 12.19 |  | no
bal_1P_4CU_2/0CU(N) |  | oh_cond_4_CU | oh_cond_4_CU | oh_cond_4_CU | oh_cond_2/0_CU |  | 1.519+1.193j | 0.131+0.409j | 0.131+0.409j | 0.131+0.409j | 1.519+1.193j | 0.131+0.409j | 0.131+0.409j | 0.131+0.409j | 1.519+1.193j | 12.193 | -2.372 | -2.372 | -2.372 | 12.193 | -2.372 | -2.372 | -2.372 | 12.193 |  | no
bal_1P_4CU_4/0AL |  | oh_cond_4_CU | oh_cond_4_CU | oh_cond_4_CU | oh_cond_4/0_AL |  | 1.522+1.188j | 0.134+0.404j | 0.134+0.404j | 0.134+0.404j | 1.522+1.188j | 0.134+0.404j | 0.134+0.404j | 0.134+0.404j | 1.522+1.188j | 12.207 | -2.357 | -2.357 | -2.357 | 12.207 | -2.357 | -2.357 | -2.357 | 12.207 |  | no
bal_2P_1/0AA_4/0AL(N) |  | oh_cond_1/0_AAAC | oh_cond_1/0_AAAC | oh_cond_1/0_AAAC | oh_cond_4/0_AL |  | 1.011+1.123j | 0.134+0.404j | 0.134+0.404j | 0.134+0.404j | 1.011+1.123j | 0.134+0.404j | 0.134+0.404j | 0.134+0.404j | 1.011+1.123j | 13.261 | -2.707 | -2.707 | -2.707 | 13.261 | -2.707 | -2.707 | -2.707 | 13.261 |  | no
bal_2P_1/0AC_1/0AC(N) |  | oh_cond_1/0_ACSR | oh_cond_1/0_ACSR | oh_cond_1/0_ACSR | oh_cond_1/0_ACSR |  | 1.091+1.185j | 0.203+0.469j | 0.203+0.469j | 0.203+0.469j | 1.091+1.185j | 0.203+0.469j | 0.203+0.469j | 0.203+0.469j | 1.091+1.185j | 13.243 | -2.726 | -2.726 | -2.726 | 13.243 | -2.726 | -2.726 | -2.726 | 13.243 |  | no
bal_3P_1/0AA_1/0AA(N) |  | oh_cond_1/0_AAAC | oh_cond_1/0_AAAC | oh_cond_1/0_AAAC | oh_cond_1/0_AAAC |  | 1.078+1.186j | 0.201+0.467j | 0.201+0.467j | 0.201+0.467j | 1.078+1.186j | 0.201+0.467j | 0.201+0.467j | 0.201+0.467j | 1.078+1.186j | 13.243 | -2.726 | -2.726 | -2.726 | 13.243 | -2.726 | -2.726 | -2.726 | 13.243 |  | no
bal_3P_1/0AA_1/0AC(N) |  | oh_cond_1/0_AAAC | oh_cond_1/0_AAAC | oh_cond_1/0_AAAC | oh_cond_1/0_ACSR |  | 1.08+1.187j | 0.203+0.469j | 0.203+0.469j | 0.203+0.469j | 1.08+1.187j | 0.203+0.469j | 0.203+0.469j | 0.203+0.469j | 1.08+1.187j | 13.243 | -2.726 | -2.726 | -2.726 | 13.243 | -2.726 | -2.726 | -2.726 | 13.243 |  | no
bal_3P_1/0AA_4/0AA(N) |  | oh_cond_1/0_AAAC | oh_cond_1/0_AAAC | oh_cond_1/0_AAAC | oh_cond_4/0_AAAC |  | 1.011+1.121j | 0.134+0.402j | 0.134+0.402j | 0.134+0.402j | 1.011+1.121j | 0.134+0.402j | 0.134+0.402j | 0.134+0.402j | 1.011+1.121j | 13.267 | -2.702 | -2.702 | -2.702 | 13.267 | -2.702 | -2.702 | -2.702 | 13.267 |  | no
bal_3P_1/0AA_4/0AC(N) |  | oh_cond_1/0_AAAC | oh_cond_1/0_AAAC | oh_cond_1/0_AAAC | oh_cond_4/0_ACSR |  | 1.012+1.121j | 0.136+0.403j | 0.136+0.403j | 0.136+0.403j | 1.012+1.121j | 0.136+0.403j | 0.136+0.403j | 0.136+0.403j | 1.012+1.121j | 13.267 | -2.702 | -2.702 | -2.702 | 13.267 | -2.702 | -2.702 | -2.702 | 13.267 |  | no
bal_3P_1/0AA_4/0AL(N) |  | oh_cond_1/0_AAAC | oh_cond_1/0_AAAC | oh_cond_1/0_AAAC | oh_cond_4/0_AL |  | 1.011+1.123j | 0.134+0.404j | 0.134+0.404j | 0.134+0.404j | 1.011+1.123j | 0.134+0.404j | 0.134+0.404j | 0.134+0.404j | 1.011+1.123j | 13.261 | -2.707 | -2.707 | -2.707 | 13.261 | -2.707 | -2.707 | -2.707 | 13.261 |  | no
bal_3P_1/0AC_1/0AA(N) |  | oh_cond_1/0_ACSR | oh_cond_1/0_ACSR | oh_cond_1/0_ACSR | oh_cond_1/0_AAAC |  | 1.089+1.184j | 0.201+0.467j | 0.201+0.467j | 0.201+0.467j | 1.089+1.184j | 0.201+0.467j | 0.201+0.467j | 0.201+0.467j | 1.089+1.184j | 13.243 | -2.726 | -2.726 | -2.726 | 13.243 | -2.726 | -2.726 | -2.726 | 13.243 |  | no
bal_3P_1/0AC_1/0AC(N) |  | oh_cond_1/0_ACSR | oh_cond_1/0_ACSR | oh_cond_1/0_ACSR | oh_cond_1/0_ACSR |  | 1.091+1.185j | 0.203+0.469j | 0.203+0.469j | 0.203+0.469j | 1.091+1.185j | 0.203+0.469j | 0.203+0.469j | 0.203+0.469j | 1.091+1.185j | 13.243 | -2.726 | -2.726 | -2.726 | 13.243 | -2.726 | -2.726 | -2.726 | 13.243 |  | no
bal_3P_1/0AC_2CU_(N) |  | oh_cond_1/0_ACSR | oh_cond_1/0_ACSR | oh_cond_1/0_ACSR | oh_cond_2_CU |  | 1.084+1.187j | 0.196+0.471j | 0.196+0.471j | 0.196+0.471j | 1.084+1.187j | 0.196+0.471j | 0.196+0.471j | 0.196+0.471j | 1.084+1.187j | 13.223 | -2.745 | -2.745 | -2.745 | 13.223 | -2.745 | -2.745 | -2.745 | 13.223 |  | no
bal_3P_1/0AC_4/0AL(N) |  | oh_cond_1/0_ACSR | oh_cond_1/0_ACSR | oh_cond_1/0_ACSR | oh_cond_4/0_AL |  | 1.022+1.12j | 0.134+0.404j | 0.134+0.404j | 0.134+0.404j | 1.022+1.12j | 0.134+0.404j | 0.134+0.404j | 0.134+0.404j | 1.022+1.12j | 13.261 | -2.707 | -2.707 | -2.707 | 13.261 | -2.707 | -2.707 | -2.707 | 13.261 |  | no
bal_3P_2/0CU_2/0CU(N) |  | oh_cond_2/0_CU | oh_cond_2/0_CU | oh_cond_2/0_CU | oh_cond_2/0_CU |  | 0.571+1.115j | 0.131+0.409j | 0.131+0.409j | 0.131+0.409j | 0.571+1.115j | 0.131+0.409j | 0.131+0.409j | 0.131+0.409j | 0.571+1.115j | 13.33 | -2.752 | -2.752 | -2.752 | 13.33 | -2.752 | -2.752 | -2.752 | 13.33 |  | no
bal_3P_2/0CU_4/0AL(N) |  | oh_cond_2/0_CU | oh_cond_2/0_CU | oh_cond_2/0_CU | oh_cond_4/0_AL |  | 0.574+1.111j | 0.134+0.404j | 0.134+0.404j | 0.134+0.404j | 0.574+1.111j | 0.134+0.404j | 0.134+0.404j | 0.134+0.404j | 0.574+1.111j | 13.346 | -2.736 | -2.736 | -2.736 | 13.346 | -2.736 | -2.736 | -2.736 | 13.346 |  | no
bal_3P_4CU_1/0AC(N) |  | oh_cond_4_CU | oh_cond_4_CU | oh_cond_4_CU | oh_cond_1/0_ACSR |  | 1.591+1.253j | 0.203+0.469j | 0.203+0.469j | 0.203+0.469j | 1.591+1.253j | 0.203+0.469j | 0.203+0.469j | 0.203+0.469j | 1.591+1.253j | 12.19 | -2.374 | -2.374 | -2.374 | 12.19 | -2.374 | -2.374 | -2.374 | 12.19 |  | no
bal_3P_4CU_4/0AL(N) |  | oh_cond_4_CU | oh_cond_4_CU | oh_cond_4_CU | oh_cond_4/0_AL |  | 1.522+1.188j | 0.134+0.404j | 0.134+0.404j | 0.134+0.404j | 1.522+1.188j | 0.134+0.404j | 0.134+0.404j | 0.134+0.404j | 1.522+1.188j | 12.207 | -2.357 | -2.357 | -2.357 | 12.207 | -2.357 | -2.357 | -2.357 | 12.207 |  | no
bal_3P_477AL_2/0CU(N) |  | oh_cond_477_MCM_AL | oh_cond_477_MCM_AL | oh_cond_477_MCM_AL | oh_cond_2/0_CU |  | 0.329+1.038j | 0.131+0.409j | 0.131+0.409j | 0.131+0.409j | 0.329+1.038j | 0.131+0.409j | 0.131+0.409j | 0.131+0.409j | 0.329+1.038j | 14.903 | -3.303 | -3.303 | -3.303 | 14.903 | -3.303 | -3.303 | -3.303 | 14.903 |  | no
bal_3P_477AL_4/0AL(N) |  | oh_cond_477_MCM_AL | oh_cond_477_MCM_AL | oh_cond_477_MCM_AL | oh_cond_4/0_AL |  | 0.332+1.034j | 0.134+0.404j | 0.134+0.404j | 0.134+0.404j | 0.332+1.034j | 0.134+0.404j | 0.134+0.404j | 0.134+0.404j | 0.332+1.034j | 14.921 | -3.285 | -3.285 | -3.285 | 14.921 | -3.285 | -3.285 | -3.285 | 14.921 |  | no
bal_3P_477AL_477AL(N) |  | oh_cond_477_MCM_AL | oh_cond_477_MCM_AL | oh_cond_477_MCM_AL | oh_cond_477_MCM_AL |  | 0.275+1j | 0.077+0.371j | 0.077+0.371j | 0.077+0.371j | 0.275+1j | 0.077+0.371j | 0.077+0.371j | 0.077+0.371j | 0.275+1j | 14.957 | -3.249 | -3.249 | -3.249 | 14.957 | -3.249 | -3.249 | -3.249 | 14.957 |  | no
unb_TAPWIRE_OH |  | oh_cond_WP-4/0-CU | oh_cond_WP-4/0-CU | oh_cond_WP-4/0-CU | oh_cond_WP-4/0-CU |  | 0.365+1.097j | 0.093+0.433j | 0.094+0.34j | 0.093+0.433j | 0.368+1.078j | 0.095+0.401j | 0.094+0.34j | 0.095+0.401j | 0.368+1.077j | 14.911 | -4.341 | -1.953 | -4.341 | 15.781 | -3.724 | -1.953 | -3.724 | 14.818 |  | no
und_1P_2ALURD_2AL(N) |  | und_cond_1P_2ALURD_2AL(N) | und_cond_1P_2ALURD_2AL(N) | und_cond_1P_2ALURD_2AL(N) |  |  | 2.379+0.823j | 0.0+0.0j | 0.0+0.0j | 0.0+0.0j | 2.379+0.823j | 0.0+0.0j | 0.0+0.0j | 0.0+0.0j | 2.379+0.823j | 401.497 | 0 | 0 | 0 | 401.497 | 0 | 0 | 0 | 401.497 |  | no
und_3P_2ALURD_2AL(N) |  | und_cond_3P_2ALURD_2AL(N) | und_cond_3P_2ALURD_2AL(N) | und_cond_3P_2ALURD_2AL(N) |  |  | 2.125+0.49j | 0.384+0.067j | 0.384+0.067j | 0.384+0.067j | 2.125+0.49j | 0.384+0.067j | 0.384+0.067j | 0.384+0.067j | 2.125+0.49j | 401.497 | 0 | 0 | 0 | 401.497 | 0 | 0 | 0 | 401.497 |  | no
und_3P_500CUURD_500CU(N) |  | und_cond_3P_500CUURD_500CU(N) | und_cond_3P_500CUURD_500CU(N) | und_cond_3P_500CUURD_500CU(N) |  |  | 0.202+0.249j | 0.032+0.017j | 0.032+0.017j | 0.032+0.017j | 0.202+0.249j | 0.032+0.017j | 0.032+0.017j | 0.032+0.017j | 0.202+0.249j | 878.925 | 0 | 0 | 0 | 878.925 | 0 | 0 | 0 | 878.925 |  | no
und_TAPWIRE_UG |  | und_cond_TAPWIRE_UG | und_cond_TAPWIRE_UG | und_cond_TAPWIRE_UG |  |  | 0.001+0.001j | 0.0+0.0j | 0.0+0.0j | 0.0+0.0j | 0.001+0.001j | 0.0+0.0j | 0.0+0.0j | 0.0+0.0j | 0.001+0.001j | 0 | 0 | 0 | 0 | 0 | 0 | 0 | 0 | 0 |  | no

## load
data_type | static
owner_type | feeder
owner | 8100407
object | load
name | groupid | parent | bustype | phases | nominal_voltage | load_class | constant_power_A | constant_power_B | constant_power_C | constant_current_A | constant_current_B | constant_current_C | constant_impedance_A | constant_impedance_B | constant_impedance_C | base_power_A | base_power_B | base_power_C | power_pf_A | power_pf_B | power_pf_C | current_pf_A | current_pf_B | current_pf_C | impedance_pf_A | impedance_pf_B | impedance_pf_C | power_fraction_A | power_fraction_B | power_fraction_C | current_fraction_A | current_fraction_B | current_fraction_C | impedance_fraction_A | impedance_fraction_B | impedance_fraction_C | dcircuit | selected | monitored | monitored_fields | class_monitored_fields | played | played_fields | base_kw_A | base_kw_B | base_kw_C | kw_A | kw_B | kw_C | comments | critical_load | dem_resp_lb | dem_resp_ub | dem_resp_shortage_cost | dem_resp_surplus_cost | num_customers
load_220331126 |  | node_1395256_455_15296776_059 |  | AN | 0 | NonResidential | 4000+1703.993j | 0 | 0 | 0 | 0 | 0 | [24 empty] | 8100407 | no | no |  |  | no |  | 0 | 0 | 0 | 0 | 0 | 0 |  | 1 | 1 | 1 | 0 | 0 | 0
load_220331127 |  | node_1395458_585_15296688_322 |  | AN | 0 | Residential | 13240.8+5640.557j | 0 | 0 | 0 | 0 | 0 | [24 empty] | 8100407 | no | no |  |  | no |  | 0 | 0 | 0 | 0 | 0 | 0 |  | 1 | 1 | 1 | 0 | 0 | 0
load_220331128 |  | node_1395463_475_15296693_445 |  | BN | 0 | Residential | 0 | 13240.8+5640.557j | 0 | 0 | 0 | 0 | [24 empty] | 8100407 | no | no |  |  | no |  | 0 | 0 | 0 | 0 | 0 | 0 |  | 1 | 1 | 1 | 0 | 0 | 0
load_220331129 |  | node_1395453_864_15296682_219 |  | CN | 0 | NonResidential | 0 | 0 | 16666.667+7099.97j | 0 | 0 | 0 | [24 empty] | 8100407 | no | no |  |  | no |  | 0 | 0 | 0 | 0 | 0 | 0 |  | 1 | 1 | 1 | 0 | 0 | 0
load_220331130 |  | node_1395629_136_15297193_311 |  | AN | 0 | Residential | 48751.2+20767.924j | 0 | 0 | 0 | 0 | 0 | [24 empty] | 8100407 | no | no |  |  | no |  | 0 | 0 | 0 | 0 | 0 | 0 |  | 1 | 1 | 1 | 0 | 0 | 0
load_220331131 |  | node_1395694_172_15297727_152 |  | AN | 0 | Residential | 90734.4+38652.693j | 0 | 0 | 0 | 0 | 0 | [24 empty] | 8100407 | no | no |  |  | no |  | 0 | 0 | 0 | 0 | 0 | 0 |  | 1 | 1 | 1 | 0 | 0 | 0
load_220331132 |  | node_1395726_626_15297988_846 |  | AN | 0 | Residential | 37166.4+15832.82j | 0 | 0 | 0 | 0 | 0 | [24 empty] | 8100407 | no | no |  |  | no |  | 0 | 0 | 0 | 0 | 0 | 0 |  | 1 | 1 | 1 | 0 | 0 | 0
load_220331134 |  | node_1395849_121_15298988_965 |  | AN | 0 | NonResidential | 6500+2768.988j | 0 | 0 | 0 | 0 | 0 | [24 empty] | 8100407 | no | no |  |  | no |  | 0 | 0 | 0 | 0 | 0 | 0 |  | 1 | 1 | 1 | 0 | 0 | 0
load_220331135 |  | node_1395852_404_15299004_112 |  | AN | 0 | Residential | 21060+8971.522j | 0 | 0 | 0 | 0 | 0 | [24 empty] | 8100407 | no | no |  |  | no |  | 0 | 0 | 0 | 0 | 0 | 0 |  | 1 | 1 | 1 | 0 | 0 | 0
load_220331136 |  | node_1395922_491_15299446_607 |  | AN | 0 | Residential | 15801.6+6731.453j | 0 | 0 | 0 | 0 | 0 | [24 empty] | 8100407 | no | no |  |  | no |  | 0 | 0 | 0 | 0 | 0 | 0 |  | 1 | 1 | 1 | 0 | 0 | 0
load_220331137 |  | node_1395923_745_15299437_495 |  | BN | 0 | Residential | 0 | 15801.6+6731.453j | 0 | 0 | 0 | 0 | [24 empty] | 8100407 | no | no |  |  | no |  | 0 | 0 | 0 | 0 | 0 | 0 |  | 1 | 1 | 1 | 0 | 0 | 0
load_220331138 |  | node_1395922_02_15299455_292 |  | CN | 0 | Residential | 0 | 0 | 15801.6+6731.453j | 0 | 0 | 0 | [24 empty] | 8100407 | no | no |  |  | no |  | 0 | 0 | 0 | 0 | 0 | 0 |  | 1 | 1 | 1 | 0 | 0 | 0
load_220331139 |  | node_1396061_188_15299787_377 |  | AN | 0 | Residential | 51026.4+21737.155j | 0 | 0 | 0 | 0 | 0 | [24 empty] | 8100407 | no | no |  |  | no |  | 0 | 0 | 0 | 0 | 0 | 0 |  | 1 | 1 | 1 | 0 | 0 | 0
load_220331140 |  | node_1396364_287_15300375_334 |  | AN | 0 | Residential | 38923.2+16581.214j | 0 | 0 | 0 | 0 | 0 | [24 empty] | 8100407 | no | no |  |  | no |  | 0 | 0 | 0 | 0 | 0 | 0 |  | 1 | 1 | 1 | 0 | 0 | 0
load_220331141 |  | node_1396613_208_15300862_838 |  | AN | 0 | Residential | 17488.8+7450.198j | 0 | 0 | 0 | 0 | 0 | [24 empty] | 8100407 | no | no |  |  | no |  | 0 | 0 | 0 | 0 | 0 | 0 |  | 1 | 1 | 1 | 0 | 0 | 0
load_220331142 |  | node_1396717_552_15301210_798 |  | AN | 0 | NonResidential | 7725.6+3291.092j | 0 | 0 | 0 | 0 | 0 | [24 empty] | 8100407 | no | no |  |  | no |  | 0 | 0 | 0 | 0 | 0 | 0 |  | 1 | 1 | 1 | 0 | 0 | 0
load_220331144 |  | node_1396922_466_15301899_562 |  | AN | 0 | Residential | 44373.6+18903.074j | 0 | 0 | 0 | 0 | 0 | [24 empty] | 8100407 | no | no |  |  | no |  | 0 | 0 | 0 | 0 | 0 | 0 |  | 1 | 1 | 1 | 0 | 0 | 0
load_220331145 |  | node_1397020_56_15302265_888 |  | AN | 0 | Residential | 54424.8+23184.868j | 0 | 0 | 0 | 0 | 0 | [24 empty] | 8100407 | no | no |  |  | no |  | 0 | 0 | 0 | 0 | 0 | 0 |  | 1 | 1 | 1 | 0 | 0 | 0
load_220331431 |  | node_1396178_677_15297688_962 |  | AN | 0 | Residential | 73728+31407.996j | 0 | 0 | 0 | 0 | 0 | [24 empty] | 8100407 | no | no |  |  | no |  | 0 | 0 | 0 | 0 | 0 | 0 |  | 1 | 1 | 1 | 0 | 0 | 0
load_220331432 |  | node_1395269_332_15298136_798 |  | AN | 0 | NonResidential | 34000+14483.939j | 0 | 0 | 0 | 0 | 0 | [24 empty] | 8100407 | no | no |  |  | no |  | 0 | 0 | 0 | 0 | 0 | 0 |  | 1 | 1 | 1 | 0 | 0 | 0
load_220331434 |  | node_1394611_592_15297918_658 |  | AN | 0 | NonResidential | 6333.333+2697.989j | 0 | 0 | 0 | 0 | 0 | [24 empty] | 8100407 | no | no |  |  | no |  | 0 | 0 | 0 | 0 | 0 | 0 |  | 1 | 1 | 1 | 0 | 0 | 0
load_220331435 |  | node_1394609_771_15297895_944 |  | BN | 0 | NonResidential | 0 | 6333.333+2697.989j | 0 | 0 | 0 | 0 | [24 empty] | 8100407 | no | no |  |  | no |  | 0 | 0 | 0 | 0 | 0 | 0 |  | 1 | 1 | 1 | 0 | 0 | 0
load_220331436 |  | node_1394614_891_15297938_984 |  | CN | 0 | NonResidential | 0 | 0 | 6333.333+2697.989j | 0 | 0 | 0 | [24 empty] | 8100407 | no | no |  |  | no |  | 0 | 0 | 0 | 0 | 0 | 0 |  | 1 | 1 | 1 | 0 | 0 | 0
load_220331445 |  | node_1396248_729_15298541_575 |  | AN | 0 | NonResidential | 201.6+85.881j | 0 | 0 | 0 | 0 | 0 | [24 empty] | 8100407 | no | no |  |  | no |  | 0 | 0 | 0 | 0 | 0 | 0 |  | 1 | 1 | 1 | 0 | 0 | 0
load_220331446 |  | node_1396528_371_15298592_142 |  | AN | 0 | Residential | 367012.8+156346.798j | 0 | 0 | 0 | 0 | 0 | [24 empty] | 8100407 | no | no |  |  | no |  | 0 | 0 | 0 | 0 | 0 | 0 |  | 1 | 1 | 1 | 0 | 0 | 0
load_220331447 |  | node_1395432_766_15298942_661 |  | AN | 0 | Residential | 69638.4+29665.834j | 0 | 0 | 0 | 0 | 0 | [24 empty] | 8100407 | no | no |  |  | no |  | 0 | 0 | 0 | 0 | 0 | 0 |  | 1 | 1 | 1 | 0 | 0 | 0
load_220331448 |  | node_1395151_235_15298978_951 |  | AN | 0 | Residential | 14198.4+6048.493j | 0 | 0 | 0 | 0 | 0 | [24 empty] | 8100407 | no | no |  |  | no |  | 0 | 0 | 0 | 0 | 0 | 0 |  | 1 | 1 | 1 | 0 | 0 | 0
load_220331449 |  | node_1395126_21_15298768_656 |  | AN | 0 | NonResidential | 18000+7667.968j | 0 | 0 | 0 | 0 | 0 | [24 empty] | 8100407 | no | no |  |  | no |  | 0 | 0 | 0 | 0 | 0 | 0 |  | 1 | 1 | 1 | 0 | 0 | 0
load_220331450 |  | node_1395118_882_15298757_654 |  | BN | 0 | NonResidential | 0 | 18000+7667.968j | 0 | 0 | 0 | 0 | [24 empty] | 8100407 | no | no |  |  | no |  | 0 | 0 | 0 | 0 | 0 | 0 |  | 1 | 1 | 1 | 0 | 0 | 0
load_220331451 |  | node_1395131_393_15298780_659 |  | CN | 0 | NonResidential | 0 | 0 | 18000+7667.968j | 0 | 0 | 0 | [24 empty] | 8100407 | no | no |  |  | no |  | 0 | 0 | 0 | 0 | 0 | 0 |  | 1 | 1 | 1 | 0 | 0 | 0
load_220331452 |  | node_1395451_848_15298519_12 |  | AN | 0 | Residential | 16358.4+6968.649j | 0 | 0 | 0 | 0 | 0 | [24 empty] | 8100407 | no | no |  |  | no |  | 0 | 0 | 0 | 0 | 0 | 0 |  | 1 | 1 | 1 | 0 | 0 | 0
load_220331453 |  | node_1396587_685_15298632_122 |  | AN | 0 | NonResidential | 5000+2129.991j | 0 | 0 | 0 | 0 | 0 | [24 empty] | 8100407 | no | no |  |  | no |  | 0 | 0 | 0 | 0 | 0 | 0 |  | 1 | 1 | 1 | 0 | 0 | 0
load_220331454 |  | node_1396748_339_15298879_756 |  | AN | 0 | Residential | 68846.4+29328.444j | 0 | 0 | 0 | 0 | 0 | [24 empty] | 8100407 | no | no |  |  | no |  | 0 | 0 | 0 | 0 | 0 | 0 |  | 1 | 1 | 1 | 0 | 0 | 0
load_220331455 |  | node_1396203_233_15298840_634 |  | AN | 0 | NonResidential | 6559.2+2794.207j | 0 | 0 | 0 | 0 | 0 | [24 empty] | 8100407 | no | no |  |  | no |  | 0 | 0 | 0 | 0 | 0 | 0 |  | 1 | 1 | 1 | 0 | 0 | 0
load_220331457 |  | node_1396776_649_15299139_579 |  | AN | 0 | Residential | 70646.4+30095.24j | 0 | 0 | 0 | 0 | 0 | [24 empty] | 8100407 | no | no |  |  | no |  | 0 | 0 | 0 | 0 | 0 | 0 |  | 1 | 1 | 1 | 0 | 0 | 0
load_220331458 |  | node_1395970_07_15299103_546 |  | AN | 0 | NonResidential | 7666.667+3265.986j | 0 | 0 | 0 | 0 | 0 | [24 empty] | 8100407 | no | no |  |  | no |  | 0 | 0 | 0 | 0 | 0 | 0 |  | 1 | 1 | 1 | 0 | 0 | 0
load_220331459 |  | node_1395982_481_15299105_133 |  | BN | 0 | NonResidential | 0 | 7666.667+3265.986j | 0 | 0 | 0 | 0 | [24 empty] | 8100407 | no | no |  |  | no |  | 0 | 0 | 0 | 0 | 0 | 0 |  | 1 | 1 | 1 | 0 | 0 | 0
load_220331460 |  | node_1395959_515_15299107_124 |  | CN | 0 | NonResidential | 0 | 0 | 7666.667+3265.986j | 0 | 0 | 0 | [24 empty] | 8100407 | no | no |  |  | no |  | 0 | 0 | 0 | 0 | 0 | 0 |  | 1 | 1 | 1 | 0 | 0 | 0
load_220331461 |  | node_1396359_474_15299124_663 |  | AN | 0 | NonResidential | 3016.8+1285.151j | 0 | 0 | 0 | 0 | 0 | [24 empty] | 8100407 | no | no |  |  | no |  | 0 | 0 | 0 | 0 | 0 | 0 |  | 1 | 1 | 1 | 0 | 0 | 0
load_220331462 |  | node_1395629_531_15299432_915 |  | AN | 0 | NonResidential | 6000+2555.989j | 0 | 0 | 0 | 0 | 0 | [24 empty] | 8100407 | no | no |  |  | no |  | 0 | 0 | 0 | 0 | 0 | 0 |  | 1 | 1 | 1 | 0 | 0 | 0
load_220331463 |  | node_1396917_692_15299681_952 |  | AN | 0 | Residential | 109771.2+46762.335j | 0 | 0 | 0 | 0 | 0 | [24 empty] | 8100407 | no | no |  |  | no |  | 0 | 0 | 0 | 0 | 0 | 0 |  | 1 | 1 | 1 | 0 | 0 | 0
load_220331465 |  | node_1397243_966_15299747_174 |  | AN | 0 | NonResidential | 2872.8+1223.808j | 0 | 0 | 0 | 0 | 0 | [24 empty] | 8100407 | no | no |  |  | no |  | 0 | 0 | 0 | 0 | 0 | 0 |  | 1 | 1 | 1 | 0 | 0 | 0
load_220331466 |  | node_1396202_943_15299608_054 |  | AN | 0 | NonResidential | 1245.6+530.623j | 0 | 0 | 0 | 0 | 0 | [24 empty] | 8100407 | no | no |  |  | no |  | 0 | 0 | 0 | 0 | 0 | 0 |  | 1 | 1 | 1 | 0 | 0 | 0
load_220331467 |  | node_1396572_13_15300002_001 |  | AN | 0 | Residential | 116294.4+49541.207j | 0 | 0 | 0 | 0 | 0 | [24 empty] | 8100407 | no | no |  |  | no |  | 0 | 0 | 0 | 0 | 0 | 0 |  | 1 | 1 | 1 | 0 | 0 | 0
load_220331468 |  | node_1397243_193_15300369_749 |  | AN | 0 | Residential | 115768.8+49317.302j | 0 | 0 | 0 | 0 | 0 | [24 empty] | 8100407 | no | no |  |  | no |  | 0 | 0 | 0 | 0 | 0 | 0 |  | 1 | 1 | 1 | 0 | 0 | 0
load_220331469 |  | node_1396742_196_15300274_48 |  | AN | 0 | NonResidential | 13816.8+5885.932j | 0 | 0 | 0 | 0 | 0 | [24 empty] | 8100407 | no | no |  |  | no |  | 0 | 0 | 0 | 0 | 0 | 0 |  | 1 | 1 | 1 | 0 | 0 | 0
load_220331470 |  | node_1396911_13_15300534_462 |  | AN | 0 | Residential | 113047.2+48157.906j | 0 | 0 | 0 | 0 | 0 | [24 empty] | 8100407 | no | no |  |  | no |  | 0 | 0 | 0 | 0 | 0 | 0 |  | 1 | 1 | 1 | 0 | 0 | 0
load_220331471 |  | node_1396889_401_15300825_644 |  | AN | 0 | Residential | 73137.6+31156.487j | 0 | 0 | 0 | 0 | 0 | [24 empty] | 8100407 | no | no |  |  | no |  | 0 | 0 | 0 | 0 | 0 | 0 |  | 1 | 1 | 1 | 0 | 0 | 0
load_220331472 |  | node_1397456_835_15300796_669 |  | AN | 0 | Residential | 96472.8+41097.241j | 0 | 0 | 0 | 0 | 0 | [24 empty] | 8100407 | no | no |  |  | no |  | 0 | 0 | 0 | 0 | 0 | 0 |  | 1 | 1 | 1 | 0 | 0 | 0
load_220331473 |  | node_1397031_714_15301027_266 |  | AN | 0 | Residential | 72950.4+31076.74j | 0 | 0 | 0 | 0 | 0 | [24 empty] | 8100407 | no | no |  |  | no |  | 0 | 0 | 0 | 0 | 0 | 0 |  | 1 | 1 | 1 | 0 | 0 | 0
load_220331474 |  | node_1397328_92_15300985_294 |  | AN | 0 | Residential | 705052.8+300351.235j | 0 | 0 | 0 | 0 | 0 | [24 empty] | 8100407 | no | no |  |  | no |  | 0 | 0 | 0 | 0 | 0 | 0 |  | 1 | 1 | 1 | 0 | 0 | 0
load_220331475 |  | node_1397118_621_15301424_124 |  | AN | 0 | Residential | 77472+33002.934j | 0 | 0 | 0 | 0 | 0 | [24 empty] | 8100407 | no | no |  |  | no |  | 0 | 0 | 0 | 0 | 0 | 0 |  | 1 | 1 | 1 | 0 | 0 | 0
load_220331476 |  | node_1397337_824_15302129_507 |  | AN | 0 | Residential | 73224+31193.293j | 0 | 0 | 0 | 0 | 0 | [24 empty] | 8100407 | no | no |  |  | no |  | 0 | 0 | 0 | 0 | 0 | 0 |  | 1 | 1 | 1 | 0 | 0 | 0
load_220331477 |  | node_1397467_139_15299898_608 |  | AN | 0 | Residential | 10026+4271.058j | 0 | 0 | 0 | 0 | 0 | [24 empty] | 8100407 | no | no |  |  | no |  | 0 | 0 | 0 | 0 | 0 | 0 |  | 1 | 1 | 1 | 0 | 0 | 0
load_220331478 |  | node_1397467_195_15299887_965 |  | AN | 0 | Residential | 10026+4271.058j | 0 | 0 | 0 | 0 | 0 | [24 empty] | 8100407 | no | no |  |  | no |  | 0 | 0 | 0 | 0 | 0 | 0 |  | 1 | 1 | 1 | 0 | 0 | 0
load_220331479 |  | node_1397543_362_15300652_042 |  | AN | 0 | Residential | 37116+15811.35j | 0 | 0 | 0 | 0 | 0 | [24 empty] | 8100407 | no | no |  |  | no |  | 0 | 0 | 0 | 0 | 0 | 0 |  | 1 | 1 | 1 | 0 | 0 | 0
load_220331480 |  | node_1397771_319_15300846_676 |  | AN | 0 | NonResidential | 7000+2981.988j | 0 | 0 | 0 | 0 | 0 | [24 empty] | 8100407 | no | no |  |  | no |  | 0 | 0 | 0 | 0 | 0 | 0 |  | 1 | 1 | 1 | 0 | 0 | 0
load_220331481 |  | node_1397775_697_15300866_581 |  | AN | 0 | NonResidential | 7000+2981.988j | 0 | 0 | 0 | 0 | 0 | [24 empty] | 8100407 | no | no |  |  | no |  | 0 | 0 | 0 | 0 | 0 | 0 |  | 1 | 1 | 1 | 0 | 0 | 0
load_220331484 |  | node_1397552_758_15301310_654 |  | AN | 0 | Residential | 70480.8+30024.695j | 0 | 0 | 0 | 0 | 0 | [24 empty] | 8100407 | no | no |  |  | no |  | 0 | 0 | 0 | 0 | 0 | 0 |  | 1 | 1 | 1 | 0 | 0 | 0
load_220331485 |  | node_1397619_552_15302052_752 |  | AN | 0 | Residential | 36489.6+15544.505j | 0 | 0 | 0 | 0 | 0 | [24 empty] | 8100407 | no | no |  |  | no |  | 0 | 0 | 0 | 0 | 0 | 0 |  | 1 | 1 | 1 | 0 | 0 | 0
load_220331486 |  | node_1397592_796_15302254_551 |  | AN | 0 | NonResidential | 3463.2+1475.317j | 0 | 0 | 0 | 0 | 0 | [24 empty] | 8100407 | no | no |  |  | no |  | 0 | 0 | 0 | 0 | 0 | 0 |  | 1 | 1 | 1 | 0 | 0 | 0
load_220331487 |  | node_1396942_367_15301714_65 |  | AN | 0 | NonResidential | 0 | 0 | 0 | 0 | 0 | 0 | [24 empty] | 8100407 | no | no |  |  | no |  | 0 | 0 | 0 | 0 | 0 | 0 |  | 1 | 1 | 1 | 0 | 0 | 0
load_220331488 |  | node_1397190_426_15301672_192 |  | AN | 0 | NonResidential | 460.8+196.3j | 0 | 0 | 0 | 0 | 0 | [24 empty] | 8100407 | no | no |  |  | no |  | 0 | 0 | 0 | 0 | 0 | 0 |  | 1 | 1 | 1 | 0 | 0 | 0
load_220332901 |  | node_1394195_189_15295808_517 |  | AN | 0 | NonResidential | 0 | 0 | 0 | 0 | 0 | 0 | [24 empty] | 8100407 | no | no |  |  | no |  | 0 | 0 | 0 | 0 | 0 | 0 |  | 1 | 1 | 1 | 0 | 0 | 0
load_220332902 |  | node_1394214_02_15295806_069 |  | BN | 0 | NonResidential | 0 | 0 | 0 | 0 | 0 | 0 | [24 empty] | 8100407 | no | no |  |  | no |  | 0 | 0 | 0 | 0 | 0 | 0 |  | 1 | 1 | 1 | 0 | 0 | 0
load_220332903 |  | node_1394179_168_15295813_801 |  | CN | 0 | NonResidential | 0 | 0 | 0 | 0 | 0 | 0 | [24 empty] | 8100407 | no | no |  |  | no |  | 0 | 0 | 0 | 0 | 0 | 0 |  | 1 | 1 | 1 | 0 | 0 | 0
load_220332904 |  | node_1393917_798_15295698_443 |  | AN | 0 | NonResidential | 13500+5750.976j | 0 | 0 | 0 | 0 | 0 | [24 empty] | 8100407 | no | no |  |  | no |  | 0 | 0 | 0 | 0 | 0 | 0 |  | 1 | 1 | 1 | 0 | 0 | 0
load_220332905 |  | node_1393932_974_15295693_435 |  | AN | 0 | NonResidential | 13500+5750.976j | 0 | 0 | 0 | 0 | 0 | [24 empty] | 8100407 | no | no |  |  | no |  | 0 | 0 | 0 | 0 | 0 | 0 |  | 1 | 1 | 1 | 0 | 0 | 0
load_220332906 |  | node_1394087_368_15295765_827 |  | AN | 0 | NonResidential | 2666.667+1135.995j | 0 | 0 | 0 | 0 | 0 | [24 empty] | 8100407 | no | no |  |  | no |  | 0 | 0 | 0 | 0 | 0 | 0 |  | 1 | 1 | 1 | 0 | 0 | 0
load_220332907 |  | node_1394091_926_15295771_908 |  | BN | 0 | NonResidential | 0 | 2666.667+1135.995j | 0 | 0 | 0 | 0 | [24 empty] | 8100407 | no | no |  |  | no |  | 0 | 0 | 0 | 0 | 0 | 0 |  | 1 | 1 | 1 | 0 | 0 | 0
load_220332908 |  | node_1394081_294_15295764_581 |  | CN | 0 | NonResidential | 0 | 0 | 2666.667+1135.995j | 0 | 0 | 0 | [24 empty] | 8100407 | no | no |  |  | no |  | 0 | 0 | 0 | 0 | 0 | 0 |  | 1 | 1 | 1 | 0 | 0 | 0
load_220332912 |  | node_1394797_105_15296180_903 |  | AN | 0 | NonResidential | 18000+7667.968j | 0 | 0 | 0 | 0 | 0 | [24 empty] | 8100407 | no | no |  |  | no |  | 0 | 0 | 0 | 0 | 0 | 0 |  | 1 | 1 | 1 | 0 | 0 | 0
load_220332913 |  | node_1394801_885_15296187_617 |  | AN | 0 | NonResidential | 18000+7667.968j | 0 | 0 | 0 | 0 | 0 | [24 empty] | 8100407 | no | no |  |  | no |  | 0 | 0 | 0 | 0 | 0 | 0 |  | 1 | 1 | 1 | 0 | 0 | 0
load_220332915 |  | node_1395092_444_15296234_144 |  | AN | 0 | NonResidential | 6333.333+2697.989j | 0 | 0 | 0 | 0 | 0 | [24 empty] | 8100407 | no | no |  |  | no |  | 0 | 0 | 0 | 0 | 0 | 0 |  | 1 | 1 | 1 | 0 | 0 | 0
load_220332916 |  | node_1395102_395_15296227_103 |  | BN | 0 | NonResidential | 0 | 6333.333+2697.989j | 0 | 0 | 0 | 0 | [24 empty] | 8100407 | no | no |  |  | no |  | 0 | 0 | 0 | 0 | 0 | 0 |  | 1 | 1 | 1 | 0 | 0 | 0
load_220332940 |  | node_1397143_15_15299377_027 |  | AN | 0 | Residential | 31075.2+13237.98j | 0 | 0 | 0 | 0 | 0 | [24 empty] | 8100407 | no | no |  |  | no |  | 0 | 0 | 0 | 0 | 0 | 0 |  | 1 | 1 | 1 | 0 | 0 | 0
load_220338739 |  | node_1395127_586_15300318_659 |  | AN | 0 | NonResidential | 2000+851.996j | 0 | 0 | 0 | 0 | 0 | [24 empty] | 8100407 | no | no |  |  | no |  | 0 | 0 | 0 | 0 | 0 | 0 |  | 1 | 1 | 1 | 0 | 0 | 0
load_220338740 |  | node_1395147_073_15300147_207 |  | AN | 0 | NonResidential | 0 | 0 | 0 | 0 | 0 | 0 | [24 empty] | 8100407 | no | no |  |  | no |  | 0 | 0 | 0 | 0 | 0 | 0 |  | 1 | 1 | 1 | 0 | 0 | 0
load_220431723 |  | node_1395286_282_15300138_987 |  | AN | 0 | NonResidential | 0 | 0 | 0 | 0 | 0 | 0 | [24 empty] | 8100407 | no | no |  |  | no |  | 0 | 0 | 0 | 0 | 0 | 0 |  | 1 | 1 | 1 | 0 | 0 | 0
load_220434778 |  | node_1395026_851_15300094_155 |  | AN | 0 | NonResidential | 0 | 0 | 0 | 0 | 0 | 0 | [24 empty] | 8100407 | no | no |  |  | no |  | 0 | 0 | 0 | 0 | 0 | 0 |  | 1 | 1 | 1 | 0 | 0 | 0
load_220517820 |  | node_1395083_127_15296241_751 |  | CN | 0 | NonResidential | 0 | 0 | 6333.333+2697.989j | 0 | 0 | 0 | [24 empty] | 8100407 | no | no |  |  | no |  | 0 | 0 | 0 | 0 | 0 | 0 |  | 1 | 1 | 1 | 0 | 0 | 0
load_220520216 |  | node_1395385_688_15297384_761 |  | AN | 0 | Residential | 44740.8+19059.501j | 0 | 0 | 0 | 0 | 0 | [24 empty] | 8100407 | no | no |  |  | no |  | 0 | 0 | 0 | 0 | 0 | 0 |  | 1 | 1 | 1 | 0 | 0 | 0
load_220522886 |  | node_1397573_713_15301840_568 |  | AN | 0 | Residential | 33264+14170.405j | 0 | 0 | 0 | 0 | 0 | [24 empty] | 8100407 | no | no |  |  | no |  | 0 | 0 | 0 | 0 | 0 | 0 |  | 1 | 1 | 1 | 0 | 0 | 0
load_220522912 |  | node_1397191_531_15300061_22 |  | AN | 0 | Residential | 94183.2+40121.875j | 0 | 0 | 0 | 0 | 0 | [24 empty] | 8100407 | no | no |  |  | no |  | 0 | 0 | 0 | 0 | 0 | 0 |  | 1 | 1 | 1 | 0 | 0 | 0
load_220530086 |  | node_1396154_513_15299443_7 |  | ABCN | 0 | NonResidential | 41333.333+17607.926j | 41333.333+17607.926j | 41333.333+17607.926j | 0 | 0 | 0 | [24 empty] | 8100407 | no | no |  |  | no |  | 0 | 0 | 0 | 0 | 0 | 0 |  | 1 | 1 | 1 | 0 | 0 | 0
load_220559232 |  | node_1396250_502_15299120_046 |  | AN | 0 | NonResidential | 0 | 0 | 0 | 0 | 0 | 0 | [24 empty] | 8100407 | no | no |  |  | no |  | 0 | 0 | 0 | 0 | 0 | 0 |  | 1 | 1 | 1 | 0 | 0 | 0
load_220559240 |  | node_1397152_397_15299678_442 |  | AN | 0 | NonResidential | 0 | 0 | 0 | 0 | 0 | 0 | [24 empty] | 8100407 | no | no |  |  | no |  | 0 | 0 | 0 | 0 | 0 | 0 |  | 1 | 1 | 1 | 0 | 0 | 0
load_220576647 |  | node_1396054_169_15298015_026 |  | AN | 0 | NonResidential | 1440+613.437j | 0 | 0 | 0 | 0 | 0 | [24 empty] | 8100407 | no | no |  |  | no |  | 0 | 0 | 0 | 0 | 0 | 0 |  | 1 | 1 | 1 | 0 | 0 | 0
load_220616482 |  | node_1397738_247_15301013_553 |  | AN | 0 | NonResidential | 17000+7241.97j | 0 | 0 | 0 | 0 | 0 | [24 empty] | 8100407 | no | no |  |  | no |  | 0 | 0 | 0 | 0 | 0 | 0 |  | 1 | 1 | 1 | 0 | 0 | 0
load_220617551 |  | node_1395735_698_15298586_795 |  | AN | 0 | Residential | 147672+62908.009j | 0 | 0 | 0 | 0 | 0 | [24 empty] | 8100407 | no | no |  |  | no |  | 0 | 0 | 0 | 0 | 0 | 0 |  | 1 | 1 | 1 | 0 | 0 | 0
load_220647320 |  | node_1397753_215_15301012_957 |  | BN | 0 | NonResidential | 0 | 17000+7241.97j | 0 | 0 | 0 | 0 | [24 empty] | 8100407 | no | no |  |  | no |  | 0 | 0 | 0 | 0 | 0 | 0 |  | 1 | 1 | 1 | 0 | 0 | 0
load_310045514 |  | node_1395486_006_15299144_868 |  | AN | 0 | NonResidential | 29000+12353.948j | 0 | 0 | 0 | 0 | 0 | [24 empty] | 8100407 | no | no |  |  | no |  | 0 | 0 | 0 | 0 | 0 | 0 |  | 1 | 1 | 1 | 0 | 0 | 0
load_310059934 |  | node_1395350_895_15297932_32 |  | AN | 0 | NonResidential | 1029.6+438.608j | 0 | 0 | 0 | 0 | 0 | [24 empty] | 8100407 | no | no |  |  | no |  | 0 | 0 | 0 | 0 | 0 | 0 |  | 1 | 1 | 1 | 0 | 0 | 0
load_311872495 |  | node_1395108_379_15298154_739 |  | AN | 0 | NonResidential | 14000+5963.975j | 0 | 0 | 0 | 0 | 0 | [24 empty] | 8100407 | no | no |  |  | no |  | 0 | 0 | 0 | 0 | 0 | 0 |  | 1 | 1 | 1 | 0 | 0 | 0
load_311988464 |  | node_1396455_803_15297826_251 |  | AN | 0 | NonResidential | 6000+2555.989j | 0 | 0 | 0 | 0 | 0 | [24 empty] | 8100407 | no | no |  |  | no |  | 0 | 0 | 0 | 0 | 0 | 0 |  | 1 | 1 | 1 | 0 | 0 | 0

## node
data_type | static
owner_type | feeder
owner | 8100407
object | node
name | groupid | parent | bustype | phases | nominal_voltage | dcircuit | selected | monitored | monitored_fields | class_monitored_fields | played | played_fields | subsystem | x | y | comments | dist_to_slack
node_1393917_798_15295698_443 |  |  | PQ | ABCN | 4803.554 | 8100407 | no | no |  |  | no |  |  | 1393917.798 | 15295698.443 |  | -1
node_1393932_974_15295693_435 |  |  | PQ | ABCN | 4803.554 | 8100407 | no | no |  |  | no |  |  | 1393932.974 | 15295693.435 |  | -1
node_1394081_294_15295764_581 |  |  | PQ | ABCN | 4803.554 | 8100407 | no | no |  |  | no |  |  | 1394081.294 | 15295764.581 |  | -1
node_1394087_368_15295765_827 |  |  | PQ | ABCN | 4803.554 | 8100407 | no | no |  |  | no |  |  | 1394087.368 | 15295765.827 |  | -1
node_1394091_926_15295771_908 |  |  | PQ | ABCN | 4803.554 | 8100407 | no | no |  |  | no |  |  | 1394091.926 | 15295771.908 |  | -1
node_1394179_168_15295813_801 |  |  | PQ | ABCN | 4803.554 | 8100407 | no | no |  |  | no |  |  | 1394179.168 | 15295813.801 |  | -1
node_1394195_189_15295808_517 |  |  | PQ | ABCN | 4803.554 | 8100407 | no | no |  |  | no |  |  | 1394195.189 | 15295808.517 |  | -1
node_1394214_02_15295806_069 |  |  | PQ | ABCN | 4803.554 | 8100407 | no | no |  |  | no |  |  | 1394214.02 | 15295806.069 |  | -1
node_1394609_771_15297895_944 |  |  | PQ | ABCN | 4803.554 | 8100407 | no | no |  |  | no |  |  | 1394609.771 | 15297895.944 |  | -1
node_1394611_592_15297918_658 |  |  | PQ | ABCN | 4803.554 | 8100407 | no | no |  |  | no |  |  | 1394611.592 | 15297918.658 |  | -1
node_1394614_891_15297938_984 |  |  | PQ | ABCN | 4803.554 | 8100407 | no | no |  |  | no |  |  | 1394614.891 | 15297938.984 |  | -1
node_1394797_105_15296180_903 |  |  | PQ | ABCN | 4803.554 | 8100407 | no | no |  |  | no |  |  | 1394797.105 | 15296180.903 |  | -1
node_1394801_885_15296187_617 |  |  | PQ | ABCN | 4803.554 | 8100407 | no | no |  |  | no |  |  | 1394801.885 | 15296187.617 |  | -1
node_1395026_851_15300094_155 |  |  | PQ | AN | 4803.554 | 8100407 | no | no |  |  | no |  |  | 1395026.851 | 15300094.155 |  | -1
node_1395083_127_15296241_751 |  |  | PQ | ABCN | 4803.554 | 8100407 | no | no |  |  | no |  |  | 1395083.127 | 15296241.751 |  | -1
node_1395092_444_15296234_144 |  |  | PQ | ABCN | 4803.554 | 8100407 | no | no |  |  | no |  |  | 1395092.444 | 15296234.144 |  | -1
node_1395102_395_15296227_103 |  |  | PQ | ABCN | 4803.554 | 8100407 | no | no |  |  | no |  |  | 1395102.395 | 15296227.103 |  | -1
node_1395108_379_15298154_739 |  |  | PQ | ABCN | 4803.554 | 8100407 | no | no |  |  | no |  |  | 1395108.379 | 15298154.739 |  | -1
node_1395118_882_15298757_654 |  |  | PQ | ABCN | 4803.554 | 8100407 | no | no |  |  | no |  |  | 1395118.882 | 15298757.654 |  | -1
node_1395126_21_15298768_656 |  |  | PQ | ABCN | 4803.554 | 8100407 | no | no |  |  | no |  |  | 1395126.21 | 15298768.656 |  | -1
node_1395127_586_15300318_659 |  |  | PQ | AN | 4803.554 | 8100407 | no | no |  |  | no |  |  | 1395127.586 | 15300318.659 |  | -1
node_1395131_393_15298780_659 |  |  | PQ | ABCN | 4803.554 | 8100407 | no | no |  |  | no |  |  | 1395131.393 | 15298780.659 |  | -1
node_1395147_073_15300147_207 |  |  | PQ | AN | 4803.554 | 8100407 | no | no |  |  | no |  |  | 1395147.073 | 15300147.207 |  | -1
node_1395151_235_15298978_951 |  |  | PQ | ABCN | 4803.554 | 8100407 | no | no |  |  | no |  |  | 1395151.235 | 15298978.951 |  | -1
node_1395256_455_15296776_059 |  |  | PQ | ABCN | 4803.554 | 8100407 | no | no |  |  | no |  |  | 1395256.455 | 15296776.059 |  | -1
node_1395269_332_15298136_798 |  |  | PQ | ABCN | 4803.554 | 8100407 | no | no |  |  | no |  |  | 1395269.332 | 15298136.798 |  | -1
node_1395286_282_15300138_987 |  |  | PQ | AN | 4803.554 | 8100407 | no | no |  |  | no |  |  | 1395286.282 | 15300138.987 |  | -1
node_1395350_895_15297932_32 |  |  | PQ | AN | 4803.554 | 8100407 | no | no |  |  | no |  |  | 1395350.895 | 15297932.32 |  | -1
node_1395385_688_15297384_761 |  |  | PQ | AN | 4803.554 | 8100407 | no | no |  |  | no |  |  | 1395385.688 | 15297384.761 |  | -1
node_1395432_766_15298942_661 |  |  | PQ | ABCN | 4803.554 | 8100407 | no | no |  |  | no |  |  | 1395432.766 | 15298942.661 |  | -1
node_1395451_848_15298519_12 |  |  | PQ | AN | 4803.554 | 8100407 | no | no |  |  | no |  |  | 1395451.848 | 15298519.12 |  | -1
node_1395453_864_15296682_219 |  |  | PQ | ABCN | 4803.554 | 8100407 | no | no |  |  | no |  |  | 1395453.864 | 15296682.219 |  | -1
node_1395458_585_15296688_322 |  |  | PQ | ABCN | 4803.554 | 8100407 | no | no |  |  | no |  |  | 1395458.585 | 15296688.322 |  | -1
node_1395463_475_15296693_445 |  |  | PQ | ABCN | 4803.554 | 8100407 | no | no |  |  | no |  |  | 1395463.475 | 15296693.445 |  | -1
node_1395486_006_15299144_868 |  |  | PQ | AN | 4803.554 | 8100407 | no | no |  |  | no |  |  | 1395486.006 | 15299144.868 |  | -1
node_1395629_136_15297193_311 |  |  | PQ | ABCN | 4803.554 | 8100407 | no | no |  |  | no |  |  | 1395629.136 | 15297193.311 |  | -1
node_1395629_531_15299432_915 |  |  | PQ | AN | 4803.554 | 8100407 | no | no |  |  | no |  |  | 1395629.531 | 15299432.915 |  | -1
node_1395681_163_15297904_093 |  |  | PQ | ABCN | 4803.554 | 8100407 | no | no |  |  | no |  |  | 1395681.163 | 15297904.093 |  | -1
node_1395694_172_15297727_152 |  |  | PQ | ABCN | 4803.554 | 8100407 | no | no |  |  | no |  |  | 1395694.172 | 15297727.152 |  | -1
node_1395726_626_15297988_846 |  |  | PQ | ABCN | 4803.554 | 8100407 | no | no |  |  | no |  |  | 1395726.626 | 15297988.846 |  | -1
node_1395735_698_15298586_795 |  |  | PQ | ABCN | 4803.554 | 8100407 | no | no |  |  | no |  |  | 1395735.698 | 15298586.795 |  | -1
node_1395849_121_15298988_965 |  |  | PQ | ABCN | 4803.554 | 8100407 | no | no |  |  | no |  |  | 1395849.121 | 15298988.965 |  | -1
node_1395852_404_15299004_112 |  |  | PQ | ABCN | 4803.554 | 8100407 | no | no |  |  | no |  |  | 1395852.404 | 15299004.112 |  | -1
node_1395922_02_15299455_292 |  |  | PQ | ABCN | 4803.554 | 8100407 | no | no |  |  | no |  |  | 1395922.02 | 15299455.292 |  | -1
node_1395922_491_15299446_607 |  |  | PQ | ABCN | 4803.554 | 8100407 | no | no |  |  | no |  |  | 1395922.491 | 15299446.607 |  | -1
node_1395923_745_15299437_495 |  |  | PQ | ABCN | 4803.554 | 8100407 | no | no |  |  | no |  |  | 1395923.745 | 15299437.495 |  | -1
node_1395959_515_15299107_124 |  |  | PQ | ABCN | 4803.554 | 8100407 | no | no |  |  | no |  |  | 1395959.515 | 15299107.124 |  | -1
node_1395970_07_15299103_546 |  |  | PQ | ABCN | 4803.554 | 8100407 | no | no |  |  | no |  |  | 1395970.07 | 15299103.546 |  | -1
node_1395982_481_15299105_133 |  |  | PQ | ABCN | 4803.554 | 8100407 | no | no |  |  | no |  |  | 1395982.481 | 15299105.133 |  | -1
node_1396054_169_15298015_026 |  |  | PQ | ABCN | 4803.554 | 8100407 | no | no |  |  | no |  |  | 1396054.169 | 15298015.026 |  | -1
node_1396061_188_15299787_377 |  |  | PQ | ABCN | 4803.554 | 8100407 | no | no |  |  | no |  |  | 1396061.188 | 15299787.377 |  | -1
node_1396154_513_15299443_7 |  |  | PQ | ABCN | 4803.554 | 8100407 | no | no |  |  | no |  |  | 1396154.513 | 15299443.7 |  | -1
node_1396178_677_15297688_962 |  |  | PQ | AN | 4803.554 | 8100407 | no | no |  |  | no |  |  | 1396178.677 | 15297688.962 |  | -1
node_1396202_943_15299608_054 |  |  | PQ | AN | 4803.554 | 8100407 | no | no |  |  | no |  |  | 1396202.943 | 15299608.054 |  | -1
node_1396203_233_15298840_634 |  |  | PQ | AN | 4803.554 | 8100407 | no | no |  |  | no |  |  | 1396203.233 | 15298840.634 |  | -1
node_1396248_729_15298541_575 |  |  | PQ | AN | 4803.554 | 8100407 | no | no |  |  | no |  |  | 1396248.729 | 15298541.575 |  | -1
node_1396250_502_15299120_046 |  |  | PQ | AN | 4803.554 | 8100407 | no | no |  |  | no |  |  | 1396250.502 | 15299120.046 |  | -1
node_1396359_474_15299124_663 |  |  | PQ | AN | 4803.554 | 8100407 | no | no |  |  | no |  |  | 1396359.474 | 15299124.663 |  | -1
node_1396364_287_15300375_334 |  |  | PQ | ABCN | 4803.554 | 8100407 | no | no |  |  | no |  |  | 1396364.287 | 15300375.334 |  | -1
node_1396455_803_15297826_251 |  |  | PQ | AN | 4803.554 | 8100407 | no | no |  |  | no |  |  | 1396455.803 | 15297826.251 |  | -1
node_1396528_371_15298592_142 |  |  | PQ | AN | 4803.554 | 8100407 | no | no |  |  | no |  |  | 1396528.371 | 15298592.142 |  | -1
node_1396572_13_15300002_001 |  |  | PQ | AN | 4803.554 | 8100407 | no | no |  |  | no |  |  | 1396572.13 | 15300002.001 |  | -1
node_1396587_685_15298632_122 |  |  | PQ | AN | 4803.554 | 8100407 | no | no |  |  | no |  |  | 1396587.685 | 15298632.122 |  | -1
node_1396613_208_15300862_838 |  |  | PQ | ABCN | 4803.554 | 8100407 | no | no |  |  | no |  |  | 1396613.208 | 15300862.838 |  | -1
node_1396717_552_15301210_798 |  |  | PQ | ABCN | 4803.554 | 8100407 | no | no |  |  | no |  |  | 1396717.552 | 15301210.798 |  | -1
node_1396742_196_15300274_48 |  |  | PQ | AN | 4803.554 | 8100407 | no | no |  |  | no |  |  | 1396742.196 | 15300274.48 |  | -1
node_1396748_339_15298879_756 |  |  | PQ | AN | 4803.554 | 8100407 | no | no |  |  | no |  |  | 1396748.339 | 15298879.756 |  | -1
node_1396776_649_15299139_579 |  |  | PQ | AN | 4803.554 | 8100407 | no | no |  |  | no |  |  | 1396776.649 | 15299139.579 |  | -1
node_1396889_401_15300825_644 |  |  | PQ | ABCN | 4803.554 | 8100407 | no | no |  |  | no |  |  | 1396889.401 | 15300825.644 |  | -1
node_1396911_13_15300534_462 |  |  | PQ | AN | 4803.554 | 8100407 | no | no |  |  | no |  |  | 1396911.13 | 15300534.462 |  | -1
node_1396917_692_15299681_952 |  |  | PQ | AN | 4803.554 | 8100407 | no | no |  |  | no |  |  | 1396917.692 | 15299681.952 |  | -1
node_1396922_466_15301899_562 |  |  | PQ | ABCN | 4803.554 | 8100407 | no | no |  |  | no |  |  | 1396922.466 | 15301899.562 |  | -1
node_1396942_367_15301714_65 |  |  | PQ | AN | 4803.554 | 8100407 | no | no |  |  | no |  |  | 1396942.367 | 15301714.65 |  | -1
node_1397020_56_15302265_888 |  |  | PQ | ABCN | 4803.554 | 8100407 | no | no |  |  | no |  |  | 1397020.56 | 15302265.888 |  | -1
node_1397031_714_15301027_266 |  |  | PQ | AN | 4803.554 | 8100407 | no | no |  |  | no |  |  | 1397031.714 | 15301027.266 |  | -1
node_1397118_621_15301424_124 |  |  | PQ | AN | 4803.554 | 8100407 | no | no |  |  | no |  |  | 1397118.621 | 15301424.124 |  | -1
node_1397143_15_15299377_027 |  |  | PQ | AN | 4803.554 | 8100407 | no | no |  |  | no |  |  | 1397143.15 | 15299377.027 |  | -1
node_1397152_397_15299678_442 |  |  | PQ | AN | 4803.554 | 8100407 | no | no |  |  | no |  |  | 1397152.397 | 15299678.442 |  | -1
node_1397190_426_15301672_192 |  |  | PQ | AN | 4803.554 | 8100407 | no | no |  |  | no |  |  | 1397190.426 | 15301672.192 |  | -1
node_1397191_531_15300061_22 |  |  | PQ | AN | 4803.554 | 8100407 | no | no |  |  | no |  |  | 1397191.531 | 15300061.22 |  | -1
node_1397243_193_15300369_749 |  |  | PQ | AN | 4803.554 | 8100407 | no | no |  |  | no |  |  | 1397243.193 | 15300369.749 |  | -1
node_1397243_966_15299747_174 |  |  | PQ | AN | 4803.554 | 8100407 | no | no |  |  | no |  |  | 1397243.966 | 15299747.174 |  | -1
node_1397328_92_15300985_294 |  |  | PQ | AN | 4803.554 | 8100407 | no | no |  |  | no |  |  | 1397328.92 | 15300985.294 |  | -1
node_1397337_824_15302129_507 |  |  | PQ | AN | 4803.554 | 8100407 | no | no |  |  | no |  |  | 1397337.824 | 15302129.507 |  | -1
node_1397456_835_15300796_669 |  |  | PQ | ABCN | 4803.554 | 8100407 | no | no |  |  | no |  |  | 1397456.835 | 15300796.669 |  | -1
node_1397467_139_15299898_608 |  |  | PQ | ABCN | 4803.554 | 8100407 | no | no |  |  | no |  |  | 1397467.139 | 15299898.608 |  | -1
node_1397467_195_15299887_965 |  |  | PQ | ABCN | 4803.554 | 8100407 | no | no |  |  | no |  |  | 1397467.195 | 15299887.965 |  | -1
node_1397543_362_15300652_042 |  |  | PQ | ABCN | 4803.554 | 8100407 | no | no |  |  | no |  |  | 1397543.362 | 15300652.042 |  | -1
node_1397552_758_15301310_654 |  |  | PQ | AN | 4803.554 | 8100407 | no | no |  |  | no |  |  | 1397552.758 | 15301310.654 |  | -1
node_1397573_713_15301840_568 |  |  | PQ | AN | 4803.554 | 8100407 | no | no |  |  | no |  |  | 1397573.713 | 15301840.568 |  | -1
node_1397592_796_15302254_551 |  |  | PQ | AN | 4803.554 | 8100407 | no | no |  |  | no |  |  | 1397592.796 | 15302254.551 |  | -1
node_1397619_552_15302052_752 |  |  | PQ | AN | 4803.554 | 8100407 | no | no |  |  | no |  |  | 1397619.552 | 15302052.752 |  | -1
node_1397738_247_15301013_553 |  |  | PQ | ABN | 4803.554 | 8100407 | no | no |  |  | no |  |  | 1397738.247 | 15301013.553 |  | -1
node_1397753_215_15301012_957 |  |  | PQ | ABN | 4803.554 | 8100407 | no | no |  |  | no |  |  | 1397753.215 | 15301012.957 |  | -1
node_1397771_319_15300846_676 |  |  | PQ | ABCN | 4803.554 | 8100407 | no | no |  |  | no |  |  | 1397771.319 | 15300846.676 |  | -1
node_1397775_697_15300866_581 |  |  | PQ | ABCN | 4803.554 | 8100407 | no | no |  |  | no |  |  | 1397775.697 | 15300866.581 |  | -1
node_8100407_200808858 |  |  | PQ | ABCN | 4803.554 | 8100407 | no | no |  |  | no |  |  | 1395559.636 | 15296893.113 |  | -1
node_8100407_200808880 |  |  | PQ | ABCN | 4803.554 | 8100407 | no | no |  |  | no |  |  | 1395361.79 | 15296621.771 |  | -1
node_8100407_200808881 |  |  | PQ | ABCN | 4803.554 | 8100407 | no | no |  |  | no |  |  | 1395275.078 | 15296744.026 |  | -1
node_8100407_200808882 |  |  | PQ | ABCN | 4803.554 | 8100407 | no | no |  |  | no |  |  | 1395442.823 | 15296701.411 |  | -1
node_8100407_200808885 |  |  | PQ | ABCN | 4803.554 | 8100407 | no | no |  |  | no |  |  | 1395534.503 | 15296810.71 |  | -1
node_8100407_200808886 |  |  | PQ | ABCN | 4803.554 | 8100407 | no | no |  |  | no |  |  | 1395570.941 | 15296974.256 |  | -1
node_8100407_200808887 |  |  | PQ | ABCN | 4803.554 | 8100407 | no | no |  |  | no |  |  | 1395583.122 | 15297090.628 |  | -1
node_8100407_200808888 |  |  | PQ | ABCN | 4803.554 | 8100407 | no | no |  |  | no |  |  | 1395594.557 | 15297119.032 |  | -1
node_8100407_200808890 |  |  | PQ | ABCN | 4803.554 | 8100407 | no | no |  |  | no |  |  | 1395595.341 | 15297191.482 |  | -1
node_8100407_200808891 |  |  | PQ | ABCN | 4803.554 | 8100407 | no | no |  |  | no |  |  | 1395606.855 | 15297302.875 |  | -1
node_8100407_200808893 |  |  | PQ | ABCN | 4803.554 | 8100407 | no | no |  |  | no |  |  | 1395630.802 | 15297512.462 |  | -1
node_8100407_200808894 |  |  | PQ | ABCN | 4803.554 | 8100407 | no | no |  |  | no |  |  | 1395645.429 | 15297627.394 |  | -1
node_8100407_200808895 |  |  | PQ | ABCN | 4803.554 | 8100407 | no | no |  |  | no |  |  | 1395647.196 | 15297681.135 |  | -1
node_8100407_200808896 |  |  | PQ | ABCN | 4803.554 | 8100407 | no | no |  |  | no |  |  | 1395655.699 | 15297743.098 |  | -1
node_8100407_200808897 |  |  | PQ | ABCN | 4803.554 | 8100407 | no | no |  |  | no |  |  | 1395666.313 | 15297821.616 |  | -1
node_8100407_200808898 |  |  | PQ | ABCN | 4803.554 | 8100407 | no | no |  |  | no |  |  | 1395682.275 | 15297910.27 |  | -1
node_8100407_200808899 |  |  | PQ | ABCN | 4803.554 | 8100407 | no | no |  |  | no |  |  | 1395695.711 | 15298015.714 |  | -1
node_8100407_200808901 |  |  | PQ | ABCN | 4803.554 | 8100407 | no | no |  |  | no |  |  | 1395704.735 | 15298114.313 |  | -1
node_8100407_200808903 |  |  | PQ | ABCN | 4803.554 | 8100407 | no | no |  |  | no |  |  | 1395737.022 | 15298422.337 |  | -1
node_8100407_200808905 |  |  | PQ | ABCN | 4803.554 | 8100407 | no | no |  |  | no |  |  | 1395748.456 | 15298491.932 |  | -1
node_8100407_200808906 |  |  | PQ | ABCN | 4803.554 | 8100407 | no | no |  |  | no |  |  | 1395761.896 | 15298584.444 |  | -1
node_8100407_200808907 |  |  | PQ | ABCN | 4803.554 | 8100407 | no | no |  |  | no |  |  | 1395769.052 | 15298675.868 |  | -1
node_8100407_200808908 |  |  | PQ | ABCN | 4803.554 | 8100407 | no | no |  |  | no |  |  | 1395779.634 | 15298776.451 |  | -1
node_8100407_200808910 |  |  | PQ | ABCN | 4803.554 | 8100407 | no | no |  |  | no |  |  | 1395804.067 | 15298844.873 |  | -1
node_8100407_200808912 |  |  | PQ | ABCN | 4803.554 | 8100407 | no | no |  |  | no |  |  | 1395820.247 | 15298995.37 |  | -1
node_8100407_200808914 |  |  | PQ | ABCN | 4803.554 | 8100407 | no | no |  |  | no |  |  | 1395837.012 | 15299074.366 |  | -1
node_8100407_200808915 |  |  | PQ | ABCN | 4803.554 | 8100407 | no | no |  |  | no |  |  | 1395841.991 | 15299130.673 |  | -1
node_8100407_200808916 |  |  | PQ | ABCN | 4803.554 | 8100407 | no | no |  |  | no |  |  | 1395859.542 | 15299223.821 |  | -1
node_8100407_200808917 |  |  | PQ | ABCN | 4803.554 | 8100407 | no | no |  |  | no |  |  | 1395889.563 | 15299337.959 |  | -1
node_8100407_200808918 |  |  | PQ | ABCN | 4803.554 | 8100407 | no | no |  |  | no |  |  | 1395907.617 | 15299438.126 |  | -1
node_8100407_200808922 |  |  | PQ | AN | 4803.554 | 8100407 | no | no |  |  | no |  |  | 1395801.297 | 15299777.962 |  | -1
node_8100407_200808923 |  |  | PQ | ABCN | 4803.554 | 8100407 | no | no |  |  | no |  |  | 1395981.734 | 15299713.442 |  | -1
node_8100407_200808924 |  |  | PQ | ABCN | 4803.554 | 8100407 | no | no |  |  | no |  |  | 1396026.387 | 15299803.692 |  | -1
node_8100407_200808927 |  |  | PQ | ABCN | 4803.554 | 8100407 | no | no |  |  | no |  |  | 1396075.582 | 15299866.981 |  | -1
node_8100407_200808928 |  |  | PQ | ABCN | 4803.554 | 8100407 | no | no |  |  | no |  |  | 1396107.284 | 15299934.919 |  | -1
node_8100407_200808929 |  |  | PQ | ABCN | 4803.554 | 8100407 | no | no |  |  | no |  |  | 1396154.631 | 15300026.97 |  | -1
node_8100407_200808930 |  |  | PQ | ABCN | 4803.554 | 8100407 | no | no |  |  | no |  |  | 1396209.955 | 15300121.681 |  | -1
node_8100407_200808931 |  |  | PQ | ABCN | 4803.554 | 8100407 | no | no |  |  | no |  |  | 1396236.979 | 15300176.342 |  | -1
node_8100407_200808932 |  |  | PQ | ABCN | 4803.554 | 8100407 | no | no |  |  | no |  |  | 1396300.467 | 15300312.643 |  | -1
node_8100407_200808934 |  |  | PQ | ABCN | 4803.554 | 8100407 | no | no |  |  | no |  |  | 1396349.439 | 15300378.493 |  | -1
node_8100407_200808935 |  |  | PQ | ABCN | 4803.554 | 8100407 | no | no |  |  | no |  |  | 1396364.652 | 15300449.429 |  | -1
node_8100407_200808937 |  |  | PQ | ABCN | 4803.554 | 8100407 | no | no |  |  | no |  |  | 1396430.428 | 15300555.716 |  | -1
node_8100407_200808938 |  |  | PQ | ABCN | 4803.554 | 8100407 | no | no |  |  | no |  |  | 1396468.823 | 15300609.516 |  | -1
node_8100407_200808939 |  |  | PQ | ABCN | 4803.554 | 8100407 | no | no |  |  | no |  |  | 1396525.616 | 15300732.892 |  | -1
node_8100407_200808940 |  |  | PQ | ABCN | 4803.554 | 8100407 | no | no |  |  | no |  |  | 1396556.669 | 15300786.794 |  | -1
node_8100407_200808941 |  |  | PQ | ABCN | 4803.554 | 8100407 | no | no |  |  | no |  |  | 1396581.807 | 15300866.193 |  | -1
node_8100407_200808942 |  |  | PQ | ABCN | 4803.554 | 8100407 | no | no |  |  | no |  |  | 1396609.131 | 15300940.608 |  | -1
node_8100407_200808944 |  |  | PQ | ABCN | 4803.554 | 8100407 | no | no |  |  | no |  |  | 1396658.724 | 15301117.094 |  | -1
node_8100407_200808946 |  |  | PQ | ABCN | 4803.554 | 8100407 | no | no |  |  | no |  |  | 1396691.645 | 15301218.243 |  | -1
node_8100407_200808947 |  |  | PQ | ABCN | 4803.554 | 8100407 | no | no |  |  | no |  |  | 1396716.593 | 15301323.211 |  | -1
node_8100407_200808949 |  |  | PQ | ABCN | 4803.554 | 8100407 | no | no |  |  | no |  |  | 1396747.934 | 15301429.932 |  | -1
node_8100407_200808950 |  |  | PQ | ABCN | 4803.554 | 8100407 | no | no |  |  | no |  |  | 1396782.42 | 15301525.583 |  | -1
node_8100407_200808952 |  |  | PQ | ABCN | 4803.554 | 8100407 | no | no |  |  | no |  |  | 1396807.968 | 15301655.202 |  | -1
node_8100407_200808953 |  |  | PQ | ABCN | 4803.554 | 8100407 | no | no |  |  | no |  |  | 1396827.083 | 15301707.407 |  | -1
node_8100407_200808954 |  |  | PQ | ABCN | 4803.554 | 8100407 | no | no |  |  | no |  |  | 1396861.699 | 15301821.892 |  | -1
node_8100407_200808955 |  |  | PQ | ABCN | 4803.554 | 8100407 | no | no |  |  | no |  |  | 1396892.839 | 15301915.885 |  | -1
node_8100407_200808956 |  |  | PQ | ABCN | 4803.554 | 8100407 | no | no |  |  | no |  |  | 1396926.73 | 15302013.922 |  | -1
node_8100407_200808957 |  |  | PQ | ABCN | 4803.554 | 8100407 | no | no |  |  | no |  |  | 1396947.059 | 15302107.297 |  | -1
node_8100407_200808959 |  |  | PQ | ABCN | 4803.554 | 8100407 | no | no |  |  | no |  |  | 1396998.93 | 15302283.184 |  | -1
node_8100407_200809627 |  |  | PQ | AN | 4803.554 | 8100407 | no | no |  |  | no |  |  | 1395354.189 | 15297489.032 |  | -1
node_8100407_200809628 |  |  | PQ | AN | 4803.554 | 8100407 | no | no |  |  | no |  |  | 1395359.103 | 15297623.132 |  | -1
node_8100407_200809629 |  |  | PQ | AN | 4803.554 | 8100407 | no | no |  |  | no |  |  | 1395362.808 | 15297716.258 |  | -1
node_8100407_200809630 |  |  | PQ | AN | 4803.554 | 8100407 | no | no |  |  | no |  |  | 1395373.409 | 15297855.587 |  | -1
node_8100407_200809631 |  |  | PQ | AN | 4803.554 | 8100407 | no | no |  |  | no |  |  | 1395372.489 | 15297937.366 |  | -1
node_8100407_200809632 |  |  | PQ | AN | 4803.554 | 8100407 | no | no |  |  | no |  |  | 1395380.467 | 15298025.388 |  | -1
node_8100407_200809633 |  |  | PQ | AN | 4803.554 | 8100407 | no | no |  |  | no |  |  | 1395675.353 | 15297690.05 |  | -1
node_8100407_200809634 |  |  | PQ | AN | 4803.554 | 8100407 | no | no |  |  | no |  |  | 1395763.607 | 15297698.838 |  | -1
node_8100407_200809635 |  |  | PQ | AN | 4803.554 | 8100407 | no | no |  |  | no |  |  | 1395865.776 | 15297703.543 |  | -1
node_8100407_200809637 |  |  | PQ | AN | 4803.554 | 8100407 | no | no |  |  | no |  |  | 1395977.036 | 15297711.418 |  | -1
node_8100407_200809638 |  |  | PQ | AN | 4803.554 | 8100407 | no | no |  |  | no |  |  | 1396083.766 | 15297716.034 |  | -1
node_8100407_200809639 |  |  | PQ | AN | 4803.554 | 8100407 | no | no |  |  | no |  |  | 1396167.797 | 15297745.638 |  | -1
node_8100407_200809640 |  |  | PQ | AN | 4803.554 | 8100407 | no | no |  |  | no |  |  | 1396304.793 | 15297739.145 |  | -1
node_8100407_200809641 |  |  | PQ | AN | 4803.554 | 8100407 | no | no |  |  | no |  |  | 1396387.833 | 15297735.758 |  | -1
node_8100407_200809642 |  |  | PQ | ABCN | 4803.554 | 8100407 | no | no |  |  | no |  |  | 1395605.14 | 15298017.214 |  | -1
node_8100407_200809643 |  |  | PQ | ABCN | 4803.554 | 8100407 | no | no |  |  | no |  |  | 1395491.659 | 15298023.892 |  | -1
node_8100407_200809644 |  |  | PQ | ABCN | 4803.554 | 8100407 | no | no |  |  | no |  |  | 1395352.147 | 15298054.005 |  | -1
node_8100407_200809645 |  |  | PQ | ABCN | 4803.554 | 8100407 | no | no |  |  | no |  |  | 1395279.516 | 15298086.514 |  | -1
node_8100407_200809646 |  |  | PQ | ABCN | 4803.554 | 8100407 | no | no |  |  | no |  |  | 1395245.515 | 15298112.974 |  | -1
node_8100407_200809647 |  |  | PQ | ABCN | 4803.554 | 8100407 | no | no |  |  | no |  |  | 1395109.293 | 15298131.188 |  | -1
node_8100407_200809648 |  |  | PQ | ABCN | 4803.554 | 8100407 | no | no |  |  | no |  |  | 1394948.831 | 15298125.422 |  | -1
node_8100407_200809649 |  |  | PQ | ABCN | 4803.554 | 8100407 | no | no |  |  | no |  |  | 1394783.812 | 15298142.298 |  | -1
node_8100407_200809650 |  |  | PQ | ABCN | 4803.554 | 8100407 | no | no |  |  | no |  |  | 1394746.105 | 15298119.319 |  | -1
node_8100407_200809651 |  |  | PQ | ABCN | 4803.554 | 8100407 | no | no |  |  | no |  |  | 1394663.957 | 15297895.648 |  | -1
node_8100407_200809652 |  |  | PQ | ABCN | 4803.554 | 8100407 | no | no |  |  | no |  |  | 1395726.853 | 15298023.314 |  | -1
node_8100407_200809653 |  |  | PQ | ABCN | 4803.554 | 8100407 | no | no |  |  | no |  |  | 1395835.38 | 15298032.887 |  | -1
node_8100407_200809654 |  |  | PQ | ABCN | 4803.554 | 8100407 | no | no |  |  | no |  |  | 1395949.711 | 15298051.958 |  | -1
node_8100407_200809655 |  |  | PQ | ABCN | 4803.554 | 8100407 | no | no |  |  | no |  |  | 1396054.484 | 15298056.22 |  | -1
node_8100407_200809662 |  |  | PQ | AN | 4803.554 | 8100407 | no | no |  |  | no |  |  | 1396444.514 | 15297839.112 |  | -1
node_8100407_200809699 |  |  | PQ | AN | 4803.554 | 8100407 | no | no |  |  | no |  |  | 1395787.584 | 15298554.216 |  | -1
node_8100407_200809700 |  |  | PQ | AN | 4803.554 | 8100407 | no | no |  |  | no |  |  | 1395840.784 | 15298553.892 |  | -1
node_8100407_200809701 |  |  | PQ | AN | 4803.554 | 8100407 | no | no |  |  | no |  |  | 1395957.357 | 15298558.453 |  | -1
node_8100407_200809702 |  |  | PQ | AN | 4803.554 | 8100407 | no | no |  |  | no |  |  | 1396044.556 | 15298563.025 |  | -1
node_8100407_200809704 |  |  | PQ | AN | 4803.554 | 8100407 | no | no |  |  | no |  |  | 1396246.488 | 15298577.372 |  | -1
node_8100407_200809706 |  |  | PQ | AN | 4803.554 | 8100407 | no | no |  |  | no |  |  | 1396397.666 | 15298585.448 |  | -1
node_8100407_200809707 |  |  | PQ | AN | 4803.554 | 8100407 | no | no |  |  | no |  |  | 1396485.548 | 15298598.951 |  | -1
node_8100407_200809708 |  |  | PQ | ABCN | 4803.554 | 8100407 | no | no |  |  | no |  |  | 1395694.967 | 15298806.966 |  | -1
node_8100407_200809711 |  |  | PQ | ABCN | 4803.554 | 8100407 | no | no |  |  | no |  |  | 1395646.033 | 15298826.825 |  | -1
node_8100407_200809712 |  |  | PQ | ABCN | 4803.554 | 8100407 | no | no |  |  | no |  |  | 1395538.171 | 15298874.89 |  | -1
node_8100407_200809713 |  |  | PQ | ABCN | 4803.554 | 8100407 | no | no |  |  | no |  |  | 1395418.241 | 15298912.854 |  | -1
node_8100407_200809714 |  |  | PQ | ABCN | 4803.554 | 8100407 | no | no |  |  | no |  |  | 1395302.92 | 15298948.56 |  | -1
node_8100407_200809715 |  |  | PQ | ABCN | 4803.554 | 8100407 | no | no |  |  | no |  |  | 1395195.686 | 15298998.167 |  | -1
node_8100407_200809717 |  |  | PQ | ABCN | 4803.554 | 8100407 | no | no |  |  | no |  |  | 1395172.607 | 15298964.275 |  | -1
node_8100407_200809718 |  |  | PQ | ABCN | 4803.554 | 8100407 | no | no |  |  | no |  |  | 1395132.381 | 15298879.314 |  | -1
node_8100407_200809719 |  |  | PQ | ABCN | 4803.554 | 8100407 | no | no |  |  | no |  |  | 1395101.136 | 15298790.495 |  | -1
node_8100407_200809720 |  |  | PQ | AN | 4803.554 | 8100407 | no | no |  |  | no |  |  | 1395060.59 | 15298706.078 |  | -1
node_8100407_200809722 |  |  | PQ | AN | 4803.554 | 8100407 | no | no |  |  | no |  |  | 1395256.389 | 15298643.065 |  | -1
node_8100407_200809723 |  |  | PQ | AN | 4803.554 | 8100407 | no | no |  |  | no |  |  | 1395461.862 | 15298651.179 |  | -1
node_8100407_200809724 |  |  | PQ | AN | 4803.554 | 8100407 | no | no |  |  | no |  |  | 1395451.656 | 15298560.382 |  | -1
node_8100407_200809725 |  |  | PQ | AN | 4803.554 | 8100407 | no | no |  |  | no |  |  | 1395833.56 | 15298842.992 |  | -1
node_8100407_200809726 |  |  | PQ | AN | 4803.554 | 8100407 | no | no |  |  | no |  |  | 1396618.197 | 15298910.237 |  | -1
node_8100407_200809727 |  |  | PQ | AN | 4803.554 | 8100407 | no | no |  |  | no |  |  | 1396664.568 | 15298854.858 |  | -1
node_8100407_200809728 |  |  | PQ | AN | 4803.554 | 8100407 | no | no |  |  | no |  |  | 1396583.322 | 15298678.087 |  | -1
node_8100407_200809729 |  |  | PQ | AN | 4803.554 | 8100407 | no | no |  |  | no |  |  | 1396743.142 | 15298916.297 |  | -1
node_8100407_200809734 |  |  | PQ | AN | 4803.554 | 8100407 | no | no |  |  | no |  |  | 1395880.777 | 15298855.263 |  | -1
node_8100407_200809735 |  |  | PQ | AN | 4803.554 | 8100407 | no | no |  |  | no |  |  | 1395977.429 | 15298862.983 |  | -1
node_8100407_200809736 |  |  | PQ | AN | 4803.554 | 8100407 | no | no |  |  | no |  |  | 1396103.228 | 15298871.564 |  | -1
node_8100407_200809737 |  |  | PQ | AN | 4803.554 | 8100407 | no | no |  |  | no |  |  | 1396196.195 | 15298881.329 |  | -1
node_8100407_200809738 |  |  | PQ | AN | 4803.554 | 8100407 | no | no |  |  | no |  |  | 1396300.582 | 15298886.689 |  | -1
node_8100407_200809739 |  |  | PQ | AN | 4803.554 | 8100407 | no | no |  |  | no |  |  | 1396399.892 | 15298893.581 |  | -1
node_8100407_200809740 |  |  | PQ | AN | 4803.554 | 8100407 | no | no |  |  | no |  |  | 1396523.531 | 15298903.429 |  | -1
node_8100407_200809741 |  |  | PQ | AN | 4803.554 | 8100407 | no | no |  |  | no |  |  | 1395769.698 | 15299084.674 |  | -1
node_8100407_200809742 |  |  | PQ | AN | 4803.554 | 8100407 | no | no |  |  | no |  |  | 1395713.39 | 15299092.696 |  | -1
node_8100407_200809743 |  |  | PQ | AN | 4803.554 | 8100407 | no | no |  |  | no |  |  | 1395613.311 | 15299125.159 |  | -1
node_8100407_200809744 |  |  | PQ | AN | 4803.554 | 8100407 | no | no |  |  | no |  |  | 1395485.006 | 15299160.115 |  | -1
node_8100407_200809748 |  |  | PQ | ABCN | 4803.554 | 8100407 | no | no |  |  | no |  |  | 1395882.192 | 15299137.205 |  | -1
node_8100407_200809749 |  |  | PQ | AN | 4803.554 | 8100407 | no | no |  |  | no |  |  | 1396761.428 | 15299168.986 |  | -1
node_8100407_200809752 |  |  | PQ | ABCN | 4803.554 | 8100407 | no | no |  |  | no |  |  | 1395970.124 | 15299143.195 |  | -1
node_8100407_200809753 |  |  | PQ | AN | 4803.554 | 8100407 | no | no |  |  | no |  |  | 1396063.298 | 15299150.673 |  | -1
node_8100407_200809754 |  |  | PQ | AN | 4803.554 | 8100407 | no | no |  |  | no |  |  | 1396162.717 | 15299151.761 |  | -1
node_8100407_200809755 |  |  | PQ | AN | 4803.554 | 8100407 | no | no |  |  | no |  |  | 1396237.397 | 15299155.38 |  | -1
node_8100407_200809756 |  |  | PQ | AN | 4803.554 | 8100407 | no | no |  |  | no |  |  | 1396347.137 | 15299159.301 |  | -1
node_8100407_200809757 |  |  | PQ | AN | 4803.554 | 8100407 | no | no |  |  | no |  |  | 1396461.55 | 15299160.288 |  | -1
node_8100407_200809758 |  |  | PQ | AN | 4803.554 | 8100407 | no | no |  |  | no |  |  | 1396550.637 | 15299163.65 |  | -1
node_8100407_200809759 |  |  | PQ | AN | 4803.554 | 8100407 | no | no |  |  | no |  |  | 1396656.714 | 15299168.691 |  | -1
node_8100407_200809760 |  |  | PQ | AN | 4803.554 | 8100407 | no | no |  |  | no |  |  | 1395852.301 | 15299349.112 |  | -1
node_8100407_200809761 |  |  | PQ | AN | 4803.554 | 8100407 | no | no |  |  | no |  |  | 1395803.067 | 15299369.53 |  | -1
node_8100407_200809762 |  |  | PQ | AN | 4803.554 | 8100407 | no | no |  |  | no |  |  | 1395734.367 | 15299373.084 |  | -1
node_8100407_200809763 |  |  | PQ | AN | 4803.554 | 8100407 | no | no |  |  | no |  |  | 1395636.934 | 15299394.412 |  | -1
node_8100407_200809777 |  |  | PQ | ABCN | 4803.554 | 8100407 | no | no |  |  | no |  |  | 1396133.217 | 15299426.87 |  | -1
node_8100407_200809778 |  |  | PQ | ABCN | 4803.554 | 8100407 | no | no |  |  | no |  |  | 1395973.82 | 15299389.512 |  | -1
node_8100407_200809779 |  |  | PQ | ABCN | 4803.554 | 8100407 | no | no |  |  | no |  |  | 1396026.135 | 15299389.454 |  | -1
node_8100407_200809782 |  |  | PQ | AN | 4803.554 | 8100407 | no | no |  |  | no |  |  | 1396969.176 | 15299702.587 |  | -1
node_8100407_200809784 |  |  | PQ | AN | 4803.554 | 8100407 | no | no |  |  | no |  |  | 1397154.543 | 15299717.639 |  | -1
node_8100407_200809785 |  |  | PQ | AN | 4803.554 | 8100407 | no | no |  |  | no |  |  | 1397246.32 | 15299719.991 |  | -1
node_8100407_200809788 |  |  | PQ | AN | 4803.554 | 8100407 | no | no |  |  | no |  |  | 1396109.909 | 15299632.881 |  | -1
node_8100407_200809790 |  |  | PQ | AN | 4803.554 | 8100407 | no | no |  |  | no |  |  | 1396205.192 | 15299634.436 |  | -1
node_8100407_200809791 |  |  | PQ | AN | 4803.554 | 8100407 | no | no |  |  | no |  |  | 1396301.948 | 15299648.764 |  | -1
node_8100407_200809792 |  |  | PQ | AN | 4803.554 | 8100407 | no | no |  |  | no |  |  | 1396413.158 | 15299647.061 |  | -1
node_8100407_200809793 |  |  | PQ | AN | 4803.554 | 8100407 | no | no |  |  | no |  |  | 1396556.408 | 15299663.386 |  | -1
node_8100407_200809795 |  |  | PQ | AN | 4803.554 | 8100407 | no | no |  |  | no |  |  | 1396597.67 | 15299670.036 |  | -1
node_8100407_200809796 |  |  | PQ | AN | 4803.554 | 8100407 | no | no |  |  | no |  |  | 1396594.398 | 15299819.422 |  | -1
node_8100407_200809799 |  |  | PQ | AN | 4803.554 | 8100407 | no | no |  |  | no |  |  | 1396182.061 | 15300009.43 |  | -1
node_8100407_200809803 |  |  | PQ | AN | 4803.554 | 8100407 | no | no |  |  | no |  |  | 1397362.371 | 15300068.179 |  | -1
node_8100407_200809804 |  |  | PQ | AN | 4803.554 | 8100407 | no | no |  |  | no |  |  | 1397474.27 | 15300071.897 |  | -1
node_8100407_200809805 |  |  | PQ | AN | 4803.554 | 8100407 | no | no |  |  | no |  |  | 1396293.726 | 15300015.728 |  | -1
node_8100407_200809806 |  |  | PQ | AN | 4803.554 | 8100407 | no | no |  |  | no |  |  | 1396382.048 | 15300022.256 |  | -1
node_8100407_200809807 |  |  | PQ | AN | 4803.554 | 8100407 | no | no |  |  | no |  |  | 1396463.81 | 15300025.657 |  | -1
node_8100407_200809808 |  |  | PQ | AN | 4803.554 | 8100407 | no | no |  |  | no |  |  | 1396568.207 | 15300030.333 |  | -1
node_8100407_200809813 |  |  | PQ | AN | 4803.554 | 8100407 | no | no |  |  | no |  |  | 1396332.49 | 15300286.811 |  | -1
node_8100407_200809814 |  |  | PQ | AN | 4803.554 | 8100407 | no | no |  |  | no |  |  | 1397235.429 | 15300340.838 |  | -1
node_8100407_200809815 |  |  | PQ | AN | 4803.554 | 8100407 | no | no |  |  | no |  |  | 1397347.784 | 15300339.759 |  | -1
node_8100407_200809816 |  |  | PQ | AN | 4803.554 | 8100407 | no | no |  |  | no |  |  | 1397428.729 | 15300344.518 |  | -1
node_8100407_200809817 |  |  | PQ | AN | 4803.554 | 8100407 | no | no |  |  | no |  |  | 1397491.342 | 15300351.054 |  | -1
node_8100407_200809819 |  |  | PQ | AN | 4803.554 | 8100407 | no | no |  |  | no |  |  | 1396432.768 | 15300291.165 |  | -1
node_8100407_200809820 |  |  | PQ | AN | 4803.554 | 8100407 | no | no |  |  | no |  |  | 1396527.201 | 15300298.624 |  | -1
node_8100407_200809821 |  |  | PQ | AN | 4803.554 | 8100407 | no | no |  |  | no |  |  | 1396637.595 | 15300313.852 |  | -1
node_8100407_200809822 |  |  | PQ | AN | 4803.554 | 8100407 | no | no |  |  | no |  |  | 1396736.26 | 15300309.51 |  | -1
node_8100407_200809823 |  |  | PQ | AN | 4803.554 | 8100407 | no | no |  |  | no |  |  | 1396829.297 | 15300323.632 |  | -1
node_8100407_200809827 |  |  | PQ | AN | 4803.554 | 8100407 | no | no |  |  | no |  |  | 1396457.486 | 15300542.988 |  | -1
node_8100407_200809828 |  |  | PQ | AN | 4803.554 | 8100407 | no | no |  |  | no |  |  | 1396514.496 | 15300550.365 |  | -1
node_8100407_200809829 |  |  | PQ | AN | 4803.554 | 8100407 | no | no |  |  | no |  |  | 1396617.456 | 15300552.623 |  | -1
node_8100407_200809830 |  |  | PQ | AN | 4803.554 | 8100407 | no | no |  |  | no |  |  | 1396745.946 | 15300566.537 |  | -1
node_8100407_200809831 |  |  | PQ | AN | 4803.554 | 8100407 | no | no |  |  | no |  |  | 1396904.353 | 15300575.668 |  | -1
node_8100407_200809837 |  |  | PQ | ABCN | 4803.554 | 8100407 | no | no |  |  | no |  |  | 1396573.856 | 15300774.223 |  | -1
node_8100407_200809838 |  |  | PQ | ABCN | 4803.554 | 8100407 | no | no |  |  | no |  |  | 1396657.591 | 15300774.543 |  | -1
node_8100407_200809839 |  |  | PQ | ABCN | 4803.554 | 8100407 | no | no |  |  | no |  |  | 1396778.947 | 15300791.961 |  | -1
node_8100407_200809840 |  |  | PQ | ABCN | 4803.554 | 8100407 | no | no |  |  | no |  |  | 1396890.661 | 15300799.763 |  | -1
node_8100407_200809841 |  |  | PQ | ABCN | 4803.554 | 8100407 | no | no |  |  | no |  |  | 1396966.248 | 15300804.493 |  | -1
node_8100407_200809842 |  |  | PQ | ABCN | 4803.554 | 8100407 | no | no |  |  | no |  |  | 1397068.386 | 15300812.728 |  | -1
node_8100407_200809843 |  |  | PQ | ABCN | 4803.554 | 8100407 | no | no |  |  | no |  |  | 1397173.975 | 15300820.558 |  | -1
node_8100407_200809844 |  |  | PQ | ABCN | 4803.554 | 8100407 | no | no |  |  | no |  |  | 1397270.696 | 15300819.67 |  | -1
node_8100407_200809845 |  |  | PQ | ABCN | 4803.554 | 8100407 | no | no |  |  | no |  |  | 1397375.096 | 15300832.019 |  | -1
node_8100407_200809847 |  |  | PQ | AN | 4803.554 | 8100407 | no | no |  |  | no |  |  | 1396682.635 | 15301148.244 |  | -1
node_8100407_200809848 |  |  | PQ | AN | 4803.554 | 8100407 | no | no |  |  | no |  |  | 1396768.052 | 15301102.601 |  | -1
node_8100407_200809849 |  |  | PQ | AN | 4803.554 | 8100407 | no | no |  |  | no |  |  | 1396893.148 | 15301073.963 |  | -1
node_8100407_200809850 |  |  | PQ | AN | 4803.554 | 8100407 | no | no |  |  | no |  |  | 1396979.185 | 15301050.53 |  | -1
node_8100407_200809854 |  |  | PQ | AN | 4803.554 | 8100407 | no | no |  |  | no |  |  | 1397334.724 | 15300999.28 |  | -1
node_8100407_200809855 |  |  | PQ | AN | 4803.554 | 8100407 | no | no |  |  | no |  |  | 1397481.297 | 15300979.483 |  | -1
node_8100407_200809856 |  |  | PQ | AN | 4803.554 | 8100407 | no | no |  |  | no |  |  | 1397517.444 | 15300980.069 |  | -1
node_8100407_200809857 |  |  | PQ | AN | 4803.554 | 8100407 | no | no |  |  | no |  |  | 1396873.381 | 15301491.394 |  | -1
node_8100407_200809858 |  |  | PQ | AN | 4803.554 | 8100407 | no | no |  |  | no |  |  | 1396959.638 | 15301463.747 |  | -1
node_8100407_200809859 |  |  | PQ | AN | 4803.554 | 8100407 | no | no |  |  | no |  |  | 1397103.653 | 15301417.707 |  | -1
node_8100407_200809867 |  |  | PQ | AN | 4803.554 | 8100407 | no | no |  |  | no |  |  | 1397285.217 | 15302038.482 |  | -1
node_8100407_200809868 |  |  | PQ | AN | 4803.554 | 8100407 | no | no |  |  | no |  |  | 1397298.838 | 15302144.022 |  | -1
node_8100407_200809876 |  |  | PQ | AN | 4803.554 | 8100407 | no | no |  |  | no |  |  | 1397168.426 | 15301671.763 |  | -1
node_8100407_200809877 |  |  | PQ | AN | 4803.554 | 8100407 | no | no |  |  | no |  |  | 1397218.435 | 15301750.719 |  | -1
node_8100407_200809878 |  |  | PQ | AN | 4803.554 | 8100407 | no | no |  |  | no |  |  | 1397230.942 | 15301863.411 |  | -1
node_8100407_200809879 |  |  | PQ | AN | 4803.554 | 8100407 | no | no |  |  | no |  |  | 1397242.342 | 15301975.081 |  | -1
node_8100407_200809882 |  |  | PQ | ABCN | 4803.554 | 8100407 | no | no |  |  | no |  |  | 1397493.047 | 15299893.489 |  | -1
node_8100407_200809883 |  |  | PQ | ABCN | 4803.554 | 8100407 | no | no |  |  | no |  |  | 1397497.35 | 15299948.185 |  | -1
node_8100407_200809884 |  |  | PQ | ABCN | 4803.554 | 8100407 | no | no |  |  | no |  |  | 1397496.841 | 15300092.102 |  | -1
node_8100407_200809885 |  |  | PQ | ABCN | 4803.554 | 8100407 | no | no |  |  | no |  |  | 1397501.743 | 15300217.55 |  | -1
node_8100407_200809887 |  |  | PQ | ABCN | 4803.554 | 8100407 | no | no |  |  | no |  |  | 1397518.897 | 15300480.705 |  | -1
node_8100407_200809888 |  |  | PQ | ABCN | 4803.554 | 8100407 | no | no |  |  | no |  |  | 1397525.319 | 15300619.915 |  | -1
node_8100407_200809889 |  |  | PQ | ABCN | 4803.554 | 8100407 | no | no |  |  | no |  |  | 1397537.256 | 15300742.286 |  | -1
node_8100407_200809890 |  |  | PQ | ABCN | 4803.554 | 8100407 | no | no |  |  | no |  |  | 1397546.357 | 15300844.334 |  | -1
node_8100407_200809891 |  |  | PQ | ABCN | 4803.554 | 8100407 | no | no |  |  | no |  |  | 1397623.432 | 15300844.481 |  | -1
node_8100407_200809892 |  |  | PQ | ABCN | 4803.554 | 8100407 | no | no |  |  | no |  |  | 1397728.449 | 15300847.59 |  | -1
node_8100407_200809893 |  |  | PQ | ABCN | 4803.554 | 8100407 | no | no |  |  | no |  |  | 1397552.839 | 15300957.053 |  | -1
node_8100407_200809894 |  |  | PQ | ABN | 4803.554 | 8100407 | no | no |  |  | no |  |  | 1397557.485 | 15301087.56 |  | -1
node_8100407_200809898 |  |  | PQ | AN | 4803.554 | 8100407 | no | no |  |  | no |  |  | 1397560.517 | 15301197.599 |  | -1
node_8100407_200809899 |  |  | PQ | AN | 4803.554 | 8100407 | no | no |  |  | no |  |  | 1397569.367 | 15301296.866 |  | -1
node_8100407_200809900 |  |  | PQ | AN | 4803.554 | 8100407 | no | no |  |  | no |  |  | 1397568.04 | 15301409.863 |  | -1
node_8100407_200809901 |  |  | PQ | AN | 4803.554 | 8100407 | no | no |  |  | no |  |  | 1397576.559 | 15301543.693 |  | -1
node_8100407_200809903 |  |  | PQ | AN | 4803.554 | 8100407 | no | no |  |  | no |  |  | 1397604.264 | 15301547.145 |  | -1
node_8100407_200809904 |  |  | PQ | AN | 4803.554 | 8100407 | no | no |  |  | no |  |  | 1397585.602 | 15301655.312 |  | -1
node_8100407_200809905 |  |  | PQ | AN | 4803.554 | 8100407 | no | no |  |  | no |  |  | 1397590.204 | 15301746.504 |  | -1
node_8100407_200809907 |  |  | PQ | AN | 4803.554 | 8100407 | no | no |  |  | no |  |  | 1397606.337 | 15301943.248 |  | -1
node_8100407_200809908 |  |  | PQ | AN | 4803.554 | 8100407 | no | no |  |  | no |  |  | 1397608.96 | 15302042.014 |  | -1
node_8100407_200809911 |  |  | PQ | AN | 4803.554 | 8100407 | no | no |  |  | no |  |  | 1397617.059 | 15302145.941 |  | -1
node_8100407_200809912 |  |  | PQ | AN | 4803.554 | 8100407 | no | no |  |  | no |  |  | 1397622.177 | 15302249.203 |  | -1
node_8100407_200809914 |  |  | PQ | AN | 4803.554 | 8100407 | no | no |  |  | no |  |  | 1396948.643 | 15301739.958 |  | -1
node_8100407_200809915 |  |  | PQ | AN | 4803.554 | 8100407 | no | no |  |  | no |  |  | 1397053.858 | 15301717.912 |  | -1
node_8100407_200809916 |  |  | PQ | AN | 4803.554 | 8100407 | no | no |  |  | no |  |  | 1397186.194 | 15301678.683 |  | -1
node_8100407_200815453 |  |  | PQ | AN | 4803.554 | 8100407 | no | no |  |  | no |  |  | 1397875.494 | 15301056.629 |  | -1
node_8100407_200815741 |  |  | PQ | ABCN | 4803.554 | 8100407 | no | no |  |  | no |  |  | 1394202.572 | 15295853.655 |  | -1
node_8100407_200815742 |  |  | PQ | ABCN | 4803.554 | 8100407 | no | no |  |  | no |  |  | 1393646.672 | 15295450.856 |  | -1
node_8100407_200815743 |  |  | PQ | ABCN | 4803.554 | 8100407 | no | no |  |  | no |  |  | 1394199.175 | 15295848.191 |  | -1
node_8100407_200815744 |  |  | PQ | ABCN | 4803.554 | 8100407 | no | no |  |  | no |  |  | 1393688.726 | 15295533.717 |  | -1
node_8100407_200815745 |  |  | PQ | ABCN | 4803.554 | 8100407 | no | no |  |  | no |  |  | 1393782.469 | 15295653.081 |  | -1
node_8100407_200815746 |  |  | PQ | ABCN | 4803.554 | 8100407 | no | no |  |  | no |  |  | 1393924.47 | 15295724.021 |  | -1
node_8100407_200815747 |  |  | PQ | ABCN | 4803.554 | 8100407 | no | no |  |  | no |  |  | 1394078.292 | 15295794.308 |  | -1
node_8100407_200815748 |  |  | PQ | ABCN | 4803.554 | 8100407 | no | no |  |  | no |  |  | 1394405.245 | 15295886.925 |  | -1
node_8100407_200815749 |  |  | PQ | ABCN | 4803.554 | 8100407 | no | no |  |  | no |  |  | 1394569.345 | 15296030.094 |  | -1
node_8100407_200815750 |  |  | PQ | ABCN | 4803.554 | 8100407 | no | no |  |  | no |  |  | 1394684.802 | 15296119.361 |  | -1
node_8100407_200815752 |  |  | PQ | ABCN | 4803.554 | 8100407 | no | no |  |  | no |  |  | 1394789.381 | 15296197.216 |  | -1
node_8100407_200815753 |  |  | PQ | ABCN | 4803.554 | 8100407 | no | no |  |  | no |  |  | 1394944.339 | 15296310.115 |  | -1
node_8100407_200815754 |  |  | PQ | ABCN | 4803.554 | 8100407 | no | no |  |  | no |  |  | 1395032.273 | 15296371.853 |  | -1
node_8100407_200815755 |  |  | PQ | ABCN | 4803.554 | 8100407 | no | no |  |  | no |  |  | 1395113.396 | 15296251.787 |  | -1
node_8100407_200815757 |  |  | PQ | ABCN | 4803.554 | 8100407 | no | no |  |  | no |  |  | 1395144.374 | 15296451.192 |  | -1
node_8100407_200815811 |  |  | PQ | AN | 4803.554 | 8100407 | no | no |  |  | no |  |  | 1397238.44 | 15299661.654 |  | -1
node_8100407_200815812 |  |  | PQ | AN | 4803.554 | 8100407 | no | no |  |  | no |  |  | 1397211.571 | 15299562.1 |  | -1
node_8100407_200815813 |  |  | PQ | AN | 4803.554 | 8100407 | no | no |  |  | no |  |  | 1397185.651 | 15299471.906 |  | -1
node_8100407_200815814 |  |  | PQ | AN | 4803.554 | 8100407 | no | no |  |  | no |  |  | 1397158.384 | 15299371.869 |  | -1
node_8100407_200832012 |  |  | PQ | AN | 4803.554 | 8100407 | no | no |  |  | no |  |  | 1395065.95 | 15300165.812 |  | -1
node_8100407_200832013 |  |  | PQ | AN | 4803.554 | 8100407 | no | no |  |  | no |  |  | 1394981.335 | 15300210.75 |  | -1
node_8100407_200832015 |  |  | PQ | AN | 4803.554 | 8100407 | no | no |  |  | no |  |  | 1395115.32 | 15300288.242 |  | -1
node_8100407_200832016 |  |  | PQ | AN | 4803.554 | 8100407 | no | no |  |  | no |  |  | 1395170.741 | 15300109.731 |  | -1
node_8100407_200832017 |  |  | PQ | AN | 4803.554 | 8100407 | no | no |  |  | no |  |  | 1395146.67 | 15300114.412 |  | -1
node_8100407_200832018 |  |  | PQ | AN | 4803.554 | 8100407 | no | no |  |  | no |  |  | 1395059.189 | 15300099.622 |  | -1
node_8100407_200917213 |  |  | PQ | ABCN | 4803.554 | 8100407 | no | no |  |  | no |  |  | 1394043.818 | 15295807.332 |  | -1
node_8100407_200948184 |  |  | PQ | AN | 4803.554 | 8100407 | no | no |  |  | no |  |  | 1397223.148 | 15300061.121 |  | -1
node_8100407_200948186 |  |  | PQ | ABCN | 4803.554 | 8100407 | no | no |  |  | no |  |  | 1397510.564 | 15300365.281 |  | -1
node_8100407_200948187 |  |  | PQ | AN | 4803.554 | 8100407 | no | no |  |  | no |  |  | 1397596.323 | 15301849.324 |  | -1
node_8100407_200956018 |  |  | PQ | ABCN | 4803.554 | 8100407 | no | no |  |  | no |  |  | 1395154.103 | 15296404.391 |  | -1
node_8100407_200969504 |  |  | PQ | ABCN | 4803.554 | 8100407 | no | no |  |  | no |  |  | 1395882.038 | 15299564.675 |  | -1
node_8100407_200969505 |  |  | PQ | ABCN | 4803.554 | 8100407 | no | no |  |  | no |  |  | 1395923.952 | 15299705.563 |  | -1
node_8100407_200969556 |  |  | PQ | AN | 4803.554 | 8100407 | no | no |  |  | no |  |  | 1396007.769 | 15299645.227 |  | -1
node_8100407_200987642 |  |  | PQ | AN | 4803.554 | 8100407 | no | no |  |  | no |  |  | 1396882.654 | 15299672.308 |  | -1
node_8100407_200987643 |  |  | PQ | AN | 4803.554 | 8100407 | no | no |  |  | no |  |  | 1396876.482 | 15299695.09 |  | -1
node_8100407_200987644 |  |  | PQ | AN | 4803.554 | 8100407 | no | no |  |  | no |  |  | 1396743.424 | 15299685.084 |  | -1
node_8100407_200987693 |  |  | PQ | AN | 4803.554 | 8100407 | no | no |  |  | no |  |  | 1396339.369 | 15298586.528 |  | -1
node_8100407_200987694 |  |  | PQ | AN | 4803.554 | 8100407 | no | no |  |  | no |  |  | 1396129.314 | 15298569.255 |  | -1
node_8100407_200987699 |  |  | PQ | AN | 4803.554 | 8100407 | no | no |  |  | no |  |  | 1396867.851 | 15299578.279 |  | -1
node_8100407_200987700 |  |  | PQ | AN | 4803.554 | 8100407 | no | no |  |  | no |  |  | 1397056.324 | 15299708.888 |  | -1
node_8100407_201008951 |  |  | PQ | ABCN | 4803.554 | 8100407 | no | no |  |  | no |  |  | 1397444.383 | 15300839.326 |  | -1
node_8100407_201010298 |  |  | PQ | ABCN | 4803.554 | 8100407 | no | no |  |  | no |  |  | 1396138.216 | 15298065.217 |  | -1
node_8100407_201027958 |  |  | PQ | ABN | 4803.554 | 8100407 | no | no |  |  | no |  |  | 1397752.552 | 15301041.83 |  | -1
node_8100407_201033716 |  |  | PQ | ABCN | 4803.554 | 8100407 | no | no |  |  | no |  |  | 1395618.808 | 15297408.129 |  | -1
node_8100407_201046474 |  |  | PQ | ABCN | 4803.554 | 8100407 | no | no |  |  | no |  |  | 1396971.983 | 15302184.456 |  | -1
node_8100407_201048831 |  |  | PQ | ABCN | 4803.554 | 8100407 | no | no |  |  | no |  |  | 1396644.256 | 15301022.126 |  | -1
node_8100407_201050048 |  |  | PQ | AN | 4803.554 | 8100407 | no | no |  |  | no |  |  | 1395254.488 | 15300130.937 |  | -1
node_8100407_201064854 |  |  | PQ | AN | 4803.554 | 8100407 | no | no |  |  | no |  |  | 1395352.55 | 15297389.01 |  | -1
node_8100407_310009332 |  |  | PQ | AN | 4803.554 | 8100407 | no | no |  |  | no |  |  | 1397624.843 | 15302315.336 |  | -1
node_220387974 |  |  | PQ | AN | 4803.554 | 8100407 | no | no |  |  | no |  |  | 1395175.586 | 15300110.958 |  | -1
node_220627194 |  |  | PQ | AN | 4803.554 | 8100407 | no | no |  |  | no |  |  | 1395249.642 | 15300129.71 |  | -1
node_SOURCE_8100407 |  |  | SWING | ABCN | 4803.554 | 8100407 | no | no |  |  | no |  |  | 1393616.436 | 15295366.956 |  | -1
node_intto1_8100407_200808903 |  |  | PQ | ABCN | 4803.554 | 8100407 | no | no |  |  | no |  |  | 1395737.022 | 15298422.337 |  | -1
node_intto1_8100407_200808905 |  |  | PQ | ABCN | 4803.554 | 8100407 | no | no |  |  | no |  |  | 1395748.456 | 15298491.932 |  | -1
node_intto1_8100407_200808922 |  |  | PQ | AN | 4803.554 | 8100407 | no | no |  |  | no |  |  | 1395801.297 | 15299777.962 |  | -1
node_intto1_8100407_200808924 |  |  | PQ | ABCN | 4803.554 | 8100407 | no | no |  |  | no |  |  | 1396026.387 | 15299803.692 |  | -1
node_intto1_8100407_200809631 |  |  | PQ | AN | 4803.554 | 8100407 | no | no |  |  | no |  |  | 1395372.489 | 15297937.366 |  | -1
node_intto1_8100407_200809633 |  |  | PQ | AN | 4803.554 | 8100407 | no | no |  |  | no |  |  | 1395675.353 | 15297690.05 |  | -1
node_intto1_8100407_200809653 |  |  | PQ | ABCN | 4803.554 | 8100407 | no | no |  |  | no |  |  | 1395835.38 | 15298032.887 |  | -1
node_intto1_8100407_200809700 |  |  | PQ | AN | 4803.554 | 8100407 | no | no |  |  | no |  |  | 1395840.784 | 15298553.892 |  | -1
node_intto1_8100407_200809708 |  |  | PQ | ABCN | 4803.554 | 8100407 | no | no |  |  | no |  |  | 1395694.967 | 15298806.966 |  | -1
node_intto1_8100407_200809728 |  |  | PQ | AN | 4803.554 | 8100407 | no | no |  |  | no |  |  | 1396583.322 | 15298678.087 |  | -1
node_intto1_8100407_200809734 |  |  | PQ | AN | 4803.554 | 8100407 | no | no |  |  | no |  |  | 1395880.777 | 15298855.263 |  | -1
node_intto1_8100407_200809741 |  |  | PQ | AN | 4803.554 | 8100407 | no | no |  |  | no |  |  | 1395769.698 | 15299084.674 |  | -1
node_intto1_8100407_200809748 |  |  | PQ | ABCN | 4803.554 | 8100407 | no | no |  |  | no |  |  | 1395882.192 | 15299137.205 |  | -1
node_intto1_8100407_200809761 |  |  | PQ | AN | 4803.554 | 8100407 | no | no |  |  | no |  |  | 1395803.067 | 15299369.53 |  | -1
node_intto1_8100407_200809777 |  |  | PQ | ABCN | 4803.554 | 8100407 | no | no |  |  | no |  |  | 1396133.217 | 15299426.87 |  | -1
node_intto1_8100407_200809788 |  |  | PQ | AN | 4803.554 | 8100407 | no | no |  |  | no |  |  | 1396109.909 | 15299632.881 |  | -1
node_intto1_8100407_200809799 |  |  | PQ | AN | 4803.554 | 8100407 | no | no |  |  | no |  |  | 1396182.061 | 15300009.43 |  | -1
node_intto1_8100407_200809803 |  |  | PQ | AN | 4803.554 | 8100407 | no | no |  |  | no |  |  | 1397362.371 | 15300068.179 |  | -1
node_intto1_8100407_200809813 |  |  | PQ | AN | 4803.554 | 8100407 | no | no |  |  | no |  |  | 1396332.49 | 15300286.811 |  | -1
node_intto1_8100407_200809816 |  |  | PQ | AN | 4803.554 | 8100407 | no | no |  |  | no |  |  | 1397428.729 | 15300344.518 |  | -1
node_intto1_8100407_200809828 |  |  | PQ | AN | 4803.554 | 8100407 | no | no |  |  | no |  |  | 1396514.496 | 15300550.365 |  | -1
node_intto1_8100407_200809838 |  |  | PQ | ABCN | 4803.554 | 8100407 | no | no |  |  | no |  |  | 1396657.591 | 15300774.543 |  | -1
node_intto1_8100407_200809847 |  |  | PQ | AN | 4803.554 | 8100407 | no | no |  |  | no |  |  | 1396682.635 | 15301148.244 |  | -1
node_intto1_8100407_200809857 |  |  | PQ | AN | 4803.554 | 8100407 | no | no |  |  | no |  |  | 1396873.381 | 15301491.394 |  | -1
node_intto1_8100407_200809877 |  |  | PQ | AN | 4803.554 | 8100407 | no | no |  |  | no |  |  | 1397218.435 | 15301750.719 |  | -1
node_intto1_8100407_200809898 |  |  | PQ | AN | 4803.554 | 8100407 | no | no |  |  | no |  |  | 1397560.517 | 15301197.599 |  | -1
node_intto1_8100407_200809914 |  |  | PQ | AN | 4803.554 | 8100407 | no | no |  |  | no |  |  | 1396948.643 | 15301739.958 |  | -1
node_intto1_8100407_200815746 |  |  | PQ | ABCN | 4803.554 | 8100407 | no | no |  |  | no |  |  | 1393924.47 | 15295724.021 |  | -1
node_intto1_8100407_200815747 |  |  | PQ | ABCN | 4803.554 | 8100407 | no | no |  |  | no |  |  | 1394078.292 | 15295794.308 |  | -1
node_intto1_8100407_200815755 |  |  | PQ | ABCN | 4803.554 | 8100407 | no | no |  |  | no |  |  | 1395113.396 | 15296251.787 |  | -1
node_intto1_8100407_200832012 |  |  | PQ | AN | 4803.554 | 8100407 | no | no |  |  | no |  |  | 1395065.95 | 15300165.812 |  | -1
node_intto1_8100407_201033716 |  |  | PQ | ABCN | 4803.554 | 8100407 | no | no |  |  | no |  |  | 1395618.808 | 15297408.129 |  | -1
node_intto1_220387974 |  |  | PQ | AN | 4803.554 | 8100407 | no | no |  |  | no |  |  | 1395175.586 | 15300110.958 |  | -1
node_intto1_220627194 |  |  | PQ | AN | 4803.554 | 8100407 | no | no |  |  | no |  |  | 1395249.642 | 15300129.71 |  | -1

## overhead_line
data_type | static
owner_type | feeder
owner | 8100407
object | overhead_line
name | groupid | phases | fr | to | length | configuration | dcircuit | selected | monitored | monitored_fields | class_monitored_fields | played | played_fields | comments | R | X | B | lim_kw
oh_line_8100407_200808858 |  | ABCN | node_8100407_200808885 | node_8100407_200808858 | 86.15 | bal_3P_477AL_4/0AL(N) | 8100407 | no | no |  |  | no |  |  | 0 | 0 | 0 | 0
oh_line_8100407_200808880 |  | ABCN | node_8100407_200815757 | node_8100407_200808880 | 276.345 | bal_3P_477AL_4/0AL(N) | 8100407 | no | no |  |  | no |  |  | 0 | 0 | 0 | 0
oh_line_8100407_200808881 |  | ABCN | node_8100407_200808880 | node_8100407_200808881 | 149.883 | bal_3P_1/0AC_1/0AC(N) | 8100407 | no | no |  |  | no |  |  | 0 | 0 | 0 | 0
oh_line_8100407_200808882 |  | ABCN | node_8100407_200808880 | node_8100407_200808882 | 113.617 | bal_3P_477AL_4/0AL(N) | 8100407 | no | no |  |  | no |  |  | 0 | 0 | 0 | 0
oh_line_8100407_200808885 |  | ABCN | node_8100407_200808882 | node_8100407_200808885 | 142.659 | bal_3P_477AL_4/0AL(N) | 8100407 | no | no |  |  | no |  |  | 0 | 0 | 0 | 0
oh_line_8100407_200808886 |  | ABCN | node_8100407_200808858 | node_8100407_200808886 | 81.927 | bal_3P_2/0CU_4/0AL(N) | 8100407 | no | no |  |  | no |  |  | 0 | 0 | 0 | 0
oh_line_8100407_200808887 |  | ABCN | node_8100407_200808886 | node_8100407_200808887 | 117.007 | bal_3P_2/0CU_2/0CU(N) | 8100407 | no | no |  |  | no |  |  | 0 | 0 | 0 | 0
oh_line_8100407_200808888 |  | ABCN | node_8100407_200808887 | node_8100407_200808888 | 30.619 | bal_3P_2/0CU_2/0CU(N) | 8100407 | no | no |  |  | no |  |  | 0 | 0 | 0 | 0
oh_line_8100407_200808890 |  | ABCN | node_8100407_200808888 | node_8100407_200808890 | 72.454 | bal_3P_2/0CU_2/0CU(N) | 8100407 | no | no |  |  | no |  |  | 0 | 0 | 0 | 0
oh_line_8100407_200808891 |  | ABCN | node_8100407_200808890 | node_8100407_200808891 | 111.986 | bal_3P_2/0CU_2/0CU(N) | 8100407 | no | no |  |  | no |  |  | 0 | 0 | 0 | 0
oh_line_8100407_200808893 |  | ABCN | node_8100407_201033716 | node_8100407_200808893 | 105.02 | bal_3P_2/0CU_2/0CU(N) | 8100407 | no | no |  |  | no |  |  | 0 | 0 | 0 | 0
oh_line_8100407_200808894 |  | ABCN | node_8100407_200808893 | node_8100407_200808894 | 115.86 | bal_3P_2/0CU_2/0CU(N) | 8100407 | no | no |  |  | no |  |  | 0 | 0 | 0 | 0
oh_line_8100407_200808895 |  | ABCN | node_8100407_200808894 | node_8100407_200808895 | 53.77 | bal_3P_2/0CU_2/0CU(N) | 8100407 | no | no |  |  | no |  |  | 0 | 0 | 0 | 0
oh_line_8100407_200808896 |  | ABCN | node_8100407_200808895 | node_8100407_200808896 | 62.544 | bal_3P_2/0CU_2/0CU(N) | 8100407 | no | no |  |  | no |  |  | 0 | 0 | 0 | 0
oh_line_8100407_200808897 |  | ABCN | node_8100407_200808896 | node_8100407_200808897 | 79.231 | bal_3P_2/0CU_2/0CU(N) | 8100407 | no | no |  |  | no |  |  | 0 | 0 | 0 | 0
oh_line_8100407_200808898-1 |  | ABCN | node_1395681_163_15297904_093 | node_8100407_200808898 | 6.276 | bal_3P_2/0CU_2/0CU(N) | 8100407 | no | no |  |  | no |  |  | 0 | 0 | 0 | 0
oh_line_8100407_200808898-2 |  | ABCN | node_8100407_200808897 | node_1395681_163_15297904_093 | 83.804 | bal_3P_2/0CU_2/0CU(N) | 8100407 | no | no |  |  | no |  |  | 0 | 0 | 0 | 0
oh_line_8100407_200808899 |  | ABCN | node_8100407_200808898 | node_8100407_200808899 | 106.296 | bal_3P_2/0CU_2/0CU(N) | 8100407 | no | no |  |  | no |  |  | 0 | 0 | 0 | 0
oh_line_8100407_200808901 |  | ABCN | node_8100407_200808899 | node_8100407_200808901 | 99.011 | bal_3P_2/0CU_2/0CU(N) | 8100407 | no | no |  |  | no |  |  | 0 | 0 | 0 | 0
oh_line_8100407_200808905 |  | ABCN | node_8100407_200808903 | node_intto1_8100407_200808905 | 70.528 | bal_3P_2/0CU_2/0CU(N) | 8100407 | no | no |  |  | no |  |  | 0 | 0 | 0 | 0
oh_line_8100407_200808906 |  | ABCN | node_8100407_200808905 | node_8100407_200808906 | 93.483 | bal_3P_2/0CU_2/0CU(N) | 8100407 | no | no |  |  | no |  |  | 0 | 0 | 0 | 0
oh_line_8100407_200808907 |  | ABCN | node_8100407_200808906 | node_8100407_200808907 | 91.703 | bal_3P_2/0CU_2/0CU(N) | 8100407 | no | no |  |  | no |  |  | 0 | 0 | 0 | 0
oh_line_8100407_200808908 |  | ABCN | node_8100407_200808907 | node_8100407_200808908 | 101.138 | bal_3P_2/0CU_2/0CU(N) | 8100407 | no | no |  |  | no |  |  | 0 | 0 | 0 | 0
oh_line_8100407_200808910 |  | ABCN | node_8100407_200808908 | node_8100407_200808910 | 72.654 | bal_3P_2/0CU_2/0CU(N) | 8100407 | no | no |  |  | no |  |  | 0 | 0 | 0 | 0
oh_line_8100407_200808912 |  | ABCN | node_8100407_200808910 | node_8100407_200808912 | 151.364 | bal_3P_2/0CU_2/0CU(N) | 8100407 | no | no |  |  | no |  |  | 0 | 0 | 0 | 0
oh_line_8100407_200808914 |  | ABCN | node_8100407_200808912 | node_8100407_200808914 | 80.755 | bal_3P_2/0CU_2/0CU(N) | 8100407 | no | no |  |  | no |  |  | 0 | 0 | 0 | 0
oh_line_8100407_200808915 |  | ABCN | node_8100407_200808914 | node_8100407_200808915 | 56.526 | bal_3P_2/0CU_2/0CU(N) | 8100407 | no | no |  |  | no |  |  | 0 | 0 | 0 | 0
oh_line_8100407_200808916 |  | ABCN | node_8100407_200808915 | node_8100407_200808916 | 94.787 | bal_3P_2/0CU_2/0CU(N) | 8100407 | no | no |  |  | no |  |  | 0 | 0 | 0 | 0
oh_line_8100407_200808917 |  | ABCN | node_8100407_200808916 | node_8100407_200808917 | 118.02 | bal_3P_2/0CU_2/0CU(N) | 8100407 | no | no |  |  | no |  |  | 0 | 0 | 0 | 0
oh_line_8100407_200808918 |  | ABCN | node_8100407_200808917 | node_8100407_200808918 | 101.782 | bal_3P_2/0CU_2/0CU(N) | 8100407 | no | no |  |  | no |  |  | 0 | 0 | 0 | 0
oh_line_8100407_200808922 |  | AN | node_8100407_200969505 | node_intto1_8100407_200808922 | 142.43 | bal_1P_1/0AC_1/0AC(N) | 8100407 | no | no |  |  | no |  |  | 0 | 0 | 0 | 0
oh_line_8100407_200808923 |  | ABCN | node_8100407_200969505 | node_8100407_200808923 | 58.317 | bal_3P_1/0AA_1/0AA(N) | 8100407 | no | no |  |  | no |  |  | 0 | 0 | 0 | 0
oh_line_8100407_200808924 |  | ABCN | node_8100407_200808923 | node_intto1_8100407_200808924 | 100.692 | bal_3P_2/0CU_2/0CU(N) | 8100407 | no | no |  |  | no |  |  | 0 | 0 | 0 | 0
oh_line_8100407_200808927 |  | ABCN | node_8100407_200808924 | node_8100407_200808927 | 80.16 | bal_3P_2/0CU_2/0CU(N) | 8100407 | no | no |  |  | no |  |  | 0 | 0 | 0 | 0
oh_line_8100407_200808928 |  | ABCN | node_8100407_200808927 | node_8100407_200808928 | 74.971 | bal_3P_2/0CU_2/0CU(N) | 8100407 | no | no |  |  | no |  |  | 0 | 0 | 0 | 0
oh_line_8100407_200808929 |  | ABCN | node_8100407_200808928 | node_8100407_200808929 | 103.514 | bal_3P_2/0CU_2/0CU(N) | 8100407 | no | no |  |  | no |  |  | 0 | 0 | 0 | 0
oh_line_8100407_200808930 |  | ABCN | node_8100407_200808929 | node_8100407_200808930 | 109.686 | bal_3P_2/0CU_2/0CU(N) | 8100407 | no | no |  |  | no |  |  | 0 | 0 | 0 | 0
oh_line_8100407_200808931 |  | ABCN | node_8100407_200808930 | node_8100407_200808931 | 60.976 | bal_3P_2/0CU_2/0CU(N) | 8100407 | no | no |  |  | no |  |  | 0 | 0 | 0 | 0
oh_line_8100407_200808932 |  | ABCN | node_8100407_200808931 | node_8100407_200808932 | 150.361 | bal_3P_2/0CU_2/0CU(N) | 8100407 | no | no |  |  | no |  |  | 0 | 0 | 0 | 0
oh_line_8100407_200808934 |  | ABCN | node_8100407_200808932 | node_8100407_200808934 | 82.064 | bal_3P_2/0CU_2/0CU(N) | 8100407 | no | no |  |  | no |  |  | 0 | 0 | 0 | 0
oh_line_8100407_200808935 |  | ABCN | node_8100407_200808934 | node_8100407_200808935 | 72.549 | bal_3P_2/0CU_2/0CU(N) | 8100407 | no | no |  |  | no |  |  | 0 | 0 | 0 | 0
oh_line_8100407_200808937 |  | ABCN | node_8100407_200808935 | node_8100407_200808937 | 124.993 | bal_3P_2/0CU_2/0CU(N) | 8100407 | no | no |  |  | no |  |  | 0 | 0 | 0 | 0
oh_line_8100407_200808938 |  | ABCN | node_8100407_200808937 | node_8100407_200808938 | 66.095 | bal_3P_2/0CU_2/0CU(N) | 8100407 | no | no |  |  | no |  |  | 0 | 0 | 0 | 0
oh_line_8100407_200808939 |  | ABCN | node_8100407_200808938 | node_8100407_200808939 | 135.82 | bal_3P_2/0CU_2/0CU(N) | 8100407 | no | no |  |  | no |  |  | 0 | 0 | 0 | 0
oh_line_8100407_200808940 |  | ABCN | node_8100407_200808939 | node_8100407_200808940 | 62.207 | bal_3P_2/0CU_2/0CU(N) | 8100407 | no | no |  |  | no |  |  | 0 | 0 | 0 | 0
oh_line_8100407_200808941 |  | ABCN | node_8100407_200808940 | node_8100407_200808941 | 83.283 | bal_3P_2/0CU_2/0CU(N) | 8100407 | no | no |  |  | no |  |  | 0 | 0 | 0 | 0
oh_line_8100407_200808942 |  | ABCN | node_8100407_200808941 | node_8100407_200808942 | 79.273 | bal_3P_2/0CU_2/0CU(N) | 8100407 | no | no |  |  | no |  |  | 0 | 0 | 0 | 0
oh_line_8100407_200808944 |  | ABCN | node_8100407_201048831 | node_8100407_200808944 | 96.064 | bal_3P_2/0CU_2/0CU(N) | 8100407 | no | no |  |  | no |  |  | 0 | 0 | 0 | 0
oh_line_8100407_200808946 |  | ABCN | node_8100407_200808944 | node_8100407_200808946 | 106.372 | bal_3P_2/0CU_2/0CU(N) | 8100407 | no | no |  |  | no |  |  | 0 | 0 | 0 | 0
oh_line_8100407_200808947 |  | ABCN | node_8100407_200808946 | node_8100407_200808947 | 107.892 | bal_3P_2/0CU_2/0CU(N) | 8100407 | no | no |  |  | no |  |  | 0 | 0 | 0 | 0
oh_line_8100407_200808949 |  | ABCN | node_8100407_200808947 | node_8100407_200808949 | 111.228 | bal_3P_2/0CU_2/0CU(N) | 8100407 | no | no |  |  | no |  |  | 0 | 0 | 0 | 0
oh_line_8100407_200808950 |  | ABCN | node_8100407_200808949 | node_8100407_200808950 | 101.678 | bal_3P_2/0CU_2/0CU(N) | 8100407 | no | no |  |  | no |  |  | 0 | 0 | 0 | 0
oh_line_8100407_200808952 |  | ABCN | node_8100407_200808950 | node_8100407_200808952 | 132.113 | bal_3P_2/0CU_2/0CU(N) | 8100407 | no | no |  |  | no |  |  | 0 | 0 | 0 | 0
oh_line_8100407_200808953 |  | ABCN | node_8100407_200808952 | node_8100407_200808953 | 55.594 | bal_3P_2/0CU_2/0CU(N) | 8100407 | no | no |  |  | no |  |  | 0 | 0 | 0 | 0
oh_line_8100407_200808954 |  | ABCN | node_8100407_200808953 | node_8100407_200808954 | 119.604 | bal_3P_2/0CU_2/0CU(N) | 8100407 | no | no |  |  | no |  |  | 0 | 0 | 0 | 0
oh_line_8100407_200808955 |  | ABCN | node_8100407_200808954 | node_8100407_200808955 | 99.017 | bal_3P_2/0CU_2/0CU(N) | 8100407 | no | no |  |  | no |  |  | 0 | 0 | 0 | 0
oh_line_8100407_200808956 |  | ABCN | node_8100407_200808955 | node_8100407_200808956 | 103.73 | bal_3P_2/0CU_2/0CU(N) | 8100407 | no | no |  |  | no |  |  | 0 | 0 | 0 | 0
oh_line_8100407_200808957 |  | ABCN | node_8100407_200808956 | node_8100407_200808957 | 95.563 | bal_3P_2/0CU_2/0CU(N) | 8100407 | no | no |  |  | no |  |  | 0 | 0 | 0 | 0
oh_line_8100407_200808959 |  | ABCN | node_8100407_201046474 | node_8100407_200808959 | 102.34 | bal_3P_2/0CU_2/0CU(N) | 8100407 | no | no |  |  | no |  |  | 0 | 0 | 0 | 0
oh_line_8100407_200809627 |  | AN | node_8100407_200809628 | node_8100407_200809627 | 134.191 | bal_1P_1/0AC_2/0CU(N) | 8100407 | no | no |  |  | no |  |  | 0 | 0 | 0 | 0
oh_line_8100407_200809628 |  | AN | node_8100407_200809629 | node_8100407_200809628 | 93.199 | bal_1P_1/0AC_2/0CU(N) | 8100407 | no | no |  |  | no |  |  | 0 | 0 | 0 | 0
oh_line_8100407_200809629 |  | AN | node_8100407_200809630 | node_8100407_200809629 | 139.731 | bal_1P_1/0AC_2/0CU(N) | 8100407 | no | no |  |  | no |  |  | 0 | 0 | 0 | 0
oh_line_8100407_200809630 |  | AN | node_8100407_200809631 | node_8100407_200809630 | 81.785 | bal_1P_1/0AA_2/0CU(N) | 8100407 | no | no |  |  | no |  |  | 0 | 0 | 0 | 0
oh_line_8100407_200809631 |  | AN | node_8100407_200809632 | node_intto1_8100407_200809631 | 88.383 | bal_1P_1/0AA_2/0CU(N) | 8100407 | no | no |  |  | no |  |  | 0 | 0 | 0 | 0
oh_line_8100407_200809632 |  | AN | node_8100407_200809644 | node_8100407_200809632 | 40.261 | bal_1P_1/0AA_2/0CU(N) | 8100407 | no | no |  |  | no |  |  | 0 | 0 | 0 | 0
oh_line_8100407_200809633 |  | AN | node_8100407_200808895 | node_intto1_8100407_200809633 | 29.535 | bal_1P_1/0AC_4/0AL(N) | 8100407 | no | no |  |  | no |  |  | 0 | 0 | 0 | 0
oh_line_8100407_200809634 |  | AN | node_8100407_200809633 | node_8100407_200809634 | 88.691 | bal_1P_1/0AC_4/0AL(N) | 8100407 | no | no |  |  | no |  |  | 0 | 0 | 0 | 0
oh_line_8100407_200809635 |  | AN | node_8100407_200809634 | node_8100407_200809635 | 102.277 | bal_1P_1/0AC_4/0AL(N) | 8100407 | no | no |  |  | no |  |  | 0 | 0 | 0 | 0
oh_line_8100407_200809637 |  | AN | node_8100407_200809635 | node_8100407_200809637 | 111.539 | bal_1P_1/0AC_2/0CU(N) | 8100407 | no | no |  |  | no |  |  | 0 | 0 | 0 | 0
oh_line_8100407_200809638 |  | AN | node_8100407_200809637 | node_8100407_200809638 | 106.829 | bal_1P_1/0AC_2/0CU(N) | 8100407 | no | no |  |  | no |  |  | 0 | 0 | 0 | 0
oh_line_8100407_200809639 |  | AN | node_8100407_200809638 | node_8100407_200809639 | 89.094 | bal_1P_1/0AC_2/0CU(N) | 8100407 | no | no |  |  | no |  |  | 0 | 0 | 0 | 0
oh_line_8100407_200809640 |  | AN | node_8100407_200809639 | node_8100407_200809640 | 137.15 | bal_1P_1/0AC_2/0CU(N) | 8100407 | no | no |  |  | no |  |  | 0 | 0 | 0 | 0
oh_line_8100407_200809641 |  | AN | node_8100407_200809640 | node_8100407_200809641 | 83.109 | bal_1P_1/0AC_2/0CU(N) | 8100407 | no | no |  |  | no |  |  | 0 | 0 | 0 | 0
oh_line_8100407_200809642 |  | ABCN | node_8100407_200808899 | node_8100407_200809642 | 90.583 | bal_3P_477AL_2/0CU(N) | 8100407 | no | no |  |  | no |  |  | 0 | 0 | 0 | 0
oh_line_8100407_200809643 |  | ABCN | node_8100407_200809642 | node_8100407_200809643 | 113.677 | bal_3P_477AL_2/0CU(N) | 8100407 | no | no |  |  | no |  |  | 0 | 0 | 0 | 0
oh_line_8100407_200809644 |  | ABCN | node_8100407_200809643 | node_8100407_200809644 | 142.725 | bal_3P_477AL_2/0CU(N) | 8100407 | no | no |  |  | no |  |  | 0 | 0 | 0 | 0
oh_line_8100407_200809645 |  | ABCN | node_8100407_200809644 | node_8100407_200809645 | 79.574 | bal_3P_477AL_4/0AL(N) | 8100407 | no | no |  |  | no |  |  | 0 | 0 | 0 | 0
oh_line_8100407_200809646 |  | ABCN | node_8100407_200809645 | node_8100407_200809646 | 43.084 | bal_3P_477AL_4/0AL(N) | 8100407 | no | no |  |  | no |  |  | 0 | 0 | 0 | 0
oh_line_8100407_200809647 |  | ABCN | node_8100407_200809646 | node_8100407_200809647 | 137.435 | bal_3P_477AL_4/0AL(N) | 8100407 | no | no |  |  | no |  |  | 0 | 0 | 0 | 0
oh_line_8100407_200809648 |  | ABCN | node_8100407_200809647 | node_8100407_200809648 | 160.566 | bal_3P_477AL_4/0AL(N) | 8100407 | no | no |  |  | no |  |  | 0 | 0 | 0 | 0
oh_line_8100407_200809649 |  | ABCN | node_8100407_200809648 | node_8100407_200809649 | 165.879 | bal_3P_477AL_4/0AL(N) | 8100407 | no | no |  |  | no |  |  | 0 | 0 | 0 | 0
oh_line_8100407_200809650 |  | ABCN | node_8100407_200809649 | node_8100407_200809650 | 44.158 | bal_3P_477AL_4/0AL(N) | 8100407 | no | no |  |  | no |  |  | 0 | 0 | 0 | 0
oh_line_8100407_200809651 |  | ABCN | node_8100407_200809650 | node_8100407_200809651 | 238.279 | bal_3P_477AL_4/0AL(N) | 8100407 | no | no |  |  | no |  |  | 0 | 0 | 0 | 0
oh_line_8100407_200809652 |  | ABCN | node_8100407_200808899 | node_8100407_200809652 | 32.056 | bal_3P_4CU_4/0AL(N) | 8100407 | no | no |  |  | no |  |  | 0 | 0 | 0 | 0
oh_line_8100407_200809653 |  | ABCN | node_8100407_200809652 | node_intto1_8100407_200809653 | 108.949 | bal_3P_4CU_4/0AL(N) | 8100407 | no | no |  |  | no |  |  | 0 | 0 | 0 | 0
oh_line_8100407_200809654 |  | ABCN | node_8100407_200809653 | node_8100407_200809654 | 115.91 | bal_3P_4CU_4/0AL(N) | 8100407 | no | no |  |  | no |  |  | 0 | 0 | 0 | 0
oh_line_8100407_200809655 |  | ABCN | node_8100407_200809654 | node_8100407_200809655 | 104.859 | bal_3P_4CU_4/0AL(N) | 8100407 | no | no |  |  | no |  |  | 0 | 0 | 0 | 0
oh_line_8100407_200809662 |  | AN | node_8100407_200809641 | node_8100407_200809662 | 117.876 | bal_1P_1/0AC_1/0AC(N) | 8100407 | no | no |  |  | no |  |  | 0 | 0 | 0 | 0
oh_line_8100407_200809699 |  | AN | node_8100407_200808906 | node_8100407_200809699 | 39.669 | bal_1P_1/0AC_4/0AC(N) | 8100407 | no | no |  |  | no |  |  | 0 | 0 | 0 | 0
oh_line_8100407_200809700 |  | AN | node_8100407_200809699 | node_intto1_8100407_200809700 | 53.201 | bal_1P_1/0AC_4/0AC(N) | 8100407 | no | no |  |  | no |  |  | 0 | 0 | 0 | 0
oh_line_8100407_200809701 |  | AN | node_8100407_200809700 | node_8100407_200809701 | 116.663 | bal_1P_1/0AC_4/0AC(N) | 8100407 | no | no |  |  | no |  |  | 0 | 0 | 0 | 0
oh_line_8100407_200809702 |  | AN | node_8100407_200809701 | node_8100407_200809702 | 87.319 | bal_1P_1/0AC_4/0AC(N) | 8100407 | no | no |  |  | no |  |  | 0 | 0 | 0 | 0
oh_line_8100407_200809704 |  | AN | node_8100407_200987694 | node_8100407_200809704 | 117.454 | bal_1P_1/0AC_4/0AC(N) | 8100407 | no | no |  |  | no |  |  | 0 | 0 | 0 | 0
oh_line_8100407_200809706 |  | AN | node_8100407_200987693 | node_8100407_200809706 | 58.307 | bal_1P_1/0AA_4/0AL(N) | 8100407 | no | no |  |  | no |  |  | 0 | 0 | 0 | 0
oh_line_8100407_200809707 |  | AN | node_8100407_200809706 | node_8100407_200809707 | 88.913 | bal_1P_1/0AA_4/0AL(N) | 8100407 | no | no |  |  | no |  |  | 0 | 0 | 0 | 0
oh_line_8100407_200809708 |  | ABCN | node_8100407_200808908 | node_intto1_8100407_200809708 | 89.998 | bal_3P_4CU_1/0AC(N) | 8100407 | no | no |  |  | no |  |  | 0 | 0 | 0 | 0
oh_line_8100407_200809711 |  | ABCN | node_8100407_200809708 | node_8100407_200809711 | 52.81 | bal_3P_4CU_1/0AC(N) | 8100407 | no | no |  |  | no |  |  | 0 | 0 | 0 | 0
oh_line_8100407_200809712 |  | ABCN | node_8100407_200809711 | node_8100407_200809712 | 118.086 | bal_3P_4CU_1/0AC(N) | 8100407 | no | no |  |  | no |  |  | 0 | 0 | 0 | 0
oh_line_8100407_200809713 |  | ABCN | node_8100407_200809712 | node_8100407_200809713 | 125.796 | bal_3P_4CU_1/0AC(N) | 8100407 | no | no |  |  | no |  |  | 0 | 0 | 0 | 0
oh_line_8100407_200809714 |  | ABCN | node_8100407_200809713 | node_8100407_200809714 | 120.722 | bal_3P_1/0AC_2CU_(N) | 8100407 | no | no |  |  | no |  |  | 0 | 0 | 0 | 0
oh_line_8100407_200809715 |  | ABCN | node_8100407_200809714 | node_8100407_200809715 | 118.152 | bal_3P_1/0AC_2CU_(N) | 8100407 | no | no |  |  | no |  |  | 0 | 0 | 0 | 0
oh_line_8100407_200809717 |  | ABCN | node_8100407_200809715 | node_8100407_200809717 | 41.005 | bal_3P_1/0AC_4/0AL(N) | 8100407 | no | no |  |  | no |  |  | 0 | 0 | 0 | 0
oh_line_8100407_200809718 |  | ABCN | node_8100407_200809717 | node_8100407_200809718 | 94.002 | bal_3P_1/0AC_4/0AL(N) | 8100407 | no | no |  |  | no |  |  | 0 | 0 | 0 | 0
oh_line_8100407_200809719 |  | ABCN | node_8100407_200809718 | node_8100407_200809719 | 94.155 | bal_3P_1/0AC_4/0AL(N) | 8100407 | no | no |  |  | no |  |  | 0 | 0 | 0 | 0
oh_line_8100407_200809720 |  | AN | node_8100407_200809719 | node_8100407_200809720 | 93.649 | bal_1P_1/0AC_1/0AC(N) | 8100407 | no | no |  |  | no |  |  | 0 | 0 | 0 | 0
oh_line_8100407_200809722 |  | AN | node_8100407_200809720 | node_8100407_200809722 | 205.689 | bal_1P_1/0AC_1/0AC(N) | 8100407 | no | no |  |  | no |  |  | 0 | 0 | 0 | 0
oh_line_8100407_200809723 |  | AN | node_8100407_200809722 | node_8100407_200809723 | 205.633 | bal_1P_1/0AC_1/0AC(N) | 8100407 | no | no |  |  | no |  |  | 0 | 0 | 0 | 0
oh_line_8100407_200809724 |  | AN | node_8100407_200809723 | node_8100407_200809724 | 91.37 | bal_1P_1/0AC_1/0AC(N) | 8100407 | no | no |  |  | no |  |  | 0 | 0 | 0 | 0
oh_line_8100407_200809725 |  | AN | node_8100407_200808910 | node_8100407_200809725 | 29.552 | bal_1P_1/0AC_2/0CU(N) | 8100407 | no | no |  |  | no |  |  | 0 | 0 | 0 | 0
oh_line_8100407_200809726 |  | AN | node_8100407_200809740 | node_8100407_200809726 | 94.91 | bal_1P_1/0AC_2/0CU(N) | 8100407 | no | no |  |  | no |  |  | 0 | 0 | 0 | 0
oh_line_8100407_200809727 |  | AN | node_8100407_200809726 | node_8100407_200809727 | 72.23 | bal_1P_1/0AC_1/0AC(N) | 8100407 | no | no |  |  | no |  |  | 0 | 0 | 0 | 0
oh_line_8100407_200809728 |  | AN | node_8100407_200809727 | node_intto1_8100407_200809728 | 194.548 | bal_1P_1/0AC_1/0AC(N) | 8100407 | no | no |  |  | no |  |  | 0 | 0 | 0 | 0
oh_line_8100407_200809729 |  | AN | node_8100407_200809726 | node_8100407_200809729 | 125.092 | bal_1P_1/0AC_2/0CU(N) | 8100407 | no | no |  |  | no |  |  | 0 | 0 | 0 | 0
oh_line_8100407_200809734 |  | AN | node_8100407_200809725 | node_intto1_8100407_200809734 | 48.786 | bal_1P_1/0AC_2/0CU(N) | 8100407 | no | no |  |  | no |  |  | 0 | 0 | 0 | 0
oh_line_8100407_200809735 |  | AN | node_8100407_200809734 | node_8100407_200809735 | 96.959 | bal_1P_1/0AC_2/0CU(N) | 8100407 | no | no |  |  | no |  |  | 0 | 0 | 0 | 0
oh_line_8100407_200809736 |  | AN | node_8100407_200809735 | node_8100407_200809736 | 126.092 | bal_1P_1/0AC_2/0CU(N) | 8100407 | no | no |  |  | no |  |  | 0 | 0 | 0 | 0
oh_line_8100407_200809737 |  | AN | node_8100407_200809736 | node_8100407_200809737 | 93.478 | bal_1P_1/0AC_2/0CU(N) | 8100407 | no | no |  |  | no |  |  | 0 | 0 | 0 | 0
oh_line_8100407_200809738 |  | AN | node_8100407_200809737 | node_8100407_200809738 | 104.525 | bal_1P_1/0AC_2/0CU(N) | 8100407 | no | no |  |  | no |  |  | 0 | 0 | 0 | 0
oh_line_8100407_200809739 |  | AN | node_8100407_200809738 | node_8100407_200809739 | 99.549 | bal_1P_1/0AC_2/0CU(N) | 8100407 | no | no |  |  | no |  |  | 0 | 0 | 0 | 0
oh_line_8100407_200809740 |  | AN | node_8100407_200809739 | node_8100407_200809740 | 124.03 | bal_1P_1/0AC_4/0AL(N) | 8100407 | no | no |  |  | no |  |  | 0 | 0 | 0 | 0
oh_line_8100407_200809741 |  | AN | node_8100407_200808914 | node_intto1_8100407_200809741 | 68.098 | bal_1P_1/0AC_2/0CU(N) | 8100407 | no | no |  |  | no |  |  | 0 | 0 | 0 | 0
oh_line_8100407_200809742 |  | AN | node_8100407_200809741 | node_8100407_200809742 | 56.876 | bal_1P_1/0AC_2/0CU(N) | 8100407 | no | no |  |  | no |  |  | 0 | 0 | 0 | 0
oh_line_8100407_200809743 |  | AN | node_8100407_200809742 | node_8100407_200809743 | 105.213 | bal_1P_1/0AC_2/0CU(N) | 8100407 | no | no |  |  | no |  |  | 0 | 0 | 0 | 0
oh_line_8100407_200809744 |  | AN | node_8100407_200809743 | node_8100407_200809744 | 132.982 | bal_1P_1/0AC_2/0CU(N) | 8100407 | no | no |  |  | no |  |  | 0 | 0 | 0 | 0
oh_line_8100407_200809748 |  | ABCN | node_8100407_200808915 | node_intto1_8100407_200809748 | 40.727 | bal_3P_1/0AA_4/0AL(N) | 8100407 | no | no |  |  | no |  |  | 0 | 0 | 0 | 0
oh_line_8100407_200809749 |  | AN | node_8100407_200809759 | node_8100407_200809749 | 104.714 | bal_1P_1/0AC_4/0AL(N) | 8100407 | no | no |  |  | no |  |  | 0 | 0 | 0 | 0
oh_line_8100407_200809752 |  | ABCN | node_8100407_200809748 | node_8100407_200809752 | 88.137 | bal_3P_1/0AA_4/0AL(N) | 8100407 | no | no |  |  | no |  |  | 0 | 0 | 0 | 0
oh_line_8100407_200809753 |  | AN | node_8100407_200809752 | node_8100407_200809753 | 93.474 | bal_1P_1/0AC_4/0AL(N) | 8100407 | no | no |  |  | no |  |  | 0 | 0 | 0 | 0
oh_line_8100407_200809754 |  | AN | node_8100407_200809753 | node_8100407_200809754 | 99.425 | bal_1P_1/0AC_4/0AL(N) | 8100407 | no | no |  |  | no |  |  | 0 | 0 | 0 | 0
oh_line_8100407_200809755 |  | AN | node_8100407_200809754 | node_8100407_200809755 | 74.767 | bal_1P_1/0AC_4/0AL(N) | 8100407 | no | no |  |  | no |  |  | 0 | 0 | 0 | 0
oh_line_8100407_200809756 |  | AN | node_8100407_200809755 | node_8100407_200809756 | 109.81 | bal_1P_1/0AC_4/0AL(N) | 8100407 | no | no |  |  | no |  |  | 0 | 0 | 0 | 0
oh_line_8100407_200809757 |  | AN | node_8100407_200809756 | node_8100407_200809757 | 114.418 | bal_1P_1/0AC_4/0AL(N) | 8100407 | no | no |  |  | no |  |  | 0 | 0 | 0 | 0
oh_line_8100407_200809758 |  | AN | node_8100407_200809757 | node_8100407_200809758 | 89.15 | bal_1P_1/0AC_4/0AL(N) | 8100407 | no | no |  |  | no |  |  | 0 | 0 | 0 | 0
oh_line_8100407_200809759 |  | AN | node_8100407_200809758 | node_8100407_200809759 | 106.197 | bal_1P_1/0AC_4/0AL(N) | 8100407 | no | no |  |  | no |  |  | 0 | 0 | 0 | 0
oh_line_8100407_200809760 |  | AN | node_8100407_200808917 | node_8100407_200809760 | 38.896 | bal_1P_1/0AC_2/0CU(N) | 8100407 | no | no |  |  | no |  |  | 0 | 0 | 0 | 0
oh_line_8100407_200809761 |  | AN | node_8100407_200809760 | node_intto1_8100407_200809761 | 53.3 | bal_1P_1/0AC_4/0AC(N) | 8100407 | no | no |  |  | no |  |  | 0 | 0 | 0 | 0
oh_line_8100407_200809762 |  | AN | node_8100407_200809761 | node_8100407_200809762 | 68.792 | bal_1P_1/0AC_2/0CU(N) | 8100407 | no | no |  |  | no |  |  | 0 | 0 | 0 | 0
oh_line_8100407_200809763 |  | AN | node_8100407_200809762 | node_8100407_200809763 | 99.739 | bal_1P_1/0AC_2/0CU(N) | 8100407 | no | no |  |  | no |  |  | 0 | 0 | 0 | 0
oh_line_8100407_200809778 |  | ABCN | node_8100407_200808918 | node_8100407_200809778 | 82.135 | bal_3P_1/0AC_4/0AL(N) | 8100407 | no | no |  |  | no |  |  | 0 | 0 | 0 | 0
oh_line_8100407_200809779 |  | ABCN | node_8100407_200809778 | node_8100407_200809779 | 52.315 | bal_3P_1/0AC_4/0AL(N) | 8100407 | no | no |  |  | no |  |  | 0 | 0 | 0 | 0
oh_line_8100407_200809782 |  | AN | node_8100407_200987643 | node_8100407_200809782 | 92.996 | bal_1P_1/0AC_2/0CU(N) | 8100407 | no | no |  |  | no |  |  | 0 | 0 | 0 | 0
oh_line_8100407_200809784 |  | AN | node_8100407_200987700 | node_8100407_200809784 | 98.608 | bal_1P_1/0AC_4/0AL(N) | 8100407 | no | no |  |  | no |  |  | 0 | 0 | 0 | 0
oh_line_8100407_200809785 |  | AN | node_8100407_200809784 | node_8100407_200809785 | 91.807 | bal_1P_1/0AC_2/0CU(N) | 8100407 | no | no |  |  | no |  |  | 0 | 0 | 0 | 0
oh_line_8100407_200809788 |  | AN | node_8100407_200969556 | node_intto1_8100407_200809788 | 102.883 | bal_1P_1/0AA_1/0AA(N) | 8100407 | no | no |  |  | no |  |  | 0 | 0 | 0 | 0
oh_line_8100407_200809790 |  | AN | node_8100407_200809788 | node_8100407_200809790 | 95.296 | bal_1P_1/0AC_4/0AL(N) | 8100407 | no | no |  |  | no |  |  | 0 | 0 | 0 | 0
oh_line_8100407_200809791 |  | AN | node_8100407_200809790 | node_8100407_200809791 | 97.811 | bal_1P_1/0AC_4/0AL(N) | 8100407 | no | no |  |  | no |  |  | 0 | 0 | 0 | 0
oh_line_8100407_200809792 |  | AN | node_8100407_200809791 | node_8100407_200809792 | 111.223 | bal_1P_1/0AC_4/0AL(N) | 8100407 | no | no |  |  | no |  |  | 0 | 0 | 0 | 0
oh_line_8100407_200809793 |  | AN | node_8100407_200809792 | node_8100407_200809793 | 144.178 | bal_1P_1/0AC_4/0AL(N) | 8100407 | no | no |  |  | no |  |  | 0 | 0 | 0 | 0
oh_line_8100407_200809795 |  | AN | node_8100407_200809793 | node_8100407_200809795 | 41.793 | bal_1P_1/0AC_4/0AL(N) | 8100407 | no | no |  |  | no |  |  | 0 | 0 | 0 | 0
oh_line_8100407_200809796 |  | AN | node_8100407_200809795 | node_8100407_200809796 | 149.422 | bal_1P_1/0AA_1/0AA(N) | 8100407 | no | no |  |  | no |  |  | 0 | 0 | 0 | 0
oh_line_8100407_200809799 |  | AN | node_8100407_200808929 | node_intto1_8100407_200809799 | 32.558 | bal_1P_1/0AC_1/0AC(N) | 8100407 | no | no |  |  | no |  |  | 0 | 0 | 0 | 0
oh_line_8100407_200809803 |  | AN | node_8100407_200809804 | node_intto1_8100407_200809803 | 111.96 | bal_1P_1/0AC_2CU(N) | 8100407 | no | no |  |  | no |  |  | 0 | 0 | 0 | 0
oh_line_8100407_200809804 |  | AN | node_8100407_200809884 | node_8100407_200809804 | 30.293 | bal_1P_1/0AC_2CU(N) | 8100407 | no | no |  |  | no |  |  | 0 | 0 | 0 | 0
oh_line_8100407_200809805 |  | AN | node_8100407_200809799 | node_8100407_200809805 | 111.843 | bal_1P_1/0AC_2/0CU(N) | 8100407 | no | no |  |  | no |  |  | 0 | 0 | 0 | 0
oh_line_8100407_200809806 |  | AN | node_8100407_200809805 | node_8100407_200809806 | 88.563 | bal_1P_1/0AC_2/0CU(N) | 8100407 | no | no |  |  | no |  |  | 0 | 0 | 0 | 0
oh_line_8100407_200809807 |  | AN | node_8100407_200809806 | node_8100407_200809807 | 81.833 | bal_1P_1/0AC_2/0CU(N) | 8100407 | no | no |  |  | no |  |  | 0 | 0 | 0 | 0
oh_line_8100407_200809808 |  | AN | node_8100407_200809807 | node_8100407_200809808 | 104.501 | bal_1P_1/0AC_2/0CU(N) | 8100407 | no | no |  |  | no |  |  | 0 | 0 | 0 | 0
oh_line_8100407_200809813 |  | AN | node_8100407_200808932 | node_intto1_8100407_200809813 | 41.143 | bal_1P_1/0AC_2CU(N) | 8100407 | no | no |  |  | no |  |  | 0 | 0 | 0 | 0
oh_line_8100407_200809814 |  | AN | node_8100407_200809815 | node_8100407_200809814 | 112.361 | bal_1P_1/0AC_2CU(N) | 8100407 | no | no |  |  | no |  |  | 0 | 0 | 0 | 0
oh_line_8100407_200809815 |  | AN | node_8100407_200809816 | node_8100407_200809815 | 81.085 | bal_1P_1/0AC_2CU(N) | 8100407 | no | no |  |  | no |  |  | 0 | 0 | 0 | 0
oh_line_8100407_200809816 |  | AN | node_8100407_200809817 | node_intto1_8100407_200809816 | 62.953 | bal_1P_1/0AC_2CU(N) | 8100407 | no | no |  |  | no |  |  | 0 | 0 | 0 | 0
oh_line_8100407_200809817 |  | AN | node_8100407_200948186 | node_8100407_200809817 | 23.914 | bal_1P_1/0AC_1/0AC(N) | 8100407 | no | no |  |  | no |  |  | 0 | 0 | 0 | 0
oh_line_8100407_200809819 |  | AN | node_8100407_200809813 | node_8100407_200809819 | 100.372 | bal_1P_1/0AC_2CU(N) | 8100407 | no | no |  |  | no |  |  | 0 | 0 | 0 | 0
oh_line_8100407_200809820 |  | AN | node_8100407_200809819 | node_8100407_200809820 | 94.727 | bal_1P_1/0AC_2CU(N) | 8100407 | no | no |  |  | no |  |  | 0 | 0 | 0 | 0
oh_line_8100407_200809821 |  | AN | node_8100407_200809820 | node_8100407_200809821 | 111.44 | bal_1P_1/0AC_2CU(N) | 8100407 | no | no |  |  | no |  |  | 0 | 0 | 0 | 0
oh_line_8100407_200809822 |  | AN | node_8100407_200809821 | node_8100407_200809822 | 98.76 | bal_1P_1/0AC_2CU(N) | 8100407 | no | no |  |  | no |  |  | 0 | 0 | 0 | 0
oh_line_8100407_200809823 |  | AN | node_8100407_200809822 | node_8100407_200809823 | 94.103 | bal_1P_1/0AC_2CU(N) | 8100407 | no | no |  |  | no |  |  | 0 | 0 | 0 | 0
oh_line_8100407_200809827 |  | AN | node_8100407_200808937 | node_8100407_200809827 | 29.902 | bal_1P_1/0AC_2CU(N) | 8100407 | no | no |  |  | no |  |  | 0 | 0 | 0 | 0
oh_line_8100407_200809828 |  | AN | node_8100407_200809827 | node_intto1_8100407_200809828 | 57.485 | bal_1P_1/0AC_2CU(N) | 8100407 | no | no |  |  | no |  |  | 0 | 0 | 0 | 0
oh_line_8100407_200809829 |  | AN | node_8100407_200809828 | node_8100407_200809829 | 102.985 | bal_1P_1/0AC_2CU(N) | 8100407 | no | no |  |  | no |  |  | 0 | 0 | 0 | 0
oh_line_8100407_200809830 |  | AN | node_8100407_200809829 | node_8100407_200809830 | 129.241 | bal_1P_1/0AC_2CU(N) | 8100407 | no | no |  |  | no |  |  | 0 | 0 | 0 | 0
oh_line_8100407_200809831 |  | AN | node_8100407_200809830 | node_8100407_200809831 | 158.67 | bal_1P_1/0AC_2CU(N) | 8100407 | no | no |  |  | no |  |  | 0 | 0 | 0 | 0
oh_line_8100407_200809837 |  | ABCN | node_8100407_200808940 | node_8100407_200809837 | 21.294 | bal_3P_2/0CU_2/0CU(N) | 8100407 | no | no |  |  | no |  |  | 0 | 0 | 0 | 0
oh_line_8100407_200809838 |  | ABCN | node_8100407_200809837 | node_intto1_8100407_200809838 | 83.735 | bal_3P_1/0AC_2CU_(N) | 8100407 | no | no |  |  | no |  |  | 0 | 0 | 0 | 0
oh_line_8100407_200809839 |  | ABCN | node_8100407_200809838 | node_8100407_200809839 | 122.6 | bal_3P_1/0AC_2CU_(N) | 8100407 | no | no |  |  | no |  |  | 0 | 0 | 0 | 0
oh_line_8100407_200809840 |  | ABCN | node_8100407_200809839 | node_8100407_200809840 | 111.986 | bal_3P_1/0AC_2CU_(N) | 8100407 | no | no |  |  | no |  |  | 0 | 0 | 0 | 0
oh_line_8100407_200809841 |  | ABCN | node_8100407_200809840 | node_8100407_200809841 | 75.735 | bal_3P_1/0AC_2CU_(N) | 8100407 | no | no |  |  | no |  |  | 0 | 0 | 0 | 0
oh_line_8100407_200809842 |  | ABCN | node_8100407_200809841 | node_8100407_200809842 | 102.469 | bal_3P_1/0AC_2CU_(N) | 8100407 | no | no |  |  | no |  |  | 0 | 0 | 0 | 0
oh_line_8100407_200809843 |  | ABCN | node_8100407_200809842 | node_8100407_200809843 | 105.879 | bal_3P_1/0AC_2CU_(N) | 8100407 | no | no |  |  | no |  |  | 0 | 0 | 0 | 0
oh_line_8100407_200809844 |  | ABCN | node_8100407_200809843 | node_8100407_200809844 | 96.725 | bal_3P_1/0AC_2CU_(N) | 8100407 | no | no |  |  | no |  |  | 0 | 0 | 0 | 0
oh_line_8100407_200809845 |  | ABCN | node_8100407_200809844 | node_8100407_200809845 | 105.129 | bal_3P_1/0AC_2CU_(N) | 8100407 | no | no |  |  | no |  |  | 0 | 0 | 0 | 0
oh_line_8100407_200809847 |  | AN | node_8100407_200808944 | node_intto1_8100407_200809847 | 39.269 | bal_1P_1/0AA_4/0AC(N) | 8100407 | no | no |  |  | no |  |  | 0 | 0 | 0 | 0
oh_line_8100407_200809848 |  | AN | node_8100407_200809847 | node_8100407_200809848 | 96.847 | bal_1P_1/0AC_4/0AL(N) | 8100407 | no | no |  |  | no |  |  | 0 | 0 | 0 | 0
oh_line_8100407_200809849 |  | AN | node_8100407_200809848 | node_8100407_200809849 | 128.332 | bal_1P_1/0AC_4/0AL(N) | 8100407 | no | no |  |  | no |  |  | 0 | 0 | 0 | 0
oh_line_8100407_200809850 |  | AN | node_8100407_200809849 | node_8100407_200809850 | 89.172 | bal_1P_1/0AC_4/0AL(N) | 8100407 | no | no |  |  | no |  |  | 0 | 0 | 0 | 0
oh_line_8100407_200809854 |  | AN | node_8100407_200809855 | node_8100407_200809854 | 147.903 | bal_1P_1/0AC_2/0CU(N) | 8100407 | no | no |  |  | no |  |  | 0 | 0 | 0 | 0
oh_line_8100407_200809855 |  | AN | node_8100407_200809856 | node_8100407_200809855 | 36.152 | bal_1P_1/0AC_2/0CU(N) | 8100407 | no | no |  |  | no |  |  | 0 | 0 | 0 | 0
oh_line_8100407_200809856 |  | AN | node_8100407_200809893 | node_8100407_200809856 | 42.22 | bal_1P_1/0AC_2/0CU(N) | 8100407 | no | no |  |  | no |  |  | 0 | 0 | 0 | 0
oh_line_8100407_200809857 |  | AN | node_8100407_200808950 | node_intto1_8100407_200809857 | 97.174 | bal_1P_1/0AC_4/0AL(N) | 8100407 | no | no |  |  | no |  |  | 0 | 0 | 0 | 0
oh_line_8100407_200809858 |  | AN | node_8100407_200809857 | node_8100407_200809858 | 90.58 | bal_1P_1/0AC_4/0AL(N) | 8100407 | no | no |  |  | no |  |  | 0 | 0 | 0 | 0
oh_line_8100407_200809859 |  | AN | node_8100407_200809858 | node_8100407_200809859 | 151.195 | bal_1P_1/0AC_4/0AL(N) | 8100407 | no | no |  |  | no |  |  | 0 | 0 | 0 | 0
oh_line_8100407_200809867 |  | AN | node_8100407_200809879 | node_8100407_200809867 | 76.537 | bal_1P_1/0AC_4/0AL(N) | 8100407 | no | no |  |  | no |  |  | 0 | 0 | 0 | 0
oh_line_8100407_200809868 |  | AN | node_8100407_200809867 | node_8100407_200809868 | 106.415 | bal_1P_1/0AC_4/0AL(N) | 8100407 | no | no |  |  | no |  |  | 0 | 0 | 0 | 0
oh_line_8100407_200809876 |  | AN | node_8100407_200809916 | node_8100407_200809876 | 19.068 | bal_1P_1/0AC_2/0CU(N) | 8100407 | no | no |  |  | no |  |  | 0 | 0 | 0 | 0
oh_line_8100407_200809877-1 |  | AN | node_8100407_200809876 | node_intto1_8100407_200809877 | 93.461 | bal_1P_1/0AC_4/0AL(N) | 8100407 | no | no |  |  | no |  |  | 0 | 0 | 0 | 0
oh_line_8100407_200809878 |  | AN | node_8100407_200809877 | node_8100407_200809878 | 113.384 | bal_1P_1/0AC_4/0AL(N) | 8100407 | no | no |  |  | no |  |  | 0 | 0 | 0 | 0
oh_line_8100407_200809879 |  | AN | node_8100407_200809878 | node_8100407_200809879 | 112.25 | bal_1P_1/0AC_4/0AL(N) | 8100407 | no | no |  |  | no |  |  | 0 | 0 | 0 | 0
oh_line_8100407_200809882 |  | ABCN | node_8100407_200809883 | node_8100407_200809882 | 54.865 | bal_3P_1/0AA_1/0AC(N) | 8100407 | no | no |  |  | no |  |  | 0 | 0 | 0 | 0
oh_line_8100407_200809883 |  | ABCN | node_8100407_200809884 | node_8100407_200809883 | 143.918 | bal_3P_1/0AA_4/0AC(N) | 8100407 | no | no |  |  | no |  |  | 0 | 0 | 0 | 0
oh_line_8100407_200809884 |  | ABCN | node_8100407_200809885 | node_8100407_200809884 | 125.544 | bal_3P_1/0AA_4/0AC(N) | 8100407 | no | no |  |  | no |  |  | 0 | 0 | 0 | 0
oh_line_8100407_200809885 |  | ABCN | node_8100407_200948186 | node_8100407_200809885 | 147.994 | bal_3P_1/0AA_4/0AL(N) | 8100407 | no | no |  |  | no |  |  | 0 | 0 | 0 | 0
oh_line_8100407_200809887 |  | ABCN | node_8100407_200809888 | node_8100407_200809887 | 139.358 | bal_3P_1/0AA_4/0AC(N) | 8100407 | no | no |  |  | no |  |  | 0 | 0 | 0 | 0
oh_line_8100407_200809888 |  | ABCN | node_8100407_200809889 | node_8100407_200809888 | 122.952 | bal_3P_1/0AA_4/0AA(N) | 8100407 | no | no |  |  | no |  |  | 0 | 0 | 0 | 0
oh_line_8100407_200809889 |  | ABCN | node_8100407_200809890 | node_8100407_200809889 | 102.453 | bal_3P_1/0AA_4/0AC(N) | 8100407 | no | no |  |  | no |  |  | 0 | 0 | 0 | 0
oh_line_8100407_200809890 |  | ABCN | node_8100407_201008951 | node_8100407_200809890 | 102.097 | bal_3P_1/0AC_2CU_(N) | 8100407 | no | no |  |  | no |  |  | 0 | 0 | 0 | 0
oh_line_8100407_200809891 |  | ABCN | node_8100407_200809890 | node_8100407_200809891 | 77.074 | bal_3P_1/0AC_1/0AC(N) | 8100407 | no | no |  |  | no |  |  | 0 | 0 | 0 | 0
oh_line_8100407_200809892 |  | ABCN | node_8100407_200809891 | node_8100407_200809892 | 105.063 | bal_3P_1/0AC_1/0AC(N) | 8100407 | no | no |  |  | no |  |  | 0 | 0 | 0 | 0
oh_line_8100407_200809893 |  | ABCN | node_8100407_200809890 | node_8100407_200809893 | 112.906 | bal_3P_1/0AA_4/0AC(N) | 8100407 | no | no |  |  | no |  |  | 0 | 0 | 0 | 0
oh_line_8100407_200809894 |  | ABN | node_8100407_200809893 | node_8100407_200809894 | 130.589 | bal_2P_1/0AA_4/0AL(N) | 8100407 | no | no |  |  | no |  |  | 0 | 0 | 0 | 0
oh_line_8100407_200809898 |  | AN | node_8100407_200809894 | node_intto1_8100407_200809898 | 110.081 | bal_1P_4CU_2/0CU(N) | 8100407 | no | no |  |  | no |  |  | 0 | 0 | 0 | 0
oh_line_8100407_200809899 |  | AN | node_8100407_200809898 | node_8100407_200809899 | 99.66 | bal_1P_4CU_2/0CU(N) | 8100407 | no | no |  |  | no |  |  | 0 | 0 | 0 | 0
oh_line_8100407_200809900 |  | AN | node_8100407_200809899 | node_8100407_200809900 | 113.005 | bal_1P_4CU_2/0CU(N) | 8100407 | no | no |  |  | no |  |  | 0 | 0 | 0 | 0
oh_line_8100407_200809901 |  | AN | node_8100407_200809900 | node_8100407_200809901 | 134.1 | bal_1P_4CU_2/0CU(N) | 8100407 | no | no |  |  | no |  |  | 0 | 0 | 0 | 0
oh_line_8100407_200809903 |  | AN | node_8100407_200809901 | node_8100407_200809903 | 27.919 | bal_1P_4CU_4/0AL | 8100407 | no | no |  |  | no |  |  | 0 | 0 | 0 | 0
oh_line_8100407_200809904 |  | AN | node_8100407_200809903 | node_8100407_200809904 | 109.765 | bal_1P_4CU_4/0AL | 8100407 | no | no |  |  | no |  |  | 0 | 0 | 0 | 0
oh_line_8100407_200809905 |  | AN | node_8100407_200809904 | node_8100407_200809905 | 91.308 | bal_1P_4CU_2/0CU(N) | 8100407 | no | no |  |  | no |  |  | 0 | 0 | 0 | 0
oh_line_8100407_200809907 |  | AN | node_8100407_200948187 | node_8100407_200809907 | 94.457 | bal_1P_4CU_2/0CU(N) | 8100407 | no | no |  |  | no |  |  | 0 | 0 | 0 | 0
oh_line_8100407_200809908 |  | AN | node_8100407_200809907 | node_8100407_200809908 | 98.801 | bal_1P_4CU_2/0CU(N) | 8100407 | no | no |  |  | no |  |  | 0 | 0 | 0 | 0
oh_line_8100407_200809911 |  | AN | node_8100407_200809908 | node_8100407_200809911 | 104.242 | bal_1P_1/0AA_1/0AA(N) | 8100407 | no | no |  |  | no |  |  | 0 | 0 | 0 | 0
oh_line_8100407_200809912 |  | AN | node_8100407_200809911 | node_8100407_200809912 | 103.389 | bal_1P_1/0AA_1/0AA(N) | 8100407 | no | no |  |  | no |  |  | 0 | 0 | 0 | 0
oh_line_8100407_200809914 |  | AN | node_8100407_200808954 | node_intto1_8100407_200809914 | 119.467 | bal_1P_1/0AC_4/0AL(N) | 8100407 | no | no |  |  | no |  |  | 0 | 0 | 0 | 0
oh_line_8100407_200809915 |  | AN | node_8100407_200809914 | node_8100407_200809915 | 107.501 | bal_1P_1/0AC_4/0AL(N) | 8100407 | no | no |  |  | no |  |  | 0 | 0 | 0 | 0
oh_line_8100407_200809916 |  | AN | node_8100407_200809915 | node_8100407_200809916 | 138.028 | bal_1P_1/0AC_4/0AL(N) | 8100407 | no | no |  |  | no |  |  | 0 | 0 | 0 | 0
oh_line_8100407_200815453 |  | AN | node_8100407_201027958 | node_8100407_200815453 | 123.829 | bal_1P_4CU_1/0AC(N) | 8100407 | no | no |  |  | no |  |  | 0 | 0 | 0 | 0
oh_line_8100407_200815741 |  | ABCN | node_8100407_200815747 | node_8100407_200815741 | 137.723 | bal_3P_477AL_4/0AL(N) | 8100407 | no | no |  |  | no |  |  | 0 | 0 | 0 | 0
oh_line_8100407_200815742 |  | ABCN | node_SOURCE_8100407 | node_8100407_200815742 | 89.182 | bal_3P_477AL_477AL(N) | 8100407 | no | no |  |  | no |  |  | 0 | 0 | 0 | 0
oh_line_8100407_200815743 |  | ABCN | node_8100407_200815741 | node_8100407_200815743 | 6.434 | bal_3P_1/0AC_1/0AA(N) | 8100407 | no | no |  |  | no |  |  | 0 | 0 | 0 | 0
oh_line_8100407_200815744 |  | ABCN | node_8100407_200815742 | node_8100407_200815744 | 92.922 | bal_3P_477AL_477AL(N) | 8100407 | no | no |  |  | no |  |  | 0 | 0 | 0 | 0
oh_line_8100407_200815745 |  | ABCN | node_8100407_200815744 | node_8100407_200815745 | 151.775 | bal_3P_477AL_4/0AL(N) | 8100407 | no | no |  |  | no |  |  | 0 | 0 | 0 | 0
oh_line_8100407_200815746 |  | ABCN | node_8100407_200815747 | node_intto1_8100407_200815746 | 169.119 | bal_3P_477AL_4/0AL(N) | 8100407 | no | no |  |  | no |  |  | 0 | 0 | 0 | 0
oh_line_8100407_200815747 |  | ABCN | node_8100407_200917213 | node_intto1_8100407_200815747 | 36.852 | bal_3P_477AL_4/0AL(N) | 8100407 | no | no |  |  | no |  |  | 0 | 0 | 0 | 0
oh_line_8100407_200815748 |  | ABCN | node_8100407_200815741 | node_8100407_200815748 | 205.386 | bal_3P_477AL_4/0AL(N) | 8100407 | no | no |  |  | no |  |  | 0 | 0 | 0 | 0
oh_line_8100407_200815749 |  | ABCN | node_8100407_200815748 | node_8100407_200815749 | 217.775 | bal_3P_477AL_4/0AL(N) | 8100407 | no | no |  |  | no |  |  | 0 | 0 | 0 | 0
oh_line_8100407_200815750 |  | ABCN | node_8100407_200815749 | node_8100407_200815750 | 145.942 | bal_3P_477AL_4/0AL(N) | 8100407 | no | no |  |  | no |  |  | 0 | 0 | 0 | 0
oh_line_8100407_200815752 |  | ABCN | node_8100407_200815750 | node_8100407_200815752 | 130.377 | bal_3P_477AL_4/0AL(N) | 8100407 | no | no |  |  | no |  |  | 0 | 0 | 0 | 0
oh_line_8100407_200815753 |  | ABCN | node_8100407_200815752 | node_8100407_200815753 | 191.724 | bal_3P_477AL_4/0AL(N) | 8100407 | no | no |  |  | no |  |  | 0 | 0 | 0 | 0
oh_line_8100407_200815754 |  | ABCN | node_8100407_200815753 | node_8100407_200815754 | 107.443 | bal_3P_477AL_4/0AL(N) | 8100407 | no | no |  |  | no |  |  | 0 | 0 | 0 | 0
oh_line_8100407_200815755 |  | ABCN | node_8100407_200815754 | node_intto1_8100407_200815755 | 144.903 | bal_3P_1/0AC_1/0AC(N) | 8100407 | no | no |  |  | no |  |  | 0 | 0 | 0 | 0
oh_line_8100407_200815757 |  | ABCN | node_8100407_200815754 | node_8100407_200815757 | 137.337 | bal_3P_477AL_4/0AL(N) | 8100407 | no | no |  |  | no |  |  | 0 | 0 | 0 | 0
oh_line_8100407_200815811 |  | AN | node_8100407_200809785 | node_8100407_200815811 | 58.866 | bal_1P_1/0AC_1/0AC(N) | 8100407 | no | no |  |  | no |  |  | 0 | 0 | 0 | 0
oh_line_8100407_200815812 |  | AN | node_8100407_200815811 | node_8100407_200815812 | 103.116 | bal_1P_1/0AC_1/0AC(N) | 8100407 | no | no |  |  | no |  |  | 0 | 0 | 0 | 0
oh_line_8100407_200815813 |  | AN | node_8100407_200815812 | node_8100407_200815813 | 93.844 | bal_1P_1/0AC_4/0AL(N) | 8100407 | no | no |  |  | no |  |  | 0 | 0 | 0 | 0
oh_line_8100407_200815814 |  | AN | node_8100407_200815813 | node_8100407_200815814 | 103.687 | bal_1P_1/0AC_4/0AL(N) | 8100407 | no | no |  |  | no |  |  | 0 | 0 | 0 | 0
oh_line_8100407_200832012-1 |  | AN | node_8100407_200832016 | node_intto1_8100407_200832012 | 118.854 | bal_1P_2AC_2AC(N) | 8100407 | no | no |  |  | no |  |  | 0 | 0 | 0 | 0
oh_line_8100407_200832013 |  | AN | node_8100407_200832012 | node_8100407_200832013 | 95.808 | bal_1P_2AC_2AC(N) | 8100407 | no | no |  |  | no |  |  | 0 | 0 | 0 | 0
oh_line_8100407_200832016 |  | AN | node_8100407_200808922 | node_8100407_200832016 | 712.51 | bal_1P_2AC_2AC(N) | 8100407 | no | no |  |  | no |  |  | 0 | 0 | 0 | 0
oh_line_8100407_200832017 |  | AN | node_8100407_200832016 | node_8100407_200832017 | 24.522 | bal_1P_2AC_2AC(N) | 8100407 | no | no |  |  | no |  |  | 0 | 0 | 0 | 0
oh_line_8100407_200832018 |  | AN | node_8100407_200832017 | node_8100407_200832018 | 88.722 | bal_1P_2AC_2AC(N) | 8100407 | no | no |  |  | no |  |  | 0 | 0 | 0 | 0
oh_line_8100407_200917213 |  | ABCN | node_8100407_200815745 | node_8100407_200917213 | 303.473 | bal_3P_477AL_4/0AL(N) | 8100407 | no | no |  |  | no |  |  | 0 | 0 | 0 | 0
oh_line_8100407_200948184 |  | AN | node_8100407_200809803 | node_8100407_200948184 | 139.402 | bal_1P_1/0AC_1/0AC(N) | 8100407 | no | no |  |  | no |  |  | 0 | 0 | 0 | 0
oh_line_8100407_200948186 |  | ABCN | node_8100407_200809887 | node_8100407_200948186 | 115.724 | bal_3P_1/0AA_4/0AA(N) | 8100407 | no | no |  |  | no |  |  | 0 | 0 | 0 | 0
oh_line_8100407_200948187 |  | AN | node_8100407_200809905 | node_8100407_200948187 | 103.002 | bal_1P_4CU_2/0CU(N) | 8100407 | no | no |  |  | no |  |  | 0 | 0 | 0 | 0
oh_line_8100407_200956018 |  | ABCN | node_8100407_200815757 | node_8100407_200956018 | 47.802 | bal_3P_477AL_4/0AL(N) | 8100407 | no | no |  |  | no |  |  | 0 | 0 | 0 | 0
oh_line_8100407_200969504 |  | ABCN | node_8100407_200808918 | node_8100407_200969504 | 129.108 | bal_3P_1/0AA_1/0AA(N) | 8100407 | no | no |  |  | no |  |  | 0 | 0 | 0 | 0
oh_line_8100407_200969505 |  | ABCN | node_8100407_200969504 | node_8100407_200969505 | 146.99 | bal_3P_1/0AA_1/0AA(N) | 8100407 | no | no |  |  | no |  |  | 0 | 0 | 0 | 0
oh_line_8100407_200969556 |  | AN | node_8100407_200969505 | node_8100407_200969556 | 103.274 | bal_1P_1/0AA_1/0AA(N) | 8100407 | no | no |  |  | no |  |  | 0 | 0 | 0 | 0
oh_line_8100407_200987642 |  | AN | node_8100407_200987643 | node_8100407_200987642 | 23.603 | bal_1P_1/0AC_4/0AL(N) | 8100407 | no | no |  |  | no |  |  | 0 | 0 | 0 | 0
oh_line_8100407_200987643 |  | AN | node_8100407_200987644 | node_8100407_200987643 | 133.434 | bal_1P_1/0AC_2/0CU(N) | 8100407 | no | no |  |  | no |  |  | 0 | 0 | 0 | 0
oh_line_8100407_200987644 |  | AN | node_8100407_200809795 | node_8100407_200987644 | 146.529 | bal_1P_1/0AC_2/0CU(N) | 8100407 | no | no |  |  | no |  |  | 0 | 0 | 0 | 0
oh_line_8100407_200987693 |  | AN | node_8100407_200809704 | node_8100407_200987693 | 93.331 | bal_1P_1/0AA_4/0AL(N) | 8100407 | no | no |  |  | no |  |  | 0 | 0 | 0 | 0
oh_line_8100407_200987694 |  | AN | node_8100407_200809702 | node_8100407_200987694 | 84.987 | bal_1P_1/0AC_4/0AC(N) | 8100407 | no | no |  |  | no |  |  | 0 | 0 | 0 | 0
oh_line_8100407_200987699 |  | AN | node_8100407_200987642 | node_8100407_200987699 | 95.187 | bal_1P_1/0AA_4/0AC(N) | 8100407 | no | no |  |  | no |  |  | 0 | 0 | 0 | 0
oh_line_8100407_200987700 |  | AN | node_8100407_200809782 | node_8100407_200987700 | 87.376 | bal_1P_1/0AC_2/0CU(N) | 8100407 | no | no |  |  | no |  |  | 0 | 0 | 0 | 0
oh_line_8100407_201008951 |  | ABCN | node_8100407_200809845 | node_8100407_201008951 | 69.671 | bal_3P_1/0AC_2CU_(N) | 8100407 | no | no |  |  | no |  |  | 0 | 0 | 0 | 0
oh_line_8100407_201010298 |  | ABCN | node_8100407_200809655 | node_8100407_201010298 | 84.214 | bal_3P_4CU_4/0AL(N) | 8100407 | no | no |  |  | no |  |  | 0 | 0 | 0 | 0
oh_line_8100407_201027958 |  | ABN | node_8100407_200809894 | node_8100407_201027958 | 200.355 | bal_2P_1/0AC_1/0AC(N) | 8100407 | no | no |  |  | no |  |  | 0 | 0 | 0 | 0
oh_line_8100407_201033716 |  | ABCN | node_8100407_200808891 | node_intto1_8100407_201033716 | 105.93 | bal_3P_2/0CU_2/0CU(N) | 8100407 | no | no |  |  | no |  |  | 0 | 0 | 0 | 0
oh_line_8100407_201046474 |  | ABCN | node_8100407_200808957 | node_8100407_201046474 | 81.084 | bal_3P_2/0CU_2/0CU(N) | 8100407 | no | no |  |  | no |  |  | 0 | 0 | 0 | 0
oh_line_8100407_201048831 |  | ABCN | node_8100407_200808942 | node_8100407_201048831 | 88.764 | bal_3P_2/0CU_2/0CU(N) | 8100407 | no | no |  |  | no |  |  | 0 | 0 | 0 | 0
oh_line_8100407_201050048-1 |  | AN | node_220627194 | node_8100407_201050048 | 4.999 | bal_1P_2AC_2AC(N) | 8100407 | no | no |  |  | no |  |  | 0 | 0 | 0 | 0
oh_line_8100407_201050048-2 |  | AN | node_220387974 | node_intto1_220627194 | 76.393 | bal_1P_2AC_2AC(N) | 8100407 | no | no |  |  | no |  |  | 0 | 0 | 0 | 0
oh_line_8100407_201050048-3 |  | AN | node_8100407_200832016 | node_intto1_220387974 | 4.998 | bal_1P_2AC_2AC(N) | 8100407 | no | no |  |  | no |  |  | 0 | 0 | 0 | 0
oh_line_8100407_201064854 |  | AN | node_8100407_200809627 | node_8100407_201064854 | 100.035 | bal_1P_1/0AC_2/0CU(N) | 8100407 | no | no |  |  | no |  |  | 0 | 0 | 0 | 0
oh_line_8100407_310009332 |  | AN | node_8100407_200809912 | node_8100407_310009332 | 66.187 | bal_1P_2/0CU_2/0CU(N) | 8100407 | no | no |  |  | no |  |  | 0 | 0 | 0 | 0
oh_line_TAP_OH_891928 |  | ABCN | node_8100407_200808881 | node_1395256_455_15296776_059 | 0.033 | unb_TAPWIRE_OH | 8100407 | no | no |  |  | no |  |  | 0 | 0 | 0 | 0
oh_line_TAP_OH_891930 |  | ABCN | node_8100407_200808890 | node_1395629_136_15297193_311 | 0.033 | unb_TAPWIRE_OH | 8100407 | no | no |  |  | no |  |  | 0 | 0 | 0 | 0
oh_line_TAP_OH_891931 |  | ABCN | node_8100407_200808896 | node_1395694_172_15297727_152 | 0.033 | unb_TAPWIRE_OH | 8100407 | no | no |  |  | no |  |  | 0 | 0 | 0 | 0
oh_line_TAP_OH_891932 |  | ABCN | node_8100407_200808899 | node_1395726_626_15297988_846 | 0.033 | unb_TAPWIRE_OH | 8100407 | no | no |  |  | no |  |  | 0 | 0 | 0 | 0
oh_line_TAP_OH_891933 |  | ABCN | node_8100407_200808906 | node_1395735_698_15298586_795 | 0.033 | unb_TAPWIRE_OH | 8100407 | no | no |  |  | no |  |  | 0 | 0 | 0 | 0
oh_line_TAP_OH_891936 |  | ABCN | node_8100407_200808924 | node_1396061_188_15299787_377 | 0.033 | unb_TAPWIRE_OH | 8100407 | no | no |  |  | no |  |  | 0 | 0 | 0 | 0
oh_line_TAP_OH_891938 |  | ABCN | node_8100407_200808934 | node_1396364_287_15300375_334 | 0.033 | unb_TAPWIRE_OH | 8100407 | no | no |  |  | no |  |  | 0 | 0 | 0 | 0
oh_line_TAP_OH_891939 |  | ABCN | node_8100407_200808941 | node_1396613_208_15300862_838 | 0.033 | unb_TAPWIRE_OH | 8100407 | no | no |  |  | no |  |  | 0 | 0 | 0 | 0
oh_line_TAP_OH_891940 |  | ABCN | node_8100407_200808946 | node_1396717_552_15301210_798 | 0.033 | unb_TAPWIRE_OH | 8100407 | no | no |  |  | no |  |  | 0 | 0 | 0 | 0
oh_line_TAP_OH_891942 |  | ABCN | node_8100407_200808955 | node_1396922_466_15301899_562 | 0.033 | unb_TAPWIRE_OH | 8100407 | no | no |  |  | no |  |  | 0 | 0 | 0 | 0
oh_line_TAP_OH_891943 |  | ABCN | node_8100407_200808959 | node_1397020_56_15302265_888 | 0.033 | unb_TAPWIRE_OH | 8100407 | no | no |  |  | no |  |  | 0 | 0 | 0 | 0
oh_line_TAP_OH_892081 |  | AN | node_8100407_200809631 | node_1395350_895_15297932_32 | 0.033 | unb_TAPWIRE_OH | 8100407 | no | no |  |  | no |  |  | 0 | 0 | 0 | 0
oh_line_TAP_OH_892082 |  | AN | node_8100407_200809639 | node_1396178_677_15297688_962 | 0.033 | unb_TAPWIRE_OH | 8100407 | no | no |  |  | no |  |  | 0 | 0 | 0 | 0
oh_line_TAP_OH_892083 |  | ABCN | node_8100407_200809646 | node_1395269_332_15298136_798 | 0.033 | unb_TAPWIRE_OH | 8100407 | no | no |  |  | no |  |  | 0 | 0 | 0 | 0
oh_line_TAP_OH_892086 |  | ABCN | node_8100407_200809655 | node_1396054_169_15298015_026 | 0.033 | unb_TAPWIRE_OH | 8100407 | no | no |  |  | no |  |  | 0 | 0 | 0 | 0
oh_line_TAP_OH_892090 |  | AN | node_8100407_200809704 | node_1396248_729_15298541_575 | 0.033 | unb_TAPWIRE_OH | 8100407 | no | no |  |  | no |  |  | 0 | 0 | 0 | 0
oh_line_TAP_OH_892091 |  | AN | node_8100407_200809707 | node_1396528_371_15298592_142 | 0.033 | unb_TAPWIRE_OH | 8100407 | no | no |  |  | no |  |  | 0 | 0 | 0 | 0
oh_line_TAP_OH_892092 |  | ABCN | node_8100407_200809713 | node_1395432_766_15298942_661 | 0.033 | unb_TAPWIRE_OH | 8100407 | no | no |  |  | no |  |  | 0 | 0 | 0 | 0
oh_line_TAP_OH_892093 |  | ABCN | node_8100407_200809717 | node_1395151_235_15298978_951 | 0.033 | unb_TAPWIRE_OH | 8100407 | no | no |  |  | no |  |  | 0 | 0 | 0 | 0
oh_line_TAP_OH_892095 |  | AN | node_8100407_200809724 | node_1395451_848_15298519_12 | 0.033 | unb_TAPWIRE_OH | 8100407 | no | no |  |  | no |  |  | 0 | 0 | 0 | 0
oh_line_TAP_OH_892096 |  | AN | node_8100407_200809728 | node_1396587_685_15298632_122 | 0.033 | unb_TAPWIRE_OH | 8100407 | no | no |  |  | no |  |  | 0 | 0 | 0 | 0
oh_line_TAP_OH_892097 |  | AN | node_8100407_200809729 | node_1396748_339_15298879_756 | 0.033 | unb_TAPWIRE_OH | 8100407 | no | no |  |  | no |  |  | 0 | 0 | 0 | 0
oh_line_TAP_OH_892098 |  | AN | node_8100407_200809737 | node_1396203_233_15298840_634 | 0.033 | unb_TAPWIRE_OH | 8100407 | no | no |  |  | no |  |  | 0 | 0 | 0 | 0
oh_line_TAP_OH_892100 |  | AN | node_8100407_200809749 | node_1396776_649_15299139_579 | 0.033 | unb_TAPWIRE_OH | 8100407 | no | no |  |  | no |  |  | 0 | 0 | 0 | 0
oh_line_TAP_OH_892102 |  | AN | node_8100407_200809755 | node_1396250_502_15299120_046 | 0.033 | unb_TAPWIRE_OH | 8100407 | no | no |  |  | no |  |  | 0 | 0 | 0 | 0
oh_line_TAP_OH_892103 |  | AN | node_8100407_200809756 | node_1396359_474_15299124_663 | 0.033 | unb_TAPWIRE_OH | 8100407 | no | no |  |  | no |  |  | 0 | 0 | 0 | 0
oh_line_TAP_OH_892104 |  | AN | node_8100407_200809763 | node_1395629_531_15299432_915 | 0.033 | unb_TAPWIRE_OH | 8100407 | no | no |  |  | no |  |  | 0 | 0 | 0 | 0
oh_line_TAP_OH_892105 |  | AN | node_8100407_200809784 | node_1397152_397_15299678_442 | 0.033 | unb_TAPWIRE_OH | 8100407 | no | no |  |  | no |  |  | 0 | 0 | 0 | 0
oh_line_TAP_OH_892106 |  | AN | node_8100407_200809785 | node_1397243_966_15299747_174 | 0.033 | unb_TAPWIRE_OH | 8100407 | no | no |  |  | no |  |  | 0 | 0 | 0 | 0
oh_line_TAP_OH_892107 |  | AN | node_8100407_200809790 | node_1396202_943_15299608_054 | 0.033 | unb_TAPWIRE_OH | 8100407 | no | no |  |  | no |  |  | 0 | 0 | 0 | 0
oh_line_TAP_OH_892108 |  | AN | node_8100407_200809808 | node_1396572_13_15300002_001 | 0.033 | unb_TAPWIRE_OH | 8100407 | no | no |  |  | no |  |  | 0 | 0 | 0 | 0
oh_line_TAP_OH_892109 |  | AN | node_8100407_200809814 | node_1397243_193_15300369_749 | 0.033 | unb_TAPWIRE_OH | 8100407 | no | no |  |  | no |  |  | 0 | 0 | 0 | 0
oh_line_TAP_OH_892110 |  | AN | node_8100407_200809822 | node_1396742_196_15300274_48 | 0.033 | unb_TAPWIRE_OH | 8100407 | no | no |  |  | no |  |  | 0 | 0 | 0 | 0
oh_line_TAP_OH_892111 |  | AN | node_8100407_200809831 | node_1396911_13_15300534_462 | 0.033 | unb_TAPWIRE_OH | 8100407 | no | no |  |  | no |  |  | 0 | 0 | 0 | 0
oh_line_TAP_OH_892112 |  | ABCN | node_8100407_200809840 | node_1396889_401_15300825_644 | 0.033 | unb_TAPWIRE_OH | 8100407 | no | no |  |  | no |  |  | 0 | 0 | 0 | 0
oh_line_TAP_OH_892113 |  | AN | node_8100407_200809850 | node_1397031_714_15301027_266 | 0.033 | unb_TAPWIRE_OH | 8100407 | no | no |  |  | no |  |  | 0 | 0 | 0 | 0
oh_line_TAP_OH_892114 |  | AN | node_8100407_200809854 | node_1397328_92_15300985_294 | 0.033 | unb_TAPWIRE_OH | 8100407 | no | no |  |  | no |  |  | 0 | 0 | 0 | 0
oh_line_TAP_OH_892115 |  | AN | node_8100407_200809859 | node_1397118_621_15301424_124 | 0.033 | unb_TAPWIRE_OH | 8100407 | no | no |  |  | no |  |  | 0 | 0 | 0 | 0
oh_line_TAP_OH_892116 |  | AN | node_8100407_200809868 | node_1397337_824_15302129_507 | 0.033 | unb_TAPWIRE_OH | 8100407 | no | no |  |  | no |  |  | 0 | 0 | 0 | 0
oh_line_TAP_OH_892118 |  | ABCN | node_8100407_200809888 | node_1397543_362_15300652_042 | 0.033 | unb_TAPWIRE_OH | 8100407 | no | no |  |  | no |  |  | 0 | 0 | 0 | 0
oh_line_TAP_OH_892120 |  | AN | node_8100407_200809899 | node_1397552_758_15301310_654 | 0.033 | unb_TAPWIRE_OH | 8100407 | no | no |  |  | no |  |  | 0 | 0 | 0 | 0
oh_line_TAP_OH_892121 |  | AN | node_8100407_200809908 | node_1397619_552_15302052_752 | 0.033 | unb_TAPWIRE_OH | 8100407 | no | no |  |  | no |  |  | 0 | 0 | 0 | 0
oh_line_TAP_OH_892122 |  | AN | node_8100407_200809912 | node_1397592_796_15302254_551 | 0.033 | unb_TAPWIRE_OH | 8100407 | no | no |  |  | no |  |  | 0 | 0 | 0 | 0
oh_line_TAP_OH_892123 |  | AN | node_8100407_200809914 | node_1396942_367_15301714_65 | 0.033 | unb_TAPWIRE_OH | 8100407 | no | no |  |  | no |  |  | 0 | 0 | 0 | 0
oh_line_TAP_OH_892124 |  | AN | node_8100407_200809916 | node_1397190_426_15301672_192 | 0.033 | unb_TAPWIRE_OH | 8100407 | no | no |  |  | no |  |  | 0 | 0 | 0 | 0
oh_line_TAP_OH_893105 |  | AN | node_8100407_200815814 | node_1397143_15_15299377_027 | 0.033 | unb_TAPWIRE_OH | 8100407 | no | no |  |  | no |  |  | 0 | 0 | 0 | 0
oh_line_TAP_OH_897910 |  | AN | node_8100407_200832017 | node_1395147_073_15300147_207 | 0.033 | unb_TAPWIRE_OH | 8100407 | no | no |  |  | no |  |  | 0 | 0 | 0 | 0
oh_line_TAP_OH_897911 |  | AN | node_8100407_200832018 | node_1395026_851_15300094_155 | 0.033 | unb_TAPWIRE_OH | 8100407 | no | no |  |  | no |  |  | 0 | 0 | 0 | 0
oh_line_TAP_OH_920456 |  | AN | node_8100407_200948184 | node_1397191_531_15300061_22 | 0.033 | unb_TAPWIRE_OH | 8100407 | no | no |  |  | no |  |  | 0 | 0 | 0 | 0
oh_line_TAP_OH_920457 |  | AN | node_8100407_200948187 | node_1397573_713_15301840_568 | 0.033 | unb_TAPWIRE_OH | 8100407 | no | no |  |  | no |  |  | 0 | 0 | 0 | 0
oh_line_TAP_OH_927288 |  | AN | node_8100407_200987642 | node_1396917_692_15299681_952 | 0.033 | unb_TAPWIRE_OH | 8100407 | no | no |  |  | no |  |  | 0 | 0 | 0 | 0
oh_line_TAP_OH_928336 |  | ABCN | node_8100407_201008951 | node_1397456_835_15300796_669 | 0.033 | unb_TAPWIRE_OH | 8100407 | no | no |  |  | no |  |  | 0 | 0 | 0 | 0
oh_line_TAP_OH_935452 |  | AN | node_8100407_201050048 | node_1395286_282_15300138_987 | 0.033 | unb_TAPWIRE_OH | 8100407 | no | no |  |  | no |  |  | 0 | 0 | 0 | 0
oh_line_TAP_OH_937436 |  | AN | node_8100407_201064854 | node_1395385_688_15297384_761 | 0.033 | unb_TAPWIRE_OH | 8100407 | no | no |  |  | no |  |  | 0 | 0 | 0 | 0
oh_line_TAP_OH_2035720 |  | AN | node_8100407_200809744 | node_1395486_006_15299144_868 | 0.033 | unb_TAPWIRE_OH | 8100407 | no | no |  |  | no |  |  | 0 | 0 | 0 | 0
oh_line_TAP_OH_2135732 |  | ABCN | node_8100407_200808912 | node_1395849_121_15298988_965 | 0.033 | unb_TAPWIRE_OH | 8100407 | no | no |  |  | no |  |  | 0 | 0 | 0 | 0
oh_line_TAP_OH_2135733 |  | ABCN | node_8100407_200808912 | node_1395852_404_15299004_112 | 0.033 | unb_TAPWIRE_OH | 8100407 | no | no |  |  | no |  |  | 0 | 0 | 0 | 0
oh_line_TAP_OH_2135760 |  | ABCN | node_8100407_200809719 | node_1395126_21_15298768_656 | 0.033 | unb_TAPWIRE_OH | 8100407 | no | no |  |  | no |  |  | 0 | 0 | 0 | 0
oh_line_TAP_OH_2135761 |  | ABCN | node_8100407_200809719 | node_1395118_882_15298757_654 | 0.033 | unb_TAPWIRE_OH | 8100407 | no | no |  |  | no |  |  | 0 | 0 | 0 | 0
oh_line_TAP_OH_2135762 |  | ABCN | node_8100407_200809719 | node_1395131_393_15298780_659 | 0.033 | unb_TAPWIRE_OH | 8100407 | no | no |  |  | no |  |  | 0 | 0 | 0 | 0
oh_line_TAP_OH_2135783 |  | ABCN | node_8100407_200815746 | node_1393917_798_15295698_443 | 0.033 | unb_TAPWIRE_OH | 8100407 | no | no |  |  | no |  |  | 0 | 0 | 0 | 0
oh_line_TAP_OH_2135784 |  | ABCN | node_8100407_200815746 | node_1393932_974_15295693_435 | 0.033 | unb_TAPWIRE_OH | 8100407 | no | no |  |  | no |  |  | 0 | 0 | 0 | 0
oh_line_TAP_OH_2135805 |  | ABCN | node_8100407_200815743 | node_1394195_189_15295808_517 | 0.033 | unb_TAPWIRE_OH | 8100407 | no | no |  |  | no |  |  | 0 | 0 | 0 | 0
oh_line_TAP_OH_2135806 |  | ABCN | node_8100407_200815743 | node_1394214_02_15295806_069 | 0.033 | unb_TAPWIRE_OH | 8100407 | no | no |  |  | no |  |  | 0 | 0 | 0 | 0
oh_line_TAP_OH_2135807 |  | ABCN | node_8100407_200815743 | node_1394179_168_15295813_801 | 0.033 | unb_TAPWIRE_OH | 8100407 | no | no |  |  | no |  |  | 0 | 0 | 0 | 0
oh_line_TAP_OH_2135814 |  | ABCN | node_8100407_200808918 | node_1395922_491_15299446_607 | 0.033 | unb_TAPWIRE_OH | 8100407 | no | no |  |  | no |  |  | 0 | 0 | 0 | 0
oh_line_TAP_OH_2135815 |  | ABCN | node_8100407_200808918 | node_1395923_745_15299437_495 | 0.033 | unb_TAPWIRE_OH | 8100407 | no | no |  |  | no |  |  | 0 | 0 | 0 | 0
oh_line_TAP_OH_2135816 |  | ABCN | node_8100407_200808918 | node_1395922_02_15299455_292 | 0.033 | unb_TAPWIRE_OH | 8100407 | no | no |  |  | no |  |  | 0 | 0 | 0 | 0
oh_line_TAP_OH_2135831 |  | ABCN | node_8100407_200809882 | node_1397467_139_15299898_608 | 0.033 | unb_TAPWIRE_OH | 8100407 | no | no |  |  | no |  |  | 0 | 0 | 0 | 0
oh_line_TAP_OH_2135832 |  | ABCN | node_8100407_200809882 | node_1397467_195_15299887_965 | 0.033 | unb_TAPWIRE_OH | 8100407 | no | no |  |  | no |  |  | 0 | 0 | 0 | 0
oh_line_TAP_OH_2135866 |  | ABCN | node_8100407_200808882 | node_1395458_585_15296688_322 | 0.033 | unb_TAPWIRE_OH | 8100407 | no | no |  |  | no |  |  | 0 | 0 | 0 | 0
oh_line_TAP_OH_2135867 |  | ABCN | node_8100407_200808882 | node_1395463_475_15296693_445 | 0.033 | unb_TAPWIRE_OH | 8100407 | no | no |  |  | no |  |  | 0 | 0 | 0 | 0
oh_line_TAP_OH_2135868 |  | ABCN | node_8100407_200808882 | node_1395453_864_15296682_219 | 0.033 | unb_TAPWIRE_OH | 8100407 | no | no |  |  | no |  |  | 0 | 0 | 0 | 0
oh_line_TAP_OH_2135928 |  | ABCN | node_8100407_200809752 | node_1395970_07_15299103_546 | 0.033 | unb_TAPWIRE_OH | 8100407 | no | no |  |  | no |  |  | 0 | 0 | 0 | 0
oh_line_TAP_OH_2135929 |  | ABCN | node_8100407_200809752 | node_1395982_481_15299105_133 | 0.033 | unb_TAPWIRE_OH | 8100407 | no | no |  |  | no |  |  | 0 | 0 | 0 | 0
oh_line_TAP_OH_2135930 |  | ABCN | node_8100407_200809752 | node_1395959_515_15299107_124 | 0.033 | unb_TAPWIRE_OH | 8100407 | no | no |  |  | no |  |  | 0 | 0 | 0 | 0
oh_line_TAP_OH_2135956 |  | ABCN | node_8100407_200809892 | node_1397771_319_15300846_676 | 0.033 | unb_TAPWIRE_OH | 8100407 | no | no |  |  | no |  |  | 0 | 0 | 0 | 0
oh_line_TAP_OH_2135957 |  | ABCN | node_8100407_200809892 | node_1397775_697_15300866_581 | 0.033 | unb_TAPWIRE_OH | 8100407 | no | no |  |  | no |  |  | 0 | 0 | 0 | 0
oh_line_TAP_OH_2135961 |  | ABN | node_8100407_201027958 | node_1397753_215_15301012_957 | 0.033 | unb_TAPWIRE_OH | 8100407 | no | no |  |  | no |  |  | 0 | 0 | 0 | 0
oh_line_TAP_OH_2135962 |  | ABN | node_8100407_201027958 | node_1397738_247_15301013_553 | 0.033 | unb_TAPWIRE_OH | 8100407 | no | no |  |  | no |  |  | 0 | 0 | 0 | 0
oh_line_TAP_OH_2135969 |  | ABCN | node_8100407_200815747 | node_1394087_368_15295765_827 | 0.033 | unb_TAPWIRE_OH | 8100407 | no | no |  |  | no |  |  | 0 | 0 | 0 | 0
oh_line_TAP_OH_2135970 |  | ABCN | node_8100407_200815747 | node_1394091_926_15295771_908 | 0.033 | unb_TAPWIRE_OH | 8100407 | no | no |  |  | no |  |  | 0 | 0 | 0 | 0
oh_line_TAP_OH_2135971 |  | ABCN | node_8100407_200815747 | node_1394081_294_15295764_581 | 0.033 | unb_TAPWIRE_OH | 8100407 | no | no |  |  | no |  |  | 0 | 0 | 0 | 0
oh_line_TAP_OH_2135982 |  | ABCN | node_8100407_200815755 | node_1395092_444_15296234_144 | 0.033 | unb_TAPWIRE_OH | 8100407 | no | no |  |  | no |  |  | 0 | 0 | 0 | 0
oh_line_TAP_OH_2135983 |  | ABCN | node_8100407_200815755 | node_1395102_395_15296227_103 | 0.033 | unb_TAPWIRE_OH | 8100407 | no | no |  |  | no |  |  | 0 | 0 | 0 | 0
oh_line_TAP_OH_2135984 |  | ABCN | node_8100407_200815755 | node_1395083_127_15296241_751 | 0.033 | unb_TAPWIRE_OH | 8100407 | no | no |  |  | no |  |  | 0 | 0 | 0 | 0
oh_line_TAP_OH_2135988 |  | ABCN | node_8100407_200809651 | node_1394611_592_15297918_658 | 0.033 | unb_TAPWIRE_OH | 8100407 | no | no |  |  | no |  |  | 0 | 0 | 0 | 0
oh_line_TAP_OH_2135989 |  | ABCN | node_8100407_200809651 | node_1394609_771_15297895_944 | 0.033 | unb_TAPWIRE_OH | 8100407 | no | no |  |  | no |  |  | 0 | 0 | 0 | 0
oh_line_TAP_OH_2135990 |  | ABCN | node_8100407_200809651 | node_1394614_891_15297938_984 | 0.033 | unb_TAPWIRE_OH | 8100407 | no | no |  |  | no |  |  | 0 | 0 | 0 | 0
oh_line_TAP_OH_2135994 |  | ABCN | node_8100407_200815752 | node_1394797_105_15296180_903 | 0.033 | unb_TAPWIRE_OH | 8100407 | no | no |  |  | no |  |  | 0 | 0 | 0 | 0
oh_line_TAP_OH_2135995 |  | ABCN | node_8100407_200815752 | node_1394801_885_15296187_617 | 0.033 | unb_TAPWIRE_OH | 8100407 | no | no |  |  | no |  |  | 0 | 0 | 0 | 0
oh_line_TAP_OH_2821406 |  | ABCN | node_8100407_200809647 | node_1395108_379_15298154_739 | 0.033 | unb_TAPWIRE_OH | 8100407 | no | no |  |  | no |  |  | 0 | 0 | 0 | 0
oh_line_TAP_OH_3599779 |  | AN | node_8100407_200809662 | node_1396455_803_15297826_251 | 0.033 | unb_TAPWIRE_OH | 8100407 | no | no |  |  | no |  |  | 0 | 0 | 0 | 0

## overhead_line_conductor
data_type | static
owner_type | feeder
owner | 8100407
object | overhead_line_conductor
name | groupid | geometric_mean_radius | resistance | diameter | rating_summer_continuous | rating_summer_emergency | rating_winter_continuous | rating_winter_emergency | dcircuit | selected | comments
oh_cond_1/0_AAAC |  | 0.012 | 0.876 | 0.398 | 235 | 235 | 310 | 310 |  | no
oh_cond_1/0_ACSR |  | 0.012 | 0.888 | 0.398 | 265 | 265 | 330 | 330 |  | no
oh_cond_2/0_CU |  | 0.013 | 0.44 | 0.414 | 295 | 295 | 425 | 425 |  | no
oh_cond_2_ACSR |  | 0.01 | 1.41 | 0.325 | 195 | 195 | 245 | 245 |  | no
oh_cond_2_CU |  | 0.009 | 0.873 | 0.292 | 190 | 190 | 270 | 270 |  | no
oh_cond_4/0_AAAC |  | 0.017 | 0.439 | 0.563 | 365 | 365 | 480 | 480 |  | no
oh_cond_4/0_ACSR |  | 0.017 | 0.445 | 0.563 | 410 | 410 | 515 | 515 |  | no
oh_cond_4/0_AL |  | 0.016 | 0.442 | 0.522 | 365 | 365 | 480 | 480 |  | no
oh_cond_4_CU |  | 0.007 | 1.388 | 0.232 | 140 | 140 | 200 | 200 |  | no
oh_cond_477_MCM_AL |  | 0.025 | 0.198 | 0.792 | 605 | 605 | 810 | 810 |  | no
oh_cond_WP-4/0-CU |  | 0.015 | 0.273 | 0.81 | 340 | 340 | 390 | 390 |  | no

## switch
data_type | static
owner_type | feeder
owner | 8100407
object | switch
name | groupid | phases | fr | to | phase_A_state | phase_B_state | phase_C_state | operating_mode | status | dcircuit | selected | monitored | monitored_fields | class_monitored_fields | played | played_fields | comments
switch_12134-220417187 |  | ABCN | node_intto1_8100407_201033716 | node_8100407_201033716 | CLOSED | CLOSED | CLOSED | INDIVIDUAL |  | 8100407 | no | no |  |  | no
switch_12135-220416020 |  | ABCN | node_intto1_8100407_200815747 | node_8100407_200815747 | CLOSED | CLOSED | CLOSED | INDIVIDUAL |  | 8100407 | no | no |  |  | no
switch_220415976 |  | ABCN | node_intto1_8100407_200815746 | node_8100407_200815746 | CLOSED | CLOSED | CLOSED | INDIVIDUAL |  | 8100407 | no | no |  |  | no
switch_310064145 |  | ABCN | node_intto1_8100407_200808905 | node_8100407_200808905 | CLOSED | CLOSED | CLOSED | INDIVIDUAL |  | 8100407 | no | no |  |  | no
switch_310064147 |  | ABCN | node_intto1_8100407_200808903 | node_8100407_200808903 | CLOSED | CLOSED | CLOSED | INDIVIDUAL |  | 8100407 | no | no |  |  | no

## underground_line
data_type | static
owner_type | feeder
owner | 8100407
object | underground_line
name | groupid | phases | fr | to | length | configuration | dcircuit | selected | monitored | monitored_fields | class_monitored_fields | played | played_fields | comments
und_line_8100407_200808903 |  | ABCN | node_8100407_200808901 | node_intto1_8100407_200808903 | 309.712 | und_3P_500CUURD_500CU(N) | 8100407 | no | no |  |  | no
und_line_8100407_200809777 |  | ABCN | node_8100407_200809779 | node_intto1_8100407_200809777 | 113.43 | und_3P_2ALURD_2AL(N) | 8100407 | no | no |  |  | no
und_line_8100407_200832015 |  | AN | node_8100407_200832012 | node_8100407_200832015 | 132.009 | und_1P_2ALURD_2AL(N) | 8100407 | no | no |  |  | no
und_line_TAP_UG_58677 |  | ABCN | node_8100407_200809777 | node_1396154_513_15299443_7 | 0.033 | und_TAPWIRE_UG | 8100407 | no | no |  |  | no
und_line_TAP_UG_58973 |  | AN | node_8100407_200832015 | node_1395127_586_15300318_659 | 0.033 | und_TAPWIRE_UG | 8100407 | no | no |  |  | no

## underground_line_conductor
data_type | static
owner_type | feeder
owner | 8100407
object | underground_line_conductor
name | groupid | outer_diameter | conductor_gmr | conductor_diameter | conductor_resistance | neutral_gmr | neutral_diameter | neutral_resistance | neutral_strands | insulation_relative_permitivitty | shield_gmr | shield_resistance | rating_summer_continuous | rating_summer_emergency | rating_winter_continuous | rating_winter_emergency | dcircuit | selected | comments
und_cond_1P_2ALURD_2AL(N) | [12 empty] | 125 | 125 | 140 | 140 |  | no
und_cond_3P_2ALURD_2AL(N) | [12 empty] | 125 | 125 | 140 | 140 |  | no
und_cond_3P_500CUURD_500CU(N) | [12 empty] | 484 | 484 | 508 | 508 |  | no
und_cond_TAPWIRE_UG | [12 empty] | 99999999 | 99999999 | 99999999 | 99999999 |  | no