## capacitor
data_type | static
owner_type | feeder
owner | 8104301
object | capacitor
name | groupid | parent | phases | nominal_voltage | pt_phase | phases_connected | switchA | switchB | switchC | control | voltage_set_high | voltage_set_low | VAr_set_high | VAr_set_low | current_set_high | current_set_low | capacitor_A | capacitor_B | capacitor_C | cap_nominal_voltage | time_delay | dwell_time | lockout_time | remote_sense | remote_sense_B | control_level | dcircuit | selected | monitored | monitored_fields | class_monitored_fields | played | played_fields | comments
cap_220369312 |  | node_1376926_969_15302528_237 | ABCN | 0 |  | ABCN | CLOSED | CLOSED | CLOSED | MANUAL | [6 empty] | 200000 | 200000 | 200000 | 7200 | [6 empty] | 8104301 | no | no |  |  | no
cap_220369318 |  | node_1380508_811_15302452_92 | AN | 0 |  | AN | CLOSED |  |  | MANUAL | [6 empty] | 200000 |  |  | 4800 | [6 empty] | 8104301 | no | no |  |  | no
cap_220369330 |  | node_1379033_961_15301334_776 | ABCN | 0 |  | ABCN | CLOSED | CLOSED | CLOSED | MANUAL | [6 empty] | 100000 | 100000 | 100000 | 4800 | [6 empty] | 8104301 | no | no |  |  | no
cap_220609420 |  | node_1379543_75_15305536_723 | ABCN | 0 |  | ABCN | CLOSED | CLOSED | CLOSED | MANUAL | [6 empty] | 200000 | 200000 | 200000 | 7200 | [6 empty] | 8104301 | no | no |  |  | no

## feeder
data_type | static
owner_type | feeder
owner | 8104301
object | feeder
name | transmission_bus | ARC | ADR | slack_bus | nom_voltages | num_nodes | num_ohlines | num_uglines | num_transformers | num_generators | num_pvs | num_storages | num_loads | miles | mw | mvar | losses_mw | losses_mvar | comments | use_feeder_load_shape | load_shape_scale | use_feeder_pv_shape | pv_shape_scale | description | restore_time | griddisconnect_scenario_probability | gridconnect_scenario_probability | use_energy_not_served | VOLL | discount_rate | yearly_load_growth_percent | planning_horizon | enable_traditional_project_deferral | lifetime_of_investment_years | start_year | base_year | year_the_investment_is_committed | revenue_requirement_scaling_factor | discount_rate | inflation_rate_for_investment | traditional_project_invested_capital | periodicity_of_investment_in_years | priority | maximum_total_investment_cost | DER_portfolio_NPV | DER_portfolio_BC_ratio | total_system_energy_avoided_cost_NPV | total_system_capacity_avoided_cost_NPV | total_system_ancillary_services_avoided_cost_NPV | total_system_CO2_avoided_cost_NPV | total_system_loss_of_load_avoided_cost_NPV | total_system_distribution_capacity_avoided_cost_NPV | total_system_investment_and_operational_cost_NPV | feeder_solar_pv_operating_cost_USdollarperkWh | feeder_energy_storage_operating_cost_USdollarperkWh | feeder_distributed_generator_operating_cost_USdollarperkWh | feeder_distributed_generator_CO2_cost_USdollarperkWh | feeder_demand_response_operating_cost_USdollarperkWh | feeder_solar_pv_investment_cost_USdollarperkW | feeder_energy_storage_investment_cost_USdollarperkW | feeder_distributed_generator_investment_cost_USdollarperkW | feeder_demand_response_investment_cost_USdollarperkW
8104301 |  | ts_slack | none | node_SOURCE_8104301 | 18703.852,2771.281,7199.558 | 513 | 341 | 112 | 2 | 0 | 0 | 0 | 131 | 9.725 | 6.416 | 2.733 | 0 | 0 |  | 0 | 0 | 1 | 0 |  | 0 | 0 | 0 | 0 | 0 | 0 | 0 | 0 | 0 | 0 | 0 | 0 | 0 | 0 | 0 | 0 | 0 | 0 | 0 | 999999999 | 0 | 0 | 0 | 0 | 0 | 0 | 0 | 0 | 0 | 0 | 0 | 0 | 0 | 0 | 0 | 0 | 0 | 0

## fuse
data_type | static
owner_type | feeder
owner | 8104301
object | fuse
name | groupid | phases | fr | to | phase_A_status | phase_B_status | phase_C_status | repair_dist_type | current_limit | mean_replacement_time | status | dcircuit | selected | monitored | monitored_fields | class_monitored_fields | played | played_fields | comments
fuse_220386411 |  | ABCD | node_intto1_8104301_200858554 | node_8104301_200858554 | GOOD | GOOD | GOOD |  | 100 |  |  | 8104301 | no | no |  |  | no
fuse_220386413 |  | ABCN | node_intto1_8104301_200976259 | node_8104301_200976259 | GOOD | GOOD | GOOD |  | 200 |  |  | 8104301 | no | no |  |  | no
fuse_220386414 |  | ABCN | node_intto1_8104301_310004236 | node_8104301_310004236 | GOOD | GOOD | GOOD |  | 150 |  |  | 8104301 | no | no |  |  | no
fuse_220386415 |  | ABCN | node_intto1_8104301_200856469 | node_8104301_200856469 | GOOD | GOOD | GOOD |  | 30 |  |  | 8104301 | no | no |  |  | no
fuse_220386416 |  | ABCN | node_intto1_8104301_200856612 | node_8104301_200856612 | GOOD | GOOD | GOOD |  | 100 |  |  | 8104301 | no | no |  |  | no
fuse_220386417 |  | ABCN | node_intto1_220386417 | node_220386417 | GOOD | GOOD | GOOD |  | 150 |  |  | 8104301 | no | no |  |  | no
fuse_220386419 |  | AD | node_intto1_8104301_200858530 | node_8104301_200858530 | GOOD | GOOD | GOOD |  | 100 |  |  | 8104301 | no | no |  |  | no
fuse_220386427 |  | ABCN | node_intto1_8104301_201038103 | node_8104301_201038103 | GOOD | GOOD | GOOD |  | 140 |  |  | 8104301 | no | no |  |  | no
fuse_220386428 |  | ABCN | node_intto1_8104301_200856625 | node_8104301_200856625 | GOOD | GOOD | GOOD |  | 100 |  |  | 8104301 | no | no |  |  | no
fuse_220386434 |  | ABCN | node_intto1_8104301_200856644 | node_8104301_200856644 | GOOD | GOOD | GOOD |  | 100 |  |  | 8104301 | no | no |  |  | no
fuse_220386436 |  | ABCN | node_intto1_220386436 | node_220386436 | GOOD | GOOD | GOOD |  | 100 |  |  | 8104301 | no | no |  |  | no
fuse_220386438 |  | ABCN | node_intto1_8104301_200856609 | node_8104301_200856609 | GOOD | GOOD | GOOD |  | 20 |  |  | 8104301 | no | no |  |  | no
fuse_220386439 |  | ABCN | node_intto1_8104301_200856610 | node_8104301_200856610 | GOOD | GOOD | GOOD |  | 100 |  |  | 8104301 | no | no |  |  | no
fuse_220386440 |  | ABCN | node_intto1_8104301_200856606 | node_8104301_200856606 | GOOD | GOOD | GOOD |  | 10 |  |  | 8104301 | no | no |  |  | no
fuse_220386441 |  | ABCN | node_intto1_8104301_201045644 | node_8104301_201045644 | GOOD | GOOD | GOOD |  | 7 |  |  | 8104301 | no | no |  |  | no
fuse_220386442 |  | ABCN | node_intto1_8104301_200914700 | node_8104301_200914700 | GOOD | GOOD | GOOD |  | 100 |  |  | 8104301 | no | no |  |  | no
fuse_220386443 |  | ABCN | node_intto1_8104301_200856628 | node_8104301_200856628 | GOOD | GOOD | GOOD |  | 100 |  |  | 8104301 | no | no |  |  | no
fuse_220386445 |  | AD | node_intto1_8104301_200858513 | node_8104301_200858513 | GOOD | GOOD | GOOD |  | 100 |  |  | 8104301 | no | no |  |  | no
fuse_220386465 |  | ABCN | node_intto1_8104301_201038111 | node_8104301_201038111 | GOOD | GOOD | GOOD |  | 40 |  |  | 8104301 | no | no |  |  | no
fuse_220386466 |  | ABCN | node_intto1_8104301_201038109 | node_8104301_201038109 | GOOD | GOOD | GOOD |  | 100 |  |  | 8104301 | no | no |  |  | no
fuse_220386467 |  | ABCN | node_intto1_8104301_201038112 | node_8104301_201038112 | GOOD | GOOD | GOOD |  | 30 |  |  | 8104301 | no | no |  |  | no
fuse_220386469 |  | ABCN | node_intto1_8104301_200859642 | node_8104301_200859642 | GOOD | GOOD | GOOD |  | 200 |  |  | 8104301 | no | no |  |  | no
fuse_220386473 |  | ABCN | node_intto1_8104301_201038113 | node_8104301_201038113 | GOOD | GOOD | GOOD |  | 40 |  |  | 8104301 | no | no |  |  | no
fuse_220386477 |  | ABCN | node_intto1_8104301_201038110 | node_8104301_201038110 | GOOD | GOOD | GOOD |  | 80 |  |  | 8104301 | no | no |  |  | no
fuse_220386487 |  | ABCD | node_intto1_8104301_200859441 | node_8104301_200859441 | GOOD | GOOD | GOOD |  | 60 |  |  | 8104301 | no | no |  |  | no
fuse_220386494 |  | ABCN | node_intto1_220386494 | node_220386494 | GOOD | GOOD | GOOD |  | 400 |  |  | 8104301 | no | no |  |  | no
fuse_220386495 |  | AN | node_intto1_8104301_200856619 | node_8104301_200856619 | GOOD | GOOD | GOOD |  | 200 |  |  | 8104301 | no | no |  |  | no
fuse_220386503 |  | ABCD | node_intto1_8104301_200858582 | node_8104301_200858582 | GOOD | GOOD | GOOD |  | 100 |  |  | 8104301 | no | no |  |  | no
fuse_220386504 |  | AD | node_intto1_8104301_200858578 | node_8104301_200858578 | GOOD | GOOD | GOOD |  | 100 |  |  | 8104301 | no | no |  |  | no
fuse_220386513 |  | ABCN | node_intto1_8104301_200856477 | node_8104301_200856477 | GOOD | GOOD | GOOD |  | 15 |  |  | 8104301 | no | no |  |  | no
fuse_220386519 |  | AD | node_intto1_8104301_200858996 | node_8104301_200858996 | GOOD | GOOD | GOOD |  | 75 |  |  | 8104301 | no | no |  |  | no
fuse_220386523 |  | ABCN | node_intto1_220386523 | node_220386523 | GOOD | GOOD | GOOD |  | 80 |  |  | 8104301 | no | no |  |  | no
fuse_220389140 |  | ABCN | node_intto1_8104301_200856529 | node_8104301_200856529 | GOOD | GOOD | GOOD |  | 100 |  |  | 8104301 | no | no |  |  | no
fuse_220536211 |  | ABCN | node_intto1_8104301_312152021 | node_8104301_312152021 | GOOD | GOOD | GOOD |  | 80 |  |  | 8104301 | no | no |  |  | no
fuse_220648970 |  | ABCN | node_intto1_220648970 | node_220648970 | GOOD | GOOD | GOOD |  | 175 |  |  | 8104301 | no | no |  |  | no
fuse_220655538 |  | ABCN | node_intto1_220655538 | node_220655538 | GOOD | GOOD | GOOD |  | 300 |  |  | 8104301 | no | no |  |  | no
fuse_310010075 |  | ABCN | node_intto1_310010075 | node_310010075 | GOOD | GOOD | GOOD |  | 100 |  |  | 8104301 | no | no |  |  | no
fuse_310013644 |  | ABCD | node_intto1_8104301_200858552 | node_8104301_200858552 | GOOD | GOOD | GOOD |  | 200 |  |  | 8104301 | no | no |  |  | no
fuse_310013662 |  | ABCD | node_intto1_1380949_177_15300235_57 | node_1380949_177_15300235_57 | GOOD | GOOD | GOOD |  | 100 |  |  | 8104301 | no | no |  |  | no
fuse_310018080 |  | AN | node_intto1_8104301_310018069 | node_8104301_310018069 | GOOD | GOOD | GOOD |  | 140 |  |  | 8104301 | no | no |  |  | no
fuse_310036627 |  | ABCN | node_intto1_8104301_200858446 | node_8104301_200858446 | GOOD | GOOD | GOOD |  | 40 |  |  | 8104301 | no | no |  |  | no
fuse_311911289 |  | ABCD | node_intto1_8104301_200859438 | node_8104301_200859438 | GOOD | GOOD | GOOD |  | 300 |  |  | 8104301 | no | no |  |  | no

## line_configuration
data_type | static
owner_type | feeder
owner | 8104301
object | line_configuration
name | groupid | conductor_A | conductor_B | conductor_C | conductor_N | spacing | z11 | z12 | z13 | z21 | z22 | z23 | z31 | z32 | z33 | c11 | c12 | c13 | c21 | c22 | c23 | c31 | c32 | c33 | dcircuit | selected | comments
bal_1P_1/0AA |  | oh_cond_1/0_AAAC | oh_cond_1/0_AAAC | oh_cond_1/0_AAAC |  |  | 0.972+1.499j | 0.095+0.781j | 0.095+0.781j | 0.095+0.781j | 0.972+1.499j | 0.095+0.781j | 0.095+0.781j | 0.095+0.781j | 0.972+1.499j | 12.796 | -3.172 | -3.172 | -3.172 | 12.796 | -3.172 | -3.172 | -3.172 | 12.796 |  | no
bal_1P_1/0AC |  | oh_cond_1/0_ACSR | oh_cond_1/0_ACSR | oh_cond_1/0_ACSR |  |  | 0.983+1.218j | 0.095+0.781j | 0.095+0.781j | 0.095+0.781j | 0.983+1.218j | 0.095+0.781j | 0.095+0.781j | 0.095+0.781j | 0.983+1.218j | 12.796 | -3.172 | -3.172 | -3.172 | 12.796 | -3.172 | -3.172 | -3.172 | 12.796 |  | no
bal_1P_1/0AC_1/0AA(N) |  | oh_cond_1/0_ACSR | oh_cond_1/0_ACSR | oh_cond_1/0_ACSR | oh_cond_1/0_AAAC |  | 1.089+1.184j | 0.201+0.467j | 0.201+0.467j | 0.201+0.467j | 1.089+1.184j | 0.201+0.467j | 0.201+0.467j | 0.201+0.467j | 1.089+1.184j | 13.243 | -2.726 | -2.726 | -2.726 | 13.243 | -2.726 | -2.726 | -2.726 | 13.243 |  | no
bal_1P_2AC |  | oh_cond_2_ACSR | oh_cond_2_ACSR | oh_cond_2_ACSR |  |  | 1.505+1.527j | 0.095+0.781j | 0.095+0.781j | 0.095+0.781j | 1.505+1.527j | 0.095+0.781j | 0.095+0.781j | 0.095+0.781j | 1.505+1.527j | 12.393 | -3.017 | -3.017 | -3.017 | 12.393 | -3.017 | -3.017 | -3.017 | 12.393 |  | no
bal_1P_4CU |  | oh_cond_4_CU | oh_cond_4_CU | oh_cond_4_CU |  |  | 1.483+1.565j | 0.095+0.781j | 0.095+0.781j | 0.095+0.781j | 1.483+1.565j | 0.095+0.781j | 0.095+0.781j | 0.095+0.781j | 1.483+1.565j | 11.78 | -2.785 | -2.785 | -2.785 | 11.78 | -2.785 | -2.785 | -2.785 | 11.78 |  | no
bal_3P_1/0AA |  | oh_cond_1/0_AAAC | oh_cond_1/0_AAAC | oh_cond_1/0_AAAC |  |  | 0.972+1.499j | 0.095+0.781j | 0.095+0.781j | 0.095+0.781j | 0.972+1.499j | 0.095+0.781j | 0.095+0.781j | 0.095+0.781j | 0.972+1.499j | 12.796 | -3.172 | -3.172 | -3.172 | 12.796 | -3.172 | -3.172 | -3.172 | 12.796 |  | no
bal_3P_1/0AA_1/0AA(N) |  | oh_cond_1/0_AAAC | oh_cond_1/0_AAAC | oh_cond_1/0_AAAC | oh_cond_1/0_AAAC |  | 1.078+1.186j | 0.201+0.467j | 0.201+0.467j | 0.201+0.467j | 1.078+1.186j | 0.201+0.467j | 0.201+0.467j | 0.201+0.467j | 1.078+1.186j | 13.243 | -2.726 | -2.726 | -2.726 | 13.243 | -2.726 | -2.726 | -2.726 | 13.243 |  | no
bal_3P_1/0AC |  | oh_cond_1/0_ACSR | oh_cond_1/0_ACSR | oh_cond_1/0_ACSR |  |  | 0.983+1.497j | 0.095+0.781j | 0.095+0.781j | 0.095+0.781j | 0.983+1.497j | 0.095+0.781j | 0.095+0.781j | 0.095+0.781j | 0.983+1.497j | 12.796 | -3.172 | -3.172 | -3.172 | 12.796 | -3.172 | -3.172 | -3.172 | 12.796 |  | no
bal_3P_1/0AC_1/0AC(N) |  | oh_cond_1/0_ACSR | oh_cond_1/0_ACSR | oh_cond_1/0_ACSR | oh_cond_1/0_ACSR |  | 1.091+1.185j | 0.203+0.469j | 0.203+0.469j | 0.203+0.469j | 1.091+1.185j | 0.203+0.469j | 0.203+0.469j | 0.203+0.469j | 1.091+1.185j | 13.243 | -2.726 | -2.726 | -2.726 | 13.243 | -2.726 | -2.726 | -2.726 | 13.243 |  | no
bal_3P_4/0AA_4/0AA(N) |  | oh_cond_4/0_AAAC | oh_cond_4/0_AAAC | oh_cond_4/0_AAAC | oh_cond_4/0_AAAC |  | 0.573+1.078j | 0.134+0.402j | 0.134+0.402j | 0.134+0.402j | 0.573+1.078j | 0.134+0.402j | 0.134+0.402j | 0.134+0.402j | 0.573+1.078j | 14.052 | -2.971 | -2.971 | -2.971 | 14.052 | -2.971 | -2.971 | -2.971 | 14.052 |  | no
bal_3P_4/0AA_4/0AC(N) |  | oh_cond_4/0_AAAC | oh_cond_4/0_AAAC | oh_cond_4/0_AAAC | oh_cond_4/0_ACSR |  | 0.575+1.079j | 0.136+0.403j | 0.136+0.403j | 0.136+0.403j | 0.575+1.079j | 0.136+0.403j | 0.136+0.403j | 0.136+0.403j | 0.575+1.079j | 14.052 | -2.971 | -2.971 | -2.971 | 14.052 | -2.971 | -2.971 | -2.971 | 14.052 |  | no
bal_3P_4/0AL_4/0AL(N) |  | oh_cond_4/0_AL | oh_cond_4/0_AL | oh_cond_4/0_AL | oh_cond_4/0_AL |  | 0.576+1.089j | 0.134+0.404j | 0.134+0.404j | 0.134+0.404j | 0.576+1.089j | 0.134+0.404j | 0.134+0.404j | 0.134+0.404j | 0.576+1.089j | 13.867 | -2.914 | -2.914 | -2.914 | 13.867 | -2.914 | -2.914 | -2.914 | 13.867 |  | no
bal_3P_4CU |  | oh_cond_4_CU | oh_cond_4_CU | oh_cond_4_CU |  |  | 1.483+1.565j | 0.095+0.781j | 0.095+0.781j | 0.095+0.781j | 1.483+1.565j | 0.095+0.781j | 0.095+0.781j | 0.095+0.781j | 1.483+1.565j | 11.78 | -2.785 | -2.785 | -2.785 | 11.78 | -2.785 | -2.785 | -2.785 | 11.78 |  | no
bal_3P_477AL |  | oh_cond_477_MCM_AL | oh_cond_477_MCM_AL | oh_cond_477_MCM_AL |  |  | 0.293+1.41j | 0.095+0.775j | 0.095+0.775j | 0.095+0.775j | 0.293+1.41j | 0.095+0.775j | 0.095+0.775j | 0.095+0.775j | 0.293+1.41j | 14.305 | -3.735 | -3.735 | -3.735 | 14.305 | -3.735 | -3.735 | -3.735 | 14.305 |  | no
bal_3P_477AL_4/0AA(N) |  | oh_cond_477_MCM_AL | oh_cond_477_MCM_AL | oh_cond_477_MCM_AL | oh_cond_4/0_AAAC |  | 0.332+1.031j | 0.134+0.402j | 0.134+0.402j | 0.134+0.402j | 0.332+1.031j | 0.134+0.402j | 0.134+0.402j | 0.134+0.402j | 0.332+1.031j | 14.927 | -3.279 | -3.279 | -3.279 | 14.927 | -3.279 | -3.279 | -3.279 | 14.927 |  | no
bal_3P_477AL_4/0AC(N) |  | oh_cond_477_MCM_AL | oh_cond_477_MCM_AL | oh_cond_477_MCM_AL | oh_cond_4/0_ACSR |  | 0.334+1.032j | 0.136+0.403j | 0.136+0.403j | 0.136+0.403j | 0.334+1.032j | 0.136+0.403j | 0.136+0.403j | 0.136+0.403j | 0.334+1.032j | 14.927 | -3.279 | -3.279 | -3.279 | 14.927 | -3.279 | -3.279 | -3.279 | 14.927 |  | no
bal_3P_477AL_4/0AL(N) |  | oh_cond_477_MCM_AL | oh_cond_477_MCM_AL | oh_cond_477_MCM_AL | oh_cond_4/0_AL |  | 0.332+1.034j | 0.134+0.404j | 0.134+0.404j | 0.134+0.404j | 0.332+1.034j | 0.134+0.404j | 0.134+0.404j | 0.134+0.404j | 0.332+1.034j | 14.921 | -3.285 | -3.285 | -3.285 | 14.921 | -3.285 | -3.285 | -3.285 | 14.921 |  | no
bal_3P_DELTACUST |  | oh_cond_2/0_CU | oh_cond_2/0_CU | oh_cond_2/0_CU | oh_cond_3_#7_CWD_30% |  | 0.66+1.378j | 0.22+0.666j | 0.22+0.666j | 0.22+0.666j | 0.66+1.378j | 0.22+0.666j | 0.22+0.666j | 0.22+0.666j | 0.66+1.378j | 13.24 | -2.712 | -2.712 | -2.712 | 13.24 | -2.712 | -2.712 | -2.712 | 13.24 |  | no
unb_3P_2-1/0AC_1/0AA |  | oh_cond_1/0_ACSR | oh_cond_1/0_ACSR | oh_cond_1/0_AAAC |  |  | 0.983+1.497j | 0.095+0.781j | 0.095+0.781j | 0.095+0.781j | 0.983+1.497j | 0.095+0.781j | 0.095+0.781j | 0.095+0.781j | 0.972+1.499j | 12.809 | -3.176 | -3.176 | -3.176 | 12.809 | -3.176 | -3.176 | -3.176 | 12.809 |  | no
unb_TAPWIRE_OH |  | oh_cond_WP-4/0-CU | oh_cond_WP-4/0-CU | oh_cond_WP-4/0-CU | oh_cond_WP-4/0-CU |  | 0.365+1.097j | 0.093+0.433j | 0.094+0.34j | 0.093+0.433j | 0.368+1.078j | 0.095+0.401j | 0.094+0.34j | 0.095+0.401j | 0.368+1.077j | 14.911 | -4.341 | -1.953 | -4.341 | 15.781 | -3.724 | -1.953 | -3.724 | 14.818 |  | no
und_1P_2ALURD_2AL(N) |  | und_cond_1P_2ALURD_2AL(N) | und_cond_1P_2ALURD_2AL(N) | und_cond_1P_2ALURD_2AL(N) |  |  | 2.379+0.823j | 0.0+0.0j | 0.0+0.0j | 0.0+0.0j | 2.379+0.823j | 0.0+0.0j | 0.0+0.0j | 0.0+0.0j | 2.379+0.823j | 401.497 | 0 | 0 | 0 | 401.497 | 0 | 0 | 0 | 401.497 |  | no
und_1P_WYECUST |  | und_cond_1P_WYECUST | und_cond_1P_WYECUST | und_cond_1P_WYECUST |  |  | 0.179+0.233j | 0.061-0.024j | 0.061-0.024j | 0.061-0.024j | 0.179+0.233j | 0.061-0.024j | 0.061-0.024j | 0.061-0.024j | 0.179+0.233j | 324.124 | 0 | 0 | 0 | 324.124 | 0 | 0 | 0 | 324.124 |  | no
und_3P_1/0ALURD_1/0AL(N) |  | und_cond_3P_1/0ALURD_1/0AL(N) | und_cond_3P_1/0ALURD_1/0AL(N) | und_cond_3P_1/0ALURD_1/0AL(N) |  |  | 1.489+0.467j | 0.385+0.07j | 0.385+0.07j | 0.385+0.07j | 1.489+0.467j | 0.385+0.07j | 0.385+0.07j | 0.385+0.07j | 1.489+0.467j | 530.19 | 0 | 0 | 0 | 530.19 | 0 | 0 | 0 | 530.19 |  | no
und_3P_2ALURD_2AL(N) |  | und_cond_3P_2ALURD_2AL(N) | und_cond_3P_2ALURD_2AL(N) | und_cond_3P_2ALURD_2AL(N) |  |  | 2.125+0.49j | 0.384+0.067j | 0.384+0.067j | 0.384+0.067j | 2.125+0.49j | 0.384+0.067j | 0.384+0.067j | 0.384+0.067j | 2.125+0.49j | 401.497 | 0 | 0 | 0 | 401.497 | 0 | 0 | 0 | 401.497 |  | no
und_3P_4/0ALURD_4/0AL(N) |  | und_cond_3P_4/0ALURD_4/0AL(N) | und_cond_3P_4/0ALURD_4/0AL(N) | und_cond_3P_4/0ALURD_4/0AL(N) |  |  | 0.54+0.256j | 0.113-0.045j | 0.113-0.045j | 0.113-0.045j | 0.54+0.256j | 0.113-0.045j | 0.113-0.045j | 0.113-0.045j | 0.54+0.256j | 617.704 | 0 | 0 | 0 | 617.704 | 0 | 0 | 0 | 617.704 |  | no
und_3P_750ALURD |  | und_cond_3P_750ALURD | und_cond_3P_750ALURD | und_cond_3P_750ALURD |  |  | 0.23+0.242j | 0.039+0.017j | 0.039+0.017j | 0.039+0.017j | 0.23+0.242j | 0.039+0.017j | 0.039+0.017j | 0.039+0.017j | 0.23+0.242j | 1125.535 | 0 | 0 | 0 | 1125.535 | 0 | 0 | 0 | 1125.535 |  | no
und_3P_750ALURD_750AL(N) |  | und_cond_3P_750ALURD_750AL(N) | und_cond_3P_750ALURD_750AL(N) | und_cond_3P_750ALURD_750AL(N) |  |  | 0.338+0.196j | 0.096-0.039j | 0.096-0.039j | 0.096-0.039j | 0.338+0.196j | 0.096-0.039j | 0.096-0.039j | 0.096-0.039j | 0.338+0.196j | 1125.535 | 0 | 0 | 0 | 1125.535 | 0 | 0 | 0 | 1125.535 |  | no
und_3P_WYECUST |  | und_cond_3P_WYECUST | und_cond_3P_WYECUST | und_cond_3P_WYECUST |  |  | 0.179+0.233j | 0.061-0.024j | 0.061-0.024j | 0.061-0.024j | 0.179+0.233j | 0.061-0.024j | 0.061-0.024j | 0.061-0.024j | 0.179+0.233j | 324.124 | 0 | 0 | 0 | 324.124 | 0 | 0 | 0 | 324.124 |  | no
und_TAPWIRE_UG |  | und_cond_TAPWIRE_UG | und_cond_TAPWIRE_UG | und_cond_TAPWIRE_UG |  |  | 0.001+0.001j | 0.0+0.0j | 0.0+0.0j | 0.0+0.0j | 0.001+0.001j | 0.0+0.0j | 0.0+0.0j | 0.0+0.0j | 0.001+0.001j | 0 | 0 | 0 | 0 | 0 | 0 | 0 | 0 | 0 |  | no

## load
data_type | static
owner_type | feeder
owner | 8104301
object | load
name | groupid | parent | bustype | phases | nominal_voltage | load_class | constant_power_A | constant_power_B | constant_power_C | constant_current_A | constant_current_B | constant_current_C | constant_impedance_A | constant_impedance_B | constant_impedance_C | base_power_A | base_power_B | base_power_C | power_pf_A | power_pf_B | power_pf_C | current_pf_A | current_pf_B | current_pf_C | impedance_pf_A | impedance_pf_B | impedance_pf_C | power_fraction_A | power_fraction_B | power_fraction_C | current_fraction_A | current_fraction_B | current_fraction_C | impedance_fraction_A | impedance_fraction_B | impedance_fraction_C | dcircuit | selected | monitored | monitored_fields | class_monitored_fields | played | played_fields | base_kw_A | base_kw_B | base_kw_C | kw_A | kw_B | kw_C | comments | critical_load | dem_resp_lb | dem_resp_ub | dem_resp_shortage_cost | dem_resp_surplus_cost | num_customers
load_220345123 |  | node_1374116_283_15306014_527 |  | AN | 0 | Other | 0 | 0 | 0 | 0 | 0 | 0 | [24 empty] | 8104301 | no | no |  |  | no |  | 0 | 0 | 0 | 0 | 0 | 0 |  | 1 | 1 | 1 | 0 | 0 | 0
load_220346863 |  | node_1377205_482_15302249_607 |  | ABCN | 0 | NonResidential | 31333.333+13347.944j | 31333.333+13347.944j | 31333.333+13347.944j | 0 | 0 | 0 | [24 empty] | 8104301 | no | no |  |  | no |  | 0 | 0 | 0 | 0 | 0 | 0 |  | 1 | 1 | 1 | 0 | 0 | 0
load_220346866 |  | node_1377122_801_15302680_551 |  | ABCN | 0 | NonResidential | 17666.667+7525.969j | 17666.667+7525.969j | 17666.667+7525.969j | 0 | 0 | 0 | [24 empty] | 8104301 | no | no |  |  | no |  | 0 | 0 | 0 | 0 | 0 | 0 |  | 1 | 1 | 1 | 0 | 0 | 0
load_220346875 |  | node_1376685_002_15302167_558 |  | ABCN | 0 | NonResidential | 4666.667+1987.992j | 4666.667+1987.992j | 4666.667+1987.992j | 0 | 0 | 0 | [24 empty] | 8104301 | no | no |  |  | no |  | 0 | 0 | 0 | 0 | 0 | 0 |  | 1 | 1 | 1 | 0 | 0 | 0
load_220346900 |  | node_1377511_421_15302214_445 |  | ABCN | 0 | NonResidential | 93666.667+39901.833j | 93666.667+39901.833j | 93666.667+39901.833j | 0 | 0 | 0 | [24 empty] | 8104301 | no | no |  |  | no |  | 0 | 0 | 0 | 0 | 0 | 0 |  | 1 | 1 | 1 | 0 | 0 | 0
load_220346901 |  | node_1377069_891_15302152_784 |  | ABCN | 0 | NonResidential | 11666.667+4969.979j | 11666.667+4969.979j | 11666.667+4969.979j | 0 | 0 | 0 | [24 empty] | 8104301 | no | no |  |  | no |  | 0 | 0 | 0 | 0 | 0 | 0 |  | 1 | 1 | 1 | 0 | 0 | 0
load_220346903 |  | node_1377357_039_15302486_25 |  | ABCN | 0 | NonResidential | 27000+11501.952j | 27000+11501.952j | 27000+11501.952j | 0 | 0 | 0 | [24 empty] | 8104301 | no | no |  |  | no |  | 0 | 0 | 0 | 0 | 0 | 0 |  | 1 | 1 | 1 | 0 | 0 | 0
load_220346904 |  | node_1377622_732_15302799_259 |  | ABCN | 0 | NonResidential | 70333.333+29961.874j | 70333.333+29961.874j | 70333.333+29961.874j | 0 | 0 | 0 | [24 empty] | 8104301 | no | no |  |  | no |  | 0 | 0 | 0 | 0 | 0 | 0 |  | 1 | 1 | 1 | 0 | 0 | 0
load_220346905 |  | node_1377024_962_15304593_208 |  | AN | 0 | NonResidential | 23000+9797.959j | 0 | 0 | 0 | 0 | 0 | [24 empty] | 8104301 | no | no |  |  | no |  | 0 | 0 | 0 | 0 | 0 | 0 |  | 1 | 1 | 1 | 0 | 0 | 0
load_220346906 |  | node_1377101_495_15304671_586 |  | AN | 0 | Residential | 89409.6+38088.33j | 0 | 0 | 0 | 0 | 0 | [24 empty] | 8104301 | no | no |  |  | no |  | 0 | 0 | 0 | 0 | 0 | 0 |  | 1 | 1 | 1 | 0 | 0 | 0
load_220346907 |  | node_1377303_099_15304624_739 |  | AN | 0 | Residential | 104961.6+44713.454j | 0 | 0 | 0 | 0 | 0 | [24 empty] | 8104301 | no | no |  |  | no |  | 0 | 0 | 0 | 0 | 0 | 0 |  | 1 | 1 | 1 | 0 | 0 | 0
load_220346908 |  | node_1377145_435_15301743_405 |  | ABCN | 0 | NonResidential | 24333.333+10365.956j | 24333.333+10365.956j | 24333.333+10365.956j | 0 | 0 | 0 | [24 empty] | 8104301 | no | no |  |  | no |  | 0 | 0 | 0 | 0 | 0 | 0 |  | 1 | 1 | 1 | 0 | 0 | 0
load_220346909 |  | node_1377604_511_15301235_223 |  | ABCN | 0 | NonResidential | 30333.333+12921.946j | 30333.333+12921.946j | 30333.333+12921.946j | 0 | 0 | 0 | [24 empty] | 8104301 | no | no |  |  | no |  | 0 | 0 | 0 | 0 | 0 | 0 |  | 1 | 1 | 1 | 0 | 0 | 0
load_220346912 |  | node_1378752_353_15300441_195 |  | ABCN | 0 | NonResidential | 69666.667+29677.876j | 69666.667+29677.876j | 69666.667+29677.876j | 0 | 0 | 0 | [24 empty] | 8104301 | no | no |  |  | no |  | 0 | 0 | 0 | 0 | 0 | 0 |  | 1 | 1 | 1 | 0 | 0 | 0
load_220346919 |  | node_1381070_745_15305867_67 |  | AN | 0 | Residential | 23220+9891.679j | 0 | 0 | 0 | 0 | 0 | [24 empty] | 8104301 | no | no |  |  | no |  | 0 | 0 | 0 | 0 | 0 | 0 |  | 1 | 1 | 1 | 0 | 0 | 0
load_220346920 |  | node_1380887_286_15305366_697 |  | AN | 0 | Residential | 26625.6+11342.458j | 0 | 0 | 0 | 0 | 0 | [24 empty] | 8104301 | no | no |  |  | no |  | 0 | 0 | 0 | 0 | 0 | 0 |  | 1 | 1 | 1 | 0 | 0 | 0
load_220346921 |  | node_1380732_776_15304956_981 |  | AN | 0 | Residential | 21744+9262.905j | 0 | 0 | 0 | 0 | 0 | [24 empty] | 8104301 | no | no |  |  | no |  | 0 | 0 | 0 | 0 | 0 | 0 |  | 1 | 1 | 1 | 0 | 0 | 0
load_220346922 |  | node_1380919_171_15304513_27 |  | AN | 0 | Residential | 45460.8+19366.22j | 0 | 0 | 0 | 0 | 0 | [24 empty] | 8104301 | no | no |  |  | no |  | 0 | 0 | 0 | 0 | 0 | 0 |  | 1 | 1 | 1 | 0 | 0 | 0
load_220346923 |  | node_1380243_899_15304873_879 |  | AN | 0 | Residential | 22694.4+9667.774j | 0 | 0 | 0 | 0 | 0 | [24 empty] | 8104301 | no | no |  |  | no |  | 0 | 0 | 0 | 0 | 0 | 0 |  | 1 | 1 | 1 | 0 | 0 | 0
load_220346924 |  | node_1379982_634_15304815_509 |  | AN | 0 | Residential | 16581.6+7063.732j | 0 | 0 | 0 | 0 | 0 | [24 empty] | 8104301 | no | no |  |  | no |  | 0 | 0 | 0 | 0 | 0 | 0 |  | 1 | 1 | 1 | 0 | 0 | 0
load_220346925 |  | node_1380042_226_15306684_957 |  | AN | 0 | NonResidential | 13000+5537.977j | 0 | 0 | 0 | 0 | 0 | [24 empty] | 8104301 | no | no |  |  | no |  | 0 | 0 | 0 | 0 | 0 | 0 |  | 1 | 1 | 1 | 0 | 0 | 0
load_220346926 |  | node_1379689_679_15306851_618 |  | AN | 0 | NonResidential | 914.4+389.533j | 0 | 0 | 0 | 0 | 0 | [24 empty] | 8104301 | no | no |  |  | no |  | 0 | 0 | 0 | 0 | 0 | 0 |  | 1 | 1 | 1 | 0 | 0 | 0
load_220346927 |  | node_1379909_796_15307117_54 |  | AN | 0 | Residential | 26352+11225.905j | 0 | 0 | 0 | 0 | 0 | [24 empty] | 8104301 | no | no |  |  | no |  | 0 | 0 | 0 | 0 | 0 | 0 |  | 1 | 1 | 1 | 0 | 0 | 0
load_220346928 |  | node_1379447_746_15307232_667 |  | AN | 0 | NonResidential | 1303.2+555.161j | 0 | 0 | 0 | 0 | 0 | [24 empty] | 8104301 | no | no |  |  | no |  | 0 | 0 | 0 | 0 | 0 | 0 |  | 1 | 1 | 1 | 0 | 0 | 0
load_220346929 |  | node_1380664_162_15306389_251 |  | AN | 0 | Residential | 3578.4+1524.392j | 0 | 0 | 0 | 0 | 0 | [24 empty] | 8104301 | no | no |  |  | no |  | 0 | 0 | 0 | 0 | 0 | 0 |  | 1 | 1 | 1 | 0 | 0 | 0
load_220346930 |  | node_1380464_845_15306841_414 |  | AN | 0 | Residential | 44128.8+18798.79j | 0 | 0 | 0 | 0 | 0 | [24 empty] | 8104301 | no | no |  |  | no |  | 0 | 0 | 0 | 0 | 0 | 0 |  | 1 | 1 | 1 | 0 | 0 | 0
load_220346931 |  | node_1380235_746_15307429_934 |  | AN | 0 | Residential | 46562.4+19835.499j | 0 | 0 | 0 | 0 | 0 | [24 empty] | 8104301 | no | no |  |  | no |  | 0 | 0 | 0 | 0 | 0 | 0 |  | 1 | 1 | 1 | 0 | 0 | 0
load_220346932 |  | node_1380057_033_15307799_74 |  | AN | 0 | Residential | 25488+10857.843j | 0 | 0 | 0 | 0 | 0 | [24 empty] | 8104301 | no | no |  |  | no |  | 0 | 0 | 0 | 0 | 0 | 0 |  | 1 | 1 | 1 | 0 | 0 | 0
load_220347277 |  | node_1380650_494_15301290_978 |  | AN | 0 | Residential | 15062.4+6416.556j | 0 | 0 | 0 | 0 | 0 | [24 empty] | 8104301 | no | no |  |  | no |  | 0 | 0 | 0 | 0 | 0 | 0 |  | 1 | 1 | 1 | 0 | 0 | 0
load_220347278 |  | node_1380332_017_15301235_624 |  | AN | 0 | Residential | 32212.8+13722.595j | 0 | 0 | 0 | 0 | 0 | [24 empty] | 8104301 | no | no |  |  | no |  | 0 | 0 | 0 | 0 | 0 | 0 |  | 1 | 1 | 1 | 0 | 0 | 0
load_220347279 |  | node_1380009_916_15301404_254 |  | AN | 0 | NonResidential | 5000+2129.991j | 0 | 0 | 0 | 0 | 0 | [24 empty] | 8104301 | no | no |  |  | no |  | 0 | 0 | 0 | 0 | 0 | 0 |  | 1 | 1 | 1 | 0 | 0 | 0
load_220347280 |  | node_1379990_102_15301404_944 |  | AN | 0 | NonResidential | 5000+2129.991j | 0 | 0 | 0 | 0 | 0 | [24 empty] | 8104301 | no | no |  |  | no |  | 0 | 0 | 0 | 0 | 0 | 0 |  | 1 | 1 | 1 | 0 | 0 | 0
load_220347281 |  | node_1379918_212_15301340_102 |  | AN | 0 | Residential | 21888+9324.249j | 0 | 0 | 0 | 0 | 0 | [24 empty] | 8104301 | no | no |  |  | no |  | 0 | 0 | 0 | 0 | 0 | 0 |  | 1 | 1 | 1 | 0 | 0 | 0
load_220347282 |  | node_1379089_557_15301206_052 |  | AN | 0 | NonResidential | 7689.6+3275.756j | 0 | 0 | 0 | 0 | 0 | [24 empty] | 8104301 | no | no |  |  | no |  | 0 | 0 | 0 | 0 | 0 | 0 |  | 1 | 1 | 1 | 0 | 0 | 0
load_220347283 |  | node_1378112_544_15301380_156 |  | AN | 0 | Residential | 5882.4+2505.892j | 0 | 0 | 0 | 0 | 0 | [24 empty] | 8104301 | no | no |  |  | no |  | 0 | 0 | 0 | 0 | 0 | 0 |  | 1 | 1 | 1 | 0 | 0 | 0
load_220347284 |  | node_1378129_268_15301366_01 |  | AN | 0 | Residential | 5882.4+2505.892j | 0 | 0 | 0 | 0 | 0 | [24 empty] | 8104301 | no | no |  |  | no |  | 0 | 0 | 0 | 0 | 0 | 0 |  | 1 | 1 | 1 | 0 | 0 | 0
load_220347286 |  | node_1377882_074_15301470_286 |  | AN | 0 | NonResidential | 4666.667+1987.992j | 0 | 0 | 0 | 0 | 0 | [24 empty] | 8104301 | no | no |  |  | no |  | 0 | 0 | 0 | 0 | 0 | 0 |  | 1 | 1 | 1 | 0 | 0 | 0
load_220347287 |  | node_1377898_21_15301454_963 |  | BN | 0 | NonResidential | 0 | 4666.667+1987.992j | 0 | 0 | 0 | 0 | [24 empty] | 8104301 | no | no |  |  | no |  | 0 | 0 | 0 | 0 | 0 | 0 |  | 1 | 1 | 1 | 0 | 0 | 0
load_220347288 |  | node_1377561_718_15301694_231 |  | AN | 0 | NonResidential | 3333.333+1419.994j | 0 | 0 | 0 | 0 | 0 | [24 empty] | 8104301 | no | no |  |  | no |  | 0 | 0 | 0 | 0 | 0 | 0 |  | 1 | 1 | 1 | 0 | 0 | 0
load_220347289 |  | node_1377572_585_15301672_06 |  | BN | 0 | NonResidential | 0 | 3333.333+1419.994j | 0 | 0 | 0 | 0 | [24 empty] | 8104301 | no | no |  |  | no |  | 0 | 0 | 0 | 0 | 0 | 0 |  | 1 | 1 | 1 | 0 | 0 | 0
load_220347290 |  | node_1377587_373_15301654_46 |  | CN | 0 | NonResidential | 0 | 0 | 3333.333+1419.994j | 0 | 0 | 0 | [24 empty] | 8104301 | no | no |  |  | no |  | 0 | 0 | 0 | 0 | 0 | 0 |  | 1 | 1 | 1 | 0 | 0 | 0
load_220347291 |  | node_1377339_812_15301903_56 |  | AN | 0 | NonResidential | 5000+2129.991j | 0 | 0 | 0 | 0 | 0 | [24 empty] | 8104301 | no | no |  |  | no |  | 0 | 0 | 0 | 0 | 0 | 0 |  | 1 | 1 | 1 | 0 | 0 | 0
load_220347315 |  | node_1379729_61_15303543_373 |  | AN | 0 | Residential | 23472+9999.03j | 0 | 0 | 0 | 0 | 0 | [24 empty] | 8104301 | no | no |  |  | no |  | 0 | 0 | 0 | 0 | 0 | 0 |  | 1 | 1 | 1 | 0 | 0 | 0
load_220347316 |  | node_1379789_523_15303212_8 |  | AN | 0 | Residential | 11412+4861.492j | 0 | 0 | 0 | 0 | 0 | [24 empty] | 8104301 | no | no |  |  | no |  | 0 | 0 | 0 | 0 | 0 | 0 |  | 1 | 1 | 1 | 0 | 0 | 0
load_220347317 |  | node_1379879_261_15300674_623 |  | AN | 0 | NonResidential | 115.2+49.075j | 0 | 0 | 0 | 0 | 0 | [24 empty] | 8104301 | no | no |  |  | no |  | 0 | 0 | 0 | 0 | 0 | 0 |  | 1 | 1 | 1 | 0 | 0 | 0
load_220347318 |  | node_1379787_349_15302123_183 |  | AN | 0 | NonResidential | 3916.8+1668.55j | 0 | 0 | 0 | 0 | 0 | [24 empty] | 8104301 | no | no |  |  | no |  | 0 | 0 | 0 | 0 | 0 | 0 |  | 1 | 1 | 1 | 0 | 0 | 0
load_220347319 |  | node_1379753_295_15302728_341 |  | AN | 0 | Residential | 109310.4+46566.035j | 0 | 0 | 0 | 0 | 0 | [24 empty] | 8104301 | no | no |  |  | no |  | 0 | 0 | 0 | 0 | 0 | 0 |  | 1 | 1 | 1 | 0 | 0 | 0
load_220347320 |  | node_1379594_246_15301383_833 |  | AN | 0 | NonResidential | 22000+9371.961j | 0 | 0 | 0 | 0 | 0 | [24 empty] | 8104301 | no | no |  |  | no |  | 0 | 0 | 0 | 0 | 0 | 0 |  | 1 | 1 | 1 | 0 | 0 | 0
load_220347321 |  | node_1379521_714_15302755_633 |  | AN | 0 | Residential | 41644.8+17740.611j | 0 | 0 | 0 | 0 | 0 | [24 empty] | 8104301 | no | no |  |  | no |  | 0 | 0 | 0 | 0 | 0 | 0 |  | 1 | 1 | 1 | 0 | 0 | 0
load_220347322 |  | node_1379592_595_15301536_079 |  | AN | 0 | Residential | 42854.4+18255.898j | 0 | 0 | 0 | 0 | 0 | [24 empty] | 8104301 | no | no |  |  | no |  | 0 | 0 | 0 | 0 | 0 | 0 |  | 1 | 1 | 1 | 0 | 0 | 0
load_220347323 |  | node_1379557_654_15302147_812 |  | AN | 0 | NonResidential | 3758.4+1601.072j | 0 | 0 | 0 | 0 | 0 | [24 empty] | 8104301 | no | no |  |  | no |  | 0 | 0 | 0 | 0 | 0 | 0 |  | 1 | 1 | 1 | 0 | 0 | 0
load_220347324 |  | node_1380161_125_15300234_264 |  | AN | 0 | Residential | 78912+33616.371j | 0 | 0 | 0 | 0 | 0 | [24 empty] | 8104301 | no | no |  |  | no |  | 0 | 0 | 0 | 0 | 0 | 0 |  | 1 | 1 | 1 | 0 | 0 | 0
load_220347325 |  | node_1380201_284_15300130_146 |  | AN | 0 | Other | 0 | 0 | 0 | 0 | 0 | 0 | [24 empty] | 8104301 | no | no |  |  | no |  | 0 | 0 | 0 | 0 | 0 | 0 |  | 1 | 1 | 1 | 0 | 0 | 0
load_220347326 |  | node_1380198_942_15300617_507 |  | AN | 0 | Residential | 49874.4+21246.405j | 0 | 0 | 0 | 0 | 0 | [24 empty] | 8104301 | no | no |  |  | no |  | 0 | 0 | 0 | 0 | 0 | 0 |  | 1 | 1 | 1 | 0 | 0 | 0
load_220347327 |  | node_1380184_784_15300859_933 |  | AN | 0 | Residential | 33876+14431.116j | 0 | 0 | 0 | 0 | 0 | [24 empty] | 8104301 | no | no |  |  | no |  | 0 | 0 | 0 | 0 | 0 | 0 |  | 1 | 1 | 1 | 0 | 0 | 0
load_220347328 |  | node_1380161_432_15301203_96 |  | AN | 0 | Residential | 32126.4+13685.789j | 0 | 0 | 0 | 0 | 0 | [24 empty] | 8104301 | no | no |  |  | no |  | 0 | 0 | 0 | 0 | 0 | 0 |  | 1 | 1 | 1 | 0 | 0 | 0
load_220347329 |  | node_1380123_895_15301870_193 |  | AN | 0 | NonResidential | 2000+851.996j | 0 | 0 | 0 | 0 | 0 | [24 empty] | 8104301 | no | no |  |  | no |  | 0 | 0 | 0 | 0 | 0 | 0 |  | 1 | 1 | 1 | 0 | 0 | 0
load_220347330 |  | node_1380077_02_15303235_135 |  | AN | 0 | Residential | 25308+10781.163j | 0 | 0 | 0 | 0 | 0 | [24 empty] | 8104301 | no | no |  |  | no |  | 0 | 0 | 0 | 0 | 0 | 0 |  | 1 | 1 | 1 | 0 | 0 | 0
load_220347331 |  | node_1380032_758_15302933_378 |  | AN | 0 | Residential | 61574.4+26230.585j | 0 | 0 | 0 | 0 | 0 | [24 empty] | 8104301 | no | no |  |  | no |  | 0 | 0 | 0 | 0 | 0 | 0 |  | 1 | 1 | 1 | 0 | 0 | 0
load_220347333 |  | node_1380415_131_15300797_505 |  | AN | 0 | Residential | 59169.6+25206.144j | 0 | 0 | 0 | 0 | 0 | [24 empty] | 8104301 | no | no |  |  | no |  | 0 | 0 | 0 | 0 | 0 | 0 |  | 1 | 1 | 1 | 0 | 0 | 0
load_220347334 |  | node_1380484_319_15301364_666 |  | AN | 0 | NonResidential | 7500+3194.987j | 0 | 0 | 0 | 0 | 0 | [24 empty] | 8104301 | no | no |  |  | no |  | 0 | 0 | 0 | 0 | 0 | 0 |  | 1 | 1 | 1 | 0 | 0 | 0
load_220347335 |  | node_1380483_335_15301391_251 |  | AN | 0 | NonResidential | 7500+3194.987j | 0 | 0 | 0 | 0 | 0 | [24 empty] | 8104301 | no | no |  |  | no |  | 0 | 0 | 0 | 0 | 0 | 0 |  | 1 | 1 | 1 | 0 | 0 | 0
load_220347336 |  | node_1380440_741_15301508_925 |  | AN | 0 | Residential | 14119.2+6014.754j | 0 | 0 | 0 | 0 | 0 | [24 empty] | 8104301 | no | no |  |  | no |  | 0 | 0 | 0 | 0 | 0 | 0 |  | 1 | 1 | 1 | 0 | 0 | 0
load_220347337 |  | node_1380355_291_15301892_932 |  | AN | 0 | Residential | 67010.4+28546.311j | 0 | 0 | 0 | 0 | 0 | [24 empty] | 8104301 | no | no |  |  | no |  | 0 | 0 | 0 | 0 | 0 | 0 |  | 1 | 1 | 1 | 0 | 0 | 0
load_220347338 |  | node_1380389_415_15302240_162 |  | AN | 0 | Residential | 73713.6+31401.862j | 0 | 0 | 0 | 0 | 0 | [24 empty] | 8104301 | no | no |  |  | no |  | 0 | 0 | 0 | 0 | 0 | 0 |  | 1 | 1 | 1 | 0 | 0 | 0
load_220347339 |  | node_1380364_743_15302688_862 |  | AN | 0 | Residential | 52912.8+22540.758j | 0 | 0 | 0 | 0 | 0 | [24 empty] | 8104301 | no | no |  |  | no |  | 0 | 0 | 0 | 0 | 0 | 0 |  | 1 | 1 | 1 | 0 | 0 | 0
load_220347389 |  | node_1376903_831_15302108_016 |  | AN | 0 | NonResidential | 46000+19595.918j | 0 | 0 | 0 | 0 | 0 | [24 empty] | 8104301 | no | no |  |  | no |  | 0 | 0 | 0 | 0 | 0 | 0 |  | 1 | 1 | 1 | 0 | 0 | 0
load_220347391 |  | node_1376789_91_15304823_285 |  | AN | 0 | Residential | 27532.8+11728.924j | 0 | 0 | 0 | 0 | 0 | [24 empty] | 8104301 | no | no |  |  | no |  | 0 | 0 | 0 | 0 | 0 | 0 |  | 1 | 1 | 1 | 0 | 0 | 0
load_220347408 |  | node_1376854_41_15302864_164 |  | AN | 0 | NonResidential | 4666.667+1987.992j | 0 | 0 | 0 | 0 | 0 | [24 empty] | 8104301 | no | no |  |  | no |  | 0 | 0 | 0 | 0 | 0 | 0 |  | 1 | 1 | 1 | 0 | 0 | 0
load_220347409 |  | node_1376856_789_15302837_751 |  | BN | 0 | NonResidential | 0 | 4666.667+1987.992j | 0 | 0 | 0 | 0 | [24 empty] | 8104301 | no | no |  |  | no |  | 0 | 0 | 0 | 0 | 0 | 0 |  | 1 | 1 | 1 | 0 | 0 | 0
load_220347410 |  | node_1376857_205_15302890_551 |  | CN | 0 | NonResidential | 0 | 0 | 4666.667+1987.992j | 0 | 0 | 0 | [24 empty] | 8104301 | no | no |  |  | no |  | 0 | 0 | 0 | 0 | 0 | 0 |  | 1 | 1 | 1 | 0 | 0 | 0
load_220347411 |  | node_1376854_872_15302951_449 |  | AN | 0 | NonResidential | 8666.667+3691.985j | 0 | 0 | 0 | 0 | 0 | [24 empty] | 8104301 | no | no |  |  | no |  | 0 | 0 | 0 | 0 | 0 | 0 |  | 1 | 1 | 1 | 0 | 0 | 0
load_220347412 |  | node_1376856_886_15302924_978 |  | BN | 0 | NonResidential | 0 | 8666.667+3691.985j | 0 | 0 | 0 | 0 | [24 empty] | 8104301 | no | no |  |  | no |  | 0 | 0 | 0 | 0 | 0 | 0 |  | 1 | 1 | 1 | 0 | 0 | 0
load_220347413 |  | node_1376858_029_15302977_765 |  | CN | 0 | NonResidential | 0 | 0 | 8666.667+3691.985j | 0 | 0 | 0 | [24 empty] | 8104301 | no | no |  |  | no |  | 0 | 0 | 0 | 0 | 0 | 0 |  | 1 | 1 | 1 | 0 | 0 | 0
load_220347414 |  | node_1376900_244_15303024_546 |  | AN | 0 | NonResidential | 0 | 0 | 0 | 0 | 0 | 0 | [24 empty] | 8104301 | no | no |  |  | no |  | 0 | 0 | 0 | 0 | 0 | 0 |  | 1 | 1 | 1 | 0 | 0 | 0
load_220347445 |  | node_1380301_313_15303087_226 |  | AN | 0 | Residential | 70624.8+30086.039j | 0 | 0 | 0 | 0 | 0 | [24 empty] | 8104301 | no | no |  |  | no |  | 0 | 0 | 0 | 0 | 0 | 0 |  | 1 | 1 | 1 | 0 | 0 | 0
load_220347446 |  | node_1380668_735_15302494_722 |  | AN | 0 | NonResidential | 3924+1671.617j | 0 | 0 | 0 | 0 | 0 | [24 empty] | 8104301 | no | no |  |  | no |  | 0 | 0 | 0 | 0 | 0 | 0 |  | 1 | 1 | 1 | 0 | 0 | 0
load_220347447 |  | node_1380102_172_15302459_901 |  | AN | 0 | Residential | 104234.4+44403.668j | 0 | 0 | 0 | 0 | 0 | [24 empty] | 8104301 | no | no |  |  | no |  | 0 | 0 | 0 | 0 | 0 | 0 |  | 1 | 1 | 1 | 0 | 0 | 0
load_220347460 |  | node_1380648_785_15300255_141 |  | AN | 0 | Residential | 5846.4+2490.556j | 0 | 0 | 0 | 0 | 0 | [24 empty] | 8104301 | no | no |  |  | no |  | 0 | 0 | 0 | 0 | 0 | 0 |  | 1 | 1 | 1 | 0 | 0 | 0
load_220347461 |  | node_1379952_266_15300153_006 |  | AN | 0 | Residential | 38692.8+16483.064j | 0 | 0 | 0 | 0 | 0 | [24 empty] | 8104301 | no | no |  |  | no |  | 0 | 0 | 0 | 0 | 0 | 0 |  | 1 | 1 | 1 | 0 | 0 | 0
load_220347529 |  | node_1380707_12_15302867_5 |  | AN | 0 | Residential | 67838.4+28899.037j | 0 | 0 | 0 | 0 | 0 | [24 empty] | 8104301 | no | no |  |  | no |  | 0 | 0 | 0 | 0 | 0 | 0 |  | 1 | 1 | 1 | 0 | 0 | 0
load_220347530 |  | node_1380726_286_15303155_107 |  | BN | 0 | NonResidential | 0 | 26000+11075.954j | 0 | 0 | 0 | 0 | [24 empty] | 8104301 | no | no |  |  | no |  | 0 | 0 | 0 | 0 | 0 | 0 |  | 1 | 1 | 1 | 0 | 0 | 0
load_220347531 |  | node_1380716_171_15303177_916 |  | AN | 0 | NonResidential | 26000+11075.954j | 0 | 0 | 0 | 0 | 0 | [24 empty] | 8104301 | no | no |  |  | no |  | 0 | 0 | 0 | 0 | 0 | 0 |  | 1 | 1 | 1 | 0 | 0 | 0
load_220347532 |  | node_1380731_644_15303129_519 |  | CN | 0 | NonResidential | 0 | 0 | 26000+11075.954j | 0 | 0 | 0 | [24 empty] | 8104301 | no | no |  |  | no |  | 0 | 0 | 0 | 0 | 0 | 0 |  | 1 | 1 | 1 | 0 | 0 | 0
load_220347534 |  | node_1380677_767_15302031_183 |  | AN | 0 | Residential | 52423.2+22332.19j | 0 | 0 | 0 | 0 | 0 | [24 empty] | 8104301 | no | no |  |  | no |  | 0 | 0 | 0 | 0 | 0 | 0 |  | 1 | 1 | 1 | 0 | 0 | 0
load_220347600 |  | node_1379104_034_15301457_81 |  | AN | 0 | NonResidential | 19666.667+8377.965j | 0 | 0 | 0 | 0 | 0 | [24 empty] | 8104301 | no | no |  |  | no |  | 0 | 0 | 0 | 0 | 0 | 0 |  | 1 | 1 | 1 | 0 | 0 | 0
load_220347601 |  | node_1379106_218_15301484_295 |  | BN | 0 | NonResidential | 0 | 19666.667+8377.965j | 0 | 0 | 0 | 0 | [24 empty] | 8104301 | no | no |  |  | no |  | 0 | 0 | 0 | 0 | 0 | 0 |  | 1 | 1 | 1 | 0 | 0 | 0
load_220347602 |  | node_1379103_228_15301510_59 |  | CN | 0 | NonResidential | 0 | 0 | 19666.667+8377.965j | 0 | 0 | 0 | [24 empty] | 8104301 | no | no |  |  | no |  | 0 | 0 | 0 | 0 | 0 | 0 |  | 1 | 1 | 1 | 0 | 0 | 0
load_220347643 |  | node_1376948_987_15303227_628 |  | AN | 0 | NonResidential | 17000+7241.97j | 0 | 0 | 0 | 0 | 0 | [24 empty] | 8104301 | no | no |  |  | no |  | 0 | 0 | 0 | 0 | 0 | 0 |  | 1 | 1 | 1 | 0 | 0 | 0
load_220347644 |  | node_1378512_943_15303532_049 |  | AN | 0 | Residential | 666.667+283.999j | 0 | 0 | 0 | 0 | 0 | [24 empty] | 8104301 | no | no |  |  | no |  | 0 | 0 | 0 | 0 | 0 | 0 |  | 1 | 1 | 1 | 0 | 0 | 0
load_220347645 |  | node_1378551_843_15303539_984 |  | BN | 0 | Residential | 0 | 666.667+283.999j | 0 | 0 | 0 | 0 | [24 empty] | 8104301 | no | no |  |  | no |  | 0 | 0 | 0 | 0 | 0 | 0 |  | 1 | 1 | 1 | 0 | 0 | 0
load_220347646 |  | node_1378532_021_15303539_453 |  | CN | 0 | Residential | 0 | 0 | 666.667+283.999j | 0 | 0 | 0 | [24 empty] | 8104301 | no | no |  |  | no |  | 0 | 0 | 0 | 0 | 0 | 0 |  | 1 | 1 | 1 | 0 | 0 | 0
load_220347647 |  | node_1377749_554_15303316_436 |  | AN | 0 | Residential | 2000+851.996j | 0 | 0 | 0 | 0 | 0 | [24 empty] | 8104301 | no | no |  |  | no |  | 0 | 0 | 0 | 0 | 0 | 0 |  | 1 | 1 | 1 | 0 | 0 | 0
load_220347667 |  | node_1379184_191_15305109_512 |  | AN | 0 | NonResidential | 4000+1703.993j | 0 | 0 | 0 | 0 | 0 | [24 empty] | 8104301 | no | no |  |  | no |  | 0 | 0 | 0 | 0 | 0 | 0 |  | 1 | 1 | 1 | 0 | 0 | 0
load_220347668 |  | node_1379181_039_15305083_195 |  | BN | 0 | NonResidential | 0 | 4000+1703.993j | 0 | 0 | 0 | 0 | [24 empty] | 8104301 | no | no |  |  | no |  | 0 | 0 | 0 | 0 | 0 | 0 |  | 1 | 1 | 1 | 0 | 0 | 0
load_220347669 |  | node_1379192_3_15305133_883 |  | CN | 0 | NonResidential | 0 | 0 | 4000+1703.993j | 0 | 0 | 0 | [24 empty] | 8104301 | no | no |  |  | no |  | 0 | 0 | 0 | 0 | 0 | 0 |  | 1 | 1 | 1 | 0 | 0 | 0
load_220347670 |  | node_1378992_732_15304065_517 |  | AN | 0 | NonResidential | 13666.667+5821.976j | 0 | 0 | 0 | 0 | 0 | [24 empty] | 8104301 | no | no |  |  | no |  | 0 | 0 | 0 | 0 | 0 | 0 |  | 1 | 1 | 1 | 0 | 0 | 0
load_220347671 |  | node_1379012_329_15304069_698 |  | BN | 0 | NonResidential | 0 | 13666.667+5821.976j | 0 | 0 | 0 | 0 | [24 empty] | 8104301 | no | no |  |  | no |  | 0 | 0 | 0 | 0 | 0 | 0 |  | 1 | 1 | 1 | 0 | 0 | 0
load_220347672 |  | node_1378973_031_15304068_285 |  | CN | 0 | NonResidential | 0 | 0 | 13666.667+5821.976j | 0 | 0 | 0 | [24 empty] | 8104301 | no | no |  |  | no |  | 0 | 0 | 0 | 0 | 0 | 0 |  | 1 | 1 | 1 | 0 | 0 | 0
load_220347673 |  | node_1379246_663_15304203_65 |  | AN | 0 | NonResidential | 5220+2223.711j | 0 | 0 | 0 | 0 | 0 | [24 empty] | 8104301 | no | no |  |  | no |  | 0 | 0 | 0 | 0 | 0 | 0 |  | 1 | 1 | 1 | 0 | 0 | 0
load_220431949 |  | node_1380805_837_15303250_604 |  | AN | 0 | NonResidential | 28000+11927.95j | 0 | 0 | 0 | 0 | 0 | [24 empty] | 8104301 | no | no |  |  | no |  | 0 | 0 | 0 | 0 | 0 | 0 |  | 1 | 1 | 1 | 0 | 0 | 0
load_220431950 |  | node_1380786_808_15303242_975 |  | BN | 0 | NonResidential | 0 | 28000+11927.95j | 0 | 0 | 0 | 0 | [24 empty] | 8104301 | no | no |  |  | no |  | 0 | 0 | 0 | 0 | 0 | 0 |  | 1 | 1 | 1 | 0 | 0 | 0
load_220432022 |  | node_1380825_656_15303251_37 |  | CN | 0 | NonResidential | 0 | 0 | 28000+11927.95j | 0 | 0 | 0 | [24 empty] | 8104301 | no | no |  |  | no |  | 0 | 0 | 0 | 0 | 0 | 0 |  | 1 | 1 | 1 | 0 | 0 | 0
load_220447277 |  | node_1379390_371_15304336_173 |  | AN | 0 | NonResidential | 6000+2555.989j | 0 | 0 | 0 | 0 | 0 | [24 empty] | 8104301 | no | no |  |  | no |  | 0 | 0 | 0 | 0 | 0 | 0 |  | 1 | 1 | 1 | 0 | 0 | 0
load_220447377 |  | node_1379373_497_15304322_048 |  | AN | 0 | NonResidential | 6000+2555.989j | 0 | 0 | 0 | 0 | 0 | [24 empty] | 8104301 | no | no |  |  | no |  | 0 | 0 | 0 | 0 | 0 | 0 |  | 1 | 1 | 1 | 0 | 0 | 0
load_220490880 |  | node_1380781_047_15301264_907 |  | AN | 0 | NonResidential | 15000+6389.973j | 0 | 0 | 0 | 0 | 0 | [24 empty] | 8104301 | no | no |  |  | no |  | 0 | 0 | 0 | 0 | 0 | 0 |  | 1 | 1 | 1 | 0 | 0 | 0
load_220490881 |  | node_1380799_111_15301276_041 |  | BN | 0 | NonResidential | 0 | 15000+6389.973j | 0 | 0 | 0 | 0 | [24 empty] | 8104301 | no | no |  |  | no |  | 0 | 0 | 0 | 0 | 0 | 0 |  | 1 | 1 | 1 | 0 | 0 | 0
load_220490882 |  | node_1380761_484_15301260_414 |  | CN | 0 | NonResidential | 0 | 0 | 15000+6389.973j | 0 | 0 | 0 | [24 empty] | 8104301 | no | no |  |  | no |  | 0 | 0 | 0 | 0 | 0 | 0 |  | 1 | 1 | 1 | 0 | 0 | 0
load_220498825 |  | node_1379886_278_15301580_386 |  | AN | 0 | Residential | 47800.8+20363.056j | 0 | 0 | 0 | 0 | 0 | [24 empty] | 8104301 | no | no |  |  | no |  | 0 | 0 | 0 | 0 | 0 | 0 |  | 1 | 1 | 1 | 0 | 0 | 0
load_220519954 |  | node_1377916_777_15301445_798 |  | CN | 0 | NonResidential | 0 | 0 | 4666.667+1987.992j | 0 | 0 | 0 | [24 empty] | 8104301 | no | no |  |  | no |  | 0 | 0 | 0 | 0 | 0 | 0 |  | 1 | 1 | 1 | 0 | 0 | 0
load_220520835 |  | node_1380711_305_15301700 |  | AN | 0 | Residential | 19209.6+8183.255j | 0 | 0 | 0 | 0 | 0 | [24 empty] | 8104301 | no | no |  |  | no |  | 0 | 0 | 0 | 0 | 0 | 0 |  | 1 | 1 | 1 | 0 | 0 | 0
load_220527357 |  | node_1377064_309_15302378_728 |  | ABCN | 0 | NonResidential | 14000+5963.975j | 14000+5963.975j | 14000+5963.975j | 0 | 0 | 0 | [24 empty] | 8104301 | no | no |  |  | no |  | 0 | 0 | 0 | 0 | 0 | 0 |  | 1 | 1 | 1 | 0 | 0 | 0
load_220529440 |  | node_1379633_552_15304145_351 |  | ABCN | 0 | NonResidential | 13333.333+5679.976j | 13333.333+5679.976j | 13333.333+5679.976j | 0 | 0 | 0 | [24 empty] | 8104301 | no | no |  |  | no |  | 0 | 0 | 0 | 0 | 0 | 0 |  | 1 | 1 | 1 | 0 | 0 | 0
load_220530050 |  | node_1377396_43_15303181_266 |  | ABCN | 0 | NonResidential | 55333.333+23571.901j | 55333.333+23571.901j | 55333.333+23571.901j | 0 | 0 | 0 | [24 empty] | 8104301 | no | no |  |  | no |  | 0 | 0 | 0 | 0 | 0 | 0 |  | 1 | 1 | 1 | 0 | 0 | 0
load_220530133 |  | node_1379417_886_15304763_756 |  | ABCN | 0 | NonResidential | 44000+18743.922j | 44000+18743.922j | 44000+18743.922j | 0 | 0 | 0 | [24 empty] | 8104301 | no | no |  |  | no |  | 0 | 0 | 0 | 0 | 0 | 0 |  | 1 | 1 | 1 | 0 | 0 | 0
load_220530299 |  | node_1380256_743_15304167_111 |  | ABCN | 0 | NonResidential | 11666.667+4969.979j | 11666.667+4969.979j | 11666.667+4969.979j | 0 | 0 | 0 | [24 empty] | 8104301 | no | no |  |  | no |  | 0 | 0 | 0 | 0 | 0 | 0 |  | 1 | 1 | 1 | 0 | 0 | 0
load_220531830 |  | node_1380512_275_15305189_501 |  | AN | 0 | Residential | 7070.4+3011.978j | 0 | 0 | 0 | 0 | 0 | [24 empty] | 8104301 | no | no |  |  | no |  | 0 | 0 | 0 | 0 | 0 | 0 |  | 1 | 1 | 1 | 0 | 0 | 0
load_220532196 |  | node_1379518_848_15306478_741 |  | ABCN | 0 | NonResidential | 112666.667+47995.799j | 112666.667+47995.799j | 112666.667+47995.799j | 0 | 0 | 0 | [24 empty] | 8104301 | no | no |  |  | no |  | 0 | 0 | 0 | 0 | 0 | 0 |  | 1 | 1 | 1 | 0 | 0 | 0
load_220540665 |  | node_1376854_267_15304410_963 |  | AN | 0 | Other | 0 | 0 | 0 | 0 | 0 | 0 | [24 empty] | 8104301 | no | no |  |  | no |  | 0 | 0 | 0 | 0 | 0 | 0 |  | 1 | 1 | 1 | 0 | 0 | 0
load_220540801 |  | node_1376826_708_15304218_15 |  | AN | 0 | NonResidential | 0 | 0 | 0 | 0 | 0 | 0 | [24 empty] | 8104301 | no | no |  |  | no |  | 0 | 0 | 0 | 0 | 0 | 0 |  | 1 | 1 | 1 | 0 | 0 | 0
load_220540802 |  | node_1376830_369_15304192_015 |  | BN | 0 | NonResidential | 0 | 0 | 0 | 0 | 0 | 0 | [24 empty] | 8104301 | no | no |  |  | no |  | 0 | 0 | 0 | 0 | 0 | 0 |  | 1 | 1 | 1 | 0 | 0 | 0
load_220540803 |  | node_1376828_215_15304244_715 |  | CN | 0 | Residential | 0 | 0 | 18000+7667.968j | 0 | 0 | 0 | [24 empty] | 8104301 | no | no |  |  | no |  | 0 | 0 | 0 | 0 | 0 | 0 |  | 1 | 1 | 1 | 0 | 0 | 0
load_220565709 |  | node_1379219_805_15301628_231 |  | AN | 0 | NonResidential | 15666.667+6673.972j | 0 | 0 | 0 | 0 | 0 | [24 empty] | 8104301 | no | no |  |  | no |  | 0 | 0 | 0 | 0 | 0 | 0 |  | 1 | 1 | 1 | 0 | 0 | 0
load_220565710 |  | node_1379238_726_15301636_352 |  | BN | 0 | NonResidential | 0 | 15666.667+6673.972j | 0 | 0 | 0 | 0 | [24 empty] | 8104301 | no | no |  |  | no |  | 0 | 0 | 0 | 0 | 0 | 0 |  | 1 | 1 | 1 | 0 | 0 | 0
load_220565711 |  | node_1379199_997_15301626_949 |  | CN | 0 | NonResidential | 0 | 0 | 15666.667+6673.972j | 0 | 0 | 0 | [24 empty] | 8104301 | no | no |  |  | no |  | 0 | 0 | 0 | 0 | 0 | 0 |  | 1 | 1 | 1 | 0 | 0 | 0
load_220622843 |  | node_1377324_273_15301391_979 |  | ABCN | 0 | NonResidential | 39666.667+16897.929j | 39666.667+16897.929j | 39666.667+16897.929j | 0 | 0 | 0 | [24 empty] | 8104301 | no | no |  |  | no |  | 0 | 0 | 0 | 0 | 0 | 0 |  | 1 | 1 | 1 | 0 | 0 | 0
load_220623394 |  | node_1380430_306_15300534_355 |  | AN | 0 | NonResidential | 2728.8+1162.464j | 0 | 0 | 0 | 0 | 0 | [24 empty] | 8104301 | no | no |  |  | no |  | 0 | 0 | 0 | 0 | 0 | 0 |  | 1 | 1 | 1 | 0 | 0 | 0
load_220648958 |  | node_1378761_856_15301216_213 |  | AN | 0 | Other | 0 | 0 | 0 | 0 | 0 | 0 | [24 empty] | 8104301 | no | no |  |  | no |  | 0 | 0 | 0 | 0 | 0 | 0 |  | 1 | 1 | 1 | 0 | 0 | 0
load_310061435 |  | node_1377127_773_15304434_95 |  | AN | 0 | NonResidential | 12000+5111.979j | 0 | 0 | 0 | 0 | 0 | [24 empty] | 8104301 | no | no |  |  | no |  | 0 | 0 | 0 | 0 | 0 | 0 |  | 1 | 1 | 1 | 0 | 0 | 0
load_311909711 |  | node_1376462_317_15303447_807 |  | AN | 0 | NonResidential | 1947000+829418.527j | 0 | 0 | 0 | 0 | 0 | [24 empty] | 8104301 | no | no |  |  | no |  | 0 | 0 | 0 | 0 | 0 | 0 |  | 1 | 1 | 1 | 0 | 0 | 0
load_312041803 |  | node_1381009_754_15304619_843 |  | AN | 0 | Other | 0 | 0 | 0 | 0 | 0 | 0 | [24 empty] | 8104301 | no | no |  |  | no |  | 0 | 0 | 0 | 0 | 0 | 0 |  | 1 | 1 | 1 | 0 | 0 | 0

## node
data_type | static
owner_type | feeder
owner | 8104301
object | node
name | groupid | parent | bustype | phases | nominal_voltage | dcircuit | selected | monitored | monitored_fields | class_monitored_fields | played | played_fields | subsystem | x | y | comments | dist_to_slack
node_1374116_283_15306014_527 |  |  | PQ | ABCN | 7199.558 | 8104301 | no | no |  |  | no |  |  | 1374116.283 | 15306014.527 |  | -1
node_1376462_317_15303447_807 |  |  | PQ | ABCN | 7199.558 | 8104301 | no | no |  |  | no |  |  | 1376462.317 | 15303447.807 |  | -1
node_1376685_002_15302167_558 |  |  | PQ | ABCN | 7199.558 | 8104301 | no | no |  |  | no |  |  | 1376685.002 | 15302167.558 |  | -1
node_1376789_91_15304823_285 |  |  | PQ | ABCN | 7199.558 | 8104301 | no | no |  |  | no |  |  | 1376789.91 | 15304823.285 |  | -1
node_1376826_708_15304218_15 |  |  | PQ | ABCN | 7199.558 | 8104301 | no | no |  |  | no |  |  | 1376826.708 | 15304218.15 |  | -1
node_1376828_215_15304244_715 |  |  | PQ | ABCN | 7199.558 | 8104301 | no | no |  |  | no |  |  | 1376828.215 | 15304244.715 |  | -1
node_1376830_369_15304192_015 |  |  | PQ | ABCN | 7199.558 | 8104301 | no | no |  |  | no |  |  | 1376830.369 | 15304192.015 |  | -1
node_1376854_41_15302864_164 |  |  | PQ | ABCN | 7199.558 | 8104301 | no | no |  |  | no |  |  | 1376854.41 | 15302864.164 |  | -1
node_1376854_267_15304410_963 |  |  | PQ | ABCN | 7199.558 | 8104301 | no | no |  |  | no |  |  | 1376854.267 | 15304410.963 |  | -1
node_1376854_872_15302951_449 |  |  | PQ | ABCN | 7199.558 | 8104301 | no | no |  |  | no |  |  | 1376854.872 | 15302951.449 |  | -1
node_1376856_789_15302837_751 |  |  | PQ | ABCN | 7199.558 | 8104301 | no | no |  |  | no |  |  | 1376856.789 | 15302837.751 |  | -1
node_1376856_886_15302924_978 |  |  | PQ | ABCN | 7199.558 | 8104301 | no | no |  |  | no |  |  | 1376856.886 | 15302924.978 |  | -1
node_1376857_205_15302890_551 |  |  | PQ | ABCN | 7199.558 | 8104301 | no | no |  |  | no |  |  | 1376857.205 | 15302890.551 |  | -1
node_1376858_029_15302977_765 |  |  | PQ | ABCN | 7199.558 | 8104301 | no | no |  |  | no |  |  | 1376858.029 | 15302977.765 |  | -1
node_1376900_244_15303024_546 |  |  | PQ | ABCN | 7199.558 | 8104301 | no | no |  |  | no |  |  | 1376900.244 | 15303024.546 |  | -1
node_1376903_831_15302108_016 |  |  | PQ | ABCN | 7199.558 | 8104301 | no | no |  |  | no |  |  | 1376903.831 | 15302108.016 |  | -1
node_1376926_969_15302528_237 |  |  | PQ | ABCN | 7199.558 | 8104301 | no | no |  |  | no |  |  | 1376926.969 | 15302528.237 |  | -1
node_1376948_987_15303227_628 |  |  | PQ | ABCN | 7199.558 | 8104301 | no | no |  |  | no |  |  | 1376948.987 | 15303227.628 |  | -1
node_1377024_962_15304593_208 |  |  | PQ | AN | 7199.558 | 8104301 | no | no |  |  | no |  |  | 1377024.962 | 15304593.208 |  | -1
node_1377064_309_15302378_728 |  |  | PQ | ABCN | 7199.558 | 8104301 | no | no |  |  | no |  |  | 1377064.309 | 15302378.728 |  | -1
node_1377069_891_15302152_784 |  |  | PQ | ABCN | 7199.558 | 8104301 | no | no |  |  | no |  |  | 1377069.891 | 15302152.784 |  | -1
node_1377101_495_15304671_586 |  |  | PQ | AN | 7199.558 | 8104301 | no | no |  |  | no |  |  | 1377101.495 | 15304671.586 |  | -1
node_1377122_801_15302680_551 |  |  | PQ | ABCN | 7199.558 | 8104301 | no | no |  |  | no |  |  | 1377122.801 | 15302680.551 |  | -1
node_1377127_773_15304434_95 |  |  | PQ | AN | 7199.558 | 8104301 | no | no |  |  | no |  |  | 1377127.773 | 15304434.95 |  | -1
node_1377145_435_15301743_405 |  |  | PQ | ABCN | 7199.558 | 8104301 | no | no |  |  | no |  |  | 1377145.435 | 15301743.405 |  | -1
node_1377205_482_15302249_607 |  |  | PQ | ABCN | 7199.558 | 8104301 | no | no |  |  | no |  |  | 1377205.482 | 15302249.607 |  | -1
node_1377303_099_15304624_739 |  |  | PQ | AN | 7199.558 | 8104301 | no | no |  |  | no |  |  | 1377303.099 | 15304624.739 |  | -1
node_1377324_273_15301391_979 |  |  | PQ | ABCN | 7199.558 | 8104301 | no | no |  |  | no |  |  | 1377324.273 | 15301391.979 |  | -1
node_1377339_812_15301903_56 |  |  | PQ | ABCN | 7199.558 | 8104301 | no | no |  |  | no |  |  | 1377339.812 | 15301903.56 |  | -1
node_1377357_039_15302486_25 |  |  | PQ | ABCN | 7199.558 | 8104301 | no | no |  |  | no |  |  | 1377357.039 | 15302486.25 |  | -1
node_1377396_43_15303181_266 |  |  | PQ | ABCN | 7199.558 | 8104301 | no | no |  |  | no |  |  | 1377396.43 | 15303181.266 |  | -1
node_1377511_421_15302214_445 |  |  | PQ | ABCN | 7199.558 | 8104301 | no | no |  |  | no |  |  | 1377511.421 | 15302214.445 |  | -1
node_1377561_718_15301694_231 |  |  | PQ | ABCN | 7199.558 | 8104301 | no | no |  |  | no |  |  | 1377561.718 | 15301694.231 |  | -1
node_1377572_585_15301672_06 |  |  | PQ | ABCN | 7199.558 | 8104301 | no | no |  |  | no |  |  | 1377572.585 | 15301672.06 |  | -1
node_1377587_373_15301654_46 |  |  | PQ | ABCN | 7199.558 | 8104301 | no | no |  |  | no |  |  | 1377587.373 | 15301654.46 |  | -1
node_1377604_511_15301235_223 |  |  | PQ | ABCN | 7199.558 | 8104301 | no | no |  |  | no |  |  | 1377604.511 | 15301235.223 |  | -1
node_1377622_732_15302799_259 |  |  | PQ | ABCN | 7199.558 | 8104301 | no | no |  |  | no |  |  | 1377622.732 | 15302799.259 |  | -1
node_1377749_554_15303316_436 |  |  | PQ | ABCN | 7199.558 | 8104301 | no | no |  |  | no |  |  | 1377749.554 | 15303316.436 |  | -1
node_1377882_074_15301470_286 |  |  | PQ | ABCN | 7199.558 | 8104301 | no | no |  |  | no |  |  | 1377882.074 | 15301470.286 |  | -1
node_1377898_21_15301454_963 |  |  | PQ | ABCN | 7199.558 | 8104301 | no | no |  |  | no |  |  | 1377898.21 | 15301454.963 |  | -1
node_1377916_777_15301445_798 |  |  | PQ | ABCN | 7199.558 | 8104301 | no | no |  |  | no |  |  | 1377916.777 | 15301445.798 |  | -1
node_1378112_544_15301380_156 |  |  | PQ | ABCN | 7199.558 | 8104301 | no | no |  |  | no |  |  | 1378112.544 | 15301380.156 |  | -1
node_1378129_268_15301366_01 |  |  | PQ | ABCN | 7199.558 | 8104301 | no | no |  |  | no |  |  | 1378129.268 | 15301366.01 |  | -1
node_1378512_943_15303532_049 |  |  | PQ | ABCN | 7199.558 | 8104301 | no | no |  |  | no |  |  | 1378512.943 | 15303532.049 |  | -1
node_1378532_021_15303539_453 |  |  | PQ | ABCN | 7199.558 | 8104301 | no | no |  |  | no |  |  | 1378532.021 | 15303539.453 |  | -1
node_1378551_843_15303539_984 |  |  | PQ | ABCN | 7199.558 | 8104301 | no | no |  |  | no |  |  | 1378551.843 | 15303539.984 |  | -1
node_1378752_353_15300441_195 |  |  | PQ | ABCN | 7199.558 | 8104301 | no | no |  |  | no |  |  | 1378752.353 | 15300441.195 |  | -1
node_1378761_856_15301216_213 |  |  | PQ | ABCN | 7199.558 | 8104301 | no | no |  |  | no |  |  | 1378761.856 | 15301216.213 |  | -1
node_1378945_677_15301223_49 |  |  | PQ | ABCN | 7199.558 | 8104301 | no | no |  |  | no |  |  | 1378945.677 | 15301223.49 |  | -1
node_1378973_031_15304068_285 |  |  | PQ | ABCN | 7199.558 | 8104301 | no | no |  |  | no |  |  | 1378973.031 | 15304068.285 |  | -1
node_1378992_732_15304065_517 |  |  | PQ | ABCN | 7199.558 | 8104301 | no | no |  |  | no |  |  | 1378992.732 | 15304065.517 |  | -1
node_1379012_329_15304069_698 |  |  | PQ | ABCN | 7199.558 | 8104301 | no | no |  |  | no |  |  | 1379012.329 | 15304069.698 |  | -1
node_1379033_961_15301334_776 |  |  | PQ | ABCD | 2771.281 | 8104301 | no | no |  |  | no |  |  | 1379033.961 | 15301334.776 |  | -1
node_1379089_557_15301206_052 |  |  | PQ | ABCN | 2771.281 | 8104301 | no | no |  |  | no |  |  | 1379089.557 | 15301206.052 |  | -1
node_1379103_228_15301510_59 |  |  | PQ | ABCN | 2771.281 | 8104301 | no | no |  |  | no |  |  | 1379103.228 | 15301510.59 |  | -1
node_1379104_034_15301457_81 |  |  | PQ | ABCN | 2771.281 | 8104301 | no | no |  |  | no |  |  | 1379104.034 | 15301457.81 |  | -1
node_1379106_218_15301484_295 |  |  | PQ | ABCN | 2771.281 | 8104301 | no | no |  |  | no |  |  | 1379106.218 | 15301484.295 |  | -1
node_1379181_039_15305083_195 |  |  | PQ | ABCN | 7199.558 | 8104301 | no | no |  |  | no |  |  | 1379181.039 | 15305083.195 |  | -1
node_1379184_191_15305109_512 |  |  | PQ | ABCN | 7199.558 | 8104301 | no | no |  |  | no |  |  | 1379184.191 | 15305109.512 |  | -1
node_1379192_3_15305133_883 |  |  | PQ | ABCN | 7199.558 | 8104301 | no | no |  |  | no |  |  | 1379192.3 | 15305133.883 |  | -1
node_1379199_997_15301626_949 |  |  | PQ | ABCN | 2771.281 | 8104301 | no | no |  |  | no |  |  | 1379199.997 | 15301626.949 |  | -1
node_1379219_805_15301628_231 |  |  | PQ | ABCN | 2771.281 | 8104301 | no | no |  |  | no |  |  | 1379219.805 | 15301628.231 |  | -1
node_1379238_726_15301636_352 |  |  | PQ | ABCN | 2771.281 | 8104301 | no | no |  |  | no |  |  | 1379238.726 | 15301636.352 |  | -1
node_1379246_663_15304203_65 |  |  | PQ | ABCN | 7199.558 | 8104301 | no | no |  |  | no |  |  | 1379246.663 | 15304203.65 |  | -1
node_1379373_497_15304322_048 |  |  | PQ | ABCN | 7199.558 | 8104301 | no | no |  |  | no |  |  | 1379373.497 | 15304322.048 |  | -1
node_1379390_371_15304336_173 |  |  | PQ | ABCN | 7199.558 | 8104301 | no | no |  |  | no |  |  | 1379390.371 | 15304336.173 |  | -1
node_1379417_886_15304763_756 |  |  | PQ | ABCN | 7199.558 | 8104301 | no | no |  |  | no |  |  | 1379417.886 | 15304763.756 |  | -1
node_1379447_746_15307232_667 |  |  | PQ | AN | 7199.558 | 8104301 | no | no |  |  | no |  |  | 1379447.746 | 15307232.667 |  | -1
node_1379518_848_15306478_741 |  |  | PQ | ABCN | 7199.558 | 8104301 | no | no |  |  | no |  |  | 1379518.848 | 15306478.741 |  | -1
node_1379521_714_15302755_633 |  |  | PQ | AN | 2771.281 | 8104301 | no | no |  |  | no |  |  | 1379521.714 | 15302755.633 |  | -1
node_1379543_75_15305536_723 |  |  | PQ | ABCN | 7199.558 | 8104301 | no | no |  |  | no |  |  | 1379543.75 | 15305536.723 |  | -1
node_1379557_654_15302147_812 |  |  | PQ | AN | 2771.281 | 8104301 | no | no |  |  | no |  |  | 1379557.654 | 15302147.812 |  | -1
node_1379592_595_15301536_079 |  |  | PQ | AN | 2771.281 | 8104301 | no | no |  |  | no |  |  | 1379592.595 | 15301536.079 |  | -1
node_1379594_246_15301383_833 |  |  | PQ | AN | 2771.281 | 8104301 | no | no |  |  | no |  |  | 1379594.246 | 15301383.833 |  | -1
node_1379633_552_15304145_351 |  |  | PQ | ABCN | 7199.558 | 8104301 | no | no |  |  | no |  |  | 1379633.552 | 15304145.351 |  | -1
node_1379689_679_15306851_618 |  |  | PQ | AN | 7199.558 | 8104301 | no | no |  |  | no |  |  | 1379689.679 | 15306851.618 |  | -1
node_1379729_61_15303543_373 |  |  | PQ | AN | 2771.281 | 8104301 | no | no |  |  | no |  |  | 1379729.61 | 15303543.373 |  | -1
node_1379753_295_15302728_341 |  |  | PQ | AN | 2771.281 | 8104301 | no | no |  |  | no |  |  | 1379753.295 | 15302728.341 |  | -1
node_1379787_349_15302123_183 |  |  | PQ | AN | 2771.281 | 8104301 | no | no |  |  | no |  |  | 1379787.349 | 15302123.183 |  | -1
node_1379789_523_15303212_8 |  |  | PQ | AN | 2771.281 | 8104301 | no | no |  |  | no |  |  | 1379789.523 | 15303212.8 |  | -1
node_1379879_261_15300674_623 |  |  | PQ | AN | 2771.281 | 8104301 | no | no |  |  | no |  |  | 1379879.261 | 15300674.623 |  | -1
node_1379886_278_15301580_386 |  |  | PQ | AN | 2771.281 | 8104301 | no | no |  |  | no |  |  | 1379886.278 | 15301580.386 |  | -1
node_1379909_796_15307117_54 |  |  | PQ | AN | 7199.558 | 8104301 | no | no |  |  | no |  |  | 1379909.796 | 15307117.54 |  | -1
node_1379918_212_15301340_102 |  |  | PQ | ABCN | 2771.281 | 8104301 | no | no |  |  | no |  |  | 1379918.212 | 15301340.102 |  | -1
node_1379952_266_15300153_006 |  |  | PQ | AN | 2771.281 | 8104301 | no | no |  |  | no |  |  | 1379952.266 | 15300153.006 |  | -1
node_1379982_634_15304815_509 |  |  | PQ | AN | 7199.558 | 8104301 | no | no |  |  | no |  |  | 1379982.634 | 15304815.509 |  | -1
node_1379990_102_15301404_944 |  |  | PQ | ABCN | 2771.281 | 8104301 | no | no |  |  | no |  |  | 1379990.102 | 15301404.944 |  | -1
node_1380009_916_15301404_254 |  |  | PQ | ABCN | 2771.281 | 8104301 | no | no |  |  | no |  |  | 1380009.916 | 15301404.254 |  | -1
node_1380032_758_15302933_378 |  |  | PQ | AN | 2771.281 | 8104301 | no | no |  |  | no |  |  | 1380032.758 | 15302933.378 |  | -1
node_1380042_226_15306684_957 |  |  | PQ | AN | 7199.558 | 8104301 | no | no |  |  | no |  |  | 1380042.226 | 15306684.957 |  | -1
node_1380052_504_15303019_186 |  |  | PQ | AD | 2771.281 | 8104301 | no | no |  |  | no |  |  | 1380052.504 | 15303019.186 |  | -1
node_1380057_033_15307799_74 |  |  | PQ | AN | 7199.558 | 8104301 | no | no |  |  | no |  |  | 1380057.033 | 15307799.74 |  | -1
node_1380077_02_15303235_135 |  |  | PQ | AN | 2771.281 | 8104301 | no | no |  |  | no |  |  | 1380077.02 | 15303235.135 |  | -1
node_1380102_172_15302459_901 |  |  | PQ | AN | 2771.281 | 8104301 | no | no |  |  | no |  |  | 1380102.172 | 15302459.901 |  | -1
node_1380123_895_15301870_193 |  |  | PQ | AN | 2771.281 | 8104301 | no | no |  |  | no |  |  | 1380123.895 | 15301870.193 |  | -1
node_1380161_125_15300234_264 |  |  | PQ | ABCN | 2771.281 | 8104301 | no | no |  |  | no |  |  | 1380161.125 | 15300234.264 |  | -1
node_1380161_432_15301203_96 |  |  | PQ | ABCN | 2771.281 | 8104301 | no | no |  |  | no |  |  | 1380161.432 | 15301203.96 |  | -1
node_1380184_784_15300859_933 |  |  | PQ | ABCN | 2771.281 | 8104301 | no | no |  |  | no |  |  | 1380184.784 | 15300859.933 |  | -1
node_1380198_942_15300617_507 |  |  | PQ | ABCN | 2771.281 | 8104301 | no | no |  |  | no |  |  | 1380198.942 | 15300617.507 |  | -1
node_1380201_284_15300130_146 |  |  | PQ | ABCN | 2771.281 | 8104301 | no | no |  |  | no |  |  | 1380201.284 | 15300130.146 |  | -1
node_1380235_746_15307429_934 |  |  | PQ | AN | 7199.558 | 8104301 | no | no |  |  | no |  |  | 1380235.746 | 15307429.934 |  | -1
node_1380243_899_15304873_879 |  |  | PQ | AN | 7199.558 | 8104301 | no | no |  |  | no |  |  | 1380243.899 | 15304873.879 |  | -1
node_1380256_743_15304167_111 |  |  | PQ | ABCN | 7199.558 | 8104301 | no | no |  |  | no |  |  | 1380256.743 | 15304167.111 |  | -1
node_1380301_313_15303087_226 |  |  | PQ | ABCN | 2771.281 | 8104301 | no | no |  |  | no |  |  | 1380301.313 | 15303087.226 |  | -1
node_1380332_017_15301235_624 |  |  | PQ | ABCN | 2771.281 | 8104301 | no | no |  |  | no |  |  | 1380332.017 | 15301235.624 |  | -1
node_1380355_291_15301892_932 |  |  | PQ | ABCN | 2771.281 | 8104301 | no | no |  |  | no |  |  | 1380355.291 | 15301892.932 |  | -1
node_1380364_743_15302688_862 |  |  | PQ | ABCN | 2771.281 | 8104301 | no | no |  |  | no |  |  | 1380364.743 | 15302688.862 |  | -1
node_1380389_415_15302240_162 |  |  | PQ | ABCN | 2771.281 | 8104301 | no | no |  |  | no |  |  | 1380389.415 | 15302240.162 |  | -1
node_1380415_131_15300797_505 |  |  | PQ | AN | 2771.281 | 8104301 | no | no |  |  | no |  |  | 1380415.131 | 15300797.505 |  | -1
node_1380430_306_15300534_355 |  |  | PQ | AN | 2771.281 | 8104301 | no | no |  |  | no |  |  | 1380430.306 | 15300534.355 |  | -1
node_1380440_741_15301508_925 |  |  | PQ | ABCN | 2771.281 | 8104301 | no | no |  |  | no |  |  | 1380440.741 | 15301508.925 |  | -1
node_1380464_845_15306841_414 |  |  | PQ | AN | 7199.558 | 8104301 | no | no |  |  | no |  |  | 1380464.845 | 15306841.414 |  | -1
node_1380483_335_15301391_251 |  |  | PQ | ABCN | 2771.281 | 8104301 | no | no |  |  | no |  |  | 1380483.335 | 15301391.251 |  | -1
node_1380484_319_15301364_666 |  |  | PQ | ABCN | 2771.281 | 8104301 | no | no |  |  | no |  |  | 1380484.319 | 15301364.666 |  | -1
node_1380508_811_15302452_92 |  |  | PQ | AD | 2771.281 | 8104301 | no | no |  |  | no |  |  | 1380508.811 | 15302452.92 |  | -1
node_1380512_275_15305189_501 |  |  | PQ | AN | 7199.558 | 8104301 | no | no |  |  | no |  |  | 1380512.275 | 15305189.501 |  | -1
node_1380648_785_15300255_141 |  |  | PQ | ABCN | 2771.281 | 8104301 | no | no |  |  | no |  |  | 1380648.785 | 15300255.141 |  | -1
node_1380650_494_15301290_978 |  |  | PQ | ABCN | 2771.281 | 8104301 | no | no |  |  | no |  |  | 1380650.494 | 15301290.978 |  | -1
node_1380664_162_15306389_251 |  |  | PQ | AN | 7199.558 | 8104301 | no | no |  |  | no |  |  | 1380664.162 | 15306389.251 |  | -1
node_1380668_735_15302494_722 |  |  | PQ | AN | 2771.281 | 8104301 | no | no |  |  | no |  |  | 1380668.735 | 15302494.722 |  | -1
node_1380677_767_15302031_183 |  |  | PQ | AN | 2771.281 | 8104301 | no | no |  |  | no |  |  | 1380677.767 | 15302031.183 |  | -1
node_1380707_12_15302867_5 |  |  | PQ | AN | 2771.281 | 8104301 | no | no |  |  | no |  |  | 1380707.12 | 15302867.5 |  | -1
node_1380711_305_15301700 |  |  | PQ | AN | 2771.281 | 8104301 | no | no |  |  | no |  |  | 1380711.305 | 15301700 |  | -1
node_1380716_171_15303177_916 |  |  | PQ | ABCN | 2771.281 | 8104301 | no | no |  |  | no |  |  | 1380716.171 | 15303177.916 |  | -1
node_1380726_286_15303155_107 |  |  | PQ | ABCN | 2771.281 | 8104301 | no | no |  |  | no |  |  | 1380726.286 | 15303155.107 |  | -1
node_1380731_644_15303129_519 |  |  | PQ | ABCN | 2771.281 | 8104301 | no | no |  |  | no |  |  | 1380731.644 | 15303129.519 |  | -1
node_1380732_776_15304956_981 |  |  | PQ | AN | 7199.558 | 8104301 | no | no |  |  | no |  |  | 1380732.776 | 15304956.981 |  | -1
node_1380761_484_15301260_414 |  |  | PQ | ABCN | 2771.281 | 8104301 | no | no |  |  | no |  |  | 1380761.484 | 15301260.414 |  | -1
node_1380781_047_15301264_907 |  |  | PQ | ABCN | 2771.281 | 8104301 | no | no |  |  | no |  |  | 1380781.047 | 15301264.907 |  | -1
node_1380786_808_15303242_975 |  |  | PQ | ABCN | 2771.281 | 8104301 | no | no |  |  | no |  |  | 1380786.808 | 15303242.975 |  | -1
node_1380799_111_15301276_041 |  |  | PQ | ABCN | 2771.281 | 8104301 | no | no |  |  | no |  |  | 1380799.111 | 15301276.041 |  | -1
node_1380805_837_15303250_604 |  |  | PQ | ABCN | 2771.281 | 8104301 | no | no |  |  | no |  |  | 1380805.837 | 15303250.604 |  | -1
node_1380825_656_15303251_37 |  |  | PQ | ABCN | 2771.281 | 8104301 | no | no |  |  | no |  |  | 1380825.656 | 15303251.37 |  | -1
node_1380887_286_15305366_697 |  |  | PQ | AN | 7199.558 | 8104301 | no | no |  |  | no |  |  | 1380887.286 | 15305366.697 |  | -1
node_1380919_171_15304513_27 |  |  | PQ | AN | 7199.558 | 8104301 | no | no |  |  | no |  |  | 1380919.171 | 15304513.27 |  | -1
node_1380949_177_15300235_57 |  |  | PQ | ABCD | 2771.281 | 8104301 | no | no |  |  | no |  |  | 1380949.177 | 15300235.57 |  | -1
node_1381009_754_15304619_843 |  |  | PQ | AN | 7199.558 | 8104301 | no | no |  |  | no |  |  | 1381009.754 | 15304619.843 |  | -1
node_1381070_745_15305867_67 |  |  | PQ | AN | 7199.558 | 8104301 | no | no |  |  | no |  |  | 1381070.745 | 15305867.67 |  | -1
node_8104301_200850826 |  |  | PQ | ABCN | 7199.558 | 8104301 | no | no |  |  | no |  |  | 1374102.488 | 15306023.648 |  | -1
node_8104301_200850827 |  |  | PQ | ABCN | 7199.558 | 8104301 | no | no |  |  | no |  |  | 1374929.399 | 15306740.363 |  | -1
node_8104301_200850828 |  |  | PQ | ABCN | 7199.558 | 8104301 | no | no |  |  | no |  |  | 1374273.093 | 15306052.676 |  | -1
node_8104301_200850829 |  |  | PQ | ABCN | 7199.558 | 8104301 | no | no |  |  | no |  |  | 1374428.825 | 15306074.431 |  | -1
node_8104301_200850830 |  |  | PQ | ABCN | 7199.558 | 8104301 | no | no |  |  | no |  |  | 1374601.978 | 15306071.97 |  | -1
node_8104301_200850831 |  |  | PQ | ABCN | 7199.558 | 8104301 | no | no |  |  | no |  |  | 1374760.904 | 15306089.574 |  | -1
node_8104301_200850832 |  |  | PQ | ABCN | 7199.558 | 8104301 | no | no |  |  | no |  |  | 1374886.523 | 15306098.47 |  | -1
node_8104301_200850833 |  |  | PQ | ABCN | 7199.558 | 8104301 | no | no |  |  | no |  |  | 1374912.864 | 15306265.749 |  | -1
node_8104301_200850834 |  |  | PQ | ABCN | 7199.558 | 8104301 | no | no |  |  | no |  |  | 1374910.704 | 15306448.779 |  | -1
node_8104301_200850835 |  |  | PQ | ABCN | 7199.558 | 8104301 | no | no |  |  | no |  |  | 1374921.636 | 15306594.209 |  | -1
node_8104301_200856469 |  |  | PQ | ABCN | 7199.558 | 8104301 | no | no |  |  | no |  |  | 1377209.095 | 15302230.576 |  | -1
node_8104301_200856477 |  |  | PQ | ABCN | 7199.558 | 8104301 | no | no |  |  | no |  |  | 1377087.009 | 15302677.849 |  | -1
node_8104301_200856520 |  |  | PQ | ABCN | 7199.558 | 8104301 | no | no |  |  | no |  |  | 1376736.457 | 15302261.207 |  | -1
node_8104301_200856529 |  |  | PQ | ABCN | 7199.558 | 8104301 | no | no |  |  | no |  |  | 1376701.549 | 15302193.295 |  | -1
node_8104301_200856552 |  |  | PQ | ABCN | 7199.558 | 8104301 | no | no |  |  | no |  |  | 1376457.118 | 15303447.693 |  | -1
node_8104301_200856605 |  |  | PQ | ABCN | 7199.558 | 8104301 | no | no |  |  | no |  |  | 1377495.729 | 15302184.058 |  | -1
node_8104301_200856606 |  |  | PQ | ABCN | 7199.558 | 8104301 | no | no |  |  | no |  |  | 1377079.239 | 15302176.217 |  | -1
node_8104301_200856609 |  |  | PQ | ABCN | 7199.558 | 8104301 | no | no |  |  | no |  |  | 1377379.357 | 15302476.83 |  | -1
node_8104301_200856610 |  |  | PQ | ABCN | 7199.558 | 8104301 | no | no |  |  | no |  |  | 1377622.62 | 15302764.574 |  | -1
node_8104301_200856612 |  |  | PQ | ABCN | 7199.558 | 8104301 | no | no |  |  | no |  |  | 1377502.906 | 15302179.406 |  | -1
node_8104301_200856619 |  |  | PQ | AN | 7199.558 | 8104301 | no | no |  |  | no |  |  | 1377047.937 | 15304584.564 |  | -1
node_8104301_200856621 |  |  | PQ | AN | 7199.558 | 8104301 | no | no |  |  | no |  |  | 1377087.595 | 15304649.538 |  | -1
node_8104301_200856622 |  |  | PQ | AN | 7199.558 | 8104301 | no | no |  |  | no |  |  | 1377268.81 | 15304632.695 |  | -1
node_8104301_200856625 |  |  | PQ | ABCN | 7199.558 | 8104301 | no | no |  |  | no |  |  | 1377130.048 | 15301759.668 |  | -1
node_8104301_200856627 |  |  | PQ | ABCN | 7199.558 | 8104301 | no | no |  |  | no |  |  | 1377571.002 | 15301246.242 |  | -1
node_8104301_200856628 |  |  | PQ | ABCN | 7199.558 | 8104301 | no | no |  |  | no |  |  | 1377351.39 | 15301376.121 |  | -1
node_8104301_200856644 |  |  | PQ | ABCN | 7199.558 | 8104301 | no | no |  |  | no |  |  | 1378766.577 | 15300479.339 |  | -1
node_8104301_200856708 |  |  | PQ | AN | 7199.558 | 8104301 | no | no |  |  | no |  |  | 1381041.173 | 15305858.731 |  | -1
node_8104301_200856711 |  |  | PQ | AN | 7199.558 | 8104301 | no | no |  |  | no |  |  | 1380864.467 | 15305390.63 |  | -1
node_8104301_200856715 |  |  | PQ | AN | 7199.558 | 8104301 | no | no |  |  | no |  |  | 1380703.974 | 15304940.365 |  | -1
node_8104301_200856718 |  |  | PQ | AN | 7199.558 | 8104301 | no | no |  |  | no |  |  | 1380856.127 | 15304553.498 |  | -1
node_8104301_200856720 |  |  | PQ | AN | 7199.558 | 8104301 | no | no |  |  | no |  |  | 1380258.583 | 15304844.517 |  | -1
node_8104301_200856722 |  |  | PQ | AN | 7199.558 | 8104301 | no | no |  |  | no |  |  | 1380014.321 | 15304819.257 |  | -1
node_8104301_200856733 |  |  | PQ | AN | 7199.558 | 8104301 | no | no |  |  | no |  |  | 1380064.884 | 15306708.056 |  | -1
node_8104301_200856739 |  |  | PQ | AN | 7199.558 | 8104301 | no | no |  |  | no |  |  | 1379700.176 | 15306888.845 |  | -1
node_8104301_200856742 |  |  | PQ | AN | 7199.558 | 8104301 | no | no |  |  | no |  |  | 1379915.121 | 15307090.413 |  | -1
node_8104301_200856744 |  |  | PQ | AN | 7199.558 | 8104301 | no | no |  |  | no |  |  | 1379459.034 | 15307213.894 |  | -1
node_8104301_200856747 |  |  | PQ | AN | 7199.558 | 8104301 | no | no |  |  | no |  |  | 1380628.421 | 15306381.851 |  | -1
node_8104301_200856751 |  |  | PQ | AN | 7199.558 | 8104301 | no | no |  |  | no |  |  | 1380432.109 | 15306832.915 |  | -1
node_8104301_200856756 |  |  | PQ | AN | 7199.558 | 8104301 | no | no |  |  | no |  |  | 1380202.617 | 15307419.554 |  | -1
node_8104301_200856762 |  |  | PQ | AN | 7199.558 | 8104301 | no | no |  |  | no |  |  | 1380085.371 | 15307799.194 |  | -1
node_8104301_200858390 |  |  | PQ | ABCN | 2771.281 | 8104301 | no | no |  |  | no |  |  | 1379134.776 | 15301138.265 |  | -1
node_8104301_200858421 |  |  | PQ | ABCN | 2771.281 | 8104301 | no | no |  |  | no |  |  | 1380756.57 | 15301359.143 |  | -1
node_8104301_200858422 |  |  | PQ | ABCN | 2771.281 | 8104301 | no | no |  |  | no |  |  | 1380640.654 | 15301325.404 |  | -1
node_8104301_200858423 |  |  | PQ | ABCD | 2771.281 | 8104301 | no | no |  |  | no |  |  | 1380537.279 | 15301287.177 |  | -1
node_8104301_200858425 |  |  | PQ | ABCD | 2771.281 | 8104301 | no | no |  |  | no |  |  | 1380397.858 | 15301264.97 |  | -1
node_8104301_200858426 |  |  | PQ | ABCN | 2771.281 | 8104301 | no | no |  |  | no |  |  | 1380335.564 | 15301268.229 |  | -1
node_8104301_200858427 |  |  | PQ | ABCD | 2771.281 | 8104301 | no | no |  |  | no |  |  | 1380251.07 | 15301277.42 |  | -1
node_8104301_200858428 |  |  | PQ | ABCD | 2771.281 | 8104301 | no | no |  |  | no |  |  | 1380104.285 | 15301290.404 |  | -1
node_8104301_200858429 |  |  | PQ | ABCN | 2771.281 | 8104301 | no | no |  |  | no |  |  | 1379997.55 | 15301303.503 |  | -1
node_8104301_200858430 |  |  | PQ | ABCN | 2771.281 | 8104301 | no | no |  |  | no |  |  | 1379899.56 | 15301313.124 |  | -1
node_8104301_200858431 |  |  | PQ | ABCD | 2771.281 | 8104301 | no | no |  |  | no |  |  | 1379734.56 | 15301298.944 |  | -1
node_8104301_200858433 |  |  | PQ | ABCD | 2771.281 | 8104301 | no | no |  |  | no |  |  | 1379577.52 | 15301283.715 |  | -1
node_8104301_200858434 |  |  | PQ | ABCD | 2771.281 | 8104301 | no | no |  |  | no |  |  | 1379470.07 | 15301270.719 |  | -1
node_8104301_200858435 |  |  | PQ | ABCD | 2771.281 | 8104301 | no | no |  |  | no |  |  | 1379349.765 | 15301257.8 |  | -1
node_8104301_200858436 |  |  | PQ | ABCD | 2771.281 | 8104301 | no | no |  |  | no |  |  | 1379229.33 | 15301254.389 |  | -1
node_8104301_200858437 |  |  | PQ | ABCN | 2771.281 | 8104301 | no | no |  |  | no |  |  | 1379108.023 | 15301240.709 |  | -1
node_8104301_200858438 |  |  | PQ | ABCN | 2771.281 | 8104301 | no | no |  |  | no |  |  | 1379020.011 | 15301231.21 |  | -1
node_8104301_200858439 |  |  | PQ | ABCN | 7199.558 | 8104301 | no | no |  |  | no |  |  | 1378907.133 | 15301219.96 |  | -1
node_8104301_200858441 |  |  | PQ | ABCN | 7199.558 | 8104301 | no | no |  |  | no |  |  | 1378770.044 | 15301239.156 |  | -1
node_8104301_200858442 |  |  | PQ | ABCN | 7199.558 | 8104301 | no | no |  |  | no |  |  | 1378620.336 | 15301284.649 |  | -1
node_8104301_200858443 |  |  | PQ | ABCN | 7199.558 | 8104301 | no | no |  |  | no |  |  | 1378449.093 | 15301351.231 |  | -1
node_8104301_200858444 |  |  | PQ | ABCN | 7199.558 | 8104301 | no | no |  |  | no |  |  | 1378279.104 | 15301415.7 |  | -1
node_8104301_200858445 |  |  | PQ | ABCN | 7199.558 | 8104301 | no | no |  |  | no |  |  | 1378161.335 | 15301458.763 |  | -1
node_8104301_200858446 |  |  | PQ | ABCN | 7199.558 | 8104301 | no | no |  |  | no |  |  | 1378062.985 | 15301499.977 |  | -1
node_8104301_200858447 |  |  | PQ | ABCN | 7199.558 | 8104301 | no | no |  |  | no |  |  | 1377933.885 | 15301545.332 |  | -1
node_8104301_200858448 |  |  | PQ | ABCN | 7199.558 | 8104301 | no | no |  |  | no |  |  | 1377744.775 | 15301629.373 |  | -1
node_8104301_200858449 |  |  | PQ | ABCN | 7199.558 | 8104301 | no | no |  |  | no |  |  | 1377692.733 | 15301637.749 |  | -1
node_8104301_200858450 |  |  | PQ | ABCN | 7199.558 | 8104301 | no | no |  |  | no |  |  | 1377628.695 | 15301747.351 |  | -1
node_8104301_200858451 |  |  | PQ | ABCN | 7199.558 | 8104301 | no | no |  |  | no |  |  | 1377523.875 | 15301833.229 |  | -1
node_8104301_200858452 |  |  | PQ | ABCN | 7199.558 | 8104301 | no | no |  |  | no |  |  | 1377353.902 | 15301933.435 |  | -1
node_8104301_200858453 |  |  | PQ | ABCN | 7199.558 | 8104301 | no | no |  |  | no |  |  | 1377254.655 | 15302003.173 |  | -1
node_8104301_200858454 |  |  | PQ | ABCN | 7199.558 | 8104301 | no | no |  |  | no |  |  | 1377267.353 | 15302042.7 |  | -1
node_8104301_200858455 |  |  | PQ | ABCN | 7199.558 | 8104301 | no | no |  |  | no |  |  | 1377110.998 | 15302036.81 |  | -1
node_8104301_200858456 |  |  | PQ | ABCN | 7199.558 | 8104301 | no | no |  |  | no |  |  | 1377061.307 | 15301860.408 |  | -1
node_8104301_200858457 |  |  | PQ | ABCN | 7199.558 | 8104301 | no | no |  |  | no |  |  | 1377117.387 | 15302077.983 |  | -1
node_8104301_200858458 |  |  | PQ | ABCN | 7199.558 | 8104301 | no | no |  |  | no |  |  | 1376951.103 | 15302079.714 |  | -1
node_8104301_200858459 |  |  | PQ | AN | 7199.558 | 8104301 | no | no |  |  | no |  |  | 1376946.599 | 15302032.205 |  | -1
node_8104301_200858495 |  |  | PQ | AN | 2771.281 | 8104301 | no | no |  |  | no |  |  | 1379732.759 | 15303510.727 |  | -1
node_8104301_200858496 |  |  | PQ | AD | 2771.281 | 8104301 | no | no |  |  | no |  |  | 1379753.661 | 15303294.081 |  | -1
node_8104301_200858497 |  |  | PQ | AN | 2771.281 | 8104301 | no | no |  |  | no |  |  | 1379756.746 | 15303211.607 |  | -1
node_8104301_200858498 |  |  | PQ | AD | 2771.281 | 8104301 | no | no |  |  | no |  |  | 1379775.027 | 15302917.011 |  | -1
node_8104301_200858503 |  |  | PQ | AN | 2771.281 | 8104301 | no | no |  |  | no |  |  | 1379911.989 | 15300676.755 |  | -1
node_8104301_200858506 |  |  | PQ | AD | 2771.281 | 8104301 | no | no |  |  | no |  |  | 1379902.85 | 15300802.283 |  | -1
node_8104301_200858507 |  |  | PQ | AD | 2771.281 | 8104301 | no | no |  |  | no |  |  | 1379896.541 | 15300877.412 |  | -1
node_8104301_200858508 |  |  | PQ | AD | 2771.281 | 8104301 | no | no |  |  | no |  |  | 1379888.231 | 15300947.604 |  | -1
node_8104301_200858512 |  |  | PQ | AD | 2771.281 | 8104301 | no | no |  |  | no |  |  | 1379884.811 | 15301119.804 |  | -1
node_8104301_200858513 |  |  | PQ | AD | 2771.281 | 8104301 | no | no |  |  | no |  |  | 1379874.664 | 15301278.997 |  | -1
node_8104301_200858514 |  |  | PQ | AD | 2771.281 | 8104301 | no | no |  |  | no |  |  | 1379864.246 | 15301384.6 |  | -1
node_8104301_200858522 |  |  | PQ | AN | 2771.281 | 8104301 | no | no |  |  | no |  |  | 1379820.067 | 15302125.459 |  | -1
node_8104301_200858523 |  |  | PQ | AD | 2771.281 | 8104301 | no | no |  |  | no |  |  | 1379811.134 | 15302253.925 |  | -1
node_8104301_200858524 |  |  | PQ | AD | 2771.281 | 8104301 | no | no |  |  | no |  |  | 1379804.036 | 15302390.371 |  | -1
node_8104301_200858525 |  |  | PQ | AD | 2771.281 | 8104301 | no | no |  |  | no |  |  | 1379797.415 | 15302490.909 |  | -1
node_8104301_200858526 |  |  | PQ | AD | 2771.281 | 8104301 | no | no |  |  | no |  |  | 1379789.743 | 15302609.894 |  | -1
node_8104301_200858527 |  |  | PQ | AN | 2771.281 | 8104301 | no | no |  |  | no |  |  | 1379786.06 | 15302729.809 |  | -1
node_8104301_200858530 |  |  | PQ | AN | 2771.281 | 8104301 | no | no |  |  | no |  |  | 1379561.885 | 15301378.495 |  | -1
node_8104301_200858531 |  |  | PQ | AD | 2771.281 | 8104301 | no | no |  |  | no |  |  | 1379497.928 | 15302608.654 |  | -1
node_8104301_200858532 |  |  | PQ | AN | 2771.281 | 8104301 | no | no |  |  | no |  |  | 1379488.979 | 15302753.612 |  | -1
node_8104301_200858535 |  |  | PQ | AN | 2771.281 | 8104301 | no | no |  |  | no |  |  | 1379559.8 | 15301535.644 |  | -1
node_8104301_200858537 |  |  | PQ | AD | 2771.281 | 8104301 | no | no |  |  | no |  |  | 1379542.189 | 15301820.73 |  | -1
node_8104301_200858539 |  |  | PQ | AD | 2771.281 | 8104301 | no | no |  |  | no |  |  | 1379537.596 | 15301946.63 |  | -1
node_8104301_200858540 |  |  | PQ | AD | 2771.281 | 8104301 | no | no |  |  | no |  |  | 1379531.996 | 15302027.191 |  | -1
node_8104301_200858541 |  |  | PQ | AN | 2771.281 | 8104301 | no | no |  |  | no |  |  | 1379524.914 | 15302145.858 |  | -1
node_8104301_200858542 |  |  | PQ | AD | 2771.281 | 8104301 | no | no |  |  | no |  |  | 1379514.873 | 15302296.48 |  | -1
node_8104301_200858543 |  |  | PQ | AD | 2771.281 | 8104301 | no | no |  |  | no |  |  | 1379500.785 | 15302439.542 |  | -1
node_8104301_200858544 |  |  | PQ | ABCN | 2771.281 | 8104301 | no | no |  |  | no |  |  | 1380193.712 | 15300230.551 |  | -1
node_8104301_200858545 |  |  | PQ | ABCN | 2771.281 | 8104301 | no | no |  |  | no |  |  | 1380198.817 | 15300162.851 |  | -1
node_8104301_200858546 |  |  | PQ | ABCD | 2771.281 | 8104301 | no | no |  |  | no |  |  | 1380182.06 | 15300359.607 |  | -1
node_8104301_200858547 |  |  | PQ | ABCD | 2771.281 | 8104301 | no | no |  |  | no |  |  | 1380177.509 | 15300500.738 |  | -1
node_8104301_200858548 |  |  | PQ | ABCN | 2771.281 | 8104301 | no | no |  |  | no |  |  | 1380166.302 | 15300614.286 |  | -1
node_8104301_200858550 |  |  | PQ | ABCN | 2771.281 | 8104301 | no | no |  |  | no |  |  | 1380152.079 | 15300857.476 |  | -1
node_8104301_200858551 |  |  | PQ | ABCD | 2771.281 | 8104301 | no | no |  |  | no |  |  | 1380146.873 | 15300975.664 |  | -1
node_8104301_200858552 |  |  | PQ | ABCD | 2771.281 | 8104301 | no | no |  |  | no |  |  | 1380139.616 | 15301090.251 |  | -1
node_8104301_200858553 |  |  | PQ | ABCN | 2771.281 | 8104301 | no | no |  |  | no |  |  | 1380128.79 | 15301200.762 |  | -1
node_8104301_200858554 |  |  | PQ | ABCD | 2771.281 | 8104301 | no | no |  |  | no |  |  | 1380127.935 | 15301278.885 |  | -1
node_8104301_200858555 |  |  | PQ | ABCD | 2771.281 | 8104301 | no | no |  |  | no |  |  | 1380121.903 | 15301382.984 |  | -1
node_8104301_200858556 |  |  | PQ | AD | 2771.281 | 8104301 | no | no |  |  | no |  |  | 1380117.863 | 15301491.579 |  | -1
node_8104301_200858558 |  |  | PQ | AD | 2771.281 | 8104301 | no | no |  |  | no |  |  | 1380099.192 | 15301729.335 |  | -1
node_8104301_200858559 |  |  | PQ | AN | 2771.281 | 8104301 | no | no |  |  | no |  |  | 1380091.152 | 15301868.299 |  | -1
node_8104301_200858566 |  |  | PQ | AD | 2771.281 | 8104301 | no | no |  |  | no |  |  | 1380045.843 | 15303150.328 |  | -1
node_8104301_200858567 |  |  | PQ | AN | 2771.281 | 8104301 | no | no |  |  | no |  |  | 1380044.228 | 15303234.506 |  | -1
node_8104301_200858569 |  |  | PQ | AN | 2771.281 | 8104301 | no | no |  |  | no |  |  | 1380064.048 | 15302923.549 |  | -1
node_8104301_200858574 |  |  | PQ | AN | 2771.281 | 8104301 | no | no |  |  | no |  |  | 1380463.076 | 15300535.71 |  | -1
node_8104301_200858575 |  |  | PQ | AD | 2771.281 | 8104301 | no | no |  |  | no |  |  | 1380457.653 | 15300666.859 |  | -1
node_8104301_200858576 |  |  | PQ | AN | 2771.281 | 8104301 | no | no |  |  | no |  |  | 1380447.779 | 15300800.626 |  | -1
node_8104301_200858577 |  |  | PQ | AD | 2771.281 | 8104301 | no | no |  |  | no |  |  | 1380437.782 | 15300905.199 |  | -1
node_8104301_200858578 |  |  | PQ | AD | 2771.281 | 8104301 | no | no |  |  | no |  |  | 1380432.25 | 15301048.447 |  | -1
node_8104301_200858579 |  |  | PQ | ABCD | 2771.281 | 8104301 | no | no |  |  | no |  |  | 1380423.617 | 15301174.993 |  | -1
node_8104301_200858580 |  |  | PQ | ABCD | 2771.281 | 8104301 | no | no |  |  | no |  |  | 1380417.234 | 15301246.508 |  | -1
node_8104301_200858581 |  |  | PQ | ABCN | 2771.281 | 8104301 | no | no |  |  | no |  |  | 1380408.627 | 15301372.263 |  | -1
node_8104301_200858582 |  |  | PQ | ABCN | 2771.281 | 8104301 | no | no |  |  | no |  |  | 1380407.944 | 15301508.761 |  | -1
node_8104301_200858583 |  |  | PQ | ABCD | 2771.281 | 8104301 | no | no |  |  | no |  |  | 1380397.368 | 15301634.197 |  | -1
node_8104301_200858584 |  |  | PQ | ABCD | 2771.281 | 8104301 | no | no |  |  | no |  |  | 1380385.012 | 15301750.775 |  | -1
node_8104301_200858586 |  |  | PQ | ABCN | 2771.281 | 8104301 | no | no |  |  | no |  |  | 1380383.16 | 15301875.641 |  | -1
node_8104301_200858589 |  |  | PQ | ABCD | 2771.281 | 8104301 | no | no |  |  | no |  |  | 1380373.671 | 15301983.625 |  | -1
node_8104301_200858590 |  |  | PQ | ABCD | 2771.281 | 8104301 | no | no |  |  | no |  |  | 1380363.731 | 15302113.267 |  | -1
node_8104301_200858591 |  |  | PQ | ABCN | 2771.281 | 8104301 | no | no |  |  | no |  |  | 1380356.669 | 15302238.313 |  | -1
node_8104301_200858592 |  |  | PQ | ABCD | 2771.281 | 8104301 | no | no |  |  | no |  |  | 1380354.536 | 15302360.576 |  | -1
node_8104301_200858593 |  |  | PQ | ABCD | 2771.281 | 8104301 | no | no |  |  | no |  |  | 1380343.873 | 15302427.608 |  | -1
node_8104301_200858594 |  |  | PQ | ABCD | 2771.281 | 8104301 | no | no |  |  | no |  |  | 1380341.734 | 15302564.116 |  | -1
node_8104301_200858595 |  |  | PQ | ABCN | 2771.281 | 8104301 | no | no |  |  | no |  |  | 1380332.048 | 15302686.27 |  | -1
node_8104301_200858596 |  |  | PQ | ABCD | 2771.281 | 8104301 | no | no |  |  | no |  |  | 1380322.702 | 15302807.989 |  | -1
node_8104301_200858597 |  |  | PQ | ABCD | 2771.281 | 8104301 | no | no |  |  | no |  |  | 1380318.93 | 15302923.725 |  | -1
node_8104301_200858598 |  |  | PQ | ABCD | 2771.281 | 8104301 | no | no |  |  | no |  |  | 1380308.381 | 15303042.401 |  | -1
node_8104301_200858828 |  |  | PQ | ABCN | 7199.558 | 8104301 | no | no |  |  | no |  |  | 1376806.46 | 15304957.576 |  | -1
node_8104301_200858832 |  |  | PQ | ABCN | 7199.558 | 8104301 | no | no |  |  | no |  |  | 1376934.762 | 15302126.407 |  | -1
node_8104301_200858833 |  |  | PQ | ABCN | 7199.558 | 8104301 | no | no |  |  | no |  |  | 1376932.137 | 15303521.207 |  | -1
node_8104301_200858834 |  |  | PQ | ABCN | 7199.558 | 8104301 | no | no |  |  | no |  |  | 1376920.837 | 15303703.168 |  | -1
node_8104301_200858835 |  |  | PQ | ABCN | 7199.558 | 8104301 | no | no |  |  | no |  |  | 1376912.163 | 15303877.204 |  | -1
node_8104301_200858836 |  |  | PQ | ABCN | 7199.558 | 8104301 | no | no |  |  | no |  |  | 1376903.059 | 15304049.791 |  | -1
node_8104301_200858837 |  |  | PQ | ABCN | 7199.558 | 8104301 | no | no |  |  | no |  |  | 1376890.145 | 15304222.554 |  | -1
node_8104301_200858838 |  |  | PQ | ABCN | 7199.558 | 8104301 | no | no |  |  | no |  |  | 1376883.558 | 15304417.454 |  | -1
node_8104301_200858840 |  |  | PQ | ABCN | 7199.558 | 8104301 | no | no |  |  | no |  |  | 1376822.504 | 15304826.935 |  | -1
node_8104301_200858843 |  |  | PQ | ABCN | 7199.558 | 8104301 | no | no |  |  | no |  |  | 1376931.883 | 15302272.648 |  | -1
node_8104301_200858868 |  |  | PQ | ABCN | 7199.558 | 8104301 | no | no |  |  | no |  |  | 1376929.088 | 15302400.712 |  | -1
node_8104301_200858887 |  |  | PQ | ABCN | 7199.558 | 8104301 | no | no |  |  | no |  |  | 1376926.968 | 15302518.775 |  | -1
node_8104301_200858902 |  |  | PQ | ABCN | 7199.558 | 8104301 | no | no |  |  | no |  |  | 1376930.059 | 15302643.825 |  | -1
node_8104301_200858904 |  |  | PQ | ABCN | 7199.558 | 8104301 | no | no |  |  | no |  |  | 1376925.648 | 15302866.521 |  | -1
node_8104301_200858905 |  |  | PQ | ABCN | 7199.558 | 8104301 | no | no |  |  | no |  |  | 1376920.164 | 15302947.706 |  | -1
node_8104301_200858906 |  |  | PQ | ABCN | 7199.558 | 8104301 | no | no |  |  | no |  |  | 1376927.414 | 15303024.324 |  | -1
node_8104301_200858907 |  |  | PQ | ABCN | 7199.558 | 8104301 | no | no |  |  | no |  |  | 1376920.896 | 15303275.631 |  | -1
node_8104301_200858909 |  |  | PQ | ABCN | 7199.558 | 8104301 | no | no |  |  | no |  |  | 1376924.719 | 15303394.993 |  | -1
node_8104301_200858985 |  |  | PQ | ABCN | 2771.281 | 8104301 | no | no |  |  | no |  |  | 1380817.408 | 15303149.899 |  | -1
node_8104301_200858987 |  |  | PQ | AD | 2771.281 | 8104301 | no | no |  |  | no |  |  | 1379959.626 | 15303031.263 |  | -1
node_8104301_200858988 |  |  | PQ | AD | 2771.281 | 8104301 | no | no |  |  | no |  |  | 1380065.226 | 15303039.546 |  | -1
node_8104301_200858989 |  |  | PQ | AD | 2771.281 | 8104301 | no | no |  |  | no |  |  | 1380178.118 | 15303044.514 |  | -1
node_8104301_200858990 |  |  | PQ | ABCN | 2771.281 | 8104301 | no | no |  |  | no |  |  | 1380303.368 | 15303054.493 |  | -1
node_8104301_200858991 |  |  | PQ | ABCD | 2771.281 | 8104301 | no | no |  |  | no |  |  | 1380568.487 | 15303075.941 |  | -1
node_8104301_200858992 |  |  | PQ | ABCN | 2771.281 | 8104301 | no | no |  |  | no |  |  | 1380820.414 | 15303089.505 |  | -1
node_8104301_200858996 |  |  | PQ | AD | 2771.281 | 8104301 | no | no |  |  | no |  |  | 1380221.155 | 15302436.306 |  | -1
node_8104301_200858997 |  |  | PQ | AD | 2771.281 | 8104301 | no | no |  |  | no |  |  | 1380513.752 | 15302453.678 |  | -1
node_8104301_200858998 |  |  | PQ | AN | 2771.281 | 8104301 | no | no |  |  | no |  |  | 1380666.404 | 15302462.007 |  | -1
node_8104301_200858999 |  |  | PQ | AD | 2771.281 | 8104301 | no | no |  |  | no |  |  | 1380322.478 | 15302437.735 |  | -1
node_8104301_200859000 |  |  | PQ | AN | 2771.281 | 8104301 | no | no |  |  | no |  |  | 1380104.728 | 15302427.203 |  | -1
node_8104301_200859003 |  |  | PQ | AD | 2771.281 | 8104301 | no | no |  |  | no |  |  | 1379927.987 | 15302421.364 |  | -1
node_8104301_200859004 |  |  | PQ | AD | 2771.281 | 8104301 | no | no |  |  | no |  |  | 1379813.136 | 15302415.349 |  | -1
node_8104301_200859067 |  |  | PQ | ABCD | 2771.281 | 8104301 | no | no |  |  | no |  |  | 1380812.173 | 15300236.408 |  | -1
node_8104301_200859068 |  |  | PQ | ABCN | 2771.281 | 8104301 | no | no |  |  | no |  |  | 1380650.33 | 15300222.38 |  | -1
node_8104301_200859069 |  |  | PQ | ABCD | 2771.281 | 8104301 | no | no |  |  | no |  |  | 1380570.821 | 15300217.883 |  | -1
node_8104301_200859070 |  |  | PQ | ABCD | 2771.281 | 8104301 | no | no |  |  | no |  |  | 1380479.2 | 15300217.672 |  | -1
node_8104301_200859071 |  |  | PQ | ABCD | 2771.281 | 8104301 | no | no |  |  | no |  |  | 1380354.734 | 15300208.468 |  | -1
node_8104301_200859072 |  |  | PQ | ABCD | 2771.281 | 8104301 | no | no |  |  | no |  |  | 1380183.432 | 15300199.211 |  | -1
node_8104301_200859073 |  |  | PQ | AD | 2771.281 | 8104301 | no | no |  |  | no |  |  | 1380068.41 | 15300187.377 |  | -1
node_8104301_200859074 |  |  | PQ | AN | 2771.281 | 8104301 | no | no |  |  | no |  |  | 1379951.338 | 15300185.791 |  | -1
node_8104301_200859129 |  |  | PQ | ABCN | 7199.558 | 8104301 | no | no |  |  | no |  |  | 1376113.465 | 15305001.294 |  | -1
node_8104301_200859184 |  |  | PQ | ABCN | 18703.852 | 8104301 | no | no |  |  | no |  |  | 1381258.812 | 15306240.191 |  | -1
node_8104301_200859257 |  |  | PQ | AD | 2771.281 | 8104301 | no | no |  |  | no |  |  | 1380700.076 | 15302455.296 |  | -1
node_8104301_200859258 |  |  | PQ | AD | 2771.281 | 8104301 | no | no |  |  | no |  |  | 1380691.814 | 15302572.436 |  | -1
node_8104301_200859259 |  |  | PQ | AD | 2771.281 | 8104301 | no | no |  |  | no |  |  | 1380687.494 | 15302662.778 |  | -1
node_8104301_200859260 |  |  | PQ | AD | 2771.281 | 8104301 | no | no |  |  | no |  |  | 1380682.176 | 15302762.141 |  | -1
node_8104301_200859261 |  |  | PQ | AN | 2771.281 | 8104301 | no | no |  |  | no |  |  | 1380674.415 | 15302865.034 |  | -1
node_8104301_200859262 |  |  | PQ | AD | 2771.281 | 8104301 | no | no |  |  | no |  |  | 1380665.931 | 15302975.177 |  | -1
node_8104301_200859264 |  |  | PQ | ABCN | 2771.281 | 8104301 | no | no |  |  | no |  |  | 1380653.297 | 15303124.589 |  | -1
node_8104301_200859266 |  |  | PQ | AN | 2771.281 | 8104301 | no | no |  |  | no |  |  | 1380743.83 | 15301704.216 |  | -1
node_8104301_200859267 |  |  | PQ | AD | 2771.281 | 8104301 | no | no |  |  | no |  |  | 1380726.968 | 15301834.308 |  | -1
node_8104301_200859268 |  |  | PQ | AD | 2771.281 | 8104301 | no | no |  |  | no |  |  | 1380730.244 | 15301949.156 |  | -1
node_8104301_200859269 |  |  | PQ | AN | 2771.281 | 8104301 | no | no |  |  | no |  |  | 1380710.423 | 15302034.223 |  | -1
node_8104301_200859270 |  |  | PQ | AD | 2771.281 | 8104301 | no | no |  |  | no |  |  | 1380716.006 | 15302162.959 |  | -1
node_8104301_200859271 |  |  | PQ | AD | 2771.281 | 8104301 | no | no |  |  | no |  |  | 1380710.339 | 15302267.504 |  | -1
node_8104301_200859272 |  |  | PQ | AD | 2771.281 | 8104301 | no | no |  |  | no |  |  | 1380706.078 | 15302364.329 |  | -1
node_8104301_200859438 |  |  | PQ | ABCD | 2771.281 | 8104301 | no | no |  |  | no |  |  | 1379034.893 | 15301325.206 |  | -1
node_8104301_200859439 |  |  | PQ | ABCN | 2771.281 | 8104301 | no | no |  |  | no |  |  | 1379020.48 | 15301473.185 |  | -1
node_8104301_200859440 |  |  | PQ | ABCD | 2771.281 | 8104301 | no | no |  |  | no |  |  | 1379018.137 | 15301698.346 |  | -1
node_8104301_200859441 |  |  | PQ | ABCD | 2771.281 | 8104301 | no | no |  |  | no |  |  | 1379077.045 | 15301675.871 |  | -1
node_8104301_200859443 |  |  | PQ | ABCD | 2771.281 | 8104301 | no | no |  |  | no |  |  | 1379275.079 | 15301725.114 |  | -1
node_8104301_200859486 |  |  | PQ | ABCN | 7199.558 | 8104301 | no | no |  |  | no |  |  | 1376322.074 | 15304926.312 |  | -1
node_8104301_200859487 |  |  | PQ | ABCN | 7199.558 | 8104301 | no | no |  |  | no |  |  | 1376569.77 | 15304939.928 |  | -1
node_8104301_200859488 |  |  | PQ | ABCN | 7199.558 | 8104301 | no | no |  |  | no |  |  | 1376143.084 | 15304910.719 |  | -1
node_8104301_200859489 |  |  | PQ | ABCN | 7199.558 | 8104301 | no | no |  |  | no |  |  | 1374944.01 | 15306941.829 |  | -1
node_8104301_200859490 |  |  | PQ | ABCN | 7199.558 | 8104301 | no | no |  |  | no |  |  | 1376087.053 | 15305086.293 |  | -1
node_8104301_200859491 |  |  | PQ | ABCN | 7199.558 | 8104301 | no | no |  |  | no |  |  | 1376025.027 | 15305305.111 |  | -1
node_8104301_200859492 |  |  | PQ | ABCN | 7199.558 | 8104301 | no | no |  |  | no |  |  | 1375982 | 15305499.801 |  | -1
node_8104301_200859493 |  |  | PQ | ABCN | 7199.558 | 8104301 | no | no |  |  | no |  |  | 1375924.129 | 15305731.789 |  | -1
node_8104301_200859494 |  |  | PQ | ABCN | 7199.558 | 8104301 | no | no |  |  | no |  |  | 1375885.306 | 15305975.393 |  | -1
node_8104301_200859495 |  |  | PQ | ABCN | 7199.558 | 8104301 | no | no |  |  | no |  |  | 1375783.177 | 15306104.452 |  | -1
node_8104301_200859496 |  |  | PQ | ABCN | 7199.558 | 8104301 | no | no |  |  | no |  |  | 1375744.241 | 15306253.275 |  | -1
node_8104301_200859497 |  |  | PQ | ABCN | 7199.558 | 8104301 | no | no |  |  | no |  |  | 1375644.772 | 15306385.344 |  | -1
node_8104301_200859498 |  |  | PQ | ABCN | 7199.558 | 8104301 | no | no |  |  | no |  |  | 1375590.47 | 15306582.204 |  | -1
node_8104301_200859499 |  |  | PQ | ABCN | 7199.558 | 8104301 | no | no |  |  | no |  |  | 1375470.479 | 15306624.375 |  | -1
node_8104301_200859500 |  |  | PQ | ABCN | 7199.558 | 8104301 | no | no |  |  | no |  |  | 1375341.807 | 15306806.166 |  | -1
node_8104301_200859501 |  |  | PQ | ABCN | 7199.558 | 8104301 | no | no |  |  | no |  |  | 1375104.25 | 15306887.123 |  | -1
node_8104301_200859554 |  |  | PQ | ABCN | 7199.558 | 8104301 | no | no |  |  | no |  |  | 1376947.722 | 15303269.992 |  | -1
node_8104301_200859555 |  |  | PQ | ABCN | 7199.558 | 8104301 | no | no |  |  | no |  |  | 1378147.529 | 15303402.37 |  | -1
node_8104301_200859556 |  |  | PQ | ABCN | 7199.558 | 8104301 | no | no |  |  | no |  |  | 1378279.37 | 15303417.179 |  | -1
node_8104301_200859560 |  |  | PQ | ABCN | 7199.558 | 8104301 | no | no |  |  | no |  |  | 1378676.741 | 15303460.122 |  | -1
node_8104301_200859561 |  |  | PQ | ABCN | 7199.558 | 8104301 | no | no |  |  | no |  |  | 1378807.235 | 15303471.433 |  | -1
node_8104301_200859568 |  |  | PQ | ABCN | 7199.558 | 8104301 | no | no |  |  | no |  |  | 1377213.275 | 15303294.59 |  | -1
node_8104301_200859569 |  |  | PQ | ABCN | 7199.558 | 8104301 | no | no |  |  | no |  |  | 1377348.377 | 15303311.689 |  | -1
node_8104301_200859570 |  |  | PQ | ABCN | 7199.558 | 8104301 | no | no |  |  | no |  |  | 1377383.947 | 15303264.604 |  | -1
node_8104301_200859572 |  |  | PQ | ABCN | 7199.558 | 8104301 | no | no |  |  | no |  |  | 1377612.011 | 15303341.061 |  | -1
node_8104301_200859573 |  |  | PQ | ABCN | 7199.558 | 8104301 | no | no |  |  | no |  |  | 1377747.152 | 15303357.911 |  | -1
node_8104301_200859574 |  |  | PQ | ABCN | 7199.558 | 8104301 | no | no |  |  | no |  |  | 1377877.686 | 15303371.342 |  | -1
node_8104301_200859575 |  |  | PQ | ABCN | 7199.558 | 8104301 | no | no |  |  | no |  |  | 1378016.614 | 15303389.705 |  | -1
node_8104301_200859631 |  |  | PQ | ABCN | 7199.558 | 8104301 | no | no |  |  | no |  |  | 1378684.777 | 15304650.943 |  | -1
node_8104301_200859632 |  |  | PQ | ABCN | 7199.558 | 8104301 | no | no |  |  | no |  |  | 1378668.529 | 15304318.196 |  | -1
node_8104301_200859634 |  |  | PQ | ABCN | 7199.558 | 8104301 | no | no |  |  | no |  |  | 1378760.651 | 15303501.49 |  | -1
node_8104301_200859635 |  |  | PQ | ABCN | 7199.558 | 8104301 | no | no |  |  | no |  |  | 1379233.203 | 15304804.561 |  | -1
node_8104301_200859636 |  |  | PQ | ABCN | 7199.558 | 8104301 | no | no |  |  | no |  |  | 1379254.147 | 15305085.323 |  | -1
node_8104301_200859637 |  |  | PQ | ABCN | 7199.558 | 8104301 | no | no |  |  | no |  |  | 1379408.488 | 15305285.761 |  | -1
node_8104301_200859638 |  |  | PQ | ABCN | 7199.558 | 8104301 | no | no |  |  | no |  |  | 1379535.975 | 15305521.329 |  | -1
node_8104301_200859639 |  |  | PQ | ABCN | 7199.558 | 8104301 | no | no |  |  | no |  |  | 1379656.82 | 15305761.865 |  | -1
node_8104301_200859640 |  |  | PQ | ABCN | 7199.558 | 8104301 | no | no |  |  | no |  |  | 1379882.75 | 15305904.646 |  | -1
node_8104301_200859641 |  |  | PQ | ABCN | 7199.558 | 8104301 | no | no |  |  | no |  |  | 1380206.908 | 15305996.54 |  | -1
node_8104301_200859642 |  |  | PQ | ABCN | 7199.558 | 8104301 | no | no |  |  | no |  |  | 1378745.199 | 15303759.25 |  | -1
node_8104301_200859643 |  |  | PQ | ABCN | 7199.558 | 8104301 | no | no |  |  | no |  |  | 1378720.008 | 15304002.482 |  | -1
node_8104301_200859644 |  |  | PQ | ABCN | 7199.558 | 8104301 | no | no |  |  | no |  |  | 1378734.226 | 15304165.169 |  | -1
node_8104301_200859646 |  |  | PQ | ABCN | 7199.558 | 8104301 | no | no |  |  | no |  |  | 1378989.8 | 15304164.822 |  | -1
node_8104301_200859647 |  |  | PQ | ABCN | 7199.558 | 8104301 | no | no |  |  | no |  |  | 1379246.33 | 15304168.449 |  | -1
node_8104301_200859649 |  |  | PQ | ABCN | 7199.558 | 8104301 | no | no |  |  | no |  |  | 1379444.144 | 15304176.983 |  | -1
node_8104301_200859650 |  |  | PQ | ABCN | 7199.558 | 8104301 | no | no |  |  | no |  |  | 1379574.864 | 15304077.735 |  | -1
node_8104301_200859651 |  |  | PQ | ABCN | 7199.558 | 8104301 | no | no |  |  | no |  |  | 1379746.212 | 15304094.217 |  | -1
node_8104301_200859653 |  |  | PQ | ABCN | 7199.558 | 8104301 | no | no |  |  | no |  |  | 1379558.991 | 15304404.334 |  | -1
node_8104301_200859654 |  |  | PQ | ABCN | 7199.558 | 8104301 | no | no |  |  | no |  |  | 1379454.262 | 15304660.408 |  | -1
node_8104301_200914671 |  |  | PQ | AD | 2771.281 | 8104301 | no | no |  |  | no |  |  | 1380096.468 | 15302965.37 |  | -1
node_8104301_200914698 |  |  | PQ | ABCN | 7199.558 | 8104301 | no | no |  |  | no |  |  | 1376468.625 | 15303005.623 |  | -1
node_8104301_200914700 |  |  | PQ | ABCN | 7199.558 | 8104301 | no | no |  |  | no |  |  | 1376442.145 | 15303444.234 |  | -1
node_8104301_200943337 |  |  | PQ | ABCN | 7199.558 | 8104301 | no | no |  |  | no |  |  | 1379417.122 | 15304241.111 |  | -1
node_8104301_200951422 |  |  | PQ | ABCN | 7199.558 | 8104301 | no | no |  |  | no |  |  | 1378409.105 | 15303432.18 |  | -1
node_8104301_200951423 |  |  | PQ | ABCN | 7199.558 | 8104301 | no | no |  |  | no |  |  | 1378544.771 | 15303444.777 |  | -1
node_8104301_200951437 |  |  | PQ | ABCN | 7199.558 | 8104301 | no | no |  |  | no |  |  | 1377477.635 | 15303329.209 |  | -1
node_8104301_200951492 |  |  | PQ | ABCN | 7199.558 | 8104301 | no | no |  |  | no |  |  | 1377588.731 | 15302301.314 |  | -1
node_8104301_200951508 |  |  | PQ | ABCN | 7199.558 | 8104301 | no | no |  |  | no |  |  | 1377128.132 | 15301721.216 |  | -1
node_8104301_200954476 |  |  | PQ | ABCN | 7199.558 | 8104301 | no | no |  |  | no |  |  | 1376400.405 | 15303519.351 |  | -1
node_8104301_200954477 |  |  | PQ | ABCN | 7199.558 | 8104301 | no | no |  |  | no |  |  | 1376788.243 | 15304207.932 |  | -1
node_8104301_200954480 |  |  | PQ | ABCN | 7199.558 | 8104301 | no | no |  |  | no |  |  | 1376544.922 | 15302264.309 |  | -1
node_8104301_200959425 |  |  | PQ | ABCD | 2771.281 | 8104301 | no | no |  |  | no |  |  | 1380161.744 | 15300728.89 |  | -1
node_8104301_200966591 |  |  | PQ | AN | 2771.281 | 8104301 | no | no |  |  | no |  |  | 1379853.565 | 15301578.036 |  | -1
node_8104301_200966592 |  |  | PQ | AD | 2771.281 | 8104301 | no | no |  |  | no |  |  | 1379860.94 | 15301475.376 |  | -1
node_8104301_200969231 |  |  | PQ | ABCN | 7199.558 | 8104301 | no | no |  |  | no |  |  | 1378777.353 | 15300573.102 |  | -1
node_8104301_200969232 |  |  | PQ | ABCN | 7199.558 | 8104301 | no | no |  |  | no |  |  | 1378394.54 | 15300725.193 |  | -1
node_8104301_200969233 |  |  | PQ | ABCN | 7199.558 | 8104301 | no | no |  |  | no |  |  | 1378440.524 | 15300799.724 |  | -1
node_8104301_200969234 |  |  | PQ | ABCN | 7199.558 | 8104301 | no | no |  |  | no |  |  | 1378076.213 | 15300978.596 |  | -1
node_8104301_200973976 |  |  | PQ | ABCN | 7199.558 | 8104301 | no | no |  |  | no |  |  | 1377628.428 | 15302308.807 |  | -1
node_8104301_200974811 |  |  | PQ | ABCN | 7199.558 | 8104301 | no | no |  |  | no |  |  | 1380140.196 | 15306026.435 |  | -1
node_8104301_200976259 |  |  | PQ | ABCN | 7199.558 | 8104301 | no | no |  |  | no |  |  | 1377156.12 | 15302305.466 |  | -1
node_8104301_200979347 |  |  | PQ | ABCN | 7199.558 | 8104301 | no | no |  |  | no |  |  | 1376830.081 | 15304659.093 |  | -1
node_8104301_201004189 |  |  | PQ | ABCN | 2771.281 | 8104301 | no | no |  |  | no |  |  | 1379206.786 | 15301728.602 |  | -1
node_8104301_201017863 |  |  | PQ | AD | 2771.281 | 8104301 | no | no |  |  | no |  |  | 1379551.059 | 15301693.007 |  | -1
node_8104301_201021992 |  |  | PQ | ABCN | 7199.558 | 8104301 | no | no |  |  | no |  |  | 1377077.908 | 15303284.502 |  | -1
node_8104301_201038103 |  |  | PQ | ABCN | 7199.558 | 8104301 | no | no |  |  | no |  |  | 1378834.842 | 15300437.571 |  | -1
node_8104301_201038106 |  |  | PQ | AN | 7199.558 | 8104301 | no | no |  |  | no |  |  | 1380531.435 | 15305163.729 |  | -1
node_8104301_201038107 |  |  | PQ | ABCN | 7199.558 | 8104301 | no | no |  |  | no |  |  | 1377556.309 | 15301256.749 |  | -1
node_8104301_201038109 |  |  | PQ | ABCN | 7199.558 | 8104301 | no | no |  |  | no |  |  | 1380223.035 | 15304159.621 |  | -1
node_8104301_201038110 |  |  | PQ | ABCN | 7199.558 | 8104301 | no | no |  |  | no |  |  | 1379544.983 | 15306475.707 |  | -1
node_8104301_201038111 |  |  | PQ | ABCN | 7199.558 | 8104301 | no | no |  |  | no |  |  | 1379432.741 | 15304735.357 |  | -1
node_8104301_201038112 |  |  | PQ | ABCN | 7199.558 | 8104301 | no | no |  |  | no |  |  | 1379615.01 | 15304120.966 |  | -1
node_8104301_201038113 |  |  | PQ | ABCN | 7199.558 | 8104301 | no | no |  |  | no |  |  | 1377401.241 | 15303222.687 |  | -1
node_8104301_201038115 |  |  | PQ | AN | 7199.558 | 8104301 | no | no |  |  | no |  |  | 1379973.825 | 15306948.782 |  | -1
node_8104301_201044992 |  |  | PQ | ABCN | 7199.558 | 8104301 | no | no |  |  | no |  |  | 1376808.852 | 15305056.486 |  | -1
node_8104301_201045644 |  |  | PQ | ABCN | 7199.558 | 8104301 | no | no |  |  | no |  |  | 1377084.573 | 15302360.386 |  | -1
node_8104301_201057184 |  |  | PQ | AD | 2771.281 | 8104301 | no | no |  |  | no |  |  | 1379763.903 | 15303015.001 |  | -1
node_8104301_201059052 |  |  | PQ | ABCN | 7199.558 | 8104301 | no | no |  |  | no |  |  | 1378864.073 | 15301225.277 |  | -1
node_8104301_201059053 |  |  | PQ | ABCN | 7199.558 | 8104301 | no | no |  |  | no |  |  | 1378815.638 | 15301231.825 |  | -1
node_8104301_201061291 |  |  | PQ | AD | 2771.281 | 8104301 | no | no |  |  | no |  |  | 1380109.727 | 15301581.947 |  | -1
node_8104301_201066538 |  |  | PQ | ABCN | 2771.281 | 8104301 | no | no |  |  | no |  |  | 1378944.393 | 15301201.425 |  | -1
node_8104301_310004236 |  |  | PQ | ABCN | 7199.558 | 8104301 | no | no |  |  | no |  |  | 1377109.255 | 15301781.43 |  | -1
node_8104301_310018066 |  |  | PQ | ABCN | 7199.558 | 8104301 | no | no |  |  | no |  |  | 1376893.178 | 15304337.228 |  | -1
node_8104301_310018069 |  |  | PQ | AN | 7199.558 | 8104301 | no | no |  |  | no |  |  | 1377127.395 | 15304401.665 |  | -1
node_8104301_310035796 |  |  | PQ | ABCN | 7199.558 | 8104301 | no | no |  |  | no |  |  | 1378360.453 | 15300707.774 |  | -1
node_8104301_311978564 |  |  | PQ | AN | 7199.558 | 8104301 | no | no |  |  | no |  |  | 1380093.08 | 15306486.063 |  | -1
node_8104301_312021507 |  |  | PQ | AN | 7199.558 | 8104301 | no | no |  |  | no |  |  | 1380978.049 | 15304606.414 |  | -1
node_8104301_312091946 |  |  | PQ | ABCN | 2771.281 | 8104301 | no | no |  |  | no |  |  | 1379001.405 | 15301206.303 |  | -1
node_8104301_312152021 |  |  | PQ | ABCN | 7199.558 | 8104301 | no | no |  |  | no |  |  | 1380765.805 | 15306003.004 |  | -1
node_220386417 |  |  | PQ | ABCN | 7199.558 | 8104301 | no | no |  |  | no |  |  | 1377689.526 | 15301627.451 |  | -1
node_220386436 |  |  | PQ | ABCN | 7199.558 | 8104301 | no | no |  |  | no |  |  | 1377557.965 | 15301261.465 |  | -1
node_220386494 |  |  | PQ | ABCN | 7199.558 | 8104301 | no | no |  |  | no |  |  | 1376926.447 | 15302272.329 |  | -1
node_220386523 |  |  | PQ | ABCN | 7199.558 | 8104301 | no | no |  |  | no |  |  | 1381208.377 | 15306215.926 |  | -1
node_220416615 |  |  | PQ | ABCN | 18703.852 | 8104301 | no | no |  |  | no |  |  | 1381242.174 | 15306232.186 |  | -1
node_220465506 |  |  | PQ | ABCN | 18703.852 | 8104301 | no | no |  |  | no |  |  | 1381226.034 | 15306224.421 |  | -1
node_220648970 |  |  | PQ | ABCN | 7199.558 | 8104301 | no | no |  |  | no |  |  | 1378945.31 | 15301217.179 |  | -1
node_220655538 |  |  | PQ | ABCN | 7199.558 | 8104301 | no | no |  |  | no |  |  | 1378939.868 | 15301222.958 |  | -1
node_220655541 |  |  | PQ | ABCN | 7199.558 | 8104301 | no | no |  |  | no |  |  | 1378941.93 | 15301223.147 |  | -1
node_310010075 |  |  | PQ | ABCN | 7199.558 | 8104301 | no | no |  |  | no |  |  | 1376755.322 | 15302262.312 |  | -1
node_310024191 |  |  | PQ | ABCN | 2771.281 | 8104301 | no | no |  |  | no |  |  | 1378944.591 | 15301204.828 |  | -1
node_OM29-2-220416632 |  |  | PQ | ABCN | 7199.558 | 8104301 | no | no |  |  | no |  |  | 1376748.934 | 15302261.938 |  | -1
node_SOURCE_8104301 |  |  | SWING | ABCN | 7199.558 | 8104301 | no | no |  |  | no |  |  | 1373996.749 | 15306140.78 |  | -1
node_intto1_1380949_177_15300235_57 |  |  | PQ | ABCD | 2771.281 | 8104301 | no | no |  |  | no |  |  | 1380949.177 | 15300235.57 |  | -1
node_intto1_8104301_200856469 |  |  | PQ | ABCN | 7199.558 | 8104301 | no | no |  |  | no |  |  | 1377209.095 | 15302230.576 |  | -1
node_intto1_8104301_200856477 |  |  | PQ | ABCN | 7199.558 | 8104301 | no | no |  |  | no |  |  | 1377087.009 | 15302677.849 |  | -1
node_intto1_8104301_200856529 |  |  | PQ | ABCN | 7199.558 | 8104301 | no | no |  |  | no |  |  | 1376701.549 | 15302193.295 |  | -1
node_intto1_8104301_200856552 |  |  | PQ | ABCN | 7199.558 | 8104301 | no | no |  |  | no |  |  | 1376457.118 | 15303447.693 |  | -1
node_intto1_8104301_200856606 |  |  | PQ | ABCN | 7199.558 | 8104301 | no | no |  |  | no |  |  | 1377079.239 | 15302176.217 |  | -1
node_intto1_8104301_200856609 |  |  | PQ | ABCN | 7199.558 | 8104301 | no | no |  |  | no |  |  | 1377379.357 | 15302476.83 |  | -1
node_intto1_8104301_200856610 |  |  | PQ | ABCN | 7199.558 | 8104301 | no | no |  |  | no |  |  | 1377622.62 | 15302764.574 |  | -1
node_intto1_8104301_200856612 |  |  | PQ | ABCN | 7199.558 | 8104301 | no | no |  |  | no |  |  | 1377502.906 | 15302179.406 |  | -1
node_intto1_8104301_200856619 |  |  | PQ | AN | 7199.558 | 8104301 | no | no |  |  | no |  |  | 1377047.937 | 15304584.564 |  | -1
node_intto1_8104301_200856625 |  |  | PQ | ABCN | 7199.558 | 8104301 | no | no |  |  | no |  |  | 1377130.048 | 15301759.668 |  | -1
node_intto1_8104301_200856628 |  |  | PQ | ABCN | 7199.558 | 8104301 | no | no |  |  | no |  |  | 1377351.39 | 15301376.121 |  | -1
node_intto1_8104301_200856644 |  |  | PQ | ABCN | 7199.558 | 8104301 | no | no |  |  | no |  |  | 1378766.577 | 15300479.339 |  | -1
node_intto1_8104301_200858446 |  |  | PQ | ABCN | 7199.558 | 8104301 | no | no |  |  | no |  |  | 1378062.985 | 15301499.977 |  | -1
node_intto1_8104301_200858513 |  |  | PQ | AD | 2771.281 | 8104301 | no | no |  |  | no |  |  | 1379874.664 | 15301278.997 |  | -1
node_intto1_8104301_200858530 |  |  | PQ | AD | 2771.281 | 8104301 | no | no |  |  | no |  |  | 1379561.885 | 15301378.495 |  | -1
node_intto1_8104301_200858548 |  |  | PQ | ABCD | 2771.281 | 8104301 | no | no |  |  | no |  |  | 1380166.302 | 15300614.286 |  | -1
node_intto1_8104301_200858552 |  |  | PQ | ABCD | 2771.281 | 8104301 | no | no |  |  | no |  |  | 1380139.616 | 15301090.251 |  | -1
node_intto1_8104301_200858554 |  |  | PQ | ABCD | 2771.281 | 8104301 | no | no |  |  | no |  |  | 1380127.935 | 15301278.885 |  | -1
node_intto1_8104301_200858578 |  |  | PQ | AD | 2771.281 | 8104301 | no | no |  |  | no |  |  | 1380432.25 | 15301048.447 |  | -1
node_intto1_8104301_200858582 |  |  | PQ | ABCD | 2771.281 | 8104301 | no | no |  |  | no |  |  | 1380407.944 | 15301508.761 |  | -1
node_intto1_8104301_200858840 |  |  | PQ | ABCN | 7199.558 | 8104301 | no | no |  |  | no |  |  | 1376822.504 | 15304826.935 |  | -1
node_intto1_8104301_200858996 |  |  | PQ | AD | 2771.281 | 8104301 | no | no |  |  | no |  |  | 1380221.155 | 15302436.306 |  | -1
node_intto1_8104301_200859129 |  |  | PQ | ABCN | 7199.558 | 8104301 | no | no |  |  | no |  |  | 1376113.465 | 15305001.294 |  | -1
node_intto1_8104301_200859438 |  |  | PQ | ABCD | 2771.281 | 8104301 | no | no |  |  | no |  |  | 1379034.893 | 15301325.206 |  | -1
node_intto1_8104301_200859441 |  |  | PQ | ABCD | 2771.281 | 8104301 | no | no |  |  | no |  |  | 1379077.045 | 15301675.871 |  | -1
node_intto1_8104301_200859554 |  |  | PQ | ABCN | 7199.558 | 8104301 | no | no |  |  | no |  |  | 1376947.722 | 15303269.992 |  | -1
node_intto1_8104301_200859568 |  |  | PQ | ABCN | 7199.558 | 8104301 | no | no |  |  | no |  |  | 1377213.275 | 15303294.59 |  | -1
node_intto1_8104301_200859642 |  |  | PQ | ABCN | 7199.558 | 8104301 | no | no |  |  | no |  |  | 1378745.199 | 15303759.25 |  | -1
node_intto1_8104301_200914698 |  |  | PQ | ABCN | 7199.558 | 8104301 | no | no |  |  | no |  |  | 1376468.625 | 15303005.623 |  | -1
node_intto1_8104301_200914700 |  |  | PQ | ABCN | 7199.558 | 8104301 | no | no |  |  | no |  |  | 1376442.145 | 15303444.234 |  | -1
node_intto1_8104301_200951492 |  |  | PQ | ABCN | 7199.558 | 8104301 | no | no |  |  | no |  |  | 1377588.731 | 15302301.314 |  | -1
node_intto1_8104301_200951508 |  |  | PQ | ABCN | 7199.558 | 8104301 | no | no |  |  | no |  |  | 1377128.132 | 15301721.216 |  | -1
node_intto1_8104301_200954477 |  |  | PQ | ABCN | 7199.558 | 8104301 | no | no |  |  | no |  |  | 1376788.243 | 15304207.932 |  | -1
node_intto1_8104301_200976259 |  |  | PQ | ABCN | 7199.558 | 8104301 | no | no |  |  | no |  |  | 1377156.12 | 15302305.466 |  | -1
node_intto1_8104301_201021992 |  |  | PQ | ABCN | 7199.558 | 8104301 | no | no |  |  | no |  |  | 1377077.908 | 15303284.502 |  | -1
node_intto1_8104301_201038103 |  |  | PQ | ABCN | 7199.558 | 8104301 | no | no |  |  | no |  |  | 1378834.842 | 15300437.571 |  | -1
node_intto1_8104301_201038109 |  |  | PQ | ABCN | 7199.558 | 8104301 | no | no |  |  | no |  |  | 1380223.035 | 15304159.621 |  | -1
node_intto1_8104301_201038110 |  |  | PQ | ABCN | 7199.558 | 8104301 | no | no |  |  | no |  |  | 1379544.983 | 15306475.707 |  | -1
node_intto1_8104301_201038111 |  |  | PQ | ABCN | 7199.558 | 8104301 | no | no |  |  | no |  |  | 1379432.741 | 15304735.357 |  | -1
node_intto1_8104301_201038112 |  |  | PQ | ABCN | 7199.558 | 8104301 | no | no |  |  | no |  |  | 1379615.01 | 15304120.966 |  | -1
node_intto1_8104301_201038113 |  |  | PQ | ABCN | 7199.558 | 8104301 | no | no |  |  | no |  |  | 1377401.241 | 15303222.687 |  | -1
node_intto1_8104301_201045644 |  |  | PQ | ABCN | 7199.558 | 8104301 | no | no |  |  | no |  |  | 1377084.573 | 15302360.386 |  | -1
node_intto1_8104301_201059052 |  |  | PQ | ABCN | 7199.558 | 8104301 | no | no |  |  | no |  |  | 1378864.073 | 15301225.277 |  | -1
node_intto1_8104301_310004236 |  |  | PQ | ABCN | 7199.558 | 8104301 | no | no |  |  | no |  |  | 1377109.255 | 15301781.43 |  | -1
node_intto1_8104301_310018069 |  |  | PQ | AN | 7199.558 | 8104301 | no | no |  |  | no |  |  | 1377127.395 | 15304401.665 |  | -1
node_intto1_8104301_312152021 |  |  | PQ | ABCN | 7199.558 | 8104301 | no | no |  |  | no |  |  | 1380765.805 | 15306003.004 |  | -1
node_intto1_220386417 |  |  | PQ | ABCN | 7199.558 | 8104301 | no | no |  |  | no |  |  | 1377689.526 | 15301627.451 |  | -1
node_intto1_220386436 |  |  | PQ | ABCN | 7199.558 | 8104301 | no | no |  |  | no |  |  | 1377557.965 | 15301261.465 |  | -1
node_intto1_220386494 |  |  | PQ | ABCN | 7199.558 | 8104301 | no | no |  |  | no |  |  | 1376926.447 | 15302272.329 |  | -1
node_intto1_220386523 |  |  | PQ | ABCN | 7199.558 | 8104301 | no | no |  |  | no |  |  | 1381208.377 | 15306215.926 |  | -1
node_intto1_220416615 |  |  | PQ | ABCN | 18703.852 | 8104301 | no | no |  |  | no |  |  | 1381242.174 | 15306232.186 |  | -1
node_intto1_220465506 |  |  | PQ | ABCN | 7199.558 | 8104301 | no | no |  |  | no |  |  | 1381226.034 | 15306224.421 |  | -1
node_intto1_220648970 |  |  | PQ | ABCN | 7199.558 | 8104301 | no | no |  |  | no |  |  | 1378945.31 | 15301217.179 |  | -1
node_intto1_220655538 |  |  | PQ | ABCN | 7199.558 | 8104301 | no | no |  |  | no |  |  | 1378939.868 | 15301222.958 |  | -1
node_intto1_220655541 |  |  | PQ | ABCN | 7199.558 | 8104301 | no | no |  |  | no |  |  | 1378941.93 | 15301223.147 |  | -1
node_intto1_310010075 |  |  | PQ | ABCN | 7199.558 | 8104301 | no | no |  |  | no |  |  | 1376755.322 | 15302262.312 |  | -1
node_intto1_310024191 |  |  | PQ | ABCN | 7199.558 | 8104301 | no | no |  |  | no |  |  | 1378944.591 | 15301204.828 |  | -1
node_intto1_OM29-2-220416632 |  |  | PQ | ABCN | 7199.558 | 8104301 | no | no |  |  | no |  |  | 1376748.934 | 15302261.938 |  | -1

## overhead_line
data_type | static
owner_type | feeder
owner | 8104301
object | overhead_line
name | groupid | phases | fr | to | length | configuration | dcircuit | selected | monitored | monitored_fields | class_monitored_fields | played | played_fields | comments | R | X | B | lim_kw
oh_line_8104301_200850826 |  | ABCN | node_SOURCE_8104301 | node_8104301_200850826 | 157.8 | bal_3P_477AL_4/0AL(N) | 8104301 | no | no |  |  | no |  |  | 0 | 0 | 0 | 0
oh_line_8104301_200850827 |  | ABCN | node_8104301_200850835 | node_8104301_200850827 | 146.36 | bal_3P_477AL_4/0AC(N) | 8104301 | no | no |  |  | no |  |  | 0 | 0 | 0 | 0
oh_line_8104301_200850828 |  | ABCN | node_8104301_200850826 | node_8104301_200850828 | 173.058 | bal_3P_477AL_4/0AL(N) | 8104301 | no | no |  |  | no |  |  | 0 | 0 | 0 | 0
oh_line_8104301_200850829 |  | ABCN | node_8104301_200850828 | node_8104301_200850829 | 157.244 | bal_3P_477AL_4/0AL(N) | 8104301 | no | no |  |  | no |  |  | 0 | 0 | 0 | 0
oh_line_8104301_200850830 |  | ABCN | node_8104301_200850829 | node_8104301_200850830 | 173.171 | bal_3P_477AL_4/0AL(N) | 8104301 | no | no |  |  | no |  |  | 0 | 0 | 0 | 0
oh_line_8104301_200850831 |  | ABCN | node_8104301_200850830 | node_8104301_200850831 | 159.898 | bal_3P_477AL_4/0AL(N) | 8104301 | no | no |  |  | no |  |  | 0 | 0 | 0 | 0
oh_line_8104301_200850832 |  | ABCN | node_8104301_200850831 | node_8104301_200850832 | 125.934 | bal_3P_477AL_4/0AL(N) | 8104301 | no | no |  |  | no |  |  | 0 | 0 | 0 | 0
oh_line_8104301_200850833 |  | ABCN | node_8104301_200850832 | node_8104301_200850833 | 169.34 | bal_3P_477AL_4/0AC(N) | 8104301 | no | no |  |  | no |  |  | 0 | 0 | 0 | 0
oh_line_8104301_200850834 |  | ABCN | node_8104301_200850833 | node_8104301_200850834 | 183.043 | bal_3P_477AL_4/0AC(N) | 8104301 | no | no |  |  | no |  |  | 0 | 0 | 0 | 0
oh_line_8104301_200850835 |  | ABCN | node_8104301_200850834 | node_8104301_200850835 | 145.841 | bal_3P_477AL_4/0AC(N) | 8104301 | no | no |  |  | no |  |  | 0 | 0 | 0 | 0
oh_line_8104301_200858390 |  | ABCN | node_8104301_200858437 | node_8104301_200858390 | 105.88 | bal_3P_DELTACUST | 8104301 | no | no |  |  | no |  |  | 0 | 0 | 0 | 0
oh_line_8104301_200858421 |  | ABCD | node_8104301_200858422 | node_8104301_200858421 | 120.726 | bal_3P_477AL | 8104301 | no | no |  |  | no |  |  | 0 | 0 | 0 | 0
oh_line_8104301_200858422 |  | ABCD | node_8104301_200858423 | node_8104301_200858422 | 110.216 | bal_3P_477AL | 8104301 | no | no |  |  | no |  |  | 0 | 0 | 0 | 0
oh_line_8104301_200858423 |  | ABCD | node_8104301_200858425 | node_8104301_200858423 | 141.178 | bal_3P_477AL | 8104301 | no | no |  |  | no |  |  | 0 | 0 | 0 | 0
oh_line_8104301_200858425 |  | ABCD | node_8104301_200858426 | node_8104301_200858425 | 62.38 | bal_3P_477AL | 8104301 | no | no |  |  | no |  |  | 0 | 0 | 0 | 0
oh_line_8104301_200858426 |  | ABCD | node_8104301_200858427 | node_8104301_200858426 | 84.992 | bal_3P_477AL | 8104301 | no | no |  |  | no |  |  | 0 | 0 | 0 | 0
oh_line_8104301_200858427 |  | ABCD | node_8104301_200858428 | node_8104301_200858427 | 147.358 | bal_3P_477AL | 8104301 | no | no |  |  | no |  |  | 0 | 0 | 0 | 0
oh_line_8104301_200858428 |  | ABCD | node_8104301_200858428 | node_intto1_8104301_200858554 | 26.306 | unb_3P_2-1/0AC_1/0AA | 8104301 | no | no |  |  | no |  |  | 0 | 0 | 0 | 0
oh_line_8104301_200858429 |  | ABCD | node_8104301_200858429 | node_8104301_200858428 | 107.535 | bal_3P_477AL | 8104301 | no | no |  |  | no |  |  | 0 | 0 | 0 | 0
oh_line_8104301_200858430 |  | ABCD | node_8104301_200858430 | node_8104301_200858429 | 98.461 | bal_3P_477AL | 8104301 | no | no |  |  | no |  |  | 0 | 0 | 0 | 0
oh_line_8104301_200858431 |  | ABCD | node_8104301_200858431 | node_8104301_200858430 | 165.608 | bal_3P_477AL | 8104301 | no | no |  |  | no |  |  | 0 | 0 | 0 | 0
oh_line_8104301_200858433 |  | ABCD | node_8104301_200858433 | node_8104301_200858431 | 157.777 | bal_3P_477AL | 8104301 | no | no |  |  | no |  |  | 0 | 0 | 0 | 0
oh_line_8104301_200858434 |  | ABCD | node_8104301_200858434 | node_8104301_200858433 | 108.232 | bal_3P_477AL | 8104301 | no | no |  |  | no |  |  | 0 | 0 | 0 | 0
oh_line_8104301_200858435 |  | ABCD | node_8104301_200858435 | node_8104301_200858434 | 120.997 | bal_3P_477AL | 8104301 | no | no |  |  | no |  |  | 0 | 0 | 0 | 0
oh_line_8104301_200858436 |  | ABCD | node_8104301_200858436 | node_8104301_200858435 | 120.483 | bal_3P_477AL | 8104301 | no | no |  |  | no |  |  | 0 | 0 | 0 | 0
oh_line_8104301_200858437 |  | ABCD | node_8104301_200858437 | node_8104301_200858436 | 122.076 | bal_3P_477AL | 8104301 | no | no |  |  | no |  |  | 0 | 0 | 0 | 0
oh_line_8104301_200858438 |  | ABCD | node_8104301_200858438 | node_8104301_200858437 | 88.523 | bal_3P_477AL | 8104301 | no | no |  |  | no |  |  | 0 | 0 | 0 | 0
oh_line_8104301_200858439-1 |  | ABCN | node_220655541 | node_1378945_677_15301223_49 | 3.763 | bal_3P_477AL_4/0AL(N) | 8104301 | no | no |  |  | no |  |  | 0 | 0 | 0 | 0
oh_line_8104301_200858439-2 |  | ABCN | node_220655538 | node_intto1_220655541 | 2.071 | bal_3P_477AL_4/0AL(N) | 8104301 | no | no |  |  | no |  |  | 0 | 0 | 0 | 0
oh_line_8104301_200858439-3 |  | ABCN | node_8104301_200858439 | node_intto1_220655538 | 32.873 | bal_3P_477AL_4/0AL(N) | 8104301 | no | no |  |  | no |  |  | 0 | 0 | 0 | 0
oh_line_8104301_200858439-4 |  | ABCN | node_8104301_201059052 | node_8104301_200858439 | 43.386 | bal_3P_477AL_4/0AC(N) | 8104301 | no | no |  |  | no |  |  | 0 | 0 | 0 | 0
oh_line_8104301_200858441 |  | ABCN | node_8104301_200858442 | node_8104301_200858441 | 156.467 | bal_3P_477AL_4/0AC(N) | 8104301 | no | no |  |  | no |  |  | 0 | 0 | 0 | 0
oh_line_8104301_200858442 |  | ABCN | node_8104301_200858443 | node_8104301_200858442 | 183.731 | bal_3P_477AL_4/0AC(N) | 8104301 | no | no |  |  | no |  |  | 0 | 0 | 0 | 0
oh_line_8104301_200858443 |  | ABCN | node_8104301_200858444 | node_8104301_200858443 | 181.804 | bal_3P_477AL_4/0AC(N) | 8104301 | no | no |  |  | no |  |  | 0 | 0 | 0 | 0
oh_line_8104301_200858444 |  | ABCN | node_8104301_200858445 | node_8104301_200858444 | 125.396 | bal_3P_477AL_4/0AC(N) | 8104301 | no | no |  |  | no |  |  | 0 | 0 | 0 | 0
oh_line_8104301_200858445 |  | ABCN | node_8104301_200858446 | node_8104301_200858445 | 106.636 | bal_3P_477AL_4/0AA(N) | 8104301 | no | no |  |  | no |  |  | 0 | 0 | 0 | 0
oh_line_8104301_200858446 |  | ABCN | node_8104301_200858447 | node_intto1_8104301_200858446 | 136.835 | bal_3P_477AL_4/0AA(N) | 8104301 | no | no |  |  | no |  |  | 0 | 0 | 0 | 0
oh_line_8104301_200858447 |  | ABCN | node_8104301_200858448 | node_8104301_200858447 | 206.943 | bal_3P_477AL_4/0AA(N) | 8104301 | no | no |  |  | no |  |  | 0 | 0 | 0 | 0
oh_line_8104301_200858448 |  | ABCN | node_8104301_200858450 | node_8104301_200858448 | 165.509 | bal_3P_477AL_4/0AC(N) | 8104301 | no | no |  |  | no |  |  | 0 | 0 | 0 | 0
oh_line_8104301_200858449 |  | ABCN | node_8104301_200858448 | node_8104301_200858449 | 52.712 | bal_3P_1/0AA_1/0AA(N) | 8104301 | no | no |  |  | no |  |  | 0 | 0 | 0 | 0
oh_line_8104301_200858450 |  | ABCN | node_8104301_200858451 | node_8104301_200858450 | 135.507 | bal_3P_477AL_4/0AA(N) | 8104301 | no | no |  |  | no |  |  | 0 | 0 | 0 | 0
oh_line_8104301_200858451 |  | ABCN | node_8104301_200858452 | node_8104301_200858451 | 197.313 | bal_3P_477AL_4/0AL(N) | 8104301 | no | no |  |  | no |  |  | 0 | 0 | 0 | 0
oh_line_8104301_200858452 |  | ABCN | node_8104301_200858453 | node_8104301_200858452 | 121.299 | bal_3P_477AL_4/0AL(N) | 8104301 | no | no |  |  | no |  |  | 0 | 0 | 0 | 0
oh_line_8104301_200858453 |  | ABCN | node_8104301_200858455 | node_8104301_200858453 | 147.543 | bal_3P_4/0AL_4/0AL(N) | 8104301 | no | no |  |  | no |  |  | 0 | 0 | 0 | 0
oh_line_8104301_200858454 |  | ABCN | node_8104301_200858453 | node_8104301_200858454 | 41.517 | bal_3P_1/0AA_1/0AA(N) | 8104301 | no | no |  |  | no |  |  | 0 | 0 | 0 | 0
oh_line_8104301_200858455 |  | ABCN | node_8104301_200858458 | node_8104301_200858455 | 165.55 | bal_3P_477AL_4/0AL(N) | 8104301 | no | no |  |  | no |  |  | 0 | 0 | 0 | 0
oh_line_8104301_200858456 |  | ABCN | node_8104301_200858455 | node_8104301_200858456 | 183.267 | bal_3P_1/0AA_1/0AA(N) | 8104301 | no | no |  |  | no |  |  | 0 | 0 | 0 | 0
oh_line_8104301_200858457 |  | ABCN | node_8104301_200858455 | node_8104301_200858457 | 41.666 | bal_3P_4/0AL_4/0AL(N) | 8104301 | no | no |  |  | no |  |  | 0 | 0 | 0 | 0
oh_line_8104301_200858458 |  | ABCN | node_8104301_200858832 | node_8104301_200858458 | 49.47 | bal_3P_477AL_4/0AA(N) | 8104301 | no | no |  |  | no |  |  | 0 | 0 | 0 | 0
oh_line_8104301_200858459 |  | AN | node_8104301_200858458 | node_8104301_200858459 | 47.722 | bal_1P_1/0AC_1/0AA(N) | 8104301 | no | no |  |  | no |  |  | 0 | 0 | 0 | 0
oh_line_8104301_200858495 |  | AD | node_8104301_200858496 | node_8104301_200858495 | 217.652 | bal_1P_1/0AC | 8104301 | no | no |  |  | no |  |  | 0 | 0 | 0 | 0
oh_line_8104301_200858496 |  | AD | node_8104301_200858497 | node_8104301_200858496 | 82.531 | bal_1P_1/0AC | 8104301 | no | no |  |  | no |  |  | 0 | 0 | 0 | 0
oh_line_8104301_200858497 |  | AD | node_8104301_201057184 | node_8104301_200858497 | 196.736 | bal_1P_1/0AC | 8104301 | no | no |  |  | no |  |  | 0 | 0 | 0 | 0
oh_line_8104301_200858498 |  | AD | node_8104301_200858527 | node_8104301_200858498 | 187.526 | bal_1P_1/0AC | 8104301 | no | no |  |  | no |  |  | 0 | 0 | 0 | 0
oh_line_8104301_200858503 |  | AD | node_8104301_200858506 | node_8104301_200858503 | 125.86 | bal_1P_1/0AC | 8104301 | no | no |  |  | no |  |  | 0 | 0 | 0 | 0
oh_line_8104301_200858506 |  | AD | node_8104301_200858507 | node_8104301_200858506 | 75.393 | bal_1P_1/0AC | 8104301 | no | no |  |  | no |  |  | 0 | 0 | 0 | 0
oh_line_8104301_200858507 |  | AD | node_8104301_200858508 | node_8104301_200858507 | 70.683 | bal_1P_1/0AC | 8104301 | no | no |  |  | no |  |  | 0 | 0 | 0 | 0
oh_line_8104301_200858508 |  | AD | node_8104301_200858512 | node_8104301_200858508 | 172.234 | bal_1P_1/0AC | 8104301 | no | no |  |  | no |  |  | 0 | 0 | 0 | 0
oh_line_8104301_200858512 |  | AD | node_8104301_200858513 | node_8104301_200858512 | 159.516 | bal_1P_1/0AC | 8104301 | no | no |  |  | no |  |  | 0 | 0 | 0 | 0
oh_line_8104301_200858513 |  | AD | node_8104301_200858430 | node_intto1_8104301_200858513 | 42.243 | bal_1P_1/0AC | 8104301 | no | no |  |  | no |  |  | 0 | 0 | 0 | 0
oh_line_8104301_200858514 |  | AD | node_8104301_200858430 | node_8104301_200858514 | 79.724 | bal_1P_1/0AA | 8104301 | no | no |  |  | no |  |  | 0 | 0 | 0 | 0
oh_line_8104301_200858522 |  | AD | node_8104301_200858523 | node_8104301_200858522 | 128.776 | bal_1P_1/0AC | 8104301 | no | no |  |  | no |  |  | 0 | 0 | 0 | 0
oh_line_8104301_200858523 |  | AD | node_8104301_200858524 | node_8104301_200858523 | 136.63 | bal_1P_1/0AC | 8104301 | no | no |  |  | no |  |  | 0 | 0 | 0 | 0
oh_line_8104301_200858524 |  | AD | node_8104301_200859004 | node_8104301_200858524 | 26.585 | bal_1P_4CU | 8104301 | no | no |  |  | no |  |  | 0 | 0 | 0 | 0
oh_line_8104301_200858525 |  | AD | node_8104301_200858524 | node_8104301_200858525 | 100.756 | bal_1P_1/0AC | 8104301 | no | no |  |  | no |  |  | 0 | 0 | 0 | 0
oh_line_8104301_200858526 |  | AD | node_8104301_200858525 | node_8104301_200858526 | 119.232 | bal_1P_1/0AC | 8104301 | no | no |  |  | no |  |  | 0 | 0 | 0 | 0
oh_line_8104301_200858527 |  | AD | node_8104301_200858526 | node_8104301_200858527 | 119.972 | bal_1P_1/0AC | 8104301 | no | no |  |  | no |  |  | 0 | 0 | 0 | 0
oh_line_8104301_200858530 |  | AD | node_8104301_200858433 | node_intto1_8104301_200858530 | 96.061 | bal_1P_2AC | 8104301 | no | no |  |  | no |  |  | 0 | 0 | 0 | 0
oh_line_8104301_200858531 |  | AD | node_8104301_200858543 | node_8104301_200858531 | 169.136 | bal_1P_1/0AC | 8104301 | no | no |  |  | no |  |  | 0 | 0 | 0 | 0
oh_line_8104301_200858532 |  | AD | node_8104301_200858531 | node_8104301_200858532 | 145.235 | bal_1P_1/0AC | 8104301 | no | no |  |  | no |  |  | 0 | 0 | 0 | 0
oh_line_8104301_200858535 |  | AD | node_8104301_200858530 | node_8104301_200858535 | 157.163 | bal_1P_2AC | 8104301 | no | no |  |  | no |  |  | 0 | 0 | 0 | 0
oh_line_8104301_200858537 |  | AD | node_8104301_201017863 | node_8104301_200858537 | 128.03 | bal_1P_2AC | 8104301 | no | no |  |  | no |  |  | 0 | 0 | 0 | 0
oh_line_8104301_200858539 |  | AD | node_8104301_200858537 | node_8104301_200858539 | 125.983 | bal_1P_2AC | 8104301 | no | no |  |  | no |  |  | 0 | 0 | 0 | 0
oh_line_8104301_200858540 |  | AD | node_8104301_200858539 | node_8104301_200858540 | 80.755 | bal_1P_2AC | 8104301 | no | no |  |  | no |  |  | 0 | 0 | 0 | 0
oh_line_8104301_200858541 |  | AD | node_8104301_200858540 | node_8104301_200858541 | 118.878 | bal_1P_2AC | 8104301 | no | no |  |  | no |  |  | 0 | 0 | 0 | 0
oh_line_8104301_200858542 |  | AD | node_8104301_200858541 | node_8104301_200858542 | 150.957 | bal_1P_1/0AC | 8104301 | no | no |  |  | no |  |  | 0 | 0 | 0 | 0
oh_line_8104301_200858543 |  | AD | node_8104301_200858542 | node_8104301_200858543 | 143.754 | bal_1P_1/0AC | 8104301 | no | no |  |  | no |  |  | 0 | 0 | 0 | 0
oh_line_8104301_200858544 |  | ABCD | node_8104301_200858544 | node_8104301_200859071 | 162.529 | unb_3P_2-1/0AC_1/0AA | 8104301 | no | no |  |  | no |  |  | 0 | 0 | 0 | 0
oh_line_8104301_200858545 |  | ABCD | node_8104301_200858544 | node_8104301_200858545 | 67.892 | unb_3P_2-1/0AC_1/0AA | 8104301 | no | no |  |  | no |  |  | 0 | 0 | 0 | 0
oh_line_8104301_200858546 |  | ABCD | node_8104301_200858546 | node_8104301_200858544 | 129.581 | unb_3P_2-1/0AC_1/0AA | 8104301 | no | no |  |  | no |  |  | 0 | 0 | 0 | 0
oh_line_8104301_200858547 |  | ABCD | node_8104301_200858547 | node_8104301_200858546 | 141.204 | bal_3P_1/0AC | 8104301 | no | no |  |  | no |  |  | 0 | 0 | 0 | 0
oh_line_8104301_200858548 |  | ABCD | node_8104301_200858548 | node_8104301_200858547 | 114.1 | bal_3P_1/0AC | 8104301 | no | no |  |  | no |  |  | 0 | 0 | 0 | 0
oh_line_8104301_200858550 |  | ABCD | node_8104301_200858550 | node_8104301_200959425 | 128.948 | bal_3P_1/0AC | 8104301 | no | no |  |  | no |  |  | 0 | 0 | 0 | 0
oh_line_8104301_200858551 |  | ABCD | node_8104301_200858551 | node_8104301_200858550 | 118.303 | unb_3P_2-1/0AC_1/0AA | 8104301 | no | no |  |  | no |  |  | 0 | 0 | 0 | 0
oh_line_8104301_200858552 |  | ABCD | node_8104301_200858552 | node_8104301_200858551 | 114.817 | unb_3P_2-1/0AC_1/0AA | 8104301 | no | no |  |  | no |  |  | 0 | 0 | 0 | 0
oh_line_8104301_200858553 |  | ABCD | node_8104301_200858553 | node_intto1_8104301_200858552 | 111.04 | unb_3P_2-1/0AC_1/0AA | 8104301 | no | no |  |  | no |  |  | 0 | 0 | 0 | 0
oh_line_8104301_200858554 |  | ABCD | node_8104301_200858554 | node_8104301_200858553 | 78.128 | bal_3P_1/0AC | 8104301 | no | no |  |  | no |  |  | 0 | 0 | 0 | 0
oh_line_8104301_200858555 |  | ABCD | node_8104301_200858554 | node_8104301_200858555 | 104.274 | bal_3P_1/0AC | 8104301 | no | no |  |  | no |  |  | 0 | 0 | 0 | 0
oh_line_8104301_200858556 |  | AD | node_8104301_200858555 | node_8104301_200858556 | 108.67 | bal_1P_1/0AC | 8104301 | no | no |  |  | no |  |  | 0 | 0 | 0 | 0
oh_line_8104301_200858558 |  | AD | node_8104301_201061291 | node_8104301_200858558 | 147.763 | bal_1P_1/0AC | 8104301 | no | no |  |  | no |  |  | 0 | 0 | 0 | 0
oh_line_8104301_200858559 |  | AD | node_8104301_200858558 | node_8104301_200858559 | 139.196 | bal_1P_1/0AC | 8104301 | no | no |  |  | no |  |  | 0 | 0 | 0 | 0
oh_line_8104301_200858566 |  | AD | node_1380052_504_15303019_186 | node_8104301_200858566 | 131.312 | bal_1P_1/0AC | 8104301 | no | no |  |  | no |  |  | 0 | 0 | 0 | 0
oh_line_8104301_200858567 |  | AD | node_8104301_200858566 | node_8104301_200858567 | 84.193 | bal_1P_1/0AC | 8104301 | no | no |  |  | no |  |  | 0 | 0 | 0 | 0
oh_line_8104301_200858569 |  | AD | node_8104301_200914671 | node_8104301_200858569 | 52.915 | bal_1P_1/0AC | 8104301 | no | no |  |  | no |  |  | 0 | 0 | 0 | 0
oh_line_8104301_200858574 |  | AD | node_8104301_200858575 | node_8104301_200858574 | 131.261 | bal_1P_1/0AC | 8104301 | no | no |  |  | no |  |  | 0 | 0 | 0 | 0
oh_line_8104301_200858575 |  | AD | node_8104301_200858576 | node_8104301_200858575 | 134.131 | bal_1P_1/0AC | 8104301 | no | no |  |  | no |  |  | 0 | 0 | 0 | 0
oh_line_8104301_200858576 |  | AD | node_8104301_200858577 | node_8104301_200858576 | 105.05 | bal_1P_4CU | 8104301 | no | no |  |  | no |  |  | 0 | 0 | 0 | 0
oh_line_8104301_200858577 |  | AD | node_8104301_200858578 | node_8104301_200858577 | 143.355 | bal_1P_4CU | 8104301 | no | no |  |  | no |  |  | 0 | 0 | 0 | 0
oh_line_8104301_200858578 |  | AD | node_8104301_200858579 | node_intto1_8104301_200858578 | 126.84 | bal_1P_4CU | 8104301 | no | no |  |  | no |  |  | 0 | 0 | 0 | 0
oh_line_8104301_200858579 |  | ABCD | node_8104301_200858580 | node_8104301_200858579 | 71.8 | bal_3P_1/0AC | 8104301 | no | no |  |  | no |  |  | 0 | 0 | 0 | 0
oh_line_8104301_200858580 |  | ABCD | node_8104301_200858425 | node_8104301_200858580 | 26.763 | bal_3P_1/0AC | 8104301 | no | no |  |  | no |  |  | 0 | 0 | 0 | 0
oh_line_8104301_200858581 |  | ABCD | node_8104301_200858425 | node_8104301_200858581 | 107.832 | bal_3P_477AL | 8104301 | no | no |  |  | no |  |  | 0 | 0 | 0 | 0
oh_line_8104301_200858582 |  | ABCD | node_8104301_200858581 | node_intto1_8104301_200858582 | 136.5 | bal_3P_1/0AC | 8104301 | no | no |  |  | no |  |  | 0 | 0 | 0 | 0
oh_line_8104301_200858583 |  | ABCD | node_8104301_200858582 | node_8104301_200858583 | 125.881 | bal_3P_4CU | 8104301 | no | no |  |  | no |  |  | 0 | 0 | 0 | 0
oh_line_8104301_200858584 |  | ABCD | node_8104301_200858583 | node_8104301_200858584 | 117.231 | bal_3P_4CU | 8104301 | no | no |  |  | no |  |  | 0 | 0 | 0 | 0
oh_line_8104301_200858586 |  | ABCD | node_8104301_200858584 | node_8104301_200858586 | 124.879 | bal_3P_4CU | 8104301 | no | no |  |  | no |  |  | 0 | 0 | 0 | 0
oh_line_8104301_200858589 |  | ABCD | node_8104301_200858586 | node_8104301_200858589 | 108.4 | bal_3P_1/0AC | 8104301 | no | no |  |  | no |  |  | 0 | 0 | 0 | 0
oh_line_8104301_200858590 |  | ABCD | node_8104301_200858589 | node_8104301_200858590 | 130.023 | bal_3P_1/0AC | 8104301 | no | no |  |  | no |  |  | 0 | 0 | 0 | 0
oh_line_8104301_200858591 |  | ABCD | node_8104301_200858590 | node_8104301_200858591 | 125.245 | bal_3P_1/0AC | 8104301 | no | no |  |  | no |  |  | 0 | 0 | 0 | 0
oh_line_8104301_200858592 |  | ABCD | node_8104301_200858591 | node_8104301_200858592 | 122.282 | bal_3P_1/0AC | 8104301 | no | no |  |  | no |  |  | 0 | 0 | 0 | 0
oh_line_8104301_200858593 |  | ABCD | node_8104301_200858592 | node_8104301_200858593 | 67.874 | bal_3P_1/0AC | 8104301 | no | no |  |  | no |  |  | 0 | 0 | 0 | 0
oh_line_8104301_200858594 |  | ABCD | node_8104301_200858593 | node_8104301_200858594 | 136.525 | bal_3P_1/0AC | 8104301 | no | no |  |  | no |  |  | 0 | 0 | 0 | 0
oh_line_8104301_200858595 |  | ABCD | node_8104301_200858594 | node_8104301_200858595 | 122.538 | bal_3P_1/0AC | 8104301 | no | no |  |  | no |  |  | 0 | 0 | 0 | 0
oh_line_8104301_200858596 |  | ABCD | node_8104301_200858595 | node_8104301_200858596 | 122.077 | bal_3P_1/0AC | 8104301 | no | no |  |  | no |  |  | 0 | 0 | 0 | 0
oh_line_8104301_200858597 |  | ABCD | node_8104301_200858596 | node_8104301_200858597 | 115.798 | bal_3P_1/0AC | 8104301 | no | no |  |  | no |  |  | 0 | 0 | 0 | 0
oh_line_8104301_200858598 |  | ABCD | node_8104301_200858597 | node_8104301_200858598 | 119.143 | bal_3P_1/0AC | 8104301 | no | no |  |  | no |  |  | 0 | 0 | 0 | 0
oh_line_8104301_200858828 |  | ABCN | node_8104301_200859487 | node_8104301_200858828 | 237.347 | bal_3P_477AL_4/0AA(N) | 8104301 | no | no |  |  | no |  |  | 0 | 0 | 0 | 0
oh_line_8104301_200858832 |  | ABCN | node_8104301_200858843 | node_8104301_200858832 | 146.269 | bal_3P_477AL_4/0AC(N) | 8104301 | no | no |  |  | no |  |  | 0 | 0 | 0 | 0
oh_line_8104301_200858833 |  | ABCN | node_8104301_200858834 | node_8104301_200858833 | 182.312 | bal_3P_477AL_4/0AL(N) | 8104301 | no | no |  |  | no |  |  | 0 | 0 | 0 | 0
oh_line_8104301_200858834 |  | ABCN | node_8104301_200858835 | node_8104301_200858834 | 174.251 | bal_3P_477AL_4/0AL(N) | 8104301 | no | no |  |  | no |  |  | 0 | 0 | 0 | 0
oh_line_8104301_200858835 |  | ABCN | node_8104301_200858836 | node_8104301_200858835 | 172.828 | bal_3P_477AL_4/0AL(N) | 8104301 | no | no |  |  | no |  |  | 0 | 0 | 0 | 0
oh_line_8104301_200858836 |  | ABCN | node_8104301_200858837 | node_8104301_200858836 | 173.244 | bal_3P_477AL_4/0AL(N) | 8104301 | no | no |  |  | no |  |  | 0 | 0 | 0 | 0
oh_line_8104301_200858837 |  | ABCN | node_8104301_310018066 | node_8104301_200858837 | 114.714 | bal_3P_477AL_4/0AL(N) | 8104301 | no | no |  |  | no |  |  | 0 | 0 | 0 | 0
oh_line_8104301_200858838 |  | ABCN | node_8104301_200979347 | node_8104301_200858838 | 247.486 | bal_3P_477AL_4/0AL(N) | 8104301 | no | no |  |  | no |  |  | 0 | 0 | 0 | 0
oh_line_8104301_200858840 |  | ABCN | node_8104301_200858828 | node_intto1_8104301_200858840 | 131.626 | bal_3P_477AL_4/0AL(N) | 8104301 | no | no |  |  | no |  |  | 0 | 0 | 0 | 0
oh_line_8104301_200858843 |  | ABCN | node_8104301_200858868 | node_8104301_200858843 | 128.095 | bal_3P_477AL_4/0AC(N) | 8104301 | no | no |  |  | no |  |  | 0 | 0 | 0 | 0
oh_line_8104301_200858868 |  | ABCN | node_8104301_200858887 | node_8104301_200858868 | 118.082 | bal_3P_477AL_4/0AC(N) | 8104301 | no | no |  |  | no |  |  | 0 | 0 | 0 | 0
oh_line_8104301_200858887-1 |  | ABCN | node_8104301_200858902 | node_1376926_969_15302528_237 | 115.629 | bal_3P_477AL_4/0AC(N) | 8104301 | no | no |  |  | no |  |  | 0 | 0 | 0 | 0
oh_line_8104301_200858887-2 |  | ABCN | node_1376926_969_15302528_237 | node_8104301_200858887 | 9.462 | bal_3P_477AL_4/0AC(N) | 8104301 | no | no |  |  | no |  |  | 0 | 0 | 0 | 0
oh_line_8104301_200858902 |  | ABCN | node_8104301_200858904 | node_8104301_200858902 | 222.739 | bal_3P_477AL_4/0AC(N) | 8104301 | no | no |  |  | no |  |  | 0 | 0 | 0 | 0
oh_line_8104301_200858904 |  | ABCN | node_8104301_200858905 | node_8104301_200858904 | 81.371 | bal_3P_477AL_4/0AC(N) | 8104301 | no | no |  |  | no |  |  | 0 | 0 | 0 | 0
oh_line_8104301_200858905 |  | ABCN | node_8104301_200858906 | node_8104301_200858905 | 76.96 | bal_3P_477AL_4/0AC(N) | 8104301 | no | no |  |  | no |  |  | 0 | 0 | 0 | 0
oh_line_8104301_200858906 |  | ABCN | node_8104301_200858907 | node_8104301_200858906 | 251.391 | bal_3P_477AL_4/0AC(N) | 8104301 | no | no |  |  | no |  |  | 0 | 0 | 0 | 0
oh_line_8104301_200858907 |  | ABCN | node_8104301_200858909 | node_8104301_200858907 | 119.423 | bal_3P_477AL_4/0AC(N) | 8104301 | no | no |  |  | no |  |  | 0 | 0 | 0 | 0
oh_line_8104301_200858909 |  | ABCN | node_8104301_200858833 | node_8104301_200858909 | 126.432 | bal_3P_477AL_4/0AC(N) | 8104301 | no | no |  |  | no |  |  | 0 | 0 | 0 | 0
oh_line_8104301_200858985 |  | ABCN | node_8104301_200858992 | node_8104301_200858985 | 60.469 | bal_3P_DELTACUST | 8104301 | no | no |  |  | no |  |  | 0 | 0 | 0 | 0
oh_line_8104301_200858987 |  | AD | node_8104301_200914671 | node_8104301_200858987 | 151.88 | bal_1P_1/0AC | 8104301 | no | no |  |  | no |  |  | 0 | 0 | 0 | 0
oh_line_8104301_200858988 |  | AD | node_8104301_200858989 | node_8104301_200858988 | 113.001 | bal_1P_1/0AC | 8104301 | no | no |  |  | no |  |  | 0 | 0 | 0 | 0
oh_line_8104301_200858989 |  | AD | node_8104301_200858990 | node_8104301_200858989 | 125.646 | bal_1P_1/0AC | 8104301 | no | no |  |  | no |  |  | 0 | 0 | 0 | 0
oh_line_8104301_200858990 |  | ABCD | node_8104301_200858598 | node_8104301_200858990 | 13.091 | bal_3P_1/0AC | 8104301 | no | no |  |  | no |  |  | 0 | 0 | 0 | 0
oh_line_8104301_200858991 |  | ABCD | node_8104301_200858990 | node_8104301_200858991 | 265.989 | bal_3P_1/0AC | 8104301 | no | no |  |  | no |  |  | 0 | 0 | 0 | 0
oh_line_8104301_200858992 |  | ABCD | node_8104301_200858991 | node_8104301_200858992 | 252.291 | bal_3P_1/0AA | 8104301 | no | no |  |  | no |  |  | 0 | 0 | 0 | 0
oh_line_8104301_200858996 |  | AD | node_8104301_200858999 | node_intto1_8104301_200858996 | 101.333 | bal_1P_4CU | 8104301 | no | no |  |  | no |  |  | 0 | 0 | 0 | 0
oh_line_8104301_200858997-1 |  | AD | node_1380508_811_15302452_92 | node_8104301_200858997 | 4.999 | bal_1P_4CU | 8104301 | no | no |  |  | no |  |  | 0 | 0 | 0 | 0
oh_line_8104301_200858997-2 |  | AD | node_8104301_200858593 | node_1380508_811_15302452_92 | 166.869 | bal_1P_4CU | 8104301 | no | no |  |  | no |  |  | 0 | 0 | 0 | 0
oh_line_8104301_200858998 |  | AD | node_8104301_200858997 | node_8104301_200858998 | 152.88 | bal_1P_4CU | 8104301 | no | no |  |  | no |  |  | 0 | 0 | 0 | 0
oh_line_8104301_200858999 |  | AD | node_8104301_200858593 | node_8104301_200858999 | 23.671 | bal_1P_4CU | 8104301 | no | no |  |  | no |  |  | 0 | 0 | 0 | 0
oh_line_8104301_200859000 |  | AD | node_8104301_200858996 | node_8104301_200859000 | 116.782 | bal_1P_4CU | 8104301 | no | no |  |  | no |  |  | 0 | 0 | 0 | 0
oh_line_8104301_200859003 |  | AD | node_8104301_200859000 | node_8104301_200859003 | 176.838 | bal_1P_4CU | 8104301 | no | no |  |  | no |  |  | 0 | 0 | 0 | 0
oh_line_8104301_200859004 |  | AD | node_8104301_200859003 | node_8104301_200859004 | 115.008 | bal_1P_4CU | 8104301 | no | no |  |  | no |  |  | 0 | 0 | 0 | 0
oh_line_8104301_200859067 |  | ABCD | node_8104301_200859067 | node_intto1_1380949_177_15300235_57 | 143.591 | bal_3P_1/0AA | 8104301 | no | no |  |  | no |  |  | 0 | 0 | 0 | 0
oh_line_8104301_200859068 |  | ABCD | node_8104301_200859068 | node_8104301_200859067 | 162.45 | bal_3P_1/0AA | 8104301 | no | no |  |  | no |  |  | 0 | 0 | 0 | 0
oh_line_8104301_200859069 |  | ABCD | node_8104301_200859069 | node_8104301_200859068 | 79.636 | unb_3P_2-1/0AC_1/0AA | 8104301 | no | no |  |  | no |  |  | 0 | 0 | 0 | 0
oh_line_8104301_200859070 |  | ABCD | node_8104301_200859070 | node_8104301_200859069 | 91.622 | unb_3P_2-1/0AC_1/0AA | 8104301 | no | no |  |  | no |  |  | 0 | 0 | 0 | 0
oh_line_8104301_200859071 |  | ABCD | node_8104301_200859071 | node_8104301_200859070 | 124.806 | unb_3P_2-1/0AC_1/0AA | 8104301 | no | no |  |  | no |  |  | 0 | 0 | 0 | 0
oh_line_8104301_200859072 |  | ABCD | node_8104301_200858544 | node_8104301_200859072 | 32.983 | unb_3P_2-1/0AC_1/0AA | 8104301 | no | no |  |  | no |  |  | 0 | 0 | 0 | 0
oh_line_8104301_200859073 |  | AD | node_8104301_200859072 | node_8104301_200859073 | 115.629 | bal_1P_1/0AA | 8104301 | no | no |  |  | no |  |  | 0 | 0 | 0 | 0
oh_line_8104301_200859074 |  | AD | node_8104301_200859073 | node_8104301_200859074 | 117.083 | bal_1P_1/0AA | 8104301 | no | no |  |  | no |  |  | 0 | 0 | 0 | 0
oh_line_8104301_200859129 |  | ABCN | node_8104301_200859490 | node_intto1_8104301_200859129 | 89.008 | bal_3P_477AL_4/0AC(N) | 8104301 | no | no |  |  | no |  |  | 0 | 0 | 0 | 0
oh_line_8104301_200859257 |  | AD | node_8104301_200858998 | node_8104301_200859257 | 34.333 | bal_1P_4CU | 8104301 | no | no |  |  | no |  |  | 0 | 0 | 0 | 0
oh_line_8104301_200859258 |  | AD | node_8104301_200859257 | node_8104301_200859258 | 117.43 | bal_1P_1/0AC | 8104301 | no | no |  |  | no |  |  | 0 | 0 | 0 | 0
oh_line_8104301_200859259 |  | AD | node_8104301_200859258 | node_8104301_200859259 | 90.446 | bal_1P_1/0AC | 8104301 | no | no |  |  | no |  |  | 0 | 0 | 0 | 0
oh_line_8104301_200859260 |  | AD | node_8104301_200859259 | node_8104301_200859260 | 99.505 | bal_1P_1/0AC | 8104301 | no | no |  |  | no |  |  | 0 | 0 | 0 | 0
oh_line_8104301_200859261 |  | AD | node_8104301_200859260 | node_8104301_200859261 | 103.185 | bal_1P_1/0AC | 8104301 | no | no |  |  | no |  |  | 0 | 0 | 0 | 0
oh_line_8104301_200859262 |  | AD | node_8104301_200859261 | node_8104301_200859262 | 110.47 | bal_1P_1/0AC | 8104301 | no | no |  |  | no |  |  | 0 | 0 | 0 | 0
oh_line_8104301_200859264 |  | ABCD | node_8104301_200858991 | node_8104301_200859264 | 97.772 | bal_3P_1/0AC | 8104301 | no | no |  |  | no |  |  | 0 | 0 | 0 | 0
oh_line_8104301_200859266 |  | AD | node_8104301_200859267 | node_8104301_200859266 | 131.18 | bal_1P_1/0AC | 8104301 | no | no |  |  | no |  |  | 0 | 0 | 0 | 0
oh_line_8104301_200859267 |  | AD | node_8104301_200859268 | node_8104301_200859267 | 114.894 | bal_1P_1/0AC | 8104301 | no | no |  |  | no |  |  | 0 | 0 | 0 | 0
oh_line_8104301_200859268 |  | AD | node_8104301_200859269 | node_8104301_200859268 | 87.345 | bal_1P_1/0AC | 8104301 | no | no |  |  | no |  |  | 0 | 0 | 0 | 0
oh_line_8104301_200859269 |  | AD | node_8104301_200859270 | node_8104301_200859269 | 128.857 | bal_1P_1/0AC | 8104301 | no | no |  |  | no |  |  | 0 | 0 | 0 | 0
oh_line_8104301_200859270 |  | AD | node_8104301_200859271 | node_8104301_200859270 | 104.699 | bal_1P_1/0AC | 8104301 | no | no |  |  | no |  |  | 0 | 0 | 0 | 0
oh_line_8104301_200859271 |  | AD | node_8104301_200859272 | node_8104301_200859271 | 96.919 | bal_1P_1/0AC | 8104301 | no | no |  |  | no |  |  | 0 | 0 | 0 | 0
oh_line_8104301_200859272 |  | AD | node_8104301_200859257 | node_8104301_200859272 | 91.165 | bal_1P_1/0AC | 8104301 | no | no |  |  | no |  |  | 0 | 0 | 0 | 0
oh_line_8104301_200859438 |  | ABCD | node_8104301_200858438 | node_intto1_8104301_200859438 | 95.167 | bal_3P_477AL | 8104301 | no | no |  |  | no |  |  | 0 | 0 | 0 | 0
oh_line_8104301_200859439-1 |  | ABCD | node_8104301_200859438 | node_1379033_961_15301334_776 | 9.615 | bal_3P_477AL | 8104301 | no | no |  |  | no |  |  | 0 | 0 | 0 | 0
oh_line_8104301_200859439-2 |  | ABCD | node_1379033_961_15301334_776 | node_8104301_200859439 | 139.064 | bal_3P_477AL | 8104301 | no | no |  |  | no |  |  | 0 | 0 | 0 | 0
oh_line_8104301_200859440 |  | ABCD | node_8104301_200859439 | node_8104301_200859440 | 225.173 | bal_3P_477AL | 8104301 | no | no |  |  | no |  |  | 0 | 0 | 0 | 0
oh_line_8104301_200859441 |  | ABCD | node_8104301_200859440 | node_intto1_8104301_200859441 | 63.065 | bal_3P_1/0AC | 8104301 | no | no |  |  | no |  |  | 0 | 0 | 0 | 0
oh_line_8104301_200859443 |  | ABCD | node_8104301_201004189 | node_8104301_200859443 | 68.383 | bal_3P_1/0AC | 8104301 | no | no |  |  | no |  |  | 0 | 0 | 0 | 0
oh_line_8104301_200859486 |  | ABCN | node_8104301_200859488 | node_8104301_200859486 | 179.668 | bal_3P_477AL_4/0AA(N) | 8104301 | no | no |  |  | no |  |  | 0 | 0 | 0 | 0
oh_line_8104301_200859487 |  | ABCN | node_8104301_200859486 | node_8104301_200859487 | 248.069 | bal_3P_477AL_4/0AA(N) | 8104301 | no | no |  |  | no |  |  | 0 | 0 | 0 | 0
oh_line_8104301_200859488 |  | ABCN | node_8104301_200859129 | node_8104301_200859488 | 95.295 | bal_3P_477AL_4/0AA(N) | 8104301 | no | no |  |  | no |  |  | 0 | 0 | 0 | 0
oh_line_8104301_200859489 |  | ABCN | node_8104301_200850827 | node_8104301_200859489 | 201.996 | bal_3P_477AL_4/0AC(N) | 8104301 | no | no |  |  | no |  |  | 0 | 0 | 0 | 0
oh_line_8104301_200859490 |  | ABCN | node_8104301_200859491 | node_8104301_200859490 | 227.465 | bal_3P_477AL_4/0AC(N) | 8104301 | no | no |  |  | no |  |  | 0 | 0 | 0 | 0
oh_line_8104301_200859491 |  | ABCN | node_8104301_200859492 | node_8104301_200859491 | 199.388 | bal_3P_477AL_4/0AC(N) | 8104301 | no | no |  |  | no |  |  | 0 | 0 | 0 | 0
oh_line_8104301_200859492 |  | ABCN | node_8104301_200859493 | node_8104301_200859492 | 239.097 | bal_3P_477AL_4/0AC(N) | 8104301 | no | no |  |  | no |  |  | 0 | 0 | 0 | 0
oh_line_8104301_200859493 |  | ABCN | node_8104301_200859494 | node_8104301_200859493 | 246.678 | bal_3P_477AL_4/0AC(N) | 8104301 | no | no |  |  | no |  |  | 0 | 0 | 0 | 0
oh_line_8104301_200859494 |  | ABCN | node_8104301_200859495 | node_8104301_200859494 | 164.58 | bal_3P_477AL_4/0AC(N) | 8104301 | no | no |  |  | no |  |  | 0 | 0 | 0 | 0
oh_line_8104301_200859495 |  | ABCN | node_8104301_200859496 | node_8104301_200859495 | 153.832 | bal_3P_477AL_4/0AC(N) | 8104301 | no | no |  |  | no |  |  | 0 | 0 | 0 | 0
oh_line_8104301_200859496 |  | ABCN | node_8104301_200859497 | node_8104301_200859496 | 165.337 | bal_3P_477AL_4/0AC(N) | 8104301 | no | no |  |  | no |  |  | 0 | 0 | 0 | 0
oh_line_8104301_200859497 |  | ABCN | node_8104301_200859498 | node_8104301_200859497 | 204.212 | bal_3P_477AL_4/0AC(N) | 8104301 | no | no |  |  | no |  |  | 0 | 0 | 0 | 0
oh_line_8104301_200859498 |  | ABCN | node_8104301_200859499 | node_8104301_200859498 | 127.186 | bal_3P_477AL_4/0AC(N) | 8104301 | no | no |  |  | no |  |  | 0 | 0 | 0 | 0
oh_line_8104301_200859499 |  | ABCN | node_8104301_200859500 | node_8104301_200859499 | 222.72 | bal_3P_477AL_4/0AC(N) | 8104301 | no | no |  |  | no |  |  | 0 | 0 | 0 | 0
oh_line_8104301_200859500 |  | ABCN | node_8104301_200859501 | node_8104301_200859500 | 250.973 | bal_3P_477AL_4/0AC(N) | 8104301 | no | no |  |  | no |  |  | 0 | 0 | 0 | 0
oh_line_8104301_200859501 |  | ABCN | node_8104301_200859489 | node_8104301_200859501 | 169.322 | bal_3P_477AL_4/0AC(N) | 8104301 | no | no |  |  | no |  |  | 0 | 0 | 0 | 0
oh_line_8104301_200859554 |  | ABCN | node_8104301_200858907 | node_intto1_8104301_200859554 | 27.415 | bal_3P_1/0AC_1/0AC(N) | 8104301 | no | no |  |  | no |  |  | 0 | 0 | 0 | 0
oh_line_8104301_200859555 |  | ABCN | node_8104301_200859575 | node_8104301_200859555 | 131.526 | bal_3P_1/0AC_1/0AC(N) | 8104301 | no | no |  |  | no |  |  | 0 | 0 | 0 | 0
oh_line_8104301_200859556 |  | ABCN | node_8104301_200859555 | node_8104301_200859556 | 132.67 | bal_3P_1/0AC_1/0AC(N) | 8104301 | no | no |  |  | no |  |  | 0 | 0 | 0 | 0
oh_line_8104301_200859560 |  | ABCN | node_8104301_200951423 | node_8104301_200859560 | 132.859 | bal_3P_1/0AC_1/0AC(N) | 8104301 | no | no |  |  | no |  |  | 0 | 0 | 0 | 0
oh_line_8104301_200859561 |  | ABCN | node_8104301_200859560 | node_8104301_200859561 | 130.984 | bal_3P_1/0AC_1/0AC(N) | 8104301 | no | no |  |  | no |  |  | 0 | 0 | 0 | 0
oh_line_8104301_200859568 |  | ABCN | node_8104301_201021992 | node_intto1_8104301_200859568 | 135.743 | bal_3P_1/0AC_1/0AC(N) | 8104301 | no | no |  |  | no |  |  | 0 | 0 | 0 | 0
oh_line_8104301_200859569 |  | ABCN | node_8104301_200859568 | node_8104301_200859569 | 136.18 | bal_3P_1/0AC_1/0AC(N) | 8104301 | no | no |  |  | no |  |  | 0 | 0 | 0 | 0
oh_line_8104301_200859570 |  | ABCN | node_8104301_200859569 | node_8104301_200859570 | 59.011 | bal_3P_1/0AA_1/0AA(N) | 8104301 | no | no |  |  | no |  |  | 0 | 0 | 0 | 0
oh_line_8104301_200859572 |  | ABCN | node_8104301_200951437 | node_8104301_200859572 | 134.898 | bal_3P_1/0AC_1/0AC(N) | 8104301 | no | no |  |  | no |  |  | 0 | 0 | 0 | 0
oh_line_8104301_200859573 |  | ABCN | node_8104301_200859572 | node_8104301_200859573 | 136.187 | bal_3P_1/0AC_1/0AC(N) | 8104301 | no | no |  |  | no |  |  | 0 | 0 | 0 | 0
oh_line_8104301_200859574 |  | ABCN | node_8104301_200859573 | node_8104301_200859574 | 131.224 | bal_3P_1/0AC_1/0AC(N) | 8104301 | no | no |  |  | no |  |  | 0 | 0 | 0 | 0
oh_line_8104301_200859575 |  | ABCN | node_8104301_200859574 | node_8104301_200859575 | 140.136 | bal_3P_1/0AC_1/0AC(N) | 8104301 | no | no |  |  | no |  |  | 0 | 0 | 0 | 0
oh_line_8104301_200859631 |  | ABCN | node_8104301_200859632 | node_8104301_200859631 | 333.143 | bal_3P_4/0AA_4/0AA(N) | 8104301 | no | no |  |  | no |  |  | 0 | 0 | 0 | 0
oh_line_8104301_200859632 |  | ABCN | node_8104301_200859644 | node_8104301_200859632 | 166.534 | bal_3P_4/0AA_4/0AA(N) | 8104301 | no | no |  |  | no |  |  | 0 | 0 | 0 | 0
oh_line_8104301_200859634 |  | ABCN | node_8104301_200859561 | node_8104301_200859634 | 55.439 | bal_3P_4/0AA_4/0AC(N) | 8104301 | no | no |  |  | no |  |  | 0 | 0 | 0 | 0
oh_line_8104301_200859635 |  | ABCN | node_8104301_200859654 | node_8104301_200859635 | 263.908 | bal_3P_4/0AA_4/0AA(N) | 8104301 | no | no |  |  | no |  |  | 0 | 0 | 0 | 0
oh_line_8104301_200859636 |  | ABCN | node_8104301_200859635 | node_8104301_200859636 | 281.541 | bal_3P_4/0AA_4/0AA(N) | 8104301 | no | no |  |  | no |  |  | 0 | 0 | 0 | 0
oh_line_8104301_200859637 |  | ABCN | node_8104301_200859636 | node_8104301_200859637 | 252.976 | bal_3P_1/0AA_1/0AA(N) | 8104301 | no | no |  |  | no |  |  | 0 | 0 | 0 | 0
oh_line_8104301_200859638 |  | ABCN | node_8104301_200859637 | node_8104301_200859638 | 267.852 | bal_3P_1/0AA_1/0AA(N) | 8104301 | no | no |  |  | no |  |  | 0 | 0 | 0 | 0
oh_line_8104301_200859639-1 |  | ABCN | node_1379543_75_15305536_723 | node_8104301_200859639 | 251.94 | bal_3P_1/0AA_1/0AA(N) | 8104301 | no | no |  |  | no |  |  | 0 | 0 | 0 | 0
oh_line_8104301_200859639-2 |  | ABCN | node_8104301_200859638 | node_1379543_75_15305536_723 | 17.246 | bal_3P_1/0AA_1/0AA(N) | 8104301 | no | no |  |  | no |  |  | 0 | 0 | 0 | 0
oh_line_8104301_200859640 |  | ABCN | node_8104301_200859639 | node_8104301_200859640 | 267.265 | bal_3P_1/0AA_1/0AA(N) | 8104301 | no | no |  |  | no |  |  | 0 | 0 | 0 | 0
oh_line_8104301_200859641 |  | ABCN | node_8104301_200974811 | node_8104301_200859641 | 73.103 | bal_3P_1/0AA_1/0AA(N) | 8104301 | no | no |  |  | no |  |  | 0 | 0 | 0 | 0
oh_line_8104301_200859642 |  | ABCN | node_8104301_200859634 | node_intto1_8104301_200859642 | 258.224 | bal_3P_4/0AA_4/0AC(N) | 8104301 | no | no |  |  | no |  |  | 0 | 0 | 0 | 0
oh_line_8104301_200859643 |  | ABCN | node_8104301_200859642 | node_8104301_200859643 | 244.533 | bal_3P_4/0AA_4/0AC(N) | 8104301 | no | no |  |  | no |  |  | 0 | 0 | 0 | 0
oh_line_8104301_200859644 |  | ABCN | node_8104301_200859643 | node_8104301_200859644 | 163.307 | bal_3P_4/0AA_4/0AC(N) | 8104301 | no | no |  |  | no |  |  | 0 | 0 | 0 | 0
oh_line_8104301_200859646 |  | ABCN | node_8104301_200859644 | node_8104301_200859646 | 255.574 | bal_3P_4/0AA_4/0AA(N) | 8104301 | no | no |  |  | no |  |  | 0 | 0 | 0 | 0
oh_line_8104301_200859647 |  | ABCN | node_8104301_200859646 | node_8104301_200859647 | 256.556 | bal_3P_4/0AA_4/0AA(N) | 8104301 | no | no |  |  | no |  |  | 0 | 0 | 0 | 0
oh_line_8104301_200859649 |  | ABCN | node_8104301_200859647 | node_8104301_200859649 | 197.997 | bal_3P_4/0AA_4/0AA(N) | 8104301 | no | no |  |  | no |  |  | 0 | 0 | 0 | 0
oh_line_8104301_200859650 |  | ABCN | node_8104301_200859649 | node_8104301_200859650 | 164.127 | bal_3P_1/0AA_1/0AA(N) | 8104301 | no | no |  |  | no |  |  | 0 | 0 | 0 | 0
oh_line_8104301_200859651 |  | ABCN | node_8104301_200859650 | node_8104301_200859651 | 172.139 | bal_3P_1/0AA_1/0AA(N) | 8104301 | no | no |  |  | no |  |  | 0 | 0 | 0 | 0
oh_line_8104301_200859653 |  | ABCN | node_8104301_200859649 | node_8104301_200859653 | 254.712 | bal_3P_4/0AA_4/0AA(N) | 8104301 | no | no |  |  | no |  |  | 0 | 0 | 0 | 0
oh_line_8104301_200859654 |  | ABCN | node_8104301_200859653 | node_8104301_200859654 | 276.662 | bal_3P_4/0AA_4/0AA(N) | 8104301 | no | no |  |  | no |  |  | 0 | 0 | 0 | 0
oh_line_8104301_200914671-1 |  | AD | node_8104301_200858988 | node_8104301_200914671 | 80.487 | bal_1P_1/0AC | 8104301 | no | no |  |  | no |  |  | 0 | 0 | 0 | 0
oh_line_8104301_200914671-2 |  | AD | node_8104301_200914671 | node_1380052_504_15303019_186 | 69.491 | bal_1P_1/0AC | 8104301 | no | no |  |  | no |  |  | 0 | 0 | 0 | 0
oh_line_8104301_200943337 |  | ABCN | node_8104301_200859649 | node_8104301_200943337 | 69.589 | bal_3P_1/0AA_1/0AA(N) | 8104301 | no | no |  |  | no |  |  | 0 | 0 | 0 | 0
oh_line_8104301_200951422 |  | ABCN | node_8104301_200859556 | node_8104301_200951422 | 130.599 | bal_3P_1/0AC_1/0AC(N) | 8104301 | no | no |  |  | no |  |  | 0 | 0 | 0 | 0
oh_line_8104301_200951423 |  | ABCN | node_8104301_200951422 | node_8104301_200951423 | 136.249 | bal_3P_1/0AC_1/0AC(N) | 8104301 | no | no |  |  | no |  |  | 0 | 0 | 0 | 0
oh_line_8104301_200951437 |  | ABCN | node_8104301_200859569 | node_8104301_200951437 | 130.439 | bal_3P_1/0AC_1/0AC(N) | 8104301 | no | no |  |  | no |  |  | 0 | 0 | 0 | 0
oh_line_8104301_200959425 |  | ABCD | node_8104301_200959425 | node_intto1_8104301_200858548 | 114.695 | bal_3P_1/0AC | 8104301 | no | no |  |  | no |  |  | 0 | 0 | 0 | 0
oh_line_8104301_200966591 |  | AD | node_8104301_200966592 | node_8104301_200966591 | 102.925 | bal_1P_1/0AA | 8104301 | no | no |  |  | no |  |  | 0 | 0 | 0 | 0
oh_line_8104301_200966592 |  | AD | node_8104301_200858514 | node_8104301_200966592 | 90.836 | bal_1P_1/0AA | 8104301 | no | no |  |  | no |  |  | 0 | 0 | 0 | 0
oh_line_8104301_200974811 |  | ABCN | node_8104301_200859640 | node_8104301_200974811 | 284.801 | bal_3P_1/0AA_1/0AA(N) | 8104301 | no | no |  |  | no |  |  | 0 | 0 | 0 | 0
oh_line_8104301_200979347 |  | ABCN | node_8104301_200858840 | node_8104301_200979347 | 168.014 | bal_3P_477AL_4/0AL(N) | 8104301 | no | no |  |  | no |  |  | 0 | 0 | 0 | 0
oh_line_8104301_201004189 |  | ABCD | node_8104301_200859441 | node_8104301_201004189 | 140.047 | bal_3P_1/0AC | 8104301 | no | no |  |  | no |  |  | 0 | 0 | 0 | 0
oh_line_8104301_201017863 |  | AD | node_8104301_200858535 | node_8104301_201017863 | 157.606 | bal_1P_2AC | 8104301 | no | no |  |  | no |  |  | 0 | 0 | 0 | 0
oh_line_8104301_201021992 |  | ABCN | node_8104301_200859554 | node_intto1_8104301_201021992 | 130.995 | bal_3P_1/0AC_1/0AC(N) | 8104301 | no | no |  |  | no |  |  | 0 | 0 | 0 | 0
oh_line_8104301_201044992 |  | ABCN | node_8104301_200858828 | node_8104301_201044992 | 98.939 | bal_3P_477AL_4/0AL(N) | 8104301 | no | no |  |  | no |  |  | 0 | 0 | 0 | 0
oh_line_8104301_201057184 |  | AD | node_8104301_200858498 | node_8104301_201057184 | 98.62 | bal_1P_1/0AC | 8104301 | no | no |  |  | no |  |  | 0 | 0 | 0 | 0
oh_line_8104301_201059052 |  | ABCN | node_8104301_201059053 | node_intto1_8104301_201059052 | 48.876 | bal_3P_477AL_4/0AC(N) | 8104301 | no | no |  |  | no |  |  | 0 | 0 | 0 | 0
oh_line_8104301_201059053 |  | ABCN | node_8104301_200858441 | node_8104301_201059053 | 46.18 | bal_3P_477AL_4/0AC(N) | 8104301 | no | no |  |  | no |  |  | 0 | 0 | 0 | 0
oh_line_8104301_201061291 |  | AD | node_8104301_200858556 | node_8104301_201061291 | 90.734 | bal_1P_1/0AC | 8104301 | no | no |  |  | no |  |  | 0 | 0 | 0 | 0
oh_line_8104301_310018066 |  | ABCN | node_8104301_200858838 | node_8104301_310018066 | 80.801 | bal_3P_477AL_4/0AL(N) | 8104301 | no | no |  |  | no |  |  | 0 | 0 | 0 | 0
oh_line_TAP_OH_903109 |  | ABCN | node_8104301_200850826 | node_1374116_283_15306014_527 | 0.033 | unb_TAPWIRE_OH | 8104301 | no | no |  |  | no |  |  | 0 | 0 | 0 | 0
oh_line_TAP_OH_904590 |  | ABCN | node_8104301_200858422 | node_1380650_494_15301290_978 | 0.033 | unb_TAPWIRE_OH | 8104301 | no | no |  |  | no |  |  | 0 | 0 | 0 | 0
oh_line_TAP_OH_904591 |  | ABCN | node_8104301_200858426 | node_1380332_017_15301235_624 | 0.033 | unb_TAPWIRE_OH | 8104301 | no | no |  |  | no |  |  | 0 | 0 | 0 | 0
oh_line_TAP_OH_904593 |  | ABCN | node_8104301_200858430 | node_1379918_212_15301340_102 | 0.033 | unb_TAPWIRE_OH | 8104301 | no | no |  |  | no |  |  | 0 | 0 | 0 | 0
oh_line_TAP_OH_904594 |  | ABCN | node_8104301_200858437 | node_1379089_557_15301206_052 | 0.033 | unb_TAPWIRE_OH | 8104301 | no | no |  |  | no |  |  | 0 | 0 | 0 | 0
oh_line_TAP_OH_904598 |  | ABCN | node_8104301_200858452 | node_1377339_812_15301903_56 | 0.033 | unb_TAPWIRE_OH | 8104301 | no | no |  |  | no |  |  | 0 | 0 | 0 | 0
oh_line_TAP_OH_904610 |  | AN | node_8104301_200858495 | node_1379729_61_15303543_373 | 0.033 | unb_TAPWIRE_OH | 8104301 | no | no |  |  | no |  |  | 0 | 0 | 0 | 0
oh_line_TAP_OH_904611 |  | AN | node_8104301_200858497 | node_1379789_523_15303212_8 | 0.033 | unb_TAPWIRE_OH | 8104301 | no | no |  |  | no |  |  | 0 | 0 | 0 | 0
oh_line_TAP_OH_904612 |  | AN | node_8104301_200858503 | node_1379879_261_15300674_623 | 0.033 | unb_TAPWIRE_OH | 8104301 | no | no |  |  | no |  |  | 0 | 0 | 0 | 0
oh_line_TAP_OH_904613 |  | AN | node_8104301_200858522 | node_1379787_349_15302123_183 | 0.033 | unb_TAPWIRE_OH | 8104301 | no | no |  |  | no |  |  | 0 | 0 | 0 | 0
oh_line_TAP_OH_904614 |  | AN | node_8104301_200858527 | node_1379753_295_15302728_341 | 0.033 | unb_TAPWIRE_OH | 8104301 | no | no |  |  | no |  |  | 0 | 0 | 0 | 0
oh_line_TAP_OH_904615 |  | AN | node_8104301_200858530 | node_1379594_246_15301383_833 | 0.033 | unb_TAPWIRE_OH | 8104301 | no | no |  |  | no |  |  | 0 | 0 | 0 | 0
oh_line_TAP_OH_904616 |  | AN | node_8104301_200858532 | node_1379521_714_15302755_633 | 0.033 | unb_TAPWIRE_OH | 8104301 | no | no |  |  | no |  |  | 0 | 0 | 0 | 0
oh_line_TAP_OH_904617 |  | AN | node_8104301_200858535 | node_1379592_595_15301536_079 | 0.033 | unb_TAPWIRE_OH | 8104301 | no | no |  |  | no |  |  | 0 | 0 | 0 | 0
oh_line_TAP_OH_904618 |  | AN | node_8104301_200858541 | node_1379557_654_15302147_812 | 0.033 | unb_TAPWIRE_OH | 8104301 | no | no |  |  | no |  |  | 0 | 0 | 0 | 0
oh_line_TAP_OH_904619 |  | ABCN | node_8104301_200858544 | node_1380161_125_15300234_264 | 0.033 | unb_TAPWIRE_OH | 8104301 | no | no |  |  | no |  |  | 0 | 0 | 0 | 0
oh_line_TAP_OH_904620 |  | ABCN | node_8104301_200858545 | node_1380201_284_15300130_146 | 0.033 | unb_TAPWIRE_OH | 8104301 | no | no |  |  | no |  |  | 0 | 0 | 0 | 0
oh_line_TAP_OH_904621 |  | ABCN | node_8104301_200858548 | node_1380198_942_15300617_507 | 0.033 | unb_TAPWIRE_OH | 8104301 | no | no |  |  | no |  |  | 0 | 0 | 0 | 0
oh_line_TAP_OH_904622 |  | ABCN | node_8104301_200858550 | node_1380184_784_15300859_933 | 0.033 | unb_TAPWIRE_OH | 8104301 | no | no |  |  | no |  |  | 0 | 0 | 0 | 0
oh_line_TAP_OH_904623 |  | ABCN | node_8104301_200858553 | node_1380161_432_15301203_96 | 0.033 | unb_TAPWIRE_OH | 8104301 | no | no |  |  | no |  |  | 0 | 0 | 0 | 0
oh_line_TAP_OH_904624 |  | AN | node_8104301_200858559 | node_1380123_895_15301870_193 | 0.033 | unb_TAPWIRE_OH | 8104301 | no | no |  |  | no |  |  | 0 | 0 | 0 | 0
oh_line_TAP_OH_904625 |  | AN | node_8104301_200858567 | node_1380077_02_15303235_135 | 0.033 | unb_TAPWIRE_OH | 8104301 | no | no |  |  | no |  |  | 0 | 0 | 0 | 0
oh_line_TAP_OH_904626 |  | AN | node_8104301_200858569 | node_1380032_758_15302933_378 | 0.033 | unb_TAPWIRE_OH | 8104301 | no | no |  |  | no |  |  | 0 | 0 | 0 | 0
oh_line_TAP_OH_904627 |  | AN | node_8104301_200858574 | node_1380430_306_15300534_355 | 0.033 | unb_TAPWIRE_OH | 8104301 | no | no |  |  | no |  |  | 0 | 0 | 0 | 0
oh_line_TAP_OH_904628 |  | AN | node_8104301_200858576 | node_1380415_131_15300797_505 | 0.033 | unb_TAPWIRE_OH | 8104301 | no | no |  |  | no |  |  | 0 | 0 | 0 | 0
oh_line_TAP_OH_904630 |  | ABCN | node_8104301_200858582 | node_1380440_741_15301508_925 | 0.033 | unb_TAPWIRE_OH | 8104301 | no | no |  |  | no |  |  | 0 | 0 | 0 | 0
oh_line_TAP_OH_904631 |  | ABCN | node_8104301_200858586 | node_1380355_291_15301892_932 | 0.033 | unb_TAPWIRE_OH | 8104301 | no | no |  |  | no |  |  | 0 | 0 | 0 | 0
oh_line_TAP_OH_904632 |  | ABCN | node_8104301_200858591 | node_1380389_415_15302240_162 | 0.033 | unb_TAPWIRE_OH | 8104301 | no | no |  |  | no |  |  | 0 | 0 | 0 | 0
oh_line_TAP_OH_904633 |  | ABCN | node_8104301_200858595 | node_1380364_743_15302688_862 | 0.033 | unb_TAPWIRE_OH | 8104301 | no | no |  |  | no |  |  | 0 | 0 | 0 | 0
oh_line_TAP_OH_904677 |  | ABCN | node_8104301_200858832 | node_1376903_831_15302108_016 | 0.033 | unb_TAPWIRE_OH | 8104301 | no | no |  |  | no |  |  | 0 | 0 | 0 | 0
oh_line_TAP_OH_904679 |  | ABCN | node_8104301_200858838 | node_1376854_267_15304410_963 | 0.033 | unb_TAPWIRE_OH | 8104301 | no | no |  |  | no |  |  | 0 | 0 | 0 | 0
oh_line_TAP_OH_904680 |  | ABCN | node_8104301_200858840 | node_1376789_91_15304823_285 | 0.033 | unb_TAPWIRE_OH | 8104301 | no | no |  |  | no |  |  | 0 | 0 | 0 | 0
oh_line_TAP_OH_904699 |  | ABCN | node_8104301_200858906 | node_1376900_244_15303024_546 | 0.033 | unb_TAPWIRE_OH | 8104301 | no | no |  |  | no |  |  | 0 | 0 | 0 | 0
oh_line_TAP_OH_904718 |  | ABCN | node_8104301_200858990 | node_1380301_313_15303087_226 | 0.033 | unb_TAPWIRE_OH | 8104301 | no | no |  |  | no |  |  | 0 | 0 | 0 | 0
oh_line_TAP_OH_904719 |  | AN | node_8104301_200858998 | node_1380668_735_15302494_722 | 0.033 | unb_TAPWIRE_OH | 8104301 | no | no |  |  | no |  |  | 0 | 0 | 0 | 0
oh_line_TAP_OH_904720 |  | AN | node_8104301_200859000 | node_1380102_172_15302459_901 | 0.033 | unb_TAPWIRE_OH | 8104301 | no | no |  |  | no |  |  | 0 | 0 | 0 | 0
oh_line_TAP_OH_904731 |  | ABCN | node_8104301_200859068 | node_1380648_785_15300255_141 | 0.033 | unb_TAPWIRE_OH | 8104301 | no | no |  |  | no |  |  | 0 | 0 | 0 | 0
oh_line_TAP_OH_904732 |  | AN | node_8104301_200859074 | node_1379952_266_15300153_006 | 0.033 | unb_TAPWIRE_OH | 8104301 | no | no |  |  | no |  |  | 0 | 0 | 0 | 0
oh_line_TAP_OH_904779 |  | AN | node_8104301_200859261 | node_1380707_12_15302867_5 | 0.033 | unb_TAPWIRE_OH | 8104301 | no | no |  |  | no |  |  | 0 | 0 | 0 | 0
oh_line_TAP_OH_904781 |  | AN | node_8104301_200859266 | node_1380711_305_15301700 | 0.033 | unb_TAPWIRE_OH | 8104301 | no | no |  |  | no |  |  | 0 | 0 | 0 | 0
oh_line_TAP_OH_904782 |  | AN | node_8104301_200859269 | node_1380677_767_15302031_183 | 0.033 | unb_TAPWIRE_OH | 8104301 | no | no |  |  | no |  |  | 0 | 0 | 0 | 0
oh_line_TAP_OH_904835 |  | ABCN | node_8104301_200859554 | node_1376948_987_15303227_628 | 0.033 | unb_TAPWIRE_OH | 8104301 | no | no |  |  | no |  |  | 0 | 0 | 0 | 0
oh_line_TAP_OH_904836 |  | ABCN | node_8104301_200859573 | node_1377749_554_15303316_436 | 0.033 | unb_TAPWIRE_OH | 8104301 | no | no |  |  | no |  |  | 0 | 0 | 0 | 0
oh_line_TAP_OH_904851 |  | ABCN | node_8104301_200859647 | node_1379246_663_15304203_65 | 0.033 | unb_TAPWIRE_OH | 8104301 | no | no |  |  | no |  |  | 0 | 0 | 0 | 0
oh_line_TAP_OH_923479 |  | AN | node_8104301_200966591 | node_1379886_278_15301580_386 | 0.033 | unb_TAPWIRE_OH | 8104301 | no | no |  |  | no |  |  | 0 | 0 | 0 | 0
oh_line_TAP_OH_936546 |  | ABCN | node_8104301_200858441 | node_1378761_856_15301216_213 | 0.033 | unb_TAPWIRE_OH | 8104301 | no | no |  |  | no |  |  | 0 | 0 | 0 | 0
oh_line_TAP_OH_2136131 |  | ABCN | node_8104301_201004189 | node_1379219_805_15301628_231 | 0.033 | unb_TAPWIRE_OH | 8104301 | no | no |  |  | no |  |  | 0 | 0 | 0 | 0
oh_line_TAP_OH_2136132 |  | ABCN | node_8104301_201004189 | node_1379238_726_15301636_352 | 0.033 | unb_TAPWIRE_OH | 8104301 | no | no |  |  | no |  |  | 0 | 0 | 0 | 0
oh_line_TAP_OH_2136133 |  | ABCN | node_8104301_201004189 | node_1379199_997_15301626_949 | 0.033 | unb_TAPWIRE_OH | 8104301 | no | no |  |  | no |  |  | 0 | 0 | 0 | 0
oh_line_TAP_OH_2142926 |  | ABCN | node_8104301_200858429 | node_1380009_916_15301404_254 | 0.033 | unb_TAPWIRE_OH | 8104301 | no | no |  |  | no |  |  | 0 | 0 | 0 | 0
oh_line_TAP_OH_2142927 |  | ABCN | node_8104301_200858429 | node_1379990_102_15301404_944 | 0.033 | unb_TAPWIRE_OH | 8104301 | no | no |  |  | no |  |  | 0 | 0 | 0 | 0
oh_line_TAP_OH_2142949 |  | ABCN | node_8104301_200858581 | node_1380484_319_15301364_666 | 0.033 | unb_TAPWIRE_OH | 8104301 | no | no |  |  | no |  |  | 0 | 0 | 0 | 0
oh_line_TAP_OH_2142950 |  | ABCN | node_8104301_200858581 | node_1380483_335_15301391_251 | 0.033 | unb_TAPWIRE_OH | 8104301 | no | no |  |  | no |  |  | 0 | 0 | 0 | 0
oh_line_TAP_OH_2142991 |  | ABCN | node_8104301_200858421 | node_1380781_047_15301264_907 | 0.033 | unb_TAPWIRE_OH | 8104301 | no | no |  |  | no |  |  | 0 | 0 | 0 | 0
oh_line_TAP_OH_2142992 |  | ABCN | node_8104301_200858421 | node_1380799_111_15301276_041 | 0.033 | unb_TAPWIRE_OH | 8104301 | no | no |  |  | no |  |  | 0 | 0 | 0 | 0
oh_line_TAP_OH_2142993 |  | ABCN | node_8104301_200858421 | node_1380761_484_15301260_414 | 0.033 | unb_TAPWIRE_OH | 8104301 | no | no |  |  | no |  |  | 0 | 0 | 0 | 0
oh_line_TAP_OH_2143025 |  | ABCN | node_8104301_200859264 | node_1380726_286_15303155_107 | 0.033 | unb_TAPWIRE_OH | 8104301 | no | no |  |  | no |  |  | 0 | 0 | 0 | 0
oh_line_TAP_OH_2143026 |  | ABCN | node_8104301_200859264 | node_1380716_171_15303177_916 | 0.033 | unb_TAPWIRE_OH | 8104301 | no | no |  |  | no |  |  | 0 | 0 | 0 | 0
oh_line_TAP_OH_2143027 |  | ABCN | node_8104301_200859264 | node_1380731_644_15303129_519 | 0.033 | unb_TAPWIRE_OH | 8104301 | no | no |  |  | no |  |  | 0 | 0 | 0 | 0
oh_line_TAP_OH_2222923 |  | ABCN | node_8104301_200943337 | node_1379390_371_15304336_173 | 0.033 | unb_TAPWIRE_OH | 8104301 | no | no |  |  | no |  |  | 0 | 0 | 0 | 0
oh_line_TAP_OH_2222924 |  | ABCN | node_8104301_200943337 | node_1379373_497_15304322_048 | 0.033 | unb_TAPWIRE_OH | 8104301 | no | no |  |  | no |  |  | 0 | 0 | 0 | 0
oh_line_TAP_OH_2222957 |  | ABCN | node_8104301_200858837 | node_1376826_708_15304218_15 | 0.033 | unb_TAPWIRE_OH | 8104301 | no | no |  |  | no |  |  | 0 | 0 | 0 | 0
oh_line_TAP_OH_2222958 |  | ABCN | node_8104301_200858837 | node_1376830_369_15304192_015 | 0.033 | unb_TAPWIRE_OH | 8104301 | no | no |  |  | no |  |  | 0 | 0 | 0 | 0
oh_line_TAP_OH_2222959 |  | ABCN | node_8104301_200858837 | node_1376828_215_15304244_715 | 0.033 | unb_TAPWIRE_OH | 8104301 | no | no |  |  | no |  |  | 0 | 0 | 0 | 0
oh_line_TAP_OH_2266540 |  | ABCN | node_8104301_200858985 | node_1380805_837_15303250_604 | 0.033 | unb_TAPWIRE_OH | 8104301 | no | no |  |  | no |  |  | 0 | 0 | 0 | 0
oh_line_TAP_OH_2266541 |  | ABCN | node_8104301_200858985 | node_1380786_808_15303242_975 | 0.033 | unb_TAPWIRE_OH | 8104301 | no | no |  |  | no |  |  | 0 | 0 | 0 | 0
oh_line_TAP_OH_2266542 |  | ABCN | node_8104301_200858985 | node_1380825_656_15303251_37 | 0.033 | unb_TAPWIRE_OH | 8104301 | no | no |  |  | no |  |  | 0 | 0 | 0 | 0
oh_line_TAP_OH_2266546 |  | ABCN | node_8104301_200859439 | node_1379106_218_15301484_295 | 0.033 | unb_TAPWIRE_OH | 8104301 | no | no |  |  | no |  |  | 0 | 0 | 0 | 0
oh_line_TAP_OH_2266547 |  | ABCN | node_8104301_200859439 | node_1379103_228_15301510_59 | 0.033 | unb_TAPWIRE_OH | 8104301 | no | no |  |  | no |  |  | 0 | 0 | 0 | 0
oh_line_TAP_OH_2266548 |  | ABCN | node_8104301_200859439 | node_1379104_034_15301457_81 | 0.033 | unb_TAPWIRE_OH | 8104301 | no | no |  |  | no |  |  | 0 | 0 | 0 | 0
oh_line_TAP_OH_2420534 |  | ABCN | node_8104301_200858447 | node_1377898_21_15301454_963 | 0.033 | unb_TAPWIRE_OH | 8104301 | no | no |  |  | no |  |  | 0 | 0 | 0 | 0
oh_line_TAP_OH_2420535 |  | ABCN | node_8104301_200858447 | node_1377916_777_15301445_798 | 0.033 | unb_TAPWIRE_OH | 8104301 | no | no |  |  | no |  |  | 0 | 0 | 0 | 0
oh_line_TAP_OH_2420536 |  | ABCN | node_8104301_200858447 | node_1377882_074_15301470_286 | 0.033 | unb_TAPWIRE_OH | 8104301 | no | no |  |  | no |  |  | 0 | 0 | 0 | 0
oh_line_TAP_OH_2420537 |  | ABCN | node_8104301_200858445 | node_1378112_544_15301380_156 | 0.033 | unb_TAPWIRE_OH | 8104301 | no | no |  |  | no |  |  | 0 | 0 | 0 | 0
oh_line_TAP_OH_2420538 |  | ABCN | node_8104301_200858445 | node_1378129_268_15301366_01 | 0.033 | unb_TAPWIRE_OH | 8104301 | no | no |  |  | no |  |  | 0 | 0 | 0 | 0
oh_line_TAP_OH_2420539 |  | ABCN | node_8104301_200858905 | node_1376854_872_15302951_449 | 0.033 | unb_TAPWIRE_OH | 8104301 | no | no |  |  | no |  |  | 0 | 0 | 0 | 0
oh_line_TAP_OH_2420540 |  | ABCN | node_8104301_200858905 | node_1376856_886_15302924_978 | 0.033 | unb_TAPWIRE_OH | 8104301 | no | no |  |  | no |  |  | 0 | 0 | 0 | 0
oh_line_TAP_OH_2420541 |  | ABCN | node_8104301_200858905 | node_1376858_029_15302977_765 | 0.033 | unb_TAPWIRE_OH | 8104301 | no | no |  |  | no |  |  | 0 | 0 | 0 | 0
oh_line_TAP_OH_2420542 |  | ABCN | node_8104301_200859636 | node_1379184_191_15305109_512 | 0.033 | unb_TAPWIRE_OH | 8104301 | no | no |  |  | no |  |  | 0 | 0 | 0 | 0
oh_line_TAP_OH_2420543 |  | ABCN | node_8104301_200859636 | node_1379181_039_15305083_195 | 0.033 | unb_TAPWIRE_OH | 8104301 | no | no |  |  | no |  |  | 0 | 0 | 0 | 0
oh_line_TAP_OH_2420544 |  | ABCN | node_8104301_200859636 | node_1379192_3_15305133_883 | 0.033 | unb_TAPWIRE_OH | 8104301 | no | no |  |  | no |  |  | 0 | 0 | 0 | 0
oh_line_TAP_OH_2420545 |  | ABCN | node_8104301_200858450 | node_1377572_585_15301672_06 | 0.033 | unb_TAPWIRE_OH | 8104301 | no | no |  |  | no |  |  | 0 | 0 | 0 | 0
oh_line_TAP_OH_2420546 |  | ABCN | node_8104301_200858450 | node_1377587_373_15301654_46 | 0.033 | unb_TAPWIRE_OH | 8104301 | no | no |  |  | no |  |  | 0 | 0 | 0 | 0
oh_line_TAP_OH_2420547 |  | ABCN | node_8104301_200858450 | node_1377561_718_15301694_231 | 0.033 | unb_TAPWIRE_OH | 8104301 | no | no |  |  | no |  |  | 0 | 0 | 0 | 0
oh_line_TAP_OH_2420548 |  | ABCN | node_8104301_200858904 | node_1376854_41_15302864_164 | 0.033 | unb_TAPWIRE_OH | 8104301 | no | no |  |  | no |  |  | 0 | 0 | 0 | 0
oh_line_TAP_OH_2420549 |  | ABCN | node_8104301_200858904 | node_1376856_789_15302837_751 | 0.033 | unb_TAPWIRE_OH | 8104301 | no | no |  |  | no |  |  | 0 | 0 | 0 | 0
oh_line_TAP_OH_2420550 |  | ABCN | node_8104301_200858904 | node_1376857_205_15302890_551 | 0.033 | unb_TAPWIRE_OH | 8104301 | no | no |  |  | no |  |  | 0 | 0 | 0 | 0
oh_line_TAP_OH_2420551 |  | ABCN | node_8104301_200859646 | node_1378992_732_15304065_517 | 0.033 | unb_TAPWIRE_OH | 8104301 | no | no |  |  | no |  |  | 0 | 0 | 0 | 0
oh_line_TAP_OH_2420552 |  | ABCN | node_8104301_200859646 | node_1379012_329_15304069_698 | 0.033 | unb_TAPWIRE_OH | 8104301 | no | no |  |  | no |  |  | 0 | 0 | 0 | 0
oh_line_TAP_OH_2420553 |  | ABCN | node_8104301_200859646 | node_1378973_031_15304068_285 | 0.033 | unb_TAPWIRE_OH | 8104301 | no | no |  |  | no |  |  | 0 | 0 | 0 | 0
oh_line_TAP_OH_2420554 |  | ABCN | node_8104301_200951423 | node_1378532_021_15303539_453 | 0.033 | unb_TAPWIRE_OH | 8104301 | no | no |  |  | no |  |  | 0 | 0 | 0 | 0
oh_line_TAP_OH_2420555 |  | ABCN | node_8104301_200951423 | node_1378512_943_15303532_049 | 0.033 | unb_TAPWIRE_OH | 8104301 | no | no |  |  | no |  |  | 0 | 0 | 0 | 0
oh_line_TAP_OH_2420556 |  | ABCN | node_8104301_200951423 | node_1378551_843_15303539_984 | 0.033 | unb_TAPWIRE_OH | 8104301 | no | no |  |  | no |  |  | 0 | 0 | 0 | 0

## overhead_line_conductor
data_type | static
owner_type | feeder
owner | 8104301
object | overhead_line_conductor
name | groupid | geometric_mean_radius | resistance | diameter | rating_summer_continuous | rating_summer_emergency | rating_winter_continuous | rating_winter_emergency | dcircuit | selected | comments
oh_cond_1/0_AAAC |  | 0.012 | 0.876 | 0.398 | 235 | 235 | 310 | 310 |  | no
oh_cond_1/0_ACSR |  | 0.012 | 0.888 | 0.398 | 265 | 265 | 330 | 330 |  | no
oh_cond_2/0_CU |  | 0.013 | 0.44 | 0.414 | 295 | 295 | 425 | 425 |  | no
oh_cond_2_ACSR |  | 0.01 | 1.41 | 0.325 | 195 | 195 | 245 | 245 |  | no
oh_cond_3_#7_CWD_30% |  | 0.005 | 3.07 | 0.311 | 125 | 125 | 195 | 195 |  | no
oh_cond_4/0_AAAC |  | 0.017 | 0.439 | 0.563 | 365 | 365 | 480 | 480 |  | no
oh_cond_4/0_ACSR |  | 0.017 | 0.445 | 0.563 | 410 | 410 | 515 | 515 |  | no
oh_cond_4/0_AL |  | 0.016 | 0.442 | 0.522 | 365 | 365 | 480 | 480 |  | no
oh_cond_4_CU |  | 0.007 | 1.388 | 0.232 | 140 | 140 | 200 | 200 |  | no
oh_cond_477_MCM_AL |  | 0.025 | 0.198 | 0.792 | 605 | 605 | 810 | 810 |  | no
oh_cond_WP-4/0-CU |  | 0.015 | 0.273 | 0.81 | 340 | 340 | 390 | 390 |  | no

## recloser
data_type | static
owner_type | feeder
owner | 8104301
object | recloser
name | groupid | phases | fr | to | phase_A_state | phase_B_state | phase_C_state | operating_mode | retry_time | max_number_of_tries | status | dcircuit | selected | monitored | monitored_fields | class_monitored_fields | played | played_fields | comments
recloser_625Y12-220608711 |  | ABCN | node_intto1_8104301_201021992 | node_8104301_201021992 | CLOSED | CLOSED | CLOSED | INDIVIDUAL |  |  |  | 8104301 | no | no |  |  | no

## regulator
data_type | static
owner_type | feeder
owner | 8104301
object | regulator
name | groupid | phases | fr | to | configuration | sense_node | dcircuit | selected | monitored | monitored_fields | class_monitored_fields | played | played_fields | comments
regulator_220498104 |  | ABCD | node_intto1_8104301_200858548 | node_8104301_200858548 | config_regulator_220498104 |  | 8104301 | no | no |  |  | no
regulator_312078233 |  | ABCN | node_intto1_8104301_201059052 | node_8104301_201059052 | config_regulator_312078233 |  | 8104301 | no | no |  |  | no

## regulator_configuration
data_type | static
owner_type | feeder
owner | 8104301
object | regulator_configuration
name | groupid | connect_type | band_center | band_width | time_delay | dwell_time | raise_taps | lower_taps | current_transducer_ratio | power_transducer_ratio | compensator_r_setting_A | compensator_x_setting_A | compensator_r_setting_B | compensator_x_setting_B | compensator_r_setting_C | compensator_x_setting_C | CT_phase | PT_phase | regulation | control_level | Control | Type | tap_pos_A | tap_pos_B | tap_pos_C | dcircuit | selected | comments
config_regulator_220498104 |  | WYE_WYE | 123 | 3 |  |  | 16 | 16 | 250 | 40 | 0 | 0 | 0 | 0 | 0 | 0 | A | A | 0.1 | INDIVIDUAL | OUTPUT_VOLTAGE | A | 0 | 0 | 0 |  | no
config_regulator_312078233 |  | WYE_WYE | 123 | 3 |  |  | 16 | 16 | 250 | 60 | 0 | 0 | 0 | 0 | 0 | 0 | A | A | 0.1 | INDIVIDUAL | OUTPUT_VOLTAGE | A | 0 | 0 | 0 |  | no

## switch
data_type | static
owner_type | feeder
owner | 8104301
object | switch
name | groupid | phases | fr | to | phase_A_state | phase_B_state | phase_C_state | operating_mode | status | dcircuit | selected | monitored | monitored_fields | class_monitored_fields | played | played_fields | comments
switch_220416551 |  | ABCN | node_intto1_8104301_200858840 | node_8104301_200858840 | CLOSED | CLOSED | CLOSED | INDIVIDUAL |  | 8104301 | no | no |  |  | no
switch_220416557 |  | ABCN | node_intto1_8104301_200859554 | node_8104301_200859554 | CLOSED | CLOSED | CLOSED | INDIVIDUAL |  | 8104301 | no | no |  |  | no
switch_220416613 |  | ABCN | node_intto1_8104301_200859129 | node_8104301_200859129 | CLOSED | CLOSED | CLOSED | INDIVIDUAL |  | 8104301 | no | no |  |  | no
switch_220416615 |  | ABCN | node_intto1_220416615 | node_220416615 | CLOSED | CLOSED | CLOSED | INDIVIDUAL |  | 8104301 | no | no |  |  | no
switch_220608712 |  | ABCN | node_intto1_8104301_200859568 | node_8104301_200859568 | CLOSED | CLOSED | CLOSED | INDIVIDUAL |  | 8104301 | no | no |  |  | no
switch_220655541 |  | ABCN | node_intto1_220655541 | node_220655541 | CLOSED | CLOSED | CLOSED | INDIVIDUAL |  | 8104301 | no | no |  |  | no
switch_310033827 |  | ABCN | node_intto1_8104301_200951492 | node_8104301_200951492 | CLOSED | CLOSED | CLOSED | INDIVIDUAL |  | 8104301 | no | no |  |  | no
switch_311881084 |  | ABCN | node_intto1_8104301_200951508 | node_8104301_200951508 | CLOSED | CLOSED | CLOSED | INDIVIDUAL |  | 8104301 | no | no |  |  | no
switch_OM29-2-220416632 |  | ABCN | node_intto1_OM29-2-220416632 | node_OM29-2-220416632 | CLOSED | CLOSED | CLOSED | INDIVIDUAL |  | 8104301 | no | no |  |  | no
switch_OM36-1-220416659 |  | ABCN | node_intto1_8104301_200914698 | node_8104301_200914698 | CLOSED | CLOSED | CLOSED | INDIVIDUAL |  | 8104301 | no | no |  |  | no
switch_OM-36-220416658 |  | ABCN | node_intto1_8104301_200856552 | node_8104301_200856552 | CLOSED | CLOSED | CLOSED | INDIVIDUAL |  | 8104301 | no | no |  |  | no
switch_OM-39_NO-220416657 |  | ABCN | node_intto1_8104301_200954477 | node_8104301_200954477 | CLOSED | CLOSED | CLOSED | INDIVIDUAL |  | 8104301 | no | no |  |  | no

## transformer
data_type | static
owner_type | feeder
owner | 8104301
object | transformer
name | groupid | phases | fr | to | configuration | climate | aging_constant | use_thermal_model | aging_granularity | dcircuit | selected | monitored | monitored_fields | class_monitored_fields | played | played_fields | comments
transformer_220465506 |  | ABCN | node_intto1_220465506 | node_220465506 | config_transformer_220465506 |  | 0 |  | 0 | 8104301 | no | no |  |  | no
transformer_310024191 |  | ABCN | node_310024191 | node_intto1_310024191 | config_transformer_310024191 |  | 0 |  | 0 | 8104301 | no | no |  |  | no

## transformer_configuration
data_type | static
owner_type | feeder
owner | 8104301
object | transformer_configuration
name | groupid | connect_type | install_type | coolant_type | cooling_type | primary_voltage | secondary_voltage | power_rating | powerA_rating | powerB_rating | powerC_rating | impedance | shunt_impedance | core_coil_weight | tank_fittings_weight | oil_volume | rated_winding_time_constant | rated_winding_hot_spot_rise | rated_top_oil_rise | no_load_loss | full_load_loss | reactance_resistance_ratio | installed_insulation_life | dcircuit | selected | comments
config_transformer_220465506 |  | DELTA_GWYE |  |  |  | 4800 | 12470 | 750 | 0 | 0 | 0 | 0.004+0.043j | 0 | 0 | 0 | 0 | 0 | 0 | 0 | 0 | 0 | 10 | 0 |  | no
config_transformer_310024191 |  | DELTA_GWYE |  |  |  | 4800 | 12470 | 2500 | 0 | 0 | 0 | 0.006+0.057j | 0 | 0 | 0 | 0 | 0 | 0 | 0 | 0 | 0 | 10 | 0 |  | no

## underground_line
data_type | static
owner_type | feeder
owner | 8104301
object | underground_line
name | groupid | phases | fr | to | length | configuration | dcircuit | selected | monitored | monitored_fields | class_monitored_fields | played | played_fields | comments
und_line_8104301_200856469 |  | ABCN | node_8104301_200858454 | node_intto1_8104301_200856469 | 196.728 | und_3P_1/0ALURD_1/0AL(N) | 8104301 | no | no |  |  | no
und_line_8104301_200856477 |  | ABCN | node_8104301_200858902 | node_intto1_8104301_200856477 | 160.596 | und_3P_1/0ALURD_1/0AL(N) | 8104301 | no | no |  |  | no
und_line_8104301_200856520-1 |  | ABCN | node_8104301_200858843 | node_intto1_220386494 | 5.445 | und_3P_750ALURD_750AL(N) | 8104301 | no | no |  |  | no
und_line_8104301_200856520-2 |  | ABCN | node_220386494 | node_intto1_310010075 | 171.417 | und_3P_750ALURD_750AL(N) | 8104301 | no | no |  |  | no
und_line_8104301_200856520-3 |  | ABCN | node_310010075 | node_intto1_OM29-2-220416632 | 6.399 | und_3P_750ALURD_750AL(N) | 8104301 | no | no |  |  | no
und_line_8104301_200856520-4 |  | ABCN | node_OM29-2-220416632 | node_8104301_200856520 | 12.498 | und_3P_750ALURD_750AL(N) | 8104301 | no | no |  |  | no
und_line_8104301_200856529 |  | ABCN | node_8104301_200856520 | node_intto1_8104301_200856529 | 76.359 | und_3P_1/0ALURD_1/0AL(N) | 8104301 | no | no |  |  | no
und_line_8104301_200856552 |  | ABCN | node_8104301_200856520 | node_intto1_8104301_200856552 | 1218.941 | und_3P_750ALURD_750AL(N) | 8104301 | no | no |  |  | no
und_line_8104301_200856605 |  | ABCN | node_8104301_200856612 | node_8104301_200856605 | 8.553 | und_3P_1/0ALURD_1/0AL(N) | 8104301 | no | no |  |  | no
und_line_8104301_200856606 |  | ABCN | node_8104301_200976259 | node_intto1_8104301_200856606 | 150.387 | und_3P_1/0ALURD_1/0AL(N) | 8104301 | no | no |  |  | no
und_line_8104301_200856609 |  | ABCN | node_8104301_200973976 | node_intto1_8104301_200856609 | 300.455 | und_3P_WYECUST | 8104301 | no | no |  |  | no
und_line_8104301_200856610 |  | ABCN | node_8104301_200973976 | node_intto1_8104301_200856610 | 455.805 | und_3P_1/0ALURD_1/0AL(N) | 8104301 | no | no |  |  | no
und_line_8104301_200856612 |  | ABCN | node_8104301_200858451 | node_intto1_8104301_200856612 | 346.812 | und_3P_1/0ALURD_1/0AL(N) | 8104301 | no | no |  |  | no
und_line_8104301_200856619 |  | AN | node_8104301_200858838 | node_intto1_8104301_200856619 | 234.409 | und_1P_2ALURD_2AL(N) | 8104301 | no | no |  |  | no
und_line_8104301_200856621 |  | AN | node_8104301_200856619 | node_8104301_200856621 | 76.121 | und_1P_2ALURD_2AL(N) | 8104301 | no | no |  |  | no
und_line_8104301_200856622 |  | AN | node_8104301_200856619 | node_8104301_200856622 | 226.057 | und_1P_2ALURD_2AL(N) | 8104301 | no | no |  |  | no
und_line_8104301_200856625 |  | ABCN | node_8104301_310004236 | node_intto1_8104301_200856625 | 30.103 | und_3P_1/0ALURD_1/0AL(N) | 8104301 | no | no |  |  | no
und_line_8104301_200856627 |  | ABCN | node_8104301_201038107 | node_8104301_200856627 | 18.062 | und_3P_2ALURD_2AL(N) | 8104301 | no | no |  |  | no
und_line_8104301_200856628 |  | ABCN | node_8104301_201038107 | node_intto1_8104301_200856628 | 237.154 | und_3P_1/0ALURD_1/0AL(N) | 8104301 | no | no |  |  | no
und_line_8104301_200856644 |  | ABCN | node_8104301_201038103 | node_intto1_8104301_200856644 | 80.029 | und_3P_2ALURD_2AL(N) | 8104301 | no | no |  |  | no
und_line_8104301_200856708 |  | AN | node_8104301_312152021 | node_8104301_200856708 | 310.873 | und_1P_2ALURD_2AL(N) | 8104301 | no | no |  |  | no
und_line_8104301_200856711 |  | AN | node_8104301_200856708 | node_8104301_200856711 | 500.344 | und_1P_2ALURD_2AL(N) | 8104301 | no | no |  |  | no
und_line_8104301_200856715 |  | AN | node_8104301_201038106 | node_8104301_200856715 | 282.243 | und_1P_2ALURD_2AL(N) | 8104301 | no | no |  |  | no
und_line_8104301_200856718 |  | AN | node_8104301_200856715 | node_8104301_200856718 | 415.713 | und_1P_2ALURD_2AL(N) | 8104301 | no | no |  |  | no
und_line_8104301_200856720 |  | AN | node_8104301_201038106 | node_8104301_200856720 | 419.934 | und_1P_2ALURD_2AL(N) | 8104301 | no | no |  |  | no
und_line_8104301_200856722 |  | AN | node_8104301_200856720 | node_8104301_200856722 | 245.564 | und_1P_2ALURD_2AL(N) | 8104301 | no | no |  |  | no
und_line_8104301_200856733 |  | AN | node_8104301_311978564 | node_8104301_200856733 | 223.776 | und_1P_2ALURD_2AL(N) | 8104301 | no | no |  |  | no
und_line_8104301_200856739 |  | AN | node_8104301_201038115 | node_8104301_200856739 | 280.136 | und_1P_2ALURD_2AL(N) | 8104301 | no | no |  |  | no
und_line_8104301_200856742 |  | AN | node_8104301_201038115 | node_8104301_200856742 | 153.315 | und_1P_2ALURD_2AL(N) | 8104301 | no | no |  |  | no
und_line_8104301_200856744 |  | AN | node_8104301_200856739 | node_8104301_200856744 | 404.731 | und_1P_2ALURD_2AL(N) | 8104301 | no | no |  |  | no
und_line_8104301_200856747 |  | AN | node_8104301_312152021 | node_8104301_200856747 | 402.988 | und_1P_2ALURD_2AL(N) | 8104301 | no | no |  |  | no
und_line_8104301_200856751 |  | AN | node_8104301_200856747 | node_8104301_200856751 | 491.932 | und_1P_2ALURD_2AL(N) | 8104301 | no | no |  |  | no
und_line_8104301_200856756 |  | AN | node_8104301_200856751 | node_8104301_200856756 | 629.93 | und_1P_2ALURD_2AL(N) | 8104301 | no | no |  |  | no
und_line_8104301_200856762 |  | AN | node_8104301_200856756 | node_8104301_200856762 | 397.333 | und_1P_2ALURD_2AL(N) | 8104301 | no | no |  |  | no
und_line_8104301_200859184-1 |  | ABCN | node_220416615 | node_8104301_200859184 | 18.464 | und_3P_4/0ALURD_4/0AL(N) | 8104301 | no | no |  |  | no
und_line_8104301_200859184-2 |  | ABCN | node_220465506 | node_intto1_220416615 | 17.911 | und_3P_4/0ALURD_4/0AL(N) | 8104301 | no | no |  |  | no
und_line_8104301_200859184-3 |  | ABCN | node_220386523 | node_intto1_220465506 | 19.594 | und_3P_4/0ALURD_4/0AL(N) | 8104301 | no | no |  |  | no
und_line_8104301_200859184-4 |  | ABCN | node_8104301_312152021 | node_intto1_220386523 | 491.127 | und_3P_4/0ALURD_4/0AL(N) | 8104301 | no | no |  |  | no
und_line_8104301_200914698 |  | ABCN | node_8104301_200856552 | node_intto1_8104301_200914698 | 442.221 | und_3P_750ALURD_750AL(N) | 8104301 | no | no |  |  | no
und_line_8104301_200914700 |  | ABCN | node_8104301_200856552 | node_intto1_8104301_200914700 | 15.367 | und_3P_750ALURD_750AL(N) | 8104301 | no | no |  |  | no
und_line_8104301_200951492 |  | ABCN | node_8104301_200976259 | node_intto1_8104301_200951492 | 432.63 | und_3P_4/0ALURD_4/0AL(N) | 8104301 | no | no |  |  | no
und_line_8104301_200951508 |  | ABCN | node_8104301_310004236 | node_intto1_8104301_200951508 | 63.106 | und_3P_1/0ALURD_1/0AL(N) | 8104301 | no | no |  |  | no
und_line_8104301_200954476 |  | ABCN | node_8104301_200856552 | node_8104301_200954476 | 91.386 | und_3P_750ALURD_750AL(N) | 8104301 | no | no |  |  | no
und_line_8104301_200954477 |  | ABCN | node_8104301_200856552 | node_intto1_8104301_200954477 | 829.221 | und_3P_750ALURD_750AL(N) | 8104301 | no | no |  |  | no
und_line_8104301_200954480 |  | ABCN | node_8104301_200856520 | node_8104301_200954480 | 191.56 | und_3P_750ALURD_750AL(N) | 8104301 | no | no |  |  | no
und_line_8104301_200969231 |  | ABCN | node_8104301_200856644 | node_8104301_200969231 | 94.38 | und_3P_2ALURD_2AL(N) | 8104301 | no | no |  |  | no
und_line_8104301_200969232 |  | ABCN | node_8104301_310035796 | node_8104301_200969232 | 38.307 | und_3P_2ALURD_2AL(N) | 8104301 | no | no |  |  | no
und_line_8104301_200969233 |  | ABCN | node_8104301_200969232 | node_8104301_200969233 | 87.575 | und_3P_2ALURD_2AL(N) | 8104301 | no | no |  |  | no
und_line_8104301_200969234 |  | ABCN | node_8104301_200969232 | node_8104301_200969234 | 406.872 | und_3P_2ALURD_2AL(N) | 8104301 | no | no |  |  | no
und_line_8104301_200973976 |  | ABCN | node_8104301_200856612 | node_8104301_200973976 | 180.279 | und_3P_1/0ALURD_1/0AL(N) | 8104301 | no | no |  |  | no
und_line_8104301_200976259 |  | ABCN | node_8104301_200858457 | node_intto1_8104301_200976259 | 230.757 | und_3P_4/0ALURD_4/0AL(N) | 8104301 | no | no |  |  | no
und_line_8104301_201038103 |  | ABCN | node_8104301_200858439 | node_intto1_8104301_201038103 | 785.724 | und_3P_2ALURD_2AL(N) | 8104301 | no | no |  |  | no
und_line_8104301_201038106 |  | AN | node_8104301_200856711 | node_8104301_201038106 | 402.982 | und_1P_2ALURD_2AL(N) | 8104301 | no | no |  |  | no
und_line_8104301_201038107-1 |  | ABCN | node_8104301_200858449 | node_intto1_220386417 | 10.786 | und_3P_1/0ALURD_1/0AL(N) | 8104301 | no | no |  |  | no
und_line_8104301_201038107-2 |  | ABCN | node_220386417 | node_intto1_220386436 | 388.915 | und_3P_1/0ALURD_1/0AL(N) | 8104301 | no | no |  |  | no
und_line_8104301_201038107-3 |  | ABCN | node_220386436 | node_8104301_201038107 | 4.998 | und_3P_1/0ALURD_1/0AL(N) | 8104301 | no | no |  |  | no
und_line_8104301_201038109 |  | ABCN | node_8104301_200859651 | node_intto1_8104301_201038109 | 481.298 | und_3P_WYECUST | 8104301 | no | no |  |  | no
und_line_8104301_201038110 |  | ABCN | node_8104301_200974811 | node_intto1_8104301_201038110 | 745.809 | und_3P_WYECUST | 8104301 | no | no |  |  | no
und_line_8104301_201038111 |  | ABCN | node_8104301_200859654 | node_intto1_8104301_201038111 | 77.997 | und_3P_WYECUST | 8104301 | no | no |  |  | no
und_line_8104301_201038112 |  | ABCN | node_8104301_200859650 | node_intto1_8104301_201038112 | 58.997 | und_3P_WYECUST | 8104301 | no | no |  |  | no
und_line_8104301_201038113 |  | ABCN | node_8104301_200859570 | node_intto1_8104301_201038113 | 45.345 | und_3P_WYECUST | 8104301 | no | no |  |  | no
und_line_8104301_201038115 |  | AN | node_8104301_200856733 | node_8104301_201038115 | 257.373 | und_1P_2ALURD_2AL(N) | 8104301 | no | no |  |  | no
und_line_8104301_201045644 |  | ABCN | node_8104301_200976259 | node_intto1_8104301_201045644 | 90.196 | und_3P_1/0ALURD_1/0AL(N) | 8104301 | no | no |  |  | no
und_line_8104301_201066538-1 |  | ABCN | node_1378945_677_15301223_49 | node_intto1_220648970 | 6.322 | und_3P_4/0ALURD_4/0AL(N) | 8104301 | no | no |  |  | no
und_line_8104301_201066538-2 |  | ABCN | node_220648970 | node_intto1_310024191 | 12.372 | und_3P_4/0ALURD_4/0AL(N) | 8104301 | no | no |  |  | no
und_line_8104301_201066538-3 |  | ABCN | node_310024191 | node_8104301_201066538 | 3.409 | und_3P_4/0ALURD_4/0AL(N) | 8104301 | no | no |  |  | no
und_line_8104301_310004236 |  | ABCN | node_8104301_200858456 | node_intto1_8104301_310004236 | 92.394 | und_3P_1/0ALURD_1/0AL(N) | 8104301 | no | no |  |  | no
und_line_8104301_310018069 |  | AN | node_8104301_310018066 | node_intto1_8104301_310018069 | 242.919 | und_1P_WYECUST | 8104301 | no | no |  |  | no
und_line_8104301_310035796 |  | ABCN | node_8104301_200856644 | node_8104301_310035796 | 465.961 | und_3P_2ALURD_2AL(N) | 8104301 | no | no |  |  | no
und_line_8104301_311978564 |  | AN | node_8104301_312152021 | node_8104301_311978564 | 828.194 | und_1P_2ALURD_2AL(N) | 8104301 | no | no |  |  | no
und_line_8104301_312021507 |  | AN | node_8104301_200856718 | node_8104301_312021507 | 132.91 | und_1P_2ALURD_2AL(N) | 8104301 | no | no |  |  | no
und_line_8104301_312091946 |  | ABCN | node_8104301_201066538 | node_8104301_312091946 | 57.22 | und_3P_750ALURD | 8104301 | no | no |  |  | no
und_line_8104301_312091947 |  | ABCN | node_8104301_312091946 | node_8104301_200858438 | 40.001 | und_3P_750ALURD | 8104301 | no | no |  |  | no
und_line_8104301_312152021 |  | ABCN | node_8104301_200859641 | node_intto1_8104301_312152021 | 558.935 | und_3P_4/0ALURD_4/0AL(N) | 8104301 | no | no |  |  | no
und_line_TAP_UG_59446 |  | ABCN | node_8104301_200856469 | node_1377205_482_15302249_607 | 0.033 | und_TAPWIRE_UG | 8104301 | no | no |  |  | no
und_line_TAP_UG_59449 |  | ABCN | node_8104301_200856477 | node_1377122_801_15302680_551 | 0.033 | und_TAPWIRE_UG | 8104301 | no | no |  |  | no
und_line_TAP_UG_59458 |  | ABCN | node_8104301_200856529 | node_1376685_002_15302167_558 | 0.033 | und_TAPWIRE_UG | 8104301 | no | no |  |  | no
und_line_TAP_UG_59479 |  | ABCN | node_8104301_200856605 | node_1377511_421_15302214_445 | 0.033 | und_TAPWIRE_UG | 8104301 | no | no |  |  | no
und_line_TAP_UG_59480 |  | ABCN | node_8104301_200856606 | node_1377069_891_15302152_784 | 0.033 | und_TAPWIRE_UG | 8104301 | no | no |  |  | no
und_line_TAP_UG_59481 |  | ABCN | node_8104301_200856609 | node_1377357_039_15302486_25 | 0.033 | und_TAPWIRE_UG | 8104301 | no | no |  |  | no
und_line_TAP_UG_59482 |  | ABCN | node_8104301_200856610 | node_1377622_732_15302799_259 | 0.033 | und_TAPWIRE_UG | 8104301 | no | no |  |  | no
und_line_TAP_UG_59483 |  | AN | node_8104301_200856619 | node_1377024_962_15304593_208 | 0.033 | und_TAPWIRE_UG | 8104301 | no | no |  |  | no
und_line_TAP_UG_59484 |  | AN | node_8104301_200856621 | node_1377101_495_15304671_586 | 0.033 | und_TAPWIRE_UG | 8104301 | no | no |  |  | no
und_line_TAP_UG_59485 |  | AN | node_8104301_200856622 | node_1377303_099_15304624_739 | 0.033 | und_TAPWIRE_UG | 8104301 | no | no |  |  | no
und_line_TAP_UG_59486 |  | ABCN | node_8104301_200856625 | node_1377145_435_15301743_405 | 0.033 | und_TAPWIRE_UG | 8104301 | no | no |  |  | no
und_line_TAP_UG_59487 |  | ABCN | node_8104301_200856627 | node_1377604_511_15301235_223 | 0.033 | und_TAPWIRE_UG | 8104301 | no | no |  |  | no
und_line_TAP_UG_59488 |  | ABCN | node_8104301_200856628 | node_1377324_273_15301391_979 | 0.033 | und_TAPWIRE_UG | 8104301 | no | no |  |  | no
und_line_TAP_UG_59490 |  | ABCN | node_8104301_200856644 | node_1378752_353_15300441_195 | 0.033 | und_TAPWIRE_UG | 8104301 | no | no |  |  | no
und_line_TAP_UG_59497 |  | AN | node_8104301_200856708 | node_1381070_745_15305867_67 | 0.033 | und_TAPWIRE_UG | 8104301 | no | no |  |  | no
und_line_TAP_UG_59498 |  | AN | node_8104301_200856711 | node_1380887_286_15305366_697 | 0.033 | und_TAPWIRE_UG | 8104301 | no | no |  |  | no
und_line_TAP_UG_59499 |  | AN | node_8104301_200856715 | node_1380732_776_15304956_981 | 0.033 | und_TAPWIRE_UG | 8104301 | no | no |  |  | no
und_line_TAP_UG_59500 |  | AN | node_8104301_200856718 | node_1380919_171_15304513_27 | 0.033 | und_TAPWIRE_UG | 8104301 | no | no |  |  | no
und_line_TAP_UG_59501 |  | AN | node_8104301_200856720 | node_1380243_899_15304873_879 | 0.033 | und_TAPWIRE_UG | 8104301 | no | no |  |  | no
und_line_TAP_UG_59502 |  | AN | node_8104301_200856722 | node_1379982_634_15304815_509 | 0.033 | und_TAPWIRE_UG | 8104301 | no | no |  |  | no
und_line_TAP_UG_59503 |  | AN | node_8104301_200856733 | node_1380042_226_15306684_957 | 0.033 | und_TAPWIRE_UG | 8104301 | no | no |  |  | no
und_line_TAP_UG_59504 |  | AN | node_8104301_200856739 | node_1379689_679_15306851_618 | 0.033 | und_TAPWIRE_UG | 8104301 | no | no |  |  | no
und_line_TAP_UG_59505 |  | AN | node_8104301_200856742 | node_1379909_796_15307117_54 | 0.033 | und_TAPWIRE_UG | 8104301 | no | no |  |  | no
und_line_TAP_UG_59506 |  | AN | node_8104301_200856744 | node_1379447_746_15307232_667 | 0.033 | und_TAPWIRE_UG | 8104301 | no | no |  |  | no
und_line_TAP_UG_59507 |  | AN | node_8104301_200856747 | node_1380664_162_15306389_251 | 0.033 | und_TAPWIRE_UG | 8104301 | no | no |  |  | no
und_line_TAP_UG_59508 |  | AN | node_8104301_200856751 | node_1380464_845_15306841_414 | 0.033 | und_TAPWIRE_UG | 8104301 | no | no |  |  | no
und_line_TAP_UG_59509 |  | AN | node_8104301_200856756 | node_1380235_746_15307429_934 | 0.033 | und_TAPWIRE_UG | 8104301 | no | no |  |  | no
und_line_TAP_UG_59510 |  | AN | node_8104301_200856762 | node_1380057_033_15307799_74 | 0.033 | und_TAPWIRE_UG | 8104301 | no | no |  |  | no
und_line_TAP_UG_66640 |  | AN | node_8104301_201038106 | node_1380512_275_15305189_501 | 0.033 | und_TAPWIRE_UG | 8104301 | no | no |  |  | no
und_line_TAP_UG_66642 |  | ABCN | node_8104301_201038109 | node_1380256_743_15304167_111 | 0.033 | und_TAPWIRE_UG | 8104301 | no | no |  |  | no
und_line_TAP_UG_66643 |  | ABCN | node_8104301_201038110 | node_1379518_848_15306478_741 | 0.033 | und_TAPWIRE_UG | 8104301 | no | no |  |  | no
und_line_TAP_UG_66644 |  | ABCN | node_8104301_201038111 | node_1379417_886_15304763_756 | 0.033 | und_TAPWIRE_UG | 8104301 | no | no |  |  | no
und_line_TAP_UG_66645 |  | ABCN | node_8104301_201038112 | node_1379633_552_15304145_351 | 0.033 | und_TAPWIRE_UG | 8104301 | no | no |  |  | no
und_line_TAP_UG_66646 |  | ABCN | node_8104301_201038113 | node_1377396_43_15303181_266 | 0.033 | und_TAPWIRE_UG | 8104301 | no | no |  |  | no
und_line_TAP_UG_68343 |  | ABCN | node_8104301_201045644 | node_1377064_309_15302378_728 | 0.033 | und_TAPWIRE_UG | 8104301 | no | no |  |  | no
und_line_TAP_UG_501807 |  | AN | node_8104301_310018069 | node_1377127_773_15304434_95 | 0.033 | und_TAPWIRE_UG | 8104301 | no | no |  |  | no
und_line_TAP_UG_1373426 |  | ABCN | node_8104301_200856552 | node_1376462_317_15303447_807 | 0.033 | und_TAPWIRE_UG | 8104301 | no | no |  |  | no
und_line_TAP_UG_2124114 |  | AN | node_8104301_312021507 | node_1381009_754_15304619_843 | 0.033 | und_TAPWIRE_UG | 8104301 | no | no |  |  | no

## underground_line_conductor
data_type | static
owner_type | feeder
owner | 8104301
object | underground_line_conductor
name | groupid | outer_diameter | conductor_gmr | conductor_diameter | conductor_resistance | neutral_gmr | neutral_diameter | neutral_resistance | neutral_strands | insulation_relative_permitivitty | shield_gmr | shield_resistance | rating_summer_continuous | rating_summer_emergency | rating_winter_continuous | rating_winter_emergency | dcircuit | selected | comments
und_cond_1P_2ALURD_2AL(N) | [12 empty] | 125 | 125 | 140 | 140 |  | no
und_cond_1P_WYECUST | [12 empty] | 685 | 685 | 685 | 685 |  | no
und_cond_3P_1/0ALURD_1/0AL(N) | [12 empty] | 160 | 160 | 180 | 180 |  | no
und_cond_3P_2ALURD_2AL(N) | [12 empty] | 125 | 125 | 140 | 140 |  | no
und_cond_3P_4/0ALURD_4/0AL(N) | [12 empty] | 297 | 297 | 312 | 312 |  | no
und_cond_3P_750ALURD | [12 empty] | 475 | 475 | 525 | 525 |  | no
und_cond_3P_750ALURD_750AL(N) | [12 empty] | 475 | 475 | 525 | 525 |  | no
und_cond_3P_WYECUST | [12 empty] | 685 | 685 | 685 | 685 |  | no
und_cond_TAPWIRE_UG | [12 empty] | 99999999 | 99999999 | 99999999 | 99999999 |  | no