## capacitor
data_type | static
owner_type | feeder
owner | 8104302
object | capacitor
name | groupid | parent | phases | nominal_voltage | pt_phase | phases_connected | switchA | switchB | switchC | control | voltage_set_high | voltage_set_low | VAr_set_high | VAr_set_low | current_set_high | current_set_low | capacitor_A | capacitor_B | capacitor_C | cap_nominal_voltage | time_delay | dwell_time | lockout_time | remote_sense | remote_sense_B | control_level | dcircuit | selected | monitored | monitored_fields | class_monitored_fields | played | played_fields | comments
cap_220369149 |  | node_1363620_187_15314689_333 | ABCN | 0 |  | ABCN | CLOSED | CLOSED | CLOSED | MANUAL | [6 empty] | 100000 | 100000 | 100000 | 4800 | [6 empty] | 8104302 | no | no |  |  | no
cap_220369150 |  | node_1362258_025_15321667_038 | AN | 0 |  | AN | CLOSED |  |  | MANUAL | [6 empty] | 50000 |  |  | 4800 | [6 empty] | 8104302 | no | no |  |  | no
cap_220369198 |  | node_1360472_902_15304850_541 | AN | 0 |  | AN | CLOSED |  |  | MANUAL | [6 empty] | 150000 |  |  | 7200 | [6 empty] | 8104302 | no | no |  |  | no
cap_220554260 |  | node_1362211_528_15302977_557 | ABCN | 0 |  | ABCN | CLOSED | CLOSED | CLOSED | MANUAL | [6 empty] | 100000 | 100000 | 100000 | 7200 | [6 empty] | 8104302 | no | no |  |  | no
cap_220655383 |  | node_1363109_367_15304733_97 | ABCN | 0 |  | ABCN | CLOSED | CLOSED | CLOSED | MANUAL | [6 empty] | 100000 | 100000 | 100000 | 7200 | [6 empty] | 8104302 | no | no |  |  | no

## feeder
data_type | static
owner_type | feeder
owner | 8104302
object | feeder
name | transmission_bus | ARC | ADR | slack_bus | nom_voltages | num_nodes | num_ohlines | num_uglines | num_transformers | num_generators | num_pvs | num_storages | num_loads | miles | mw | mvar | losses_mw | losses_mvar | comments | use_feeder_load_shape | load_shape_scale | use_feeder_pv_shape | pv_shape_scale | description | restore_time | griddisconnect_scenario_probability | gridconnect_scenario_probability | use_energy_not_served | VOLL | discount_rate | yearly_load_growth_percent | planning_horizon | enable_traditional_project_deferral | lifetime_of_investment_years | start_year | base_year | year_the_investment_is_committed | revenue_requirement_scaling_factor | discount_rate | inflation_rate_for_investment | traditional_project_invested_capital | periodicity_of_investment_in_years | priority | maximum_total_investment_cost | DER_portfolio_NPV | DER_portfolio_BC_ratio | total_system_energy_avoided_cost_NPV | total_system_capacity_avoided_cost_NPV | total_system_ancillary_services_avoided_cost_NPV | total_system_CO2_avoided_cost_NPV | total_system_loss_of_load_avoided_cost_NPV | total_system_distribution_capacity_avoided_cost_NPV | total_system_investment_and_operational_cost_NPV | feeder_solar_pv_operating_cost_USdollarperkWh | feeder_energy_storage_operating_cost_USdollarperkWh | feeder_distributed_generator_operating_cost_USdollarperkWh | feeder_distributed_generator_CO2_cost_USdollarperkWh | feeder_demand_response_operating_cost_USdollarperkWh | feeder_solar_pv_investment_cost_USdollarperkW | feeder_energy_storage_investment_cost_USdollarperkW | feeder_distributed_generator_investment_cost_USdollarperkW | feeder_demand_response_investment_cost_USdollarperkW
8104302 |  | ts_slack | none | node_SOURCE_8104302 | 2771.281,7199.558 | 1345 | 1037 | 224 | 4 | 0 | 0 | 0 | 437 | 32.825 | 12.379 | 5.273 | 0 | 0 |  | 0 | 0 | 1 | 0 |  | 0 | 0 | 0 | 0 | 0 | 0 | 0 | 0 | 0 | 0 | 0 | 0 | 0 | 0 | 0 | 0 | 0 | 0 | 0 | 999999999 | 0 | 0 | 0 | 0 | 0 | 0 | 0 | 0 | 0 | 0 | 0 | 0 | 0 | 0 | 0 | 0 | 0 | 0

## fuse
data_type | static
owner_type | feeder
owner | 8104302
object | fuse
name | groupid | phases | fr | to | phase_A_status | phase_B_status | phase_C_status | repair_dist_type | current_limit | mean_replacement_time | status | dcircuit | selected | monitored | monitored_fields | class_monitored_fields | played | played_fields | comments
fuse_220388126 |  | ABCD | node_intto1_8104302_200843012 | node_8104302_200843012 | GOOD | GOOD | GOOD |  | 50 |  |  | 8104302 | no | no |  |  | no
fuse_220388127 |  | AD | node_intto1_8104302_200842007 | node_8104302_200842007 | GOOD | GOOD | GOOD |  | 75 |  |  | 8104302 | no | no |  |  | no
fuse_220388128 |  | AD | node_intto1_8104302_200843024 | node_8104302_200843024 | GOOD | GOOD | GOOD |  | 75 |  |  | 8104302 | no | no |  |  | no
fuse_220388132 |  | AD | node_intto1_8104302_200843076 | node_8104302_200843076 | GOOD | GOOD | GOOD |  | 100 |  |  | 8104302 | no | no |  |  | no
fuse_220388134 |  | AN | node_intto1_8104302_200843074 | node_8104302_200843074 | GOOD | GOOD | GOOD |  | 40 |  |  | 8104302 | no | no |  |  | no
fuse_220388148 |  | AD | node_intto1_8104302_200841618 | node_8104302_200841618 | GOOD | GOOD | GOOD |  | 50 |  |  | 8104302 | no | no |  |  | no
fuse_220388157 |  | ABCN | node_intto1_8104302_200848950 | node_8104302_200848950 | GOOD | GOOD | GOOD |  | 15 |  |  | 8104302 | no | no |  |  | no
fuse_220388158 |  | AN | node_intto1_8104302_200848973 | node_8104302_200848973 | GOOD | GOOD | GOOD |  | 100 |  |  | 8104302 | no | no |  |  | no
fuse_220388159 |  | AN | node_intto1_8104302_200848983 | node_8104302_200848983 | GOOD | GOOD | GOOD |  | 85 |  |  | 8104302 | no | no |  |  | no
fuse_220388160 |  | AN | node_intto1_8104302_200848977 | node_8104302_200848977 | GOOD | GOOD | GOOD |  | 50 |  |  | 8104302 | no | no |  |  | no
fuse_220388166 |  | AN | node_intto1_8104302_200849115 | node_8104302_200849115 | GOOD | GOOD | GOOD |  | 65 |  |  | 8104302 | no | no |  |  | no
fuse_220388175 |  | AN | node_intto1_8104302_200849001 | node_8104302_200849001 | GOOD | GOOD | GOOD |  | 100 |  |  | 8104302 | no | no |  |  | no
fuse_220388191 |  | AN | node_intto1_220388191 | node_220388191 | GOOD | GOOD | GOOD |  | 100 |  |  | 8104302 | no | no |  |  | no
fuse_220388192 |  | ABCN | node_intto1_220388192 | node_220388192 | GOOD | GOOD | GOOD |  | 100 |  |  | 8104302 | no | no |  |  | no
fuse_220388201 |  | ABN | node_intto1_8104302_200850161 | node_8104302_200850161 | GOOD | GOOD | GOOD |  | 85 |  |  | 8104302 | no | no |  |  | no
fuse_220388210 |  | ABCN | node_intto1_8104302_200846819 | node_8104302_200846819 | GOOD | GOOD | GOOD |  | 50 |  |  | 8104302 | no | no |  |  | no
fuse_220388211 |  | ABCN | node_intto1_8104302_200850234 | node_8104302_200850234 | GOOD | GOOD | GOOD |  | 100 |  |  | 8104302 | no | no |  |  | no
fuse_220388212 |  | ABCN | node_intto1_8104302_200846954 | node_8104302_200846954 | GOOD | GOOD | GOOD |  | 100 |  |  | 8104302 | no | no |  |  | no
fuse_220388217 |  | ABCN | node_intto1_8104302_200850233 | node_8104302_200850233 | GOOD | GOOD | GOOD |  | 10 |  |  | 8104302 | no | no |  |  | no
fuse_220388218 |  | ABCN | node_intto1_8104302_200850232 | node_8104302_200850232 | GOOD | GOOD | GOOD |  | 10 |  |  | 8104302 | no | no |  |  | no
fuse_220388227 |  | ABCN | node_intto1_8104302_200850142 | node_8104302_200850142 | GOOD | GOOD | GOOD |  | 150 |  |  | 8104302 | no | no |  |  | no
fuse_220388782 |  | ABN | node_intto1_8104302_200847296 | node_8104302_200847296 | GOOD | GOOD | GOOD |  | 75 |  |  | 8104302 | no | no |  |  | no
fuse_220388784 |  | AD | node_intto1_8104302_200852426 | node_8104302_200852426 | GOOD | GOOD | GOOD |  | 75 |  |  | 8104302 | no | no |  |  | no
fuse_220388789 |  | AD | node_intto1_8104302_200852406 | node_8104302_200852406 | GOOD | GOOD | GOOD |  | 65 |  |  | 8104302 | no | no |  |  | no
fuse_220388796 |  | AN | node_intto1_8104302_200852468 | node_8104302_200852468 | GOOD | GOOD | GOOD |  | 60 |  |  | 8104302 | no | no |  |  | no
fuse_220388819 |  | ABCN | node_intto1_8104302_200848101 | node_8104302_200848101 | GOOD | GOOD | GOOD |  | 30 |  |  | 8104302 | no | no |  |  | no
fuse_220388887 |  | ABCN | node_intto1_8104302_200850466 | node_8104302_200850466 | GOOD | GOOD | GOOD |  | 125 |  |  | 8104302 | no | no |  |  | no
fuse_220388894 |  | ABN | node_intto1_8104302_201009254 | node_8104302_201009254 | GOOD | GOOD | GOOD |  | 85 |  |  | 8104302 | no | no |  |  | no
fuse_220388896 |  | ABCN | node_intto1_8104302_310027936 | node_8104302_310027936 | GOOD | GOOD | GOOD |  | 30 |  |  | 8104302 | no | no |  |  | no
fuse_220388898 |  | ABCN | node_intto1_8104302_200846963 | node_8104302_200846963 | GOOD | GOOD | GOOD |  | 50 |  |  | 8104302 | no | no |  |  | no
fuse_220388899 |  | ABCD | node_intto1_220388899 | node_220388899 | GOOD | GOOD | GOOD |  | 80 |  |  | 8104302 | no | no |  |  | no
fuse_220388902 |  | AN | node_intto1_8104302_200852165 | node_8104302_200852165 | GOOD | GOOD | GOOD |  | 40 |  |  | 8104302 | no | no |  |  | no
fuse_220388906 |  | ABN | node_intto1_8104302_200847415 | node_8104302_200847415 | GOOD | GOOD | GOOD |  | 85 |  |  | 8104302 | no | no |  |  | no
fuse_220389090 |  | AN | node_intto1_8104302_200850816 | node_8104302_200850816 | GOOD | GOOD | GOOD |  | 85 |  |  | 8104302 | no | no |  |  | no
fuse_220389105 |  | AN | node_intto1_8104302_200850393 | node_8104302_200850393 | GOOD | GOOD | GOOD |  | 75 |  |  | 8104302 | no | no |  |  | no
fuse_220389120 |  | AN | node_intto1_8104302_200847069 | node_8104302_200847069 | GOOD | GOOD | GOOD |  | 85 |  |  | 8104302 | no | no |  |  | no
fuse_220389128 |  | ABCN | node_intto1_8104302_200847242 | node_8104302_200847242 | GOOD | GOOD | GOOD |  | 150 |  |  | 8104302 | no | no |  |  | no
fuse_220389152 |  | ABN | node_intto1_8104302_200851005 | node_8104302_200851005 | GOOD | GOOD | GOOD |  | 100 |  |  | 8104302 | no | no |  |  | no
fuse_220389175 |  | AN | node_intto1_8104302_200850792 | node_8104302_200850792 | GOOD | GOOD | GOOD |  | 60 |  |  | 8104302 | no | no |  |  | no
fuse_220389209 |  | AN | node_intto1_8104302_200850373 | node_8104302_200850373 | GOOD | GOOD | GOOD |  | 100 |  |  | 8104302 | no | no |  |  | no
fuse_220525788 |  | AD | node_intto1_8104302_200971547 | node_8104302_200971547 | GOOD | GOOD | GOOD |  | 40 |  |  | 8104302 | no | no |  |  | no
fuse_220543894 |  | AN | node_intto1_8104302_200978901 | node_8104302_200978901 | GOOD | GOOD | GOOD |  | 25 |  |  | 8104302 | no | no |  |  | no
fuse_220552498 |  | ABCN | node_intto1_8104302_200852445 | node_8104302_200852445 | GOOD | GOOD | GOOD |  | 80 |  |  | 8104302 | no | no |  |  | no
fuse_220554218 |  | ABCN | node_intto1_8104302_200984915 | node_8104302_200984915 | GOOD | GOOD | GOOD |  | 80 |  |  | 8104302 | no | no |  |  | no
fuse_220567869 |  | ABCN | node_intto1_8104302_201004330 | node_8104302_201004330 | GOOD | GOOD | GOOD |  | 50 |  |  | 8104302 | no | no |  |  | no
fuse_220575488 |  | ABCN | node_intto1_8104302_201009894 | node_8104302_201009894 | GOOD | GOOD | GOOD |  | 80 |  |  | 8104302 | no | no |  |  | no
fuse_220576700 |  | ABCN | node_intto1_8104302_201008167 | node_8104302_201008167 | GOOD | GOOD | GOOD |  | 40 |  |  | 8104302 | no | no |  |  | no
fuse_220576811 |  | AN | node_intto1_8104302_201010354 | node_8104302_201010354 | GOOD | GOOD | GOOD |  | 25 |  |  | 8104302 | no | no |  |  | no
fuse_220593545 |  | AD | node_intto1_8104302_201013314 | node_8104302_201013314 | GOOD | GOOD | GOOD |  | 40 |  |  | 8104302 | no | no |  |  | no
fuse_220595611 |  | ABCN | node_intto1_8104302_201014222 | node_8104302_201014222 | GOOD | GOOD | GOOD |  | 50 |  |  | 8104302 | no | no |  |  | no
fuse_220628301 |  | AD | node_intto1_8104302_200849111 | node_8104302_200849111 | GOOD | GOOD | GOOD |  | 40 |  |  | 8104302 | no | no |  |  | no
fuse_220628303 |  | AD | node_intto1_8104302_200850895 | node_8104302_200850895 | GOOD | GOOD | GOOD |  | 40 |  |  | 8104302 | no | no |  |  | no
fuse_220628305 |  | AD | node_intto1_8104302_200852110 | node_8104302_200852110 | GOOD | GOOD | GOOD |  | 40 |  |  | 8104302 | no | no |  |  | no
fuse_310040843 |  | ABCN | node_intto1_8104302_200852296 | node_8104302_200852296 | GOOD | GOOD | GOOD |  | 200 |  |  | 8104302 | no | no |  |  | no
fuse_310063536 |  | AN | node_intto1_8104302_310024103 | node_8104302_310024103 | GOOD | GOOD | GOOD |  | 10 |  |  | 8104302 | no | no |  |  | no
fuse_311907652 |  | AN | node_intto1_311907652 | node_311907652 | GOOD | GOOD | GOOD |  | 100 |  |  | 8104302 | no | no |  |  | no
fuse_311907655 |  | ABN | node_intto1_311907655 | node_311907655 | GOOD | GOOD | GOOD |  | 100 |  |  | 8104302 | no | no |  |  | no
fuse_311907763 |  | AD | node_intto1_311907763 | node_311907763 | GOOD | GOOD | GOOD |  | 100 |  |  | 8104302 | no | no |  |  | no
fuse_311913177 |  | AD | node_intto1_8104302_200852421 | node_8104302_200852421 | GOOD | GOOD | GOOD |  | 65 |  |  | 8104302 | no | no |  |  | no
fuse_312051707 |  | ABCN | node_intto1_8104302_200852132 | node_8104302_200852132 | GOOD | GOOD | GOOD |  | 300 |  |  | 8104302 | no | no |  |  | no
fuse_312124465 |  | ABCN | node_intto1_312124465 | node_312124465 | GOOD | GOOD | GOOD |  | 300 |  |  | 8104302 | no | no |  |  | no
fuse_312125840 |  | AN | node_intto1_8104302_312125841 | node_8104302_312125841 | GOOD | GOOD | GOOD |  | 65 |  |  | 8104302 | no | no |  |  | no
fuse_312125842 |  | AN | node_intto1_8104302_312125843 | node_8104302_312125843 | GOOD | GOOD | GOOD |  | 30 |  |  | 8104302 | no | no |  |  | no

## line_configuration
data_type | static
owner_type | feeder
owner | 8104302
object | line_configuration
name | groupid | conductor_A | conductor_B | conductor_C | conductor_N | spacing | z11 | z12 | z13 | z21 | z22 | z23 | z31 | z32 | z33 | c11 | c12 | c13 | c21 | c22 | c23 | c31 | c32 | c33 | dcircuit | selected | comments
bal_1P_1/0AA |  | oh_cond_1/0_AAAC | oh_cond_1/0_AAAC | oh_cond_1/0_AAAC |  |  | 0.972+1.499j | 0.095+0.781j | 0.095+0.781j | 0.095+0.781j | 0.972+1.499j | 0.095+0.781j | 0.095+0.781j | 0.095+0.781j | 0.972+1.499j | 12.796 | -3.172 | -3.172 | -3.172 | 12.796 | -3.172 | -3.172 | -3.172 | 12.796 |  | no
bal_1P_1/0AA_1/0AA(N) |  | oh_cond_1/0_AAAC | oh_cond_1/0_AAAC | oh_cond_1/0_AAAC | oh_cond_1/0_AAAC |  | 1.078+1.186j | 0.201+0.467j | 0.201+0.467j | 0.201+0.467j | 1.078+1.186j | 0.201+0.467j | 0.201+0.467j | 0.201+0.467j | 1.078+1.186j | 13.243 | -2.726 | -2.726 | -2.726 | 13.243 | -2.726 | -2.726 | -2.726 | 13.243 |  | no
bal_1P_1/0AA_4/0AC(N) |  | oh_cond_1/0_AAAC | oh_cond_1/0_AAAC | oh_cond_1/0_AAAC | oh_cond_4/0_ACSR |  | 1.012+1.121j | 0.136+0.403j | 0.136+0.403j | 0.136+0.403j | 1.012+1.121j | 0.136+0.403j | 0.136+0.403j | 0.136+0.403j | 1.012+1.121j | 13.267 | -2.702 | -2.702 | -2.702 | 13.267 | -2.702 | -2.702 | -2.702 | 13.267 |  | no
bal_1P_1/0AC |  | oh_cond_1/0_ACSR | oh_cond_1/0_ACSR | oh_cond_1/0_ACSR |  |  | 0.983+1.218j | 0.095+0.781j | 0.095+0.781j | 0.095+0.781j | 0.983+1.218j | 0.095+0.781j | 0.095+0.781j | 0.095+0.781j | 0.983+1.218j | 12.796 | -3.172 | -3.172 | -3.172 | 12.796 | -3.172 | -3.172 | -3.172 | 12.796 |  | no
bal_1P_1/0AC_1/0AC(N) |  | oh_cond_1/0_ACSR | oh_cond_1/0_ACSR | oh_cond_1/0_ACSR | oh_cond_1/0_ACSR |  | 1.091+1.185j | 0.203+0.469j | 0.203+0.469j | 0.203+0.469j | 1.091+1.185j | 0.203+0.469j | 0.203+0.469j | 0.203+0.469j | 1.091+1.185j | 13.243 | -2.726 | -2.726 | -2.726 | 13.243 | -2.726 | -2.726 | -2.726 | 13.243 |  | no
bal_1P_2AC |  | oh_cond_2_ACSR | oh_cond_2_ACSR | oh_cond_2_ACSR |  |  | 1.505+1.527j | 0.095+0.781j | 0.095+0.781j | 0.095+0.781j | 1.505+1.527j | 0.095+0.781j | 0.095+0.781j | 0.095+0.781j | 1.505+1.527j | 12.393 | -3.017 | -3.017 | -3.017 | 12.393 | -3.017 | -3.017 | -3.017 | 12.393 |  | no
bal_1P_2AC_2AC(N) |  | oh_cond_2_ACSR | oh_cond_2_ACSR | oh_cond_2_ACSR | oh_cond_2_ACSR |  | 1.645+1.289j | 0.235+0.543j | 0.235+0.543j | 0.235+0.543j | 1.645+1.289j | 0.235+0.543j | 0.235+0.543j | 0.235+0.543j | 1.645+1.289j | 12.813 | -2.597 | -2.597 | -2.597 | 12.813 | -2.597 | -2.597 | -2.597 | 12.813 |  | no
bal_1P_4/0AC |  | oh_cond_4/0_ACSR | oh_cond_4/0_ACSR | oh_cond_4/0_ACSR |  |  | 0.54+1.457j | 0.095+0.781j | 0.095+0.781j | 0.095+0.781j | 0.54+1.457j | 0.095+0.781j | 0.095+0.781j | 0.095+0.781j | 0.54+1.457j | 13.554 | -3.469 | -3.469 | -3.469 | 13.554 | -3.469 | -3.469 | -3.469 | 13.554 |  | no
bal_1P_4/0AL_4/0AL(N) |  | oh_cond_4/0_AL | oh_cond_4/0_AL | oh_cond_4/0_AL | oh_cond_4/0_AL |  | 0.576+1.089j | 0.134+0.404j | 0.134+0.404j | 0.134+0.404j | 0.576+1.089j | 0.134+0.404j | 0.134+0.404j | 0.134+0.404j | 0.576+1.089j | 13.867 | -2.914 | -2.914 | -2.914 | 13.867 | -2.914 | -2.914 | -2.914 | 13.867 |  | no
bal_1P_4AC |  | oh_cond_4_ACSR | oh_cond_4_ACSR | oh_cond_4_ACSR |  |  | 2.335+1.555j | 0.095+0.781j | 0.095+0.781j | 0.095+0.781j | 2.335+1.555j | 0.095+0.781j | 0.095+0.781j | 0.095+0.781j | 2.335+1.555j | 11.91 | -2.834 | -2.834 | -2.834 | 11.91 | -2.834 | -2.834 | -2.834 | 11.91 |  | no
bal_1P_4ACW |  | oh_cond_4A_CWD | oh_cond_4A_CWD | oh_cond_4A_CWD |  |  | 1.49+1.583j | 0.095+0.781j | 0.095+0.781j | 0.095+0.781j | 1.49+1.583j | 0.095+0.781j | 0.095+0.781j | 0.095+0.781j | 1.49+1.583j | 12.178 | -2.935 | -2.935 | -2.935 | 12.178 | -2.935 | -2.935 | -2.935 | 12.178 |  | no
bal_1P_4ACW_4ACW(N) |  | oh_cond_4A_CWD | oh_cond_4A_CWD | oh_cond_4A_CWD | oh_cond_4A_CWD |  | 1.622+1.345j | 0.227+0.543j | 0.227+0.543j | 0.227+0.543j | 1.622+1.345j | 0.227+0.543j | 0.227+0.543j | 0.227+0.543j | 1.622+1.345j | 12.585 | -2.529 | -2.529 | -2.529 | 12.585 | -2.529 | -2.529 | -2.529 | 12.585 |  | no
bal_1P_4AC_4AC(N) |  | oh_cond_4_ACSR | oh_cond_4_ACSR | oh_cond_4_ACSR | oh_cond_4_ACSR |  | 2.477+1.399j | 0.237+0.624j | 0.237+0.624j | 0.237+0.624j | 2.477+1.399j | 0.237+0.624j | 0.237+0.624j | 0.237+0.624j | 2.477+1.399j | 12.299 | -2.445 | -2.445 | -2.445 | 12.299 | -2.445 | -2.445 | -2.445 | 12.299 |  | no
bal_1P_4CU_4CU(N) |  | oh_cond_4_CU | oh_cond_4_CU | oh_cond_4_CU | oh_cond_4_CU |  | 1.617+1.325j | 0.229+0.541j | 0.229+0.541j | 0.229+0.541j | 1.617+1.325j | 0.229+0.541j | 0.229+0.541j | 0.229+0.541j | 1.617+1.325j | 12.16 | -2.404 | -2.404 | -2.404 | 12.16 | -2.404 | -2.404 | -2.404 | 12.16 |  | no
bal_1P_477AL |  | oh_cond_477_MCM_AL | oh_cond_477_MCM_AL | oh_cond_477_MCM_AL |  |  | 0.293+1.41j | 0.095+0.781j | 0.095+0.781j | 0.095+0.781j | 0.293+1.41j | 0.095+0.781j | 0.095+0.781j | 0.095+0.781j | 0.293+1.41j | 14.4 | -3.806 | -3.806 | -3.806 | 14.4 | -3.806 | -3.806 | -3.806 | 14.4 |  | no
bal_1P_477AL_477AL(N) |  | oh_cond_477_MCM_AL | oh_cond_477_MCM_AL | oh_cond_477_MCM_AL | oh_cond_477_MCM_AL |  | 0.275+1j | 0.077+0.371j | 0.077+0.371j | 0.077+0.371j | 0.275+1j | 0.077+0.371j | 0.077+0.371j | 0.077+0.371j | 0.275+1j | 14.957 | -3.249 | -3.249 | -3.249 | 14.957 | -3.249 | -3.249 | -3.249 | 14.957 |  | no
bal_1P_DELTACUST |  | oh_cond_2/0_CU | oh_cond_2/0_CU | oh_cond_2/0_CU | oh_cond_3_#7_CWD_30% |  | 0.66+1.378j | 0.22+0.666j | 0.22+0.666j | 0.22+0.666j | 0.66+1.378j | 0.22+0.666j | 0.22+0.666j | 0.22+0.666j | 0.66+1.378j | 13.24 | -2.712 | -2.712 | -2.712 | 13.24 | -2.712 | -2.712 | -2.712 | 13.24 |  | no
bal_2P_1/0AC_1/0AA(N) |  | oh_cond_1/0_ACSR | oh_cond_1/0_ACSR | oh_cond_1/0_ACSR | oh_cond_1/0_AAAC |  | 1.089+1.184j | 0.201+0.467j | 0.201+0.467j | 0.201+0.467j | 1.089+1.184j | 0.201+0.467j | 0.201+0.467j | 0.201+0.467j | 1.089+1.184j | 13.243 | -2.726 | -2.726 | -2.726 | 13.243 | -2.726 | -2.726 | -2.726 | 13.243 |  | no
bal_2P_1/0AC_4/0AC(N) |  | oh_cond_1/0_ACSR | oh_cond_1/0_ACSR | oh_cond_1/0_ACSR | oh_cond_4/0_ACSR |  | 1.024+1.119j | 0.136+0.403j | 0.136+0.403j | 0.136+0.403j | 1.024+1.119j | 0.136+0.403j | 0.136+0.403j | 0.136+0.403j | 1.024+1.119j | 13.267 | -2.702 | -2.702 | -2.702 | 13.267 | -2.702 | -2.702 | -2.702 | 13.267 |  | no
bal_2P_1/0AC_4/0AL(N) |  | oh_cond_1/0_ACSR | oh_cond_1/0_ACSR | oh_cond_1/0_ACSR | oh_cond_4/0_AL |  | 1.022+1.12j | 0.134+0.404j | 0.134+0.404j | 0.134+0.404j | 1.022+1.12j | 0.134+0.404j | 0.134+0.404j | 0.134+0.404j | 1.022+1.12j | 13.261 | -2.707 | -2.707 | -2.707 | 13.261 | -2.707 | -2.707 | -2.707 | 13.261 |  | no
bal_2P_2AC_1/0AC(N) |  | oh_cond_2_ACSR | oh_cond_2_ACSR | oh_cond_2_ACSR | oh_cond_1/0_ACSR |  | 1.613+1.215j | 0.203+0.469j | 0.203+0.469j | 0.203+0.469j | 1.613+1.215j | 0.203+0.469j | 0.203+0.469j | 0.203+0.469j | 1.613+1.215j | 12.826 | -2.585 | -2.585 | -2.585 | 12.826 | -2.585 | -2.585 | -2.585 | 12.826 |  | no
bal_2P_2AC_4/0AL(N) |  | oh_cond_2_ACSR | oh_cond_2_ACSR | oh_cond_2_ACSR | oh_cond_4/0_AL |  | 1.544+1.151j | 0.134+0.404j | 0.134+0.404j | 0.134+0.404j | 1.544+1.151j | 0.134+0.404j | 0.134+0.404j | 0.134+0.404j | 1.544+1.151j | 12.844 | -2.567 | -2.567 | -2.567 | 12.844 | -2.567 | -2.567 | -2.567 | 12.844 |  | no
bal_2P_4/0AA_1/0AA(N) |  | oh_cond_4/0_AAAC | oh_cond_4/0_AAAC | oh_cond_4/0_AAAC | oh_cond_1/0_AAAC |  | 0.64+1.144j | 0.201+0.467j | 0.201+0.467j | 0.201+0.467j | 0.64+1.144j | 0.201+0.467j | 0.201+0.467j | 0.201+0.467j | 0.64+1.144j | 14.027 | -2.996 | -2.996 | -2.996 | 14.027 | -2.996 | -2.996 | -2.996 | 14.027 |  | no
bal_2P_4/0AA_1/0AC(N) |  | oh_cond_4/0_AAAC | oh_cond_4/0_AAAC | oh_cond_4/0_AAAC | oh_cond_1/0_ACSR |  | 0.642+1.145j | 0.203+0.469j | 0.203+0.469j | 0.203+0.469j | 0.642+1.145j | 0.203+0.469j | 0.203+0.469j | 0.203+0.469j | 0.642+1.145j | 14.027 | -2.996 | -2.996 | -2.996 | 14.027 | -2.996 | -2.996 | -2.996 | 14.027 |  | no
bal_2P_4/0AC_1/0AC(N) |  | oh_cond_4/0_ACSR | oh_cond_4/0_ACSR | oh_cond_4/0_ACSR | oh_cond_1/0_ACSR |  | 0.648+1.145j | 0.203+0.469j | 0.203+0.469j | 0.203+0.469j | 0.648+1.145j | 0.203+0.469j | 0.203+0.469j | 0.203+0.469j | 0.648+1.145j | 14.027 | -2.996 | -2.996 | -2.996 | 14.027 | -2.996 | -2.996 | -2.996 | 14.027 |  | no
bal_2P_4/0AL_4/0AA(N) |  | oh_cond_4/0_AL | oh_cond_4/0_AL | oh_cond_4/0_AL | oh_cond_4/0_AAAC |  | 0.576+1.087j | 0.134+0.402j | 0.134+0.402j | 0.134+0.402j | 0.576+1.087j | 0.134+0.402j | 0.134+0.402j | 0.134+0.402j | 0.576+1.087j | 13.873 | -2.909 | -2.909 | -2.909 | 13.873 | -2.909 | -2.909 | -2.909 | 13.873 |  | no
bal_2P_4/0AL_4/0AL(N) |  | oh_cond_4/0_AL | oh_cond_4/0_AL | oh_cond_4/0_AL | oh_cond_4/0_AL |  | 0.576+1.089j | 0.134+0.404j | 0.134+0.404j | 0.134+0.404j | 0.576+1.089j | 0.134+0.404j | 0.134+0.404j | 0.134+0.404j | 0.576+1.089j | 13.867 | -2.914 | -2.914 | -2.914 | 13.867 | -2.914 | -2.914 | -2.914 | 13.867 |  | no
bal_2P_4AC_4AC(N) |  | oh_cond_4_ACSR | oh_cond_4_ACSR | oh_cond_4_ACSR | oh_cond_4_ACSR |  | 2.477+1.399j | 0.237+0.624j | 0.237+0.624j | 0.237+0.624j | 2.477+1.399j | 0.237+0.624j | 0.237+0.624j | 0.237+0.624j | 2.477+1.399j | 12.299 | -2.445 | -2.445 | -2.445 | 12.299 | -2.445 | -2.445 | -2.445 | 12.299 |  | no
bal_3P_1/0AA_1/0AA(N) |  | oh_cond_1/0_AAAC | oh_cond_1/0_AAAC | oh_cond_1/0_AAAC | oh_cond_1/0_AAAC |  | 1.078+1.186j | 0.201+0.467j | 0.201+0.467j | 0.201+0.467j | 1.078+1.186j | 0.201+0.467j | 0.201+0.467j | 0.201+0.467j | 1.078+1.186j | 13.243 | -2.726 | -2.726 | -2.726 | 13.243 | -2.726 | -2.726 | -2.726 | 13.243 |  | no
bal_3P_1/0AA_1/0AC(N) |  | oh_cond_1/0_AAAC | oh_cond_1/0_AAAC | oh_cond_1/0_AAAC | oh_cond_1/0_ACSR |  | 1.08+1.187j | 0.203+0.469j | 0.203+0.469j | 0.203+0.469j | 1.08+1.187j | 0.203+0.469j | 0.203+0.469j | 0.203+0.469j | 1.08+1.187j | 13.243 | -2.726 | -2.726 | -2.726 | 13.243 | -2.726 | -2.726 | -2.726 | 13.243 |  | no
bal_3P_1/0AC_1/0AC(N) |  | oh_cond_1/0_ACSR | oh_cond_1/0_ACSR | oh_cond_1/0_ACSR | oh_cond_1/0_ACSR |  | 1.091+1.185j | 0.203+0.469j | 0.203+0.469j | 0.203+0.469j | 1.091+1.185j | 0.203+0.469j | 0.203+0.469j | 0.203+0.469j | 1.091+1.185j | 13.243 | -2.726 | -2.726 | -2.726 | 13.243 | -2.726 | -2.726 | -2.726 | 13.243 |  | no
bal_3P_1/0AC_2AC(N) |  | oh_cond_1/0_ACSR | oh_cond_1/0_ACSR | oh_cond_1/0_ACSR | oh_cond_2_ACSR |  | 1.123+1.259j | 0.235+0.543j | 0.235+0.543j | 0.235+0.543j | 1.123+1.259j | 0.235+0.543j | 0.235+0.543j | 0.235+0.543j | 1.123+1.259j | 13.23 | -2.739 | -2.739 | -2.739 | 13.23 | -2.739 | -2.739 | -2.739 | 13.23 |  | no
bal_3P_2AC_1/0AC(N) |  | oh_cond_2_ACSR | oh_cond_2_ACSR | oh_cond_2_ACSR | oh_cond_1/0_ACSR |  | 1.613+1.215j | 0.203+0.469j | 0.203+0.469j | 0.203+0.469j | 1.613+1.215j | 0.203+0.469j | 0.203+0.469j | 0.203+0.469j | 1.613+1.215j | 12.826 | -2.585 | -2.585 | -2.585 | 12.826 | -2.585 | -2.585 | -2.585 | 12.826 |  | no
bal_3P_2AC_2AC(N) |  | oh_cond_2_ACSR | oh_cond_2_ACSR | oh_cond_2_ACSR | oh_cond_2_ACSR |  | 1.645+1.289j | 0.235+0.543j | 0.235+0.543j | 0.235+0.543j | 1.645+1.289j | 0.235+0.543j | 0.235+0.543j | 0.235+0.543j | 1.645+1.289j | 12.813 | -2.597 | -2.597 | -2.597 | 12.813 | -2.597 | -2.597 | -2.597 | 12.813 |  | no
bal_3P_4/0AA |  | oh_cond_4/0_AAAC | oh_cond_4/0_AAAC | oh_cond_4/0_AAAC |  |  | 0.534+1.457j | 0.095+0.781j | 0.095+0.781j | 0.095+0.781j | 0.534+1.457j | 0.095+0.781j | 0.095+0.781j | 0.095+0.781j | 0.534+1.457j | 13.554 | -3.469 | -3.469 | -3.469 | 13.554 | -3.469 | -3.469 | -3.469 | 13.554 |  | no
bal_3P_4/0AA_1/0AA(N) |  | oh_cond_4/0_AAAC | oh_cond_4/0_AAAC | oh_cond_4/0_AAAC | oh_cond_1/0_AAAC |  | 0.64+1.144j | 0.201+0.467j | 0.201+0.467j | 0.201+0.467j | 0.64+1.144j | 0.201+0.467j | 0.201+0.467j | 0.201+0.467j | 0.64+1.144j | 14.027 | -2.996 | -2.996 | -2.996 | 14.027 | -2.996 | -2.996 | -2.996 | 14.027 |  | no
bal_3P_4/0AA_4/0AA(N) |  | oh_cond_4/0_AAAC | oh_cond_4/0_AAAC | oh_cond_4/0_AAAC | oh_cond_4/0_AAAC |  | 0.573+1.078j | 0.134+0.402j | 0.134+0.402j | 0.134+0.402j | 0.573+1.078j | 0.134+0.402j | 0.134+0.402j | 0.134+0.402j | 0.573+1.078j | 14.052 | -2.971 | -2.971 | -2.971 | 14.052 | -2.971 | -2.971 | -2.971 | 14.052 |  | no
bal_3P_4/0AC |  | oh_cond_4/0_ACSR | oh_cond_4/0_ACSR | oh_cond_4/0_ACSR |  |  | 0.54+1.457j | 0.095+0.781j | 0.095+0.781j | 0.095+0.781j | 0.54+1.457j | 0.095+0.781j | 0.095+0.781j | 0.095+0.781j | 0.54+1.457j | 13.554 | -3.469 | -3.469 | -3.469 | 13.554 | -3.469 | -3.469 | -3.469 | 13.554 |  | no
bal_3P_4/0AL_4/0AL(N) |  | oh_cond_4/0_AL | oh_cond_4/0_AL | oh_cond_4/0_AL | oh_cond_4/0_AL |  | 0.576+1.089j | 0.134+0.404j | 0.134+0.404j | 0.134+0.404j | 0.576+1.089j | 0.134+0.404j | 0.134+0.404j | 0.134+0.404j | 0.576+1.089j | 13.867 | -2.914 | -2.914 | -2.914 | 13.867 | -2.914 | -2.914 | -2.914 | 13.867 |  | no
bal_3P_336AC_4/0AA(N) |  | oh_cond_336_5_ACSR | oh_cond_336_5_ACSR | oh_cond_336_5_ACSR | oh_cond_4/0_AAAC |  | 0.412+1.034j | 0.134+0.402j | 0.134+0.402j | 0.134+0.402j | 0.412+1.034j | 0.134+0.402j | 0.134+0.402j | 0.134+0.402j | 0.412+1.034j | 14.538 | -3.14 | -3.14 | -3.14 | 14.538 | -3.14 | -3.14 | -3.14 | 14.538 |  | no
bal_3P_336AC_4/0AC(N) |  | oh_cond_336_5_ACSR | oh_cond_336_5_ACSR | oh_cond_336_5_ACSR | oh_cond_4/0_ACSR |  | 0.414+1.035j | 0.136+0.403j | 0.136+0.403j | 0.136+0.403j | 0.414+1.035j | 0.136+0.403j | 0.136+0.403j | 0.136+0.403j | 0.414+1.035j | 14.538 | -3.14 | -3.14 | -3.14 | 14.538 | -3.14 | -3.14 | -3.14 | 14.538 |  | no
bal_3P_336AC_4/0AL(N) |  | oh_cond_336_5_ACSR | oh_cond_336_5_ACSR | oh_cond_336_5_ACSR | oh_cond_4/0_AL |  | 0.412+1.037j | 0.134+0.404j | 0.134+0.404j | 0.134+0.404j | 0.412+1.037j | 0.134+0.404j | 0.134+0.404j | 0.134+0.404j | 0.412+1.037j | 14.532 | -3.146 | -3.146 | -3.146 | 14.532 | -3.146 | -3.146 | -3.146 | 14.532 |  | no
bal_3P_336AL_4/0AL(N) |  | oh_cond_336_5_MCM_AL | oh_cond_336_5_MCM_AL | oh_cond_336_5_MCM_AL | oh_cond_4/0_AL |  | 0.413+1.055j | 0.134+0.404j | 0.134+0.404j | 0.134+0.404j | 0.413+1.055j | 0.134+0.404j | 0.134+0.404j | 0.134+0.404j | 0.413+1.055j | 14.463 | -3.122 | -3.122 | -3.122 | 14.463 | -3.122 | -3.122 | -3.122 | 14.463 |  | no
bal_3P_477AL_4/0AA(N) |  | oh_cond_477_MCM_AL | oh_cond_477_MCM_AL | oh_cond_477_MCM_AL | oh_cond_4/0_AAAC |  | 0.332+1.031j | 0.134+0.402j | 0.134+0.402j | 0.134+0.402j | 0.332+1.031j | 0.134+0.402j | 0.134+0.402j | 0.134+0.402j | 0.332+1.031j | 14.927 | -3.279 | -3.279 | -3.279 | 14.927 | -3.279 | -3.279 | -3.279 | 14.927 |  | no
bal_3P_477AL_4/0AC(N) |  | oh_cond_477_MCM_AL | oh_cond_477_MCM_AL | oh_cond_477_MCM_AL | oh_cond_4/0_ACSR |  | 0.334+1.032j | 0.136+0.403j | 0.136+0.403j | 0.136+0.403j | 0.334+1.032j | 0.136+0.403j | 0.136+0.403j | 0.136+0.403j | 0.334+1.032j | 14.927 | -3.279 | -3.279 | -3.279 | 14.927 | -3.279 | -3.279 | -3.279 | 14.927 |  | no
bal_3P_477AL_4/0AL(N) |  | oh_cond_477_MCM_AL | oh_cond_477_MCM_AL | oh_cond_477_MCM_AL | oh_cond_4/0_AL |  | 0.332+1.034j | 0.134+0.404j | 0.134+0.404j | 0.134+0.404j | 0.332+1.034j | 0.134+0.404j | 0.134+0.404j | 0.134+0.404j | 0.332+1.034j | 14.921 | -3.285 | -3.285 | -3.285 | 14.921 | -3.285 | -3.285 | -3.285 | 14.921 |  | no
bal_3P_477AL_477AL(N) |  | oh_cond_477_MCM_AL | oh_cond_477_MCM_AL | oh_cond_477_MCM_AL | oh_cond_477_MCM_AL |  | 0.275+1j | 0.077+0.371j | 0.077+0.371j | 0.077+0.371j | 0.275+1j | 0.077+0.371j | 0.077+0.371j | 0.077+0.371j | 0.275+1j | 14.957 | -3.249 | -3.249 | -3.249 | 14.957 | -3.249 | -3.249 | -3.249 | 14.957 |  | no
bal_3P_WYECUST |  | oh_cond_2/0_CU | oh_cond_2/0_CU | oh_cond_2/0_CU | oh_cond_3_#7_CWD_30% |  | 0.66+1.378j | 0.22+0.666j | 0.22+0.666j | 0.22+0.666j | 0.66+1.378j | 0.22+0.666j | 0.22+0.666j | 0.22+0.666j | 0.66+1.378j | 13.24 | -2.712 | -2.712 | -2.712 | 13.24 | -2.712 | -2.712 | -2.712 | 13.24 |  | no
unb_TAPWIRE_OH |  | oh_cond_WP-4/0-CU | oh_cond_WP-4/0-CU | oh_cond_WP-4/0-CU | oh_cond_WP-4/0-CU |  | 0.365+1.097j | 0.093+0.433j | 0.094+0.34j | 0.093+0.433j | 0.368+1.078j | 0.095+0.401j | 0.094+0.34j | 0.095+0.401j | 0.368+1.077j | 14.911 | -4.341 | -1.953 | -4.341 | 15.781 | -3.724 | -1.953 | -3.724 | 14.818 |  | no
und_1P_1/0ALURD_1/0AL(N) |  | und_cond_1P_1/0ALURD_1/0AL(N) | und_cond_1P_1/0ALURD_1/0AL(N) | und_cond_1P_1/0ALURD_1/0AL(N) |  |  | 1.674+0.526j | 0.0+0.0j | 0.0+0.0j | 0.0+0.0j | 1.674+0.526j | 0.0+0.0j | 0.0+0.0j | 0.0+0.0j | 1.674+0.526j | 530.19 | 0 | 0 | 0 | 530.19 | 0 | 0 | 0 | 530.19 |  | no
und_1P_2ALURD |  | und_cond_1P_2ALURD | und_cond_1P_2ALURD | und_cond_1P_2ALURD |  |  | 2.379+0.823j | 0.0+0.0j | 0.0+0.0j | 0.0+0.0j | 2.379+0.823j | 0.0+0.0j | 0.0+0.0j | 0.0+0.0j | 2.379+0.823j | 401.497 | 0 | 0 | 0 | 401.497 | 0 | 0 | 0 | 401.497 |  | no
und_1P_2ALURD_2AL(N) |  | und_cond_1P_2ALURD_2AL(N) | und_cond_1P_2ALURD_2AL(N) | und_cond_1P_2ALURD_2AL(N) |  |  | 2.379+0.823j | 0.0+0.0j | 0.0+0.0j | 0.0+0.0j | 2.379+0.823j | 0.0+0.0j | 0.0+0.0j | 0.0+0.0j | 2.379+0.823j | 401.497 | 0 | 0 | 0 | 401.497 | 0 | 0 | 0 | 401.497 |  | no
und_1P_4/0ALURD_4/0AL(N) |  | und_cond_1P_4/0ALURD_4/0AL(N) | und_cond_1P_4/0ALURD_4/0AL(N) | und_cond_1P_4/0ALURD_4/0AL(N) |  |  | 0.927+0.242j | 0.0+0.0j | 0.0+0.0j | 0.0+0.0j | 0.927+0.242j | 0.0+0.0j | 0.0+0.0j | 0.0+0.0j | 0.927+0.242j | 617.704 | 0 | 0 | 0 | 617.704 | 0 | 0 | 0 | 617.704 |  | no
und_1P_DELTACUST |  | und_cond_1P_DELTACUST | und_cond_1P_DELTACUST | und_cond_1P_DELTACUST |  |  | 0.179+0.233j | 0.061-0.024j | 0.061-0.024j | 0.061-0.024j | 0.179+0.233j | 0.061-0.024j | 0.061-0.024j | 0.061-0.024j | 0.179+0.233j | 324.124 | 0 | 0 | 0 | 324.124 | 0 | 0 | 0 | 324.124 |  | no
und_1P_WYECUST |  | und_cond_1P_WYECUST | und_cond_1P_WYECUST | und_cond_1P_WYECUST |  |  | 0.179+0.233j | 0.061-0.024j | 0.061-0.024j | 0.061-0.024j | 0.179+0.233j | 0.061-0.024j | 0.061-0.024j | 0.061-0.024j | 0.179+0.233j | 324.124 | 0 | 0 | 0 | 324.124 | 0 | 0 | 0 | 324.124 |  | no
und_2P_1/0ALURD_1/0AL(N) |  | und_cond_2P_1/0ALURD_1/0AL(N) | und_cond_2P_1/0ALURD_1/0AL(N) | und_cond_2P_1/0ALURD_1/0AL(N) |  |  | 1.603+0.541j | 0.507+0.17j | 0.507+0.17j | 0.507+0.17j | 1.603+0.541j | 0.507+0.17j | 0.507+0.17j | 0.507+0.17j | 1.603+0.541j | 575.194 | 0 | 0 | 0 | 575.194 | 0 | 0 | 0 | 575.194 |  | no
und_2P_2ALURD_2AL(N) |  | und_cond_2P_2ALURD_2AL(N) | und_cond_2P_2ALURD_2AL(N) | und_cond_2P_2ALURD_2AL(N) |  |  | 2.238+0.566j | 0.507+0.168j | 0.507+0.168j | 0.507+0.168j | 2.238+0.566j | 0.507+0.168j | 0.507+0.168j | 0.507+0.168j | 2.238+0.566j | 401.498 | 0 | 0 | 0 | 401.498 | 0 | 0 | 0 | 401.498 |  | no
und_2P_WYECUST |  | und_cond_2P_WYECUST | und_cond_2P_WYECUST | und_cond_2P_WYECUST |  |  | 0.179+0.233j | 0.061-0.024j | 0.061-0.024j | 0.061-0.024j | 0.179+0.233j | 0.061-0.024j | 0.061-0.024j | 0.061-0.024j | 0.179+0.233j | 324.124 | 0 | 0 | 0 | 324.124 | 0 | 0 | 0 | 324.124 |  | no
und_3P_1/0ALURD_1/0AL(N) |  | und_cond_3P_1/0ALURD_1/0AL(N) | und_cond_3P_1/0ALURD_1/0AL(N) | und_cond_3P_1/0ALURD_1/0AL(N) |  |  | 1.489+0.467j | 0.385+0.07j | 0.385+0.07j | 0.385+0.07j | 1.489+0.467j | 0.385+0.07j | 0.385+0.07j | 0.385+0.07j | 1.489+0.467j | 530.19 | 0 | 0 | 0 | 530.19 | 0 | 0 | 0 | 530.19 |  | no
und_3P_2ALURD_2AL(N) |  | und_cond_3P_2ALURD_2AL(N) | und_cond_3P_2ALURD_2AL(N) | und_cond_3P_2ALURD_2AL(N) |  |  | 2.125+0.49j | 0.384+0.067j | 0.384+0.067j | 0.384+0.067j | 2.125+0.49j | 0.384+0.067j | 0.384+0.067j | 0.384+0.067j | 2.125+0.49j | 401.497 | 0 | 0 | 0 | 401.497 | 0 | 0 | 0 | 401.497 |  | no
und_3P_WYECUST |  | und_cond_3P_WYECUST | und_cond_3P_WYECUST | und_cond_3P_WYECUST |  |  | 0.179+0.233j | 0.061-0.024j | 0.061-0.024j | 0.061-0.024j | 0.179+0.233j | 0.061-0.024j | 0.061-0.024j | 0.061-0.024j | 0.179+0.233j | 324.124 | 0 | 0 | 0 | 324.124 | 0 | 0 | 0 | 324.124 |  | no
und_TAPWIRE_UG |  | und_cond_TAPWIRE_UG | und_cond_TAPWIRE_UG | und_cond_TAPWIRE_UG |  |  | 0.001+0.001j | 0.0+0.0j | 0.0+0.0j | 0.0+0.0j | 0.001+0.001j | 0.0+0.0j | 0.0+0.0j | 0.0+0.0j | 0.001+0.001j | 0 | 0 | 0 | 0 | 0 | 0 | 0 | 0 | 0 |  | no

## load
data_type | static
owner_type | feeder
owner | 8104302
object | load
name | groupid | parent | bustype | phases | nominal_voltage | load_class | constant_power_A | constant_power_B | constant_power_C | constant_current_A | constant_current_B | constant_current_C | constant_impedance_A | constant_impedance_B | constant_impedance_C | base_power_A | base_power_B | base_power_C | power_pf_A | power_pf_B | power_pf_C | current_pf_A | current_pf_B | current_pf_C | impedance_pf_A | impedance_pf_B | impedance_pf_C | power_fraction_A | power_fraction_B | power_fraction_C | current_fraction_A | current_fraction_B | current_fraction_C | impedance_fraction_A | impedance_fraction_B | impedance_fraction_C | dcircuit | selected | monitored | monitored_fields | class_monitored_fields | played | played_fields | base_kw_A | base_kw_B | base_kw_C | kw_A | kw_B | kw_C | comments | critical_load | dem_resp_lb | dem_resp_ub | dem_resp_shortage_cost | dem_resp_surplus_cost | num_customers
load_220341907 |  | node_1364778_858_15314198_621 |  | AN | 0 | Residential | 12326.4+5251.024j | 0 | 0 | 0 | 0 | 0 | [24 empty] | 8104302 | no | no |  |  | no |  | 0 | 0 | 0 | 0 | 0 | 0 |  | 1 | 1 | 1 | 0 | 0 | 0
load_220341908 |  | node_1364815_095_15314803_358 |  | AN | 0 | NonResidential | 1944+828.141j | 0 | 0 | 0 | 0 | 0 | [24 empty] | 8104302 | no | no |  |  | no |  | 0 | 0 | 0 | 0 | 0 | 0 |  | 1 | 1 | 1 | 0 | 0 | 0
load_220341909 |  | node_1364848_816_15315054_591 |  | AN | 0 | Residential | 6631.2+2824.879j | 0 | 0 | 0 | 0 | 0 | [24 empty] | 8104302 | no | no |  |  | no |  | 0 | 0 | 0 | 0 | 0 | 0 |  | 1 | 1 | 1 | 0 | 0 | 0
load_220341910 |  | node_1364733_172_15315312_403 |  | AN | 0 | Residential | 6804+2898.492j | 0 | 0 | 0 | 0 | 0 | [24 empty] | 8104302 | no | no |  |  | no |  | 0 | 0 | 0 | 0 | 0 | 0 |  | 1 | 1 | 1 | 0 | 0 | 0
load_220341911 |  | node_1366096_369_15314209_109 |  | AN | 0 | Residential | 7732.8+3294.159j | 0 | 0 | 0 | 0 | 0 | [24 empty] | 8104302 | no | no |  |  | no |  | 0 | 0 | 0 | 0 | 0 | 0 |  | 1 | 1 | 1 | 0 | 0 | 0
load_220342245 |  | node_1363735_075_15317234_849 |  | AN | 0 | Residential | 11570.4+4928.97j | 0 | 0 | 0 | 0 | 0 | [24 empty] | 8104302 | no | no |  |  | no |  | 0 | 0 | 0 | 0 | 0 | 0 |  | 1 | 1 | 1 | 0 | 0 | 0
load_220342246 |  | node_1363519_561_15317256_722 |  | AN | 0 | Residential | 11599.2+4941.239j | 0 | 0 | 0 | 0 | 0 | [24 empty] | 8104302 | no | no |  |  | no |  | 0 | 0 | 0 | 0 | 0 | 0 |  | 1 | 1 | 1 | 0 | 0 | 0
load_220342247 |  | node_1363309_932_15317270_721 |  | AN | 0 | Residential | 4500+1916.992j | 0 | 0 | 0 | 0 | 0 | [24 empty] | 8104302 | no | no |  |  | no |  | 0 | 0 | 0 | 0 | 0 | 0 |  | 1 | 1 | 1 | 0 | 0 | 0
load_220342248 |  | node_1363205_151_15317342_253 |  | AN | 0 | Residential | 6120+2607.109j | 0 | 0 | 0 | 0 | 0 | [24 empty] | 8104302 | no | no |  |  | no |  | 0 | 0 | 0 | 0 | 0 | 0 |  | 1 | 1 | 1 | 0 | 0 | 0
load_220342249 |  | node_1362792_225_15317269_816 |  | AN | 0 | Residential | 3139.2+1337.294j | 0 | 0 | 0 | 0 | 0 | [24 empty] | 8104302 | no | no |  |  | no |  | 0 | 0 | 0 | 0 | 0 | 0 |  | 1 | 1 | 1 | 0 | 0 | 0
load_220342250 |  | node_1362563_846_15317339_316 |  | AN | 0 | Residential | 5342.4+2275.853j | 0 | 0 | 0 | 0 | 0 | [24 empty] | 8104302 | no | no |  |  | no |  | 0 | 0 | 0 | 0 | 0 | 0 |  | 1 | 1 | 1 | 0 | 0 | 0
load_220342251 |  | node_1362487_918_15316767_326 |  | AN | 0 | Residential | 5788.8+2466.018j | 0 | 0 | 0 | 0 | 0 | [24 empty] | 8104302 | no | no |  |  | no |  | 0 | 0 | 0 | 0 | 0 | 0 |  | 1 | 1 | 1 | 0 | 0 | 0
load_220342404 |  | node_1363965_97_15315929_893 |  | AN | 0 | Residential | 14947.2+6367.481j | 0 | 0 | 0 | 0 | 0 | [24 empty] | 8104302 | no | no |  |  | no |  | 0 | 0 | 0 | 0 | 0 | 0 |  | 1 | 1 | 1 | 0 | 0 | 0
load_220342405 |  | node_1361904_383_15315756_743 |  | AN | 0 | Residential | 7776+3312.562j | 0 | 0 | 0 | 0 | 0 | [24 empty] | 8104302 | no | no |  |  | no |  | 0 | 0 | 0 | 0 | 0 | 0 |  | 1 | 1 | 1 | 0 | 0 | 0
load_220342406 |  | node_1363696_991_15315933_947 |  | AN | 0 | Residential | 12153.6+5177.412j | 0 | 0 | 0 | 0 | 0 | [24 empty] | 8104302 | no | no |  |  | no |  | 0 | 0 | 0 | 0 | 0 | 0 |  | 1 | 1 | 1 | 0 | 0 | 0
load_220342407 |  | node_1363565_818_15315815_758 |  | AN | 0 | Residential | 4960.8+2113.292j | 0 | 0 | 0 | 0 | 0 | [24 empty] | 8104302 | no | no |  |  | no |  | 0 | 0 | 0 | 0 | 0 | 0 |  | 1 | 1 | 1 | 0 | 0 | 0
load_220342408 |  | node_1363227_097_15315495_74 |  | AN | 0 | Residential | 9316.8+3968.94j | 0 | 0 | 0 | 0 | 0 | [24 empty] | 8104302 | no | no |  |  | no |  | 0 | 0 | 0 | 0 | 0 | 0 |  | 1 | 1 | 1 | 0 | 0 | 0
load_220342409 |  | node_1362642_032_15315776_167 |  | AN | 0 | Residential | 26827.2+11428.339j | 0 | 0 | 0 | 0 | 0 | [24 empty] | 8104302 | no | no |  |  | no |  | 0 | 0 | 0 | 0 | 0 | 0 |  | 1 | 1 | 1 | 0 | 0 | 0
load_220342410 |  | node_1362393_279_15315768_124 |  | AN | 0 | Residential | 5630.4+2398.54j | 0 | 0 | 0 | 0 | 0 | [24 empty] | 8104302 | no | no |  |  | no |  | 0 | 0 | 0 | 0 | 0 | 0 |  | 1 | 1 | 1 | 0 | 0 | 0
load_220342411 |  | node_1362142_28_15315759_236 |  | AN | 0 | Residential | 19980+8511.444j | 0 | 0 | 0 | 0 | 0 | [24 empty] | 8104302 | no | no |  |  | no |  | 0 | 0 | 0 | 0 | 0 | 0 |  | 1 | 1 | 1 | 0 | 0 | 0
load_220342412 |  | node_1361694_299_15315923_206 |  | AN | 0 | Residential | 6264+2668.453j | 0 | 0 | 0 | 0 | 0 | [24 empty] | 8104302 | no | no |  |  | no |  | 0 | 0 | 0 | 0 | 0 | 0 |  | 1 | 1 | 1 | 0 | 0 | 0
load_220342413 |  | node_1361781_085_15316212_753 |  | AN | 0 | Residential | 2887.2+1229.942j | 0 | 0 | 0 | 0 | 0 | [24 empty] | 8104302 | no | no |  |  | no |  | 0 | 0 | 0 | 0 | 0 | 0 |  | 1 | 1 | 1 | 0 | 0 | 0
load_220342414 |  | node_1362137_326_15316206_627 |  | AN | 0 | Residential | 7531.2+3208.278j | 0 | 0 | 0 | 0 | 0 | [24 empty] | 8104302 | no | no |  |  | no |  | 0 | 0 | 0 | 0 | 0 | 0 |  | 1 | 1 | 1 | 0 | 0 | 0
load_220342428 |  | node_1363470_672_15321473_545 |  | AN | 0 | Residential | 3859.2+1644.012j | 0 | 0 | 0 | 0 | 0 | [24 empty] | 8104302 | no | no |  |  | no |  | 0 | 0 | 0 | 0 | 0 | 0 |  | 1 | 1 | 1 | 0 | 0 | 0
load_220342429 |  | node_1363612_49_15321614_118 |  | AN | 0 | Residential | 17143.2+7302.973j | 0 | 0 | 0 | 0 | 0 | [24 empty] | 8104302 | no | no |  |  | no |  | 0 | 0 | 0 | 0 | 0 | 0 |  | 1 | 1 | 1 | 0 | 0 | 0
load_220342430 |  | node_1363807_254_15321764_189 |  | AN | 0 | Residential | 36727.2+15645.722j | 0 | 0 | 0 | 0 | 0 | [24 empty] | 8104302 | no | no |  |  | no |  | 0 | 0 | 0 | 0 | 0 | 0 |  | 1 | 1 | 1 | 0 | 0 | 0
load_220342431 |  | node_1363981_271_15321948_583 |  | AN | 0 | Residential | 7905.6+3367.771j | 0 | 0 | 0 | 0 | 0 | [24 empty] | 8104302 | no | no |  |  | no |  | 0 | 0 | 0 | 0 | 0 | 0 |  | 1 | 1 | 1 | 0 | 0 | 0
load_220342432 |  | node_1363918_187_15322437_391 |  | AN | 0 | Residential | 24314.4+10357.891j | 0 | 0 | 0 | 0 | 0 | [24 empty] | 8104302 | no | no |  |  | no |  | 0 | 0 | 0 | 0 | 0 | 0 |  | 1 | 1 | 1 | 0 | 0 | 0
load_220342433 |  | node_1362965_426_15323924_557 |  | AN | 0 | Residential | 11145.6+4748.006j | 0 | 0 | 0 | 0 | 0 | [24 empty] | 8104302 | no | no |  |  | no |  | 0 | 0 | 0 | 0 | 0 | 0 |  | 1 | 1 | 1 | 0 | 0 | 0
load_220342434 |  | node_1363147_344_15324275_352 |  | AN | 0 | Residential | 4766.4+2030.478j | 0 | 0 | 0 | 0 | 0 | [24 empty] | 8104302 | no | no |  |  | no |  | 0 | 0 | 0 | 0 | 0 | 0 |  | 1 | 1 | 1 | 0 | 0 | 0
load_220342435 |  | node_1363485_436_15322336_992 |  | AN | 0 | Residential | 13824+5888.999j | 0 | 0 | 0 | 0 | 0 | [24 empty] | 8104302 | no | no |  |  | no |  | 0 | 0 | 0 | 0 | 0 | 0 |  | 1 | 1 | 1 | 0 | 0 | 0
load_220342436 |  | node_1363199_855_15322423_92 |  | AN | 0 | Residential | 37735.2+16075.128j | 0 | 0 | 0 | 0 | 0 | [24 empty] | 8104302 | no | no |  |  | no |  | 0 | 0 | 0 | 0 | 0 | 0 |  | 1 | 1 | 1 | 0 | 0 | 0
load_220342437 |  | node_1363025_169_15322677_549 |  | AN | 0 | Residential | 7862.4+3349.368j | 0 | 0 | 0 | 0 | 0 | [24 empty] | 8104302 | no | no |  |  | no |  | 0 | 0 | 0 | 0 | 0 | 0 |  | 1 | 1 | 1 | 0 | 0 | 0
load_220342438 |  | node_1363238_344_15323154_342 |  | AN | 0 | Residential | 20282.4+8640.266j | 0 | 0 | 0 | 0 | 0 | [24 empty] | 8104302 | no | no |  |  | no |  | 0 | 0 | 0 | 0 | 0 | 0 |  | 1 | 1 | 1 | 0 | 0 | 0
load_220342439 |  | node_1363233_983_15323466_399 |  | AN | 0 | Residential | 7430.4+3165.337j | 0 | 0 | 0 | 0 | 0 | [24 empty] | 8104302 | no | no |  |  | no |  | 0 | 0 | 0 | 0 | 0 | 0 |  | 1 | 1 | 1 | 0 | 0 | 0
load_220342440 |  | node_1363049_451_15323643_188 |  | AN | 0 | Residential | 5054.4+2153.165j | 0 | 0 | 0 | 0 | 0 | [24 empty] | 8104302 | no | no |  |  | no |  | 0 | 0 | 0 | 0 | 0 | 0 |  | 1 | 1 | 1 | 0 | 0 | 0
load_220342441 |  | node_1363936_576_15322754_914 |  | AN | 0 | Residential | 0 | 0 | 0 | 0 | 0 | 0 | [24 empty] | 8104302 | no | no |  |  | no |  | 0 | 0 | 0 | 0 | 0 | 0 |  | 1 | 1 | 1 | 0 | 0 | 0
load_220342442 |  | node_1363273_366_15325573_314 |  | AN | 0 | Residential | 12686.4+5404.384j | 0 | 0 | 0 | 0 | 0 | [24 empty] | 8104302 | no | no |  |  | no |  | 0 | 0 | 0 | 0 | 0 | 0 |  | 1 | 1 | 1 | 0 | 0 | 0
load_220342443 |  | node_1362895_79_15325806_529 |  | AN | 0 | Residential | 5515.2+2349.465j | 0 | 0 | 0 | 0 | 0 | [24 empty] | 8104302 | no | no |  |  | no |  | 0 | 0 | 0 | 0 | 0 | 0 |  | 1 | 1 | 1 | 0 | 0 | 0
load_220342444 |  | node_1362611_979_15325432_957 |  | AN | 0 | Residential | 29361.6+12507.989j | 0 | 0 | 0 | 0 | 0 | [24 empty] | 8104302 | no | no |  |  | no |  | 0 | 0 | 0 | 0 | 0 | 0 |  | 1 | 1 | 1 | 0 | 0 | 0
load_220342445 |  | node_1362501_538_15325160_01 |  | AN | 0 | Residential | 8100+3450.586j | 0 | 0 | 0 | 0 | 0 | [24 empty] | 8104302 | no | no |  |  | no |  | 0 | 0 | 0 | 0 | 0 | 0 |  | 1 | 1 | 1 | 0 | 0 | 0
load_220342446 |  | node_1361797_12_15324788_166 |  | AN | 0 | Residential | 6249.6+2662.318j | 0 | 0 | 0 | 0 | 0 | [24 empty] | 8104302 | no | no |  |  | no |  | 0 | 0 | 0 | 0 | 0 | 0 |  | 1 | 1 | 1 | 0 | 0 | 0
load_220342447 |  | node_1364104_564_15323042_3 |  | AN | 0 | Residential | 18878.4+8042.165j | 0 | 0 | 0 | 0 | 0 | [24 empty] | 8104302 | no | no |  |  | no |  | 0 | 0 | 0 | 0 | 0 | 0 |  | 1 | 1 | 1 | 0 | 0 | 0
load_220342448 |  | node_1364022_612_15323707_867 |  | AN | 0 | Residential | 21016.8+8953.119j | 0 | 0 | 0 | 0 | 0 | [24 empty] | 8104302 | no | no |  |  | no |  | 0 | 0 | 0 | 0 | 0 | 0 |  | 1 | 1 | 1 | 0 | 0 | 0
load_220342450 |  | node_1363759_052_15324368_665 |  | AN | 0 | Residential | 20563.2+8759.887j | 0 | 0 | 0 | 0 | 0 | [24 empty] | 8104302 | no | no |  |  | no |  | 0 | 0 | 0 | 0 | 0 | 0 |  | 1 | 1 | 1 | 0 | 0 | 0
load_220342451 |  | node_1363561_896_15324626_3 |  | AN | 0 | Residential | 40269.6+17154.778j | 0 | 0 | 0 | 0 | 0 | [24 empty] | 8104302 | no | no |  |  | no |  | 0 | 0 | 0 | 0 | 0 | 0 |  | 1 | 1 | 1 | 0 | 0 | 0
load_220342452 |  | node_1363677_125_15324978_62 |  | AN | 0 | Residential | 19375.2+8253.801j | 0 | 0 | 0 | 0 | 0 | [24 empty] | 8104302 | no | no |  |  | no |  | 0 | 0 | 0 | 0 | 0 | 0 |  | 1 | 1 | 1 | 0 | 0 | 0
load_220342453 |  | node_1363531_597_15325315_466 |  | AN | 0 | Residential | 23983.2+10216.8j | 0 | 0 | 0 | 0 | 0 | [24 empty] | 8104302 | no | no |  |  | no |  | 0 | 0 | 0 | 0 | 0 | 0 |  | 1 | 1 | 1 | 0 | 0 | 0
load_220342758 |  | node_1363825_908_15314929_07 |  | AN | 0 | Residential | 5277.6+2248.248j | 0 | 0 | 0 | 0 | 0 | [24 empty] | 8104302 | no | no |  |  | no |  | 0 | 0 | 0 | 0 | 0 | 0 |  | 1 | 1 | 1 | 0 | 0 | 0
load_220342760 |  | node_1364160_923_15315436_103 |  | AN | 0 | Residential | 4298.4+1831.111j | 0 | 0 | 0 | 0 | 0 | [24 empty] | 8104302 | no | no |  |  | no |  | 0 | 0 | 0 | 0 | 0 | 0 |  | 1 | 1 | 1 | 0 | 0 | 0
load_220342761 |  | node_1364168_084_15315694_263 |  | AN | 0 | Residential | 8748+3726.632j | 0 | 0 | 0 | 0 | 0 | [24 empty] | 8104302 | no | no |  |  | no |  | 0 | 0 | 0 | 0 | 0 | 0 |  | 1 | 1 | 1 | 0 | 0 | 0
load_220342762 |  | node_1364589_574_15316171_991 |  | AN | 0 | Residential | 12441.6+5300.099j | 0 | 0 | 0 | 0 | 0 | [24 empty] | 8104302 | no | no |  |  | no |  | 0 | 0 | 0 | 0 | 0 | 0 |  | 1 | 1 | 1 | 0 | 0 | 0
load_220342763 |  | node_1364783_71_15315874_661 |  | AN | 0 | Residential | 7063.2+3008.911j | 0 | 0 | 0 | 0 | 0 | [24 empty] | 8104302 | no | no |  |  | no |  | 0 | 0 | 0 | 0 | 0 | 0 |  | 1 | 1 | 1 | 0 | 0 | 0
load_220342765 |  | node_1365149_893_15316768_445 |  | AN | 0 | Residential | 8488.8+3616.214j | 0 | 0 | 0 | 0 | 0 | [24 empty] | 8104302 | no | no |  |  | no |  | 0 | 0 | 0 | 0 | 0 | 0 |  | 1 | 1 | 1 | 0 | 0 | 0
load_220342766 |  | node_1365149_844_15316894_993 |  | AN | 0 | Residential | 4579.2+1950.731j | 0 | 0 | 0 | 0 | 0 | [24 empty] | 8104302 | no | no |  |  | no |  | 0 | 0 | 0 | 0 | 0 | 0 |  | 1 | 1 | 1 | 0 | 0 | 0
load_220342767 |  | node_1365153_646_15317156_745 |  | AN | 0 | Residential | 11260.8+4797.081j | 0 | 0 | 0 | 0 | 0 | [24 empty] | 8104302 | no | no |  |  | no |  | 0 | 0 | 0 | 0 | 0 | 0 |  | 1 | 1 | 1 | 0 | 0 | 0
load_220342768 |  | node_1365165_712_15317438_197 |  | AN | 0 | Residential | 37180.8+15838.954j | 0 | 0 | 0 | 0 | 0 | [24 empty] | 8104302 | no | no |  |  | no |  | 0 | 0 | 0 | 0 | 0 | 0 |  | 1 | 1 | 1 | 0 | 0 | 0
load_220342769 |  | node_1365192_235_15317911_077 |  | AN | 0 | Residential | 18360+7821.327j | 0 | 0 | 0 | 0 | 0 | [24 empty] | 8104302 | no | no |  |  | no |  | 0 | 0 | 0 | 0 | 0 | 0 |  | 1 | 1 | 1 | 0 | 0 | 0
load_220342770 |  | node_1365191_361_15318260_89 |  | AN | 0 | Residential | 9482.4+4039.485j | 0 | 0 | 0 | 0 | 0 | [24 empty] | 8104302 | no | no |  |  | no |  | 0 | 0 | 0 | 0 | 0 | 0 |  | 1 | 1 | 1 | 0 | 0 | 0
load_220342771 |  | node_1365211_418_15318643_434 |  | AN | 0 | Residential | 3348+1426.242j | 0 | 0 | 0 | 0 | 0 | [24 empty] | 8104302 | no | no |  |  | no |  | 0 | 0 | 0 | 0 | 0 | 0 |  | 1 | 1 | 1 | 0 | 0 | 0
load_220342772 |  | node_1365216_714_15318946_105 |  | AN | 0 | Other | 0 | 0 | 0 | 0 | 0 | 0 | [24 empty] | 8104302 | no | no |  |  | no |  | 0 | 0 | 0 | 0 | 0 | 0 |  | 1 | 1 | 1 | 0 | 0 | 0
load_220342773 |  | node_1365362_514_15319422_315 |  | AN | 0 | Residential | 25185.6+10729.021j | 0 | 0 | 0 | 0 | 0 | [24 empty] | 8104302 | no | no |  |  | no |  | 0 | 0 | 0 | 0 | 0 | 0 |  | 1 | 1 | 1 | 0 | 0 | 0
load_220342774 |  | node_1365533_387_15319745_184 |  | AN | 0 | Residential | 5155.2+2196.106j | 0 | 0 | 0 | 0 | 0 | [24 empty] | 8104302 | no | no |  |  | no |  | 0 | 0 | 0 | 0 | 0 | 0 |  | 1 | 1 | 1 | 0 | 0 | 0
load_220342775 |  | node_1365673_272_15319878_159 |  | AN | 0 | NonResidential | 943.2+401.802j | 0 | 0 | 0 | 0 | 0 | [24 empty] | 8104302 | no | no |  |  | no |  | 0 | 0 | 0 | 0 | 0 | 0 |  | 1 | 1 | 1 | 0 | 0 | 0
load_220342776 |  | node_1366069_107_15320373_444 |  | AN | 0 | Residential | 4910.4+2091.822j | 0 | 0 | 0 | 0 | 0 | [24 empty] | 8104302 | no | no |  |  | no |  | 0 | 0 | 0 | 0 | 0 | 0 |  | 1 | 1 | 1 | 0 | 0 | 0
load_220342777 |  | node_1366208_819_15320633_776 |  | AN | 0 | Residential | 13341.6+5683.498j | 0 | 0 | 0 | 0 | 0 | [24 empty] | 8104302 | no | no |  |  | no |  | 0 | 0 | 0 | 0 | 0 | 0 |  | 1 | 1 | 1 | 0 | 0 | 0
load_220342778 |  | node_1366430_574_15320776_074 |  | AN | 0 | Residential | 6220.8+2650.05j | 0 | 0 | 0 | 0 | 0 | [24 empty] | 8104302 | no | no |  |  | no |  | 0 | 0 | 0 | 0 | 0 | 0 |  | 1 | 1 | 1 | 0 | 0 | 0
load_220342780 |  | node_1366989_872_15321285_473 |  | AN | 0 | Residential | 3276+1395.57j | 0 | 0 | 0 | 0 | 0 | [24 empty] | 8104302 | no | no |  |  | no |  | 0 | 0 | 0 | 0 | 0 | 0 |  | 1 | 1 | 1 | 0 | 0 | 0
load_220342781 |  | node_1366987_46_15321593_172 |  | AN | 0 | Residential | 13176+5612.952j | 0 | 0 | 0 | 0 | 0 | [24 empty] | 8104302 | no | no |  |  | no |  | 0 | 0 | 0 | 0 | 0 | 0 |  | 1 | 1 | 1 | 0 | 0 | 0
load_220342782 |  | node_1367213_288_15321711_175 |  | AN | 0 | Residential | 7711.2+3284.957j | 0 | 0 | 0 | 0 | 0 | [24 empty] | 8104302 | no | no |  |  | no |  | 0 | 0 | 0 | 0 | 0 | 0 |  | 1 | 1 | 1 | 0 | 0 | 0
load_220342783 |  | node_1367492_695_15322001_931 |  | AN | 0 | Residential | 65433.6+27874.597j | 0 | 0 | 0 | 0 | 0 | [24 empty] | 8104302 | no | no |  |  | no |  | 0 | 0 | 0 | 0 | 0 | 0 |  | 1 | 1 | 1 | 0 | 0 | 0
load_220342784 |  | node_1367972_041_15322454_575 |  | AN | 0 | Residential | 20858.4+8885.641j | 0 | 0 | 0 | 0 | 0 | [24 empty] | 8104302 | no | no |  |  | no |  | 0 | 0 | 0 | 0 | 0 | 0 |  | 1 | 1 | 1 | 0 | 0 | 0
load_220342787 |  | node_1364097_096_15317268_878 |  | AN | 0 | Residential | 15955.2+6796.887j | 0 | 0 | 0 | 0 | 0 | [24 empty] | 8104302 | no | no |  |  | no |  | 0 | 0 | 0 | 0 | 0 | 0 |  | 1 | 1 | 1 | 0 | 0 | 0
load_220342788 |  | node_1364020_7_15317544_389 |  | AN | 0 | Residential | 29476.8+12557.064j | 0 | 0 | 0 | 0 | 0 | [24 empty] | 8104302 | no | no |  |  | no |  | 0 | 0 | 0 | 0 | 0 | 0 |  | 1 | 1 | 1 | 0 | 0 | 0
load_220342789 |  | node_1363818_313_15318046_057 |  | AN | 0 | Residential | 24480+10428.436j | 0 | 0 | 0 | 0 | 0 | [24 empty] | 8104302 | no | no |  |  | no |  | 0 | 0 | 0 | 0 | 0 | 0 |  | 1 | 1 | 1 | 0 | 0 | 0
load_220342790 |  | node_1363789_697_15318509_829 |  | AN | 0 | Residential | 10584+4508.765j | 0 | 0 | 0 | 0 | 0 | [24 empty] | 8104302 | no | no |  |  | no |  | 0 | 0 | 0 | 0 | 0 | 0 |  | 1 | 1 | 1 | 0 | 0 | 0
load_220342791 |  | node_1364456_678_15318435_779 |  | AN | 0 | Residential | 11988+5106.867j | 0 | 0 | 0 | 0 | 0 | [24 empty] | 8104302 | no | no |  |  | no |  | 0 | 0 | 0 | 0 | 0 | 0 |  | 1 | 1 | 1 | 0 | 0 | 0
load_220342792 |  | node_1363795_501_15319192_211 |  | AN | 0 | Residential | 15134.4+6447.227j | 0 | 0 | 0 | 0 | 0 | [24 empty] | 8104302 | no | no |  |  | no |  | 0 | 0 | 0 | 0 | 0 | 0 |  | 1 | 1 | 1 | 0 | 0 | 0
load_220342793 |  | node_1363729_77_15318612_753 |  | AN | 0 | Residential | 20707.2+8821.23j | 0 | 0 | 0 | 0 | 0 | [24 empty] | 8104302 | no | no |  |  | no |  | 0 | 0 | 0 | 0 | 0 | 0 |  | 1 | 1 | 1 | 0 | 0 | 0
load_220342794 |  | node_1363517_383_15319325_577 |  | AN | 0 | Residential | 8704.8+3708.229j | 0 | 0 | 0 | 0 | 0 | [24 empty] | 8104302 | no | no |  |  | no |  | 0 | 0 | 0 | 0 | 0 | 0 |  | 1 | 1 | 1 | 0 | 0 | 0
load_220342795 |  | node_1363065_542_15320556_594 |  | AN | 0 | Residential | 5004+2131.695j | 0 | 0 | 0 | 0 | 0 | [24 empty] | 8104302 | no | no |  |  | no |  | 0 | 0 | 0 | 0 | 0 | 0 |  | 1 | 1 | 1 | 0 | 0 | 0
load_220342796 |  | node_1362567_207_15321109_34 |  | AN | 0 | Residential | 8848.8+3769.573j | 0 | 0 | 0 | 0 | 0 | [24 empty] | 8104302 | no | no |  |  | no |  | 0 | 0 | 0 | 0 | 0 | 0 |  | 1 | 1 | 1 | 0 | 0 | 0
load_220342797 |  | node_1362565_289_15321282_719 |  | AN | 0 | Residential | 11008.8+4689.729j | 0 | 0 | 0 | 0 | 0 | [24 empty] | 8104302 | no | no |  |  | no |  | 0 | 0 | 0 | 0 | 0 | 0 |  | 1 | 1 | 1 | 0 | 0 | 0
load_220342798 |  | node_1361996_263_15322078_178 |  | AN | 0 | Residential | 5025.6+2140.897j | 0 | 0 | 0 | 0 | 0 | [24 empty] | 8104302 | no | no |  |  | no |  | 0 | 0 | 0 | 0 | 0 | 0 |  | 1 | 1 | 1 | 0 | 0 | 0
load_220342799 |  | node_1361840_614_15322484_784 |  | AN | 0 | Residential | 2908.8+1239.144j | 0 | 0 | 0 | 0 | 0 | [24 empty] | 8104302 | no | no |  |  | no |  | 0 | 0 | 0 | 0 | 0 | 0 |  | 1 | 1 | 1 | 0 | 0 | 0
load_220342800 |  | node_1361661_56_15322659_462 |  | AN | 0 | Residential | 13226.4+5634.423j | 0 | 0 | 0 | 0 | 0 | [24 empty] | 8104302 | no | no |  |  | no |  | 0 | 0 | 0 | 0 | 0 | 0 |  | 1 | 1 | 1 | 0 | 0 | 0
load_220342801 |  | node_1361631_622_15322853_038 |  | AN | 0 | Residential | 3124.8+1331.159j | 0 | 0 | 0 | 0 | 0 | [24 empty] | 8104302 | no | no |  |  | no |  | 0 | 0 | 0 | 0 | 0 | 0 |  | 1 | 1 | 1 | 0 | 0 | 0
load_220342802 |  | node_1361393_982_15323106_125 |  | AN | 0 | Residential | 14018.4+5971.813j | 0 | 0 | 0 | 0 | 0 | [24 empty] | 8104302 | no | no |  |  | no |  | 0 | 0 | 0 | 0 | 0 | 0 |  | 1 | 1 | 1 | 0 | 0 | 0
load_220342803 |  | node_1361164_346_15323359_628 |  | AN | 0 | Residential | 1922.4+818.939j | 0 | 0 | 0 | 0 | 0 | [24 empty] | 8104302 | no | no |  |  | no |  | 0 | 0 | 0 | 0 | 0 | 0 |  | 1 | 1 | 1 | 0 | 0 | 0
load_220342804 |  | node_1360855_129_15323624_301 |  | AN | 0 | Residential | 14724+6272.398j | 0 | 0 | 0 | 0 | 0 | [24 empty] | 8104302 | no | no |  |  | no |  | 0 | 0 | 0 | 0 | 0 | 0 |  | 1 | 1 | 1 | 0 | 0 | 0
load_220342805 |  | node_1360827_244_15323841_98 |  | AN | 0 | Residential | 2916+1242.211j | 0 | 0 | 0 | 0 | 0 | [24 empty] | 8104302 | no | no |  |  | no |  | 0 | 0 | 0 | 0 | 0 | 0 |  | 1 | 1 | 1 | 0 | 0 | 0
load_220344186 |  | node_1362483_699_15302539_006 |  | ABCN | 0 | Residential | 89018.4+37921.68j | 89018.4+37921.68j | 89018.4+37921.68j | 0 | 0 | 0 | [24 empty] | 8104302 | no | no |  |  | no |  | 0 | 0 | 0 | 0 | 0 | 0 |  | 1 | 1 | 1 | 0 | 0 | 0
load_220344220 |  | node_1362013_954_15303386_866 |  | AN | 0 | NonResidential | 6000+2555.989j | 0 | 0 | 0 | 0 | 0 | [24 empty] | 8104302 | no | no |  |  | no |  | 0 | 0 | 0 | 0 | 0 | 0 |  | 1 | 1 | 1 | 0 | 0 | 0
load_220344221 |  | node_1362034_233_15303330_489 |  | ABCN | 0 | NonResidential | 7000+2981.988j | 7000+2981.988j | 7000+2981.988j | 0 | 0 | 0 | [24 empty] | 8104302 | no | no |  |  | no |  | 0 | 0 | 0 | 0 | 0 | 0 |  | 1 | 1 | 1 | 0 | 0 | 0
load_220344223 |  | node_1361306_292_15304039_149 |  | ABCN | 0 | NonResidential | 4000+1703.993j | 4000+1703.993j | 4000+1703.993j | 0 | 0 | 0 | [24 empty] | 8104302 | no | no |  |  | no |  | 0 | 0 | 0 | 0 | 0 | 0 |  | 1 | 1 | 1 | 0 | 0 | 0
load_220344240 |  | node_1361348_452_15305914_294 |  | AN | 0 | Residential | 37836+16118.069j | 0 | 0 | 0 | 0 | 0 | [24 empty] | 8104302 | no | no |  |  | no |  | 0 | 0 | 0 | 0 | 0 | 0 |  | 1 | 1 | 1 | 0 | 0 | 0
load_220344241 |  | node_1361401_621_15306206_368 |  | AN | 0 | Residential | 26467.2+11274.98j | 0 | 0 | 0 | 0 | 0 | [24 empty] | 8104302 | no | no |  |  | no |  | 0 | 0 | 0 | 0 | 0 | 0 |  | 1 | 1 | 1 | 0 | 0 | 0
load_220344242 |  | node_1361354_04_15306432_249 |  | AN | 0 | Residential | 41616+17728.342j | 0 | 0 | 0 | 0 | 0 | [24 empty] | 8104302 | no | no |  |  | no |  | 0 | 0 | 0 | 0 | 0 | 0 |  | 1 | 1 | 1 | 0 | 0 | 0
load_220344243 |  | node_1361203_428_15306671_963 |  | AN | 0 | Residential | 24552+10459.108j | 0 | 0 | 0 | 0 | 0 | [24 empty] | 8104302 | no | no |  |  | no |  | 0 | 0 | 0 | 0 | 0 | 0 |  | 1 | 1 | 1 | 0 | 0 | 0
load_220344244 |  | node_1361108_258_15306358_139 |  | AN | 0 | Residential | 32544+13863.686j | 0 | 0 | 0 | 0 | 0 | [24 empty] | 8104302 | no | no |  |  | no |  | 0 | 0 | 0 | 0 | 0 | 0 |  | 1 | 1 | 1 | 0 | 0 | 0
load_220344245 |  | node_1360334_228_15305449_027 |  | AN | 0 | Residential | 13262.4+5649.759j | 0 | 0 | 0 | 0 | 0 | [24 empty] | 8104302 | no | no |  |  | no |  | 0 | 0 | 0 | 0 | 0 | 0 |  | 1 | 1 | 1 | 0 | 0 | 0
load_220344246 |  | node_1360518_964_15305462_131 |  | AN | 0 | Residential | 32320.8+13768.603j | 0 | 0 | 0 | 0 | 0 | [24 empty] | 8104302 | no | no |  |  | no |  | 0 | 0 | 0 | 0 | 0 | 0 |  | 1 | 1 | 1 | 0 | 0 | 0
load_220344247 |  | node_1360710_21_15305471_743 |  | AN | 0 | Residential | 29541.6+12584.669j | 0 | 0 | 0 | 0 | 0 | [24 empty] | 8104302 | no | no |  |  | no |  | 0 | 0 | 0 | 0 | 0 | 0 |  | 1 | 1 | 1 | 0 | 0 | 0
load_220344248 |  | node_1360895_766_15305482_122 |  | AN | 0 | Residential | 53236.8+22678.782j | 0 | 0 | 0 | 0 | 0 | [24 empty] | 8104302 | no | no |  |  | no |  | 0 | 0 | 0 | 0 | 0 | 0 |  | 1 | 1 | 1 | 0 | 0 | 0
load_220344249 |  | node_1361262_865_15305509_562 |  | AN | 0 | Residential | 37641.6+16035.254j | 0 | 0 | 0 | 0 | 0 | [24 empty] | 8104302 | no | no |  |  | no |  | 0 | 0 | 0 | 0 | 0 | 0 |  | 1 | 1 | 1 | 0 | 0 | 0
load_220344250 |  | node_1361202_346_15305740_223 |  | AN | 0 | Residential | 20577.6+8766.021j | 0 | 0 | 0 | 0 | 0 | [24 empty] | 8104302 | no | no |  |  | no |  | 0 | 0 | 0 | 0 | 0 | 0 |  | 1 | 1 | 1 | 0 | 0 | 0
load_220344261 |  | node_1365075_485_15304399_297 |  | AN | 0 | Residential | 21801.6+9287.443j | 0 | 0 | 0 | 0 | 0 | [24 empty] | 8104302 | no | no |  |  | no |  | 0 | 0 | 0 | 0 | 0 | 0 |  | 1 | 1 | 1 | 0 | 0 | 0
load_220344262 |  | node_1364813_126_15304358_987 |  | AN | 0 | Residential | 48333.6+20590.027j | 0 | 0 | 0 | 0 | 0 | [24 empty] | 8104302 | no | no |  |  | no |  | 0 | 0 | 0 | 0 | 0 | 0 |  | 1 | 1 | 1 | 0 | 0 | 0
load_220344263 |  | node_1364661_157_15304354_092 |  | AN | 0 | Residential | 27036+11517.288j | 0 | 0 | 0 | 0 | 0 | [24 empty] | 8104302 | no | no |  |  | no |  | 0 | 0 | 0 | 0 | 0 | 0 |  | 1 | 1 | 1 | 0 | 0 | 0
load_220344264 |  | node_1364510_807_15304348_012 |  | AN | 0 | Residential | 24537.6+10452.974j | 0 | 0 | 0 | 0 | 0 | [24 empty] | 8104302 | no | no |  |  | no |  | 0 | 0 | 0 | 0 | 0 | 0 |  | 1 | 1 | 1 | 0 | 0 | 0
load_220344265 |  | node_1364354_417_15304346_667 |  | AN | 0 | Residential | 25891.2+11029.605j | 0 | 0 | 0 | 0 | 0 | [24 empty] | 8104302 | no | no |  |  | no |  | 0 | 0 | 0 | 0 | 0 | 0 |  | 1 | 1 | 1 | 0 | 0 | 0
load_220344266 |  | node_1364207_603_15304345_458 |  | AN | 0 | Residential | 16747.2+7134.277j | 0 | 0 | 0 | 0 | 0 | [24 empty] | 8104302 | no | no |  |  | no |  | 0 | 0 | 0 | 0 | 0 | 0 |  | 1 | 1 | 1 | 0 | 0 | 0
load_220344267 |  | node_1365069_085_15304746_72 |  | AN | 0 | Residential | 27914.4+11891.485j | 0 | 0 | 0 | 0 | 0 | [24 empty] | 8104302 | no | no |  |  | no |  | 0 | 0 | 0 | 0 | 0 | 0 |  | 1 | 1 | 1 | 0 | 0 | 0
load_220344268 |  | node_1365062_254_15304997_247 |  | AN | 0 | Residential | 19324.8+8232.33j | 0 | 0 | 0 | 0 | 0 | [24 empty] | 8104302 | no | no |  |  | no |  | 0 | 0 | 0 | 0 | 0 | 0 |  | 1 | 1 | 1 | 0 | 0 | 0
load_220344279 |  | node_1365518_664_15304527_992 |  | AN | 0 | Residential | 37814.4+16108.867j | 0 | 0 | 0 | 0 | 0 | [24 empty] | 8104302 | no | no |  |  | no |  | 0 | 0 | 0 | 0 | 0 | 0 |  | 1 | 1 | 1 | 0 | 0 | 0
load_220344280 |  | node_1365424_808_15304104_54 |  | AN | 0 | Residential | 34264.8+14596.744j | 0 | 0 | 0 | 0 | 0 | [24 empty] | 8104302 | no | no |  |  | no |  | 0 | 0 | 0 | 0 | 0 | 0 |  | 1 | 1 | 1 | 0 | 0 | 0
load_220344281 |  | node_1365415_039_15304343_252 |  | AN | 0 | Residential | 31924.8+13599.908j | 0 | 0 | 0 | 0 | 0 | [24 empty] | 8104302 | no | no |  |  | no |  | 0 | 0 | 0 | 0 | 0 | 0 |  | 1 | 1 | 1 | 0 | 0 | 0
load_220344282 |  | node_1365399_487_15304548_904 |  | AN | 0 | Residential | 28620+12192.069j | 0 | 0 | 0 | 0 | 0 | [24 empty] | 8104302 | no | no |  |  | no |  | 0 | 0 | 0 | 0 | 0 | 0 |  | 1 | 1 | 1 | 0 | 0 | 0
load_220344283 |  | node_1365387_205_15304997_501 |  | AN | 0 | Residential | 65325.6+27828.589j | 0 | 0 | 0 | 0 | 0 | [24 empty] | 8104302 | no | no |  |  | no |  | 0 | 0 | 0 | 0 | 0 | 0 |  | 1 | 1 | 1 | 0 | 0 | 0
load_220344284 |  | node_1365266_742_15305297_929 |  | AN | 0 | Residential | 70891.2+30199.525j | 0 | 0 | 0 | 0 | 0 | [24 empty] | 8104302 | no | no |  |  | no |  | 0 | 0 | 0 | 0 | 0 | 0 |  | 1 | 1 | 1 | 0 | 0 | 0
load_220344285 |  | node_1364023_396_15304471_165 |  | AN | 0 | Residential | 20851.2+8882.574j | 0 | 0 | 0 | 0 | 0 | [24 empty] | 8104302 | no | no |  |  | no |  | 0 | 0 | 0 | 0 | 0 | 0 |  | 1 | 1 | 1 | 0 | 0 | 0
load_220344286 |  | node_1364075_949_15304830_728 |  | AN | 0 | Residential | 31939.2+13606.042j | 0 | 0 | 0 | 0 | 0 | [24 empty] | 8104302 | no | no |  |  | no |  | 0 | 0 | 0 | 0 | 0 | 0 |  | 1 | 1 | 1 | 0 | 0 | 0
load_220344287 |  | node_1364209_268_15305010_532 |  | AN | 0 | Residential | 44575.2+18988.956j | 0 | 0 | 0 | 0 | 0 | [24 empty] | 8104302 | no | no |  |  | no |  | 0 | 0 | 0 | 0 | 0 | 0 |  | 1 | 1 | 1 | 0 | 0 | 0
load_220344288 |  | node_1364417_523_15305121_176 |  | AN | 0 | Residential | 39456+16808.186j | 0 | 0 | 0 | 0 | 0 | [24 empty] | 8104302 | no | no |  |  | no |  | 0 | 0 | 0 | 0 | 0 | 0 |  | 1 | 1 | 1 | 0 | 0 | 0
load_220344289 |  | node_1364763_654_15305130_651 |  | AN | 0 | Residential | 37101.6+15805.215j | 0 | 0 | 0 | 0 | 0 | [24 empty] | 8104302 | no | no |  |  | no |  | 0 | 0 | 0 | 0 | 0 | 0 |  | 1 | 1 | 1 | 0 | 0 | 0
load_220344290 |  | node_1364965_572_15305159_185 |  | AN | 0 | Residential | 21650.4+9223.032j | 0 | 0 | 0 | 0 | 0 | [24 empty] | 8104302 | no | no |  |  | no |  | 0 | 0 | 0 | 0 | 0 | 0 |  | 1 | 1 | 1 | 0 | 0 | 0
load_220344291 |  | node_1364892_284_15304688_392 |  | AN | 0 | Residential | 38930.4+16584.281j | 0 | 0 | 0 | 0 | 0 | [24 empty] | 8104302 | no | no |  |  | no |  | 0 | 0 | 0 | 0 | 0 | 0 |  | 1 | 1 | 1 | 0 | 0 | 0
load_220344292 |  | node_1364734_67_15304685_737 |  | AN | 0 | Residential | 21988.8+9367.19j | 0 | 0 | 0 | 0 | 0 | [24 empty] | 8104302 | no | no |  |  | no |  | 0 | 0 | 0 | 0 | 0 | 0 |  | 1 | 1 | 1 | 0 | 0 | 0
load_220344293 |  | node_1364585_58_15304681_276 |  | AN | 0 | Residential | 17632.8+7511.541j | 0 | 0 | 0 | 0 | 0 | [24 empty] | 8104302 | no | no |  |  | no |  | 0 | 0 | 0 | 0 | 0 | 0 |  | 1 | 1 | 1 | 0 | 0 | 0
load_220344294 |  | node_1364434_783_15304696_139 |  | AN | 0 | Residential | 26136+11133.889j | 0 | 0 | 0 | 0 | 0 | [24 empty] | 8104302 | no | no |  |  | no |  | 0 | 0 | 0 | 0 | 0 | 0 |  | 1 | 1 | 1 | 0 | 0 | 0
load_220344295 |  | node_1360356_89_15310059_607 |  | AN | 0 | Residential | 26575.2+11320.988j | 0 | 0 | 0 | 0 | 0 | [24 empty] | 8104302 | no | no |  |  | no |  | 0 | 0 | 0 | 0 | 0 | 0 |  | 1 | 1 | 1 | 0 | 0 | 0
load_220344296 |  | node_1361497_246_15309950_557 |  | AN | 0 | Residential | 21852+9308.913j | 0 | 0 | 0 | 0 | 0 | [24 empty] | 8104302 | no | no |  |  | no |  | 0 | 0 | 0 | 0 | 0 | 0 |  | 1 | 1 | 1 | 0 | 0 | 0
load_220344298 |  | node_1360654_914_15310003_729 |  | AN | 0 | Residential | 26978.4+11492.75j | 0 | 0 | 0 | 0 | 0 | [24 empty] | 8104302 | no | no |  |  | no |  | 0 | 0 | 0 | 0 | 0 | 0 |  | 1 | 1 | 1 | 0 | 0 | 0
load_220344299 |  | node_1360900_617_15310008_146 |  | AN | 0 | Residential | 26496+11287.249j | 0 | 0 | 0 | 0 | 0 | [24 empty] | 8104302 | no | no |  |  | no |  | 0 | 0 | 0 | 0 | 0 | 0 |  | 1 | 1 | 1 | 0 | 0 | 0
load_220344300 |  | node_1360893_962_15309778_303 |  | AN | 0 | Residential | 36331.2+15477.026j | 0 | 0 | 0 | 0 | 0 | [24 empty] | 8104302 | no | no |  |  | no |  | 0 | 0 | 0 | 0 | 0 | 0 |  | 1 | 1 | 1 | 0 | 0 | 0
load_220344302 |  | node_1361118_459_15309708_799 |  | AN | 0 | Residential | 51955.2+22132.823j | 0 | 0 | 0 | 0 | 0 | [24 empty] | 8104302 | no | no |  |  | no |  | 0 | 0 | 0 | 0 | 0 | 0 |  | 1 | 1 | 1 | 0 | 0 | 0
load_220344303 |  | node_1361348_444_15309716_047 |  | AN | 0 | Residential | 49471.2+21074.643j | 0 | 0 | 0 | 0 | 0 | [24 empty] | 8104302 | no | no |  |  | no |  | 0 | 0 | 0 | 0 | 0 | 0 |  | 1 | 1 | 1 | 0 | 0 | 0
load_220344318 |  | node_1362429_559_15304507_482 |  | AN | 0 | Residential | 50090.4+21338.421j | 0 | 0 | 0 | 0 | 0 | [24 empty] | 8104302 | no | no |  |  | no |  | 0 | 0 | 0 | 0 | 0 | 0 |  | 1 | 1 | 1 | 0 | 0 | 0
load_220344319 |  | node_1362702_989_15304605_783 |  | AN | 0 | Residential | 28785.6+12262.614j | 0 | 0 | 0 | 0 | 0 | [24 empty] | 8104302 | no | no |  |  | no |  | 0 | 0 | 0 | 0 | 0 | 0 |  | 1 | 1 | 1 | 0 | 0 | 0
load_220344320 |  | node_1362643_834_15304945_903 |  | AN | 0 | Residential | 42638.4+18163.882j | 0 | 0 | 0 | 0 | 0 | [24 empty] | 8104302 | no | no |  |  | no |  | 0 | 0 | 0 | 0 | 0 | 0 |  | 1 | 1 | 1 | 0 | 0 | 0
load_220344332 |  | node_1362653_438_15303861_266 |  | AN | 0 | Residential | 65678.4+27978.881j | 0 | 0 | 0 | 0 | 0 | [24 empty] | 8104302 | no | no |  |  | no |  | 0 | 0 | 0 | 0 | 0 | 0 |  | 1 | 1 | 1 | 0 | 0 | 0
load_220344333 |  | node_1362210_911_15303876_351 |  | AN | 0 | Residential | 95803.2+40811.992j | 0 | 0 | 0 | 0 | 0 | [24 empty] | 8104302 | no | no |  |  | no |  | 0 | 0 | 0 | 0 | 0 | 0 |  | 1 | 1 | 1 | 0 | 0 | 0
load_220344334 |  | node_1362504_069_15303730_833 |  | AN | 0 | Residential | 44078.4+18777.32j | 0 | 0 | 0 | 0 | 0 | [24 empty] | 8104302 | no | no |  |  | no |  | 0 | 0 | 0 | 0 | 0 | 0 |  | 1 | 1 | 1 | 0 | 0 | 0
load_220344339 |  | node_1362168_724_15304610_819 |  | AN | 0 | Residential | 46792.8+19933.649j | 0 | 0 | 0 | 0 | 0 | [24 empty] | 8104302 | no | no |  |  | no |  | 0 | 0 | 0 | 0 | 0 | 0 |  | 1 | 1 | 1 | 0 | 0 | 0
load_220344340 |  | node_1362085_362_15304808_158 |  | AN | 0 | Residential | 45979.2+19587.057j | 0 | 0 | 0 | 0 | 0 | [24 empty] | 8104302 | no | no |  |  | no |  | 0 | 0 | 0 | 0 | 0 | 0 |  | 1 | 1 | 1 | 0 | 0 | 0
load_220344341 |  | node_1362357_61_15304958_358 |  | AN | 0 | Residential | 45986.4+19590.124j | 0 | 0 | 0 | 0 | 0 | [24 empty] | 8104302 | no | no |  |  | no |  | 0 | 0 | 0 | 0 | 0 | 0 |  | 1 | 1 | 1 | 0 | 0 | 0
load_220344344 |  | node_1361146_096_15309993_371 |  | AN | 0 | Residential | 18093.6+7707.841j | 0 | 0 | 0 | 0 | 0 | [24 empty] | 8104302 | no | no |  |  | no |  | 0 | 0 | 0 | 0 | 0 | 0 |  | 1 | 1 | 1 | 0 | 0 | 0
load_220344345 |  | node_1360927_491_15309456_159 |  | AN | 0 | Residential | 70056+29843.731j | 0 | 0 | 0 | 0 | 0 | [24 empty] | 8104302 | no | no |  |  | no |  | 0 | 0 | 0 | 0 | 0 | 0 |  | 1 | 1 | 1 | 0 | 0 | 0
load_220344346 |  | node_1360947_379_15309212_592 |  | AN | 0 | Residential | 73137.6+31156.487j | 0 | 0 | 0 | 0 | 0 | [24 empty] | 8104302 | no | no |  |  | no |  | 0 | 0 | 0 | 0 | 0 | 0 |  | 1 | 1 | 1 | 0 | 0 | 0
load_220344351 |  | node_1360896_891_15310297_741 |  | AN | 0 | Residential | 35452.8+15102.83j | 0 | 0 | 0 | 0 | 0 | [24 empty] | 8104302 | no | no |  |  | no |  | 0 | 0 | 0 | 0 | 0 | 0 |  | 1 | 1 | 1 | 0 | 0 | 0
load_220344352 |  | node_1361007_485_15310510_002 |  | AN | 0 | Residential | 63208.8+26926.836j | 0 | 0 | 0 | 0 | 0 | [24 empty] | 8104302 | no | no |  |  | no |  | 0 | 0 | 0 | 0 | 0 | 0 |  | 1 | 1 | 1 | 0 | 0 | 0
load_220344353 |  | node_1361150_478_15310501_183 |  | AN | 0 | Residential | 56786.4+24190.905j | 0 | 0 | 0 | 0 | 0 | [24 empty] | 8104302 | no | no |  |  | no |  | 0 | 0 | 0 | 0 | 0 | 0 |  | 1 | 1 | 1 | 0 | 0 | 0
load_220344406 |  | node_1361398_143_15309487_782 |  | AN | 0 | Residential | 68342.4+29113.74j | 0 | 0 | 0 | 0 | 0 | [24 empty] | 8104302 | no | no |  |  | no |  | 0 | 0 | 0 | 0 | 0 | 0 |  | 1 | 1 | 1 | 0 | 0 | 0
load_220344407 |  | node_1361437_998_15309250_537 |  | AN | 0 | Residential | 74534.4+31751.521j | 0 | 0 | 0 | 0 | 0 | [24 empty] | 8104302 | no | no |  |  | no |  | 0 | 0 | 0 | 0 | 0 | 0 |  | 1 | 1 | 1 | 0 | 0 | 0
load_220344408 |  | node_1359520_798_15302063_697 |  | AN | 0 | Residential | 54316.8+23138.86j | 0 | 0 | 0 | 0 | 0 | [24 empty] | 8104302 | no | no |  |  | no |  | 0 | 0 | 0 | 0 | 0 | 0 |  | 1 | 1 | 1 | 0 | 0 | 0
load_220344409 |  | node_1359722_625_15301511_919 |  | AN | 0 | Residential | 74023.2+31533.751j | 0 | 0 | 0 | 0 | 0 | [24 empty] | 8104302 | no | no |  |  | no |  | 0 | 0 | 0 | 0 | 0 | 0 |  | 1 | 1 | 1 | 0 | 0 | 0
load_220344417 |  | node_1365752_146_15305442_93 |  | AN | 0 | Residential | 106826.4+45507.856j | 0 | 0 | 0 | 0 | 0 | [24 empty] | 8104302 | no | no |  |  | no |  | 0 | 0 | 0 | 0 | 0 | 0 |  | 1 | 1 | 1 | 0 | 0 | 0
load_220344418 |  | node_1366056_481_15305564_042 |  | AN | 0 | Residential | 14601.6+6220.256j | 0 | 0 | 0 | 0 | 0 | [24 empty] | 8104302 | no | no |  |  | no |  | 0 | 0 | 0 | 0 | 0 | 0 |  | 1 | 1 | 1 | 0 | 0 | 0
load_220344422 |  | node_1360685_981_15304337_859 |  | AN | 0 | Residential | 56160+23924.06j | 0 | 0 | 0 | 0 | 0 | [24 empty] | 8104302 | no | no |  |  | no |  | 0 | 0 | 0 | 0 | 0 | 0 |  | 1 | 1 | 1 | 0 | 0 | 0
load_220344431 |  | node_1360134_799_15301676_632 |  | AN | 0 | Residential | 23889.6+10176.927j | 0 | 0 | 0 | 0 | 0 | [24 empty] | 8104302 | no | no |  |  | no |  | 0 | 0 | 0 | 0 | 0 | 0 |  | 1 | 1 | 1 | 0 | 0 | 0
load_220344432 |  | node_1360598_004_15302025_257 |  | AN | 0 | Residential | 92023.2+39201.719j | 0 | 0 | 0 | 0 | 0 | [24 empty] | 8104302 | no | no |  |  | no |  | 0 | 0 | 0 | 0 | 0 | 0 |  | 1 | 1 | 1 | 0 | 0 | 0
load_220344437 |  | node_1373256_009_15306575_412 |  | ABCN | 0 | Other | 0 | 0 | 0 | 0 | 0 | 0 | [24 empty] | 8104302 | no | no |  |  | no |  | 0 | 0 | 0 | 0 | 0 | 0 |  | 1 | 1 | 1 | 0 | 0 | 0
load_220344445 |  | node_1360567_573_15310488_124 |  | AN | 0 | Residential | 71020.8+30254.734j | 0 | 0 | 0 | 0 | 0 | [24 empty] | 8104302 | no | no |  |  | no |  | 0 | 0 | 0 | 0 | 0 | 0 |  | 1 | 1 | 1 | 0 | 0 | 0
load_220344446 |  | node_1360222_587_15310435_303 |  | AN | 0 | Residential | 41904+17851.029j | 0 | 0 | 0 | 0 | 0 | [24 empty] | 8104302 | no | no |  |  | no |  | 0 | 0 | 0 | 0 | 0 | 0 |  | 1 | 1 | 1 | 0 | 0 | 0
load_220344447 |  | node_1362038_83_15307550_967 |  | AN | 0 | Residential | 67773.6+28871.433j | 0 | 0 | 0 | 0 | 0 | [24 empty] | 8104302 | no | no |  |  | no |  | 0 | 0 | 0 | 0 | 0 | 0 |  | 1 | 1 | 1 | 0 | 0 | 0
load_220344448 |  | node_1361999_676_15307241_153 |  | AN | 0 | Residential | 42170.4+17964.515j | 0 | 0 | 0 | 0 | 0 | [24 empty] | 8104302 | no | no |  |  | no |  | 0 | 0 | 0 | 0 | 0 | 0 |  | 1 | 1 | 1 | 0 | 0 | 0
load_220344449 |  | node_1362343_842_15306994_152 |  | AN | 0 | Residential | 17863.2+7609.691j | 0 | 0 | 0 | 0 | 0 | [24 empty] | 8104302 | no | no |  |  | no |  | 0 | 0 | 0 | 0 | 0 | 0 |  | 1 | 1 | 1 | 0 | 0 | 0
load_220344450 |  | node_1362528_179_15306663_12 |  | AN | 0 | Residential | 37886.4+16139.539j | 0 | 0 | 0 | 0 | 0 | [24 empty] | 8104302 | no | no |  |  | no |  | 0 | 0 | 0 | 0 | 0 | 0 |  | 1 | 1 | 1 | 0 | 0 | 0
load_220344538 |  | node_1372455_265_15307914_959 |  | AN | 0 | Residential | 0 | 0 | 0 | 0 | 0 | 0 | [24 empty] | 8104302 | no | no |  |  | no |  | 0 | 0 | 0 | 0 | 0 | 0 |  | 1 | 1 | 1 | 0 | 0 | 0
load_220344539 |  | node_1372452_786_15307888_518 |  | BN | 0 | Residential | 0 | 0 | 0 | 0 | 0 | 0 | [24 empty] | 8104302 | no | no |  |  | no |  | 0 | 0 | 0 | 0 | 0 | 0 |  | 1 | 1 | 1 | 0 | 0 | 0
load_220344540 |  | node_1372452_57_15307941_314 |  | CN | 0 | Residential | 0 | 0 | 0 | 0 | 0 | 0 | [24 empty] | 8104302 | no | no |  |  | no |  | 0 | 0 | 0 | 0 | 0 | 0 |  | 1 | 1 | 1 | 0 | 0 | 0
load_220344541 |  | node_1371706_94_15307803_126 |  | AN | 0 | Residential | 11599.2+4941.239j | 0 | 0 | 0 | 0 | 0 | [24 empty] | 8104302 | no | no |  |  | no |  | 0 | 0 | 0 | 0 | 0 | 0 |  | 1 | 1 | 1 | 0 | 0 | 0
load_220344542 |  | node_1371048_155_15307432_598 |  | AN | 0 | Residential | 19260+8204.726j | 0 | 0 | 0 | 0 | 0 | [24 empty] | 8104302 | no | no |  |  | no |  | 0 | 0 | 0 | 0 | 0 | 0 |  | 1 | 1 | 1 | 0 | 0 | 0
load_220344543 |  | node_1370976_562_15307750_896 |  | AN | 0 | Other | 0 | 0 | 0 | 0 | 0 | 0 | [24 empty] | 8104302 | no | no |  |  | no |  | 0 | 0 | 0 | 0 | 0 | 0 |  | 1 | 1 | 1 | 0 | 0 | 0
load_220344545 |  | node_1369464_286_15307710_785 |  | AN | 0 | Residential | 6832.8+2910.761j | 0 | 0 | 0 | 0 | 0 | [24 empty] | 8104302 | no | no |  |  | no |  | 0 | 0 | 0 | 0 | 0 | 0 |  | 1 | 1 | 1 | 0 | 0 | 0
load_220344546 |  | node_1368602_936_15307624_726 |  | AN | 0 | Residential | 11412+4861.492j | 0 | 0 | 0 | 0 | 0 | [24 empty] | 8104302 | no | no |  |  | no |  | 0 | 0 | 0 | 0 | 0 | 0 |  | 1 | 1 | 1 | 0 | 0 | 0
load_220344548 |  | node_1369098_023_15307411_61 |  | AN | 0 | Residential | 16948.8+7220.159j | 0 | 0 | 0 | 0 | 0 | [24 empty] | 8104302 | no | no |  |  | no |  | 0 | 0 | 0 | 0 | 0 | 0 |  | 1 | 1 | 1 | 0 | 0 | 0
load_220344549 |  | node_1368980_128_15307065_273 |  | AN | 0 | Residential | 763.2+325.122j | 0 | 0 | 0 | 0 | 0 | [24 empty] | 8104302 | no | no |  |  | no |  | 0 | 0 | 0 | 0 | 0 | 0 |  | 1 | 1 | 1 | 0 | 0 | 0
load_220344550 |  | node_1369376_707_15307020_249 |  | AN | 0 | NonResidential | 19333.333+8235.965j | 0 | 0 | 0 | 0 | 0 | [24 empty] | 8104302 | no | no |  |  | no |  | 0 | 0 | 0 | 0 | 0 | 0 |  | 1 | 1 | 1 | 0 | 0 | 0
load_220344551 |  | node_1369376_629_15307046_875 |  | BN | 0 | NonResidential | 0 | 19333.333+8235.965j | 0 | 0 | 0 | 0 | [24 empty] | 8104302 | no | no |  |  | no |  | 0 | 0 | 0 | 0 | 0 | 0 |  | 1 | 1 | 1 | 0 | 0 | 0
load_220344552 |  | node_1369371_652_15306994_454 |  | CN | 0 | NonResidential | 0 | 0 | 19333.333+8235.965j | 0 | 0 | 0 | [24 empty] | 8104302 | no | no |  |  | no |  | 0 | 0 | 0 | 0 | 0 | 0 |  | 1 | 1 | 1 | 0 | 0 | 0
load_220344553 |  | node_1368960_085_15306945_292 |  | AN | 0 | Residential | 31053.6+13228.778j | 0 | 0 | 0 | 0 | 0 | [24 empty] | 8104302 | no | no |  |  | no |  | 0 | 0 | 0 | 0 | 0 | 0 |  | 1 | 1 | 1 | 0 | 0 | 0
load_220344554 |  | node_1368925_636_15306699_439 |  | AN | 0 | Residential | 1447.2+616.505j | 0 | 0 | 0 | 0 | 0 | [24 empty] | 8104302 | no | no |  |  | no |  | 0 | 0 | 0 | 0 | 0 | 0 |  | 1 | 1 | 1 | 0 | 0 | 0
load_220344556 |  | node_1370594_395_15311384_391 |  | AN | 0 | Residential | 1418.4+604.236j | 0 | 0 | 0 | 0 | 0 | [24 empty] | 8104302 | no | no |  |  | no |  | 0 | 0 | 0 | 0 | 0 | 0 |  | 1 | 1 | 1 | 0 | 0 | 0
load_220344557 |  | node_1369904_164_15311457_483 |  | AN | 0 | Residential | 15768+6717.14j | 0 | 0 | 0 | 0 | 0 | [24 empty] | 8104302 | no | no |  |  | no |  | 0 | 0 | 0 | 0 | 0 | 0 |  | 1 | 1 | 1 | 0 | 0 | 0
load_220344558 |  | node_1370843_488_15312092_507 |  | AN | 0 | Residential | 8229.6+3505.795j | 0 | 0 | 0 | 0 | 0 | [24 empty] | 8104302 | no | no |  |  | no |  | 0 | 0 | 0 | 0 | 0 | 0 |  | 1 | 1 | 1 | 0 | 0 | 0
load_220344559 |  | node_1370569_983_15308977_575 |  | AN | 0 | Residential | 17006.4+7244.696j | 0 | 0 | 0 | 0 | 0 | [24 empty] | 8104302 | no | no |  |  | no |  | 0 | 0 | 0 | 0 | 0 | 0 |  | 1 | 1 | 1 | 0 | 0 | 0
load_220344560 |  | node_1370990_316_15309221_621 |  | AN | 0 | Residential | 12484.8+5318.503j | 0 | 0 | 0 | 0 | 0 | [24 empty] | 8104302 | no | no |  |  | no |  | 0 | 0 | 0 | 0 | 0 | 0 |  | 1 | 1 | 1 | 0 | 0 | 0
load_220344561 |  | node_1370951_339_15309684_981 |  | AN | 0 | Residential | 3751.2+1598.005j | 0 | 0 | 0 | 0 | 0 | [24 empty] | 8104302 | no | no |  |  | no |  | 0 | 0 | 0 | 0 | 0 | 0 |  | 1 | 1 | 1 | 0 | 0 | 0
load_220344562 |  | node_1371314_381_15309639_378 |  | AN | 0 | Residential | 3988.8+1699.222j | 0 | 0 | 0 | 0 | 0 | [24 empty] | 8104302 | no | no |  |  | no |  | 0 | 0 | 0 | 0 | 0 | 0 |  | 1 | 1 | 1 | 0 | 0 | 0
load_220344563 |  | node_1370954_914_15310200_471 |  | AN | 0 | Residential | 17078.4+7275.368j | 0 | 0 | 0 | 0 | 0 | [24 empty] | 8104302 | no | no |  |  | no |  | 0 | 0 | 0 | 0 | 0 | 0 |  | 1 | 1 | 1 | 0 | 0 | 0
load_220344564 |  | node_1370550_832_15310253_747 |  | AN | 0 | Residential | 3542.4+1509.056j | 0 | 0 | 0 | 0 | 0 | [24 empty] | 8104302 | no | no |  |  | no |  | 0 | 0 | 0 | 0 | 0 | 0 |  | 1 | 1 | 1 | 0 | 0 | 0
load_220344565 |  | node_1370933_2_15310744_599 |  | AN | 0 | Residential | 4629.6+1972.201j | 0 | 0 | 0 | 0 | 0 | [24 empty] | 8104302 | no | no |  |  | no |  | 0 | 0 | 0 | 0 | 0 | 0 |  | 1 | 1 | 1 | 0 | 0 | 0
load_220344601 |  | node_1359734_156_15310899_121 |  | AN | 0 | Other | 0 | 0 | 0 | 0 | 0 | 0 | [24 empty] | 8104302 | no | no |  |  | no |  | 0 | 0 | 0 | 0 | 0 | 0 |  | 1 | 1 | 1 | 0 | 0 | 0
load_220344602 |  | node_1357391_621_15310549_679 |  | AN | 0 | Residential | 18324+7805.991j | 0 | 0 | 0 | 0 | 0 | [24 empty] | 8104302 | no | no |  |  | no |  | 0 | 0 | 0 | 0 | 0 | 0 |  | 1 | 1 | 1 | 0 | 0 | 0
load_220344604 |  | node_1356968_358_15310363_615 |  | AN | 0 | Other | 0 | 0 | 0 | 0 | 0 | 0 | [24 empty] | 8104302 | no | no |  |  | no |  | 0 | 0 | 0 | 0 | 0 | 0 |  | 1 | 1 | 1 | 0 | 0 | 0
load_220344605 |  | node_1357067_354_15310704_206 |  | AN | 0 | Residential | 7840.8+3340.167j | 0 | 0 | 0 | 0 | 0 | [24 empty] | 8104302 | no | no |  |  | no |  | 0 | 0 | 0 | 0 | 0 | 0 |  | 1 | 1 | 1 | 0 | 0 | 0
load_220344606 |  | node_1359390_163_15311004_451 |  | AN | 0 | NonResidential | 6336+2699.125j | 0 | 0 | 0 | 0 | 0 | [24 empty] | 8104302 | no | no |  |  | no |  | 0 | 0 | 0 | 0 | 0 | 0 |  | 1 | 1 | 1 | 0 | 0 | 0
load_220344607 |  | node_1359285_396_15311480_032 |  | AN | 0 | NonResidential | 3000+1277.995j | 0 | 0 | 0 | 0 | 0 | [24 empty] | 8104302 | no | no |  |  | no |  | 0 | 0 | 0 | 0 | 0 | 0 |  | 1 | 1 | 1 | 0 | 0 | 0
load_220344608 |  | node_1358954_096_15310991_346 |  | AN | 0 | Residential | 71150.4+30309.943j | 0 | 0 | 0 | 0 | 0 | [24 empty] | 8104302 | no | no |  |  | no |  | 0 | 0 | 0 | 0 | 0 | 0 |  | 1 | 1 | 1 | 0 | 0 | 0
load_220344609 |  | node_1358560_256_15310893_529 |  | AN | 0 | Residential | 57952.8+24687.789j | 0 | 0 | 0 | 0 | 0 | [24 empty] | 8104302 | no | no |  |  | no |  | 0 | 0 | 0 | 0 | 0 | 0 |  | 1 | 1 | 1 | 0 | 0 | 0
load_220344610 |  | node_1358307_355_15310919_962 |  | AN | 0 | Residential | 21556.8+9183.158j | 0 | 0 | 0 | 0 | 0 | [24 empty] | 8104302 | no | no |  |  | no |  | 0 | 0 | 0 | 0 | 0 | 0 |  | 1 | 1 | 1 | 0 | 0 | 0
load_220344611 |  | node_1357883_589_15310740_043 |  | AN | 0 | NonResidential | 11000+4685.98j | 0 | 0 | 0 | 0 | 0 | [24 empty] | 8104302 | no | no |  |  | no |  | 0 | 0 | 0 | 0 | 0 | 0 |  | 1 | 1 | 1 | 0 | 0 | 0
load_220344613 |  | node_1357671_454_15310667_171 |  | AN | 0 | Residential | 17625.6+7508.474j | 0 | 0 | 0 | 0 | 0 | [24 empty] | 8104302 | no | no |  |  | no |  | 0 | 0 | 0 | 0 | 0 | 0 |  | 1 | 1 | 1 | 0 | 0 | 0
load_220344876 |  | node_1362498_307_15303083_314 |  | AN | 0 | NonResidential | 1216.8+518.355j | 0 | 0 | 0 | 0 | 0 | [24 empty] | 8104302 | no | no |  |  | no |  | 0 | 0 | 0 | 0 | 0 | 0 |  | 1 | 1 | 1 | 0 | 0 | 0
load_220344897 |  | node_1361057_089_15303503_826 |  | AN | 0 | Residential | 39117.6+16664.028j | 0 | 0 | 0 | 0 | 0 | [24 empty] | 8104302 | no | no |  |  | no |  | 0 | 0 | 0 | 0 | 0 | 0 |  | 1 | 1 | 1 | 0 | 0 | 0
load_220344898 |  | node_1360897_766_15303231_508 |  | AN | 0 | NonResidential | 2498.4+1064.314j | 0 | 0 | 0 | 0 | 0 | [24 empty] | 8104302 | no | no |  |  | no |  | 0 | 0 | 0 | 0 | 0 | 0 |  | 1 | 1 | 1 | 0 | 0 | 0
load_220344899 |  | node_1360583_796_15302744_748 |  | AN | 0 | Residential | 77083.2+32837.306j | 0 | 0 | 0 | 0 | 0 | [24 empty] | 8104302 | no | no |  |  | no |  | 0 | 0 | 0 | 0 | 0 | 0 |  | 1 | 1 | 1 | 0 | 0 | 0
load_220344900 |  | node_1360619_319_15303847_459 |  | AN | 0 | Residential | 78652.8+33505.952j | 0 | 0 | 0 | 0 | 0 | [24 empty] | 8104302 | no | no |  |  | no |  | 0 | 0 | 0 | 0 | 0 | 0 |  | 1 | 1 | 1 | 0 | 0 | 0
load_220344901 |  | node_1360707_979_15303500_31 |  | AN | 0 | Residential | 89445.6+38103.666j | 0 | 0 | 0 | 0 | 0 | [24 empty] | 8104302 | no | no |  |  | no |  | 0 | 0 | 0 | 0 | 0 | 0 |  | 1 | 1 | 1 | 0 | 0 | 0
load_220344902 |  | node_1360259_728_15303755_196 |  | AN | 0 | Residential | 56275.2+23973.135j | 0 | 0 | 0 | 0 | 0 | [24 empty] | 8104302 | no | no |  |  | no |  | 0 | 0 | 0 | 0 | 0 | 0 |  | 1 | 1 | 1 | 0 | 0 | 0
load_220344903 |  | node_1359803_122_15303977_08 |  | AN | 0 | NonResidential | 230.4+98.15j | 0 | 0 | 0 | 0 | 0 | [24 empty] | 8104302 | no | no |  |  | no |  | 0 | 0 | 0 | 0 | 0 | 0 |  | 1 | 1 | 1 | 0 | 0 | 0
load_220344910 |  | node_1361987_973_15302838_824 |  | AN | 0 | Residential | 16236+6916.507j | 0 | 0 | 0 | 0 | 0 | [24 empty] | 8104302 | no | no |  |  | no |  | 0 | 0 | 0 | 0 | 0 | 0 |  | 1 | 1 | 1 | 0 | 0 | 0
load_220344912 |  | node_1360470_323_15302284_626 |  | AN | 0 | Residential | 84333.6+35925.963j | 0 | 0 | 0 | 0 | 0 | [24 empty] | 8104302 | no | no |  |  | no |  | 0 | 0 | 0 | 0 | 0 | 0 |  | 1 | 1 | 1 | 0 | 0 | 0
load_220344913 |  | node_1359842_238_15303292_406 |  | AN | 0 | Residential | 75348+32098.114j | 0 | 0 | 0 | 0 | 0 | [24 empty] | 8104302 | no | no |  |  | no |  | 0 | 0 | 0 | 0 | 0 | 0 |  | 1 | 1 | 1 | 0 | 0 | 0
load_220344914 |  | node_1359887_385_15302221_55 |  | AN | 0 | Residential | 75549.6+32183.995j | 0 | 0 | 0 | 0 | 0 | [24 empty] | 8104302 | no | no |  |  | no |  | 0 | 0 | 0 | 0 | 0 | 0 |  | 1 | 1 | 1 | 0 | 0 | 0
load_220344915 |  | node_1359687_007_15302900_902 |  | AN | 0 | Residential | 96609.6+41155.517j | 0 | 0 | 0 | 0 | 0 | [24 empty] | 8104302 | no | no |  |  | no |  | 0 | 0 | 0 | 0 | 0 | 0 |  | 1 | 1 | 1 | 0 | 0 | 0
load_220344918 |  | node_1362759_875_15306372_463 |  | AN | 0 | Residential | 8913.6+3797.178j | 0 | 0 | 0 | 0 | 0 | [24 empty] | 8104302 | no | no |  |  | no |  | 0 | 0 | 0 | 0 | 0 | 0 |  | 1 | 1 | 1 | 0 | 0 | 0
load_220344919 |  | node_1362273_263_15306540_094 |  | AN | 0 | Residential | 101980.8+43443.639j | 0 | 0 | 0 | 0 | 0 | [24 empty] | 8104302 | no | no |  |  | no |  | 0 | 0 | 0 | 0 | 0 | 0 |  | 1 | 1 | 1 | 0 | 0 | 0
load_220344921 |  | node_1361672_303_15307144_377 |  | AN | 0 | Residential | 13046.4+5557.743j | 0 | 0 | 0 | 0 | 0 | [24 empty] | 8104302 | no | no |  |  | no |  | 0 | 0 | 0 | 0 | 0 | 0 |  | 1 | 1 | 1 | 0 | 0 | 0
load_220344923 |  | node_1361543_406_15307278_132 |  | AN | 0 | Residential | 23162.4+9867.141j | 0 | 0 | 0 | 0 | 0 | [24 empty] | 8104302 | no | no |  |  | no |  | 0 | 0 | 0 | 0 | 0 | 0 |  | 1 | 1 | 1 | 0 | 0 | 0
load_220344957 |  | node_1360317_846_15302939_718 |  | AN | 0 | Residential | 27057.6+11526.489j | 0 | 0 | 0 | 0 | 0 | [24 empty] | 8104302 | no | no |  |  | no |  | 0 | 0 | 0 | 0 | 0 | 0 |  | 1 | 1 | 1 | 0 | 0 | 0
load_220344958 |  | node_1360262_5_15302745_955 |  | AN | 0 | Residential | 63655.2+27117.002j | 0 | 0 | 0 | 0 | 0 | [24 empty] | 8104302 | no | no |  |  | no |  | 0 | 0 | 0 | 0 | 0 | 0 |  | 1 | 1 | 1 | 0 | 0 | 0
load_220344959 |  | node_1360418_24_15303348_427 |  | AN | 0 | Residential | 64720.8+27570.945j | 0 | 0 | 0 | 0 | 0 | [24 empty] | 8104302 | no | no |  |  | no |  | 0 | 0 | 0 | 0 | 0 | 0 |  | 1 | 1 | 1 | 0 | 0 | 0
load_220344960 |  | node_1359976_869_15303598_278 |  | AN | 0 | Residential | 51674.4+22013.202j | 0 | 0 | 0 | 0 | 0 | [24 empty] | 8104302 | no | no |  |  | no |  | 0 | 0 | 0 | 0 | 0 | 0 |  | 1 | 1 | 1 | 0 | 0 | 0
load_220344961 |  | node_1359654_56_15303754_939 |  | AN | 0 | Residential | 30196.8+12863.783j | 0 | 0 | 0 | 0 | 0 | [24 empty] | 8104302 | no | no |  |  | no |  | 0 | 0 | 0 | 0 | 0 | 0 |  | 1 | 1 | 1 | 0 | 0 | 0
load_220344962 |  | node_1359487_832_15303807_437 |  | AN | 0 | Residential | 299541.6+127604.187j | 0 | 0 | 0 | 0 | 0 | [24 empty] | 8104302 | no | no |  |  | no |  | 0 | 0 | 0 | 0 | 0 | 0 |  | 1 | 1 | 1 | 0 | 0 | 0
load_220344965 |  | node_1359383_28_15302217_644 |  | AN | 0 | Residential | 64332+27405.317j | 0 | 0 | 0 | 0 | 0 | [24 empty] | 8104302 | no | no |  |  | no |  | 0 | 0 | 0 | 0 | 0 | 0 |  | 1 | 1 | 1 | 0 | 0 | 0
load_220344966 |  | node_1359401_318_15303324_992 |  | AN | 0 | Residential | 150508.8+64116.48j | 0 | 0 | 0 | 0 | 0 | [24 empty] | 8104302 | no | no |  |  | no |  | 0 | 0 | 0 | 0 | 0 | 0 |  | 1 | 1 | 1 | 0 | 0 | 0
load_220344986 |  | node_1360465_816_15304351_815 |  | AN | 0 | Residential | 35539.2+15139.636j | 0 | 0 | 0 | 0 | 0 | [24 empty] | 8104302 | no | no |  |  | no |  | 0 | 0 | 0 | 0 | 0 | 0 |  | 1 | 1 | 1 | 0 | 0 | 0
load_220344987 |  | node_1360381_905_15304188_36 |  | AN | 0 | NonResidential | 9000+3833.984j | 0 | 0 | 0 | 0 | 0 | [24 empty] | 8104302 | no | no |  |  | no |  | 0 | 0 | 0 | 0 | 0 | 0 |  | 1 | 1 | 1 | 0 | 0 | 0
load_220344988 |  | node_1360375_171_15304612_469 |  | AN | 0 | Residential | 78890.4+33607.17j | 0 | 0 | 0 | 0 | 0 | [24 empty] | 8104302 | no | no |  |  | no |  | 0 | 0 | 0 | 0 | 0 | 0 |  | 1 | 1 | 1 | 0 | 0 | 0
load_220344991 |  | node_1360014_587_15305385_411 |  | AN | 0 | Residential | 39556.8+16851.126j | 0 | 0 | 0 | 0 | 0 | [24 empty] | 8104302 | no | no |  |  | no |  | 0 | 0 | 0 | 0 | 0 | 0 |  | 1 | 1 | 1 | 0 | 0 | 0
load_220344992 |  | node_1361380_693_15304549_139 |  | AN | 0 | Residential | 63532.8+27064.859j | 0 | 0 | 0 | 0 | 0 | [24 empty] | 8104302 | no | no |  |  | no |  | 0 | 0 | 0 | 0 | 0 | 0 |  | 1 | 1 | 1 | 0 | 0 | 0
load_220344993 |  | node_1360799_397_15304599_432 |  | AN | 0 | Residential | 65088+27727.372j | 0 | 0 | 0 | 0 | 0 | [24 empty] | 8104302 | no | no |  |  | no |  | 0 | 0 | 0 | 0 | 0 | 0 |  | 1 | 1 | 1 | 0 | 0 | 0
load_220344994 |  | node_1361793_928_15304489_292 |  | AN | 0 | Residential | 94860+40410.191j | 0 | 0 | 0 | 0 | 0 | [24 empty] | 8104302 | no | no |  |  | no |  | 0 | 0 | 0 | 0 | 0 | 0 |  | 1 | 1 | 1 | 0 | 0 | 0
load_220345011 |  | node_1360064_681_15303152_736 |  | AN | 0 | Residential | 70207.2+29908.142j | 0 | 0 | 0 | 0 | 0 | [24 empty] | 8104302 | no | no |  |  | no |  | 0 | 0 | 0 | 0 | 0 | 0 |  | 1 | 1 | 1 | 0 | 0 | 0
load_220345013 |  | node_1359261_954_15303583_789 |  | AN | 0 | NonResidential | 2080.8+886.417j | 0 | 0 | 0 | 0 | 0 | [24 empty] | 8104302 | no | no |  |  | no |  | 0 | 0 | 0 | 0 | 0 | 0 |  | 1 | 1 | 1 | 0 | 0 | 0
load_220345044 |  | node_1364363_518_15306022_611 |  | AN | 0 | NonResidential | 31000+13205.945j | 0 | 0 | 0 | 0 | 0 | [24 empty] | 8104302 | no | no |  |  | no |  | 0 | 0 | 0 | 0 | 0 | 0 |  | 1 | 1 | 1 | 0 | 0 | 0
load_220345045 |  | node_1366859_101_15306965_119 |  | AN | 0 | Other | 0 | 0 | 0 | 0 | 0 | 0 | [24 empty] | 8104302 | no | no |  |  | no |  | 0 | 0 | 0 | 0 | 0 | 0 |  | 1 | 1 | 1 | 0 | 0 | 0
load_220345046 |  | node_1366312_076_15306656_466 |  | AN | 0 | Residential | 9669.6+4119.232j | 0 | 0 | 0 | 0 | 0 | [24 empty] | 8104302 | no | no |  |  | no |  | 0 | 0 | 0 | 0 | 0 | 0 |  | 1 | 1 | 1 | 0 | 0 | 0
load_220345047 |  | node_1366201_856_15306400_196 |  | AN | 0 | Residential | 20030.4+8532.915j | 0 | 0 | 0 | 0 | 0 | [24 empty] | 8104302 | no | no |  |  | no |  | 0 | 0 | 0 | 0 | 0 | 0 |  | 1 | 1 | 1 | 0 | 0 | 0
load_220345048 |  | node_1366006_537_15306295_428 |  | AN | 0 | Residential | 25524+10873.178j | 0 | 0 | 0 | 0 | 0 | [24 empty] | 8104302 | no | no |  |  | no |  | 0 | 0 | 0 | 0 | 0 | 0 |  | 1 | 1 | 1 | 0 | 0 | 0
load_220345049 |  | node_1365796_75_15306048_106 |  | AN | 0 | Residential | 23652+10075.71j | 0 | 0 | 0 | 0 | 0 | [24 empty] | 8104302 | no | no |  |  | no |  | 0 | 0 | 0 | 0 | 0 | 0 |  | 1 | 1 | 1 | 0 | 0 | 0
load_220345050 |  | node_1365448_875_15305890_844 |  | AN | 0 | Residential | 18842.4+8026.829j | 0 | 0 | 0 | 0 | 0 | [24 empty] | 8104302 | no | no |  |  | no |  | 0 | 0 | 0 | 0 | 0 | 0 |  | 1 | 1 | 1 | 0 | 0 | 0
load_220345051 |  | node_1365316_438_15306172_071 |  | AN | 0 | Residential | 8964+3818.648j | 0 | 0 | 0 | 0 | 0 | [24 empty] | 8104302 | no | no |  |  | no |  | 0 | 0 | 0 | 0 | 0 | 0 |  | 1 | 1 | 1 | 0 | 0 | 0
load_220345052 |  | node_1365128_186_15305748_271 |  | AN | 0 | Residential | 8136+3465.921j | 0 | 0 | 0 | 0 | 0 | [24 empty] | 8104302 | no | no |  |  | no |  | 0 | 0 | 0 | 0 | 0 | 0 |  | 1 | 1 | 1 | 0 | 0 | 0
load_220345053 |  | node_1364669_111_15305832_821 |  | AN | 0 | Other | 0 | 0 | 0 | 0 | 0 | 0 | [24 empty] | 8104302 | no | no |  |  | no |  | 0 | 0 | 0 | 0 | 0 | 0 |  | 1 | 1 | 1 | 0 | 0 | 0
load_220345054 |  | node_1363521_964_15305721_586 |  | AN | 0 | NonResidential | 0 | 0 | 0 | 0 | 0 | 0 | [24 empty] | 8104302 | no | no |  |  | no |  | 0 | 0 | 0 | 0 | 0 | 0 |  | 1 | 1 | 1 | 0 | 0 | 0
load_220345055 |  | node_1363532_824_15306089_866 |  | AN | 0 | NonResidential | 50.4+21.47j | 0 | 0 | 0 | 0 | 0 | [24 empty] | 8104302 | no | no |  |  | no |  | 0 | 0 | 0 | 0 | 0 | 0 |  | 1 | 1 | 1 | 0 | 0 | 0
load_220345056 |  | node_1363065_03_15305783_091 |  | AN | 0 | Residential | 8380.8+3570.206j | 0 | 0 | 0 | 0 | 0 | [24 empty] | 8104302 | no | no |  |  | no |  | 0 | 0 | 0 | 0 | 0 | 0 |  | 1 | 1 | 1 | 0 | 0 | 0
load_220345058 |  | node_1368113_061_15307207_714 |  | AN | 0 | Other | 0 | 0 | 0 | 0 | 0 | 0 | [24 empty] | 8104302 | no | no |  |  | no |  | 0 | 0 | 0 | 0 | 0 | 0 |  | 1 | 1 | 1 | 0 | 0 | 0
load_220345059 |  | node_1367869_657_15307158_752 |  | AN | 0 | Residential | 5349.6+2278.92j | 0 | 0 | 0 | 0 | 0 | [24 empty] | 8104302 | no | no |  |  | no |  | 0 | 0 | 0 | 0 | 0 | 0 |  | 1 | 1 | 1 | 0 | 0 | 0
load_220345060 |  | node_1367622_823_15307115_311 |  | AN | 0 | Residential | 10533.6+4487.295j | 0 | 0 | 0 | 0 | 0 | [24 empty] | 8104302 | no | no |  |  | no |  | 0 | 0 | 0 | 0 | 0 | 0 |  | 1 | 1 | 1 | 0 | 0 | 0
load_220345068 |  | node_1361531_238_15304813_013 |  | AN | 0 | Residential | 56700+24154.099j | 0 | 0 | 0 | 0 | 0 | [24 empty] | 8104302 | no | no |  |  | no |  | 0 | 0 | 0 | 0 | 0 | 0 |  | 1 | 1 | 1 | 0 | 0 | 0
load_220345069 |  | node_1361523_626_15305249_255 |  | AN | 0 | Residential | 70365.6+29975.62j | 0 | 0 | 0 | 0 | 0 | [24 empty] | 8104302 | no | no |  |  | no |  | 0 | 0 | 0 | 0 | 0 | 0 |  | 1 | 1 | 1 | 0 | 0 | 0
load_220345070 |  | node_1361816_786_15305527_857 |  | AN | 0 | Residential | 36036+15351.272j | 0 | 0 | 0 | 0 | 0 | [24 empty] | 8104302 | no | no |  |  | no |  | 0 | 0 | 0 | 0 | 0 | 0 |  | 1 | 1 | 1 | 0 | 0 | 0
load_220345071 |  | node_1361501_216_15305525_747 |  | AN | 0 | Residential | 42048+17912.373j | 0 | 0 | 0 | 0 | 0 | [24 empty] | 8104302 | no | no |  |  | no |  | 0 | 0 | 0 | 0 | 0 | 0 |  | 1 | 1 | 1 | 0 | 0 | 0
load_220345108 |  | node_1364923_971_15313215_663 |  | AN | 0 | Residential | 0 | 0 | 0 | 0 | 0 | 0 | [24 empty] | 8104302 | no | no |  |  | no |  | 0 | 0 | 0 | 0 | 0 | 0 |  | 1 | 1 | 1 | 0 | 0 | 0
load_220345109 |  | node_1365011_988_15310762_84 |  | AN | 0 | NonResidential | 4000+1703.993j | 0 | 0 | 0 | 0 | 0 | [24 empty] | 8104302 | no | no |  |  | no |  | 0 | 0 | 0 | 0 | 0 | 0 |  | 1 | 1 | 1 | 0 | 0 | 0
load_220345110 |  | node_1364972_879_15312167_916 |  | AN | 0 | Residential | 1317.6+561.295j | 0 | 0 | 0 | 0 | 0 | [24 empty] | 8104302 | no | no |  |  | no |  | 0 | 0 | 0 | 0 | 0 | 0 |  | 1 | 1 | 1 | 0 | 0 | 0
load_220345111 |  | node_1364968_128_15312545_45 |  | AN | 0 | Residential | 7113.6+3030.381j | 0 | 0 | 0 | 0 | 0 | [24 empty] | 8104302 | no | no |  |  | no |  | 0 | 0 | 0 | 0 | 0 | 0 |  | 1 | 1 | 1 | 0 | 0 | 0
load_220345116 |  | node_1361138_176_15305054_312 |  | AN | 0 | Residential | 94204.8+40131.077j | 0 | 0 | 0 | 0 | 0 | [24 empty] | 8104302 | no | no |  |  | no |  | 0 | 0 | 0 | 0 | 0 | 0 |  | 1 | 1 | 1 | 0 | 0 | 0
load_220345117 |  | node_1360998_14_15304881_984 |  | AN | 0 | Residential | 4694.4+1999.806j | 0 | 0 | 0 | 0 | 0 | [24 empty] | 8104302 | no | no |  |  | no |  | 0 | 0 | 0 | 0 | 0 | 0 |  | 1 | 1 | 1 | 0 | 0 | 0
load_220345118 |  | node_1360679_216_15304871_189 |  | AN | 0 | Residential | 57708+24583.505j | 0 | 0 | 0 | 0 | 0 | [24 empty] | 8104302 | no | no |  |  | no |  | 0 | 0 | 0 | 0 | 0 | 0 |  | 1 | 1 | 1 | 0 | 0 | 0
load_220345119 |  | node_1360364_114_15304926_162 |  | AN | 0 | Residential | 8128.8+3462.854j | 0 | 0 | 0 | 0 | 0 | [24 empty] | 8104302 | no | no |  |  | no |  | 0 | 0 | 0 | 0 | 0 | 0 |  | 1 | 1 | 1 | 0 | 0 | 0
load_220345120 |  | node_1360352_487_15305148_61 |  | AN | 0 | Residential | 39326.4+16752.976j | 0 | 0 | 0 | 0 | 0 | [24 empty] | 8104302 | no | no |  |  | no |  | 0 | 0 | 0 | 0 | 0 | 0 |  | 1 | 1 | 1 | 0 | 0 | 0
load_220345147 |  | node_1357724_855_15308954_318 |  | AN | 0 | Residential | 6760.8+2880.089j | 0 | 0 | 0 | 0 | 0 | [24 empty] | 8104302 | no | no |  |  | no |  | 0 | 0 | 0 | 0 | 0 | 0 |  | 1 | 1 | 1 | 0 | 0 | 0
load_220345148 |  | node_1357339_76_15309290_226 |  | AN | 0 | Residential | 1929.6+822.006j | 0 | 0 | 0 | 0 | 0 | [24 empty] | 8104302 | no | no |  |  | no |  | 0 | 0 | 0 | 0 | 0 | 0 |  | 1 | 1 | 1 | 0 | 0 | 0
load_220345149 |  | node_1357107_363_15309601_604 |  | AN | 0 | Residential | 42530.4+18117.875j | 0 | 0 | 0 | 0 | 0 | [24 empty] | 8104302 | no | no |  |  | no |  | 0 | 0 | 0 | 0 | 0 | 0 |  | 1 | 1 | 1 | 0 | 0 | 0
load_220345153 |  | node_1360766_416_15305194_632 |  | AN | 0 | Residential | 55800+23770.7j | 0 | 0 | 0 | 0 | 0 | [24 empty] | 8104302 | no | no |  |  | no |  | 0 | 0 | 0 | 0 | 0 | 0 |  | 1 | 1 | 1 | 0 | 0 | 0
load_220345169 |  | node_1363147_945_15310357_292 |  | AN | 0 | Other | 0 | 0 | 0 | 0 | 0 | 0 | [24 empty] | 8104302 | no | no |  |  | no |  | 0 | 0 | 0 | 0 | 0 | 0 |  | 1 | 1 | 1 | 0 | 0 | 0
load_220345170 |  | node_1361081_403_15311031_016 |  | AN | 0 | Residential | 7142.4+3042.65j | 0 | 0 | 0 | 0 | 0 | [24 empty] | 8104302 | no | no |  |  | no |  | 0 | 0 | 0 | 0 | 0 | 0 |  | 1 | 1 | 1 | 0 | 0 | 0
load_220345171 |  | node_1360830_967_15311014_887 |  | AN | 0 | Residential | 13708.8+5839.924j | 0 | 0 | 0 | 0 | 0 | [24 empty] | 8104302 | no | no |  |  | no |  | 0 | 0 | 0 | 0 | 0 | 0 |  | 1 | 1 | 1 | 0 | 0 | 0
load_220345172 |  | node_1360729_307_15311007_808 |  | AN | 0 | Residential | 11332.8+4827.753j | 0 | 0 | 0 | 0 | 0 | [24 empty] | 8104302 | no | no |  |  | no |  | 0 | 0 | 0 | 0 | 0 | 0 |  | 1 | 1 | 1 | 0 | 0 | 0
load_220345173 |  | node_1360518_914_15310931_915 |  | AN | 0 | Residential | 26690.4+11370.063j | 0 | 0 | 0 | 0 | 0 | [24 empty] | 8104302 | no | no |  |  | no |  | 0 | 0 | 0 | 0 | 0 | 0 |  | 1 | 1 | 1 | 0 | 0 | 0
load_220345174 |  | node_1360208_026_15310919_105 |  | AN | 0 | Residential | 26445.6+11265.778j | 0 | 0 | 0 | 0 | 0 | [24 empty] | 8104302 | no | no |  |  | no |  | 0 | 0 | 0 | 0 | 0 | 0 |  | 1 | 1 | 1 | 0 | 0 | 0
load_220345175 |  | node_1362760_578_15310486_57 |  | AN | 0 | Residential | 88516.8+37707.999j | 0 | 0 | 0 | 0 | 0 | [24 empty] | 8104302 | no | no |  |  | no |  | 0 | 0 | 0 | 0 | 0 | 0 |  | 1 | 1 | 1 | 0 | 0 | 0
load_220345176 |  | node_1361900_126_15310963_041 |  | AN | 0 | Other | 0 | 0 | 0 | 0 | 0 | 0 | [24 empty] | 8104302 | no | no |  |  | no |  | 0 | 0 | 0 | 0 | 0 | 0 |  | 1 | 1 | 1 | 0 | 0 | 0
load_220345178 |  | node_1361323_402_15311066_854 |  | AN | 0 | Residential | 25272+10765.827j | 0 | 0 | 0 | 0 | 0 | [24 empty] | 8104302 | no | no |  |  | no |  | 0 | 0 | 0 | 0 | 0 | 0 |  | 1 | 1 | 1 | 0 | 0 | 0
load_220345533 |  | node_1356822_297_15310111_059 |  | AN | 0 | Residential | 6732+2867.82j | 0 | 0 | 0 | 0 | 0 | [24 empty] | 8104302 | no | no |  |  | no |  | 0 | 0 | 0 | 0 | 0 | 0 |  | 1 | 1 | 1 | 0 | 0 | 0
load_220345534 |  | node_1356505_273_15310113_425 |  | AN | 0 | Residential | 6602.4+2812.611j | 0 | 0 | 0 | 0 | 0 | [24 empty] | 8104302 | no | no |  |  | no |  | 0 | 0 | 0 | 0 | 0 | 0 |  | 1 | 1 | 1 | 0 | 0 | 0
load_220345535 |  | node_1356507_82_15310741_859 |  | AN | 0 | NonResidential | 2000+851.996j | 0 | 0 | 0 | 0 | 0 | [24 empty] | 8104302 | no | no |  |  | no |  | 0 | 0 | 0 | 0 | 0 | 0 |  | 1 | 1 | 1 | 0 | 0 | 0
load_220345536 |  | node_1356512_456_15311064_083 |  | AN | 0 | NonResidential | 806.4+343.525j | 0 | 0 | 0 | 0 | 0 | [24 empty] | 8104302 | no | no |  |  | no |  | 0 | 0 | 0 | 0 | 0 | 0 |  | 1 | 1 | 1 | 0 | 0 | 0
load_220345537 |  | node_1356170_108_15310169_872 |  | AN | 0 | Residential | 17344.8+7388.854j | 0 | 0 | 0 | 0 | 0 | [24 empty] | 8104302 | no | no |  |  | no |  | 0 | 0 | 0 | 0 | 0 | 0 |  | 1 | 1 | 1 | 0 | 0 | 0
load_220345538 |  | node_1355406_457_15310396_144 |  | AN | 0 | Residential | 10706.4+4560.907j | 0 | 0 | 0 | 0 | 0 | [24 empty] | 8104302 | no | no |  |  | no |  | 0 | 0 | 0 | 0 | 0 | 0 |  | 1 | 1 | 1 | 0 | 0 | 0
load_220345539 |  | node_1355015_762_15310336_215 |  | AN | 0 | Residential | 12585.6+5361.443j | 0 | 0 | 0 | 0 | 0 | [24 empty] | 8104302 | no | no |  |  | no |  | 0 | 0 | 0 | 0 | 0 | 0 |  | 1 | 1 | 1 | 0 | 0 | 0
load_220345541 |  | node_1362830_469_15304281_681 |  | AN | 0 | Residential | 46267.2+19709.745j | 0 | 0 | 0 | 0 | 0 | [24 empty] | 8104302 | no | no |  |  | no |  | 0 | 0 | 0 | 0 | 0 | 0 |  | 1 | 1 | 1 | 0 | 0 | 0
load_220345542 |  | node_1362593_673_15304277_415 |  | AN | 0 | Residential | 25675.2+10937.589j | 0 | 0 | 0 | 0 | 0 | [24 empty] | 8104302 | no | no |  |  | no |  | 0 | 0 | 0 | 0 | 0 | 0 |  | 1 | 1 | 1 | 0 | 0 | 0
load_220345543 |  | node_1362045_424_15304154_538 |  | AN | 0 | NonResidential | 0 | 0 | 0 | 0 | 0 | 0 | [24 empty] | 8104302 | no | no |  |  | no |  | 0 | 0 | 0 | 0 | 0 | 0 |  | 1 | 1 | 1 | 0 | 0 | 0
load_220345544 |  | node_1361466_43_15304247_196 |  | AN | 0 | Residential | 22744.8+9689.244j | 0 | 0 | 0 | 0 | 0 | [24 empty] | 8104302 | no | no |  |  | no |  | 0 | 0 | 0 | 0 | 0 | 0 |  | 1 | 1 | 1 | 0 | 0 | 0
load_220345545 |  | node_1361039_493_15304227_745 |  | AN | 0 | NonResidential | 6000+2555.989j | 0 | 0 | 0 | 0 | 0 | [24 empty] | 8104302 | no | no |  |  | no |  | 0 | 0 | 0 | 0 | 0 | 0 |  | 1 | 1 | 1 | 0 | 0 | 0
load_220345546 |  | node_1360971_149_15304065_392 |  | AN | 0 | NonResidential | 41666.667+17749.926j | 0 | 0 | 0 | 0 | 0 | [24 empty] | 8104302 | no | no |  |  | no |  | 0 | 0 | 0 | 0 | 0 | 0 |  | 1 | 1 | 1 | 0 | 0 | 0
load_220345547 |  | node_1360988_571_15304052_859 |  | BN | 0 | NonResidential | 0 | 41666.667+17749.926j | 0 | 0 | 0 | 0 | [24 empty] | 8104302 | no | no |  |  | no |  | 0 | 0 | 0 | 0 | 0 | 0 |  | 1 | 1 | 1 | 0 | 0 | 0
load_220345548 |  | node_1360956_768_15304083_58 |  | CN | 0 | NonResidential | 0 | 0 | 41666.667+17749.926j | 0 | 0 | 0 | [24 empty] | 8104302 | no | no |  |  | no |  | 0 | 0 | 0 | 0 | 0 | 0 |  | 1 | 1 | 1 | 0 | 0 | 0
load_220345549 |  | node_1360812_106_15304282_268 |  | AN | 0 | NonResidential | 6500+2768.988j | 0 | 0 | 0 | 0 | 0 | [24 empty] | 8104302 | no | no |  |  | no |  | 0 | 0 | 0 | 0 | 0 | 0 |  | 1 | 1 | 1 | 0 | 0 | 0
load_220345550 |  | node_1360831_218_15304289_519 |  | BN | 0 | NonResidential | 0 | 6500+2768.988j | 0 | 0 | 0 | 0 | [24 empty] | 8104302 | no | no |  |  | no |  | 0 | 0 | 0 | 0 | 0 | 0 |  | 1 | 1 | 1 | 0 | 0 | 0
load_220345553 |  | node_1359037_334_15304960_333 |  | AN | 0 | Residential | 52761.6+22476.347j | 0 | 0 | 0 | 0 | 0 | [24 empty] | 8104302 | no | no |  |  | no |  | 0 | 0 | 0 | 0 | 0 | 0 |  | 1 | 1 | 1 | 0 | 0 | 0
load_220345554 |  | node_1358650_17_15305194_094 |  | AN | 0 | Residential | 2707.2+1153.262j | 0 | 0 | 0 | 0 | 0 | [24 empty] | 8104302 | no | no |  |  | no |  | 0 | 0 | 0 | 0 | 0 | 0 |  | 1 | 1 | 1 | 0 | 0 | 0
load_220345562 |  | node_1363423_95_15310531_328 |  | AN | 0 | Residential | 21643.2+9219.965j | 0 | 0 | 0 | 0 | 0 | [24 empty] | 8104302 | no | no |  |  | no |  | 0 | 0 | 0 | 0 | 0 | 0 |  | 1 | 1 | 1 | 0 | 0 | 0
load_220345564 |  | node_1363379_921_15311124_812 |  | AN | 0 | Residential | 89388+38079.129j | 0 | 0 | 0 | 0 | 0 | [24 empty] | 8104302 | no | no |  |  | no |  | 0 | 0 | 0 | 0 | 0 | 0 |  | 1 | 1 | 1 | 0 | 0 | 0
load_220345565 |  | node_1363438_316_15311504_662 |  | AN | 0 | Residential | 17481.6+7447.13j | 0 | 0 | 0 | 0 | 0 | [24 empty] | 8104302 | no | no |  |  | no |  | 0 | 0 | 0 | 0 | 0 | 0 |  | 1 | 1 | 1 | 0 | 0 | 0
load_220345567 |  | node_1363484_136_15311943_499 |  | AN | 0 | Residential | 51516+21945.724j | 0 | 0 | 0 | 0 | 0 | [24 empty] | 8104302 | no | no |  |  | no |  | 0 | 0 | 0 | 0 | 0 | 0 |  | 1 | 1 | 1 | 0 | 0 | 0
load_220345569 |  | node_1363625_055_15312293_056 |  | AN | 0 | Residential | 26769.6+11403.802j | 0 | 0 | 0 | 0 | 0 | [24 empty] | 8104302 | no | no |  |  | no |  | 0 | 0 | 0 | 0 | 0 | 0 |  | 1 | 1 | 1 | 0 | 0 | 0
load_220345570 |  | node_1363483_22_15312707_869 |  | AN | 0 | Residential | 22197.6+9456.138j | 0 | 0 | 0 | 0 | 0 | [24 empty] | 8104302 | no | no |  |  | no |  | 0 | 0 | 0 | 0 | 0 | 0 |  | 1 | 1 | 1 | 0 | 0 | 0
load_220345571 |  | node_1363432_054_15313286_903 |  | AN | 0 | Residential | 33415.2+14234.816j | 0 | 0 | 0 | 0 | 0 | [24 empty] | 8104302 | no | no |  |  | no |  | 0 | 0 | 0 | 0 | 0 | 0 |  | 1 | 1 | 1 | 0 | 0 | 0
load_220345572 |  | node_1363433_506_15313627_498 |  | AN | 0 | Residential | 9417.6+4011.881j | 0 | 0 | 0 | 0 | 0 | [24 empty] | 8104302 | no | no |  |  | no |  | 0 | 0 | 0 | 0 | 0 | 0 |  | 1 | 1 | 1 | 0 | 0 | 0
load_220345573 |  | node_1363311_407_15313976_492 |  | AN | 0 | Residential | 9907.2+4220.45j | 0 | 0 | 0 | 0 | 0 | [24 empty] | 8104302 | no | no |  |  | no |  | 0 | 0 | 0 | 0 | 0 | 0 |  | 1 | 1 | 1 | 0 | 0 | 0
load_220345600 |  | node_1362790_79_15302765_713 |  | AN | 0 | NonResidential | 0 | 0 | 0 | 0 | 0 | 0 | [24 empty] | 8104302 | no | no |  |  | no |  | 0 | 0 | 0 | 0 | 0 | 0 |  | 1 | 1 | 1 | 0 | 0 | 0
load_220345601 |  | node_1363017_069_15304009_256 |  | AN | 0 | Residential | 48376.8+20608.431j | 0 | 0 | 0 | 0 | 0 | [24 empty] | 8104302 | no | no |  |  | no |  | 0 | 0 | 0 | 0 | 0 | 0 |  | 1 | 1 | 1 | 0 | 0 | 0
load_220345602 |  | node_1363050_308_15304590_496 |  | AN | 0 | Residential | 94860+40410.191j | 0 | 0 | 0 | 0 | 0 | [24 empty] | 8104302 | no | no |  |  | no |  | 0 | 0 | 0 | 0 | 0 | 0 |  | 1 | 1 | 1 | 0 | 0 | 0
load_220345603 |  | node_1363052_436_15305215_395 |  | AN | 0 | Residential | 49968+21286.279j | 0 | 0 | 0 | 0 | 0 | [24 empty] | 8104302 | no | no |  |  | no |  | 0 | 0 | 0 | 0 | 0 | 0 |  | 1 | 1 | 1 | 0 | 0 | 0
load_220345604 |  | node_1362984_995_15306345_624 |  | AN | 0 | Residential | 23256+9907.015j | 0 | 0 | 0 | 0 | 0 | [24 empty] | 8104302 | no | no |  |  | no |  | 0 | 0 | 0 | 0 | 0 | 0 |  | 1 | 1 | 1 | 0 | 0 | 0
load_220345605 |  | node_1362939_547_15306763_947 |  | AN | 0 | Residential | 52408.8+22326.055j | 0 | 0 | 0 | 0 | 0 | [24 empty] | 8104302 | no | no |  |  | no |  | 0 | 0 | 0 | 0 | 0 | 0 |  | 1 | 1 | 1 | 0 | 0 | 0
load_220345606 |  | node_1362874_533_15307172_016 |  | AN | 0 | Residential | 25495.2+10860.91j | 0 | 0 | 0 | 0 | 0 | [24 empty] | 8104302 | no | no |  |  | no |  | 0 | 0 | 0 | 0 | 0 | 0 |  | 1 | 1 | 1 | 0 | 0 | 0
load_220345607 |  | node_1362847_447_15307627_029 |  | AN | 0 | Residential | 12672+5398.249j | 0 | 0 | 0 | 0 | 0 | [24 empty] | 8104302 | no | no |  |  | no |  | 0 | 0 | 0 | 0 | 0 | 0 |  | 1 | 1 | 1 | 0 | 0 | 0
load_220345608 |  | node_1362876_257_15307843_926 |  | AN | 0 | Residential | 28432.8+12112.322j | 0 | 0 | 0 | 0 | 0 | [24 empty] | 8104302 | no | no |  |  | no |  | 0 | 0 | 0 | 0 | 0 | 0 |  | 1 | 1 | 1 | 0 | 0 | 0
load_220345609 |  | node_1362956_07_15308067_903 |  | AN | 0 | Residential | 18878.4+8042.165j | 0 | 0 | 0 | 0 | 0 | [24 empty] | 8104302 | no | no |  |  | no |  | 0 | 0 | 0 | 0 | 0 | 0 |  | 1 | 1 | 1 | 0 | 0 | 0
load_220345610 |  | node_1363097_966_15308491_326 |  | AN | 0 | Residential | 20570.4+8762.954j | 0 | 0 | 0 | 0 | 0 | [24 empty] | 8104302 | no | no |  |  | no |  | 0 | 0 | 0 | 0 | 0 | 0 |  | 1 | 1 | 1 | 0 | 0 | 0
load_220345611 |  | node_1363163_62_15308893_448 |  | AN | 0 | Residential | 5191.2+2211.442j | 0 | 0 | 0 | 0 | 0 | [24 empty] | 8104302 | no | no |  |  | no |  | 0 | 0 | 0 | 0 | 0 | 0 |  | 1 | 1 | 1 | 0 | 0 | 0
load_220345614 |  | node_1363256_546_15309468_665 |  | AN | 0 | Residential | 18000+7667.968j | 0 | 0 | 0 | 0 | 0 | [24 empty] | 8104302 | no | no |  |  | no |  | 0 | 0 | 0 | 0 | 0 | 0 |  | 1 | 1 | 1 | 0 | 0 | 0
load_220345632 |  | node_1362713_818_15308345_254 |  | AN | 0 | Residential | 48427.2+20629.901j | 0 | 0 | 0 | 0 | 0 | [24 empty] | 8104302 | no | no |  |  | no |  | 0 | 0 | 0 | 0 | 0 | 0 |  | 1 | 1 | 1 | 0 | 0 | 0
load_220345634 |  | node_1362399_344_15308332_742 |  | AN | 0 | Residential | 52099.2+22194.166j | 0 | 0 | 0 | 0 | 0 | [24 empty] | 8104302 | no | no |  |  | no |  | 0 | 0 | 0 | 0 | 0 | 0 |  | 1 | 1 | 1 | 0 | 0 | 0
load_220345635 |  | node_1360110_913_15309946_831 |  | AN | 0 | Residential | 16380+6977.851j | 0 | 0 | 0 | 0 | 0 | [24 empty] | 8104302 | no | no |  |  | no |  | 0 | 0 | 0 | 0 | 0 | 0 |  | 1 | 1 | 1 | 0 | 0 | 0
load_220345636 |  | node_1360127_321_15310139_156 |  | AN | 0 | Residential | 26733.6+11388.466j | 0 | 0 | 0 | 0 | 0 | [24 empty] | 8104302 | no | no |  |  | no |  | 0 | 0 | 0 | 0 | 0 | 0 |  | 1 | 1 | 1 | 0 | 0 | 0
load_220345637 |  | node_1360004_035_15310243_925 |  | AN | 0 | Residential | 6588+2806.476j | 0 | 0 | 0 | 0 | 0 | [24 empty] | 8104302 | no | no |  |  | no |  | 0 | 0 | 0 | 0 | 0 | 0 |  | 1 | 1 | 1 | 0 | 0 | 0
load_220345638 |  | node_1359997_269_15310403_888 |  | AN | 0 | Residential | 19900.8+8477.705j | 0 | 0 | 0 | 0 | 0 | [24 empty] | 8104302 | no | no |  |  | no |  | 0 | 0 | 0 | 0 | 0 | 0 |  | 1 | 1 | 1 | 0 | 0 | 0
load_220345639 |  | node_1359951_633_15310540_36 |  | AN | 0 | Residential | 20844+8879.507j | 0 | 0 | 0 | 0 | 0 | [24 empty] | 8104302 | no | no |  |  | no |  | 0 | 0 | 0 | 0 | 0 | 0 |  | 1 | 1 | 1 | 0 | 0 | 0
load_220345640 |  | node_1359943_536_15310686_964 |  | AN | 0 | Residential | 11160+4754.14j | 0 | 0 | 0 | 0 | 0 | [24 empty] | 8104302 | no | no |  |  | no |  | 0 | 0 | 0 | 0 | 0 | 0 |  | 1 | 1 | 1 | 0 | 0 | 0
load_220345641 |  | node_1359868_027_15310922_665 |  | AN | 0 | Residential | 21895.2+9327.316j | 0 | 0 | 0 | 0 | 0 | [24 empty] | 8104302 | no | no |  |  | no |  | 0 | 0 | 0 | 0 | 0 | 0 |  | 1 | 1 | 1 | 0 | 0 | 0
load_220345642 |  | node_1361327_285_15307492_726 |  | AN | 0 | Residential | 6429.6+2738.998j | 0 | 0 | 0 | 0 | 0 | [24 empty] | 8104302 | no | no |  |  | no |  | 0 | 0 | 0 | 0 | 0 | 0 |  | 1 | 1 | 1 | 0 | 0 | 0
load_220345643 |  | node_1362011_908_15308251_056 |  | AN | 0 | Residential | 11620.8+4950.44j | 0 | 0 | 0 | 0 | 0 | [24 empty] | 8104302 | no | no |  |  | no |  | 0 | 0 | 0 | 0 | 0 | 0 |  | 1 | 1 | 1 | 0 | 0 | 0
load_220345645 |  | node_1361407_969_15308321_446 |  | AN | 0 | Residential | 50616+21562.326j | 0 | 0 | 0 | 0 | 0 | [24 empty] | 8104302 | no | no |  |  | no |  | 0 | 0 | 0 | 0 | 0 | 0 |  | 1 | 1 | 1 | 0 | 0 | 0
load_220345646 |  | node_1361298_939_15308329_225 |  | AN | 0 | Residential | 46864.8+19964.321j | 0 | 0 | 0 | 0 | 0 | [24 empty] | 8104302 | no | no |  |  | no |  | 0 | 0 | 0 | 0 | 0 | 0 |  | 1 | 1 | 1 | 0 | 0 | 0
load_220345647 |  | node_1361095_861_15308349_093 |  | AN | 0 | Residential | 29757.6+12676.685j | 0 | 0 | 0 | 0 | 0 | [24 empty] | 8104302 | no | no |  |  | no |  | 0 | 0 | 0 | 0 | 0 | 0 |  | 1 | 1 | 1 | 0 | 0 | 0
load_220345648 |  | node_1361066_718_15308095_28 |  | AN | 0 | Residential | 13356+5689.632j | 0 | 0 | 0 | 0 | 0 | [24 empty] | 8104302 | no | no |  |  | no |  | 0 | 0 | 0 | 0 | 0 | 0 |  | 1 | 1 | 1 | 0 | 0 | 0
load_220345650 |  | node_1361385_305_15307690_985 |  | AN | 0 | Residential | 7207.2+3070.254j | 0 | 0 | 0 | 0 | 0 | [24 empty] | 8104302 | no | no |  |  | no |  | 0 | 0 | 0 | 0 | 0 | 0 |  | 1 | 1 | 1 | 0 | 0 | 0
load_220345651 |  | node_1360984_505_15308552_018 |  | AN | 0 | Residential | 19044+8112.71j | 0 | 0 | 0 | 0 | 0 | [24 empty] | 8104302 | no | no |  |  | no |  | 0 | 0 | 0 | 0 | 0 | 0 |  | 1 | 1 | 1 | 0 | 0 | 0
load_220345652 |  | node_1360867_287_15308786_666 |  | AN | 0 | Residential | 12794.4+5450.392j | 0 | 0 | 0 | 0 | 0 | [24 empty] | 8104302 | no | no |  |  | no |  | 0 | 0 | 0 | 0 | 0 | 0 |  | 1 | 1 | 1 | 0 | 0 | 0
load_220345653 |  | node_1361306_122_15308898_822 |  | AN | 0 | Residential | 7668+3266.554j | 0 | 0 | 0 | 0 | 0 | [24 empty] | 8104302 | no | no |  |  | no |  | 0 | 0 | 0 | 0 | 0 | 0 |  | 1 | 1 | 1 | 0 | 0 | 0
load_220345654 |  | node_1361226_49_15308687_303 |  | AN | 0 | Residential | 18979.2+8085.105j | 0 | 0 | 0 | 0 | 0 | [24 empty] | 8104302 | no | no |  |  | no |  | 0 | 0 | 0 | 0 | 0 | 0 |  | 1 | 1 | 1 | 0 | 0 | 0
load_220345656 |  | node_1360546_061_15309333_137 |  | AN | 0 | Residential | 2325.6+990.701j | 0 | 0 | 0 | 0 | 0 | [24 empty] | 8104302 | no | no |  |  | no |  | 0 | 0 | 0 | 0 | 0 | 0 |  | 1 | 1 | 1 | 0 | 0 | 0
load_220345657 |  | node_1360544_868_15309398_435 |  | AN | 0 | Residential | 23400+9968.358j | 0 | 0 | 0 | 0 | 0 | [24 empty] | 8104302 | no | no |  |  | no |  | 0 | 0 | 0 | 0 | 0 | 0 |  | 1 | 1 | 1 | 0 | 0 | 0
load_220345658 |  | node_1360394_734_15309542_032 |  | AN | 0 | Residential | 6681.6+2846.35j | 0 | 0 | 0 | 0 | 0 | [24 empty] | 8104302 | no | no |  |  | no |  | 0 | 0 | 0 | 0 | 0 | 0 |  | 1 | 1 | 1 | 0 | 0 | 0
load_220345659 |  | node_1360286_403_15309729_066 |  | AN | 0 | Residential | 9259.2+3944.403j | 0 | 0 | 0 | 0 | 0 | [24 empty] | 8104302 | no | no |  |  | no |  | 0 | 0 | 0 | 0 | 0 | 0 |  | 1 | 1 | 1 | 0 | 0 | 0
load_220345660 |  | node_1360210_546_15309855_437 |  | AN | 0 | Residential | 43380+18479.803j | 0 | 0 | 0 | 0 | 0 | [24 empty] | 8104302 | no | no |  |  | no |  | 0 | 0 | 0 | 0 | 0 | 0 |  | 1 | 1 | 1 | 0 | 0 | 0
load_220345661 |  | node_1363572_973_15310310_719 |  | AN | 0 | Residential | 6098.4+2597.908j | 0 | 0 | 0 | 0 | 0 | [24 empty] | 8104302 | no | no |  |  | no |  | 0 | 0 | 0 | 0 | 0 | 0 |  | 1 | 1 | 1 | 0 | 0 | 0
load_220345662 |  | node_1364027_328_15310256_798 |  | AN | 0 | Residential | 13903.2+5922.738j | 0 | 0 | 0 | 0 | 0 | [24 empty] | 8104302 | no | no |  |  | no |  | 0 | 0 | 0 | 0 | 0 | 0 |  | 1 | 1 | 1 | 0 | 0 | 0
load_220345663 |  | node_1367359_832_15310261_047 |  | AN | 0 | Residential | 1260+536.758j | 0 | 0 | 0 | 0 | 0 | [24 empty] | 8104302 | no | no |  |  | no |  | 0 | 0 | 0 | 0 | 0 | 0 |  | 1 | 1 | 1 | 0 | 0 | 0
load_220345664 |  | node_1367653_307_15310384_166 |  | AN | 0 | Residential | 17978.4+7658.766j | 0 | 0 | 0 | 0 | 0 | [24 empty] | 8104302 | no | no |  |  | no |  | 0 | 0 | 0 | 0 | 0 | 0 |  | 1 | 1 | 1 | 0 | 0 | 0
load_220345665 |  | node_1367917_987_15310304_147 |  | AN | 0 | Residential | 9108+3879.992j | 0 | 0 | 0 | 0 | 0 | [24 empty] | 8104302 | no | no |  |  | no |  | 0 | 0 | 0 | 0 | 0 | 0 |  | 1 | 1 | 1 | 0 | 0 | 0
load_220345666 |  | node_1368219_541_15310286_045 |  | AN | 0 | Residential | 11923.2+5079.262j | 0 | 0 | 0 | 0 | 0 | [24 empty] | 8104302 | no | no |  |  | no |  | 0 | 0 | 0 | 0 | 0 | 0 |  | 1 | 1 | 1 | 0 | 0 | 0
load_220345671 |  | node_1365534_863_15309406_605 |  | AN | 0 | NonResidential | 21000+8945.963j | 0 | 0 | 0 | 0 | 0 | [24 empty] | 8104302 | no | no |  |  | no |  | 0 | 0 | 0 | 0 | 0 | 0 |  | 1 | 1 | 1 | 0 | 0 | 0
load_220345672 |  | node_1365550_595_15309422_949 |  | AN | 0 | NonResidential | 21000+8945.963j | 0 | 0 | 0 | 0 | 0 | [24 empty] | 8104302 | no | no |  |  | no |  | 0 | 0 | 0 | 0 | 0 | 0 |  | 1 | 1 | 1 | 0 | 0 | 0
load_220345673 |  | node_1365510_446_15309980_945 |  | AN | 0 | NonResidential | 29500+12566.947j | 0 | 0 | 0 | 0 | 0 | [24 empty] | 8104302 | no | no |  |  | no |  | 0 | 0 | 0 | 0 | 0 | 0 |  | 1 | 1 | 1 | 0 | 0 | 0
load_220345674 |  | node_1365530_133_15309984_184 |  | BN | 0 | NonResidential | 0 | 29500+12566.947j | 0 | 0 | 0 | 0 | [24 empty] | 8104302 | no | no |  |  | no |  | 0 | 0 | 0 | 0 | 0 | 0 |  | 1 | 1 | 1 | 0 | 0 | 0
load_220345675 |  | node_1366591_135_15310050_533 |  | AN | 0 | Residential | 5940+2530.429j | 0 | 0 | 0 | 0 | 0 | [24 empty] | 8104302 | no | no |  |  | no |  | 0 | 0 | 0 | 0 | 0 | 0 |  | 1 | 1 | 1 | 0 | 0 | 0
load_220345676 |  | node_1366877_189_15310143_958 |  | AN | 0 | Residential | 3600+1533.594j | 0 | 0 | 0 | 0 | 0 | [24 empty] | 8104302 | no | no |  |  | no |  | 0 | 0 | 0 | 0 | 0 | 0 |  | 1 | 1 | 1 | 0 | 0 | 0
load_220345677 |  | node_1366780_901_15310258_965 |  | AN | 0 | NonResidential | 8179.2+3484.325j | 0 | 0 | 0 | 0 | 0 | [24 empty] | 8104302 | no | no |  |  | no |  | 0 | 0 | 0 | 0 | 0 | 0 |  | 1 | 1 | 1 | 0 | 0 | 0
load_220345678 |  | node_1367104_109_15310215_849 |  | AN | 0 | Residential | 9453.6+4027.217j | 0 | 0 | 0 | 0 | 0 | [24 empty] | 8104302 | no | no |  |  | no |  | 0 | 0 | 0 | 0 | 0 | 0 |  | 1 | 1 | 1 | 0 | 0 | 0
load_220345769 |  | node_1373076_245_15306227_267 |  | AN | 0 | NonResidential | 21.6+9.202j | 0 | 0 | 0 | 0 | 0 | [24 empty] | 8104302 | no | no |  |  | no |  | 0 | 0 | 0 | 0 | 0 | 0 |  | 1 | 1 | 1 | 0 | 0 | 0
load_220345770 |  | node_1373102_993_15306488_785 |  | AN | 0 | Other | 0 | 0 | 0 | 0 | 0 | 0 | [24 empty] | 8104302 | no | no |  |  | no |  | 0 | 0 | 0 | 0 | 0 | 0 |  | 1 | 1 | 1 | 0 | 0 | 0
load_220431849 |  | node_1365121_2_15315400_215 |  | AN | 0 | Residential | 216+92.016j | 0 | 0 | 0 | 0 | 0 | [24 empty] | 8104302 | no | no |  |  | no |  | 0 | 0 | 0 | 0 | 0 | 0 |  | 1 | 1 | 1 | 0 | 0 | 0
load_220431876 |  | node_1361981_47_15303663_745 |  | ABCN | 0 | NonResidential | 130333.333+55521.767j | 130333.333+55521.767j | 130333.333+55521.767j | 0 | 0 | 0 | [24 empty] | 8104302 | no | no |  |  | no |  | 0 | 0 | 0 | 0 | 0 | 0 |  | 1 | 1 | 1 | 0 | 0 | 0
load_220432445 |  | node_1368526_797_15307420_159 |  | AN | 0 | Residential | 9453.6+4027.217j | 0 | 0 | 0 | 0 | 0 | [24 empty] | 8104302 | no | no |  |  | no |  | 0 | 0 | 0 | 0 | 0 | 0 |  | 1 | 1 | 1 | 0 | 0 | 0
load_220435308 |  | node_1357045_305_15311436_863 |  | AN | 0 | Residential | 4687.2+1996.739j | 0 | 0 | 0 | 0 | 0 | [24 empty] | 8104302 | no | no |  |  | no |  | 0 | 0 | 0 | 0 | 0 | 0 |  | 1 | 1 | 1 | 0 | 0 | 0
load_220474386 |  | node_1360622_927_15309729_007 |  | AN | 0 | Residential | 46324.8+19734.282j | 0 | 0 | 0 | 0 | 0 | [24 empty] | 8104302 | no | no |  |  | no |  | 0 | 0 | 0 | 0 | 0 | 0 |  | 1 | 1 | 1 | 0 | 0 | 0
load_220474857 |  | node_1366011_872_15307043_406 |  | AN | 0 | Residential | 34495.2+14694.894j | 0 | 0 | 0 | 0 | 0 | [24 empty] | 8104302 | no | no |  |  | no |  | 0 | 0 | 0 | 0 | 0 | 0 |  | 1 | 1 | 1 | 0 | 0 | 0
load_220475036 |  | node_1364005_133_15315203_121 |  | AN | 0 | Residential | 4744.8+2021.276j | 0 | 0 | 0 | 0 | 0 | [24 empty] | 8104302 | no | no |  |  | no |  | 0 | 0 | 0 | 0 | 0 | 0 |  | 1 | 1 | 1 | 0 | 0 | 0
load_220475046 |  | node_1361815_984_15308244_858 |  | AN | 0 | Residential | 24271.2+10339.488j | 0 | 0 | 0 | 0 | 0 | [24 empty] | 8104302 | no | no |  |  | no |  | 0 | 0 | 0 | 0 | 0 | 0 |  | 1 | 1 | 1 | 0 | 0 | 0
load_220475914 |  | node_1360733_817_15309038_191 |  | AN | 0 | Residential | 72230.4+30770.022j | 0 | 0 | 0 | 0 | 0 | [24 empty] | 8104302 | no | no |  |  | no |  | 0 | 0 | 0 | 0 | 0 | 0 |  | 1 | 1 | 1 | 0 | 0 | 0
load_220490893 |  | node_1359312_943_15302808_91 |  | AN | 0 | NonResidential | 331.2+141.091j | 0 | 0 | 0 | 0 | 0 | [24 empty] | 8104302 | no | no |  |  | no |  | 0 | 0 | 0 | 0 | 0 | 0 |  | 1 | 1 | 1 | 0 | 0 | 0
load_220505569 |  | node_1363331_805_15309914_499 |  | AN | 0 | Residential | 50392.8+21467.243j | 0 | 0 | 0 | 0 | 0 | [24 empty] | 8104302 | no | no |  |  | no |  | 0 | 0 | 0 | 0 | 0 | 0 |  | 1 | 1 | 1 | 0 | 0 | 0
load_220512380 |  | node_1364268_148_15316362_334 |  | AN | 0 | Residential | 16279.2+6934.91j | 0 | 0 | 0 | 0 | 0 | [24 empty] | 8104302 | no | no |  |  | no |  | 0 | 0 | 0 | 0 | 0 | 0 |  | 1 | 1 | 1 | 0 | 0 | 0
load_220520222 |  | node_1361236_633_15303513_718 |  | AN | 0 | NonResidential | 23000+9797.959j | 0 | 0 | 0 | 0 | 0 | [24 empty] | 8104302 | no | no |  |  | no |  | 0 | 0 | 0 | 0 | 0 | 0 |  | 1 | 1 | 1 | 0 | 0 | 0
load_220520223 |  | node_1361253_798_15303500_564 |  | BN | 0 | NonResidential | 0 | 23000+9797.959j | 0 | 0 | 0 | 0 | [24 empty] | 8104302 | no | no |  |  | no |  | 0 | 0 | 0 | 0 | 0 | 0 |  | 1 | 1 | 1 | 0 | 0 | 0
load_220520224 |  | node_1361222_62_15303532_416 |  | CN | 0 | NonResidential | 0 | 0 | 23000+9797.959j | 0 | 0 | 0 | [24 empty] | 8104302 | no | no |  |  | no |  | 0 | 0 | 0 | 0 | 0 | 0 |  | 1 | 1 | 1 | 0 | 0 | 0
load_220521476 |  | node_1368209_132_15307531_331 |  | AN | 0 | Residential | 11404.8+4858.424j | 0 | 0 | 0 | 0 | 0 | [24 empty] | 8104302 | no | no |  |  | no |  | 0 | 0 | 0 | 0 | 0 | 0 |  | 1 | 1 | 1 | 0 | 0 | 0
load_220522056 |  | node_1366788_997_15321325_127 |  | AN | 0 | Residential | 6487.2+2763.536j | 0 | 0 | 0 | 0 | 0 | [24 empty] | 8104302 | no | no |  |  | no |  | 0 | 0 | 0 | 0 | 0 | 0 |  | 1 | 1 | 1 | 0 | 0 | 0
load_220529515 |  | node_1362181_094_15308822_19 |  | AN | 0 | Residential | 0 | 0 | 0 | 0 | 0 | 0 | [24 empty] | 8104302 | no | no |  |  | no |  | 0 | 0 | 0 | 0 | 0 | 0 |  | 1 | 1 | 1 | 0 | 0 | 0
load_220529700 |  | node_1361186_379_15302944_438 |  | ABCN | 0 | NonResidential | 1333.333+567.997j | 1333.333+567.997j | 1333.333+567.997j | 0 | 0 | 0 | [24 empty] | 8104302 | no | no |  |  | no |  | 0 | 0 | 0 | 0 | 0 | 0 |  | 1 | 1 | 1 | 0 | 0 | 0
load_220529915 |  | node_1361412_032_15302608_308 |  | ABCN | 0 | NonResidential | 6333.333+2697.989j | 6333.333+2697.989j | 6333.333+2697.989j | 0 | 0 | 0 | [24 empty] | 8104302 | no | no |  |  | no |  | 0 | 0 | 0 | 0 | 0 | 0 |  | 1 | 1 | 1 | 0 | 0 | 0
load_220530036 |  | node_1364177_104_15318767_438 |  | AN | 0 | Residential | 6436.8+2742.065j | 0 | 0 | 0 | 0 | 0 | [24 empty] | 8104302 | no | no |  |  | no |  | 0 | 0 | 0 | 0 | 0 | 0 |  | 1 | 1 | 1 | 0 | 0 | 0
load_220530102 |  | node_1362461_499_15313888_037 |  | AN | 0 | Residential | 9748.8+4152.971j | 0 | 0 | 0 | 0 | 0 | [24 empty] | 8104302 | no | no |  |  | no |  | 0 | 0 | 0 | 0 | 0 | 0 |  | 1 | 1 | 1 | 0 | 0 | 0
load_220532497 |  | node_1368648_497_15306093_096 |  | AN | 0 | Residential | 7416+3159.203j | 0 | 0 | 0 | 0 | 0 | [24 empty] | 8104302 | no | no |  |  | no |  | 0 | 0 | 0 | 0 | 0 | 0 |  | 1 | 1 | 1 | 0 | 0 | 0
load_220537808 |  | node_1363951_367_15305803_124 |  | AN | 0 | Residential | 16272+6931.843j | 0 | 0 | 0 | 0 | 0 | [24 empty] | 8104302 | no | no |  |  | no |  | 0 | 0 | 0 | 0 | 0 | 0 |  | 1 | 1 | 1 | 0 | 0 | 0
load_220538193 |  | node_1364233_923_15322139_376 |  | AN | 0 | Residential | 12333.6+5254.092j | 0 | 0 | 0 | 0 | 0 | [24 empty] | 8104302 | no | no |  |  | no |  | 0 | 0 | 0 | 0 | 0 | 0 |  | 1 | 1 | 1 | 0 | 0 | 0
load_220538916 |  | node_1363105_209_15312148_128 |  | AN | 0 | Residential | 3967.2+1690.02j | 0 | 0 | 0 | 0 | 0 | [24 empty] | 8104302 | no | no |  |  | no |  | 0 | 0 | 0 | 0 | 0 | 0 |  | 1 | 1 | 1 | 0 | 0 | 0
load_220540748 |  | node_1370158_264_15307766_07 |  | AN | 0 | Residential | 7660.8+3263.487j | 0 | 0 | 0 | 0 | 0 | [24 empty] | 8104302 | no | no |  |  | no |  | 0 | 0 | 0 | 0 | 0 | 0 |  | 1 | 1 | 1 | 0 | 0 | 0
load_220542446 |  | node_1358494_136_15311900_272 |  | AN | 0 | Other | 0 | 0 | 0 | 0 | 0 | 0 | [24 empty] | 8104302 | no | no |  |  | no |  | 0 | 0 | 0 | 0 | 0 | 0 |  | 1 | 1 | 1 | 0 | 0 | 0
load_220552408 |  | node_1368729_841_15314269_156 |  | AN | 0 | Residential | 21297.6+9072.74j | 0 | 0 | 0 | 0 | 0 | [24 empty] | 8104302 | no | no |  |  | no |  | 0 | 0 | 0 | 0 | 0 | 0 |  | 1 | 1 | 1 | 0 | 0 | 0
load_220555469 |  | node_1369998_603_15310384_773 |  | AN | 0 | Residential | 3780+1610.273j | 0 | 0 | 0 | 0 | 0 | [24 empty] | 8104302 | no | no |  |  | no |  | 0 | 0 | 0 | 0 | 0 | 0 |  | 1 | 1 | 1 | 0 | 0 | 0
load_220555930 |  | node_1361913_801_15305030_098 |  | AN | 0 | Residential | 50688+21592.998j | 0 | 0 | 0 | 0 | 0 | [24 empty] | 8104302 | no | no |  |  | no |  | 0 | 0 | 0 | 0 | 0 | 0 |  | 1 | 1 | 1 | 0 | 0 | 0
load_220556945 |  | node_1365161_775_15310052_475 |  | AN | 0 | Residential | 7452+3174.539j | 0 | 0 | 0 | 0 | 0 | [24 empty] | 8104302 | no | no |  |  | no |  | 0 | 0 | 0 | 0 | 0 | 0 |  | 1 | 1 | 1 | 0 | 0 | 0
load_220559320 |  | node_1363894_639_15311106_917 |  | AN | 0 | NonResidential | 8964+3818.648j | 0 | 0 | 0 | 0 | 0 | [24 empty] | 8104302 | no | no |  |  | no |  | 0 | 0 | 0 | 0 | 0 | 0 |  | 1 | 1 | 1 | 0 | 0 | 0
load_220559480 |  | node_1363968_525_15311553_387 |  | AN | 0 | NonResidential | 61970.4+26399.28j | 0 | 0 | 0 | 0 | 0 | [24 empty] | 8104302 | no | no |  |  | no |  | 0 | 0 | 0 | 0 | 0 | 0 |  | 1 | 1 | 1 | 0 | 0 | 0
load_220565959 |  | node_1363919_437_15310502_194 |  | ABCN | 0 | NonResidential | 57333.333+24423.898j | 57333.333+24423.898j | 57333.333+24423.898j | 0 | 0 | 0 | [24 empty] | 8104302 | no | no |  |  | no |  | 0 | 0 | 0 | 0 | 0 | 0 |  | 1 | 1 | 1 | 0 | 0 | 0
load_220565961 |  | node_1359943_939_15302662_095 |  | AN | 0 | Residential | 45576+19415.295j | 0 | 0 | 0 | 0 | 0 | [24 empty] | 8104302 | no | no |  |  | no |  | 0 | 0 | 0 | 0 | 0 | 0 |  | 1 | 1 | 1 | 0 | 0 | 0
load_220571492 |  | node_1365103_549_15316348_126 |  | AN | 0 | Residential | 6984+2975.172j | 0 | 0 | 0 | 0 | 0 | [24 empty] | 8104302 | no | no |  |  | no |  | 0 | 0 | 0 | 0 | 0 | 0 |  | 1 | 1 | 1 | 0 | 0 | 0
load_220572634 |  | node_1364121_543_15312344_512 |  | AN | 0 | NonResidential | 78588+33478.348j | 0 | 0 | 0 | 0 | 0 | [24 empty] | 8104302 | no | no |  |  | no |  | 0 | 0 | 0 | 0 | 0 | 0 |  | 1 | 1 | 1 | 0 | 0 | 0
load_220574559 |  | node_1363228_483_15314085_975 |  | AN | 0 | NonResidential | 2282.4+972.298j | 0 | 0 | 0 | 0 | 0 | [24 empty] | 8104302 | no | no |  |  | no |  | 0 | 0 | 0 | 0 | 0 | 0 |  | 1 | 1 | 1 | 0 | 0 | 0
load_220575291 |  | node_1363695_13_15310600_316 |  | ABCN | 0 | NonResidential | 96000+40895.829j | 96000+40895.829j | 96000+40895.829j | 0 | 0 | 0 | [24 empty] | 8104302 | no | no |  |  | no |  | 0 | 0 | 0 | 0 | 0 | 0 |  | 1 | 1 | 1 | 0 | 0 | 0
load_220576632 |  | node_1362775_218_15305975_891 |  | ABCN | 0 | NonResidential | 78000+33227.861j | 78000+33227.861j | 78000+33227.861j | 0 | 0 | 0 | [24 empty] | 8104302 | no | no |  |  | no |  | 0 | 0 | 0 | 0 | 0 | 0 |  | 1 | 1 | 1 | 0 | 0 | 0
load_220576718 |  | node_1364392_166_15312691_867 |  | AN | 0 | NonResidential | 58262.4+24819.678j | 0 | 0 | 0 | 0 | 0 | [24 empty] | 8104302 | no | no |  |  | no |  | 0 | 0 | 0 | 0 | 0 | 0 |  | 1 | 1 | 1 | 0 | 0 | 0
load_220576784 |  | node_1364335_084_15311471_509 |  | AN | 0 | Residential | 7545.6+3214.412j | 0 | 0 | 0 | 0 | 0 | [24 empty] | 8104302 | no | no |  |  | no |  | 0 | 0 | 0 | 0 | 0 | 0 |  | 1 | 1 | 1 | 0 | 0 | 0
load_220576792 |  | node_1362231_645_15320730_672 |  | AN | 0 | Residential | 5608.8+2389.339j | 0 | 0 | 0 | 0 | 0 | [24 empty] | 8104302 | no | no |  |  | no |  | 0 | 0 | 0 | 0 | 0 | 0 |  | 1 | 1 | 1 | 0 | 0 | 0
load_220578152 |  | node_1366765_51_15314052_766 |  | AN | 0 | Residential | 14601.6+6220.256j | 0 | 0 | 0 | 0 | 0 | [24 empty] | 8104302 | no | no |  |  | no |  | 0 | 0 | 0 | 0 | 0 | 0 |  | 1 | 1 | 1 | 0 | 0 | 0
load_220617927 |  | node_1357850_839_15311036_401 |  | AN | 0 | Residential | 23133.6+9854.872j | 0 | 0 | 0 | 0 | 0 | [24 empty] | 8104302 | no | no |  |  | no |  | 0 | 0 | 0 | 0 | 0 | 0 |  | 1 | 1 | 1 | 0 | 0 | 0
load_220617936 |  | node_1359750_83_15304545_233 |  | AN | 0 | Residential | 46893.6+19976.59j | 0 | 0 | 0 | 0 | 0 | [24 empty] | 8104302 | no | no |  |  | no |  | 0 | 0 | 0 | 0 | 0 | 0 |  | 1 | 1 | 1 | 0 | 0 | 0
load_220619190 |  | node_1364507_252_15310160_751 |  | AN | 0 | NonResidential | 151.2+64.411j | 0 | 0 | 0 | 0 | 0 | [24 empty] | 8104302 | no | no |  |  | no |  | 0 | 0 | 0 | 0 | 0 | 0 |  | 1 | 1 | 1 | 0 | 0 | 0
load_220627344 |  | node_1363422_777_15314472_211 |  | AN | 0 | Residential | 4370.4+1861.783j | 0 | 0 | 0 | 0 | 0 | [24 empty] | 8104302 | no | no |  |  | no |  | 0 | 0 | 0 | 0 | 0 | 0 |  | 1 | 1 | 1 | 0 | 0 | 0
load_220636578 |  | node_1360214_448_15305204_073 |  | AN | 0 | Residential | 28656+12207.405j | 0 | 0 | 0 | 0 | 0 | [24 empty] | 8104302 | no | no |  |  | no |  | 0 | 0 | 0 | 0 | 0 | 0 |  | 1 | 1 | 1 | 0 | 0 | 0
load_220647678 |  | node_1361797_685_15304142_625 |  | ABCN | 0 | NonResidential | 87333.333+37203.844j | 87333.333+37203.844j | 87333.333+37203.844j | 0 | 0 | 0 | [24 empty] | 8104302 | no | no |  |  | no |  | 0 | 0 | 0 | 0 | 0 | 0 |  | 1 | 1 | 1 | 0 | 0 | 0
load_220655244 |  | node_1363899_397_15311958_591 |  | AN | 0 | NonResidential | 61567.2+26227.517j | 0 | 0 | 0 | 0 | 0 | [24 empty] | 8104302 | no | no |  |  | no |  | 0 | 0 | 0 | 0 | 0 | 0 |  | 1 | 1 | 1 | 0 | 0 | 0
load_220655292 |  | node_1360499_885_15310041_751 |  | AN | 0 | Residential | 20491.2+8729.215j | 0 | 0 | 0 | 0 | 0 | [24 empty] | 8104302 | no | no |  |  | no |  | 0 | 0 | 0 | 0 | 0 | 0 |  | 1 | 1 | 1 | 0 | 0 | 0
load_220655386 |  | node_1363468_491_15311734_017 |  | AN | 0 | Residential | 11174.4+4760.274j | 0 | 0 | 0 | 0 | 0 | [24 empty] | 8104302 | no | no |  |  | no |  | 0 | 0 | 0 | 0 | 0 | 0 |  | 1 | 1 | 1 | 0 | 0 | 0
load_220655929 |  | node_1372934_136_15307601_339 |  | AN | 0 | Residential | 13514.4+5757.11j | 0 | 0 | 0 | 0 | 0 | [24 empty] | 8104302 | no | no |  |  | no |  | 0 | 0 | 0 | 0 | 0 | 0 |  | 1 | 1 | 1 | 0 | 0 | 0
load_310005592 |  | node_1363177_978_15303170_987 |  | AN | 0 | NonResidential | 264000+112463.529j | 0 | 0 | 0 | 0 | 0 | [24 empty] | 8104302 | no | no |  |  | no |  | 0 | 0 | 0 | 0 | 0 | 0 |  | 1 | 1 | 1 | 0 | 0 | 0
load_310006952 |  | node_1360030_066_15304916_501 |  | AN | 0 | Residential | 77846.4+33162.428j | 0 | 0 | 0 | 0 | 0 | [24 empty] | 8104302 | no | no |  |  | no |  | 0 | 0 | 0 | 0 | 0 | 0 |  | 1 | 1 | 1 | 0 | 0 | 0
load_310010828 |  | node_1360273_925_15304250_257 |  | AN | 0 | NonResidential | 2232+950.828j | 0 | 0 | 0 | 0 | 0 | [24 empty] | 8104302 | no | no |  |  | no |  | 0 | 0 | 0 | 0 | 0 | 0 |  | 1 | 1 | 1 | 0 | 0 | 0
load_310017185 |  | node_1359929_82_15305227_41 |  | AN | 0 | Residential | 13852.8+5901.268j | 0 | 0 | 0 | 0 | 0 | [24 empty] | 8104302 | no | no |  |  | no |  | 0 | 0 | 0 | 0 | 0 | 0 |  | 1 | 1 | 1 | 0 | 0 | 0
load_310036314 |  | node_1361869_404_15306968_611 |  | AN | 0 | Residential | 4730.4+2015.142j | 0 | 0 | 0 | 0 | 0 | [24 empty] | 8104302 | no | no |  |  | no |  | 0 | 0 | 0 | 0 | 0 | 0 |  | 1 | 1 | 1 | 0 | 0 | 0
load_310040823 |  | node_1362999_71_15306015_192 |  | AN | 0 | Other | 0 | 0 | 0 | 0 | 0 | 0 | [24 empty] | 8104302 | no | no |  |  | no |  | 0 | 0 | 0 | 0 | 0 | 0 |  | 1 | 1 | 1 | 0 | 0 | 0
load_310044820 |  | node_1369108_179_15310268_869 |  | AN | 0 | Residential | 3981.6+1696.154j | 0 | 0 | 0 | 0 | 0 | [24 empty] | 8104302 | no | no |  |  | no |  | 0 | 0 | 0 | 0 | 0 | 0 |  | 1 | 1 | 1 | 0 | 0 | 0
load_310047606 |  | node_1363920_482_15324039_05 |  | AN | 0 | Residential | 11930.4+5082.329j | 0 | 0 | 0 | 0 | 0 | [24 empty] | 8104302 | no | no |  |  | no |  | 0 | 0 | 0 | 0 | 0 | 0 |  | 1 | 1 | 1 | 0 | 0 | 0
load_310059121 |  | node_1359376_706_15304934_969 |  | AN | 0 | Residential | 8899.2+3791.043j | 0 | 0 | 0 | 0 | 0 | [24 empty] | 8104302 | no | no |  |  | no |  | 0 | 0 | 0 | 0 | 0 | 0 |  | 1 | 1 | 1 | 0 | 0 | 0
load_310060901 |  | node_1361259_551_15307798_027 |  | AN | 0 | NonResidential | 3000+1277.995j | 0 | 0 | 0 | 0 | 0 | [24 empty] | 8104302 | no | no |  |  | no |  | 0 | 0 | 0 | 0 | 0 | 0 |  | 1 | 1 | 1 | 0 | 0 | 0
load_311903499 |  | node_1370885_385_15309279_588 |  | AN | 0 | Residential | 11556+4922.835j | 0 | 0 | 0 | 0 | 0 | [24 empty] | 8104302 | no | no |  |  | no |  | 0 | 0 | 0 | 0 | 0 | 0 |  | 1 | 1 | 1 | 0 | 0 | 0
load_311918608 |  | node_1363222_31_15309343_956 |  | AN | 0 | Other | 0 | 0 | 0 | 0 | 0 | 0 | [24 empty] | 8104302 | no | no |  |  | no |  | 0 | 0 | 0 | 0 | 0 | 0 |  | 1 | 1 | 1 | 0 | 0 | 0
load_311918610 |  | node_1363223_188_15309331_116 |  | BN | 0 | Other | 0 | 0 | 0 | 0 | 0 | 0 | [24 empty] | 8104302 | no | no |  |  | no |  | 0 | 0 | 0 | 0 | 0 | 0 |  | 1 | 1 | 1 | 0 | 0 | 0
load_311918611 |  | node_1363222_514_15309317_946 |  | CN | 0 | Other | 0 | 0 | 0 | 0 | 0 | 0 | [24 empty] | 8104302 | no | no |  |  | no |  | 0 | 0 | 0 | 0 | 0 | 0 |  | 1 | 1 | 1 | 0 | 0 | 0
load_312008060 |  | node_1367413_806_15314019_903 |  | AN | 0 | Residential | 6580.8+2803.409j | 0 | 0 | 0 | 0 | 0 | [24 empty] | 8104302 | no | no |  |  | no |  | 0 | 0 | 0 | 0 | 0 | 0 |  | 1 | 1 | 1 | 0 | 0 | 0
load_312014726 |  | node_1364147_944_15305827_274 |  | AN | 0 | Residential | 3024+1288.219j | 0 | 0 | 0 | 0 | 0 | [24 empty] | 8104302 | no | no |  |  | no |  | 0 | 0 | 0 | 0 | 0 | 0 |  | 1 | 1 | 1 | 0 | 0 | 0
load_312052206 |  | node_1364767_599_15314436_241 |  | AN | 0 | Residential | 5580+2377.07j | 0 | 0 | 0 | 0 | 0 | [24 empty] | 8104302 | no | no |  |  | no |  | 0 | 0 | 0 | 0 | 0 | 0 |  | 1 | 1 | 1 | 0 | 0 | 0
load_312052382 |  | node_1369010_35_15307613_813 |  | AN | 0 | Residential | 8942.4+3809.446j | 0 | 0 | 0 | 0 | 0 | [24 empty] | 8104302 | no | no |  |  | no |  | 0 | 0 | 0 | 0 | 0 | 0 |  | 1 | 1 | 1 | 0 | 0 | 0
load_312125844 |  | node_1361602_481_15310339_061 |  | AN | 0 | Other | 0 | 0 | 0 | 0 | 0 | 0 | [24 empty] | 8104302 | no | no |  |  | no |  | 0 | 0 | 0 | 0 | 0 | 0 |  | 1 | 1 | 1 | 0 | 0 | 0
load_312146410 |  | node_1363050_038_15311802_352 |  | AN | 0 | Other | 0 | 0 | 0 | 0 | 0 | 0 | [24 empty] | 8104302 | no | no |  |  | no |  | 0 | 0 | 0 | 0 | 0 | 0 |  | 1 | 1 | 1 | 0 | 0 | 0

## node
data_type | static
owner_type | feeder
owner | 8104302
object | node
name | groupid | parent | bustype | phases | nominal_voltage | dcircuit | selected | monitored | monitored_fields | class_monitored_fields | played | played_fields | subsystem | x | y | comments | dist_to_slack
node_1355015_762_15310336_215 |  |  | PQ | AN | 2771.281 | 8104302 | no | no |  |  | no |  |  | 1355015.762 | 15310336.215 |  | -1
node_1355406_457_15310396_144 |  |  | PQ | AN | 2771.281 | 8104302 | no | no |  |  | no |  |  | 1355406.457 | 15310396.144 |  | -1
node_1356170_108_15310169_872 |  |  | PQ | AN | 2771.281 | 8104302 | no | no |  |  | no |  |  | 1356170.108 | 15310169.872 |  | -1
node_1356505_273_15310113_425 |  |  | PQ | AN | 2771.281 | 8104302 | no | no |  |  | no |  |  | 1356505.273 | 15310113.425 |  | -1
node_1356507_82_15310741_859 |  |  | PQ | AN | 2771.281 | 8104302 | no | no |  |  | no |  |  | 1356507.82 | 15310741.859 |  | -1
node_1356512_456_15311064_083 |  |  | PQ | AN | 2771.281 | 8104302 | no | no |  |  | no |  |  | 1356512.456 | 15311064.083 |  | -1
node_1356822_297_15310111_059 |  |  | PQ | AN | 2771.281 | 8104302 | no | no |  |  | no |  |  | 1356822.297 | 15310111.059 |  | -1
node_1356968_358_15310363_615 |  |  | PQ | AN | 2771.281 | 8104302 | no | no |  |  | no |  |  | 1356968.358 | 15310363.615 |  | -1
node_1357045_305_15311436_863 |  |  | PQ | AN | 2771.281 | 8104302 | no | no |  |  | no |  |  | 1357045.305 | 15311436.863 |  | -1
node_1357067_354_15310704_206 |  |  | PQ | AN | 2771.281 | 8104302 | no | no |  |  | no |  |  | 1357067.354 | 15310704.206 |  | -1
node_1357107_363_15309601_604 |  |  | PQ | AN | 2771.281 | 8104302 | no | no |  |  | no |  |  | 1357107.363 | 15309601.604 |  | -1
node_1357339_76_15309290_226 |  |  | PQ | AN | 2771.281 | 8104302 | no | no |  |  | no |  |  | 1357339.76 | 15309290.226 |  | -1
node_1357391_621_15310549_679 |  |  | PQ | AN | 7199.558 | 8104302 | no | no |  |  | no |  |  | 1357391.621 | 15310549.679 |  | -1
node_1357671_454_15310667_171 |  |  | PQ | AN | 7199.558 | 8104302 | no | no |  |  | no |  |  | 1357671.454 | 15310667.171 |  | -1
node_1357724_855_15308954_318 |  |  | PQ | AN | 2771.281 | 8104302 | no | no |  |  | no |  |  | 1357724.855 | 15308954.318 |  | -1
node_1357850_839_15311036_401 |  |  | PQ | AN | 7199.558 | 8104302 | no | no |  |  | no |  |  | 1357850.839 | 15311036.401 |  | -1
node_1357883_589_15310740_043 |  |  | PQ | AN | 7199.558 | 8104302 | no | no |  |  | no |  |  | 1357883.589 | 15310740.043 |  | -1
node_1358307_355_15310919_962 |  |  | PQ | AN | 7199.558 | 8104302 | no | no |  |  | no |  |  | 1358307.355 | 15310919.962 |  | -1
node_1358450_07_15305291_395 |  |  | PQ | ABCN | 7199.558 | 8104302 | no | no |  |  | no |  |  | 1358450.07 | 15305291.395 |  | -1
node_1358494_136_15311900_272 |  |  | PQ | AN | 7199.558 | 8104302 | no | no |  |  | no |  |  | 1358494.136 | 15311900.272 |  | -1
node_1358560_256_15310893_529 |  |  | PQ | AN | 7199.558 | 8104302 | no | no |  |  | no |  |  | 1358560.256 | 15310893.529 |  | -1
node_1358650_17_15305194_094 |  |  | PQ | ABCN | 7199.558 | 8104302 | no | no |  |  | no |  |  | 1358650.17 | 15305194.094 |  | -1
node_1358954_096_15310991_346 |  |  | PQ | AN | 7199.558 | 8104302 | no | no |  |  | no |  |  | 1358954.096 | 15310991.346 |  | -1
node_1359037_334_15304960_333 |  |  | PQ | ABCN | 7199.558 | 8104302 | no | no |  |  | no |  |  | 1359037.334 | 15304960.333 |  | -1
node_1359261_954_15303583_789 |  |  | PQ | AN | 7199.558 | 8104302 | no | no |  |  | no |  |  | 1359261.954 | 15303583.789 |  | -1
node_1359285_396_15311480_032 |  |  | PQ | AN | 7199.558 | 8104302 | no | no |  |  | no |  |  | 1359285.396 | 15311480.032 |  | -1
node_1359312_943_15302808_91 |  |  | PQ | AN | 7199.558 | 8104302 | no | no |  |  | no |  |  | 1359312.943 | 15302808.91 |  | -1
node_1359376_706_15304934_969 |  |  | PQ | AN | 7199.558 | 8104302 | no | no |  |  | no |  |  | 1359376.706 | 15304934.969 |  | -1
node_1359383_28_15302217_644 |  |  | PQ | AN | 7199.558 | 8104302 | no | no |  |  | no |  |  | 1359383.28 | 15302217.644 |  | -1
node_1359390_163_15311004_451 |  |  | PQ | AN | 7199.558 | 8104302 | no | no |  |  | no |  |  | 1359390.163 | 15311004.451 |  | -1
node_1359401_318_15303324_992 |  |  | PQ | AN | 7199.558 | 8104302 | no | no |  |  | no |  |  | 1359401.318 | 15303324.992 |  | -1
node_1359487_832_15303807_437 |  |  | PQ | AN | 7199.558 | 8104302 | no | no |  |  | no |  |  | 1359487.832 | 15303807.437 |  | -1
node_1359520_798_15302063_697 |  |  | PQ | AN | 7199.558 | 8104302 | no | no |  |  | no |  |  | 1359520.798 | 15302063.697 |  | -1
node_1359654_56_15303754_939 |  |  | PQ | AN | 7199.558 | 8104302 | no | no |  |  | no |  |  | 1359654.56 | 15303754.939 |  | -1
node_1359687_007_15302900_902 |  |  | PQ | AN | 7199.558 | 8104302 | no | no |  |  | no |  |  | 1359687.007 | 15302900.902 |  | -1
node_1359722_625_15301511_919 |  |  | PQ | AN | 7199.558 | 8104302 | no | no |  |  | no |  |  | 1359722.625 | 15301511.919 |  | -1
node_1359734_156_15310899_121 |  |  | PQ | ABN | 7199.558 | 8104302 | no | no |  |  | no |  |  | 1359734.156 | 15310899.121 |  | -1
node_1359750_83_15304545_233 |  |  | PQ | ABCN | 7199.558 | 8104302 | no | no |  |  | no |  |  | 1359750.83 | 15304545.233 |  | -1
node_1359803_122_15303977_08 |  |  | PQ | ABN | 7199.558 | 8104302 | no | no |  |  | no |  |  | 1359803.122 | 15303977.08 |  | -1
node_1359842_238_15303292_406 |  |  | PQ | AN | 7199.558 | 8104302 | no | no |  |  | no |  |  | 1359842.238 | 15303292.406 |  | -1
node_1359868_027_15310922_665 |  |  | PQ | ABN | 7199.558 | 8104302 | no | no |  |  | no |  |  | 1359868.027 | 15310922.665 |  | -1
node_1359887_385_15302221_55 |  |  | PQ | AN | 7199.558 | 8104302 | no | no |  |  | no |  |  | 1359887.385 | 15302221.55 |  | -1
node_1359929_82_15305227_41 |  |  | PQ | AN | 7199.558 | 8104302 | no | no |  |  | no |  |  | 1359929.82 | 15305227.41 |  | -1
node_1359943_536_15310686_964 |  |  | PQ | ABN | 7199.558 | 8104302 | no | no |  |  | no |  |  | 1359943.536 | 15310686.964 |  | -1
node_1359943_939_15302662_095 |  |  | PQ | AN | 7199.558 | 8104302 | no | no |  |  | no |  |  | 1359943.939 | 15302662.095 |  | -1
node_1359951_633_15310540_36 |  |  | PQ | ABN | 7199.558 | 8104302 | no | no |  |  | no |  |  | 1359951.633 | 15310540.36 |  | -1
node_1359976_869_15303598_278 |  |  | PQ | AN | 7199.558 | 8104302 | no | no |  |  | no |  |  | 1359976.869 | 15303598.278 |  | -1
node_1359997_269_15310403_888 |  |  | PQ | ABN | 7199.558 | 8104302 | no | no |  |  | no |  |  | 1359997.269 | 15310403.888 |  | -1
node_1360004_035_15310243_925 |  |  | PQ | ABN | 7199.558 | 8104302 | no | no |  |  | no |  |  | 1360004.035 | 15310243.925 |  | -1
node_1360014_587_15305385_411 |  |  | PQ | ABN | 7199.558 | 8104302 | no | no |  |  | no |  |  | 1360014.587 | 15305385.411 |  | -1
node_1360030_066_15304916_501 |  |  | PQ | ABN | 7199.558 | 8104302 | no | no |  |  | no |  |  | 1360030.066 | 15304916.501 |  | -1
node_1360064_681_15303152_736 |  |  | PQ | AN | 7199.558 | 8104302 | no | no |  |  | no |  |  | 1360064.681 | 15303152.736 |  | -1
node_1360110_913_15309946_831 |  |  | PQ | AN | 7199.558 | 8104302 | no | no |  |  | no |  |  | 1360110.913 | 15309946.831 |  | -1
node_1360127_321_15310139_156 |  |  | PQ | ABN | 7199.558 | 8104302 | no | no |  |  | no |  |  | 1360127.321 | 15310139.156 |  | -1
node_1360134_799_15301676_632 |  |  | PQ | AN | 7199.558 | 8104302 | no | no |  |  | no |  |  | 1360134.799 | 15301676.632 |  | -1
node_1360208_026_15310919_105 |  |  | PQ | ABN | 7199.558 | 8104302 | no | no |  |  | no |  |  | 1360208.026 | 15310919.105 |  | -1
node_1360210_546_15309855_437 |  |  | PQ | ABN | 7199.558 | 8104302 | no | no |  |  | no |  |  | 1360210.546 | 15309855.437 |  | -1
node_1360214_448_15305204_073 |  |  | PQ | AN | 7199.558 | 8104302 | no | no |  |  | no |  |  | 1360214.448 | 15305204.073 |  | -1
node_1360222_587_15310435_303 |  |  | PQ | AN | 7199.558 | 8104302 | no | no |  |  | no |  |  | 1360222.587 | 15310435.303 |  | -1
node_1360259_728_15303755_196 |  |  | PQ | ABN | 7199.558 | 8104302 | no | no |  |  | no |  |  | 1360259.728 | 15303755.196 |  | -1
node_1360262_5_15302745_955 |  |  | PQ | AN | 7199.558 | 8104302 | no | no |  |  | no |  |  | 1360262.5 | 15302745.955 |  | -1
node_1360273_925_15304250_257 |  |  | PQ | ABCN | 7199.558 | 8104302 | no | no |  |  | no |  |  | 1360273.925 | 15304250.257 |  | -1
node_1360286_403_15309729_066 |  |  | PQ | ABN | 7199.558 | 8104302 | no | no |  |  | no |  |  | 1360286.403 | 15309729.066 |  | -1
node_1360317_846_15302939_718 |  |  | PQ | AN | 7199.558 | 8104302 | no | no |  |  | no |  |  | 1360317.846 | 15302939.718 |  | -1
node_1360334_228_15305449_027 |  |  | PQ | AN | 7199.558 | 8104302 | no | no |  |  | no |  |  | 1360334.228 | 15305449.027 |  | -1
node_1360352_487_15305148_61 |  |  | PQ | AN | 7199.558 | 8104302 | no | no |  |  | no |  |  | 1360352.487 | 15305148.61 |  | -1
node_1360356_89_15310059_607 |  |  | PQ | ABN | 7199.558 | 8104302 | no | no |  |  | no |  |  | 1360356.89 | 15310059.607 |  | -1
node_1360364_114_15304926_162 |  |  | PQ | AN | 7199.558 | 8104302 | no | no |  |  | no |  |  | 1360364.114 | 15304926.162 |  | -1
node_1360375_171_15304612_469 |  |  | PQ | ABN | 7199.558 | 8104302 | no | no |  |  | no |  |  | 1360375.171 | 15304612.469 |  | -1
node_1360381_905_15304188_36 |  |  | PQ | AN | 7199.558 | 8104302 | no | no |  |  | no |  |  | 1360381.905 | 15304188.36 |  | -1
node_1360394_734_15309542_032 |  |  | PQ | ABN | 7199.558 | 8104302 | no | no |  |  | no |  |  | 1360394.734 | 15309542.032 |  | -1
node_1360418_24_15303348_427 |  |  | PQ | AN | 7199.558 | 8104302 | no | no |  |  | no |  |  | 1360418.24 | 15303348.427 |  | -1
node_1360465_816_15304351_815 |  |  | PQ | AN | 7199.558 | 8104302 | no | no |  |  | no |  |  | 1360465.816 | 15304351.815 |  | -1
node_1360470_323_15302284_626 |  |  | PQ | AN | 7199.558 | 8104302 | no | no |  |  | no |  |  | 1360470.323 | 15302284.626 |  | -1
node_1360472_902_15304850_541 |  |  | PQ | AN | 7199.558 | 8104302 | no | no |  |  | no |  |  | 1360472.902 | 15304850.541 |  | -1
node_1360499_885_15310041_751 |  |  | PQ | ABN | 7199.558 | 8104302 | no | no |  |  | no |  |  | 1360499.885 | 15310041.751 |  | -1
node_1360518_914_15310931_915 |  |  | PQ | ABN | 7199.558 | 8104302 | no | no |  |  | no |  |  | 1360518.914 | 15310931.915 |  | -1
node_1360518_964_15305462_131 |  |  | PQ | AN | 7199.558 | 8104302 | no | no |  |  | no |  |  | 1360518.964 | 15305462.131 |  | -1
node_1360544_868_15309398_435 |  |  | PQ | ABN | 7199.558 | 8104302 | no | no |  |  | no |  |  | 1360544.868 | 15309398.435 |  | -1
node_1360546_061_15309333_137 |  |  | PQ | AN | 2771.281 | 8104302 | no | no |  |  | no |  |  | 1360546.061 | 15309333.137 |  | -1
node_1360567_573_15310488_124 |  |  | PQ | AN | 7199.558 | 8104302 | no | no |  |  | no |  |  | 1360567.573 | 15310488.124 |  | -1
node_1360583_796_15302744_748 |  |  | PQ | AN | 7199.558 | 8104302 | no | no |  |  | no |  |  | 1360583.796 | 15302744.748 |  | -1
node_1360598_004_15302025_257 |  |  | PQ | AN | 7199.558 | 8104302 | no | no |  |  | no |  |  | 1360598.004 | 15302025.257 |  | -1
node_1360619_319_15303847_459 |  |  | PQ | ABN | 7199.558 | 8104302 | no | no |  |  | no |  |  | 1360619.319 | 15303847.459 |  | -1
node_1360622_927_15309729_007 |  |  | PQ | AN | 7199.558 | 8104302 | no | no |  |  | no |  |  | 1360622.927 | 15309729.007 |  | -1
node_1360654_914_15310003_729 |  |  | PQ | ABN | 7199.558 | 8104302 | no | no |  |  | no |  |  | 1360654.914 | 15310003.729 |  | -1
node_1360679_216_15304871_189 |  |  | PQ | AN | 7199.558 | 8104302 | no | no |  |  | no |  |  | 1360679.216 | 15304871.189 |  | -1
node_1360685_981_15304337_859 |  |  | PQ | AN | 7199.558 | 8104302 | no | no |  |  | no |  |  | 1360685.981 | 15304337.859 |  | -1
node_1360707_979_15303500_31 |  |  | PQ | ABN | 7199.558 | 8104302 | no | no |  |  | no |  |  | 1360707.979 | 15303500.31 |  | -1
node_1360710_21_15305471_743 |  |  | PQ | AN | 7199.558 | 8104302 | no | no |  |  | no |  |  | 1360710.21 | 15305471.743 |  | -1
node_1360729_307_15311007_808 |  |  | PQ | ABN | 7199.558 | 8104302 | no | no |  |  | no |  |  | 1360729.307 | 15311007.808 |  | -1
node_1360733_817_15309038_191 |  |  | PQ | AN | 2771.281 | 8104302 | no | no |  |  | no |  |  | 1360733.817 | 15309038.191 |  | -1
node_1360766_416_15305194_632 |  |  | PQ | AN | 7199.558 | 8104302 | no | no |  |  | no |  |  | 1360766.416 | 15305194.632 |  | -1
node_1360799_397_15304599_432 |  |  | PQ | ABN | 7199.558 | 8104302 | no | no |  |  | no |  |  | 1360799.397 | 15304599.432 |  | -1
node_1360812_106_15304282_268 |  |  | PQ | ABCN | 7199.558 | 8104302 | no | no |  |  | no |  |  | 1360812.106 | 15304282.268 |  | -1
node_1360827_244_15323841_98 |  |  | PQ | AN | 2771.281 | 8104302 | no | no |  |  | no |  |  | 1360827.244 | 15323841.98 |  | -1
node_1360830_967_15311014_887 |  |  | PQ | ABN | 7199.558 | 8104302 | no | no |  |  | no |  |  | 1360830.967 | 15311014.887 |  | -1
node_1360831_218_15304289_519 |  |  | PQ | ABCN | 7199.558 | 8104302 | no | no |  |  | no |  |  | 1360831.218 | 15304289.519 |  | -1
node_1360855_129_15323624_301 |  |  | PQ | AN | 2771.281 | 8104302 | no | no |  |  | no |  |  | 1360855.129 | 15323624.301 |  | -1
node_1360867_287_15308786_666 |  |  | PQ | AN | 2771.281 | 8104302 | no | no |  |  | no |  |  | 1360867.287 | 15308786.666 |  | -1
node_1360893_962_15309778_303 |  |  | PQ | AN | 7199.558 | 8104302 | no | no |  |  | no |  |  | 1360893.962 | 15309778.303 |  | -1
node_1360895_766_15305482_122 |  |  | PQ | AN | 7199.558 | 8104302 | no | no |  |  | no |  |  | 1360895.766 | 15305482.122 |  | -1
node_1360896_891_15310297_741 |  |  | PQ | AN | 7199.558 | 8104302 | no | no |  |  | no |  |  | 1360896.891 | 15310297.741 |  | -1
node_1360897_766_15303231_508 |  |  | PQ | ABCN | 7199.558 | 8104302 | no | no |  |  | no |  |  | 1360897.766 | 15303231.508 |  | -1
node_1360900_617_15310008_146 |  |  | PQ | ABN | 7199.558 | 8104302 | no | no |  |  | no |  |  | 1360900.617 | 15310008.146 |  | -1
node_1360927_491_15309456_159 |  |  | PQ | AN | 7199.558 | 8104302 | no | no |  |  | no |  |  | 1360927.491 | 15309456.159 |  | -1
node_1360947_379_15309212_592 |  |  | PQ | AN | 7199.558 | 8104302 | no | no |  |  | no |  |  | 1360947.379 | 15309212.592 |  | -1
node_1360956_768_15304083_58 |  |  | PQ | ABCN | 7199.558 | 8104302 | no | no |  |  | no |  |  | 1360956.768 | 15304083.58 |  | -1
node_1360971_149_15304065_392 |  |  | PQ | ABCN | 7199.558 | 8104302 | no | no |  |  | no |  |  | 1360971.149 | 15304065.392 |  | -1
node_1360984_505_15308552_018 |  |  | PQ | AN | 2771.281 | 8104302 | no | no |  |  | no |  |  | 1360984.505 | 15308552.018 |  | -1
node_1360988_571_15304052_859 |  |  | PQ | ABCN | 7199.558 | 8104302 | no | no |  |  | no |  |  | 1360988.571 | 15304052.859 |  | -1
node_1360998_14_15304881_984 |  |  | PQ | AN | 7199.558 | 8104302 | no | no |  |  | no |  |  | 1360998.14 | 15304881.984 |  | -1
node_1361007_485_15310510_002 |  |  | PQ | AN | 7199.558 | 8104302 | no | no |  |  | no |  |  | 1361007.485 | 15310510.002 |  | -1
node_1361039_493_15304227_745 |  |  | PQ | ABCN | 7199.558 | 8104302 | no | no |  |  | no |  |  | 1361039.493 | 15304227.745 |  | -1
node_1361057_089_15303503_826 |  |  | PQ | ABCN | 7199.558 | 8104302 | no | no |  |  | no |  |  | 1361057.089 | 15303503.826 |  | -1
node_1361066_718_15308095_28 |  |  | PQ | AN | 2771.281 | 8104302 | no | no |  |  | no |  |  | 1361066.718 | 15308095.28 |  | -1
node_1361081_403_15311031_016 |  |  | PQ | ABN | 7199.558 | 8104302 | no | no |  |  | no |  |  | 1361081.403 | 15311031.016 |  | -1
node_1361095_861_15308349_093 |  |  | PQ | AN | 2771.281 | 8104302 | no | no |  |  | no |  |  | 1361095.861 | 15308349.093 |  | -1
node_1361108_258_15306358_139 |  |  | PQ | AN | 7199.558 | 8104302 | no | no |  |  | no |  |  | 1361108.258 | 15306358.139 |  | -1
node_1361118_459_15309708_799 |  |  | PQ | AN | 7199.558 | 8104302 | no | no |  |  | no |  |  | 1361118.459 | 15309708.799 |  | -1
node_1361138_176_15305054_312 |  |  | PQ | AN | 7199.558 | 8104302 | no | no |  |  | no |  |  | 1361138.176 | 15305054.312 |  | -1
node_1361146_096_15309993_371 |  |  | PQ | AN | 7199.558 | 8104302 | no | no |  |  | no |  |  | 1361146.096 | 15309993.371 |  | -1
node_1361150_478_15310501_183 |  |  | PQ | AN | 7199.558 | 8104302 | no | no |  |  | no |  |  | 1361150.478 | 15310501.183 |  | -1
node_1361164_346_15323359_628 |  |  | PQ | AN | 2771.281 | 8104302 | no | no |  |  | no |  |  | 1361164.346 | 15323359.628 |  | -1
node_1361186_379_15302944_438 |  |  | PQ | ABCN | 7199.558 | 8104302 | no | no |  |  | no |  |  | 1361186.379 | 15302944.438 |  | -1
node_1361202_346_15305740_223 |  |  | PQ | AN | 7199.558 | 8104302 | no | no |  |  | no |  |  | 1361202.346 | 15305740.223 |  | -1
node_1361203_428_15306671_963 |  |  | PQ | AN | 7199.558 | 8104302 | no | no |  |  | no |  |  | 1361203.428 | 15306671.963 |  | -1
node_1361222_62_15303532_416 |  |  | PQ | ABCN | 7199.558 | 8104302 | no | no |  |  | no |  |  | 1361222.62 | 15303532.416 |  | -1
node_1361226_49_15308687_303 |  |  | PQ | AN | 2771.281 | 8104302 | no | no |  |  | no |  |  | 1361226.49 | 15308687.303 |  | -1
node_1361236_633_15303513_718 |  |  | PQ | ABCN | 7199.558 | 8104302 | no | no |  |  | no |  |  | 1361236.633 | 15303513.718 |  | -1
node_1361253_798_15303500_564 |  |  | PQ | ABCN | 7199.558 | 8104302 | no | no |  |  | no |  |  | 1361253.798 | 15303500.564 |  | -1
node_1361259_551_15307798_027 |  |  | PQ | AN | 2771.281 | 8104302 | no | no |  |  | no |  |  | 1361259.551 | 15307798.027 |  | -1
node_1361262_865_15305509_562 |  |  | PQ | AN | 7199.558 | 8104302 | no | no |  |  | no |  |  | 1361262.865 | 15305509.562 |  | -1
node_1361298_939_15308329_225 |  |  | PQ | AN | 2771.281 | 8104302 | no | no |  |  | no |  |  | 1361298.939 | 15308329.225 |  | -1
node_1361306_122_15308898_822 |  |  | PQ | AN | 2771.281 | 8104302 | no | no |  |  | no |  |  | 1361306.122 | 15308898.822 |  | -1
node_1361306_292_15304039_149 |  |  | PQ | ABCN | 7199.558 | 8104302 | no | no |  |  | no |  |  | 1361306.292 | 15304039.149 |  | -1
node_1361323_402_15311066_854 |  |  | PQ | ABN | 7199.558 | 8104302 | no | no |  |  | no |  |  | 1361323.402 | 15311066.854 |  | -1
node_1361327_285_15307492_726 |  |  | PQ | AN | 2771.281 | 8104302 | no | no |  |  | no |  |  | 1361327.285 | 15307492.726 |  | -1
node_1361348_444_15309716_047 |  |  | PQ | AN | 7199.558 | 8104302 | no | no |  |  | no |  |  | 1361348.444 | 15309716.047 |  | -1
node_1361348_452_15305914_294 |  |  | PQ | AN | 7199.558 | 8104302 | no | no |  |  | no |  |  | 1361348.452 | 15305914.294 |  | -1
node_1361354_04_15306432_249 |  |  | PQ | AN | 7199.558 | 8104302 | no | no |  |  | no |  |  | 1361354.04 | 15306432.249 |  | -1
node_1361380_693_15304549_139 |  |  | PQ | ABCN | 7199.558 | 8104302 | no | no |  |  | no |  |  | 1361380.693 | 15304549.139 |  | -1
node_1361385_305_15307690_985 |  |  | PQ | AN | 2771.281 | 8104302 | no | no |  |  | no |  |  | 1361385.305 | 15307690.985 |  | -1
node_1361393_982_15323106_125 |  |  | PQ | AN | 2771.281 | 8104302 | no | no |  |  | no |  |  | 1361393.982 | 15323106.125 |  | -1
node_1361398_143_15309487_782 |  |  | PQ | AN | 7199.558 | 8104302 | no | no |  |  | no |  |  | 1361398.143 | 15309487.782 |  | -1
node_1361401_621_15306206_368 |  |  | PQ | AN | 7199.558 | 8104302 | no | no |  |  | no |  |  | 1361401.621 | 15306206.368 |  | -1
node_1361407_969_15308321_446 |  |  | PQ | AN | 2771.281 | 8104302 | no | no |  |  | no |  |  | 1361407.969 | 15308321.446 |  | -1
node_1361412_032_15302608_308 |  |  | PQ | ABCN | 7199.558 | 8104302 | no | no |  |  | no |  |  | 1361412.032 | 15302608.308 |  | -1
node_1361437_998_15309250_537 |  |  | PQ | AN | 7199.558 | 8104302 | no | no |  |  | no |  |  | 1361437.998 | 15309250.537 |  | -1
node_1361466_43_15304247_196 |  |  | PQ | ABCN | 7199.558 | 8104302 | no | no |  |  | no |  |  | 1361466.43 | 15304247.196 |  | -1
node_1361497_246_15309950_557 |  |  | PQ | AN | 7199.558 | 8104302 | no | no |  |  | no |  |  | 1361497.246 | 15309950.557 |  | -1
node_1361501_216_15305525_747 |  |  | PQ | AN | 7199.558 | 8104302 | no | no |  |  | no |  |  | 1361501.216 | 15305525.747 |  | -1
node_1361523_626_15305249_255 |  |  | PQ | AN | 7199.558 | 8104302 | no | no |  |  | no |  |  | 1361523.626 | 15305249.255 |  | -1
node_1361531_238_15304813_013 |  |  | PQ | AN | 7199.558 | 8104302 | no | no |  |  | no |  |  | 1361531.238 | 15304813.013 |  | -1
node_1361543_406_15307278_132 |  |  | PQ | AN | 2771.281 | 8104302 | no | no |  |  | no |  |  | 1361543.406 | 15307278.132 |  | -1
node_1361602_481_15310339_061 |  |  | PQ | AN | 7199.558 | 8104302 | no | no |  |  | no |  |  | 1361602.481 | 15310339.061 |  | -1
node_1361631_622_15322853_038 |  |  | PQ | AN | 2771.281 | 8104302 | no | no |  |  | no |  |  | 1361631.622 | 15322853.038 |  | -1
node_1361661_56_15322659_462 |  |  | PQ | AN | 2771.281 | 8104302 | no | no |  |  | no |  |  | 1361661.56 | 15322659.462 |  | -1
node_1361672_303_15307144_377 |  |  | PQ | AN | 2771.281 | 8104302 | no | no |  |  | no |  |  | 1361672.303 | 15307144.377 |  | -1
node_1361694_299_15315923_206 |  |  | PQ | AN | 2771.281 | 8104302 | no | no |  |  | no |  |  | 1361694.299 | 15315923.206 |  | -1
node_1361781_085_15316212_753 |  |  | PQ | AN | 2771.281 | 8104302 | no | no |  |  | no |  |  | 1361781.085 | 15316212.753 |  | -1
node_1361793_928_15304489_292 |  |  | PQ | ABN | 7199.558 | 8104302 | no | no |  |  | no |  |  | 1361793.928 | 15304489.292 |  | -1
node_1361797_12_15324788_166 |  |  | PQ | AN | 2771.281 | 8104302 | no | no |  |  | no |  |  | 1361797.12 | 15324788.166 |  | -1
node_1361797_685_15304142_625 |  |  | PQ | ABCN | 7199.558 | 8104302 | no | no |  |  | no |  |  | 1361797.685 | 15304142.625 |  | -1
node_1361815_984_15308244_858 |  |  | PQ | AN | 2771.281 | 8104302 | no | no |  |  | no |  |  | 1361815.984 | 15308244.858 |  | -1
node_1361816_786_15305527_857 |  |  | PQ | AN | 7199.558 | 8104302 | no | no |  |  | no |  |  | 1361816.786 | 15305527.857 |  | -1
node_1361840_614_15322484_784 |  |  | PQ | AN | 2771.281 | 8104302 | no | no |  |  | no |  |  | 1361840.614 | 15322484.784 |  | -1
node_1361869_404_15306968_611 |  |  | PQ | AN | 2771.281 | 8104302 | no | no |  |  | no |  |  | 1361869.404 | 15306968.611 |  | -1
node_1361900_126_15310963_041 |  |  | PQ | ABN | 7199.558 | 8104302 | no | no |  |  | no |  |  | 1361900.126 | 15310963.041 |  | -1
node_1361904_383_15315756_743 |  |  | PQ | AN | 2771.281 | 8104302 | no | no |  |  | no |  |  | 1361904.383 | 15315756.743 |  | -1
node_1361913_801_15305030_098 |  |  | PQ | AN | 7199.558 | 8104302 | no | no |  |  | no |  |  | 1361913.801 | 15305030.098 |  | -1
node_1361981_47_15303663_745 |  |  | PQ | ABCN | 7199.558 | 8104302 | no | no |  |  | no |  |  | 1361981.47 | 15303663.745 |  | -1
node_1361987_973_15302838_824 |  |  | PQ | ABCN | 7199.558 | 8104302 | no | no |  |  | no |  |  | 1361987.973 | 15302838.824 |  | -1
node_1361996_263_15322078_178 |  |  | PQ | AN | 2771.281 | 8104302 | no | no |  |  | no |  |  | 1361996.263 | 15322078.178 |  | -1
node_1361999_676_15307241_153 |  |  | PQ | AN | 7199.558 | 8104302 | no | no |  |  | no |  |  | 1361999.676 | 15307241.153 |  | -1
node_1362011_908_15308251_056 |  |  | PQ | AN | 2771.281 | 8104302 | no | no |  |  | no |  |  | 1362011.908 | 15308251.056 |  | -1
node_1362013_954_15303386_866 |  |  | PQ | AN | 7199.558 | 8104302 | no | no |  |  | no |  |  | 1362013.954 | 15303386.866 |  | -1
node_1362034_233_15303330_489 |  |  | PQ | ABCN | 7199.558 | 8104302 | no | no |  |  | no |  |  | 1362034.233 | 15303330.489 |  | -1
node_1362038_83_15307550_967 |  |  | PQ | AN | 7199.558 | 8104302 | no | no |  |  | no |  |  | 1362038.83 | 15307550.967 |  | -1
node_1362045_424_15304154_538 |  |  | PQ | AN | 7199.558 | 8104302 | no | no |  |  | no |  |  | 1362045.424 | 15304154.538 |  | -1
node_1362085_362_15304808_158 |  |  | PQ | AN | 7199.558 | 8104302 | no | no |  |  | no |  |  | 1362085.362 | 15304808.158 |  | -1
node_1362137_326_15316206_627 |  |  | PQ | AN | 2771.281 | 8104302 | no | no |  |  | no |  |  | 1362137.326 | 15316206.627 |  | -1
node_1362142_28_15315759_236 |  |  | PQ | AN | 2771.281 | 8104302 | no | no |  |  | no |  |  | 1362142.28 | 15315759.236 |  | -1
node_1362168_724_15304610_819 |  |  | PQ | AN | 7199.558 | 8104302 | no | no |  |  | no |  |  | 1362168.724 | 15304610.819 |  | -1
node_1362181_094_15308822_19 |  |  | PQ | AN | 2771.281 | 8104302 | no | no |  |  | no |  |  | 1362181.094 | 15308822.19 |  | -1
node_1362210_911_15303876_351 |  |  | PQ | AN | 7199.558 | 8104302 | no | no |  |  | no |  |  | 1362210.911 | 15303876.351 |  | -1
node_1362211_528_15302977_557 |  |  | PQ | ABCN | 7199.558 | 8104302 | no | no |  |  | no |  |  | 1362211.528 | 15302977.557 |  | -1
node_1362231_645_15320730_672 |  |  | PQ | AN | 2771.281 | 8104302 | no | no |  |  | no |  |  | 1362231.645 | 15320730.672 |  | -1
node_1362258_025_15321667_038 |  |  | PQ | AD | 2771.281 | 8104302 | no | no |  |  | no |  |  | 1362258.025 | 15321667.038 |  | -1
node_1362273_263_15306540_094 |  |  | PQ | AN | 7199.558 | 8104302 | no | no |  |  | no |  |  | 1362273.263 | 15306540.094 |  | -1
node_1362343_842_15306994_152 |  |  | PQ | AN | 7199.558 | 8104302 | no | no |  |  | no |  |  | 1362343.842 | 15306994.152 |  | -1
node_1362357_61_15304958_358 |  |  | PQ | AN | 7199.558 | 8104302 | no | no |  |  | no |  |  | 1362357.61 | 15304958.358 |  | -1
node_1362393_279_15315768_124 |  |  | PQ | AN | 2771.281 | 8104302 | no | no |  |  | no |  |  | 1362393.279 | 15315768.124 |  | -1
node_1362399_344_15308332_742 |  |  | PQ | AN | 2771.281 | 8104302 | no | no |  |  | no |  |  | 1362399.344 | 15308332.742 |  | -1
node_1362429_559_15304507_482 |  |  | PQ | ABN | 7199.558 | 8104302 | no | no |  |  | no |  |  | 1362429.559 | 15304507.482 |  | -1
node_1362461_499_15313888_037 |  |  | PQ | AN | 2771.281 | 8104302 | no | no |  |  | no |  |  | 1362461.499 | 15313888.037 |  | -1
node_1362483_699_15302539_006 |  |  | PQ | ABCN | 7199.558 | 8104302 | no | no |  |  | no |  |  | 1362483.699 | 15302539.006 |  | -1
node_1362487_918_15316767_326 |  |  | PQ | AN | 2771.281 | 8104302 | no | no |  |  | no |  |  | 1362487.918 | 15316767.326 |  | -1
node_1362498_307_15303083_314 |  |  | PQ | AN | 7199.558 | 8104302 | no | no |  |  | no |  |  | 1362498.307 | 15303083.314 |  | -1
node_1362501_538_15325160_01 |  |  | PQ | AN | 2771.281 | 8104302 | no | no |  |  | no |  |  | 1362501.538 | 15325160.01 |  | -1
node_1362504_069_15303730_833 |  |  | PQ | AN | 7199.558 | 8104302 | no | no |  |  | no |  |  | 1362504.069 | 15303730.833 |  | -1
node_1362528_179_15306663_12 |  |  | PQ | AN | 7199.558 | 8104302 | no | no |  |  | no |  |  | 1362528.179 | 15306663.12 |  | -1
node_1362563_846_15317339_316 |  |  | PQ | AN | 2771.281 | 8104302 | no | no |  |  | no |  |  | 1362563.846 | 15317339.316 |  | -1
node_1362565_289_15321282_719 |  |  | PQ | AN | 2771.281 | 8104302 | no | no |  |  | no |  |  | 1362565.289 | 15321282.719 |  | -1
node_1362567_207_15321109_34 |  |  | PQ | AN | 2771.281 | 8104302 | no | no |  |  | no |  |  | 1362567.207 | 15321109.34 |  | -1
node_1362593_673_15304277_415 |  |  | PQ | ABCN | 7199.558 | 8104302 | no | no |  |  | no |  |  | 1362593.673 | 15304277.415 |  | -1
node_1362611_979_15325432_957 |  |  | PQ | AN | 2771.281 | 8104302 | no | no |  |  | no |  |  | 1362611.979 | 15325432.957 |  | -1
node_1362642_032_15315776_167 |  |  | PQ | AN | 2771.281 | 8104302 | no | no |  |  | no |  |  | 1362642.032 | 15315776.167 |  | -1
node_1362643_834_15304945_903 |  |  | PQ | AN | 7199.558 | 8104302 | no | no |  |  | no |  |  | 1362643.834 | 15304945.903 |  | -1
node_1362653_438_15303861_266 |  |  | PQ | AN | 7199.558 | 8104302 | no | no |  |  | no |  |  | 1362653.438 | 15303861.266 |  | -1
node_1362702_989_15304605_783 |  |  | PQ | AN | 7199.558 | 8104302 | no | no |  |  | no |  |  | 1362702.989 | 15304605.783 |  | -1
node_1362713_818_15308345_254 |  |  | PQ | ABN | 7199.558 | 8104302 | no | no |  |  | no |  |  | 1362713.818 | 15308345.254 |  | -1
node_1362759_875_15306372_463 |  |  | PQ | AN | 7199.558 | 8104302 | no | no |  |  | no |  |  | 1362759.875 | 15306372.463 |  | -1
node_1362760_578_15310486_57 |  |  | PQ | ABN | 7199.558 | 8104302 | no | no |  |  | no |  |  | 1362760.578 | 15310486.57 |  | -1
node_1362775_218_15305975_891 |  |  | PQ | ABCN | 7199.558 | 8104302 | no | no |  |  | no |  |  | 1362775.218 | 15305975.891 |  | -1
node_1362790_79_15302765_713 |  |  | PQ | ABCN | 7199.558 | 8104302 | no | no |  |  | no |  |  | 1362790.79 | 15302765.713 |  | -1
node_1362792_225_15317269_816 |  |  | PQ | AN | 2771.281 | 8104302 | no | no |  |  | no |  |  | 1362792.225 | 15317269.816 |  | -1
node_1362830_469_15304281_681 |  |  | PQ | ABCN | 7199.558 | 8104302 | no | no |  |  | no |  |  | 1362830.469 | 15304281.681 |  | -1
node_1362847_447_15307627_029 |  |  | PQ | ABCN | 7199.558 | 8104302 | no | no |  |  | no |  |  | 1362847.447 | 15307627.029 |  | -1
node_1362874_533_15307172_016 |  |  | PQ | ABCN | 7199.558 | 8104302 | no | no |  |  | no |  |  | 1362874.533 | 15307172.016 |  | -1
node_1362876_257_15307843_926 |  |  | PQ | ABCN | 7199.558 | 8104302 | no | no |  |  | no |  |  | 1362876.257 | 15307843.926 |  | -1
node_1362895_79_15325806_529 |  |  | PQ | AN | 2771.281 | 8104302 | no | no |  |  | no |  |  | 1362895.79 | 15325806.529 |  | -1
node_1362939_547_15306763_947 |  |  | PQ | ABCN | 7199.558 | 8104302 | no | no |  |  | no |  |  | 1362939.547 | 15306763.947 |  | -1
node_1362956_07_15308067_903 |  |  | PQ | ABCN | 7199.558 | 8104302 | no | no |  |  | no |  |  | 1362956.07 | 15308067.903 |  | -1
node_1362965_426_15323924_557 |  |  | PQ | AN | 2771.281 | 8104302 | no | no |  |  | no |  |  | 1362965.426 | 15323924.557 |  | -1
node_1362984_995_15306345_624 |  |  | PQ | ABCN | 7199.558 | 8104302 | no | no |  |  | no |  |  | 1362984.995 | 15306345.624 |  | -1
node_1362999_71_15306015_192 |  |  | PQ | ABCN | 7199.558 | 8104302 | no | no |  |  | no |  |  | 1362999.71 | 15306015.192 |  | -1
node_1363017_069_15304009_256 |  |  | PQ | ABCN | 7199.558 | 8104302 | no | no |  |  | no |  |  | 1363017.069 | 15304009.256 |  | -1
node_1363025_169_15322677_549 |  |  | PQ | AN | 2771.281 | 8104302 | no | no |  |  | no |  |  | 1363025.169 | 15322677.549 |  | -1
node_1363049_451_15323643_188 |  |  | PQ | AN | 2771.281 | 8104302 | no | no |  |  | no |  |  | 1363049.451 | 15323643.188 |  | -1
node_1363050_038_15311802_352 |  |  | PQ | AN | 7199.558 | 8104302 | no | no |  |  | no |  |  | 1363050.038 | 15311802.352 |  | -1
node_1363050_308_15304590_496 |  |  | PQ | ABCN | 7199.558 | 8104302 | no | no |  |  | no |  |  | 1363050.308 | 15304590.496 |  | -1
node_1363052_436_15305215_395 |  |  | PQ | ABCN | 7199.558 | 8104302 | no | no |  |  | no |  |  | 1363052.436 | 15305215.395 |  | -1
node_1363065_03_15305783_091 |  |  | PQ | ABCN | 7199.558 | 8104302 | no | no |  |  | no |  |  | 1363065.03 | 15305783.091 |  | -1
node_1363065_542_15320556_594 |  |  | PQ | AN | 2771.281 | 8104302 | no | no |  |  | no |  |  | 1363065.542 | 15320556.594 |  | -1
node_1363097_966_15308491_326 |  |  | PQ | ABCN | 7199.558 | 8104302 | no | no |  |  | no |  |  | 1363097.966 | 15308491.326 |  | -1
node_1363105_209_15312148_128 |  |  | PQ | AN | 7199.558 | 8104302 | no | no |  |  | no |  |  | 1363105.209 | 15312148.128 |  | -1
node_1363109_367_15304733_97 |  |  | PQ | ABCN | 7199.558 | 8104302 | no | no |  |  | no |  |  | 1363109.367 | 15304733.97 |  | -1
node_1363147_344_15324275_352 |  |  | PQ | AN | 2771.281 | 8104302 | no | no |  |  | no |  |  | 1363147.344 | 15324275.352 |  | -1
node_1363147_945_15310357_292 |  |  | PQ | ABN | 7199.558 | 8104302 | no | no |  |  | no |  |  | 1363147.945 | 15310357.292 |  | -1
node_1363163_62_15308893_448 |  |  | PQ | ABCN | 7199.558 | 8104302 | no | no |  |  | no |  |  | 1363163.62 | 15308893.448 |  | -1
node_1363177_978_15303170_987 |  |  | PQ | ABCN | 7199.558 | 8104302 | no | no |  |  | no |  |  | 1363177.978 | 15303170.987 |  | -1
node_1363199_855_15322423_92 |  |  | PQ | AN | 2771.281 | 8104302 | no | no |  |  | no |  |  | 1363199.855 | 15322423.92 |  | -1
node_1363205_151_15317342_253 |  |  | PQ | AN | 2771.281 | 8104302 | no | no |  |  | no |  |  | 1363205.151 | 15317342.253 |  | -1
node_1363222_31_15309343_956 |  |  | PQ | ABCN | 7199.558 | 8104302 | no | no |  |  | no |  |  | 1363222.31 | 15309343.956 |  | -1
node_1363222_514_15309317_946 |  |  | PQ | ABCN | 7199.558 | 8104302 | no | no |  |  | no |  |  | 1363222.514 | 15309317.946 |  | -1
node_1363223_188_15309331_116 |  |  | PQ | ABCN | 7199.558 | 8104302 | no | no |  |  | no |  |  | 1363223.188 | 15309331.116 |  | -1
node_1363227_097_15315495_74 |  |  | PQ | AN | 2771.281 | 8104302 | no | no |  |  | no |  |  | 1363227.097 | 15315495.74 |  | -1
node_1363228_483_15314085_975 |  |  | PQ | ABCN | 2771.281 | 8104302 | no | no |  |  | no |  |  | 1363228.483 | 15314085.975 |  | -1
node_1363233_983_15323466_399 |  |  | PQ | AN | 2771.281 | 8104302 | no | no |  |  | no |  |  | 1363233.983 | 15323466.399 |  | -1
node_1363238_344_15323154_342 |  |  | PQ | AN | 2771.281 | 8104302 | no | no |  |  | no |  |  | 1363238.344 | 15323154.342 |  | -1
node_1363256_546_15309468_665 |  |  | PQ | ABCN | 7199.558 | 8104302 | no | no |  |  | no |  |  | 1363256.546 | 15309468.665 |  | -1
node_1363273_366_15325573_314 |  |  | PQ | AN | 2771.281 | 8104302 | no | no |  |  | no |  |  | 1363273.366 | 15325573.314 |  | -1
node_1363309_932_15317270_721 |  |  | PQ | AN | 2771.281 | 8104302 | no | no |  |  | no |  |  | 1363309.932 | 15317270.721 |  | -1
node_1363311_407_15313976_492 |  |  | PQ | ABCN | 2771.281 | 8104302 | no | no |  |  | no |  |  | 1363311.407 | 15313976.492 |  | -1
node_1363331_805_15309914_499 |  |  | PQ | ABCN | 7199.558 | 8104302 | no | no |  |  | no |  |  | 1363331.805 | 15309914.499 |  | -1
node_1363379_921_15311124_812 |  |  | PQ | ABCN | 7199.558 | 8104302 | no | no |  |  | no |  |  | 1363379.921 | 15311124.812 |  | -1
node_1363422_777_15314472_211 |  |  | PQ | ABCN | 2771.281 | 8104302 | no | no |  |  | no |  |  | 1363422.777 | 15314472.211 |  | -1
node_1363423_95_15310531_328 |  |  | PQ | ABCN | 7199.558 | 8104302 | no | no |  |  | no |  |  | 1363423.95 | 15310531.328 |  | -1
node_1363432_054_15313286_903 |  |  | PQ | ABCN | 2771.281 | 8104302 | no | no |  |  | no |  |  | 1363432.054 | 15313286.903 |  | -1
node_1363433_506_15313627_498 |  |  | PQ | ABCN | 2771.281 | 8104302 | no | no |  |  | no |  |  | 1363433.506 | 15313627.498 |  | -1
node_1363438_316_15311504_662 |  |  | PQ | ABCN | 7199.558 | 8104302 | no | no |  |  | no |  |  | 1363438.316 | 15311504.662 |  | -1
node_1363468_491_15311734_017 |  |  | PQ | ABCN | 7199.558 | 8104302 | no | no |  |  | no |  |  | 1363468.491 | 15311734.017 |  | -1
node_1363470_672_15321473_545 |  |  | PQ | AN | 2771.281 | 8104302 | no | no |  |  | no |  |  | 1363470.672 | 15321473.545 |  | -1
node_1363483_22_15312707_869 |  |  | PQ | ABCN | 7199.558 | 8104302 | no | no |  |  | no |  |  | 1363483.22 | 15312707.869 |  | -1
node_1363484_136_15311943_499 |  |  | PQ | ABCN | 7199.558 | 8104302 | no | no |  |  | no |  |  | 1363484.136 | 15311943.499 |  | -1
node_1363485_436_15322336_992 |  |  | PQ | AN | 2771.281 | 8104302 | no | no |  |  | no |  |  | 1363485.436 | 15322336.992 |  | -1
node_1363517_383_15319325_577 |  |  | PQ | AN | 2771.281 | 8104302 | no | no |  |  | no |  |  | 1363517.383 | 15319325.577 |  | -1
node_1363519_561_15317256_722 |  |  | PQ | AN | 2771.281 | 8104302 | no | no |  |  | no |  |  | 1363519.561 | 15317256.722 |  | -1
node_1363521_964_15305721_586 |  |  | PQ | ABCN | 7199.558 | 8104302 | no | no |  |  | no |  |  | 1363521.964 | 15305721.586 |  | -1
node_1363531_597_15325315_466 |  |  | PQ | AN | 2771.281 | 8104302 | no | no |  |  | no |  |  | 1363531.597 | 15325315.466 |  | -1
node_1363532_824_15306089_866 |  |  | PQ | AN | 7199.558 | 8104302 | no | no |  |  | no |  |  | 1363532.824 | 15306089.866 |  | -1
node_1363561_896_15324626_3 |  |  | PQ | AN | 2771.281 | 8104302 | no | no |  |  | no |  |  | 1363561.896 | 15324626.3 |  | -1
node_1363565_818_15315815_758 |  |  | PQ | AN | 2771.281 | 8104302 | no | no |  |  | no |  |  | 1363565.818 | 15315815.758 |  | -1
node_1363572_973_15310310_719 |  |  | PQ | ABCN | 7199.558 | 8104302 | no | no |  |  | no |  |  | 1363572.973 | 15310310.719 |  | -1
node_1363612_49_15321614_118 |  |  | PQ | AN | 2771.281 | 8104302 | no | no |  |  | no |  |  | 1363612.49 | 15321614.118 |  | -1
node_1363620_187_15314689_333 |  |  | PQ | ABCD | 2771.281 | 8104302 | no | no |  |  | no |  |  | 1363620.187 | 15314689.333 |  | -1
node_1363625_055_15312293_056 |  |  | PQ | ABCN | 7199.558 | 8104302 | no | no |  |  | no |  |  | 1363625.055 | 15312293.056 |  | -1
node_1363677_125_15324978_62 |  |  | PQ | AN | 2771.281 | 8104302 | no | no |  |  | no |  |  | 1363677.125 | 15324978.62 |  | -1
node_1363695_13_15310600_316 |  |  | PQ | ABCN | 7199.558 | 8104302 | no | no |  |  | no |  |  | 1363695.13 | 15310600.316 |  | -1
node_1363696_991_15315933_947 |  |  | PQ | AN | 2771.281 | 8104302 | no | no |  |  | no |  |  | 1363696.991 | 15315933.947 |  | -1
node_1363729_77_15318612_753 |  |  | PQ | AN | 2771.281 | 8104302 | no | no |  |  | no |  |  | 1363729.77 | 15318612.753 |  | -1
node_1363735_075_15317234_849 |  |  | PQ | AN | 2771.281 | 8104302 | no | no |  |  | no |  |  | 1363735.075 | 15317234.849 |  | -1
node_1363759_052_15324368_665 |  |  | PQ | AN | 2771.281 | 8104302 | no | no |  |  | no |  |  | 1363759.052 | 15324368.665 |  | -1
node_1363789_697_15318509_829 |  |  | PQ | AN | 2771.281 | 8104302 | no | no |  |  | no |  |  | 1363789.697 | 15318509.829 |  | -1
node_1363795_501_15319192_211 |  |  | PQ | AN | 2771.281 | 8104302 | no | no |  |  | no |  |  | 1363795.501 | 15319192.211 |  | -1
node_1363807_254_15321764_189 |  |  | PQ | AN | 2771.281 | 8104302 | no | no |  |  | no |  |  | 1363807.254 | 15321764.189 |  | -1
node_1363818_313_15318046_057 |  |  | PQ | AN | 2771.281 | 8104302 | no | no |  |  | no |  |  | 1363818.313 | 15318046.057 |  | -1
node_1363825_908_15314929_07 |  |  | PQ | ABCN | 2771.281 | 8104302 | no | no |  |  | no |  |  | 1363825.908 | 15314929.07 |  | -1
node_1363894_639_15311106_917 |  |  | PQ | AN | 7199.558 | 8104302 | no | no |  |  | no |  |  | 1363894.639 | 15311106.917 |  | -1
node_1363899_397_15311958_591 |  |  | PQ | ABN | 7199.558 | 8104302 | no | no |  |  | no |  |  | 1363899.397 | 15311958.591 |  | -1
node_1363918_187_15322437_391 |  |  | PQ | AN | 2771.281 | 8104302 | no | no |  |  | no |  |  | 1363918.187 | 15322437.391 |  | -1
node_1363919_437_15310502_194 |  |  | PQ | ABCN | 7199.558 | 8104302 | no | no |  |  | no |  |  | 1363919.437 | 15310502.194 |  | -1
node_1363920_482_15324039_05 |  |  | PQ | AN | 2771.281 | 8104302 | no | no |  |  | no |  |  | 1363920.482 | 15324039.05 |  | -1
node_1363936_576_15322754_914 |  |  | PQ | AN | 2771.281 | 8104302 | no | no |  |  | no |  |  | 1363936.576 | 15322754.914 |  | -1
node_1363951_367_15305803_124 |  |  | PQ | ABCN | 7199.558 | 8104302 | no | no |  |  | no |  |  | 1363951.367 | 15305803.124 |  | -1
node_1363965_97_15315929_893 |  |  | PQ | AN | 2771.281 | 8104302 | no | no |  |  | no |  |  | 1363965.97 | 15315929.893 |  | -1
node_1363968_525_15311553_387 |  |  | PQ | AN | 7199.558 | 8104302 | no | no |  |  | no |  |  | 1363968.525 | 15311553.387 |  | -1
node_1363981_271_15321948_583 |  |  | PQ | AN | 2771.281 | 8104302 | no | no |  |  | no |  |  | 1363981.271 | 15321948.583 |  | -1
node_1364005_133_15315203_121 |  |  | PQ | ABCN | 2771.281 | 8104302 | no | no |  |  | no |  |  | 1364005.133 | 15315203.121 |  | -1
node_1364020_7_15317544_389 |  |  | PQ | AN | 2771.281 | 8104302 | no | no |  |  | no |  |  | 1364020.7 | 15317544.389 |  | -1
node_1364022_612_15323707_867 |  |  | PQ | AN | 2771.281 | 8104302 | no | no |  |  | no |  |  | 1364022.612 | 15323707.867 |  | -1
node_1364023_396_15304471_165 |  |  | PQ | AN | 7199.558 | 8104302 | no | no |  |  | no |  |  | 1364023.396 | 15304471.165 |  | -1
node_1364027_328_15310256_798 |  |  | PQ | ABCN | 7199.558 | 8104302 | no | no |  |  | no |  |  | 1364027.328 | 15310256.798 |  | -1
node_1364075_949_15304830_728 |  |  | PQ | AN | 7199.558 | 8104302 | no | no |  |  | no |  |  | 1364075.949 | 15304830.728 |  | -1
node_1364097_096_15317268_878 |  |  | PQ | AN | 2771.281 | 8104302 | no | no |  |  | no |  |  | 1364097.096 | 15317268.878 |  | -1
node_1364104_564_15323042_3 |  |  | PQ | AN | 2771.281 | 8104302 | no | no |  |  | no |  |  | 1364104.564 | 15323042.3 |  | -1
node_1364121_543_15312344_512 |  |  | PQ | ABN | 7199.558 | 8104302 | no | no |  |  | no |  |  | 1364121.543 | 15312344.512 |  | -1
node_1364147_944_15305827_274 |  |  | PQ | ABCN | 7199.558 | 8104302 | no | no |  |  | no |  |  | 1364147.944 | 15305827.274 |  | -1
node_1364160_923_15315436_103 |  |  | PQ | ABCN | 2771.281 | 8104302 | no | no |  |  | no |  |  | 1364160.923 | 15315436.103 |  | -1
node_1364168_084_15315694_263 |  |  | PQ | ABCN | 2771.281 | 8104302 | no | no |  |  | no |  |  | 1364168.084 | 15315694.263 |  | -1
node_1364177_104_15318767_438 |  |  | PQ | AN | 2771.281 | 8104302 | no | no |  |  | no |  |  | 1364177.104 | 15318767.438 |  | -1
node_1364207_603_15304345_458 |  |  | PQ | AN | 7199.558 | 8104302 | no | no |  |  | no |  |  | 1364207.603 | 15304345.458 |  | -1
node_1364209_268_15305010_532 |  |  | PQ | AN | 7199.558 | 8104302 | no | no |  |  | no |  |  | 1364209.268 | 15305010.532 |  | -1
node_1364233_923_15322139_376 |  |  | PQ | AN | 2771.281 | 8104302 | no | no |  |  | no |  |  | 1364233.923 | 15322139.376 |  | -1
node_1364268_148_15316362_334 |  |  | PQ | AN | 2771.281 | 8104302 | no | no |  |  | no |  |  | 1364268.148 | 15316362.334 |  | -1
node_1364335_084_15311471_509 |  |  | PQ | AN | 7199.558 | 8104302 | no | no |  |  | no |  |  | 1364335.084 | 15311471.509 |  | -1
node_1364354_417_15304346_667 |  |  | PQ | AN | 7199.558 | 8104302 | no | no |  |  | no |  |  | 1364354.417 | 15304346.667 |  | -1
node_1364363_518_15306022_611 |  |  | PQ | AN | 7199.558 | 8104302 | no | no |  |  | no |  |  | 1364363.518 | 15306022.611 |  | -1
node_1364392_166_15312691_867 |  |  | PQ | AN | 7199.558 | 8104302 | no | no |  |  | no |  |  | 1364392.166 | 15312691.867 |  | -1
node_1364417_523_15305121_176 |  |  | PQ | AN | 7199.558 | 8104302 | no | no |  |  | no |  |  | 1364417.523 | 15305121.176 |  | -1
node_1364434_783_15304696_139 |  |  | PQ | AN | 7199.558 | 8104302 | no | no |  |  | no |  |  | 1364434.783 | 15304696.139 |  | -1
node_1364456_678_15318435_779 |  |  | PQ | AN | 2771.281 | 8104302 | no | no |  |  | no |  |  | 1364456.678 | 15318435.779 |  | -1
node_1364507_252_15310160_751 |  |  | PQ | ABCN | 7199.558 | 8104302 | no | no |  |  | no |  |  | 1364507.252 | 15310160.751 |  | -1
node_1364510_807_15304348_012 |  |  | PQ | AN | 7199.558 | 8104302 | no | no |  |  | no |  |  | 1364510.807 | 15304348.012 |  | -1
node_1364585_58_15304681_276 |  |  | PQ | AN | 7199.558 | 8104302 | no | no |  |  | no |  |  | 1364585.58 | 15304681.276 |  | -1
node_1364589_574_15316171_991 |  |  | PQ | AN | 2771.281 | 8104302 | no | no |  |  | no |  |  | 1364589.574 | 15316171.991 |  | -1
node_1364661_157_15304354_092 |  |  | PQ | AN | 7199.558 | 8104302 | no | no |  |  | no |  |  | 1364661.157 | 15304354.092 |  | -1
node_1364669_111_15305832_821 |  |  | PQ | ABCN | 7199.558 | 8104302 | no | no |  |  | no |  |  | 1364669.111 | 15305832.821 |  | -1
node_1364733_172_15315312_403 |  |  | PQ | AN | 2771.281 | 8104302 | no | no |  |  | no |  |  | 1364733.172 | 15315312.403 |  | -1
node_1364734_67_15304685_737 |  |  | PQ | AN | 7199.558 | 8104302 | no | no |  |  | no |  |  | 1364734.67 | 15304685.737 |  | -1
node_1364763_654_15305130_651 |  |  | PQ | AN | 7199.558 | 8104302 | no | no |  |  | no |  |  | 1364763.654 | 15305130.651 |  | -1
node_1364767_599_15314436_241 |  |  | PQ | AN | 2771.281 | 8104302 | no | no |  |  | no |  |  | 1364767.599 | 15314436.241 |  | -1
node_1364778_858_15314198_621 |  |  | PQ | AN | 2771.281 | 8104302 | no | no |  |  | no |  |  | 1364778.858 | 15314198.621 |  | -1
node_1364783_71_15315874_661 |  |  | PQ | AN | 2771.281 | 8104302 | no | no |  |  | no |  |  | 1364783.71 | 15315874.661 |  | -1
node_1364813_126_15304358_987 |  |  | PQ | AN | 7199.558 | 8104302 | no | no |  |  | no |  |  | 1364813.126 | 15304358.987 |  | -1
node_1364815_095_15314803_358 |  |  | PQ | AN | 2771.281 | 8104302 | no | no |  |  | no |  |  | 1364815.095 | 15314803.358 |  | -1
node_1364848_816_15315054_591 |  |  | PQ | AN | 2771.281 | 8104302 | no | no |  |  | no |  |  | 1364848.816 | 15315054.591 |  | -1
node_1364892_284_15304688_392 |  |  | PQ | AN | 7199.558 | 8104302 | no | no |  |  | no |  |  | 1364892.284 | 15304688.392 |  | -1
node_1364923_971_15313215_663 |  |  | PQ | AN | 7199.558 | 8104302 | no | no |  |  | no |  |  | 1364923.971 | 15313215.663 |  | -1
node_1364965_572_15305159_185 |  |  | PQ | ABN | 7199.558 | 8104302 | no | no |  |  | no |  |  | 1364965.572 | 15305159.185 |  | -1
node_1364968_128_15312545_45 |  |  | PQ | AN | 7199.558 | 8104302 | no | no |  |  | no |  |  | 1364968.128 | 15312545.45 |  | -1
node_1364972_879_15312167_916 |  |  | PQ | AN | 7199.558 | 8104302 | no | no |  |  | no |  |  | 1364972.879 | 15312167.916 |  | -1
node_1365011_988_15310762_84 |  |  | PQ | AN | 7199.558 | 8104302 | no | no |  |  | no |  |  | 1365011.988 | 15310762.84 |  | -1
node_1365062_254_15304997_247 |  |  | PQ | ABN | 7199.558 | 8104302 | no | no |  |  | no |  |  | 1365062.254 | 15304997.247 |  | -1
node_1365069_085_15304746_72 |  |  | PQ | ABN | 7199.558 | 8104302 | no | no |  |  | no |  |  | 1365069.085 | 15304746.72 |  | -1
node_1365075_485_15304399_297 |  |  | PQ | ABN | 7199.558 | 8104302 | no | no |  |  | no |  |  | 1365075.485 | 15304399.297 |  | -1
node_1365103_549_15316348_126 |  |  | PQ | AN | 2771.281 | 8104302 | no | no |  |  | no |  |  | 1365103.549 | 15316348.126 |  | -1
node_1365121_2_15315400_215 |  |  | PQ | AN | 2771.281 | 8104302 | no | no |  |  | no |  |  | 1365121.2 | 15315400.215 |  | -1
node_1365128_186_15305748_271 |  |  | PQ | ABCN | 7199.558 | 8104302 | no | no |  |  | no |  |  | 1365128.186 | 15305748.271 |  | -1
node_1365149_844_15316894_993 |  |  | PQ | AN | 2771.281 | 8104302 | no | no |  |  | no |  |  | 1365149.844 | 15316894.993 |  | -1
node_1365149_893_15316768_445 |  |  | PQ | AN | 2771.281 | 8104302 | no | no |  |  | no |  |  | 1365149.893 | 15316768.445 |  | -1
node_1365153_646_15317156_745 |  |  | PQ | AN | 2771.281 | 8104302 | no | no |  |  | no |  |  | 1365153.646 | 15317156.745 |  | -1
node_1365161_775_15310052_475 |  |  | PQ | ABCN | 7199.558 | 8104302 | no | no |  |  | no |  |  | 1365161.775 | 15310052.475 |  | -1
node_1365165_712_15317438_197 |  |  | PQ | AN | 2771.281 | 8104302 | no | no |  |  | no |  |  | 1365165.712 | 15317438.197 |  | -1
node_1365191_361_15318260_89 |  |  | PQ | AN | 2771.281 | 8104302 | no | no |  |  | no |  |  | 1365191.361 | 15318260.89 |  | -1
node_1365192_235_15317911_077 |  |  | PQ | AN | 2771.281 | 8104302 | no | no |  |  | no |  |  | 1365192.235 | 15317911.077 |  | -1
node_1365211_418_15318643_434 |  |  | PQ | AN | 2771.281 | 8104302 | no | no |  |  | no |  |  | 1365211.418 | 15318643.434 |  | -1
node_1365216_714_15318946_105 |  |  | PQ | AN | 2771.281 | 8104302 | no | no |  |  | no |  |  | 1365216.714 | 15318946.105 |  | -1
node_1365266_742_15305297_929 |  |  | PQ | ABCN | 7199.558 | 8104302 | no | no |  |  | no |  |  | 1365266.742 | 15305297.929 |  | -1
node_1365316_438_15306172_071 |  |  | PQ | AN | 7199.558 | 8104302 | no | no |  |  | no |  |  | 1365316.438 | 15306172.071 |  | -1
node_1365362_514_15319422_315 |  |  | PQ | AN | 2771.281 | 8104302 | no | no |  |  | no |  |  | 1365362.514 | 15319422.315 |  | -1
node_1365387_205_15304997_501 |  |  | PQ | AN | 7199.558 | 8104302 | no | no |  |  | no |  |  | 1365387.205 | 15304997.501 |  | -1
node_1365399_487_15304548_904 |  |  | PQ | AN | 7199.558 | 8104302 | no | no |  |  | no |  |  | 1365399.487 | 15304548.904 |  | -1
node_1365415_039_15304343_252 |  |  | PQ | AN | 7199.558 | 8104302 | no | no |  |  | no |  |  | 1365415.039 | 15304343.252 |  | -1
node_1365424_808_15304104_54 |  |  | PQ | AN | 7199.558 | 8104302 | no | no |  |  | no |  |  | 1365424.808 | 15304104.54 |  | -1
node_1365448_875_15305890_844 |  |  | PQ | ABCN | 7199.558 | 8104302 | no | no |  |  | no |  |  | 1365448.875 | 15305890.844 |  | -1
node_1365510_446_15309980_945 |  |  | PQ | ABN | 7199.558 | 8104302 | no | no |  |  | no |  |  | 1365510.446 | 15309980.945 |  | -1
node_1365518_664_15304527_992 |  |  | PQ | AN | 7199.558 | 8104302 | no | no |  |  | no |  |  | 1365518.664 | 15304527.992 |  | -1
node_1365530_133_15309984_184 |  |  | PQ | ABN | 7199.558 | 8104302 | no | no |  |  | no |  |  | 1365530.133 | 15309984.184 |  | -1
node_1365533_387_15319745_184 |  |  | PQ | AN | 2771.281 | 8104302 | no | no |  |  | no |  |  | 1365533.387 | 15319745.184 |  | -1
node_1365534_863_15309406_605 |  |  | PQ | ABCN | 7199.558 | 8104302 | no | no |  |  | no |  |  | 1365534.863 | 15309406.605 |  | -1
node_1365550_595_15309422_949 |  |  | PQ | ABCN | 7199.558 | 8104302 | no | no |  |  | no |  |  | 1365550.595 | 15309422.949 |  | -1
node_1365673_272_15319878_159 |  |  | PQ | AN | 2771.281 | 8104302 | no | no |  |  | no |  |  | 1365673.272 | 15319878.159 |  | -1
node_1365752_146_15305442_93 |  |  | PQ | AN | 7199.558 | 8104302 | no | no |  |  | no |  |  | 1365752.146 | 15305442.93 |  | -1
node_1365796_75_15306048_106 |  |  | PQ | ABCN | 7199.558 | 8104302 | no | no |  |  | no |  |  | 1365796.75 | 15306048.106 |  | -1
node_1366006_537_15306295_428 |  |  | PQ | ABCN | 7199.558 | 8104302 | no | no |  |  | no |  |  | 1366006.537 | 15306295.428 |  | -1
node_1366011_872_15307043_406 |  |  | PQ | AN | 7199.558 | 8104302 | no | no |  |  | no |  |  | 1366011.872 | 15307043.406 |  | -1
node_1366056_481_15305564_042 |  |  | PQ | AN | 7199.558 | 8104302 | no | no |  |  | no |  |  | 1366056.481 | 15305564.042 |  | -1
node_1366069_107_15320373_444 |  |  | PQ | AN | 2771.281 | 8104302 | no | no |  |  | no |  |  | 1366069.107 | 15320373.444 |  | -1
node_1366096_369_15314209_109 |  |  | PQ | AN | 2771.281 | 8104302 | no | no |  |  | no |  |  | 1366096.369 | 15314209.109 |  | -1
node_1366201_856_15306400_196 |  |  | PQ | ABCN | 7199.558 | 8104302 | no | no |  |  | no |  |  | 1366201.856 | 15306400.196 |  | -1
node_1366208_819_15320633_776 |  |  | PQ | AN | 2771.281 | 8104302 | no | no |  |  | no |  |  | 1366208.819 | 15320633.776 |  | -1
node_1366312_076_15306656_466 |  |  | PQ | ABCN | 7199.558 | 8104302 | no | no |  |  | no |  |  | 1366312.076 | 15306656.466 |  | -1
node_1366430_574_15320776_074 |  |  | PQ | AN | 2771.281 | 8104302 | no | no |  |  | no |  |  | 1366430.574 | 15320776.074 |  | -1
node_1366591_135_15310050_533 |  |  | PQ | AN | 7199.558 | 8104302 | no | no |  |  | no |  |  | 1366591.135 | 15310050.533 |  | -1
node_1366765_51_15314052_766 |  |  | PQ | AN | 2771.281 | 8104302 | no | no |  |  | no |  |  | 1366765.51 | 15314052.766 |  | -1
node_1366780_901_15310258_965 |  |  | PQ | AN | 7199.558 | 8104302 | no | no |  |  | no |  |  | 1366780.901 | 15310258.965 |  | -1
node_1366788_997_15321325_127 |  |  | PQ | AN | 2771.281 | 8104302 | no | no |  |  | no |  |  | 1366788.997 | 15321325.127 |  | -1
node_1366859_101_15306965_119 |  |  | PQ | ABCN | 7199.558 | 8104302 | no | no |  |  | no |  |  | 1366859.101 | 15306965.119 |  | -1
node_1366877_189_15310143_958 |  |  | PQ | AN | 7199.558 | 8104302 | no | no |  |  | no |  |  | 1366877.189 | 15310143.958 |  | -1
node_1366987_46_15321593_172 |  |  | PQ | AN | 2771.281 | 8104302 | no | no |  |  | no |  |  | 1366987.46 | 15321593.172 |  | -1
node_1366989_872_15321285_473 |  |  | PQ | AN | 2771.281 | 8104302 | no | no |  |  | no |  |  | 1366989.872 | 15321285.473 |  | -1
node_1367104_109_15310215_849 |  |  | PQ | AN | 7199.558 | 8104302 | no | no |  |  | no |  |  | 1367104.109 | 15310215.849 |  | -1
node_1367213_288_15321711_175 |  |  | PQ | AN | 2771.281 | 8104302 | no | no |  |  | no |  |  | 1367213.288 | 15321711.175 |  | -1
node_1367359_832_15310261_047 |  |  | PQ | AN | 7199.558 | 8104302 | no | no |  |  | no |  |  | 1367359.832 | 15310261.047 |  | -1
node_1367413_806_15314019_903 |  |  | PQ | AN | 2771.281 | 8104302 | no | no |  |  | no |  |  | 1367413.806 | 15314019.903 |  | -1
node_1367492_695_15322001_931 |  |  | PQ | AN | 2771.281 | 8104302 | no | no |  |  | no |  |  | 1367492.695 | 15322001.931 |  | -1
node_1367622_823_15307115_311 |  |  | PQ | ABCN | 7199.558 | 8104302 | no | no |  |  | no |  |  | 1367622.823 | 15307115.311 |  | -1
node_1367653_307_15310384_166 |  |  | PQ | AN | 7199.558 | 8104302 | no | no |  |  | no |  |  | 1367653.307 | 15310384.166 |  | -1
node_1367869_657_15307158_752 |  |  | PQ | ABCN | 7199.558 | 8104302 | no | no |  |  | no |  |  | 1367869.657 | 15307158.752 |  | -1
node_1367917_987_15310304_147 |  |  | PQ | AN | 7199.558 | 8104302 | no | no |  |  | no |  |  | 1367917.987 | 15310304.147 |  | -1
node_1367972_041_15322454_575 |  |  | PQ | AN | 2771.281 | 8104302 | no | no |  |  | no |  |  | 1367972.041 | 15322454.575 |  | -1
node_1368113_061_15307207_714 |  |  | PQ | ABCN | 7199.558 | 8104302 | no | no |  |  | no |  |  | 1368113.061 | 15307207.714 |  | -1
node_1368209_132_15307531_331 |  |  | PQ | AN | 7199.558 | 8104302 | no | no |  |  | no |  |  | 1368209.132 | 15307531.331 |  | -1
node_1368219_541_15310286_045 |  |  | PQ | AN | 7199.558 | 8104302 | no | no |  |  | no |  |  | 1368219.541 | 15310286.045 |  | -1
node_1368526_797_15307420_159 |  |  | PQ | AN | 7199.558 | 8104302 | no | no |  |  | no |  |  | 1368526.797 | 15307420.159 |  | -1
node_1368602_936_15307624_726 |  |  | PQ | AN | 7199.558 | 8104302 | no | no |  |  | no |  |  | 1368602.936 | 15307624.726 |  | -1
node_1368648_497_15306093_096 |  |  | PQ | AN | 7199.558 | 8104302 | no | no |  |  | no |  |  | 1368648.497 | 15306093.096 |  | -1
node_1368729_841_15314269_156 |  |  | PQ | AN | 2771.281 | 8104302 | no | no |  |  | no |  |  | 1368729.841 | 15314269.156 |  | -1
node_1368925_636_15306699_439 |  |  | PQ | AN | 7199.558 | 8104302 | no | no |  |  | no |  |  | 1368925.636 | 15306699.439 |  | -1
node_1368960_085_15306945_292 |  |  | PQ | AN | 7199.558 | 8104302 | no | no |  |  | no |  |  | 1368960.085 | 15306945.292 |  | -1
node_1368980_128_15307065_273 |  |  | PQ | ABCN | 7199.558 | 8104302 | no | no |  |  | no |  |  | 1368980.128 | 15307065.273 |  | -1
node_1369010_35_15307613_813 |  |  | PQ | AN | 7199.558 | 8104302 | no | no |  |  | no |  |  | 1369010.35 | 15307613.813 |  | -1
node_1369098_023_15307411_61 |  |  | PQ | ABCN | 7199.558 | 8104302 | no | no |  |  | no |  |  | 1369098.023 | 15307411.61 |  | -1
node_1369108_179_15310268_869 |  |  | PQ | AN | 7199.558 | 8104302 | no | no |  |  | no |  |  | 1369108.179 | 15310268.869 |  | -1
node_1369371_652_15306994_454 |  |  | PQ | ABCN | 7199.558 | 8104302 | no | no |  |  | no |  |  | 1369371.652 | 15306994.454 |  | -1
node_1369376_629_15307046_875 |  |  | PQ | ABCN | 7199.558 | 8104302 | no | no |  |  | no |  |  | 1369376.629 | 15307046.875 |  | -1
node_1369376_707_15307020_249 |  |  | PQ | ABCN | 7199.558 | 8104302 | no | no |  |  | no |  |  | 1369376.707 | 15307020.249 |  | -1
node_1369464_286_15307710_785 |  |  | PQ | ABCN | 7199.558 | 8104302 | no | no |  |  | no |  |  | 1369464.286 | 15307710.785 |  | -1
node_1369904_164_15311457_483 |  |  | PQ | AN | 7199.558 | 8104302 | no | no |  |  | no |  |  | 1369904.164 | 15311457.483 |  | -1
node_1369998_603_15310384_773 |  |  | PQ | AN | 7199.558 | 8104302 | no | no |  |  | no |  |  | 1369998.603 | 15310384.773 |  | -1
node_1370158_264_15307766_07 |  |  | PQ | ABCN | 7199.558 | 8104302 | no | no |  |  | no |  |  | 1370158.264 | 15307766.07 |  | -1
node_1370550_832_15310253_747 |  |  | PQ | AN | 7199.558 | 8104302 | no | no |  |  | no |  |  | 1370550.832 | 15310253.747 |  | -1
node_1370569_983_15308977_575 |  |  | PQ | AN | 7199.558 | 8104302 | no | no |  |  | no |  |  | 1370569.983 | 15308977.575 |  | -1
node_1370594_395_15311384_391 |  |  | PQ | AN | 7199.558 | 8104302 | no | no |  |  | no |  |  | 1370594.395 | 15311384.391 |  | -1
node_1370843_488_15312092_507 |  |  | PQ | AN | 7199.558 | 8104302 | no | no |  |  | no |  |  | 1370843.488 | 15312092.507 |  | -1
node_1370885_385_15309279_588 |  |  | PQ | AN | 7199.558 | 8104302 | no | no |  |  | no |  |  | 1370885.385 | 15309279.588 |  | -1
node_1370933_2_15310744_599 |  |  | PQ | AN | 7199.558 | 8104302 | no | no |  |  | no |  |  | 1370933.2 | 15310744.599 |  | -1
node_1370951_339_15309684_981 |  |  | PQ | AN | 7199.558 | 8104302 | no | no |  |  | no |  |  | 1370951.339 | 15309684.981 |  | -1
node_1370954_914_15310200_471 |  |  | PQ | AN | 7199.558 | 8104302 | no | no |  |  | no |  |  | 1370954.914 | 15310200.471 |  | -1
node_1370976_562_15307750_896 |  |  | PQ | ABCN | 7199.558 | 8104302 | no | no |  |  | no |  |  | 1370976.562 | 15307750.896 |  | -1
node_1370990_316_15309221_621 |  |  | PQ | AN | 7199.558 | 8104302 | no | no |  |  | no |  |  | 1370990.316 | 15309221.621 |  | -1
node_1371048_155_15307432_598 |  |  | PQ | AN | 7199.558 | 8104302 | no | no |  |  | no |  |  | 1371048.155 | 15307432.598 |  | -1
node_1371314_381_15309639_378 |  |  | PQ | AN | 7199.558 | 8104302 | no | no |  |  | no |  |  | 1371314.381 | 15309639.378 |  | -1
node_1371706_94_15307803_126 |  |  | PQ | ABCN | 7199.558 | 8104302 | no | no |  |  | no |  |  | 1371706.94 | 15307803.126 |  | -1
node_1372452_57_15307941_314 |  |  | PQ | ABCN | 7199.558 | 8104302 | no | no |  |  | no |  |  | 1372452.57 | 15307941.314 |  | -1
node_1372452_786_15307888_518 |  |  | PQ | ABCN | 7199.558 | 8104302 | no | no |  |  | no |  |  | 1372452.786 | 15307888.518 |  | -1
node_1372455_265_15307914_959 |  |  | PQ | ABCN | 7199.558 | 8104302 | no | no |  |  | no |  |  | 1372455.265 | 15307914.959 |  | -1
node_1372934_136_15307601_339 |  |  | PQ | ABCN | 7199.558 | 8104302 | no | no |  |  | no |  |  | 1372934.136 | 15307601.339 |  | -1
node_1373076_245_15306227_267 |  |  | PQ | ABCN | 7199.558 | 8104302 | no | no |  |  | no |  |  | 1373076.245 | 15306227.267 |  | -1
node_1373102_993_15306488_785 |  |  | PQ | ABCN | 7199.558 | 8104302 | no | no |  |  | no |  |  | 1373102.993 | 15306488.785 |  | -1
node_1373256_009_15306575_412 |  |  | PQ | ABCN | 7199.558 | 8104302 | no | no |  |  | no |  |  | 1373256.009 | 15306575.412 |  | -1
node_8104302_200840810 |  |  | PQ | AN | 2771.281 | 8104302 | no | no |  |  | no |  |  | 1365090.945 | 15315422.851 |  | -1
node_8104302_200840816 |  |  | PQ | AN | 2771.281 | 8104302 | no | no |  |  | no |  |  | 1364816.131 | 15314223.036 |  | -1
node_8104302_200840817 |  |  | PQ | AN | 2771.281 | 8104302 | no | no |  |  | no |  |  | 1364803.113 | 15314447.521 |  | -1
node_8104302_200840818 |  |  | PQ | AD | 2771.281 | 8104302 | no | no |  |  | no |  |  | 1364802.721 | 15314614.355 |  | -1
node_8104302_200840819 |  |  | PQ | AN | 2771.281 | 8104302 | no | no |  |  | no |  |  | 1364798.069 | 15314816.261 |  | -1
node_8104302_200840821 |  |  | PQ | AN | 2771.281 | 8104302 | no | no |  |  | no |  |  | 1364824.284 | 15315069.848 |  | -1
node_8104302_200840822 |  |  | PQ | AN | 2771.281 | 8104302 | no | no |  |  | no |  |  | 1364776.63 | 15315328.971 |  | -1
node_8104302_200840823 |  |  | PQ | AN | 2771.281 | 8104302 | no | no |  |  | no |  |  | 1364832.445 | 15315402.518 |  | -1
node_8104302_200840824 |  |  | PQ | AN | 2771.281 | 8104302 | no | no |  |  | no |  |  | 1366077.952 | 15314238.215 |  | -1
node_8104302_200841618 |  |  | PQ | AN | 2771.281 | 8104302 | no | no |  |  | no |  |  | 1363736.644 | 15317266.118 |  | -1
node_8104302_200841620 |  |  | PQ | AN | 2771.281 | 8104302 | no | no |  |  | no |  |  | 1363519.761 | 15317283.838 |  | -1
node_8104302_200841622 |  |  | PQ | AN | 2771.281 | 8104302 | no | no |  |  | no |  |  | 1363308.225 | 15317300.987 |  | -1
node_8104302_200841624 |  |  | PQ | AN | 2771.281 | 8104302 | no | no |  |  | no |  |  | 1363200.888 | 15317306.936 |  | -1
node_8104302_200841625 |  |  | PQ | AD | 2771.281 | 8104302 | no | no |  |  | no |  |  | 1362952.811 | 15317323.629 |  | -1
node_8104302_200841627 |  |  | PQ | AN | 2771.281 | 8104302 | no | no |  |  | no |  |  | 1362813.166 | 15317239.56 |  | -1
node_8104302_200841628 |  |  | PQ | AN | 2771.281 | 8104302 | no | no |  |  | no |  |  | 1362588.266 | 15317356.396 |  | -1
node_8104302_200841629 |  |  | PQ | AD | 2771.281 | 8104302 | no | no |  |  | no |  |  | 1362630.898 | 15317077.95 |  | -1
node_8104302_200841630 |  |  | PQ | AN | 2771.281 | 8104302 | no | no |  |  | no |  |  | 1362518.85 | 15316760.115 |  | -1
node_8104302_200842007 |  |  | PQ | AN | 2771.281 | 8104302 | no | no |  |  | no |  |  | 1363963.796 | 15315896.823 |  | -1
node_8104302_200842008 |  |  | PQ | AN | 2771.281 | 8104302 | no | no |  |  | no |  |  | 1361895.57 | 15315779.349 |  | -1
node_8104302_200842010 |  |  | PQ | AD | 2771.281 | 8104302 | no | no |  |  | no |  |  | 1361702.357 | 15315806.763 |  | -1
node_8104302_200842011 |  |  | PQ | AN | 2771.281 | 8104302 | no | no |  |  | no |  |  | 1363702.95 | 15315902.698 |  | -1
node_8104302_200842012 |  |  | PQ | AN | 2771.281 | 8104302 | no | no |  |  | no |  |  | 1363561.301 | 15315846.125 |  | -1
node_8104302_200842013 |  |  | PQ | AD | 2771.281 | 8104302 | no | no |  |  | no |  |  | 1363330.721 | 15315831.73 |  | -1
node_8104302_200842014 |  |  | PQ | AN | 2771.281 | 8104302 | no | no |  |  | no |  |  | 1363237.149 | 15315526.25 |  | -1
node_8104302_200842015 |  |  | PQ | AD | 2771.281 | 8104302 | no | no |  |  | no |  |  | 1363124.499 | 15315841.568 |  | -1
node_8104302_200842016 |  |  | PQ | AD | 2771.281 | 8104302 | no | no |  |  | no |  |  | 1362898.273 | 15315827.267 |  | -1
node_8104302_200842017 |  |  | PQ | AN | 2771.281 | 8104302 | no | no |  |  | no |  |  | 1362637.19 | 15315810.49 |  | -1
node_8104302_200842019 |  |  | PQ | AN | 2771.281 | 8104302 | no | no |  |  | no |  |  | 1362377.502 | 15315817.135 |  | -1
node_8104302_200842021 |  |  | PQ | AN | 2771.281 | 8104302 | no | no |  |  | no |  |  | 1362144.463 | 15315790.068 |  | -1
node_8104302_200842023 |  |  | PQ | AN | 2771.281 | 8104302 | no | no |  |  | no |  |  | 1361734.747 | 15315909.721 |  | -1
node_8104302_200842025 |  |  | PQ | AN | 2771.281 | 8104302 | no | no |  |  | no |  |  | 1361811.599 | 15316203.548 |  | -1
node_8104302_200842026 |  |  | PQ | AN | 2771.281 | 8104302 | no | no |  |  | no |  |  | 1362106.522 | 15316205.395 |  | -1
node_8104302_200842027 |  |  | PQ | AD | 2771.281 | 8104302 | no | no |  |  | no |  |  | 1361862.144 | 15316323.785 |  | -1
node_8104302_200842066 |  |  | PQ | AD | 2771.281 | 8104302 | no | no |  |  | no |  |  | 1363046.4 | 15321072.423 |  | -1
node_8104302_200842067 |  |  | PQ | AD | 2771.281 | 8104302 | no | no |  |  | no |  |  | 1363250.239 | 15321282.386 |  | -1
node_8104302_200842068 |  |  | PQ | AN | 2771.281 | 8104302 | no | no |  |  | no |  |  | 1363446.535 | 15321495.751 |  | -1
node_8104302_200842069 |  |  | PQ | AN | 2771.281 | 8104302 | no | no |  |  | no |  |  | 1363598.957 | 15321626.122 |  | -1
node_8104302_200842070 |  |  | PQ | AN | 2771.281 | 8104302 | no | no |  |  | no |  |  | 1363785.835 | 15321782.321 |  | -1
node_8104302_200842071 |  |  | PQ | AN | 2771.281 | 8104302 | no | no |  |  | no |  |  | 1363957.403 | 15321971.079 |  | -1
node_8104302_200842072 |  |  | PQ | AD | 2771.281 | 8104302 | no | no |  |  | no |  |  | 1364135.523 | 15322219.35 |  | -1
node_8104302_200842073 |  |  | PQ | AN | 2771.281 | 8104302 | no | no |  |  | no |  |  | 1363897.556 | 15322411.894 |  | -1
node_8104302_200842074 |  |  | PQ | AN | 2771.281 | 8104302 | no | no |  |  | no |  |  | 1362998.18 | 15323922.847 |  | -1
node_8104302_200842075 |  |  | PQ | AN | 2771.281 | 8104302 | no | no |  |  | no |  |  | 1363134.563 | 15324245.147 |  | -1
node_8104302_200842076 |  |  | PQ | AD | 2771.281 | 8104302 | no | no |  |  | no |  |  | 1363701.615 | 15322578.906 |  | -1
node_8104302_200842077 |  |  | PQ | AN | 2771.281 | 8104302 | no | no |  |  | no |  |  | 1363478.127 | 15322368.965 |  | -1
node_8104302_200842078 |  |  | PQ | AN | 2771.281 | 8104302 | no | no |  |  | no |  |  | 1363219.244 | 15322450.374 |  | -1
node_8104302_200842080 |  |  | PQ | AN | 2771.281 | 8104302 | no | no |  |  | no |  |  | 1363057.765 | 15322681.183 |  | -1
node_8104302_200842081 |  |  | PQ | AD | 2771.281 | 8104302 | no | no |  |  | no |  |  | 1363150.937 | 15322908.834 |  | -1
node_8104302_200842082 |  |  | PQ | AN | 2771.281 | 8104302 | no | no |  |  | no |  |  | 1363205.72 | 15323157.712 |  | -1
node_8104302_200842084 |  |  | PQ | AN | 2771.281 | 8104302 | no | no |  |  | no |  |  | 1363202.481 | 15323457.272 |  | -1
node_8104302_200842085 |  |  | PQ | AN | 2771.281 | 8104302 | no | no |  |  | no |  |  | 1363079.337 | 15323656.699 |  | -1
node_8104302_200842086 |  |  | PQ | AN | 2771.281 | 8104302 | no | no |  |  | no |  |  | 1363910.969 | 15322775.408 |  | -1
node_8104302_200842088 |  |  | PQ | AN | 2771.281 | 8104302 | no | no |  |  | no |  |  | 1363257.942 | 15325544.37 |  | -1
node_8104302_200842089 |  |  | PQ | AD | 2771.281 | 8104302 | no | no |  |  | no |  |  | 1362909.358 | 15325612.209 |  | -1
node_8104302_200842090 |  |  | PQ | AN | 2771.281 | 8104302 | no | no |  |  | no |  |  | 1362898.074 | 15325773.81 |  | -1
node_8104302_200842092 |  |  | PQ | AN | 2771.281 | 8104302 | no | no |  |  | no |  |  | 1362635.547 | 15325410.148 |  | -1
node_8104302_200842093 |  |  | PQ | AN | 2771.281 | 8104302 | no | no |  |  | no |  |  | 1362480.818 | 15325185.435 |  | -1
node_8104302_200842094 |  |  | PQ | AD | 2771.281 | 8104302 | no | no |  |  | no |  |  | 1362227.333 | 15325078.328 |  | -1
node_8104302_200842095 |  |  | PQ | AD | 2771.281 | 8104302 | no | no |  |  | no |  |  | 1362002.926 | 15325079.406 |  | -1
node_8104302_200842096 |  |  | PQ | AD | 2771.281 | 8104302 | no | no |  |  | no |  |  | 1361850.668 | 15324951.323 |  | -1
node_8104302_200842097 |  |  | PQ | AN | 2771.281 | 8104302 | no | no |  |  | no |  |  | 1361807.347 | 15324819.328 |  | -1
node_8104302_200842098 |  |  | PQ | AN | 2771.281 | 8104302 | no | no |  |  | no |  |  | 1364072.542 | 15323049.394 |  | -1
node_8104302_200842099 |  |  | PQ | AD | 2771.281 | 8104302 | no | no |  |  | no |  |  | 1364042.571 | 15323358.044 |  | -1
node_8104302_200842100 |  |  | PQ | AN | 2771.281 | 8104302 | no | no |  |  | no |  |  | 1363990.64 | 15323700.552 |  | -1
node_8104302_200842102 |  |  | PQ | AN | 2771.281 | 8104302 | no | no |  |  | no |  |  | 1363889.142 | 15324029.377 |  | -1
node_8104302_200842103 |  |  | PQ | AN | 2771.281 | 8104302 | no | no |  |  | no |  |  | 1363729.596 | 15324354.241 |  | -1
node_8104302_200842105 |  |  | PQ | AN | 2771.281 | 8104302 | no | no |  |  | no |  |  | 1363594.31 | 15324631.305 |  | -1
node_8104302_200842106 |  |  | PQ | AN | 2771.281 | 8104302 | no | no |  |  | no |  |  | 1363645.036 | 15324971.833 |  | -1
node_8104302_200842108 |  |  | PQ | AN | 2771.281 | 8104302 | no | no |  |  | no |  |  | 1363504.451 | 15325297.058 |  | -1
node_8104302_200843009 |  |  | PQ | ABCN | 2771.281 | 8104302 | no | no |  |  | no |  |  | 1363257.611 | 15314084.079 |  | -1
node_8104302_200843010 |  |  | PQ | ABCD | 2771.281 | 8104302 | no | no |  |  | no |  |  | 1363343.486 | 15314238.266 |  | -1
node_8104302_200843012 |  |  | PQ | ABCD | 2771.281 | 8104302 | no | no |  |  | no |  |  | 1363614.435 | 15314680.676 |  | -1
node_8104302_200843020 |  |  | PQ | ABCN | 2771.281 | 8104302 | no | no |  |  | no |  |  | 1364188.672 | 15315653.42 |  | -1
node_8104302_200843022 |  |  | PQ | ABCD | 2771.281 | 8104302 | no | no |  |  | no |  |  | 1364262.067 | 15315889.696 |  | -1
node_8104302_200843023 |  |  | PQ | ABCD | 2771.281 | 8104302 | no | no |  |  | no |  |  | 1364299.418 | 15316007.873 |  | -1
node_8104302_200843024 |  |  | PQ | AD | 2771.281 | 8104302 | no | no |  |  | no |  |  | 1364443.846 | 15316156.523 |  | -1
node_8104302_200843025 |  |  | PQ | AN | 2771.281 | 8104302 | no | no |  |  | no |  |  | 1364582.424 | 15316204.633 |  | -1
node_8104302_200843026 |  |  | PQ | AD | 2771.281 | 8104302 | no | no |  |  | no |  |  | 1364778.691 | 15316249.262 |  | -1
node_8104302_200843028 |  |  | PQ | AN | 2771.281 | 8104302 | no | no |  |  | no |  |  | 1364786.296 | 15315910.562 |  | -1
node_8104302_200843031 |  |  | PQ | AN | 2771.281 | 8104302 | no | no |  |  | no |  |  | 1365079.813 | 15316363.983 |  | -1
node_8104302_200843032 |  |  | PQ | AD | 2771.281 | 8104302 | no | no |  |  | no |  |  | 1365113.525 | 15316639.681 |  | -1
node_8104302_200843033 |  |  | PQ | AN | 2771.281 | 8104302 | no | no |  |  | no |  |  | 1365119.672 | 15316775.204 |  | -1
node_8104302_200843034 |  |  | PQ | AN | 2771.281 | 8104302 | no | no |  |  | no |  |  | 1365117.639 | 15316896.149 |  | -1
node_8104302_200843035 |  |  | PQ | AN | 2771.281 | 8104302 | no | no |  |  | no |  |  | 1365126.565 | 15317160.496 |  | -1
node_8104302_200843037 |  |  | PQ | AN | 2771.281 | 8104302 | no | no |  |  | no |  |  | 1365137.94 | 15317449.78 |  | -1
node_8104302_200843038 |  |  | PQ | AD | 2771.281 | 8104302 | no | no |  |  | no |  |  | 1365151.031 | 15317645.039 |  | -1
node_8104302_200843039 |  |  | PQ | AN | 2771.281 | 8104302 | no | no |  |  | no |  |  | 1365161.946 | 15317915.721 |  | -1
node_8104302_200843040 |  |  | PQ | AN | 2771.281 | 8104302 | no | no |  |  | no |  |  | 1365170.336 | 15318276.399 |  | -1
node_8104302_200843041 |  |  | PQ | AD | 2771.281 | 8104302 | no | no |  |  | no |  |  | 1365058.383 | 15318276.494 |  | -1
node_8104302_200843042 |  |  | PQ | AN | 2771.281 | 8104302 | no | no |  |  | no |  |  | 1365186.249 | 15318657.85 |  | -1
node_8104302_200843043 |  |  | PQ | AN | 2771.281 | 8104302 | no | no |  |  | no |  |  | 1365186.588 | 15318955.686 |  | -1
node_8104302_200843044 |  |  | PQ | AD | 2771.281 | 8104302 | no | no |  |  | no |  |  | 1365192.719 | 15319103.332 |  | -1
node_8104302_200843045 |  |  | PQ | AD | 2771.281 | 8104302 | no | no |  |  | no |  |  | 1365281.276 | 15319289.203 |  | -1
node_8104302_200843046 |  |  | PQ | AN | 2771.281 | 8104302 | no | no |  |  | no |  |  | 1365353.389 | 15319436.907 |  | -1
node_8104302_200843048 |  |  | PQ | AD | 2771.281 | 8104302 | no | no |  |  | no |  |  | 1365477.009 | 15319574.681 |  | -1
node_8104302_200843049 |  |  | PQ | AN | 2771.281 | 8104302 | no | no |  |  | no |  |  | 1365504.722 | 15319764.169 |  | -1
node_8104302_200843051 |  |  | PQ | AN | 2771.281 | 8104302 | no | no |  |  | no |  |  | 1365651.86 | 15319909.923 |  | -1
node_8104302_200843052 |  |  | PQ | AD | 2771.281 | 8104302 | no | no |  |  | no |  |  | 1365788.337 | 15320046.948 |  | -1
node_8104302_200843053 |  |  | PQ | AD | 2771.281 | 8104302 | no | no |  |  | no |  |  | 1365876.028 | 15320220.715 |  | -1
node_8104302_200843054 |  |  | PQ | AN | 2771.281 | 8104302 | no | no |  |  | no |  |  | 1366038.453 | 15320398.118 |  | -1
node_8104302_200843055 |  |  | PQ | AN | 2771.281 | 8104302 | no | no |  |  | no |  |  | 1366235.469 | 15320613.807 |  | -1
node_8104302_200843057 |  |  | PQ | AN | 2771.281 | 8104302 | no | no |  |  | no |  |  | 1366404.624 | 15320807.439 |  | -1
node_8104302_200843058 |  |  | PQ | AD | 2771.281 | 8104302 | no | no |  |  | no |  |  | 1366566.594 | 15320982.783 |  | -1
node_8104302_200843059 |  |  | PQ | AD | 2771.281 | 8104302 | no | no |  |  | no |  |  | 1366648.609 | 15321097.43 |  | -1
node_8104302_200843060 |  |  | PQ | AN | 2771.281 | 8104302 | no | no |  |  | no |  |  | 1366813.542 | 15321311.249 |  | -1
node_8104302_200843061 |  |  | PQ | AN | 2771.281 | 8104302 | no | no |  |  | no |  |  | 1366954.239 | 15321295.827 |  | -1
node_8104302_200843062 |  |  | PQ | AN | 2771.281 | 8104302 | no | no |  |  | no |  |  | 1367016.309 | 15321560.145 |  | -1
node_8104302_200843063 |  |  | PQ | AN | 2771.281 | 8104302 | no | no |  |  | no |  |  | 1367195.359 | 15321753.677 |  | -1
node_8104302_200843064 |  |  | PQ | AD | 2771.281 | 8104302 | no | no |  |  | no |  |  | 1367376.385 | 15321933.932 |  | -1
node_8104302_200843065 |  |  | PQ | AN | 2771.281 | 8104302 | no | no |  |  | no |  |  | 1367474.511 | 15322031.586 |  | -1
node_8104302_200843066 |  |  | PQ | AD | 2771.281 | 8104302 | no | no |  |  | no |  |  | 1367546.46 | 15322119.869 |  | -1
node_8104302_200843068 |  |  | PQ | AD | 2771.281 | 8104302 | no | no |  |  | no |  |  | 1367723.631 | 15322242.322 |  | -1
node_8104302_200843070 |  |  | PQ | AD | 2771.281 | 8104302 | no | no |  |  | no |  |  | 1367835.772 | 15322370.13 |  | -1
node_8104302_200843071 |  |  | PQ | AN | 2771.281 | 8104302 | no | no |  |  | no |  |  | 1367956.589 | 15322494.283 |  | -1
node_8104302_200843074 |  |  | PQ | AN | 2771.281 | 8104302 | no | no |  |  | no |  |  | 1364149.783 | 15318790.672 |  | -1
node_8104302_200843076 |  |  | PQ | AD | 2771.281 | 8104302 | no | no |  |  | no |  |  | 1364169.632 | 15316734.582 |  | -1
node_8104302_200843077 |  |  | PQ | AN | 2771.281 | 8104302 | no | no |  |  | no |  |  | 1364075.657 | 15317243.001 |  | -1
node_8104302_200843080 |  |  | PQ | AN | 2771.281 | 8104302 | no | no |  |  | no |  |  | 1363990.182 | 15317533.845 |  | -1
node_8104302_200843081 |  |  | PQ | AD | 2771.281 | 8104302 | no | no |  |  | no |  |  | 1363900.497 | 15317858.929 |  | -1
node_8104302_200843082 |  |  | PQ | AN | 2771.281 | 8104302 | no | no |  |  | no |  |  | 1363848.856 | 15318061.856 |  | -1
node_8104302_200843085 |  |  | PQ | AD | 2771.281 | 8104302 | no | no |  |  | no |  |  | 1363822.321 | 15318160.661 |  | -1
node_8104302_200843086 |  |  | PQ | AD | 2771.281 | 8104302 | no | no |  |  | no |  |  | 1363771.339 | 15318340.327 |  | -1
node_8104302_200843087 |  |  | PQ | AN | 2771.281 | 8104302 | no | no |  |  | no |  |  | 1363822.198 | 15318503.717 |  | -1
node_8104302_200843088 |  |  | PQ | AD | 2771.281 | 8104302 | no | no |  |  | no |  |  | 1363874.676 | 15318473.833 |  | -1
node_8104302_200843089 |  |  | PQ | AD | 2771.281 | 8104302 | no | no |  |  | no |  |  | 1364071.416 | 15318438.859 |  | -1
node_8104302_200843090 |  |  | PQ | AN | 2771.281 | 8104302 | no | no |  |  | no |  |  | 1364422.283 | 15318442.093 |  | -1
node_8104302_200843091 |  |  | PQ | AN | 2771.281 | 8104302 | no | no |  |  | no |  |  | 1363808.574 | 15318820.065 |  | -1
node_8104302_200843092 |  |  | PQ | AN | 2771.281 | 8104302 | no | no |  |  | no |  |  | 1363799.821 | 15319170.744 |  | -1
node_8104302_200843093 |  |  | PQ | AN | 2771.281 | 8104302 | no | no |  |  | no |  |  | 1363690.999 | 15318608.157 |  | -1
node_8104302_200843094 |  |  | PQ | AD | 2771.281 | 8104302 | no | no |  |  | no |  |  | 1363630.524 | 15318874.603 |  | -1
node_8104302_200843095 |  |  | PQ | AN | 2771.281 | 8104302 | no | no |  |  | no |  |  | 1363492.909 | 15319325.904 |  | -1
node_8104302_200843096 |  |  | PQ | AD | 2771.281 | 8104302 | no | no |  |  | no |  |  | 1363369.166 | 15319709.766 |  | -1
node_8104302_200843097 |  |  | PQ | AD | 2771.281 | 8104302 | no | no |  |  | no |  |  | 1363199.021 | 15320258.152 |  | -1
node_8104302_200843098 |  |  | PQ | AN | 2771.281 | 8104302 | no | no |  |  | no |  |  | 1363098.383 | 15320579.118 |  | -1
node_8104302_200843100 |  |  | PQ | AD | 2771.281 | 8104302 | no | no |  |  | no |  |  | 1362854.186 | 15320845.503 |  | -1
node_8104302_200843101 |  |  | PQ | AN | 2771.281 | 8104302 | no | no |  |  | no |  |  | 1362590.729 | 15321132.196 |  | -1
node_8104302_200843102 |  |  | PQ | AN | 2771.281 | 8104302 | no | no |  |  | no |  |  | 1362584.179 | 15321255.908 |  | -1
node_8104302_200843106 |  |  | PQ | AD | 2771.281 | 8104302 | no | no |  |  | no |  |  | 1362256.038 | 15321671.624 |  | -1
node_8104302_200843107 |  |  | PQ | AN | 2771.281 | 8104302 | no | no |  |  | no |  |  | 1362031.563 | 15322103.256 |  | -1
node_8104302_200843109 |  |  | PQ | AN | 2771.281 | 8104302 | no | no |  |  | no |  |  | 1361812.1 | 15322468.578 |  | -1
node_8104302_200843110 |  |  | PQ | AN | 2771.281 | 8104302 | no | no |  |  | no |  |  | 1361690.137 | 15322675.557 |  | -1
node_8104302_200843112 |  |  | PQ | AN | 2771.281 | 8104302 | no | no |  |  | no |  |  | 1361611.676 | 15322835.721 |  | -1
node_8104302_200843113 |  |  | PQ | AN | 2771.281 | 8104302 | no | no |  |  | no |  |  | 1361369.881 | 15323083.88 |  | -1
node_8104302_200843115 |  |  | PQ | AN | 2771.281 | 8104302 | no | no |  |  | no |  |  | 1361140.038 | 15323337.61 |  | -1
node_8104302_200843116 |  |  | PQ | AN | 2771.281 | 8104302 | no | no |  |  | no |  |  | 1360889.361 | 15323655.96 |  | -1
node_8104302_200843118 |  |  | PQ | AN | 2771.281 | 8104302 | no | no |  |  | no |  |  | 1360840.892 | 15323824.965 |  | -1
node_8104302_200846819 |  |  | PQ | ABCN | 7199.558 | 8104302 | no | no |  |  | no |  |  | 1362490.778 | 15302571.031 |  | -1
node_8104302_200846953 |  |  | PQ | ABCN | 7199.558 | 8104302 | no | no |  |  | no |  |  | 1361995.774 | 15303634.23 |  | -1
node_8104302_200846954 |  |  | PQ | ABCN | 7199.558 | 8104302 | no | no |  |  | no |  |  | 1362201.934 | 15303208.828 |  | -1
node_8104302_200846955 |  |  | PQ | AN | 7199.558 | 8104302 | no | no |  |  | no |  |  | 1362037.767 | 15303364.313 |  | -1
node_8104302_200846956 |  |  | PQ | ABCN | 7199.558 | 8104302 | no | no |  |  | no |  |  | 1362060.781 | 15303311.229 |  | -1
node_8104302_200846963 |  |  | PQ | ABCN | 7199.558 | 8104302 | no | no |  |  | no |  |  | 1361290.485 | 15304067.888 |  | -1
node_8104302_200847057 |  |  | PQ | AN | 7199.558 | 8104302 | no | no |  |  | no |  |  | 1361301.201 | 15305926.499 |  | -1
node_8104302_200847060 |  |  | PQ | AN | 7199.558 | 8104302 | no | no |  |  | no |  |  | 1361381.225 | 15306226.488 |  | -1
node_8104302_200847062 |  |  | PQ | AN | 7199.558 | 8104302 | no | no |  |  | no |  |  | 1361331.456 | 15306460.387 |  | -1
node_8104302_200847064 |  |  | PQ | AN | 7199.558 | 8104302 | no | no |  |  | no |  |  | 1361229.93 | 15306657.817 |  | -1
node_8104302_200847067 |  |  | PQ | AN | 7199.558 | 8104302 | no | no |  |  | no |  |  | 1361125.955 | 15306342.754 |  | -1
node_8104302_200847069 |  |  | PQ | AN | 7199.558 | 8104302 | no | no |  |  | no |  |  | 1360336.141 | 15305482.986 |  | -1
node_8104302_200847070 |  |  | PQ | AN | 7199.558 | 8104302 | no | no |  |  | no |  |  | 1360526.08 | 15305489.861 |  | -1
node_8104302_200847072 |  |  | PQ | AN | 7199.558 | 8104302 | no | no |  |  | no |  |  | 1360709.857 | 15305509.751 |  | -1
node_8104302_200847074 |  |  | PQ | AN | 7199.558 | 8104302 | no | no |  |  | no |  |  | 1360894.617 | 15305507.006 |  | -1
node_8104302_200847076 |  |  | PQ | AN | 7199.558 | 8104302 | no | no |  |  | no |  |  | 1361016.374 | 15305480.7 |  | -1
node_8104302_200847078 |  |  | PQ | AN | 7199.558 | 8104302 | no | no |  |  | no |  |  | 1361248.27 | 15305486.765 |  | -1
node_8104302_200847079 |  |  | PQ | AN | 7199.558 | 8104302 | no | no |  |  | no |  |  | 1361197.378 | 15305754.79 |  | -1
node_8104302_200847160 |  |  | PQ | ABN | 7199.558 | 8104302 | no | no |  |  | no |  |  | 1365041.317 | 15304411.409 |  | -1
node_8104302_200847163 |  |  | PQ | AN | 7199.558 | 8104302 | no | no |  |  | no |  |  | 1364816.498 | 15304391.612 |  | -1
node_8104302_200847167 |  |  | PQ | AN | 7199.558 | 8104302 | no | no |  |  | no |  |  | 1364664.439 | 15304387.008 |  | -1
node_8104302_200847169 |  |  | PQ | AN | 7199.558 | 8104302 | no | no |  |  | no |  |  | 1364508.714 | 15304385.256 |  | -1
node_8104302_200847171 |  |  | PQ | AN | 7199.558 | 8104302 | no | no |  |  | no |  |  | 1364357.191 | 15304380.829 |  | -1
node_8104302_200847173 |  |  | PQ | AN | 7199.558 | 8104302 | no | no |  |  | no |  |  | 1364201.034 | 15304381.132 |  | -1
node_8104302_200847227 |  |  | PQ | AN | 7199.558 | 8104302 | no | no |  |  | no |  |  | 1365486.022 | 15304531.183 |  | -1
node_8104302_200847229 |  |  | PQ | AN | 7199.558 | 8104302 | no | no |  |  | no |  |  | 1365421.644 | 15304124.199 |  | -1
node_8104302_200847231 |  |  | PQ | AN | 7199.558 | 8104302 | no | no |  |  | no |  |  | 1365399.901 | 15304348.719 |  | -1
node_8104302_200847233 |  |  | PQ | AN | 7199.558 | 8104302 | no | no |  |  | no |  |  | 1365383.139 | 15304540.061 |  | -1
node_8104302_200847236 |  |  | PQ | AN | 7199.558 | 8104302 | no | no |  |  | no |  |  | 1365371.862 | 15304842.075 |  | -1
node_8104302_200847237 |  |  | PQ | AN | 7199.558 | 8104302 | no | no |  |  | no |  |  | 1365368.468 | 15305002.839 |  | -1
node_8104302_200847241 |  |  | PQ | ABCN | 7199.558 | 8104302 | no | no |  |  | no |  |  | 1365365.816 | 15305154.29 |  | -1
node_8104302_200847242 |  |  | PQ | ABCN | 7199.558 | 8104302 | no | no |  |  | no |  |  | 1365295.39 | 15305305.784 |  | -1
node_8104302_200847252 |  |  | PQ | AN | 7199.558 | 8104302 | no | no |  |  | no |  |  | 1364056.083 | 15304486.063 |  | -1
node_8104302_200847255 |  |  | PQ | AN | 7199.558 | 8104302 | no | no |  |  | no |  |  | 1364102.715 | 15304813.883 |  | -1
node_8104302_200847258 |  |  | PQ | AN | 7199.558 | 8104302 | no | no |  |  | no |  |  | 1364234.821 | 15304981.746 |  | -1
node_8104302_200847261 |  |  | PQ | AN | 7199.558 | 8104302 | no | no |  |  | no |  |  | 1364423.606 | 15305098.441 |  | -1
node_8104302_200847265 |  |  | PQ | AN | 7199.558 | 8104302 | no | no |  |  | no |  |  | 1364731.841 | 15305126.542 |  | -1
node_8104302_200847269 |  |  | PQ | ABN | 7199.558 | 8104302 | no | no |  |  | no |  |  | 1364985.285 | 15305135.833 |  | -1
node_8104302_200847277 |  |  | PQ | AN | 7199.558 | 8104302 | no | no |  |  | no |  |  | 1364887.746 | 15304725.127 |  | -1
node_8104302_200847279 |  |  | PQ | AN | 7199.558 | 8104302 | no | no |  |  | no |  |  | 1364731.658 | 15304720.358 |  | -1
node_8104302_200847281 |  |  | PQ | AN | 7199.558 | 8104302 | no | no |  |  | no |  |  | 1364583.044 | 15304715.696 |  | -1
node_8104302_200847283 |  |  | PQ | AN | 7199.558 | 8104302 | no | no |  |  | no |  |  | 1364428.172 | 15304714.705 |  | -1
node_8104302_200847296 |  |  | PQ | ABN | 7199.558 | 8104302 | no | no |  |  | no |  |  | 1360345.557 | 15310097.804 |  | -1
node_8104302_200847298 |  |  | PQ | AN | 7199.558 | 8104302 | no | no |  |  | no |  |  | 1361460.551 | 15309958.796 |  | -1
node_8104302_200847301 |  |  | PQ | ABN | 7199.558 | 8104302 | no | no |  |  | no |  |  | 1360502.359 | 15310075.108 |  | -1
node_8104302_200847303 |  |  | PQ | ABN | 7199.558 | 8104302 | no | no |  |  | no |  |  | 1360661.942 | 15310038.236 |  | -1
node_8104302_200847307 |  |  | PQ | ABN | 7199.558 | 8104302 | no | no |  |  | no |  |  | 1360872.042 | 15310037.374 |  | -1
node_8104302_200847309 |  |  | PQ | AN | 7199.558 | 8104302 | no | no |  |  | no |  |  | 1360864.275 | 15309758.517 |  | -1
node_8104302_200847316 |  |  | PQ | AN | 7199.558 | 8104302 | no | no |  |  | no |  |  | 1360954.718 | 15309735.738 |  | -1
node_8104302_200847317 |  |  | PQ | AN | 7199.558 | 8104302 | no | no |  |  | no |  |  | 1361088.854 | 15309734.601 |  | -1
node_8104302_200847320 |  |  | PQ | AN | 7199.558 | 8104302 | no | no |  |  | no |  |  | 1361330.565 | 15309749.51 |  | -1
node_8104302_200847415 |  |  | PQ | ABN | 7199.558 | 8104302 | no | no |  |  | no |  |  | 1362456.694 | 15304525.905 |  | -1
node_8104302_200847420 |  |  | PQ | ABN | 7199.558 | 8104302 | no | no |  |  | no |  |  | 1362588.472 | 15304782.393 |  | -1
node_8104302_200847421 |  |  | PQ | AN | 7199.558 | 8104302 | no | no |  |  | no |  |  | 1362703.697 | 15304633.344 |  | -1
node_8104302_200847423 |  |  | PQ | AN | 7199.558 | 8104302 | no | no |  |  | no |  |  | 1362680.344 | 15304941.275 |  | -1
node_8104302_200847517 |  |  | PQ | AN | 7199.558 | 8104302 | no | no |  |  | no |  |  | 1362638.917 | 15303872.826 |  | -1
node_8104302_200847525 |  |  | PQ | AN | 7199.558 | 8104302 | no | no |  |  | no |  |  | 1362204.161 | 15303853.951 |  | -1
node_8104302_200847535 |  |  | PQ | AN | 7199.558 | 8104302 | no | no |  |  | no |  |  | 1362430.377 | 15303756.358 |  | -1
node_8104302_200847573 |  |  | PQ | AN | 7199.558 | 8104302 | no | no |  |  | no |  |  | 1362202.305 | 15304613.46 |  | -1
node_8104302_200847577 |  |  | PQ | AN | 7199.558 | 8104302 | no | no |  |  | no |  |  | 1362122.044 | 15304790.663 |  | -1
node_8104302_200847581 |  |  | PQ | AN | 7199.558 | 8104302 | no | no |  |  | no |  |  | 1362383.081 | 15304938.424 |  | -1
node_8104302_200847602 |  |  | PQ | AN | 7199.558 | 8104302 | no | no |  |  | no |  |  | 1361113.943 | 15309986.897 |  | -1
node_8104302_200847608 |  |  | PQ | AN | 7199.558 | 8104302 | no | no |  |  | no |  |  | 1360957.083 | 15309460.009 |  | -1
node_8104302_200847612 |  |  | PQ | AN | 7199.558 | 8104302 | no | no |  |  | no |  |  | 1360968.054 | 15309192.408 |  | -1
node_8104302_200847641 |  |  | PQ | AN | 7199.558 | 8104302 | no | no |  |  | no |  |  | 1360859.428 | 15310299.164 |  | -1
node_8104302_200847645 |  |  | PQ | AN | 7199.558 | 8104302 | no | no |  |  | no |  |  | 1360847.479 | 15310473.568 |  | -1
node_8104302_200847646 |  |  | PQ | AN | 7199.558 | 8104302 | no | no |  |  | no |  |  | 1361009.555 | 15310470.799 |  | -1
node_8104302_200847648 |  |  | PQ | AN | 7199.558 | 8104302 | no | no |  |  | no |  |  | 1361167.352 | 15310478.761 |  | -1
node_8104302_200847907 |  |  | PQ | AN | 7199.558 | 8104302 | no | no |  |  | no |  |  | 1361408.838 | 15309456.777 |  | -1
node_8104302_200847912 |  |  | PQ | AN | 7199.558 | 8104302 | no | no |  |  | no |  |  | 1361410.574 | 15309227.55 |  | -1
node_8104302_200847920 |  |  | PQ | AN | 7199.558 | 8104302 | no | no |  |  | no |  |  | 1359550.563 | 15302049.922 |  | -1
node_8104302_200847925 |  |  | PQ | AN | 7199.558 | 8104302 | no | no |  |  | no |  |  | 1359749.303 | 15301530.998 |  | -1
node_8104302_200847981 |  |  | PQ | AN | 7199.558 | 8104302 | no | no |  |  | no |  |  | 1365767.759 | 15305424.439 |  | -1
node_8104302_200847988 |  |  | PQ | AN | 7199.558 | 8104302 | no | no |  |  | no |  |  | 1366030.64 | 15305550.009 |  | -1
node_8104302_200848007 |  |  | PQ | AN | 7199.558 | 8104302 | no | no |  |  | no |  |  | 1360692.125 | 15304300.926 |  | -1
node_8104302_200848055 |  |  | PQ | AN | 7199.558 | 8104302 | no | no |  |  | no |  |  | 1360141.95 | 15301630.432 |  | -1
node_8104302_200848059 |  |  | PQ | AN | 7199.558 | 8104302 | no | no |  |  | no |  |  | 1360599.466 | 15301994.386 |  | -1
node_8104302_200848101 |  |  | PQ | ABCN | 7199.558 | 8104302 | no | no |  |  | no |  |  | 1373229.768 | 15306555.736 |  | -1
node_8104302_200848123 |  |  | PQ | AN | 7199.558 | 8104302 | no | no |  |  | no |  |  | 1360570.555 | 15310446.788 |  | -1
node_8104302_200848128 |  |  | PQ | AN | 7199.558 | 8104302 | no | no |  |  | no |  |  | 1360262.66 | 15310435.811 |  | -1
node_8104302_200848139 |  |  | PQ | AN | 7199.558 | 8104302 | no | no |  |  | no |  |  | 1362062.411 | 15307528.171 |  | -1
node_8104302_200848142 |  |  | PQ | AN | 7199.558 | 8104302 | no | no |  |  | no |  |  | 1362004.628 | 15307266.097 |  | -1
node_8104302_200848146 |  |  | PQ | AN | 7199.558 | 8104302 | no | no |  |  | no |  |  | 1362317.244 | 15306973.994 |  | -1
node_8104302_200848147 |  |  | PQ | AN | 7199.558 | 8104302 | no | no |  |  | no |  |  | 1362493.289 | 15306652.392 |  | -1
node_8104302_200848922 |  |  | PQ | AD | 2771.281 | 8104302 | no | no |  |  | no |  |  | 1367750.714 | 15314192.788 |  | -1
node_8104302_200848923 |  |  | PQ | AD | 2771.281 | 8104302 | no | no |  |  | no |  |  | 1367955.084 | 15314212.76 |  | -1
node_8104302_200848924 |  |  | PQ | AD | 2771.281 | 8104302 | no | no |  |  | no |  |  | 1368180.01 | 15314240.088 |  | -1
node_8104302_200848925 |  |  | PQ | AD | 2771.281 | 8104302 | no | no |  |  | no |  |  | 1364888.738 | 15314005.124 |  | -1
node_8104302_200848926 |  |  | PQ | AD | 2771.281 | 8104302 | no | no |  |  | no |  |  | 1365329.844 | 15314024.048 |  | -1
node_8104302_200848927 |  |  | PQ | AD | 2771.281 | 8104302 | no | no |  |  | no |  |  | 1365910.616 | 15314043.977 |  | -1
node_8104302_200848928 |  |  | PQ | AD | 2771.281 | 8104302 | no | no |  |  | no |  |  | 1365774.223 | 15314046.754 |  | -1
node_8104302_200848929 |  |  | PQ | AD | 2771.281 | 8104302 | no | no |  |  | no |  |  | 1366532.446 | 15314069.675 |  | -1
node_8104302_200848930 |  |  | PQ | AN | 2771.281 | 8104302 | no | no |  |  | no |  |  | 1366754.445 | 15314098.527 |  | -1
node_8104302_200848931 |  |  | PQ | AN | 2771.281 | 8104302 | no | no |  |  | no |  |  | 1367404.09 | 15314160.345 |  | -1
node_8104302_200848941 |  |  | PQ | AN | 7199.558 | 8104302 | no | no |  |  | no |  |  | 1368522.884 | 15307453.479 |  | -1
node_8104302_200848942 |  |  | PQ | AN | 7199.558 | 8104302 | no | no |  |  | no |  |  | 1368380.516 | 15307712.631 |  | -1
node_8104302_200848943 |  |  | PQ | ABCN | 7199.558 | 8104302 | no | no |  |  | no |  |  | 1373232.143 | 15307520.33 |  | -1
node_8104302_200848944 |  |  | PQ | ABCN | 7199.558 | 8104302 | no | no |  |  | no |  |  | 1373086.813 | 15307549.939 |  | -1
node_8104302_200848945 |  |  | PQ | ABCN | 7199.558 | 8104302 | no | no |  |  | no |  |  | 1372925.129 | 15307567.079 |  | -1
node_8104302_200848946 |  |  | PQ | ABCN | 7199.558 | 8104302 | no | no |  |  | no |  |  | 1372768.159 | 15307596.896 |  | -1
node_8104302_200848947 |  |  | PQ | ABCN | 7199.558 | 8104302 | no | no |  |  | no |  |  | 1372515.46 | 15307640.805 |  | -1
node_8104302_200848948 |  |  | PQ | ABCN | 7199.558 | 8104302 | no | no |  |  | no |  |  | 1372377.79 | 15307663.148 |  | -1
node_8104302_200848949 |  |  | PQ | ABCN | 7199.558 | 8104302 | no | no |  |  | no |  |  | 1372393.223 | 15307696.321 |  | -1
node_8104302_200848950 |  |  | PQ | ABCN | 7199.558 | 8104302 | no | no |  |  | no |  |  | 1372380.003 | 15307915.231 |  | -1
node_8104302_200848951 |  |  | PQ | ABCN | 7199.558 | 8104302 | no | no |  |  | no |  |  | 1372228.36 | 15307687.205 |  | -1
node_8104302_200848952 |  |  | PQ | ABCN | 7199.558 | 8104302 | no | no |  |  | no |  |  | 1372064.961 | 15307718.024 |  | -1
node_8104302_200848953 |  |  | PQ | ABCN | 7199.558 | 8104302 | no | no |  |  | no |  |  | 1371890.763 | 15307741.988 |  | -1
node_8104302_200848954 |  |  | PQ | ABCN | 7199.558 | 8104302 | no | no |  |  | no |  |  | 1371705.84 | 15307773.684 |  | -1
node_8104302_200848955 |  |  | PQ | ABCN | 7199.558 | 8104302 | no | no |  |  | no |  |  | 1371593.398 | 15307798.061 |  | -1
node_8104302_200848956 |  |  | PQ | ABCN | 7199.558 | 8104302 | no | no |  |  | no |  |  | 1371415.916 | 15307793.579 |  | -1
node_8104302_200848957 |  |  | PQ | ABCN | 7199.558 | 8104302 | no | no |  |  | no |  |  | 1371241.53 | 15307792.512 |  | -1
node_8104302_200848958 |  |  | PQ | ABCN | 7199.558 | 8104302 | no | no |  |  | no |  |  | 1371076.373 | 15307794.541 |  | -1
node_8104302_200848959 |  |  | PQ | AN | 7199.558 | 8104302 | no | no |  |  | no |  |  | 1371044.888 | 15307466.595 |  | -1
node_8104302_200848960 |  |  | PQ | ABCN | 7199.558 | 8104302 | no | no |  |  | no |  |  | 1370967.569 | 15307787.072 |  | -1
node_8104302_200848961 |  |  | PQ | ABCN | 7199.558 | 8104302 | no | no |  |  | no |  |  | 1370769.79 | 15307774.125 |  | -1
node_8104302_200848962 |  |  | PQ | ABCN | 7199.558 | 8104302 | no | no |  |  | no |  |  | 1370569.68 | 15307765.363 |  | -1
node_8104302_200848963 |  |  | PQ | ABCN | 7199.558 | 8104302 | no | no |  |  | no |  |  | 1370366.078 | 15307748.899 |  | -1
node_8104302_200848964 |  |  | PQ | ABCN | 7199.558 | 8104302 | no | no |  |  | no |  |  | 1370156.102 | 15307737.675 |  | -1
node_8104302_200848966 |  |  | PQ | ABCN | 7199.558 | 8104302 | no | no |  |  | no |  |  | 1370019.482 | 15307730.038 |  | -1
node_8104302_200848967 |  |  | PQ | ABCN | 7199.558 | 8104302 | no | no |  |  | no |  |  | 1369885.204 | 15307722.775 |  | -1
node_8104302_200848968 |  |  | PQ | ABCN | 7199.558 | 8104302 | no | no |  |  | no |  |  | 1369748.804 | 15307712.603 |  | -1
node_8104302_200848969 |  |  | PQ | ABCN | 7199.558 | 8104302 | no | no |  |  | no |  |  | 1369613.431 | 15307698.293 |  | -1
node_8104302_200848970 |  |  | PQ | ABCN | 7199.558 | 8104302 | no | no |  |  | no |  |  | 1369463.623 | 15307682.292 |  | -1
node_8104302_200848971 |  |  | PQ | ABCN | 7199.558 | 8104302 | no | no |  |  | no |  |  | 1369308.623 | 15307673.487 |  | -1
node_8104302_200848972 |  |  | PQ | ABCN | 7199.558 | 8104302 | no | no |  |  | no |  |  | 1369204.111 | 15307654.93 |  | -1
node_8104302_200848973 |  |  | PQ | AN | 7199.558 | 8104302 | no | no |  |  | no |  |  | 1369005.082 | 15307650.092 |  | -1
node_8104302_200848974 |  |  | PQ | AN | 7199.558 | 8104302 | no | no |  |  | no |  |  | 1368819.924 | 15307648.828 |  | -1
node_8104302_200848975 |  |  | PQ | AN | 7199.558 | 8104302 | no | no |  |  | no |  |  | 1368629.269 | 15307648.466 |  | -1
node_8104302_200848977 |  |  | PQ | AN | 7199.558 | 8104302 | no | no |  |  | no |  |  | 1368655.127 | 15306062.069 |  | -1
node_8104302_200848978 |  |  | PQ | ABCN | 7199.558 | 8104302 | no | no |  |  | no |  |  | 1369175.874 | 15307540.635 |  | -1
node_8104302_200848979 |  |  | PQ | ABCN | 7199.558 | 8104302 | no | no |  |  | no |  |  | 1369121.238 | 15307395.039 |  | -1
node_8104302_200848980 |  |  | PQ | ABCN | 7199.558 | 8104302 | no | no |  |  | no |  |  | 1369078.563 | 15307274.149 |  | -1
node_8104302_200848981 |  |  | PQ | ABCN | 7199.558 | 8104302 | no | no |  |  | no |  |  | 1369005.773 | 15307081.62 |  | -1
node_8104302_200848982 |  |  | PQ | ABCN | 7199.558 | 8104302 | no | no |  |  | no |  |  | 1369295.184 | 15307035.583 |  | -1
node_8104302_200848983 |  |  | PQ | AN | 7199.558 | 8104302 | no | no |  |  | no |  |  | 1368986.905 | 15306942.715 |  | -1
node_8104302_200848984 |  |  | PQ | AN | 7199.558 | 8104302 | no | no |  |  | no |  |  | 1368948.312 | 15306693.335 |  | -1
node_8104302_200848985 |  |  | PQ | AN | 7199.558 | 8104302 | no | no |  |  | no |  |  | 1368838.413 | 15306214.913 |  | -1
node_8104302_200848986 |  |  | PQ | AN | 7199.558 | 8104302 | no | no |  |  | no |  |  | 1368689.855 | 15305956.334 |  | -1
node_8104302_200848987 |  |  | PQ | AN | 7199.558 | 8104302 | no | no |  |  | no |  |  | 1368534.423 | 15305609.981 |  | -1
node_8104302_200848988 |  |  | PQ | AN | 7199.558 | 8104302 | no | no |  |  | no |  |  | 1368384.403 | 15305317.173 |  | -1
node_8104302_200848990 |  |  | PQ | AN | 7199.558 | 8104302 | no | no |  |  | no |  |  | 1370965.756 | 15307884.946 |  | -1
node_8104302_200848991 |  |  | PQ | AN | 7199.558 | 8104302 | no | no |  |  | no |  |  | 1370889.245 | 15310945.52 |  | -1
node_8104302_200848992 |  |  | PQ | AN | 7199.558 | 8104302 | no | no |  |  | no |  |  | 1370883.049 | 15311150.003 |  | -1
node_8104302_200848993 |  |  | PQ | AN | 7199.558 | 8104302 | no | no |  |  | no |  |  | 1370881.288 | 15311331.492 |  | -1
node_8104302_200848994 |  |  | PQ | AN | 7199.558 | 8104302 | no | no |  |  | no |  |  | 1370785.42 | 15311356.14 |  | -1
node_8104302_200848995 |  |  | PQ | AN | 7199.558 | 8104302 | no | no |  |  | no |  |  | 1370595.833 | 15311346.03 |  | -1
node_8104302_200848996 |  |  | PQ | AN | 7199.558 | 8104302 | no | no |  |  | no |  |  | 1370259.934 | 15311330.965 |  | -1
node_8104302_200848997 |  |  | PQ | AN | 7199.558 | 8104302 | no | no |  |  | no |  |  | 1369937.307 | 15311458.546 |  | -1
node_8104302_200848998 |  |  | PQ | AN | 7199.558 | 8104302 | no | no |  |  | no |  |  | 1370871.644 | 15311475.565 |  | -1
node_8104302_200848999 |  |  | PQ | AN | 7199.558 | 8104302 | no | no |  |  | no |  |  | 1370861.651 | 15311750.062 |  | -1
node_8104302_200849000 |  |  | PQ | AN | 7199.558 | 8104302 | no | no |  |  | no |  |  | 1370845.439 | 15312061.589 |  | -1
node_8104302_200849001 |  |  | PQ | AN | 7199.558 | 8104302 | no | no |  |  | no |  |  | 1370945.608 | 15308226.616 |  | -1
node_8104302_200849002 |  |  | PQ | AN | 7199.558 | 8104302 | no | no |  |  | no |  |  | 1370923.261 | 15308602.594 |  | -1
node_8104302_200849003 |  |  | PQ | AN | 7199.558 | 8104302 | no | no |  |  | no |  |  | 1370893.698 | 15309087.149 |  | -1
node_8104302_200849004 |  |  | PQ | AN | 7199.558 | 8104302 | no | no |  |  | no |  |  | 1370752.502 | 15309041.118 |  | -1
node_8104302_200849005 |  |  | PQ | AN | 7199.558 | 8104302 | no | no |  |  | no |  |  | 1370603.419 | 15308991.581 |  | -1
node_8104302_200849006 |  |  | PQ | AN | 7199.558 | 8104302 | no | no |  |  | no |  |  | 1370962.723 | 15309221.422 |  | -1
node_8104302_200849007 |  |  | PQ | AN | 7199.558 | 8104302 | no | no |  |  | no |  |  | 1370930.633 | 15309657.17 |  | -1
node_8104302_200849008 |  |  | PQ | AN | 7199.558 | 8104302 | no | no |  |  | no |  |  | 1371005.42 | 15309625.947 |  | -1
node_8104302_200849009 |  |  | PQ | AN | 7199.558 | 8104302 | no | no |  |  | no |  |  | 1371278.399 | 15309650.21 |  | -1
node_8104302_200849010 |  |  | PQ | AN | 7199.558 | 8104302 | no | no |  |  | no |  |  | 1370922.524 | 15309938.606 |  | -1
node_8104302_200849011 |  |  | PQ | AN | 7199.558 | 8104302 | no | no |  |  | no |  |  | 1370920.879 | 15310199.641 |  | -1
node_8104302_200849012 |  |  | PQ | AN | 7199.558 | 8104302 | no | no |  |  | no |  |  | 1370797.681 | 15310227.325 |  | -1
node_8104302_200849013 |  |  | PQ | AN | 7199.558 | 8104302 | no | no |  |  | no |  |  | 1370545.913 | 15310228.781 |  | -1
node_8104302_200849014 |  |  | PQ | AN | 7199.558 | 8104302 | no | no |  |  | no |  |  | 1370293.686 | 15310221.462 |  | -1
node_8104302_200849015 |  |  | PQ | AN | 7199.558 | 8104302 | no | no |  |  | no |  |  | 1370912.771 | 15310466.919 |  | -1
node_8104302_200849016 |  |  | PQ | AN | 7199.558 | 8104302 | no | no |  |  | no |  |  | 1370902.869 | 15310736.849 |  | -1
node_8104302_200849105 |  |  | PQ | ABN | 7199.558 | 8104302 | no | no |  |  | no |  |  | 1359738.323 | 15310931.653 |  | -1
node_8104302_200849106 |  |  | PQ | ABN | 7199.558 | 8104302 | no | no |  |  | no |  |  | 1359595.106 | 15310977.043 |  | -1
node_8104302_200849107 |  |  | PQ | AN | 7199.558 | 8104302 | no | no |  |  | no |  |  | 1357400.859 | 15310517.169 |  | -1
node_8104302_200849109 |  |  | PQ | AN | 2771.281 | 8104302 | no | no |  |  | no |  |  | 1357237.859 | 15310457.595 |  | -1
node_8104302_200849110 |  |  | PQ | AN | 2771.281 | 8104302 | no | no |  |  | no |  |  | 1357000.912 | 15310359.626 |  | -1
node_8104302_200849111 |  |  | PQ | AN | 2771.281 | 8104302 | no | no |  |  | no |  |  | 1357034.71 | 15310707.379 |  | -1
node_8104302_200849112 |  |  | PQ | AD | 2771.281 | 8104302 | no | no |  |  | no |  |  | 1357055.655 | 15310994.877 |  | -1
node_8104302_200849113 |  |  | PQ | AN | 2771.281 | 8104302 | no | no |  |  | no |  |  | 1357046.073 | 15311404.073 |  | -1
node_8104302_200849114 |  |  | PQ | AD | 2771.281 | 8104302 | no | no |  |  | no |  |  | 1356980.489 | 15310221.647 |  | -1
node_8104302_200849115 |  |  | PQ | AN | 7199.558 | 8104302 | no | no |  |  | no |  |  | 1359390.856 | 15310971.661 |  | -1
node_8104302_200849117 |  |  | PQ | AN | 7199.558 | 8104302 | no | no |  |  | no |  |  | 1359249.715 | 15310969.417 |  | -1
node_8104302_200849118 |  |  | PQ | AN | 7199.558 | 8104302 | no | no |  |  | no |  |  | 1359246.439 | 15310992.309 |  | -1
node_8104302_200849119 |  |  | PQ | AN | 7199.558 | 8104302 | no | no |  |  | no |  |  | 1359247.671 | 15311153.848 |  | -1
node_8104302_200849120 |  |  | PQ | AN | 7199.558 | 8104302 | no | no |  |  | no |  |  | 1359306.316 | 15311454.773 |  | -1
node_8104302_200849122 |  |  | PQ | AN | 7199.558 | 8104302 | no | no |  |  | no |  |  | 1359045.812 | 15310961.987 |  | -1
node_8104302_200849125 |  |  | PQ | AN | 7199.558 | 8104302 | no | no |  |  | no |  |  | 1358955.333 | 15310958.571 |  | -1
node_8104302_200849126 |  |  | PQ | AN | 7199.558 | 8104302 | no | no |  |  | no |  |  | 1358762.293 | 15310951.152 |  | -1
node_8104302_200849128 |  |  | PQ | AN | 7199.558 | 8104302 | no | no |  |  | no |  |  | 1358555.73 | 15310926.014 |  | -1
node_8104302_200849129 |  |  | PQ | AN | 7199.558 | 8104302 | no | no |  |  | no |  |  | 1358316.436 | 15310888.446 |  | -1
node_8104302_200849131 |  |  | PQ | AN | 7199.558 | 8104302 | no | no |  |  | no |  |  | 1358113.316 | 15310801.281 |  | -1
node_8104302_200849132 |  |  | PQ | AN | 7199.558 | 8104302 | no | no |  |  | no |  |  | 1357912.284 | 15310724.158 |  | -1
node_8104302_200849133 |  |  | PQ | AN | 7199.558 | 8104302 | no | no |  |  | no |  |  | 1357857.171 | 15311004.22 |  | -1
node_8104302_200849135 |  |  | PQ | AN | 7199.558 | 8104302 | no | no |  |  | no |  |  | 1357683.662 | 15310636.73 |  | -1
node_8104302_200850076 |  |  | PQ | ABCN | 7199.558 | 8104302 | no | no |  |  | no |  |  | 1362667.172 | 15302580.223 |  | -1
node_8104302_200850077 |  |  | PQ | ABCN | 7199.558 | 8104302 | no | no |  |  | no |  |  | 1360943.892 | 15303784.871 |  | -1
node_8104302_200850078 |  |  | PQ | ABCN | 7199.558 | 8104302 | no | no |  |  | no |  |  | 1360721.194 | 15303909.91 |  | -1
node_8104302_200850079 |  |  | PQ | ABCN | 7199.558 | 8104302 | no | no |  |  | no |  |  | 1362522.314 | 15302713.689 |  | -1
node_8104302_200850080 |  |  | PQ | ABCN | 7199.558 | 8104302 | no | no |  |  | no |  |  | 1362397.31 | 15302828.778 |  | -1
node_8104302_200850081 |  |  | PQ | AN | 7199.558 | 8104302 | no | no |  |  | no |  |  | 1362486.21 | 15303052.828 |  | -1
node_8104302_200850082 |  |  | PQ | ABCN | 7199.558 | 8104302 | no | no |  |  | no |  |  | 1362207.627 | 15302980.681 |  | -1
node_8104302_200850083 |  |  | PQ | ABCN | 7199.558 | 8104302 | no | no |  |  | no |  |  | 1362014.584 | 15303130.643 |  | -1
node_8104302_200850084 |  |  | PQ | ABCN | 7199.558 | 8104302 | no | no |  |  | no |  |  | 1361824.726 | 15303280.006 |  | -1
node_8104302_200850086 |  |  | PQ | ABCN | 7199.558 | 8104302 | no | no |  |  | no |  |  | 1361613.838 | 15303406.088 |  | -1
node_8104302_200850087 |  |  | PQ | ABCN | 7199.558 | 8104302 | no | no |  |  | no |  |  | 1361409.16 | 15303522.774 |  | -1
node_8104302_200850088 |  |  | PQ | ABCN | 7199.558 | 8104302 | no | no |  |  | no |  |  | 1361282.879 | 15303595.07 |  | -1
node_8104302_200850089 |  |  | PQ | ABCN | 7199.558 | 8104302 | no | no |  |  | no |  |  | 1361115.876 | 15303689.339 |  | -1
node_8104302_200850142 |  |  | PQ | ABCN | 7199.558 | 8104302 | no | no |  |  | no |  |  | 1361154.305 | 15303615.451 |  | -1
node_8104302_200850143 |  |  | PQ | AN | 7199.558 | 8104302 | no | no |  |  | no |  |  | 1360648.606 | 15302428.396 |  | -1
node_8104302_200850144 |  |  | PQ | AN | 7199.558 | 8104302 | no | no |  |  | no |  |  | 1360647.81 | 15302271.098 |  | -1
node_8104302_200850145 |  |  | PQ | ABCN | 7199.558 | 8104302 | no | no |  |  | no |  |  | 1361085.98 | 15303488.302 |  | -1
node_8104302_200850146 |  |  | PQ | ABCN | 7199.558 | 8104302 | no | no |  |  | no |  |  | 1361005.548 | 15303351.775 |  | -1
node_8104302_200850147 |  |  | PQ | ABCN | 7199.558 | 8104302 | no | no |  |  | no |  |  | 1360926.127 | 15303215.036 |  | -1
node_8104302_200850148 |  |  | PQ | ABCN | 7199.558 | 8104302 | no | no |  |  | no |  |  | 1360848.923 | 15303074.516 |  | -1
node_8104302_200850149 |  |  | PQ | AN | 7199.558 | 8104302 | no | no |  |  | no |  |  | 1360769.43 | 15302934.41 |  | -1
node_8104302_200850150 |  |  | PQ | AN | 7199.558 | 8104302 | no | no |  |  | no |  |  | 1360684.398 | 15302883.408 |  | -1
node_8104302_200850151 |  |  | PQ | AN | 7199.558 | 8104302 | no | no |  |  | no |  |  | 1360616.286 | 15302740.263 |  | -1
node_8104302_200850152 |  |  | PQ | AN | 7199.558 | 8104302 | no | no |  |  | no |  |  | 1360642.61 | 15302586.719 |  | -1
node_8104302_200850153 |  |  | PQ | ABN | 7199.558 | 8104302 | no | no |  |  | no |  |  | 1361069.376 | 15303614.661 |  | -1
node_8104302_200850154 |  |  | PQ | ABN | 7199.558 | 8104302 | no | no |  |  | no |  |  | 1360917.906 | 15303696.006 |  | -1
node_8104302_200850155 |  |  | PQ | ABN | 7199.558 | 8104302 | no | no |  |  | no |  |  | 1360779.323 | 15303777.561 |  | -1
node_8104302_200850156 |  |  | PQ | ABN | 7199.558 | 8104302 | no | no |  |  | no |  |  | 1360636.903 | 15303855.228 |  | -1
node_8104302_200850160 |  |  | PQ | ABN | 7199.558 | 8104302 | no | no |  |  | no |  |  | 1360837.117 | 15303387.305 |  | -1
node_8104302_200850161 |  |  | PQ | ABN | 7199.558 | 8104302 | no | no |  |  | no |  |  | 1360691.496 | 15303471.955 |  | -1
node_8104302_200850162 |  |  | PQ | ABN | 7199.558 | 8104302 | no | no |  |  | no |  |  | 1360539.286 | 15303558.847 |  | -1
node_8104302_200850163 |  |  | PQ | ABN | 7199.558 | 8104302 | no | no |  |  | no |  |  | 1360394.308 | 15303640.058 |  | -1
node_8104302_200850164 |  |  | PQ | ABN | 7199.558 | 8104302 | no | no |  |  | no |  |  | 1360243.39 | 15303726.757 |  | -1
node_8104302_200850165 |  |  | PQ | ABN | 7199.558 | 8104302 | no | no |  |  | no |  |  | 1360098.355 | 15303809.202 |  | -1
node_8104302_200850166 |  |  | PQ | ABN | 7199.558 | 8104302 | no | no |  |  | no |  |  | 1359950.08 | 15303893.533 |  | -1
node_8104302_200850167 |  |  | PQ | ABN | 7199.558 | 8104302 | no | no |  |  | no |  |  | 1359831.634 | 15303960.87 |  | -1
node_8104302_200850232 |  |  | PQ | ABCN | 7199.558 | 8104302 | no | no |  |  | no |  |  | 1361437.386 | 15302629.113 |  | -1
node_8104302_200850233 |  |  | PQ | ABCN | 7199.558 | 8104302 | no | no |  |  | no |  |  | 1361219.171 | 15302943.831 |  | -1
node_8104302_200850234 |  |  | PQ | ABCN | 7199.558 | 8104302 | no | no |  |  | no |  |  | 1362157.099 | 15302669.335 |  | -1
node_8104302_200850235 |  |  | PQ | ABCN | 7199.558 | 8104302 | no | no |  |  | no |  |  | 1361964.657 | 15302817.593 |  | -1
node_8104302_200850251 |  |  | PQ | AN | 7199.558 | 8104302 | no | no |  |  | no |  |  | 1360473.899 | 15302252.024 |  | -1
node_8104302_200850252 |  |  | PQ | AN | 7199.558 | 8104302 | no | no |  |  | no |  |  | 1359684.177 | 15303042.65 |  | -1
node_8104302_200850253 |  |  | PQ | AN | 7199.558 | 8104302 | no | no |  |  | no |  |  | 1359740.119 | 15303180.083 |  | -1
node_8104302_200850254 |  |  | PQ | AN | 7199.558 | 8104302 | no | no |  |  | no |  |  | 1359813.776 | 15303308.705 |  | -1
node_8104302_200850256 |  |  | PQ | AN | 7199.558 | 8104302 | no | no |  |  | no |  |  | 1360279.206 | 15302231.524 |  | -1
node_8104302_200850257 |  |  | PQ | AN | 7199.558 | 8104302 | no | no |  |  | no |  |  | 1360075.48 | 15302233.821 |  | -1
node_8104302_200850258 |  |  | PQ | AN | 7199.558 | 8104302 | no | no |  |  | no |  |  | 1359898.674 | 15302252.345 |  | -1
node_8104302_200850259 |  |  | PQ | AN | 7199.558 | 8104302 | no | no |  |  | no |  |  | 1359759.295 | 15302347.365 |  | -1
node_8104302_200850260 |  |  | PQ | AN | 7199.558 | 8104302 | no | no |  |  | no |  |  | 1359677.763 | 15302492.471 |  | -1
node_8104302_200850261 |  |  | PQ | AN | 7199.558 | 8104302 | no | no |  |  | no |  |  | 1359640.63 | 15302644.578 |  | -1
node_8104302_200850262 |  |  | PQ | AN | 7199.558 | 8104302 | no | no |  |  | no |  |  | 1359648.96 | 15302755.24 |  | -1
node_8104302_200850263 |  |  | PQ | AN | 7199.558 | 8104302 | no | no |  |  | no |  |  | 1359654.23 | 15302902.078 |  | -1
node_8104302_200850273 |  |  | PQ | AN | 7199.558 | 8104302 | no | no |  |  | no |  |  | 1362762.36 | 15306330.826 |  | -1
node_8104302_200850274 |  |  | PQ | AN | 7199.558 | 8104302 | no | no |  |  | no |  |  | 1362547.554 | 15306325.486 |  | -1
node_8104302_200850275 |  |  | PQ | AN | 7199.558 | 8104302 | no | no |  |  | no |  |  | 1362413.505 | 15306335.746 |  | -1
node_8104302_200850276 |  |  | PQ | AN | 7199.558 | 8104302 | no | no |  |  | no |  |  | 1362252.539 | 15306522.391 |  | -1
node_8104302_200850279 |  |  | PQ | AN | 2771.281 | 8104302 | no | no |  |  | no |  |  | 1361850.37 | 15306991.91 |  | -1
node_8104302_200850280 |  |  | PQ | AN | 2771.281 | 8104302 | no | no |  |  | no |  |  | 1361692.774 | 15307164.972 |  | -1
node_8104302_200850281 |  |  | PQ | AN | 7199.558 | 8104302 | no | no |  |  | no |  |  | 1361767.645 | 15307179.634 |  | -1
node_8104302_200850282 |  |  | PQ | AN | 2771.281 | 8104302 | no | no |  |  | no |  |  | 1361569.943 | 15307297.407 |  | -1
node_8104302_200850365 |  |  | PQ | AN | 7199.558 | 8104302 | no | no |  |  | no |  |  | 1360448.443 | 15303094.901 |  | -1
node_8104302_200850366 |  |  | PQ | AN | 7199.558 | 8104302 | no | no |  |  | no |  |  | 1360347.921 | 15302926.633 |  | -1
node_8104302_200850367 |  |  | PQ | AN | 7199.558 | 8104302 | no | no |  |  | no |  |  | 1360295.287 | 15302745.134 |  | -1
node_8104302_200850370 |  |  | PQ | AN | 7199.558 | 8104302 | no | no |  |  | no |  |  | 1360703.129 | 15303150.572 |  | -1
node_8104302_200850373 |  |  | PQ | AN | 7199.558 | 8104302 | no | no |  |  | no |  |  | 1360555.498 | 15303234.683 |  | -1
node_8104302_200850374 |  |  | PQ | AN | 7199.558 | 8104302 | no | no |  |  | no |  |  | 1360402.316 | 15303319.754 |  | -1
node_8104302_200850375 |  |  | PQ | AN | 7199.558 | 8104302 | no | no |  |  | no |  |  | 1360251.135 | 15303398.791 |  | -1
node_8104302_200850376 |  |  | PQ | AN | 7199.558 | 8104302 | no | no |  |  | no |  |  | 1360108.78 | 15303488.908 |  | -1
node_8104302_200850377 |  |  | PQ | AN | 7199.558 | 8104302 | no | no |  |  | no |  |  | 1359961.154 | 15303569.489 |  | -1
node_8104302_200850378 |  |  | PQ | AN | 7199.558 | 8104302 | no | no |  |  | no |  |  | 1359802.327 | 15303659.619 |  | -1
node_8104302_200850379 |  |  | PQ | AN | 7199.558 | 8104302 | no | no |  |  | no |  |  | 1359654.837 | 15303739.575 |  | -1
node_8104302_200850381 |  |  | PQ | AN | 7199.558 | 8104302 | no | no |  |  | no |  |  | 1359484.485 | 15303840.064 |  | -1
node_8104302_200850392 |  |  | PQ | AN | 7199.558 | 8104302 | no | no |  |  | no |  |  | 1359358.374 | 15302449.191 |  | -1
node_8104302_200850393 |  |  | PQ | AN | 7199.558 | 8104302 | no | no |  |  | no |  |  | 1359412.858 | 15302231.816 |  | -1
node_8104302_200850394 |  |  | PQ | AN | 7199.558 | 8104302 | no | no |  |  | no |  |  | 1359682.054 | 15303761.613 |  | -1
node_8104302_200850395 |  |  | PQ | AN | 7199.558 | 8104302 | no | no |  |  | no |  |  | 1359599.286 | 15303608.032 |  | -1
node_8104302_200850396 |  |  | PQ | AN | 7199.558 | 8104302 | no | no |  |  | no |  |  | 1359521.983 | 15303463.636 |  | -1
node_8104302_200850397 |  |  | PQ | AN | 7199.558 | 8104302 | no | no |  |  | no |  |  | 1359432.436 | 15303314.629 |  | -1
node_8104302_200850398 |  |  | PQ | AN | 7199.558 | 8104302 | no | no |  |  | no |  |  | 1359415.474 | 15303148.629 |  | -1
node_8104302_200850399 |  |  | PQ | AN | 7199.558 | 8104302 | no | no |  |  | no |  |  | 1359386.182 | 15302998.039 |  | -1
node_8104302_200850400 |  |  | PQ | AN | 7199.558 | 8104302 | no | no |  |  | no |  |  | 1359345.611 | 15302805.993 |  | -1
node_8104302_200850401 |  |  | PQ | AN | 7199.558 | 8104302 | no | no |  |  | no |  |  | 1359350.99 | 15302627.094 |  | -1
node_8104302_200850466 |  |  | PQ | ABCN | 7199.558 | 8104302 | no | no |  |  | no |  |  | 1361663.416 | 15304261.768 |  | -1
node_8104302_200850467 |  |  | PQ | ABCN | 7199.558 | 8104302 | no | no |  |  | no |  |  | 1361658.521 | 15304373.802 |  | -1
node_8104302_200850468 |  |  | PQ | ABCN | 7199.558 | 8104302 | no | no |  |  | no |  |  | 1361659.442 | 15304484.697 |  | -1
node_8104302_200850469 |  |  | PQ | ABCN | 7199.558 | 8104302 | no | no |  |  | no |  |  | 1361647.989 | 15304517.837 |  | -1
node_8104302_200850470 |  |  | PQ | ABN | 7199.558 | 8104302 | no | no |  |  | no |  |  | 1360376.672 | 15304503.409 |  | -1
node_8104302_200850471 |  |  | PQ | AN | 7199.558 | 8104302 | no | no |  |  | no |  |  | 1360433.028 | 15304351.001 |  | -1
node_8104302_200850472 |  |  | PQ | AN | 7199.558 | 8104302 | no | no |  |  | no |  |  | 1360391.74 | 15304219.649 |  | -1
node_8104302_200850473 |  |  | PQ | ABN | 7199.558 | 8104302 | no | no |  |  | no |  |  | 1360348.278 | 15304593.693 |  | -1
node_8104302_200850474 |  |  | PQ | ABN | 7199.558 | 8104302 | no | no |  |  | no |  |  | 1360230.552 | 15304684.396 |  | -1
node_8104302_200850475 |  |  | PQ | ABN | 7199.558 | 8104302 | no | no |  |  | no |  |  | 1360109.458 | 15304757.35 |  | -1
node_8104302_200850476 |  |  | PQ | ABN | 7199.558 | 8104302 | no | no |  |  | no |  |  | 1360062.485 | 15304921.474 |  | -1
node_8104302_200850477 |  |  | PQ | ABN | 7199.558 | 8104302 | no | no |  |  | no |  |  | 1360058.75 | 15305066.663 |  | -1
node_8104302_200850478 |  |  | PQ | ABN | 7199.558 | 8104302 | no | no |  |  | no |  |  | 1360066.042 | 15305231.104 |  | -1
node_8104302_200850479 |  |  | PQ | AN | 7199.558 | 8104302 | no | no |  |  | no |  |  | 1359979.285 | 15305206.575 |  | -1
node_8104302_200850480 |  |  | PQ | AN | 7199.558 | 8104302 | no | no |  |  | no |  |  | 1359917.577 | 15305208.587 |  | -1
node_8104302_200850481 |  |  | PQ | ABN | 7199.558 | 8104302 | no | no |  |  | no |  |  | 1360046.638 | 15305378.453 |  | -1
node_8104302_200850482 |  |  | PQ | ABN | 7199.558 | 8104302 | no | no |  |  | no |  |  | 1360114.377 | 15305510.681 |  | -1
node_8104302_200850483 |  |  | PQ | ABCN | 7199.558 | 8104302 | no | no |  |  | no |  |  | 1361511.608 | 15304516.684 |  | -1
node_8104302_200850484 |  |  | PQ | ABCN | 7199.558 | 8104302 | no | no |  |  | no |  |  | 1361380.779 | 15304516.341 |  | -1
node_8104302_200850485 |  |  | PQ | ABCN | 7199.558 | 8104302 | no | no |  |  | no |  |  | 1361238.409 | 15304520.107 |  | -1
node_8104302_200850486 |  |  | PQ | ABN | 7199.558 | 8104302 | no | no |  |  | no |  |  | 1361094.771 | 15304528.923 |  | -1
node_8104302_200850487 |  |  | PQ | ABN | 7199.558 | 8104302 | no | no |  |  | no |  |  | 1360936.763 | 15304565.169 |  | -1
node_8104302_200850488 |  |  | PQ | ABN | 7199.558 | 8104302 | no | no |  |  | no |  |  | 1360799.047 | 15304566.636 |  | -1
node_8104302_200850489 |  |  | PQ | ABN | 7199.558 | 8104302 | no | no |  |  | no |  |  | 1360662.534 | 15304558.975 |  | -1
node_8104302_200850490 |  |  | PQ | ABN | 7199.558 | 8104302 | no | no |  |  | no |  |  | 1360542.424 | 15304556.141 |  | -1
node_8104302_200850491 |  |  | PQ | ABN | 7199.558 | 8104302 | no | no |  |  | no |  |  | 1361782.965 | 15304520.204 |  | -1
node_8104302_200850492 |  |  | PQ | ABN | 7199.558 | 8104302 | no | no |  |  | no |  |  | 1361886.771 | 15304601.447 |  | -1
node_8104302_200850493 |  |  | PQ | ABN | 7199.558 | 8104302 | no | no |  |  | no |  |  | 1361884.062 | 15304730.171 |  | -1
node_8104302_200850494 |  |  | PQ | AN | 7199.558 | 8104302 | no | no |  |  | no |  |  | 1361882.021 | 15304878.216 |  | -1
node_8104302_200850495 |  |  | PQ | AN | 7199.558 | 8104302 | no | no |  |  | no |  |  | 1361881.004 | 15305029.878 |  | -1
node_8104302_200850496 |  |  | PQ | AN | 7199.558 | 8104302 | no | no |  |  | no |  |  | 1361875.072 | 15305170.284 |  | -1
node_8104302_200850497 |  |  | PQ | AN | 7199.558 | 8104302 | no | no |  |  | no |  |  | 1361872.474 | 15305316.529 |  | -1
node_8104302_200850550 |  |  | PQ | AN | 7199.558 | 8104302 | no | no |  |  | no |  |  | 1360171.615 | 15303274.175 |  | -1
node_8104302_200850551 |  |  | PQ | AN | 7199.558 | 8104302 | no | no |  |  | no |  |  | 1360093.178 | 15303136.5 |  | -1
node_8104302_200850552 |  |  | PQ | AN | 7199.558 | 8104302 | no | no |  |  | no |  |  | 1360020.529 | 15302994.64 |  | -1
node_8104302_200850553 |  |  | PQ | AN | 7199.558 | 8104302 | no | no |  |  | no |  |  | 1359977.52 | 15302842.343 |  | -1
node_8104302_200850554 |  |  | PQ | AN | 7199.558 | 8104302 | no | no |  |  | no |  |  | 1359974.658 | 15302673.587 |  | -1
node_8104302_200850556 |  |  | PQ | AN | 7199.558 | 8104302 | no | no |  |  | no |  |  | 1359386.079 | 15303774.774 |  | -1
node_8104302_200850557 |  |  | PQ | AN | 7199.558 | 8104302 | no | no |  |  | no |  |  | 1359294.598 | 15303586.964 |  | -1
node_8104302_200850632 |  |  | PQ | AN | 7199.558 | 8104302 | no | no |  |  | no |  |  | 1366012.322 | 15307009.551 |  | -1
node_8104302_200850633 |  |  | PQ | AN | 7199.558 | 8104302 | no | no |  |  | no |  |  | 1364341.769 | 15305997.436 |  | -1
node_8104302_200850634 |  |  | PQ | ABCN | 7199.558 | 8104302 | no | no |  |  | no |  |  | 1368873.727 | 15307161.095 |  | -1
node_8104302_200850635 |  |  | PQ | ABCN | 7199.558 | 8104302 | no | no |  |  | no |  |  | 1367042.86 | 15306971.695 |  | -1
node_8104302_200850636 |  |  | PQ | ABCN | 7199.558 | 8104302 | no | no |  |  | no |  |  | 1366867.512 | 15306936.698 |  | -1
node_8104302_200850637 |  |  | PQ | ABCN | 7199.558 | 8104302 | no | no |  |  | no |  |  | 1366689.748 | 15306844.883 |  | -1
node_8104302_200850638 |  |  | PQ | ABCN | 7199.558 | 8104302 | no | no |  |  | no |  |  | 1366530.806 | 15306757.742 |  | -1
node_8104302_200850639 |  |  | PQ | ABCN | 7199.558 | 8104302 | no | no |  |  | no |  |  | 1366331.665 | 15306630.45 |  | -1
node_8104302_200850640 |  |  | PQ | ABCN | 7199.558 | 8104302 | no | no |  |  | no |  |  | 1366170.613 | 15306418.058 |  | -1
node_8104302_200850642 |  |  | PQ | AN | 7199.558 | 8104302 | no | no |  |  | no |  |  | 1366114.376 | 15306563.045 |  | -1
node_8104302_200850643 |  |  | PQ | ABCN | 7199.558 | 8104302 | no | no |  |  | no |  |  | 1366020.363 | 15306277.874 |  | -1
node_8104302_200850645 |  |  | PQ | ABCN | 7199.558 | 8104302 | no | no |  |  | no |  |  | 1365947.213 | 15306201.781 |  | -1
node_8104302_200850646 |  |  | PQ | ABCN | 7199.558 | 8104302 | no | no |  |  | no |  |  | 1365778.62 | 15306081.995 |  | -1
node_8104302_200850649 |  |  | PQ | ABCN | 7199.558 | 8104302 | no | no |  |  | no |  |  | 1365601.396 | 15306001.856 |  | -1
node_8104302_200850650 |  |  | PQ | ABCN | 7199.558 | 8104302 | no | no |  |  | no |  |  | 1368606.327 | 15307180.148 |  | -1
node_8104302_200850651 |  |  | PQ | ABCN | 7199.558 | 8104302 | no | no |  |  | no |  |  | 1365434.123 | 15305926.611 |  | -1
node_8104302_200850652 |  |  | PQ | AN | 7199.558 | 8104302 | no | no |  |  | no |  |  | 1365363.408 | 15305973.953 |  | -1
node_8104302_200850653 |  |  | PQ | AN | 7199.558 | 8104302 | no | no |  |  | no |  |  | 1365331.092 | 15306146.788 |  | -1
node_8104302_200850654 |  |  | PQ | ABCN | 7199.558 | 8104302 | no | no |  |  | no |  |  | 1365280.516 | 15305851.092 |  | -1
node_8104302_200850655 |  |  | PQ | ABCN | 7199.558 | 8104302 | no | no |  |  | no |  |  | 1365124.93 | 15305779.378 |  | -1
node_8104302_200850656 |  |  | PQ | ABCN | 7199.558 | 8104302 | no | no |  |  | no |  |  | 1364918.727 | 15305797.731 |  | -1
node_8104302_200850657 |  |  | PQ | ABCN | 7199.558 | 8104302 | no | no |  |  | no |  |  | 1364672.01 | 15305800.201 |  | -1
node_8104302_200850658 |  |  | PQ | ABCN | 7199.558 | 8104302 | no | no |  |  | no |  |  | 1364415.284 | 15305794.339 |  | -1
node_8104302_200850659 |  |  | PQ | ABCN | 7199.558 | 8104302 | no | no |  |  | no |  |  | 1364164.927 | 15305779.465 |  | -1
node_8104302_200850660 |  |  | PQ | AN | 7199.558 | 8104302 | no | no |  |  | no |  |  | 1364199.634 | 15305817.913 |  | -1
node_8104302_200850661 |  |  | PQ | ABCN | 7199.558 | 8104302 | no | no |  |  | no |  |  | 1363952.409 | 15305773.116 |  | -1
node_8104302_200850662 |  |  | PQ | ABCN | 7199.558 | 8104302 | no | no |  |  | no |  |  | 1363716.43 | 15305763.162 |  | -1
node_8104302_200850663 |  |  | PQ | ABCN | 7199.558 | 8104302 | no | no |  |  | no |  |  | 1363522.757 | 15305762.086 |  | -1
node_8104302_200850664 |  |  | PQ | AN | 7199.558 | 8104302 | no | no |  |  | no |  |  | 1363532.846 | 15306069.218 |  | -1
node_8104302_200850665 |  |  | PQ | ABCN | 7199.558 | 8104302 | no | no |  |  | no |  |  | 1368419.485 | 15307194.791 |  | -1
node_8104302_200850666 |  |  | PQ | ABCN | 7199.558 | 8104302 | no | no |  |  | no |  |  | 1363296.065 | 15305748.812 |  | -1
node_8104302_200850667 |  |  | PQ | ABCN | 7199.558 | 8104302 | no | no |  |  | no |  |  | 1363062.901 | 15305741.984 |  | -1
node_8104302_200850668 |  |  | PQ | ABCN | 7199.558 | 8104302 | no | no |  |  | no |  |  | 1368276.205 | 15307201.565 |  | -1
node_8104302_200850669 |  |  | PQ | AN | 7199.558 | 8104302 | no | no |  |  | no |  |  | 1368266.658 | 15307241.949 |  | -1
node_8104302_200850671 |  |  | PQ | ABCN | 7199.558 | 8104302 | no | no |  |  | no |  |  | 1368116.265 | 15307165.523 |  | -1
node_8104302_200850672 |  |  | PQ | ABCN | 7199.558 | 8104302 | no | no |  |  | no |  |  | 1367865.897 | 15307119.824 |  | -1
node_8104302_200850673 |  |  | PQ | ABCN | 7199.558 | 8104302 | no | no |  |  | no |  |  | 1367625.749 | 15307083.965 |  | -1
node_8104302_200850674 |  |  | PQ | ABCN | 7199.558 | 8104302 | no | no |  |  | no |  |  | 1367436.186 | 15307042.395 |  | -1
node_8104302_200850675 |  |  | PQ | ABCN | 7199.558 | 8104302 | no | no |  |  | no |  |  | 1367249.136 | 15307005.449 |  | -1
node_8104302_200850707 |  |  | PQ | AN | 7199.558 | 8104302 | no | no |  |  | no |  |  | 1361499.052 | 15304672.681 |  | -1
node_8104302_200850708 |  |  | PQ | AN | 7199.558 | 8104302 | no | no |  |  | no |  |  | 1361498.44 | 15304812.87 |  | -1
node_8104302_200850709 |  |  | PQ | AN | 7199.558 | 8104302 | no | no |  |  | no |  |  | 1361494.794 | 15304955.298 |  | -1
node_8104302_200850710 |  |  | PQ | AN | 7199.558 | 8104302 | no | no |  |  | no |  |  | 1361494.795 | 15305097.111 |  | -1
node_8104302_200850711 |  |  | PQ | AN | 7199.558 | 8104302 | no | no |  |  | no |  |  | 1361490.839 | 15305248.398 |  | -1
node_8104302_200850712 |  |  | PQ | AN | 7199.558 | 8104302 | no | no |  |  | no |  |  | 1361489.284 | 15305372.769 |  | -1
node_8104302_200850714 |  |  | PQ | AN | 7199.558 | 8104302 | no | no |  |  | no |  |  | 1361842.194 | 15305507.118 |  | -1
node_8104302_200850716 |  |  | PQ | AN | 7199.558 | 8104302 | no | no |  |  | no |  |  | 1361503.289 | 15305493.015 |  | -1
node_8104302_200850788 |  |  | PQ | AN | 7199.558 | 8104302 | no | no |  |  | no |  |  | 1364996.662 | 15310311.776 |  | -1
node_8104302_200850789 |  |  | PQ | AN | 7199.558 | 8104302 | no | no |  |  | no |  |  | 1364915.576 | 15312904.893 |  | -1
node_8104302_200850790 |  |  | PQ | AN | 7199.558 | 8104302 | no | no |  |  | no |  |  | 1364901 | 15313192.253 |  | -1
node_8104302_200850792 |  |  | PQ | AN | 7199.558 | 8104302 | no | no |  |  | no |  |  | 1364987.552 | 15310539.683 |  | -1
node_8104302_200850793 |  |  | PQ | AN | 7199.558 | 8104302 | no | no |  |  | no |  |  | 1364979.213 | 15310761.609 |  | -1
node_8104302_200850794 |  |  | PQ | AN | 7199.558 | 8104302 | no | no |  |  | no |  |  | 1364969.963 | 15311114.042 |  | -1
node_8104302_200850795 |  |  | PQ | AN | 7199.558 | 8104302 | no | no |  |  | no |  |  | 1364962.505 | 15311454.795 |  | -1
node_8104302_200850796 |  |  | PQ | AN | 7199.558 | 8104302 | no | no |  |  | no |  |  | 1364941.745 | 15311794.562 |  | -1
node_8104302_200850797 |  |  | PQ | AN | 7199.558 | 8104302 | no | no |  |  | no |  |  | 1364940.081 | 15312167.77 |  | -1
node_8104302_200850798 |  |  | PQ | AN | 7199.558 | 8104302 | no | no |  |  | no |  |  | 1364935.41 | 15312543.148 |  | -1
node_8104302_200850800 |  |  | PQ | AN | 7199.558 | 8104302 | no | no |  |  | no |  |  | 1364925.036 | 15312623.689 |  | -1
node_8104302_200850816 |  |  | PQ | AN | 7199.558 | 8104302 | no | no |  |  | no |  |  | 1361258.227 | 15304688.562 |  | -1
node_8104302_200850817 |  |  | PQ | AN | 7199.558 | 8104302 | no | no |  |  | no |  |  | 1361217.887 | 15304854.346 |  | -1
node_8104302_200850818 |  |  | PQ | AN | 7199.558 | 8104302 | no | no |  |  | no |  |  | 1361170.741 | 15305058.216 |  | -1
node_8104302_200850820 |  |  | PQ | AN | 7199.558 | 8104302 | no | no |  |  | no |  |  | 1360998.911 | 15304849.195 |  | -1
node_8104302_200850821 |  |  | PQ | AN | 7199.558 | 8104302 | no | no |  |  | no |  |  | 1360839.766 | 15304843.416 |  | -1
node_8104302_200850822 |  |  | PQ | AN | 7199.558 | 8104302 | no | no |  |  | no |  |  | 1360680.245 | 15304838.408 |  | -1
node_8104302_200850823 |  |  | PQ | AN | 7199.558 | 8104302 | no | no |  |  | no |  |  | 1360467.912 | 15304850.833 |  | -1
node_8104302_200850824 |  |  | PQ | AN | 7199.558 | 8104302 | no | no |  |  | no |  |  | 1360394.647 | 15304938.139 |  | -1
node_8104302_200850825 |  |  | PQ | AN | 7199.558 | 8104302 | no | no |  |  | no |  |  | 1360384.573 | 15305141.815 |  | -1
node_8104302_200850880 |  |  | PQ | ABCN | 7199.558 | 8104302 | no | no |  |  | no |  |  | 1374108.032 | 15306005.214 |  | -1
node_8104302_200850881 |  |  | PQ | ABCN | 7199.558 | 8104302 | no | no |  |  | no |  |  | 1374158.072 | 15305920.02 |  | -1
node_8104302_200850882 |  |  | PQ | ABCN | 7199.558 | 8104302 | no | no |  |  | no |  |  | 1374161.973 | 15305870.253 |  | -1
node_8104302_200850883 |  |  | PQ | ABCN | 7199.558 | 8104302 | no | no |  |  | no |  |  | 1374184.544 | 15305912.427 |  | -1
node_8104302_200850884 |  |  | PQ | ABCN | 7199.558 | 8104302 | no | no |  |  | no |  |  | 1374185.275 | 15305935.093 |  | -1
node_8104302_200850885 |  |  | PQ | ABCN | 7199.558 | 8104302 | no | no |  |  | no |  |  | 1374040.649 | 15305856.289 |  | -1
node_8104302_200850886 |  |  | PQ | ABCN | 7199.558 | 8104302 | no | no |  |  | no |  |  | 1373898.369 | 15305844.489 |  | -1
node_8104302_200850887 |  |  | PQ | ABCN | 7199.558 | 8104302 | no | no |  |  | no |  |  | 1373796.746 | 15305829.352 |  | -1
node_8104302_200850888 |  |  | PQ | ABCN | 7199.558 | 8104302 | no | no |  |  | no |  |  | 1373579.028 | 15305808.69 |  | -1
node_8104302_200850889 |  |  | PQ | ABCN | 7199.558 | 8104302 | no | no |  |  | no |  |  | 1373383.715 | 15305808.586 |  | -1
node_8104302_200850890 |  |  | PQ | AN | 2771.281 | 8104302 | no | no |  |  | no |  |  | 1357701.878 | 15308977.723 |  | -1
node_8104302_200850891 |  |  | PQ | AD | 2771.281 | 8104302 | no | no |  |  | no |  |  | 1357587.689 | 15309094.038 |  | -1
node_8104302_200850892 |  |  | PQ | AD | 2771.281 | 8104302 | no | no |  |  | no |  |  | 1357465.544 | 15309206.676 |  | -1
node_8104302_200850893 |  |  | PQ | AN | 2771.281 | 8104302 | no | no |  |  | no |  |  | 1357362.25 | 15309314.099 |  | -1
node_8104302_200850894 |  |  | PQ | AD | 2771.281 | 8104302 | no | no |  |  | no |  |  | 1357176.596 | 15309489.006 |  | -1
node_8104302_200850895 |  |  | PQ | AN | 2771.281 | 8104302 | no | no |  |  | no |  |  | 1357139.724 | 15309606.939 |  | -1
node_8104302_200850911 |  |  | PQ | AN | 7199.558 | 8104302 | no | no |  |  | no |  |  | 1360247.241 | 15305204.633 |  | -1
node_8104302_200850912 |  |  | PQ | AN | 7199.558 | 8104302 | no | no |  |  | no |  |  | 1360417.702 | 15305207.544 |  | -1
node_8104302_200850913 |  |  | PQ | AN | 7199.558 | 8104302 | no | no |  |  | no |  |  | 1360590.821 | 15305216.079 |  | -1
node_8104302_200850914 |  |  | PQ | AN | 7199.558 | 8104302 | no | no |  |  | no |  |  | 1360764.287 | 15305227.361 |  | -1
node_8104302_200850994 |  |  | PQ | ABN | 7199.558 | 8104302 | no | no |  |  | no |  |  | 1363156.332 | 15310389 |  | -1
node_8104302_200850995 |  |  | PQ | ABN | 7199.558 | 8104302 | no | no |  |  | no |  |  | 1361086.216 | 15310998.573 |  | -1
node_8104302_200850996 |  |  | PQ | ABN | 7199.558 | 8104302 | no | no |  |  | no |  |  | 1360833.089 | 15310982.158 |  | -1
node_8104302_200850997 |  |  | PQ | ABN | 7199.558 | 8104302 | no | no |  |  | no |  |  | 1360731.585 | 15310975.089 |  | -1
node_8104302_200850998 |  |  | PQ | ABN | 7199.558 | 8104302 | no | no |  |  | no |  |  | 1360521.584 | 15310964.791 |  | -1
node_8104302_200851000 |  |  | PQ | ABN | 7199.558 | 8104302 | no | no |  |  | no |  |  | 1360206.729 | 15310951.878 |  | -1
node_8104302_200851002 |  |  | PQ | ABN | 7199.558 | 8104302 | no | no |  |  | no |  |  | 1359910.912 | 15310940.658 |  | -1
node_8104302_200851004 |  |  | PQ | ABN | 7199.558 | 8104302 | no | no |  |  | no |  |  | 1362962.082 | 15310453.104 |  | -1
node_8104302_200851005 |  |  | PQ | ABN | 7199.558 | 8104302 | no | no |  |  | no |  |  | 1362770.672 | 15310517.777 |  | -1
node_8104302_200851007 |  |  | PQ | ABN | 7199.558 | 8104302 | no | no |  |  | no |  |  | 1362583.064 | 15310575.779 |  | -1
node_8104302_200851008 |  |  | PQ | ABN | 7199.558 | 8104302 | no | no |  |  | no |  |  | 1362294.137 | 15310698.51 |  | -1
node_8104302_200851009 |  |  | PQ | ABN | 7199.558 | 8104302 | no | no |  |  | no |  |  | 1362151.833 | 15310802.899 |  | -1
node_8104302_200851010 |  |  | PQ | ABN | 7199.558 | 8104302 | no | no |  |  | no |  |  | 1361881.551 | 15310935.823 |  | -1
node_8104302_200851011 |  |  | PQ | ABN | 7199.558 | 8104302 | no | no |  |  | no |  |  | 1361561.581 | 15311045.244 |  | -1
node_8104302_200851012 |  |  | PQ | ABN | 7199.558 | 8104302 | no | no |  |  | no |  |  | 1361326.218 | 15311034.177 |  | -1
node_8104302_200852104 |  |  | PQ | AD | 2771.281 | 8104302 | no | no |  |  | no |  |  | 1357135.872 | 15309769.133 |  | -1
node_8104302_200852106 |  |  | PQ | AN | 2771.281 | 8104302 | no | no |  |  | no |  |  | 1356836.652 | 15310140.55 |  | -1
node_8104302_200852108 |  |  | PQ | AN | 2771.281 | 8104302 | no | no |  |  | no |  |  | 1356496.713 | 15310145.087 |  | -1
node_8104302_200852110 |  |  | PQ | AD | 2771.281 | 8104302 | no | no |  |  | no |  |  | 1356490.343 | 15310454.511 |  | -1
node_8104302_200852111 |  |  | PQ | AN | 2771.281 | 8104302 | no | no |  |  | no |  |  | 1356475.068 | 15310740.108 |  | -1
node_8104302_200852112 |  |  | PQ | AN | 2771.281 | 8104302 | no | no |  |  | no |  |  | 1356508.696 | 15311031.501 |  | -1
node_8104302_200852115 |  |  | PQ | AN | 2771.281 | 8104302 | no | no |  |  | no |  |  | 1356170.913 | 15310137.083 |  | -1
node_8104302_200852116 |  |  | PQ | AD | 2771.281 | 8104302 | no | no |  |  | no |  |  | 1355961.765 | 15310126.723 |  | -1
node_8104302_200852117 |  |  | PQ | AD | 2771.281 | 8104302 | no | no |  |  | no |  |  | 1355607.175 | 15310273.173 |  | -1
node_8104302_200852119 |  |  | PQ | AN | 2771.281 | 8104302 | no | no |  |  | no |  |  | 1355416.114 | 15310343.001 |  | -1
node_8104302_200852121 |  |  | PQ | AD | 2771.281 | 8104302 | no | no |  |  | no |  |  | 1355354.58 | 15310305.182 |  | -1
node_8104302_200852123 |  |  | PQ | AD | 2771.281 | 8104302 | no | no |  |  | no |  |  | 1355181.888 | 15310343.336 |  | -1
node_8104302_200852124 |  |  | PQ | AN | 2771.281 | 8104302 | no | no |  |  | no |  |  | 1355010.603 | 15310309.811 |  | -1
node_8104302_200852132 |  |  | PQ | ABCN | 7199.558 | 8104302 | no | no |  |  | no |  |  | 1362827.893 | 15304248.985 |  | -1
node_8104302_200852133 |  |  | PQ | ABCN | 7199.558 | 8104302 | no | no |  |  | no |  |  | 1362601.805 | 15304232.857 |  | -1
node_8104302_200852134 |  |  | PQ | ABCN | 7199.558 | 8104302 | no | no |  |  | no |  |  | 1362445.321 | 15304243.6 |  | -1
node_8104302_200852135 |  |  | PQ | ABCN | 7199.558 | 8104302 | no | no |  |  | no |  |  | 1362281.598 | 15304241.66 |  | -1
node_8104302_200852136 |  |  | PQ | ABCN | 7199.558 | 8104302 | no | no |  |  | no |  |  | 1362040.348 | 15304232.583 |  | -1
node_8104302_200852137 |  |  | PQ | AN | 7199.558 | 8104302 | no | no |  |  | no |  |  | 1362044.482 | 15304182.546 |  | -1
node_8104302_200852138 |  |  | PQ | ABCN | 7199.558 | 8104302 | no | no |  |  | no |  |  | 1361820.13 | 15304227.852 |  | -1
node_8104302_200852139 |  |  | PQ | ABCN | 7199.558 | 8104302 | no | no |  |  | no |  |  | 1361654.228 | 15304228.755 |  | -1
node_8104302_200852140 |  |  | PQ | ABCN | 7199.558 | 8104302 | no | no |  |  | no |  |  | 1361468.946 | 15304214.495 |  | -1
node_8104302_200852141 |  |  | PQ | ABCN | 7199.558 | 8104302 | no | no |  |  | no |  |  | 1361215.673 | 15304203.905 |  | -1
node_8104302_200852142 |  |  | PQ | ABCN | 7199.558 | 8104302 | no | no |  |  | no |  |  | 1361040.856 | 15304194.975 |  | -1
node_8104302_200852143 |  |  | PQ | ABCN | 7199.558 | 8104302 | no | no |  |  | no |  |  | 1361015.776 | 15304148.353 |  | -1
node_8104302_200852144 |  |  | PQ | ABCN | 7199.558 | 8104302 | no | no |  |  | no |  |  | 1360841.639 | 15304188.585 |  | -1
node_8104302_200852146 |  |  | PQ | ABCN | 7199.558 | 8104302 | no | no |  |  | no |  |  | 1360712.192 | 15304165.871 |  | -1
node_8104302_200852147 |  |  | PQ | ABCN | 7199.558 | 8104302 | no | no |  |  | no |  |  | 1360641.194 | 15304035.815 |  | -1
node_8104302_200852148 |  |  | PQ | ABCN | 7199.558 | 8104302 | no | no |  |  | no |  |  | 1360628.928 | 15304017.158 |  | -1
node_8104302_200852149 |  |  | PQ | ABCN | 7199.558 | 8104302 | no | no |  |  | no |  |  | 1360394.955 | 15304145.144 |  | -1
node_8104302_200852150 |  |  | PQ | ABCN | 7199.558 | 8104302 | no | no |  |  | no |  |  | 1360255.135 | 15304223.375 |  | -1
node_8104302_200852152 |  |  | PQ | ABCN | 7199.558 | 8104302 | no | no |  |  | no |  |  | 1360073.887 | 15304324.372 |  | -1
node_8104302_200852153 |  |  | PQ | ABCN | 7199.558 | 8104302 | no | no |  |  | no |  |  | 1359914.492 | 15304416.632 |  | -1
node_8104302_200852154 |  |  | PQ | ABCN | 7199.558 | 8104302 | no | no |  |  | no |  |  | 1359734.882 | 15304516.573 |  | -1
node_8104302_200852155 |  |  | PQ | ABCN | 7199.558 | 8104302 | no | no |  |  | no |  |  | 1359551.569 | 15304622.342 |  | -1
node_8104302_200852156 |  |  | PQ | ABCN | 7199.558 | 8104302 | no | no |  |  | no |  |  | 1359369.977 | 15304726.123 |  | -1
node_8104302_200852158 |  |  | PQ | ABCN | 7199.558 | 8104302 | no | no |  |  | no |  |  | 1359189.852 | 15304832.953 |  | -1
node_8104302_200852159 |  |  | PQ | ABCN | 7199.558 | 8104302 | no | no |  |  | no |  |  | 1359020.752 | 15304932.035 |  | -1
node_8104302_200852160 |  |  | PQ | ABCN | 7199.558 | 8104302 | no | no |  |  | no |  |  | 1358851.306 | 15305045.33 |  | -1
node_8104302_200852161 |  |  | PQ | ABCN | 7199.558 | 8104302 | no | no |  |  | no |  |  | 1358630.557 | 15305167.598 |  | -1
node_8104302_200852163 |  |  | PQ | ABCN | 7199.558 | 8104302 | no | no |  |  | no |  |  | 1358481.183 | 15305253.559 |  | -1
node_8104302_200852165 |  |  | PQ | AN | 2771.281 | 8104302 | no | no |  |  | no |  |  | 1362486.535 | 15313890.253 |  | -1
node_8104302_200852167 |  |  | PQ | ABCN | 7199.558 | 8104302 | no | no |  |  | no |  |  | 1362795.962 | 15307525.653 |  | -1
node_8104302_200852169 |  |  | PQ | ABCN | 7199.558 | 8104302 | no | no |  |  | no |  |  | 1363368.148 | 15310351.335 |  | -1
node_8104302_200852171 |  |  | PQ | ABCN | 7199.558 | 8104302 | no | no |  |  | no |  |  | 1363391.08 | 15310538.109 |  | -1
node_8104302_200852172 |  |  | PQ | ABCN | 7199.558 | 8104302 | no | no |  |  | no |  |  | 1363413.137 | 15310741.858 |  | -1
node_8104302_200852173 |  |  | PQ | ABCN | 7199.558 | 8104302 | no | no |  |  | no |  |  | 1363422.647 | 15310828.337 |  | -1
node_8104302_200852174 |  |  | PQ | ABCN | 7199.558 | 8104302 | no | no |  |  | no |  |  | 1363396.787 | 15310926.928 |  | -1
node_8104302_200852175 |  |  | PQ | ABCN | 7199.558 | 8104302 | no | no |  |  | no |  |  | 1363410.285 | 15311124.865 |  | -1
node_8104302_200852177 |  |  | PQ | ABCN | 7199.558 | 8104302 | no | no |  |  | no |  |  | 1363440.173 | 15311339.556 |  | -1
node_8104302_200852178 |  |  | PQ | ABCN | 7199.558 | 8104302 | no | no |  |  | no |  |  | 1363467.293 | 15311501.266 |  | -1
node_8104302_200852180 |  |  | PQ | ABCN | 7199.558 | 8104302 | no | no |  |  | no |  |  | 1363497.013 | 15311732.994 |  | -1
node_8104302_200852182 |  |  | PQ | ABCN | 7199.558 | 8104302 | no | no |  |  | no |  |  | 1363513.611 | 15311939.244 |  | -1
node_8104302_200852184 |  |  | PQ | ABCN | 7199.558 | 8104302 | no | no |  |  | no |  |  | 1363537.138 | 15312171.516 |  | -1
node_8104302_200852185 |  |  | PQ | AD | 7199.558 | 8104302 | no | no |  |  | no |  |  | 1363471.984 | 15312149.195 |  | -1
node_8104302_200852186 |  |  | PQ | AN | 7199.558 | 8104302 | no | no |  |  | no |  |  | 1363147.454 | 15312139.139 |  | -1
node_8104302_200852189 |  |  | PQ | ABCN | 7199.558 | 8104302 | no | no |  |  | no |  |  | 1363604.639 | 15312287.564 |  | -1
node_8104302_200852191 |  |  | PQ | ABCN | 7199.558 | 8104302 | no | no |  |  | no |  |  | 1363549.235 | 15312481.54 |  | -1
node_8104302_200852193 |  |  | PQ | ABCN | 7199.558 | 8104302 | no | no |  |  | no |  |  | 1363528.373 | 15312625.206 |  | -1
node_8104302_200852195 |  |  | PQ | ABCN | 7199.558 | 8104302 | no | no |  |  | no |  |  | 1363509.76 | 15312714.417 |  | -1
node_8104302_200852197 |  |  | PQ | ABCN | 7199.558 | 8104302 | no | no |  |  | no |  |  | 1363477.423 | 15312882.672 |  | -1
node_8104302_200852199 |  |  | PQ | ABCD | 2771.281 | 8104302 | no | no |  |  | no |  |  | 1363438.573 | 15313089.164 |  | -1
node_8104302_200852201 |  |  | PQ | ABCN | 2771.281 | 8104302 | no | no |  |  | no |  |  | 1363393.476 | 15313283.815 |  | -1
node_8104302_200852202 |  |  | PQ | ABCD | 2771.281 | 8104302 | no | no |  |  | no |  |  | 1363368.948 | 15313428.375 |  | -1
node_8104302_200852203 |  |  | PQ | ABCN | 2771.281 | 8104302 | no | no |  |  | no |  |  | 1363391.79 | 15313623.256 |  | -1
node_8104302_200852204 |  |  | PQ | ABCD | 2771.281 | 8104302 | no | no |  |  | no |  |  | 1363290.919 | 15313817.943 |  | -1
node_8104302_200852205 |  |  | PQ | ABCN | 2771.281 | 8104302 | no | no |  |  | no |  |  | 1363276.506 | 15313967.109 |  | -1
node_8104302_200852266 |  |  | PQ | ABCN | 7199.558 | 8104302 | no | no |  |  | no |  |  | 1362743.782 | 15302636.483 |  | -1
node_8104302_200852267 |  |  | PQ | ABCN | 7199.558 | 8104302 | no | no |  |  | no |  |  | 1362759.813 | 15302776.49 |  | -1
node_8104302_200852269 |  |  | PQ | ABCN | 7199.558 | 8104302 | no | no |  |  | no |  |  | 1362800.463 | 15302951.207 |  | -1
node_8104302_200852270 |  |  | PQ | ABCN | 7199.558 | 8104302 | no | no |  |  | no |  |  | 1362840.187 | 15303123.914 |  | -1
node_8104302_200852271 |  |  | PQ | ABCN | 7199.558 | 8104302 | no | no |  |  | no |  |  | 1362872.361 | 15303303.529 |  | -1
node_8104302_200852272 |  |  | PQ | ABCN | 7199.558 | 8104302 | no | no |  |  | no |  |  | 1362904.904 | 15303481.194 |  | -1
node_8104302_200852273 |  |  | PQ | ABCN | 7199.558 | 8104302 | no | no |  |  | no |  |  | 1362937.118 | 15303660.979 |  | -1
node_8104302_200852275 |  |  | PQ | ABCN | 7199.558 | 8104302 | no | no |  |  | no |  |  | 1362975.55 | 15303860.082 |  | -1
node_8104302_200852276 |  |  | PQ | ABCN | 7199.558 | 8104302 | no | no |  |  | no |  |  | 1362984.528 | 15304013.354 |  | -1
node_8104302_200852279 |  |  | PQ | ABCN | 7199.558 | 8104302 | no | no |  |  | no |  |  | 1363019.968 | 15304215.843 |  | -1
node_8104302_200852280 |  |  | PQ | ABCN | 7199.558 | 8104302 | no | no |  |  | no |  |  | 1363052.712 | 15304428.133 |  | -1
node_8104302_200852282 |  |  | PQ | ABCN | 7199.558 | 8104302 | no | no |  |  | no |  |  | 1363082.591 | 15304584.705 |  | -1
node_8104302_200852283 |  |  | PQ | ABCN | 7199.558 | 8104302 | no | no |  |  | no |  |  | 1363110.249 | 15304738.89 |  | -1
node_8104302_200852286 |  |  | PQ | ABCN | 7199.558 | 8104302 | no | no |  |  | no |  |  | 1363120.489 | 15304831.628 |  | -1
node_8104302_200852287 |  |  | PQ | ABCN | 7199.558 | 8104302 | no | no |  |  | no |  |  | 1363096.067 | 15305067.963 |  | -1
node_8104302_200852288 |  |  | PQ | ABCN | 7199.558 | 8104302 | no | no |  |  | no |  |  | 1363084.904 | 15305220.034 |  | -1
node_8104302_200852289 |  |  | PQ | ABCN | 7199.558 | 8104302 | no | no |  |  | no |  |  | 1363065.307 | 15305360.261 |  | -1
node_8104302_200852290 |  |  | PQ | ABCN | 7199.558 | 8104302 | no | no |  |  | no |  |  | 1363043.229 | 15305540.886 |  | -1
node_8104302_200852291 |  |  | PQ | ABCN | 7199.558 | 8104302 | no | no |  |  | no |  |  | 1363022.615 | 15305750.579 |  | -1
node_8104302_200852292 |  |  | PQ | ABCN | 7199.558 | 8104302 | no | no |  |  | no |  |  | 1362992.062 | 15306007.211 |  | -1
node_8104302_200852295 |  |  | PQ | ABCN | 7199.558 | 8104302 | no | no |  |  | no |  |  | 1362972.964 | 15306188.997 |  | -1
node_8104302_200852296 |  |  | PQ | ABCN | 7199.558 | 8104302 | no | no |  |  | no |  |  | 1362960.773 | 15306270.205 |  | -1
node_8104302_200852297 |  |  | PQ | ABCN | 7199.558 | 8104302 | no | no |  |  | no |  |  | 1362954.693 | 15306343.631 |  | -1
node_8104302_200852298 |  |  | PQ | ABCN | 7199.558 | 8104302 | no | no |  |  | no |  |  | 1362930.328 | 15306581.93 |  | -1
node_8104302_200852299 |  |  | PQ | ABCN | 7199.558 | 8104302 | no | no |  |  | no |  |  | 1362906.498 | 15306756.673 |  | -1
node_8104302_200852300 |  |  | PQ | ABCN | 7199.558 | 8104302 | no | no |  |  | no |  |  | 1362876.168 | 15306965.256 |  | -1
node_8104302_200852301 |  |  | PQ | ABCN | 7199.558 | 8104302 | no | no |  |  | no |  |  | 1362852.276 | 15307174.355 |  | -1
node_8104302_200852302 |  |  | PQ | ABCN | 7199.558 | 8104302 | no | no |  |  | no |  |  | 1362820.211 | 15307359.489 |  | -1
node_8104302_200852304 |  |  | PQ | ABCN | 7199.558 | 8104302 | no | no |  |  | no |  |  | 1362810.561 | 15307638.537 |  | -1
node_8104302_200852305 |  |  | PQ | ABCN | 7199.558 | 8104302 | no | no |  |  | no |  |  | 1362842.529 | 15307856.871 |  | -1
node_8104302_200852307 |  |  | PQ | ABCN | 7199.558 | 8104302 | no | no |  |  | no |  |  | 1362888.824 | 15307980.896 |  | -1
node_8104302_200852309 |  |  | PQ | ABCN | 7199.558 | 8104302 | no | no |  |  | no |  |  | 1362926.803 | 15308083.697 |  | -1
node_8104302_200852310 |  |  | PQ | ABCN | 7199.558 | 8104302 | no | no |  |  | no |  |  | 1362987.986 | 15308253.866 |  | -1
node_8104302_200852314 |  |  | PQ | ABCN | 7199.558 | 8104302 | no | no |  |  | no |  |  | 1363013.888 | 15308334.067 |  | -1
node_8104302_200852315 |  |  | PQ | ABCN | 7199.558 | 8104302 | no | no |  |  | no |  |  | 1363069.584 | 15308504.875 |  | -1
node_8104302_200852316 |  |  | PQ | ABCN | 7199.558 | 8104302 | no | no |  |  | no |  |  | 1363098.001 | 15308704.792 |  | -1
node_8104302_200852317 |  |  | PQ | ABCN | 7199.558 | 8104302 | no | no |  |  | no |  |  | 1363134.274 | 15308902.253 |  | -1
node_8104302_200852319 |  |  | PQ | ABCN | 7199.558 | 8104302 | no | no |  |  | no |  |  | 1363167.385 | 15309102.107 |  | -1
node_8104302_200852321 |  |  | PQ | ABCN | 7199.558 | 8104302 | no | no |  |  | no |  |  | 1363200.323 | 15309332.904 |  | -1
node_8104302_200852322 |  |  | PQ | ABCN | 7199.558 | 8104302 | no | no |  |  | no |  |  | 1363226.188 | 15309482.327 |  | -1
node_8104302_200852324 |  |  | PQ | ABCN | 7199.558 | 8104302 | no | no |  |  | no |  |  | 1363267.246 | 15309716.835 |  | -1
node_8104302_200852325 |  |  | PQ | ABCN | 7199.558 | 8104302 | no | no |  |  | no |  |  | 1363297.6 | 15309916.616 |  | -1
node_8104302_200852327 |  |  | PQ | ABCN | 7199.558 | 8104302 | no | no |  |  | no |  |  | 1363323.281 | 15310071.656 |  | -1
node_8104302_200852380 |  |  | PQ | AN | 2771.281 | 8104302 | no | no |  |  | no |  |  | 1362185.748 | 15308796.488 |  | -1
node_8104302_200852381 |  |  | PQ | ABN | 7199.558 | 8104302 | no | no |  |  | no |  |  | 1362791.615 | 15308327.379 |  | -1
node_8104302_200852382 |  |  | PQ | ABN | 7199.558 | 8104302 | no | no |  |  | no |  |  | 1362713.188 | 15308315.872 |  | -1
node_8104302_200852383 |  |  | PQ | ABN | 2771.281 | 8104302 | no | no |  |  | no |  |  | 1362568.271 | 15308308.608 |  | -1
node_8104302_200852384 |  |  | PQ | AN | 2771.281 | 8104302 | no | no |  |  | no |  |  | 1362396.356 | 15308302.04 |  | -1
node_8104302_200852385 |  |  | PQ | ABN | 7199.558 | 8104302 | no | no |  |  | no |  |  | 1360167.791 | 15310002.864 |  | -1
node_8104302_200852390 |  |  | PQ | AN | 7199.558 | 8104302 | no | no |  |  | no |  |  | 1360134.278 | 15309969.849 |  | -1
node_8104302_200852391 |  |  | PQ | ABN | 7199.558 | 8104302 | no | no |  |  | no |  |  | 1360098.308 | 15310123.859 |  | -1
node_8104302_200852394 |  |  | PQ | ABN | 7199.558 | 8104302 | no | no |  |  | no |  |  | 1360033.368 | 15310258.598 |  | -1
node_8104302_200852395 |  |  | PQ | ABN | 7199.558 | 8104302 | no | no |  |  | no |  |  | 1359966.965 | 15310391.34 |  | -1
node_8104302_200852397 |  |  | PQ | ABN | 7199.558 | 8104302 | no | no |  |  | no |  |  | 1359919.42 | 15310534.192 |  | -1
node_8104302_200852399 |  |  | PQ | ABN | 7199.558 | 8104302 | no | no |  |  | no |  |  | 1359910.804 | 15310684.882 |  | -1
node_8104302_200852401 |  |  | PQ | ABN | 7199.558 | 8104302 | no | no |  |  | no |  |  | 1359895.415 | 15310904.62 |  | -1
node_8104302_200852403 |  |  | PQ | AN | 2771.281 | 8104302 | no | no |  |  | no |  |  | 1361326.999 | 15307463.888 |  | -1
node_8104302_200852404 |  |  | PQ | AD | 2771.281 | 8104302 | no | no |  |  | no |  |  | 1361149.454 | 15307459.187 |  | -1
node_8104302_200852405 |  |  | PQ | AD | 2771.281 | 8104302 | no | no |  |  | no |  |  | 1361006.798 | 15307449.778 |  | -1
node_8104302_200852406 |  |  | PQ | AD | 2771.281 | 8104302 | no | no |  |  | no |  |  | 1362211.879 | 15308296.85 |  | -1
node_8104302_200852407 |  |  | PQ | AN | 2771.281 | 8104302 | no | no |  |  | no |  |  | 1362012.081 | 15308287.65 |  | -1
node_8104302_200852409 |  |  | PQ | AD | 2771.281 | 8104302 | no | no |  |  | no |  |  | 1361958.821 | 15308284.624 |  | -1
node_8104302_200852410 |  |  | PQ | AN | 2771.281 | 8104302 | no | no |  |  | no |  |  | 1361814.634 | 15308279.683 |  | -1
node_8104302_200852412 |  |  | PQ | AD | 2771.281 | 8104302 | no | no |  |  | no |  |  | 1361616.204 | 15308269.527 |  | -1
node_8104302_200852414 |  |  | PQ | AN | 2771.281 | 8104302 | no | no |  |  | no |  |  | 1361406.402 | 15308291.32 |  | -1
node_8104302_200852415 |  |  | PQ | AN | 2771.281 | 8104302 | no | no |  |  | no |  |  | 1361294.614 | 15308297.007 |  | -1
node_8104302_200852416 |  |  | PQ | AN | 2771.281 | 8104302 | no | no |  |  | no |  |  | 1361090.159 | 15308319.545 |  | -1
node_8104302_200852417 |  |  | PQ | AD | 2771.281 | 8104302 | no | no |  |  | no |  |  | 1360987.473 | 15308326.829 |  | -1
node_8104302_200852418 |  |  | PQ | AN | 2771.281 | 8104302 | no | no |  |  | no |  |  | 1361092.354 | 15308117.384 |  | -1
node_8104302_200852420 |  |  | PQ | AD | 2771.281 | 8104302 | no | no |  |  | no |  |  | 1361193.351 | 15307994.829 |  | -1
node_8104302_200852421 |  |  | PQ | AN | 2771.281 | 8104302 | no | no |  |  | no |  |  | 1361287.886 | 15307817.743 |  | -1
node_8104302_200852422 |  |  | PQ | AN | 2771.281 | 8104302 | no | no |  |  | no |  |  | 1361352.481 | 15307679.35 |  | -1
node_8104302_200852424 |  |  | PQ | AD | 2771.281 | 8104302 | no | no |  |  | no |  |  | 1361477.415 | 15307467.93 |  | -1
node_8104302_200852426 |  |  | PQ | AN | 2771.281 | 8104302 | no | no |  |  | no |  |  | 1360953.355 | 15308541.751 |  | -1
node_8104302_200852428 |  |  | PQ | AN | 2771.281 | 8104302 | no | no |  |  | no |  |  | 1360837.965 | 15308771.971 |  | -1
node_8104302_200852429 |  |  | PQ | AD | 2771.281 | 8104302 | no | no |  |  | no |  |  | 1360815.17 | 15308816.976 |  | -1
node_8104302_200852430 |  |  | PQ | AD | 2771.281 | 8104302 | no | no |  |  | no |  |  | 1361083.502 | 15308894.472 |  | -1
node_8104302_200852431 |  |  | PQ | AN | 2771.281 | 8104302 | no | no |  |  | no |  |  | 1361273.33 | 15308898.182 |  | -1
node_8104302_200852432 |  |  | PQ | AN | 2771.281 | 8104302 | no | no |  |  | no |  |  | 1361207.859 | 15308714.297 |  | -1
node_8104302_200852433 |  |  | PQ | AN | 2771.281 | 8104302 | no | no |  |  | no |  |  | 1360704.762 | 15309022.973 |  | -1
node_8104302_200852438 |  |  | PQ | AN | 2771.281 | 8104302 | no | no |  |  | no |  |  | 1360561 | 15309303.94 |  | -1
node_8104302_200852439 |  |  | PQ | ABN | 7199.558 | 8104302 | no | no |  |  | no |  |  | 1360512.44 | 15309403.35 |  | -1
node_8104302_200852441 |  |  | PQ | ABN | 7199.558 | 8104302 | no | no |  |  | no |  |  | 1360423.114 | 15309558.471 |  | -1
node_8104302_200852442 |  |  | PQ | ABN | 7199.558 | 8104302 | no | no |  |  | no |  |  | 1360314.52 | 15309745.952 |  | -1
node_8104302_200852443 |  |  | PQ | ABN | 7199.558 | 8104302 | no | no |  |  | no |  |  | 1360239.367 | 15309871.092 |  | -1
node_8104302_200852444 |  |  | PQ | ABCN | 7199.558 | 8104302 | no | no |  |  | no |  |  | 1363574.999 | 15310343.454 |  | -1
node_8104302_200852445 |  |  | PQ | ABCN | 7199.558 | 8104302 | no | no |  |  | no |  |  | 1363855.222 | 15310312.976 |  | -1
node_8104302_200852448 |  |  | PQ | AN | 7199.558 | 8104302 | no | no |  |  | no |  |  | 1367655.526 | 15310351.443 |  | -1
node_8104302_200852449 |  |  | PQ | AN | 7199.558 | 8104302 | no | no |  |  | no |  |  | 1367919.871 | 15310336.891 |  | -1
node_8104302_200852451 |  |  | PQ | AN | 7199.558 | 8104302 | no | no |  |  | no |  |  | 1368221.506 | 15310318.784 |  | -1
node_8104302_200852452 |  |  | PQ | AN | 7199.558 | 8104302 | no | no |  |  | no |  |  | 1368503.952 | 15310299.765 |  | -1
node_8104302_200852454 |  |  | PQ | AN | 7199.558 | 8104302 | no | no |  |  | no |  |  | 1368804.706 | 15310280.364 |  | -1
node_8104302_200852455 |  |  | PQ | AN | 7199.558 | 8104302 | no | no |  |  | no |  |  | 1369075.405 | 15310270.11 |  | -1
node_8104302_200852456 |  |  | PQ | ABCN | 7199.558 | 8104302 | no | no |  |  | no |  |  | 1364176.531 | 15310264.064 |  | -1
node_8104302_200852457 |  |  | PQ | ABCN | 7199.558 | 8104302 | no | no |  |  | no |  |  | 1364514.024 | 15310192.842 |  | -1
node_8104302_200852458 |  |  | PQ | ABCN | 7199.558 | 8104302 | no | no |  |  | no |  |  | 1364839.9 | 15310143.058 |  | -1
node_8104302_200852459 |  |  | PQ | ABCN | 7199.558 | 8104302 | no | no |  |  | no |  |  | 1364998.363 | 15310114.973 |  | -1
node_8104302_200852460 |  |  | PQ | ABCN | 7199.558 | 8104302 | no | no |  |  | no |  |  | 1365164.558 | 15310085.155 |  | -1
node_8104302_200852461 |  |  | PQ | ABCN | 7199.558 | 8104302 | no | no |  |  | no |  |  | 1365269.023 | 15310085.482 |  | -1
node_8104302_200852462 |  |  | PQ | ABCN | 7199.558 | 8104302 | no | no |  |  | no |  |  | 1365385.073 | 15309754.363 |  | -1
node_8104302_200852463 |  |  | PQ | ABCN | 7199.558 | 8104302 | no | no |  |  | no |  |  | 1365496.953 | 15309494.615 |  | -1
node_8104302_200852464 |  |  | PQ | ABN | 7199.558 | 8104302 | no | no |  |  | no |  |  | 1365511.666 | 15310082.944 |  | -1
node_8104302_200852466 |  |  | PQ | AN | 7199.558 | 8104302 | no | no |  |  | no |  |  | 1365915.981 | 15310087.216 |  | -1
node_8104302_200852467 |  |  | PQ | AN | 7199.558 | 8104302 | no | no |  |  | no |  |  | 1366171.764 | 15310083.764 |  | -1
node_8104302_200852468 |  |  | PQ | AN | 7199.558 | 8104302 | no | no |  |  | no |  |  | 1366298.503 | 15310086.889 |  | -1
node_8104302_200852469 |  |  | PQ | AN | 7199.558 | 8104302 | no | no |  |  | no |  |  | 1366586.177 | 15310082.955 |  | -1
node_8104302_200852470 |  |  | PQ | AN | 7199.558 | 8104302 | no | no |  |  | no |  |  | 1366867.126 | 15310175.174 |  | -1
node_8104302_200852471 |  |  | PQ | AN | 7199.558 | 8104302 | no | no |  |  | no |  |  | 1366804.422 | 15310236.108 |  | -1
node_8104302_200852472 |  |  | PQ | AN | 7199.558 | 8104302 | no | no |  |  | no |  |  | 1367096.285 | 15310247.7 |  | -1
node_8104302_200852734 |  |  | PQ | ABCN | 7199.558 | 8104302 | no | no |  |  | no |  |  | 1373144.431 | 15305769.833 |  | -1
node_8104302_200852735 |  |  | PQ | ABCN | 7199.558 | 8104302 | no | no |  |  | no |  |  | 1373122.761 | 15305953.1 |  | -1
node_8104302_200852736 |  |  | PQ | ABCN | 7199.558 | 8104302 | no | no |  |  | no |  |  | 1373109.725 | 15306224.535 |  | -1
node_8104302_200852738 |  |  | PQ | ABCN | 7199.558 | 8104302 | no | no |  |  | no |  |  | 1373131.81 | 15306484.313 |  | -1
node_8104302_200852740 |  |  | PQ | ABCN | 7199.558 | 8104302 | no | no |  |  | no |  |  | 1373155.509 | 15306721.397 |  | -1
node_8104302_200852741 |  |  | PQ | ABCN | 7199.558 | 8104302 | no | no |  |  | no |  |  | 1373190.814 | 15306994.441 |  | -1
node_8104302_200852742 |  |  | PQ | ABCN | 7199.558 | 8104302 | no | no |  |  | no |  |  | 1373221.807 | 15307255.422 |  | -1
node_8104302_200852743 |  |  | PQ | ABCN | 7199.558 | 8104302 | no | no |  |  | no |  |  | 1373256.8 | 15307478.223 |  | -1
node_8104302_200951209 |  |  | PQ | AN | 2771.281 | 8104302 | no | no |  |  | no |  |  | 1364208.471 | 15322160.062 |  | -1
node_8104302_200951524 |  |  | PQ | ABCN | 7199.558 | 8104302 | no | no |  |  | no |  |  | 1361885.892 | 15302416.922 |  | -1
node_8104302_200959963 |  |  | PQ | ABCD | 2771.281 | 8104302 | no | no |  |  | no |  |  | 1363454.173 | 15313010.627 |  | -1
node_8104302_200960007 |  |  | PQ | ABCN | 2771.281 | 8104302 | no | no |  |  | no |  |  | 1364127.999 | 15315446.448 |  | -1
node_8104302_200960008 |  |  | PQ | ABCN | 2771.281 | 8104302 | no | no |  |  | no |  |  | 1364028.425 | 15315184.326 |  | -1
node_8104302_200960009 |  |  | PQ | ABCN | 2771.281 | 8104302 | no | no |  |  | no |  |  | 1363793.035 | 15314949.464 |  | -1
node_8104302_200962774 |  |  | PQ | AN | 2771.281 | 8104302 | no | no |  |  | no |  |  | 1364235.674 | 15316356.956 |  | -1
node_8104302_200968854 |  |  | PQ | AN | 7199.558 | 8104302 | no | no |  |  | no |  |  | 1368214.977 | 15307494.22 |  | -1
node_8104302_200971546 |  |  | PQ | ABCN | 7199.558 | 8104302 | no | no |  |  | no |  |  | 1361807.643 | 15302932.937 |  | -1
node_8104302_200971547 |  |  | PQ | AN | 2771.281 | 8104302 | no | no |  |  | no |  |  | 1362195.217 | 15308335.777 |  | -1
node_8104302_200978637 |  |  | PQ | AD | 2771.281 | 8104302 | no | no |  |  | no |  |  | 1362419.852 | 15321293.673 |  | -1
node_8104302_200978901 |  |  | PQ | AN | 7199.558 | 8104302 | no | no |  |  | no |  |  | 1358496.205 | 15311867.539 |  | -1
node_8104302_200983483 |  |  | PQ | AN | 7199.558 | 8104302 | no | no |  |  | no |  |  | 1370207.695 | 15310255.42 |  | -1
node_8104302_200983484 |  |  | PQ | AN | 7199.558 | 8104302 | no | no |  |  | no |  |  | 1370005.72 | 15310256.89 |  | -1
node_8104302_200983485 |  |  | PQ | AN | 7199.558 | 8104302 | no | no |  |  | no |  |  | 1369961.33 | 15310366.675 |  | -1
node_8104302_200983951 |  |  | PQ | AN | 2771.281 | 8104302 | no | no |  |  | no |  |  | 1368717.313 | 15314302.565 |  | -1
node_8104302_200983953 |  |  | PQ | ABCN | 7199.558 | 8104302 | no | no |  |  | no |  |  | 1363591.426 | 15310404.283 |  | -1
node_8104302_200983954 |  |  | PQ | ABCN | 7199.558 | 8104302 | no | no |  |  | no |  |  | 1364031.688 | 15310289.305 |  | -1
node_8104302_200983955 |  |  | PQ | ABCN | 7199.558 | 8104302 | no | no |  |  | no |  |  | 1363872.707 | 15310371.522 |  | -1
node_8104302_200984652 |  |  | PQ | ABCN | 7199.558 | 8104302 | no | no |  |  | no |  |  | 1363561.769 | 15311724.063 |  | -1
node_8104302_200984915 |  |  | PQ | ABCN | 7199.558 | 8104302 | no | no |  |  | no |  |  | 1363930.37 | 15311728.464 |  | -1
node_8104302_200987736 |  |  | PQ | AN | 7199.558 | 8104302 | no | no |  |  | no |  |  | 1363935.728 | 15311553.191 |  | -1
node_8104302_200987737 |  |  | PQ | AN | 7199.558 | 8104302 | no | no |  |  | no |  |  | 1363927.437 | 15311107.042 |  | -1
node_8104302_201004330 |  |  | PQ | ABCN | 7199.558 | 8104302 | no | no |  |  | no |  |  | 1363908.393 | 15310471.311 |  | -1
node_8104302_201008167 |  |  | PQ | ABCN | 7199.558 | 8104302 | no | no |  |  | no |  |  | 1362793.329 | 15306181.436 |  | -1
node_8104302_201008582 |  |  | PQ | ABN | 7199.558 | 8104302 | no | no |  |  | no |  |  | 1364087.294 | 15312339.552 |  | -1
node_8104302_201008583 |  |  | PQ | ABN | 7199.558 | 8104302 | no | no |  |  | no |  |  | 1363932.192 | 15311958.149 |  | -1
node_8104302_201008744 |  |  | PQ | AN | 7199.558 | 8104302 | no | no |  |  | no |  |  | 1364359.382 | 15312690.913 |  | -1
node_8104302_201009048 |  |  | PQ | ABN | 7199.558 | 8104302 | no | no |  |  | no |  |  | 1365035.427 | 15304749.726 |  | -1
node_8104302_201009049 |  |  | PQ | ABN | 7199.558 | 8104302 | no | no |  |  | no |  |  | 1365030.631 | 15304987.418 |  | -1
node_8104302_201009254 |  |  | PQ | ABN | 7199.558 | 8104302 | no | no |  |  | no |  |  | 1362407.141 | 15303960.568 |  | -1
node_8104302_201009255 |  |  | PQ | AN | 7199.558 | 8104302 | no | no |  |  | no |  |  | 1362522.112 | 15303897.288 |  | -1
node_8104302_201009894 |  |  | PQ | ABCN | 7199.558 | 8104302 | no | no |  |  | no |  |  | 1363679.793 | 15310571.325 |  | -1
node_8104302_201010279 |  |  | PQ | ABCN | 7199.558 | 8104302 | no | no |  |  | no |  |  | 1362779.624 | 15306045.734 |  | -1
node_8104302_201010317 |  |  | PQ | AN | 7199.558 | 8104302 | no | no |  |  | no |  |  | 1364302.286 | 15311471.437 |  | -1
node_8104302_201010353 |  |  | PQ | AN | 2771.281 | 8104302 | no | no |  |  | no |  |  | 1362663.036 | 15320685.813 |  | -1
node_8104302_201010354 |  |  | PQ | AN | 2771.281 | 8104302 | no | no |  |  | no |  |  | 1362264.267 | 15320727.28 |  | -1
node_8104302_201013312 |  |  | PQ | ABCN | 2771.281 | 8104302 | no | no |  |  | no |  |  | 1363453.59 | 15314453.34 |  | -1
node_8104302_201013313 |  |  | PQ | AD | 2771.281 | 8104302 | no | no |  |  | no |  |  | 1364944.831 | 15316238.476 |  | -1
node_8104302_201013314 |  |  | PQ | AD | 2771.281 | 8104302 | no | no |  |  | no |  |  | 1364795.026 | 15316009.258 |  | -1
node_8104302_201013315 |  |  | PQ | AD | 2771.281 | 8104302 | no | no |  |  | no |  |  | 1364743.17 | 15315880.396 |  | -1
node_8104302_201013317 |  |  | PQ | AD | 2771.281 | 8104302 | no | no |  |  | no |  |  | 1364760.224 | 15315595.649 |  | -1
node_8104302_201014222 |  |  | PQ | ABCN | 7199.558 | 8104302 | no | no |  |  | no |  |  | 1363143.229 | 15303233.171 |  | -1
node_8104302_201038543 |  |  | PQ | AN | 7199.558 | 8104302 | no | no |  |  | no |  |  | 1361900.165 | 15307382.106 |  | -1
node_8104302_201044794 |  |  | PQ | AD | 2771.281 | 8104302 | no | no |  |  | no |  |  | 1364938.584 | 15316275.939 |  | -1
node_8104302_201055173 |  |  | PQ | AN | 7199.558 | 8104302 | no | no |  |  | no |  |  | 1367353.869 | 15310293.299 |  | -1
node_8104302_310019507 |  |  | PQ | AN | 7199.558 | 8104302 | no | no |  |  | no |  |  | 1361148.113 | 15305782.006 |  | -1
node_8104302_310019520 |  |  | PQ | AN | 7199.558 | 8104302 | no | no |  |  | no |  |  | 1360490.113 | 15305537.672 |  | -1
node_8104302_310024103 |  |  | PQ | AN | 7199.558 | 8104302 | no | no |  |  | no |  |  | 1359345.352 | 15304902.277 |  | -1
node_8104302_310027936 |  |  | PQ | ABCN | 7199.558 | 8104302 | no | no |  |  | no |  |  | 1361806.038 | 15304174.342 |  | -1
node_8104302_310040808 |  |  | PQ | ABCN | 7199.558 | 8104302 | no | no |  |  | no |  |  | 1363082.864 | 15305548.444 |  | -1
node_8104302_311878732 |  |  | PQ | AN | 7199.558 | 8104302 | no | no |  |  | no |  |  | 1360625.259 | 15309749.603 |  | -1
node_8104302_311880738 |  |  | PQ | AN | 7199.558 | 8104302 | no | no |  |  | no |  |  | 1370904.907 | 15309260.143 |  | -1
node_8104302_311890097 |  |  | PQ | AN | 7199.558 | 8104302 | no | no |  |  | no |  |  | 1365371.054 | 15304746.274 |  | -1
node_8104302_312125841 |  |  | PQ | AN | 7199.558 | 8104302 | no | no |  |  | no |  |  | 1361550.212 | 15310868.486 |  | -1
node_8104302_312125843 |  |  | PQ | AN | 7199.558 | 8104302 | no | no |  |  | no |  |  | 1361578.625 | 15310348.641 |  | -1
node_8104302_312146411 |  |  | PQ | AN | 7199.558 | 8104302 | no | no |  |  | no |  |  | 1363080.769 | 15311782.912 |  | -1
node_8104302_312146412 |  |  | PQ | AN | 7199.558 | 8104302 | no | no |  |  | no |  |  | 1363463.617 | 15311767.924 |  | -1
node_8104302_312161690 |  |  | PQ | ABCN | 7199.558 | 8104302 | no | no |  |  | no |  |  | 1358554.749 | 15305211.223 |  | -1
node_220388191 |  |  | PQ | AN | 7199.558 | 8104302 | no | no |  |  | no |  |  | 1362041.396 | 15303360.876 |  | -1
node_220388192 |  |  | PQ | ABCN | 7199.558 | 8104302 | no | no |  |  | no |  |  | 1362064.827 | 15303308.294 |  | -1
node_220388899 |  |  | PQ | ABCD | 7199.558 | 8104302 | no | no |  |  | no |  |  | 1363456.435 | 15312998.387 |  | -1
node_220416388 |  |  | PQ | ABCN | 7199.558 | 8104302 | no | no |  |  | no |  |  | 1362193.603 | 15303214.416 |  | -1
node_220416389 |  |  | PQ | AN | 7199.558 | 8104302 | no | no |  |  | no |  |  | 1362196.819 | 15303213.511 |  | -1
node_220416470 |  |  | PQ | ABCN | 7199.558 | 8104302 | no | no |  |  | no |  |  | 1360745.812 | 15303896 |  | -1
node_220463161 |  |  | PQ | AN | 7199.558 | 8104302 | no | no |  |  | no |  |  | 1361760.978 | 15307178.328 |  | -1
node_220465157 |  |  | PQ | ABN | 2771.281 | 8104302 | no | no |  |  | no |  |  | 1362578.559 | 15308309.124 |  | -1
node_220500867 |  |  | PQ | ABCD | 2771.281 | 8104302 | no | no |  |  | no |  |  | 1363455.23 | 15313004.905 |  | -1
node_220628292 |  |  | PQ | AN | 2771.281 | 8104302 | no | no |  |  | no |  |  | 1357243.962 | 15310459.498 |  | -1
node_311907652 |  |  | PQ | AN | 7199.558 | 8104302 | no | no |  |  | no |  |  | 1357249.996 | 15310461.716 |  | -1
node_311907655 |  |  | PQ | ABN | 7199.558 | 8104302 | no | no |  |  | no |  |  | 1362585.946 | 15308309.494 |  | -1
node_311907763 |  |  | PQ | AD | 2771.281 | 8104302 | no | no |  |  | no |  |  | 1361697.6 | 15307165.917 |  | -1
node_312124465 |  |  | PQ | ABCN | 7199.558 | 8104302 | no | no |  |  | no |  |  | 1358477.998 | 15305257.378 |  | -1
node_SOURCE_8104302 |  |  | SWING | ABCN | 7199.558 | 8104302 | no | no |  |  | no |  |  | 1373987.45 | 15306136.193 |  | -1
node_intto1_8104302_200841618 |  |  | PQ | AD | 2771.281 | 8104302 | no | no |  |  | no |  |  | 1363736.644 | 15317266.118 |  | -1
node_intto1_8104302_200842007 |  |  | PQ | AD | 2771.281 | 8104302 | no | no |  |  | no |  |  | 1363963.796 | 15315896.823 |  | -1
node_intto1_8104302_200843012 |  |  | PQ | ABCD | 2771.281 | 8104302 | no | no |  |  | no |  |  | 1363614.435 | 15314680.676 |  | -1
node_intto1_8104302_200843024 |  |  | PQ | AD | 2771.281 | 8104302 | no | no |  |  | no |  |  | 1364443.846 | 15316156.523 |  | -1
node_intto1_8104302_200843074 |  |  | PQ | AN | 2771.281 | 8104302 | no | no |  |  | no |  |  | 1364149.783 | 15318790.672 |  | -1
node_intto1_8104302_200843076 |  |  | PQ | AD | 2771.281 | 8104302 | no | no |  |  | no |  |  | 1364169.632 | 15316734.582 |  | -1
node_intto1_8104302_200843085 |  |  | PQ | AD | 2771.281 | 8104302 | no | no |  |  | no |  |  | 1363822.321 | 15318160.661 |  | -1
node_intto1_8104302_200846819 |  |  | PQ | ABCN | 7199.558 | 8104302 | no | no |  |  | no |  |  | 1362490.778 | 15302571.031 |  | -1
node_intto1_8104302_200846954 |  |  | PQ | ABCN | 7199.558 | 8104302 | no | no |  |  | no |  |  | 1362201.934 | 15303208.828 |  | -1
node_intto1_8104302_200846963 |  |  | PQ | ABCN | 7199.558 | 8104302 | no | no |  |  | no |  |  | 1361290.485 | 15304067.888 |  | -1
node_intto1_8104302_200847069 |  |  | PQ | AN | 7199.558 | 8104302 | no | no |  |  | no |  |  | 1360336.141 | 15305482.986 |  | -1
node_intto1_8104302_200847242 |  |  | PQ | ABCN | 7199.558 | 8104302 | no | no |  |  | no |  |  | 1365295.39 | 15305305.784 |  | -1
node_intto1_8104302_200847296 |  |  | PQ | ABN | 7199.558 | 8104302 | no | no |  |  | no |  |  | 1360345.557 | 15310097.804 |  | -1
node_intto1_8104302_200847415 |  |  | PQ | ABN | 7199.558 | 8104302 | no | no |  |  | no |  |  | 1362456.694 | 15304525.905 |  | -1
node_intto1_8104302_200848101 |  |  | PQ | ABCN | 7199.558 | 8104302 | no | no |  |  | no |  |  | 1373229.768 | 15306555.736 |  | -1
node_intto1_8104302_200848950 |  |  | PQ | ABCN | 7199.558 | 8104302 | no | no |  |  | no |  |  | 1372380.003 | 15307915.231 |  | -1
node_intto1_8104302_200848973 |  |  | PQ | AN | 7199.558 | 8104302 | no | no |  |  | no |  |  | 1369005.082 | 15307650.092 |  | -1
node_intto1_8104302_200848977 |  |  | PQ | AN | 7199.558 | 8104302 | no | no |  |  | no |  |  | 1368655.127 | 15306062.069 |  | -1
node_intto1_8104302_200848983 |  |  | PQ | AN | 7199.558 | 8104302 | no | no |  |  | no |  |  | 1368986.905 | 15306942.715 |  | -1
node_intto1_8104302_200849001 |  |  | PQ | AN | 7199.558 | 8104302 | no | no |  |  | no |  |  | 1370945.608 | 15308226.616 |  | -1
node_intto1_8104302_200849111 |  |  | PQ | AD | 2771.281 | 8104302 | no | no |  |  | no |  |  | 1357034.71 | 15310707.379 |  | -1
node_intto1_8104302_200849115 |  |  | PQ | AN | 7199.558 | 8104302 | no | no |  |  | no |  |  | 1359390.856 | 15310971.661 |  | -1
node_intto1_8104302_200850076 |  |  | PQ | ABCN | 7199.558 | 8104302 | no | no |  |  | no |  |  | 1362667.172 | 15302580.223 |  | -1
node_intto1_8104302_200850142 |  |  | PQ | ABCN | 7199.558 | 8104302 | no | no |  |  | no |  |  | 1361154.305 | 15303615.451 |  | -1
node_intto1_8104302_200850161 |  |  | PQ | ABN | 7199.558 | 8104302 | no | no |  |  | no |  |  | 1360691.496 | 15303471.955 |  | -1
node_intto1_8104302_200850232 |  |  | PQ | ABCN | 7199.558 | 8104302 | no | no |  |  | no |  |  | 1361437.386 | 15302629.113 |  | -1
node_intto1_8104302_200850233 |  |  | PQ | ABCN | 7199.558 | 8104302 | no | no |  |  | no |  |  | 1361219.171 | 15302943.831 |  | -1
node_intto1_8104302_200850234 |  |  | PQ | ABCN | 7199.558 | 8104302 | no | no |  |  | no |  |  | 1362157.099 | 15302669.335 |  | -1
node_intto1_8104302_200850373 |  |  | PQ | AN | 7199.558 | 8104302 | no | no |  |  | no |  |  | 1360555.498 | 15303234.683 |  | -1
node_intto1_8104302_200850393 |  |  | PQ | AN | 7199.558 | 8104302 | no | no |  |  | no |  |  | 1359412.858 | 15302231.816 |  | -1
node_intto1_8104302_200850394 |  |  | PQ | AN | 7199.558 | 8104302 | no | no |  |  | no |  |  | 1359682.054 | 15303761.613 |  | -1
node_intto1_8104302_200850466 |  |  | PQ | ABCN | 7199.558 | 8104302 | no | no |  |  | no |  |  | 1361663.416 | 15304261.768 |  | -1
node_intto1_8104302_200850650 |  |  | PQ | ABCN | 7199.558 | 8104302 | no | no |  |  | no |  |  | 1368606.327 | 15307180.148 |  | -1
node_intto1_8104302_200850662 |  |  | PQ | ABCN | 7199.558 | 8104302 | no | no |  |  | no |  |  | 1363716.43 | 15305763.162 |  | -1
node_intto1_8104302_200850663 |  |  | PQ | ABCN | 7199.558 | 8104302 | no | no |  |  | no |  |  | 1363522.757 | 15305762.086 |  | -1
node_intto1_8104302_200850792 |  |  | PQ | AN | 7199.558 | 8104302 | no | no |  |  | no |  |  | 1364987.552 | 15310539.683 |  | -1
node_intto1_8104302_200850816 |  |  | PQ | AN | 7199.558 | 8104302 | no | no |  |  | no |  |  | 1361258.227 | 15304688.562 |  | -1
node_intto1_8104302_200850895 |  |  | PQ | AD | 2771.281 | 8104302 | no | no |  |  | no |  |  | 1357139.724 | 15309606.939 |  | -1
node_intto1_8104302_200851005 |  |  | PQ | ABN | 7199.558 | 8104302 | no | no |  |  | no |  |  | 1362770.672 | 15310517.777 |  | -1
node_intto1_8104302_200852110 |  |  | PQ | AD | 2771.281 | 8104302 | no | no |  |  | no |  |  | 1356490.343 | 15310454.511 |  | -1
node_intto1_8104302_200852132 |  |  | PQ | ABCN | 7199.558 | 8104302 | no | no |  |  | no |  |  | 1362827.893 | 15304248.985 |  | -1
node_intto1_8104302_200852148 |  |  | PQ | ABCN | 7199.558 | 8104302 | no | no |  |  | no |  |  | 1360628.928 | 15304017.158 |  | -1
node_intto1_8104302_200852165 |  |  | PQ | AN | 2771.281 | 8104302 | no | no |  |  | no |  |  | 1362486.535 | 15313890.253 |  | -1
node_intto1_8104302_200852174 |  |  | PQ | ABCN | 7199.558 | 8104302 | no | no |  |  | no |  |  | 1363396.787 | 15310926.928 |  | -1
node_intto1_8104302_200852289 |  |  | PQ | ABCN | 7199.558 | 8104302 | no | no |  |  | no |  |  | 1363065.307 | 15305360.261 |  | -1
node_intto1_8104302_200852291 |  |  | PQ | ABCN | 7199.558 | 8104302 | no | no |  |  | no |  |  | 1363022.615 | 15305750.579 |  | -1
node_intto1_8104302_200852296 |  |  | PQ | ABCN | 7199.558 | 8104302 | no | no |  |  | no |  |  | 1362960.773 | 15306270.205 |  | -1
node_intto1_8104302_200852297 |  |  | PQ | ABCN | 7199.558 | 8104302 | no | no |  |  | no |  |  | 1362954.693 | 15306343.631 |  | -1
node_intto1_8104302_200852382 |  |  | PQ | ABN | 7199.558 | 8104302 | no | no |  |  | no |  |  | 1362713.188 | 15308315.872 |  | -1
node_intto1_8104302_200852406 |  |  | PQ | AD | 2771.281 | 8104302 | no | no |  |  | no |  |  | 1362211.879 | 15308296.85 |  | -1
node_intto1_8104302_200852407 |  |  | PQ | AD | 2771.281 | 8104302 | no | no |  |  | no |  |  | 1362012.081 | 15308287.65 |  | -1
node_intto1_8104302_200852421 |  |  | PQ | AD | 2771.281 | 8104302 | no | no |  |  | no |  |  | 1361287.886 | 15307817.743 |  | -1
node_intto1_8104302_200852426 |  |  | PQ | AD | 2771.281 | 8104302 | no | no |  |  | no |  |  | 1360953.355 | 15308541.751 |  | -1
node_intto1_8104302_200852445 |  |  | PQ | ABCN | 7199.558 | 8104302 | no | no |  |  | no |  |  | 1363855.222 | 15310312.976 |  | -1
node_intto1_8104302_200852468 |  |  | PQ | AN | 7199.558 | 8104302 | no | no |  |  | no |  |  | 1366298.503 | 15310086.889 |  | -1
node_intto1_8104302_200971547 |  |  | PQ | AD | 2771.281 | 8104302 | no | no |  |  | no |  |  | 1362195.217 | 15308335.777 |  | -1
node_intto1_8104302_200978901 |  |  | PQ | AN | 7199.558 | 8104302 | no | no |  |  | no |  |  | 1358496.205 | 15311867.539 |  | -1
node_intto1_8104302_200984915 |  |  | PQ | ABCN | 7199.558 | 8104302 | no | no |  |  | no |  |  | 1363930.37 | 15311728.464 |  | -1
node_intto1_8104302_201004330 |  |  | PQ | ABCN | 7199.558 | 8104302 | no | no |  |  | no |  |  | 1363908.393 | 15310471.311 |  | -1
node_intto1_8104302_201008167 |  |  | PQ | ABCN | 7199.558 | 8104302 | no | no |  |  | no |  |  | 1362793.329 | 15306181.436 |  | -1
node_intto1_8104302_201009254 |  |  | PQ | ABN | 7199.558 | 8104302 | no | no |  |  | no |  |  | 1362407.141 | 15303960.568 |  | -1
node_intto1_8104302_201009894 |  |  | PQ | ABCN | 7199.558 | 8104302 | no | no |  |  | no |  |  | 1363679.793 | 15310571.325 |  | -1
node_intto1_8104302_201010354 |  |  | PQ | AN | 2771.281 | 8104302 | no | no |  |  | no |  |  | 1362264.267 | 15320727.28 |  | -1
node_intto1_8104302_201013314 |  |  | PQ | AD | 2771.281 | 8104302 | no | no |  |  | no |  |  | 1364795.026 | 15316009.258 |  | -1
node_intto1_8104302_201014222 |  |  | PQ | ABCN | 7199.558 | 8104302 | no | no |  |  | no |  |  | 1363143.229 | 15303233.171 |  | -1
node_intto1_8104302_310024103 |  |  | PQ | AN | 7199.558 | 8104302 | no | no |  |  | no |  |  | 1359345.352 | 15304902.277 |  | -1
node_intto1_8104302_310027936 |  |  | PQ | ABCN | 7199.558 | 8104302 | no | no |  |  | no |  |  | 1361806.038 | 15304174.342 |  | -1
node_intto1_8104302_310040808 |  |  | PQ | ABCN | 7199.558 | 8104302 | no | no |  |  | no |  |  | 1363082.864 | 15305548.444 |  | -1
node_intto1_8104302_312125841 |  |  | PQ | AN | 7199.558 | 8104302 | no | no |  |  | no |  |  | 1361550.212 | 15310868.486 |  | -1
node_intto1_8104302_312125843 |  |  | PQ | AN | 7199.558 | 8104302 | no | no |  |  | no |  |  | 1361578.625 | 15310348.641 |  | -1
node_intto1_220388191 |  |  | PQ | AN | 7199.558 | 8104302 | no | no |  |  | no |  |  | 1362041.396 | 15303360.876 |  | -1
node_intto1_220388192 |  |  | PQ | ABCN | 7199.558 | 8104302 | no | no |  |  | no |  |  | 1362064.827 | 15303308.294 |  | -1
node_intto1_220388899 |  |  | PQ | ABCD | 7199.558 | 8104302 | no | no |  |  | no |  |  | 1363456.435 | 15312998.387 |  | -1
node_intto1_220416388 |  |  | PQ | ABCN | 7199.558 | 8104302 | no | no |  |  | no |  |  | 1362193.603 | 15303214.416 |  | -1
node_intto1_220416389 |  |  | PQ | AN | 7199.558 | 8104302 | no | no |  |  | no |  |  | 1362196.819 | 15303213.511 |  | -1
node_intto1_220416470 |  |  | PQ | ABCN | 7199.558 | 8104302 | no | no |  |  | no |  |  | 1360745.812 | 15303896 |  | -1
node_intto1_220463161 |  |  | PQ | AD | 2771.281 | 8104302 | no | no |  |  | no |  |  | 1361760.978 | 15307178.328 |  | -1
node_intto1_220465157 |  |  | PQ | ABN | 7199.558 | 8104302 | no | no |  |  | no |  |  | 1362578.559 | 15308309.124 |  | -1
node_intto1_220500867 |  |  | PQ | ABCD | 7199.558 | 8104302 | no | no |  |  | no |  |  | 1363455.23 | 15313004.905 |  | -1
node_intto1_220628292 |  |  | PQ | AN | 7199.558 | 8104302 | no | no |  |  | no |  |  | 1357243.962 | 15310459.498 |  | -1
node_intto1_311907652 |  |  | PQ | AN | 7199.558 | 8104302 | no | no |  |  | no |  |  | 1357249.996 | 15310461.716 |  | -1
node_intto1_311907655 |  |  | PQ | ABN | 7199.558 | 8104302 | no | no |  |  | no |  |  | 1362585.946 | 15308309.494 |  | -1
node_intto1_311907763 |  |  | PQ | AD | 2771.281 | 8104302 | no | no |  |  | no |  |  | 1361697.6 | 15307165.917 |  | -1
node_intto1_312124465 |  |  | PQ | ABCN | 7199.558 | 8104302 | no | no |  |  | no |  |  | 1358477.998 | 15305257.378 |  | -1

## overhead_line
data_type | static
owner_type | feeder
owner | 8104302
object | overhead_line
name | groupid | phases | fr | to | length | configuration | dcircuit | selected | monitored | monitored_fields | class_monitored_fields | played | played_fields | comments | R | X | B | lim_kw
oh_line_8104302_200840810 |  | AN | node_8104302_200840823 | node_8104302_200840810 | 259.298 | bal_1P_DELTACUST | 8104302 | no | no |  |  | no |  |  | 0 | 0 | 0 | 0
oh_line_8104302_200840816 |  | AD | node_8104302_200840817 | node_8104302_200840816 | 224.863 | bal_1P_1/0AA | 8104302 | no | no |  |  | no |  |  | 0 | 0 | 0 | 0
oh_line_8104302_200840817 |  | AD | node_8104302_200840818 | node_8104302_200840817 | 166.835 | bal_1P_1/0AA | 8104302 | no | no |  |  | no |  |  | 0 | 0 | 0 | 0
oh_line_8104302_200840818 |  | AD | node_8104302_200840819 | node_8104302_200840818 | 201.959 | bal_1P_1/0AA | 8104302 | no | no |  |  | no |  |  | 0 | 0 | 0 | 0
oh_line_8104302_200840819 |  | AD | node_8104302_200840821 | node_8104302_200840819 | 254.939 | bal_1P_1/0AA | 8104302 | no | no |  |  | no |  |  | 0 | 0 | 0 | 0
oh_line_8104302_200840821 |  | AD | node_8104302_200840822 | node_8104302_200840821 | 263.469 | bal_1P_1/0AA | 8104302 | no | no |  |  | no |  |  | 0 | 0 | 0 | 0
oh_line_8104302_200840822 |  | AD | node_8104302_201013317 | node_8104302_200840822 | 267.182 | bal_1P_1/0AA | 8104302 | no | no |  |  | no |  |  | 0 | 0 | 0 | 0
oh_line_8104302_200840823 |  | AD | node_8104302_200840822 | node_8104302_200840823 | 92.328 | bal_1P_1/0AA | 8104302 | no | no |  |  | no |  |  | 0 | 0 | 0 | 0
oh_line_8104302_200840824 |  | AD | node_8104302_200848928 | node_8104302_200840824 | 359.038 | bal_1P_1/0AC | 8104302 | no | no |  |  | no |  |  | 0 | 0 | 0 | 0
oh_line_8104302_200841618 |  | AD | node_8104302_200843077 | node_intto1_8104302_200841618 | 339.8 | bal_1P_1/0AA | 8104302 | no | no |  |  | no |  |  | 0 | 0 | 0 | 0
oh_line_8104302_200841620 |  | AD | node_8104302_200841618 | node_8104302_200841620 | 217.606 | bal_1P_1/0AA | 8104302 | no | no |  |  | no |  |  | 0 | 0 | 0 | 0
oh_line_8104302_200841622 |  | AD | node_8104302_200841620 | node_8104302_200841622 | 212.23 | bal_1P_1/0AA | 8104302 | no | no |  |  | no |  |  | 0 | 0 | 0 | 0
oh_line_8104302_200841624 |  | AD | node_8104302_200841622 | node_8104302_200841624 | 107.501 | bal_1P_1/0AA | 8104302 | no | no |  |  | no |  |  | 0 | 0 | 0 | 0
oh_line_8104302_200841625 |  | AD | node_8104302_200841624 | node_8104302_200841625 | 248.638 | bal_1P_1/0AA | 8104302 | no | no |  |  | no |  |  | 0 | 0 | 0 | 0
oh_line_8104302_200841627 |  | AD | node_8104302_200841625 | node_8104302_200841627 | 162.998 | bal_1P_1/0AA | 8104302 | no | no |  |  | no |  |  | 0 | 0 | 0 | 0
oh_line_8104302_200841628 |  | AD | node_8104302_200841625 | node_8104302_200841628 | 366.014 | bal_1P_1/0AA | 8104302 | no | no |  |  | no |  |  | 0 | 0 | 0 | 0
oh_line_8104302_200841629 |  | AD | node_8104302_200841627 | node_8104302_200841629 | 243.596 | bal_1P_1/0AA | 8104302 | no | no |  |  | no |  |  | 0 | 0 | 0 | 0
oh_line_8104302_200841630 |  | AD | node_8104302_200841629 | node_8104302_200841630 | 337.008 | bal_1P_1/0AA | 8104302 | no | no |  |  | no |  |  | 0 | 0 | 0 | 0
oh_line_8104302_200842007 |  | AD | node_8104302_200843022 | node_intto1_8104302_200842007 | 298.356 | bal_1P_1/0AC | 8104302 | no | no |  |  | no |  |  | 0 | 0 | 0 | 0
oh_line_8104302_200842008 |  | AD | node_8104302_200842021 | node_8104302_200842008 | 249.123 | bal_1P_1/0AA | 8104302 | no | no |  |  | no |  |  | 0 | 0 | 0 | 0
oh_line_8104302_200842010 |  | AD | node_8104302_200842008 | node_8104302_200842010 | 195.149 | bal_1P_1/0AA | 8104302 | no | no |  |  | no |  |  | 0 | 0 | 0 | 0
oh_line_8104302_200842011 |  | AD | node_8104302_200842007 | node_8104302_200842011 | 260.913 | bal_1P_1/0AC | 8104302 | no | no |  |  | no |  |  | 0 | 0 | 0 | 0
oh_line_8104302_200842012 |  | AD | node_8104302_200842011 | node_8104302_200842012 | 152.528 | bal_1P_1/0AA | 8104302 | no | no |  |  | no |  |  | 0 | 0 | 0 | 0
oh_line_8104302_200842013 |  | AD | node_8104302_200842012 | node_8104302_200842013 | 231.028 | bal_1P_1/0AA | 8104302 | no | no |  |  | no |  |  | 0 | 0 | 0 | 0
oh_line_8104302_200842014 |  | AD | node_8104302_200842013 | node_8104302_200842014 | 319.49 | bal_1P_1/0AA | 8104302 | no | no |  |  | no |  |  | 0 | 0 | 0 | 0
oh_line_8104302_200842015 |  | AD | node_8104302_200842013 | node_8104302_200842015 | 206.457 | bal_1P_1/0AA | 8104302 | no | no |  |  | no |  |  | 0 | 0 | 0 | 0
oh_line_8104302_200842016 |  | AD | node_8104302_200842015 | node_8104302_200842016 | 226.678 | bal_1P_1/0AA | 8104302 | no | no |  |  | no |  |  | 0 | 0 | 0 | 0
oh_line_8104302_200842017 |  | AD | node_8104302_200842016 | node_8104302_200842017 | 261.622 | bal_1P_1/0AA | 8104302 | no | no |  |  | no |  |  | 0 | 0 | 0 | 0
oh_line_8104302_200842019 |  | AD | node_8104302_200842017 | node_8104302_200842019 | 259.772 | bal_1P_1/0AA | 8104302 | no | no |  |  | no |  |  | 0 | 0 | 0 | 0
oh_line_8104302_200842021 |  | AD | node_8104302_200842019 | node_8104302_200842021 | 234.606 | bal_1P_1/0AA | 8104302 | no | no |  |  | no |  |  | 0 | 0 | 0 | 0
oh_line_8104302_200842023 |  | AD | node_8104302_200842010 | node_8104302_200842023 | 107.933 | bal_1P_1/0AA | 8104302 | no | no |  |  | no |  |  | 0 | 0 | 0 | 0
oh_line_8104302_200842025 |  | AD | node_8104302_200842023 | node_8104302_200842025 | 303.711 | bal_1P_1/0AA | 8104302 | no | no |  |  | no |  |  | 0 | 0 | 0 | 0
oh_line_8104302_200842026 |  | AD | node_8104302_200842025 | node_8104302_200842026 | 294.929 | bal_1P_1/0AA | 8104302 | no | no |  |  | no |  |  | 0 | 0 | 0 | 0
oh_line_8104302_200842027 |  | AD | node_8104302_200842025 | node_8104302_200842027 | 130.429 | bal_1P_1/0AA | 8104302 | no | no |  |  | no |  |  | 0 | 0 | 0 | 0
oh_line_8104302_200842066 |  | AD | node_8104302_200843100 | node_8104302_200842066 | 297.387 | bal_1P_1/0AA | 8104302 | no | no |  |  | no |  |  | 0 | 0 | 0 | 0
oh_line_8104302_200842067 |  | AD | node_8104302_200842066 | node_8104302_200842067 | 292.634 | bal_1P_1/0AA | 8104302 | no | no |  |  | no |  |  | 0 | 0 | 0 | 0
oh_line_8104302_200842068 |  | AD | node_8104302_200842067 | node_8104302_200842068 | 289.925 | bal_1P_1/0AA | 8104302 | no | no |  |  | no |  |  | 0 | 0 | 0 | 0
oh_line_8104302_200842069 |  | AD | node_8104302_200842068 | node_8104302_200842069 | 200.572 | bal_1P_1/0AA | 8104302 | no | no |  |  | no |  |  | 0 | 0 | 0 | 0
oh_line_8104302_200842070 |  | AD | node_8104302_200842069 | node_8104302_200842070 | 243.56 | bal_1P_1/0AA | 8104302 | no | no |  |  | no |  |  | 0 | 0 | 0 | 0
oh_line_8104302_200842071 |  | AD | node_8104302_200842070 | node_8104302_200842071 | 255.079 | bal_1P_1/0AA | 8104302 | no | no |  |  | no |  |  | 0 | 0 | 0 | 0
oh_line_8104302_200842072 |  | AD | node_8104302_200842071 | node_8104302_200842072 | 305.558 | bal_1P_1/0AA | 8104302 | no | no |  |  | no |  |  | 0 | 0 | 0 | 0
oh_line_8104302_200842073 |  | AD | node_8104302_200842072 | node_8104302_200842073 | 306.106 | bal_1P_1/0AA | 8104302 | no | no |  |  | no |  |  | 0 | 0 | 0 | 0
oh_line_8104302_200842074 |  | AD | node_8104302_200842085 | node_8104302_200842074 | 278.246 | bal_1P_1/0AA | 8104302 | no | no |  |  | no |  |  | 0 | 0 | 0 | 0
oh_line_8104302_200842075 |  | AD | node_8104302_200842074 | node_8104302_200842075 | 349.968 | bal_1P_1/0AA | 8104302 | no | no |  |  | no |  |  | 0 | 0 | 0 | 0
oh_line_8104302_200842076 |  | AD | node_8104302_200842073 | node_8104302_200842076 | 257.46 | bal_1P_1/0AA | 8104302 | no | no |  |  | no |  |  | 0 | 0 | 0 | 0
oh_line_8104302_200842077 |  | AD | node_8104302_200842076 | node_8104302_200842077 | 306.63 | bal_1P_1/0AA | 8104302 | no | no |  |  | no |  |  | 0 | 0 | 0 | 0
oh_line_8104302_200842078 |  | AD | node_8104302_200842077 | node_8104302_200842078 | 271.382 | bal_1P_1/0AA | 8104302 | no | no |  |  | no |  |  | 0 | 0 | 0 | 0
oh_line_8104302_200842080 |  | AD | node_8104302_200842078 | node_8104302_200842080 | 281.688 | bal_1P_1/0AA | 8104302 | no | no |  |  | no |  |  | 0 | 0 | 0 | 0
oh_line_8104302_200842081 |  | AD | node_8104302_200842080 | node_8104302_200842081 | 245.98 | bal_1P_1/0AA | 8104302 | no | no |  |  | no |  |  | 0 | 0 | 0 | 0
oh_line_8104302_200842082 |  | AD | node_8104302_200842081 | node_8104302_200842082 | 254.836 | bal_1P_1/0AA | 8104302 | no | no |  |  | no |  |  | 0 | 0 | 0 | 0
oh_line_8104302_200842084 |  | AD | node_8104302_200842082 | node_8104302_200842084 | 299.577 | bal_1P_1/0AA | 8104302 | no | no |  |  | no |  |  | 0 | 0 | 0 | 0
oh_line_8104302_200842085 |  | AD | node_8104302_200842084 | node_8104302_200842085 | 234.383 | bal_1P_1/0AA | 8104302 | no | no |  |  | no |  |  | 0 | 0 | 0 | 0
oh_line_8104302_200842086 |  | AD | node_8104302_200842076 | node_8104302_200842086 | 287.128 | bal_1P_1/0AA | 8104302 | no | no |  |  | no |  |  | 0 | 0 | 0 | 0
oh_line_8104302_200842088 |  | AD | node_8104302_200842108 | node_8104302_200842088 | 349.185 | bal_1P_1/0AA | 8104302 | no | no |  |  | no |  |  | 0 | 0 | 0 | 0
oh_line_8104302_200842089 |  | AD | node_8104302_200842088 | node_8104302_200842089 | 355.124 | bal_1P_1/0AA | 8104302 | no | no |  |  | no |  |  | 0 | 0 | 0 | 0
oh_line_8104302_200842090 |  | AD | node_8104302_200842089 | node_8104302_200842090 | 161.995 | bal_1P_1/0AA | 8104302 | no | no |  |  | no |  |  | 0 | 0 | 0 | 0
oh_line_8104302_200842092 |  | AD | node_8104302_200842089 | node_8104302_200842092 | 340.295 | bal_1P_1/0AA | 8104302 | no | no |  |  | no |  |  | 0 | 0 | 0 | 0
oh_line_8104302_200842093 |  | AD | node_8104302_200842092 | node_8104302_200842093 | 272.831 | bal_1P_1/0AA | 8104302 | no | no |  |  | no |  |  | 0 | 0 | 0 | 0
oh_line_8104302_200842094 |  | AD | node_8104302_200842093 | node_8104302_200842094 | 275.185 | bal_1P_1/0AA | 8104302 | no | no |  |  | no |  |  | 0 | 0 | 0 | 0
oh_line_8104302_200842095 |  | AD | node_8104302_200842094 | node_8104302_200842095 | 224.409 | bal_1P_1/0AA | 8104302 | no | no |  |  | no |  |  | 0 | 0 | 0 | 0
oh_line_8104302_200842096 |  | AD | node_8104302_200842095 | node_8104302_200842096 | 198.967 | bal_1P_1/0AA | 8104302 | no | no |  |  | no |  |  | 0 | 0 | 0 | 0
oh_line_8104302_200842097 |  | AD | node_8104302_200842096 | node_8104302_200842097 | 138.922 | bal_1P_1/0AA | 8104302 | no | no |  |  | no |  |  | 0 | 0 | 0 | 0
oh_line_8104302_200842098 |  | AD | node_8104302_200842086 | node_8104302_200842098 | 318.078 | bal_1P_1/0AA | 8104302 | no | no |  |  | no |  |  | 0 | 0 | 0 | 0
oh_line_8104302_200842099 |  | AD | node_8104302_200842098 | node_8104302_200842099 | 310.102 | bal_1P_1/0AA | 8104302 | no | no |  |  | no |  |  | 0 | 0 | 0 | 0
oh_line_8104302_200842100 |  | AD | node_8104302_200842099 | node_8104302_200842100 | 346.423 | bal_1P_1/0AA | 8104302 | no | no |  |  | no |  |  | 0 | 0 | 0 | 0
oh_line_8104302_200842102 |  | AD | node_8104302_200842100 | node_8104302_200842102 | 344.133 | bal_1P_1/0AA | 8104302 | no | no |  |  | no |  |  | 0 | 0 | 0 | 0
oh_line_8104302_200842103 |  | AD | node_8104302_200842102 | node_8104302_200842103 | 361.928 | bal_1P_1/0AA | 8104302 | no | no |  |  | no |  |  | 0 | 0 | 0 | 0
oh_line_8104302_200842105 |  | AD | node_8104302_200842103 | node_8104302_200842105 | 308.329 | bal_1P_1/0AA | 8104302 | no | no |  |  | no |  |  | 0 | 0 | 0 | 0
oh_line_8104302_200842106 |  | AD | node_8104302_200842105 | node_8104302_200842106 | 344.286 | bal_1P_1/0AA | 8104302 | no | no |  |  | no |  |  | 0 | 0 | 0 | 0
oh_line_8104302_200842108 |  | AD | node_8104302_200842106 | node_8104302_200842108 | 354.31 | bal_1P_1/0AA | 8104302 | no | no |  |  | no |  |  | 0 | 0 | 0 | 0
oh_line_8104302_200843009 |  | ABCD | node_8104302_200852205 | node_8104302_200843009 | 118.486 | bal_3P_4/0AA | 8104302 | no | no |  |  | no |  |  | 0 | 0 | 0 | 0
oh_line_8104302_200843010 |  | ABCD | node_8104302_200843009 | node_8104302_200843010 | 176.488 | bal_3P_4/0AA | 8104302 | no | no |  |  | no |  |  | 0 | 0 | 0 | 0
oh_line_8104302_200843012 |  | ABCD | node_8104302_201013312 | node_intto1_8104302_200843012 | 278.483 | bal_3P_4/0AA | 8104302 | no | no |  |  | no |  |  | 0 | 0 | 0 | 0
oh_line_8104302_200843020 |  | ABCD | node_8104302_200960007 | node_8104302_200843020 | 215.682 | bal_3P_4/0AA | 8104302 | no | no |  |  | no |  |  | 0 | 0 | 0 | 0
oh_line_8104302_200843022 |  | ABCD | node_8104302_200843020 | node_8104302_200843022 | 247.413 | bal_3P_4/0AA | 8104302 | no | no |  |  | no |  |  | 0 | 0 | 0 | 0
oh_line_8104302_200843023 |  | ABCD | node_8104302_200843022 | node_8104302_200843023 | 123.939 | bal_3P_4/0AA | 8104302 | no | no |  |  | no |  |  | 0 | 0 | 0 | 0
oh_line_8104302_200843024 |  | AD | node_8104302_200843023 | node_intto1_8104302_200843024 | 207.259 | bal_1P_1/0AC | 8104302 | no | no |  |  | no |  |  | 0 | 0 | 0 | 0
oh_line_8104302_200843025 |  | AD | node_8104302_200843024 | node_8104302_200843025 | 146.692 | bal_1P_1/0AC | 8104302 | no | no |  |  | no |  |  | 0 | 0 | 0 | 0
oh_line_8104302_200843026 |  | AD | node_8104302_200843025 | node_8104302_200843026 | 201.277 | bal_1P_1/0AC | 8104302 | no | no |  |  | no |  |  | 0 | 0 | 0 | 0
oh_line_8104302_200843028 |  | AD | node_8104302_201013314 | node_8104302_200843028 | 99.082 | bal_1P_1/0AC | 8104302 | no | no |  |  | no |  |  | 0 | 0 | 0 | 0
oh_line_8104302_200843031 |  | AD | node_8104302_201044794 | node_8104302_200843031 | 166.426 | bal_1P_1/0AC | 8104302 | no | no |  |  | no |  |  | 0 | 0 | 0 | 0
oh_line_8104302_200843032 |  | AD | node_8104302_200843031 | node_8104302_200843032 | 277.751 | bal_1P_1/0AC | 8104302 | no | no |  |  | no |  |  | 0 | 0 | 0 | 0
oh_line_8104302_200843033 |  | AD | node_8104302_200843032 | node_8104302_200843033 | 135.663 | bal_1P_1/0AC | 8104302 | no | no |  |  | no |  |  | 0 | 0 | 0 | 0
oh_line_8104302_200843034 |  | AD | node_8104302_200843033 | node_8104302_200843034 | 120.962 | bal_1P_1/0AC | 8104302 | no | no |  |  | no |  |  | 0 | 0 | 0 | 0
oh_line_8104302_200843035 |  | AD | node_8104302_200843034 | node_8104302_200843035 | 264.498 | bal_1P_1/0AC | 8104302 | no | no |  |  | no |  |  | 0 | 0 | 0 | 0
oh_line_8104302_200843037 |  | AD | node_8104302_200843035 | node_8104302_200843037 | 289.507 | bal_1P_2AC | 8104302 | no | no |  |  | no |  |  | 0 | 0 | 0 | 0
oh_line_8104302_200843038 |  | AD | node_8104302_200843037 | node_8104302_200843038 | 195.698 | bal_1P_2AC | 8104302 | no | no |  |  | no |  |  | 0 | 0 | 0 | 0
oh_line_8104302_200843039 |  | AD | node_8104302_200843038 | node_8104302_200843039 | 270.902 | bal_1P_2AC | 8104302 | no | no |  |  | no |  |  | 0 | 0 | 0 | 0
oh_line_8104302_200843040 |  | AD | node_8104302_200843039 | node_8104302_200843040 | 360.775 | bal_1P_2AC | 8104302 | no | no |  |  | no |  |  | 0 | 0 | 0 | 0
oh_line_8104302_200843041 |  | AD | node_8104302_200843040 | node_8104302_200843041 | 111.953 | bal_1P_1/0AC | 8104302 | no | no |  |  | no |  |  | 0 | 0 | 0 | 0
oh_line_8104302_200843042 |  | AD | node_8104302_200843040 | node_8104302_200843042 | 381.783 | bal_1P_2AC | 8104302 | no | no |  |  | no |  |  | 0 | 0 | 0 | 0
oh_line_8104302_200843043 |  | AD | node_8104302_200843042 | node_8104302_200843043 | 297.837 | bal_1P_2AC | 8104302 | no | no |  |  | no |  |  | 0 | 0 | 0 | 0
oh_line_8104302_200843044 |  | AD | node_8104302_200843043 | node_8104302_200843044 | 147.773 | bal_1P_2AC | 8104302 | no | no |  |  | no |  |  | 0 | 0 | 0 | 0
oh_line_8104302_200843045 |  | AD | node_8104302_200843044 | node_8104302_200843045 | 205.89 | bal_1P_2AC | 8104302 | no | no |  |  | no |  |  | 0 | 0 | 0 | 0
oh_line_8104302_200843046 |  | AD | node_8104302_200843045 | node_8104302_200843046 | 164.367 | bal_1P_2AC | 8104302 | no | no |  |  | no |  |  | 0 | 0 | 0 | 0
oh_line_8104302_200843048 |  | AD | node_8104302_200843046 | node_8104302_200843048 | 185.105 | bal_1P_2AC | 8104302 | no | no |  |  | no |  |  | 0 | 0 | 0 | 0
oh_line_8104302_200843049 |  | AD | node_8104302_200843048 | node_8104302_200843049 | 191.504 | bal_1P_2AC | 8104302 | no | no |  |  | no |  |  | 0 | 0 | 0 | 0
oh_line_8104302_200843051 |  | AD | node_8104302_200843049 | node_8104302_200843051 | 207.109 | bal_1P_2AC | 8104302 | no | no |  |  | no |  |  | 0 | 0 | 0 | 0
oh_line_8104302_200843052 |  | AD | node_8104302_200843051 | node_8104302_200843052 | 193.395 | bal_1P_2AC | 8104302 | no | no |  |  | no |  |  | 0 | 0 | 0 | 0
oh_line_8104302_200843053 |  | AD | node_8104302_200843052 | node_8104302_200843053 | 194.64 | bal_1P_1/0AC | 8104302 | no | no |  |  | no |  |  | 0 | 0 | 0 | 0
oh_line_8104302_200843054 |  | AD | node_8104302_200843053 | node_8104302_200843054 | 240.528 | bal_1P_4/0AC | 8104302 | no | no |  |  | no |  |  | 0 | 0 | 0 | 0
oh_line_8104302_200843055 |  | AD | node_8104302_200843054 | node_8104302_200843055 | 292.125 | bal_1P_4/0AC | 8104302 | no | no |  |  | no |  |  | 0 | 0 | 0 | 0
oh_line_8104302_200843057 |  | AD | node_8104302_200843055 | node_8104302_200843057 | 257.112 | bal_1P_4/0AC | 8104302 | no | no |  |  | no |  |  | 0 | 0 | 0 | 0
oh_line_8104302_200843058 |  | AD | node_8104302_200843057 | node_8104302_200843058 | 238.705 | bal_1P_4/0AC | 8104302 | no | no |  |  | no |  |  | 0 | 0 | 0 | 0
oh_line_8104302_200843059 |  | AD | node_8104302_200843058 | node_8104302_200843059 | 140.962 | bal_1P_4/0AC | 8104302 | no | no |  |  | no |  |  | 0 | 0 | 0 | 0
oh_line_8104302_200843060 |  | AD | node_8104302_200843059 | node_8104302_200843060 | 270.04 | bal_1P_4/0AC | 8104302 | no | no |  |  | no |  |  | 0 | 0 | 0 | 0
oh_line_8104302_200843061 |  | AD | node_8104302_200843060 | node_8104302_200843061 | 141.54 | bal_1P_2AC | 8104302 | no | no |  |  | no |  |  | 0 | 0 | 0 | 0
oh_line_8104302_200843062 |  | AD | node_8104302_200843060 | node_8104302_200843062 | 321.036 | bal_1P_4/0AC | 8104302 | no | no |  |  | no |  |  | 0 | 0 | 0 | 0
oh_line_8104302_200843063 |  | AD | node_8104302_200843062 | node_8104302_200843063 | 263.654 | bal_1P_4/0AC | 8104302 | no | no |  |  | no |  |  | 0 | 0 | 0 | 0
oh_line_8104302_200843064 |  | AD | node_8104302_200843063 | node_8104302_200843064 | 255.464 | bal_1P_2AC | 8104302 | no | no |  |  | no |  |  | 0 | 0 | 0 | 0
oh_line_8104302_200843065 |  | AD | node_8104302_200843064 | node_8104302_200843065 | 138.438 | bal_1P_2AC | 8104302 | no | no |  |  | no |  |  | 0 | 0 | 0 | 0
oh_line_8104302_200843066 |  | AD | node_8104302_200843065 | node_8104302_200843066 | 113.889 | bal_1P_2AC | 8104302 | no | no |  |  | no |  |  | 0 | 0 | 0 | 0
oh_line_8104302_200843068 |  | AD | node_8104302_200843066 | node_8104302_200843068 | 215.37 | bal_1P_1/0AC | 8104302 | no | no |  |  | no |  |  | 0 | 0 | 0 | 0
oh_line_8104302_200843070 |  | AD | node_8104302_200843068 | node_8104302_200843070 | 170.031 | bal_1P_1/0AC | 8104302 | no | no |  |  | no |  |  | 0 | 0 | 0 | 0
oh_line_8104302_200843071 |  | AD | node_8104302_200843070 | node_8104302_200843071 | 173.236 | bal_1P_1/0AC | 8104302 | no | no |  |  | no |  |  | 0 | 0 | 0 | 0
oh_line_8104302_200843076 |  | AD | node_8104302_200962774 | node_intto1_8104302_200843076 | 383.358 | bal_1P_2AC | 8104302 | no | no |  |  | no |  |  | 0 | 0 | 0 | 0
oh_line_8104302_200843077 |  | AD | node_8104302_200843076 | node_8104302_200843077 | 517.031 | bal_1P_2AC | 8104302 | no | no |  |  | no |  |  | 0 | 0 | 0 | 0
oh_line_8104302_200843080 |  | AD | node_8104302_200843077 | node_8104302_200843080 | 303.144 | bal_1P_2AC | 8104302 | no | no |  |  | no |  |  | 0 | 0 | 0 | 0
oh_line_8104302_200843081 |  | AD | node_8104302_200843080 | node_8104302_200843081 | 337.228 | bal_1P_2AC | 8104302 | no | no |  |  | no |  |  | 0 | 0 | 0 | 0
oh_line_8104302_200843082 |  | AD | node_8104302_200843081 | node_8104302_200843082 | 209.395 | bal_1P_2AC | 8104302 | no | no |  |  | no |  |  | 0 | 0 | 0 | 0
oh_line_8104302_200843085 |  | AD | node_8104302_200843082 | node_intto1_8104302_200843085 | 102.306 | bal_1P_2AC | 8104302 | no | no |  |  | no |  |  | 0 | 0 | 0 | 0
oh_line_8104302_200843086 |  | AD | node_8104302_200843085 | node_8104302_200843086 | 186.759 | bal_1P_4ACW | 8104302 | no | no |  |  | no |  |  | 0 | 0 | 0 | 0
oh_line_8104302_200843087 |  | AD | node_8104302_200843086 | node_8104302_200843087 | 171.123 | bal_1P_2AC | 8104302 | no | no |  |  | no |  |  | 0 | 0 | 0 | 0
oh_line_8104302_200843088 |  | AD | node_8104302_200843087 | node_8104302_200843088 | 60.391 | bal_1P_1/0AA | 8104302 | no | no |  |  | no |  |  | 0 | 0 | 0 | 0
oh_line_8104302_200843089 |  | AD | node_8104302_200843088 | node_8104302_200843089 | 199.825 | bal_1P_1/0AA | 8104302 | no | no |  |  | no |  |  | 0 | 0 | 0 | 0
oh_line_8104302_200843090 |  | AD | node_8104302_200843089 | node_8104302_200843090 | 350.881 | bal_1P_1/0AA | 8104302 | no | no |  |  | no |  |  | 0 | 0 | 0 | 0
oh_line_8104302_200843091 |  | AD | node_8104302_200843090 | node_8104302_200843091 | 720.764 | bal_1P_1/0AA | 8104302 | no | no |  |  | no |  |  | 0 | 0 | 0 | 0
oh_line_8104302_200843092-1 |  | AD | node_8104302_200843087 | node_8104302_200843092 | 667.402 | bal_1P_1/0AA | 8104302 | no | no |  |  | no |  |  | 0 | 0 | 0 | 0
oh_line_8104302_200843093 |  | AD | node_8104302_200843086 | node_8104302_200843093 | 279.62 | bal_1P_4ACW | 8104302 | no | no |  |  | no |  |  | 0 | 0 | 0 | 0
oh_line_8104302_200843094 |  | AD | node_8104302_200843093 | node_8104302_200843094 | 273.223 | bal_1P_4ACW | 8104302 | no | no |  |  | no |  |  | 0 | 0 | 0 | 0
oh_line_8104302_200843095 |  | AD | node_8104302_200843094 | node_8104302_200843095 | 471.817 | bal_1P_4ACW | 8104302 | no | no |  |  | no |  |  | 0 | 0 | 0 | 0
oh_line_8104302_200843096 |  | AD | node_8104302_200843095 | node_8104302_200843096 | 403.314 | bal_1P_4ACW | 8104302 | no | no |  |  | no |  |  | 0 | 0 | 0 | 0
oh_line_8104302_200843097 |  | AD | node_8104302_200843096 | node_8104302_200843097 | 574.175 | bal_1P_4ACW | 8104302 | no | no |  |  | no |  |  | 0 | 0 | 0 | 0
oh_line_8104302_200843098 |  | AD | node_8104302_200843097 | node_8104302_200843098 | 336.373 | bal_1P_4ACW | 8104302 | no | no |  |  | no |  |  | 0 | 0 | 0 | 0
oh_line_8104302_200843100 |  | AD | node_8104302_200843098 | node_8104302_200843100 | 361.377 | bal_1P_4ACW | 8104302 | no | no |  |  | no |  |  | 0 | 0 | 0 | 0
oh_line_8104302_200843101 |  | AD | node_8104302_200843100 | node_8104302_200843101 | 389.362 | bal_1P_4ACW | 8104302 | no | no |  |  | no |  |  | 0 | 0 | 0 | 0
oh_line_8104302_200843102 |  | AD | node_8104302_200843101 | node_8104302_200843102 | 123.885 | bal_1P_1/0AC | 8104302 | no | no |  |  | no |  |  | 0 | 0 | 0 | 0
oh_line_8104302_200843106-1 |  | AD | node_8104302_200978637 | node_1362258_025_15321667_038 | 406.927 | bal_1P_2AC | 8104302 | no | no |  |  | no |  |  | 0 | 0 | 0 | 0
oh_line_8104302_200843106-2 |  | AD | node_1362258_025_15321667_038 | node_8104302_200843106 | 4.998 | bal_1P_2AC | 8104302 | no | no |  |  | no |  |  | 0 | 0 | 0 | 0
oh_line_8104302_200843107 |  | AD | node_8104302_200843106 | node_8104302_200843107 | 486.513 | bal_1P_2AC | 8104302 | no | no |  |  | no |  |  | 0 | 0 | 0 | 0
oh_line_8104302_200843109 |  | AD | node_8104302_200843107 | node_8104302_200843109 | 426.174 | bal_1P_2AC | 8104302 | no | no |  |  | no |  |  | 0 | 0 | 0 | 0
oh_line_8104302_200843110 |  | AD | node_8104302_200843109 | node_8104302_200843110 | 240.24 | bal_1P_2AC | 8104302 | no | no |  |  | no |  |  | 0 | 0 | 0 | 0
oh_line_8104302_200843112 |  | AD | node_8104302_200843110 | node_8104302_200843112 | 178.35 | bal_1P_2AC | 8104302 | no | no |  |  | no |  |  | 0 | 0 | 0 | 0
oh_line_8104302_200843113 |  | AD | node_8104302_200843112 | node_8104302_200843113 | 346.479 | bal_1P_2AC | 8104302 | no | no |  |  | no |  |  | 0 | 0 | 0 | 0
oh_line_8104302_200843115 |  | AD | node_8104302_200843113 | node_8104302_200843115 | 342.354 | bal_1P_2AC | 8104302 | no | no |  |  | no |  |  | 0 | 0 | 0 | 0
oh_line_8104302_200843116 |  | AD | node_8104302_200843115 | node_8104302_200843116 | 405.199 | bal_1P_2AC | 8104302 | no | no |  |  | no |  |  | 0 | 0 | 0 | 0
oh_line_8104302_200843118 |  | AD | node_8104302_200843116 | node_8104302_200843118 | 175.818 | bal_1P_1/0AA | 8104302 | no | no |  |  | no |  |  | 0 | 0 | 0 | 0
oh_line_8104302_200848922 |  | AD | node_8104302_200848931 | node_8104302_200848922 | 348.139 | bal_1P_2AC | 8104302 | no | no |  |  | no |  |  | 0 | 0 | 0 | 0
oh_line_8104302_200848923 |  | AD | node_8104302_200848922 | node_8104302_200848923 | 205.344 | bal_1P_2AC | 8104302 | no | no |  |  | no |  |  | 0 | 0 | 0 | 0
oh_line_8104302_200848924 |  | AD | node_8104302_200848923 | node_8104302_200848924 | 226.58 | bal_1P_2AC | 8104302 | no | no |  |  | no |  |  | 0 | 0 | 0 | 0
oh_line_8104302_200848925 |  | AD | node_8104302_200840816 | node_8104302_200848925 | 229.69 | bal_1P_2AC | 8104302 | no | no |  |  | no |  |  | 0 | 0 | 0 | 0
oh_line_8104302_200848926 |  | AD | node_8104302_200848925 | node_8104302_200848926 | 441.512 | bal_1P_2AC | 8104302 | no | no |  |  | no |  |  | 0 | 0 | 0 | 0
oh_line_8104302_200848927 |  | AD | node_8104302_200848928 | node_8104302_200848927 | 136.421 | bal_1P_2AC | 8104302 | no | no |  |  | no |  |  | 0 | 0 | 0 | 0
oh_line_8104302_200848928 |  | AD | node_8104302_200848926 | node_8104302_200848928 | 444.959 | bal_1P_2AC | 8104302 | no | no |  |  | no |  |  | 0 | 0 | 0 | 0
oh_line_8104302_200848929 |  | AD | node_8104302_200848927 | node_8104302_200848929 | 622.361 | bal_1P_2AC | 8104302 | no | no |  |  | no |  |  | 0 | 0 | 0 | 0
oh_line_8104302_200848930 |  | AD | node_8104302_200848929 | node_8104302_200848930 | 223.866 | bal_1P_2AC | 8104302 | no | no |  |  | no |  |  | 0 | 0 | 0 | 0
oh_line_8104302_200848931 |  | AD | node_8104302_200848930 | node_8104302_200848931 | 652.58 | bal_1P_2AC | 8104302 | no | no |  |  | no |  |  | 0 | 0 | 0 | 0
oh_line_8104302_200848941 |  | AN | node_8104302_200848975 | node_8104302_200848941 | 222.121 | bal_1P_1/0AA_1/0AA(N) | 8104302 | no | no |  |  | no |  |  | 0 | 0 | 0 | 0
oh_line_8104302_200848942 |  | AN | node_8104302_200848975 | node_8104302_200848942 | 256.896 | bal_1P_4CU_4CU(N) | 8104302 | no | no |  |  | no |  |  | 0 | 0 | 0 | 0
oh_line_8104302_200848943 |  | ABCN | node_8104302_200852743 | node_8104302_200848943 | 48.795 | bal_3P_477AL_4/0AL(N) | 8104302 | no | no |  |  | no |  |  | 0 | 0 | 0 | 0
oh_line_8104302_200848944 |  | ABCN | node_8104302_200848943 | node_8104302_200848944 | 148.316 | bal_3P_477AL_4/0AL(N) | 8104302 | no | no |  |  | no |  |  | 0 | 0 | 0 | 0
oh_line_8104302_200848945 |  | ABCN | node_8104302_200848944 | node_8104302_200848945 | 162.589 | bal_3P_477AL_4/0AL(N) | 8104302 | no | no |  |  | no |  |  | 0 | 0 | 0 | 0
oh_line_8104302_200848946 |  | ABCN | node_8104302_200848945 | node_8104302_200848946 | 159.777 | bal_3P_477AL_4/0AL(N) | 8104302 | no | no |  |  | no |  |  | 0 | 0 | 0 | 0
oh_line_8104302_200848947 |  | ABCN | node_8104302_200848946 | node_8104302_200848947 | 256.486 | bal_3P_477AL_4/0AL(N) | 8104302 | no | no |  |  | no |  |  | 0 | 0 | 0 | 0
oh_line_8104302_200848948 |  | ABCN | node_8104302_200848947 | node_8104302_200848948 | 139.471 | bal_3P_477AL_4/0AL(N) | 8104302 | no | no |  |  | no |  |  | 0 | 0 | 0 | 0
oh_line_8104302_200848949 |  | ABCN | node_8104302_200848948 | node_8104302_200848949 | 36.587 | bal_3P_1/0AC_1/0AC(N) | 8104302 | no | no |  |  | no |  |  | 0 | 0 | 0 | 0
oh_line_8104302_200848950 |  | ABCN | node_8104302_200848949 | node_intto1_8104302_200848950 | 219.309 | bal_3P_1/0AC_1/0AC(N) | 8104302 | no | no |  |  | no |  |  | 0 | 0 | 0 | 0
oh_line_8104302_200848951 |  | ABCN | node_8104302_200848948 | node_8104302_200848951 | 151.354 | bal_3P_477AL_4/0AL(N) | 8104302 | no | no |  |  | no |  |  | 0 | 0 | 0 | 0
oh_line_8104302_200848952 |  | ABCN | node_8104302_200848951 | node_8104302_200848952 | 166.28 | bal_3P_477AL_4/0AL(N) | 8104302 | no | no |  |  | no |  |  | 0 | 0 | 0 | 0
oh_line_8104302_200848953 |  | ABCN | node_8104302_200848952 | node_8104302_200848953 | 175.839 | bal_3P_477AL_4/0AL(N) | 8104302 | no | no |  |  | no |  |  | 0 | 0 | 0 | 0
oh_line_8104302_200848954 |  | ABCN | node_8104302_200848953 | node_8104302_200848954 | 187.62 | bal_3P_477AL_4/0AL(N) | 8104302 | no | no |  |  | no |  |  | 0 | 0 | 0 | 0
oh_line_8104302_200848955 |  | ABCN | node_8104302_200848954 | node_8104302_200848955 | 115.055 | bal_3P_477AL_4/0AL(N) | 8104302 | no | no |  |  | no |  |  | 0 | 0 | 0 | 0
oh_line_8104302_200848956 |  | ABCN | node_8104302_200848955 | node_8104302_200848956 | 177.538 | bal_3P_477AL_4/0AL(N) | 8104302 | no | no |  |  | no |  |  | 0 | 0 | 0 | 0
oh_line_8104302_200848957 |  | ABCN | node_8104302_200848956 | node_8104302_200848957 | 174.389 | bal_3P_477AL_4/0AL(N) | 8104302 | no | no |  |  | no |  |  | 0 | 0 | 0 | 0
oh_line_8104302_200848958 |  | ABCN | node_8104302_200848957 | node_8104302_200848958 | 165.169 | bal_3P_477AL_4/0AL(N) | 8104302 | no | no |  |  | no |  |  | 0 | 0 | 0 | 0
oh_line_8104302_200848959 |  | AN | node_8104302_200848958 | node_8104302_200848959 | 329.454 | bal_1P_1/0AA_1/0AA(N) | 8104302 | no | no |  |  | no |  |  | 0 | 0 | 0 | 0
oh_line_8104302_200848960 |  | ABCN | node_8104302_200848958 | node_8104302_200848960 | 109.06 | bal_3P_477AL_4/0AL(N) | 8104302 | no | no |  |  | no |  |  | 0 | 0 | 0 | 0
oh_line_8104302_200848961 |  | ABCN | node_8104302_200848960 | node_8104302_200848961 | 198.203 | bal_3P_477AL_4/0AL(N) | 8104302 | no | no |  |  | no |  |  | 0 | 0 | 0 | 0
oh_line_8104302_200848962 |  | ABCN | node_8104302_200848961 | node_8104302_200848962 | 200.301 | bal_3P_477AL_4/0AL(N) | 8104302 | no | no |  |  | no |  |  | 0 | 0 | 0 | 0
oh_line_8104302_200848963 |  | ABCN | node_8104302_200848962 | node_8104302_200848963 | 204.267 | bal_3P_477AL_4/0AL(N) | 8104302 | no | no |  |  | no |  |  | 0 | 0 | 0 | 0
oh_line_8104302_200848964 |  | ABCN | node_8104302_200848963 | node_8104302_200848964 | 210.275 | bal_3P_477AL_4/0AL(N) | 8104302 | no | no |  |  | no |  |  | 0 | 0 | 0 | 0
oh_line_8104302_200848966 |  | ABCN | node_8104302_200848964 | node_8104302_200848966 | 136.833 | bal_3P_477AL_4/0AL(N) | 8104302 | no | no |  |  | no |  |  | 0 | 0 | 0 | 0
oh_line_8104302_200848967 |  | ABCN | node_8104302_200848966 | node_8104302_200848967 | 134.474 | bal_3P_477AL_4/0AL(N) | 8104302 | no | no |  |  | no |  |  | 0 | 0 | 0 | 0
oh_line_8104302_200848968 |  | ABCN | node_8104302_200848967 | node_8104302_200848968 | 136.779 | bal_3P_477AL_4/0AL(N) | 8104302 | no | no |  |  | no |  |  | 0 | 0 | 0 | 0
oh_line_8104302_200848969 |  | ABCN | node_8104302_200848968 | node_8104302_200848969 | 136.128 | bal_3P_477AL_4/0AL(N) | 8104302 | no | no |  |  | no |  |  | 0 | 0 | 0 | 0
oh_line_8104302_200848970 |  | ABCN | node_8104302_200848969 | node_8104302_200848970 | 150.659 | bal_3P_477AL_4/0AL(N) | 8104302 | no | no |  |  | no |  |  | 0 | 0 | 0 | 0
oh_line_8104302_200848971 |  | ABCN | node_8104302_200848970 | node_8104302_200848971 | 155.251 | bal_3P_477AL_4/0AL(N) | 8104302 | no | no |  |  | no |  |  | 0 | 0 | 0 | 0
oh_line_8104302_200848972 |  | ABCN | node_8104302_200848971 | node_8104302_200848972 | 106.146 | bal_3P_477AL_4/0AL(N) | 8104302 | no | no |  |  | no |  |  | 0 | 0 | 0 | 0
oh_line_8104302_200848973 |  | AN | node_8104302_200848972 | node_intto1_8104302_200848973 | 199.088 | bal_1P_4CU_4CU(N) | 8104302 | no | no |  |  | no |  |  | 0 | 0 | 0 | 0
oh_line_8104302_200848974 |  | AN | node_8104302_200848973 | node_8104302_200848974 | 185.162 | bal_1P_4CU_4CU(N) | 8104302 | no | no |  |  | no |  |  | 0 | 0 | 0 | 0
oh_line_8104302_200848975 |  | AN | node_8104302_200848974 | node_8104302_200848975 | 190.656 | bal_1P_4CU_4CU(N) | 8104302 | no | no |  |  | no |  |  | 0 | 0 | 0 | 0
oh_line_8104302_200848978 |  | ABCN | node_8104302_200848972 | node_8104302_200848978 | 117.731 | bal_3P_477AL_4/0AL(N) | 8104302 | no | no |  |  | no |  |  | 0 | 0 | 0 | 0
oh_line_8104302_200848979 |  | ABCN | node_8104302_200848978 | node_8104302_200848979 | 155.51 | bal_3P_477AL_4/0AL(N) | 8104302 | no | no |  |  | no |  |  | 0 | 0 | 0 | 0
oh_line_8104302_200848980 |  | ABCN | node_8104302_200848979 | node_8104302_200848980 | 128.2 | bal_3P_477AL_4/0AL(N) | 8104302 | no | no |  |  | no |  |  | 0 | 0 | 0 | 0
oh_line_8104302_200848981 |  | ABCN | node_8104302_200848980 | node_8104302_200848981 | 205.83 | bal_3P_477AL_4/0AL(N) | 8104302 | no | no |  |  | no |  |  | 0 | 0 | 0 | 0
oh_line_8104302_200848982 |  | ABCN | node_8104302_200848981 | node_8104302_200848982 | 293.049 | bal_3P_1/0AC_1/0AC(N) | 8104302 | no | no |  |  | no |  |  | 0 | 0 | 0 | 0
oh_line_8104302_200848983 |  | AN | node_8104302_200848981 | node_intto1_8104302_200848983 | 140.18 | bal_1P_1/0AC_1/0AC(N) | 8104302 | no | no |  |  | no |  |  | 0 | 0 | 0 | 0
oh_line_8104302_200848984 |  | AN | node_8104302_200848983 | node_8104302_200848984 | 252.349 | bal_1P_1/0AC_1/0AC(N) | 8104302 | no | no |  |  | no |  |  | 0 | 0 | 0 | 0
oh_line_8104302_200848985 |  | AN | node_8104302_200848984 | node_8104302_200848985 | 490.883 | bal_1P_1/0AC_1/0AC(N) | 8104302 | no | no |  |  | no |  |  | 0 | 0 | 0 | 0
oh_line_8104302_200848986 |  | AN | node_8104302_200848985 | node_8104302_200848986 | 298.215 | bal_1P_1/0AC_1/0AC(N) | 8104302 | no | no |  |  | no |  |  | 0 | 0 | 0 | 0
oh_line_8104302_200848987 |  | AN | node_8104302_200848986 | node_8104302_200848987 | 379.63 | bal_1P_1/0AC_1/0AC(N) | 8104302 | no | no |  |  | no |  |  | 0 | 0 | 0 | 0
oh_line_8104302_200848988 |  | AN | node_8104302_200848987 | node_8104302_200848988 | 329.003 | bal_1P_1/0AC_1/0AC(N) | 8104302 | no | no |  |  | no |  |  | 0 | 0 | 0 | 0
oh_line_8104302_200848990 |  | AN | node_8104302_200848960 | node_8104302_200848990 | 97.891 | bal_1P_4ACW_4ACW(N) | 8104302 | no | no |  |  | no |  |  | 0 | 0 | 0 | 0
oh_line_8104302_200848991 |  | AN | node_8104302_200849016 | node_8104302_200848991 | 209.115 | bal_1P_4ACW_4ACW(N) | 8104302 | no | no |  |  | no |  |  | 0 | 0 | 0 | 0
oh_line_8104302_200848992 |  | AN | node_8104302_200848991 | node_8104302_200848992 | 204.576 | bal_1P_2AC_2AC(N) | 8104302 | no | no |  |  | no |  |  | 0 | 0 | 0 | 0
oh_line_8104302_200848993 |  | AN | node_8104302_200848992 | node_8104302_200848993 | 181.498 | bal_1P_2AC_2AC(N) | 8104302 | no | no |  |  | no |  |  | 0 | 0 | 0 | 0
oh_line_8104302_200848994 |  | AN | node_8104302_200848993 | node_8104302_200848994 | 98.986 | bal_1P_1/0AA_1/0AA(N) | 8104302 | no | no |  |  | no |  |  | 0 | 0 | 0 | 0
oh_line_8104302_200848995 |  | AN | node_8104302_200848994 | node_8104302_200848995 | 189.856 | bal_1P_1/0AA_1/0AA(N) | 8104302 | no | no |  |  | no |  |  | 0 | 0 | 0 | 0
oh_line_8104302_200848996 |  | AN | node_8104302_200848995 | node_8104302_200848996 | 336.237 | bal_1P_1/0AA_1/0AA(N) | 8104302 | no | no |  |  | no |  |  | 0 | 0 | 0 | 0
oh_line_8104302_200848997 |  | AN | node_8104302_200848996 | node_8104302_200848997 | 346.937 | bal_1P_1/0AA_1/0AA(N) | 8104302 | no | no |  |  | no |  |  | 0 | 0 | 0 | 0
oh_line_8104302_200848998 |  | AN | node_8104302_200848993 | node_8104302_200848998 | 144.395 | bal_1P_2AC_2AC(N) | 8104302 | no | no |  |  | no |  |  | 0 | 0 | 0 | 0
oh_line_8104302_200848999 |  | AN | node_8104302_200848998 | node_8104302_200848999 | 274.678 | bal_1P_2AC_2AC(N) | 8104302 | no | no |  |  | no |  |  | 0 | 0 | 0 | 0
oh_line_8104302_200849000 |  | AN | node_8104302_200848999 | node_8104302_200849000 | 311.949 | bal_1P_2AC_2AC(N) | 8104302 | no | no |  |  | no |  |  | 0 | 0 | 0 | 0
oh_line_8104302_200849001 |  | AN | node_8104302_200848990 | node_intto1_8104302_200849001 | 342.263 | bal_1P_4ACW_4ACW(N) | 8104302 | no | no |  |  | no |  |  | 0 | 0 | 0 | 0
oh_line_8104302_200849002 |  | AN | node_8104302_200849001 | node_8104302_200849002 | 376.642 | bal_1P_4ACW_4ACW(N) | 8104302 | no | no |  |  | no |  |  | 0 | 0 | 0 | 0
oh_line_8104302_200849003 |  | AN | node_8104302_200849002 | node_8104302_200849003 | 485.457 | bal_1P_4ACW_4ACW(N) | 8104302 | no | no |  |  | no |  |  | 0 | 0 | 0 | 0
oh_line_8104302_200849004 |  | AN | node_8104302_200849003 | node_8104302_200849004 | 148.509 | bal_1P_4ACW_4ACW(N) | 8104302 | no | no |  |  | no |  |  | 0 | 0 | 0 | 0
oh_line_8104302_200849005 |  | AN | node_8104302_200849004 | node_8104302_200849005 | 157.098 | bal_1P_4ACW_4ACW(N) | 8104302 | no | no |  |  | no |  |  | 0 | 0 | 0 | 0
oh_line_8104302_200849006 |  | AN | node_8104302_200849003 | node_8104302_200849006 | 150.975 | bal_1P_1/0AA_1/0AA(N) | 8104302 | no | no |  |  | no |  |  | 0 | 0 | 0 | 0
oh_line_8104302_200849007 |  | AN | node_8104302_311880738 | node_8104302_200849007 | 397.86 | bal_1P_4ACW_4ACW(N) | 8104302 | no | no |  |  | no |  |  | 0 | 0 | 0 | 0
oh_line_8104302_200849008 |  | AN | node_8104302_200849007 | node_8104302_200849008 | 81.043 | bal_1P_1/0AA_1/0AA(N) | 8104302 | no | no |  |  | no |  |  | 0 | 0 | 0 | 0
oh_line_8104302_200849009 |  | AN | node_8104302_200849008 | node_8104302_200849009 | 274.055 | bal_1P_1/0AA_1/0AA(N) | 8104302 | no | no |  |  | no |  |  | 0 | 0 | 0 | 0
oh_line_8104302_200849010 |  | AN | node_8104302_200849007 | node_8104302_200849010 | 281.552 | bal_1P_4ACW_4ACW(N) | 8104302 | no | no |  |  | no |  |  | 0 | 0 | 0 | 0
oh_line_8104302_200849011 |  | AN | node_8104302_200849010 | node_8104302_200849011 | 261.04 | bal_1P_4ACW_4ACW(N) | 8104302 | no | no |  |  | no |  |  | 0 | 0 | 0 | 0
oh_line_8104302_200849012 |  | AN | node_8104302_200849011 | node_8104302_200849012 | 126.27 | bal_1P_2AC_2AC(N) | 8104302 | no | no |  |  | no |  |  | 0 | 0 | 0 | 0
oh_line_8104302_200849013 |  | AN | node_8104302_200849012 | node_8104302_200849013 | 251.772 | bal_1P_2AC_2AC(N) | 8104302 | no | no |  |  | no |  |  | 0 | 0 | 0 | 0
oh_line_8104302_200849014 |  | AN | node_8104302_200849013 | node_8104302_200849014 | 252.334 | bal_1P_2AC_2AC(N) | 8104302 | no | no |  |  | no |  |  | 0 | 0 | 0 | 0
oh_line_8104302_200849015 |  | AN | node_8104302_200849011 | node_8104302_200849015 | 267.401 | bal_1P_4ACW_4ACW(N) | 8104302 | no | no |  |  | no |  |  | 0 | 0 | 0 | 0
oh_line_8104302_200849016 |  | AN | node_8104302_200849015 | node_8104302_200849016 | 270.112 | bal_1P_4ACW_4ACW(N) | 8104302 | no | no |  |  | no |  |  | 0 | 0 | 0 | 0
oh_line_8104302_200849105 |  | ABN | node_8104302_200851002 | node_8104302_200849105 | 172.824 | bal_2P_4/0AA_1/0AA(N) | 8104302 | no | no |  |  | no |  |  | 0 | 0 | 0 | 0
oh_line_8104302_200849106 |  | ABN | node_8104302_200849105 | node_8104302_200849106 | 150.237 | bal_2P_4/0AA_1/0AA(N) | 8104302 | no | no |  |  | no |  |  | 0 | 0 | 0 | 0
oh_line_8104302_200849107 |  | AN | node_8104302_200849135 | node_8104302_200849107 | 307.037 | bal_1P_1/0AA_1/0AA(N) | 8104302 | no | no |  |  | no |  |  | 0 | 0 | 0 | 0
oh_line_8104302_200849109-1 |  | AN | node_8104302_200849107 | node_intto1_311907652 | 160.732 | bal_1P_1/0AA_1/0AA(N) | 8104302 | no | no |  |  | no |  |  | 0 | 0 | 0 | 0
oh_line_8104302_200849109-2 |  | AN | node_311907652 | node_intto1_220628292 | 6.429 | bal_1P_1/0AA_1/0AA(N) | 8104302 | no | no |  |  | no |  |  | 0 | 0 | 0 | 0
oh_line_8104302_200849109-3 |  | AN | node_220628292 | node_8104302_200849109 | 6.393 | bal_1P_1/0AA_1/0AA(N) | 8104302 | no | no |  |  | no |  |  | 0 | 0 | 0 | 0
oh_line_8104302_200849110 |  | AD | node_8104302_200849109 | node_8104302_200849110 | 256.401 | bal_1P_1/0AA | 8104302 | no | no |  |  | no |  |  | 0 | 0 | 0 | 0
oh_line_8104302_200849111 |  | AD | node_8104302_200849110 | node_intto1_8104302_200849111 | 349.391 | bal_1P_4AC | 8104302 | no | no |  |  | no |  |  | 0 | 0 | 0 | 0
oh_line_8104302_200849112 |  | AD | node_8104302_200849111 | node_8104302_200849112 | 288.26 | bal_1P_4AC | 8104302 | no | no |  |  | no |  |  | 0 | 0 | 0 | 0
oh_line_8104302_200849113 |  | AD | node_8104302_200849112 | node_8104302_200849113 | 409.309 | bal_1P_4AC | 8104302 | no | no |  |  | no |  |  | 0 | 0 | 0 | 0
oh_line_8104302_200849114 |  | AD | node_8104302_200849110 | node_8104302_200849114 | 139.482 | bal_1P_4AC | 8104302 | no | no |  |  | no |  |  | 0 | 0 | 0 | 0
oh_line_8104302_200849115 |  | AN | node_8104302_200849106 | node_intto1_8104302_200849115 | 204.321 | bal_1P_4/0AL_4/0AL(N) | 8104302 | no | no |  |  | no |  |  | 0 | 0 | 0 | 0
oh_line_8104302_200849117 |  | AN | node_8104302_200849115 | node_8104302_200849117 | 141.159 | bal_1P_4/0AL_4/0AL(N) | 8104302 | no | no |  |  | no |  |  | 0 | 0 | 0 | 0
oh_line_8104302_200849118 |  | AN | node_8104302_200849117 | node_8104302_200849118 | 23.125 | bal_1P_1/0AC_1/0AC(N) | 8104302 | no | no |  |  | no |  |  | 0 | 0 | 0 | 0
oh_line_8104302_200849119 |  | AN | node_8104302_200849118 | node_8104302_200849119 | 161.544 | bal_1P_1/0AC_1/0AC(N) | 8104302 | no | no |  |  | no |  |  | 0 | 0 | 0 | 0
oh_line_8104302_200849120 |  | AN | node_8104302_200849119 | node_8104302_200849120 | 306.586 | bal_1P_1/0AC_1/0AC(N) | 8104302 | no | no |  |  | no |  |  | 0 | 0 | 0 | 0
oh_line_8104302_200849122 |  | AN | node_8104302_200849117 | node_8104302_200849122 | 204.038 | bal_1P_4/0AL_4/0AL(N) | 8104302 | no | no |  |  | no |  |  | 0 | 0 | 0 | 0
oh_line_8104302_200849125 |  | AN | node_8104302_200849122 | node_8104302_200849125 | 90.543 | bal_1P_4/0AL_4/0AL(N) | 8104302 | no | no |  |  | no |  |  | 0 | 0 | 0 | 0
oh_line_8104302_200849126 |  | AN | node_8104302_200849125 | node_8104302_200849126 | 193.183 | bal_1P_4/0AL_4/0AL(N) | 8104302 | no | no |  |  | no |  |  | 0 | 0 | 0 | 0
oh_line_8104302_200849128 |  | AN | node_8104302_200849126 | node_8104302_200849128 | 208.086 | bal_1P_1/0AA_1/0AA(N) | 8104302 | no | no |  |  | no |  |  | 0 | 0 | 0 | 0
oh_line_8104302_200849129 |  | AN | node_8104302_200849128 | node_8104302_200849129 | 242.225 | bal_1P_1/0AC_1/0AC(N) | 8104302 | no | no |  |  | no |  |  | 0 | 0 | 0 | 0
oh_line_8104302_200849131 |  | AN | node_8104302_200849129 | node_8104302_200849131 | 221.033 | bal_1P_1/0AC_1/0AC(N) | 8104302 | no | no |  |  | no |  |  | 0 | 0 | 0 | 0
oh_line_8104302_200849132 |  | AN | node_8104302_200849131 | node_8104302_200849132 | 215.318 | bal_1P_1/0AA_1/0AA(N) | 8104302 | no | no |  |  | no |  |  | 0 | 0 | 0 | 0
oh_line_8104302_200849133 |  | AN | node_8104302_200849132 | node_8104302_200849133 | 285.433 | bal_1P_2AC_2AC(N) | 8104302 | no | no |  |  | no |  |  | 0 | 0 | 0 | 0
oh_line_8104302_200849135 |  | AN | node_8104302_200849132 | node_8104302_200849135 | 244.769 | bal_1P_1/0AA_1/0AA(N) | 8104302 | no | no |  |  | no |  |  | 0 | 0 | 0 | 0
oh_line_8104302_200850076 |  | ABCN | node_8104302_200852267 | node_intto1_8104302_200850076 | 217.032 | bal_3P_477AL_4/0AL(N) | 8104302 | no | no |  |  | no |  |  | 0 | 0 | 0 | 0
oh_line_8104302_200850077-1 |  | ABCN | node_8104302_200850089 | node_8104302_200850077 | 196.735 | bal_3P_477AL_4/0AL(N) | 8104302 | no | no |  |  | no |  |  | 0 | 0 | 0 | 0
oh_line_8104302_200850077-2 |  | ABCN | node_8104302_200850077 | node_intto1_220416470 | 227.124 | bal_3P_477AL_4/0AL(N) | 8104302 | no | no |  |  | no |  |  | 0 | 0 | 0 | 0
oh_line_8104302_200850077-3 |  | ABCN | node_8104302_200850078 | node_220416470 | 28.276 | bal_3P_477AL_4/0AL(N) | 8104302 | no | no |  |  | no |  |  | 0 | 0 | 0 | 0
oh_line_8104302_200850078 |  | ABCN | node_8104302_200852148 | node_8104302_200850078 | 141.477 | bal_3P_477AL_4/0AL(N) | 8104302 | no | no |  |  | no |  |  | 0 | 0 | 0 | 0
oh_line_8104302_200850079 |  | ABCN | node_8104302_200850076 | node_8104302_200850079 | 196.97 | bal_3P_477AL_4/0AL(N) | 8104302 | no | no |  |  | no |  |  | 0 | 0 | 0 | 0
oh_line_8104302_200850080 |  | ABCN | node_8104302_200850079 | node_8104302_200850080 | 169.916 | bal_3P_477AL_4/0AL(N) | 8104302 | no | no |  |  | no |  |  | 0 | 0 | 0 | 0
oh_line_8104302_200850081 |  | AN | node_8104302_200850080 | node_8104302_200850081 | 241.043 | bal_1P_1/0AC_1/0AC(N) | 8104302 | no | no |  |  | no |  |  | 0 | 0 | 0 | 0
oh_line_8104302_200850082-1 |  | ABCN | node_8104302_200850080 | node_1362211_528_15302977_557 | 238.013 | bal_3P_477AL_4/0AL(N) | 8104302 | no | no |  |  | no |  |  | 0 | 0 | 0 | 0
oh_line_8104302_200850082-2 |  | ABCN | node_1362211_528_15302977_557 | node_8104302_200850082 | 4.998 | bal_3P_477AL_4/0AL(N) | 8104302 | no | no |  |  | no |  |  | 0 | 0 | 0 | 0
oh_line_8104302_200850083 |  | ABCN | node_8104302_200850082 | node_8104302_200850083 | 244.446 | bal_3P_477AL_4/0AL(N) | 8104302 | no | no |  |  | no |  |  | 0 | 0 | 0 | 0
oh_line_8104302_200850084 |  | ABCN | node_8104302_200850083 | node_8104302_200850084 | 241.569 | bal_3P_477AL_4/0AL(N) | 8104302 | no | no |  |  | no |  |  | 0 | 0 | 0 | 0
oh_line_8104302_200850086 |  | ABCN | node_8104302_200850084 | node_8104302_200850086 | 245.703 | bal_3P_477AL_4/0AL(N) | 8104302 | no | no |  |  | no |  |  | 0 | 0 | 0 | 0
oh_line_8104302_200850087 |  | ABCN | node_8104302_200850086 | node_8104302_200850087 | 235.603 | bal_3P_477AL_4/0AL(N) | 8104302 | no | no |  |  | no |  |  | 0 | 0 | 0 | 0
oh_line_8104302_200850088 |  | ABCN | node_8104302_200850087 | node_8104302_200850088 | 145.511 | bal_3P_477AL_4/0AL(N) | 8104302 | no | no |  |  | no |  |  | 0 | 0 | 0 | 0
oh_line_8104302_200850089 |  | ABCN | node_8104302_200850088 | node_8104302_200850089 | 191.773 | bal_3P_477AL_4/0AL(N) | 8104302 | no | no |  |  | no |  |  | 0 | 0 | 0 | 0
oh_line_8104302_200850142 |  | ABCN | node_8104302_200850089 | node_intto1_8104302_200850142 | 83.284 | bal_3P_477AL_477AL(N) | 8104302 | no | no |  |  | no |  |  | 0 | 0 | 0 | 0
oh_line_8104302_200850143 |  | AN | node_8104302_200850152 | node_8104302_200850143 | 158.436 | bal_1P_477AL_477AL(N) | 8104302 | no | no |  |  | no |  |  | 0 | 0 | 0 | 0
oh_line_8104302_200850144 |  | AN | node_8104302_200850143 | node_8104302_200850144 | 157.3 | bal_1P_477AL_477AL(N) | 8104302 | no | no |  |  | no |  |  | 0 | 0 | 0 | 0
oh_line_8104302_200850145 |  | ABCN | node_8104302_200850142 | node_8104302_200850145 | 144.344 | bal_3P_477AL_477AL(N) | 8104302 | no | no |  |  | no |  |  | 0 | 0 | 0 | 0
oh_line_8104302_200850146 |  | ABCN | node_8104302_200850145 | node_8104302_200850146 | 158.458 | bal_3P_477AL_477AL(N) | 8104302 | no | no |  |  | no |  |  | 0 | 0 | 0 | 0
oh_line_8104302_200850147 |  | ABCN | node_8104302_200850146 | node_8104302_200850147 | 158.131 | bal_3P_477AL_477AL(N) | 8104302 | no | no |  |  | no |  |  | 0 | 0 | 0 | 0
oh_line_8104302_200850148 |  | ABCN | node_8104302_200850147 | node_8104302_200850148 | 160.331 | bal_3P_477AL_477AL(N) | 8104302 | no | no |  |  | no |  |  | 0 | 0 | 0 | 0
oh_line_8104302_200850149 |  | AN | node_8104302_200850148 | node_8104302_200850149 | 161.087 | bal_1P_477AL_477AL(N) | 8104302 | no | no |  |  | no |  |  | 0 | 0 | 0 | 0
oh_line_8104302_200850150 |  | AN | node_8104302_200850149 | node_8104302_200850150 | 99.154 | bal_1P_477AL_477AL(N) | 8104302 | no | no |  |  | no |  |  | 0 | 0 | 0 | 0
oh_line_8104302_200850151 |  | AN | node_8104302_200850150 | node_8104302_200850151 | 158.524 | bal_1P_477AL_477AL(N) | 8104302 | no | no |  |  | no |  |  | 0 | 0 | 0 | 0
oh_line_8104302_200850152 |  | AN | node_8104302_200850151 | node_8104302_200850152 | 155.785 | bal_1P_477AL_477AL(N) | 8104302 | no | no |  |  | no |  |  | 0 | 0 | 0 | 0
oh_line_8104302_200850153 |  | ABN | node_8104302_200850142 | node_8104302_200850153 | 84.932 | bal_2P_1/0AC_4/0AL(N) | 8104302 | no | no |  |  | no |  |  | 0 | 0 | 0 | 0
oh_line_8104302_200850154 |  | ABN | node_8104302_200850153 | node_8104302_200850154 | 171.931 | bal_2P_1/0AC_4/0AL(N) | 8104302 | no | no |  |  | no |  |  | 0 | 0 | 0 | 0
oh_line_8104302_200850155 |  | ABN | node_8104302_200850154 | node_8104302_200850155 | 160.8 | bal_2P_1/0AC_4/0AL(N) | 8104302 | no | no |  |  | no |  |  | 0 | 0 | 0 | 0
oh_line_8104302_200850156 |  | ABN | node_8104302_200850155 | node_8104302_200850156 | 162.221 | bal_2P_1/0AC_4/0AL(N) | 8104302 | no | no |  |  | no |  |  | 0 | 0 | 0 | 0
oh_line_8104302_200850160 |  | ABN | node_8104302_200850146 | node_8104302_200850160 | 172.138 | bal_2P_1/0AC_4/0AC(N) | 8104302 | no | no |  |  | no |  |  | 0 | 0 | 0 | 0
oh_line_8104302_200850161 |  | ABN | node_8104302_200850160 | node_intto1_8104302_200850161 | 168.438 | bal_2P_1/0AC_4/0AC(N) | 8104302 | no | no |  |  | no |  |  | 0 | 0 | 0 | 0
oh_line_8104302_200850162 |  | ABN | node_8104302_200850161 | node_8104302_200850162 | 175.265 | bal_2P_1/0AC_4/0AC(N) | 8104302 | no | no |  |  | no |  |  | 0 | 0 | 0 | 0
oh_line_8104302_200850163 |  | ABN | node_8104302_200850162 | node_8104302_200850163 | 166.174 | bal_2P_1/0AC_4/0AC(N) | 8104302 | no | no |  |  | no |  |  | 0 | 0 | 0 | 0
oh_line_8104302_200850164 |  | ABN | node_8104302_200850163 | node_8104302_200850164 | 174.049 | bal_2P_1/0AC_4/0AC(N) | 8104302 | no | no |  |  | no |  |  | 0 | 0 | 0 | 0
oh_line_8104302_200850165 |  | ABN | node_8104302_200850164 | node_8104302_200850165 | 166.83 | bal_2P_1/0AC_4/0AC(N) | 8104302 | no | no |  |  | no |  |  | 0 | 0 | 0 | 0
oh_line_8104302_200850166 |  | ABN | node_8104302_200850165 | node_8104302_200850166 | 170.58 | bal_2P_1/0AC_4/0AC(N) | 8104302 | no | no |  |  | no |  |  | 0 | 0 | 0 | 0
oh_line_8104302_200850167 |  | ABN | node_8104302_200850166 | node_8104302_200850167 | 136.248 | bal_2P_1/0AC_4/0AC(N) | 8104302 | no | no |  |  | no |  |  | 0 | 0 | 0 | 0
oh_line_8104302_200850234 |  | ABCN | node_8104302_200850080 | node_intto1_8104302_200850234 | 288.311 | bal_3P_1/0AC_2AC(N) | 8104302 | no | no |  |  | no |  |  | 0 | 0 | 0 | 0
oh_line_8104302_200850235 |  | ABCN | node_8104302_200850234 | node_8104302_200850235 | 242.928 | bal_3P_2AC_2AC(N) | 8104302 | no | no |  |  | no |  |  | 0 | 0 | 0 | 0
oh_line_8104302_200850251 |  | AN | node_8104302_200850144 | node_8104302_200850251 | 174.954 | bal_1P_1/0AC_1/0AC(N) | 8104302 | no | no |  |  | no |  |  | 0 | 0 | 0 | 0
oh_line_8104302_200850252 |  | AN | node_8104302_200850263 | node_8104302_200850252 | 143.727 | bal_1P_1/0AC_1/0AC(N) | 8104302 | no | no |  |  | no |  |  | 0 | 0 | 0 | 0
oh_line_8104302_200850253 |  | AN | node_8104302_200850252 | node_8104302_200850253 | 148.382 | bal_1P_1/0AC_1/0AC(N) | 8104302 | no | no |  |  | no |  |  | 0 | 0 | 0 | 0
oh_line_8104302_200850254 |  | AN | node_8104302_200850253 | node_8104302_200850254 | 148.22 | bal_1P_1/0AC_1/0AC(N) | 8104302 | no | no |  |  | no |  |  | 0 | 0 | 0 | 0
oh_line_8104302_200850256 |  | AN | node_8104302_200850251 | node_8104302_200850256 | 195.77 | bal_1P_1/0AC_1/0AC(N) | 8104302 | no | no |  |  | no |  |  | 0 | 0 | 0 | 0
oh_line_8104302_200850257 |  | AN | node_8104302_200850256 | node_8104302_200850257 | 203.739 | bal_1P_1/0AC_1/0AC(N) | 8104302 | no | no |  |  | no |  |  | 0 | 0 | 0 | 0
oh_line_8104302_200850258 |  | AN | node_8104302_200850257 | node_8104302_200850258 | 177.774 | bal_1P_1/0AC_1/0AC(N) | 8104302 | no | no |  |  | no |  |  | 0 | 0 | 0 | 0
oh_line_8104302_200850259 |  | AN | node_8104302_200850258 | node_8104302_200850259 | 168.687 | bal_1P_1/0AC_1/0AC(N) | 8104302 | no | no |  |  | no |  |  | 0 | 0 | 0 | 0
oh_line_8104302_200850260 |  | AN | node_8104302_200850259 | node_8104302_200850260 | 166.443 | bal_1P_1/0AC_1/0AC(N) | 8104302 | no | no |  |  | no |  |  | 0 | 0 | 0 | 0
oh_line_8104302_200850261 |  | AN | node_8104302_200850260 | node_8104302_200850261 | 156.574 | bal_1P_1/0AC_1/0AC(N) | 8104302 | no | no |  |  | no |  |  | 0 | 0 | 0 | 0
oh_line_8104302_200850262 |  | AN | node_8104302_200850261 | node_8104302_200850262 | 110.976 | bal_1P_1/0AC_1/0AC(N) | 8104302 | no | no |  |  | no |  |  | 0 | 0 | 0 | 0
oh_line_8104302_200850263 |  | AN | node_8104302_200850262 | node_8104302_200850263 | 146.932 | bal_1P_1/0AC_1/0AC(N) | 8104302 | no | no |  |  | no |  |  | 0 | 0 | 0 | 0
oh_line_8104302_200850273 |  | AN | node_8104302_200852297 | node_8104302_200850273 | 192.759 | bal_1P_1/0AC_1/0AC(N) | 8104302 | no | no |  |  | no |  |  | 0 | 0 | 0 | 0
oh_line_8104302_200850274 |  | AN | node_8104302_200850273 | node_8104302_200850274 | 214.873 | bal_1P_1/0AC_1/0AC(N) | 8104302 | no | no |  |  | no |  |  | 0 | 0 | 0 | 0
oh_line_8104302_200850275 |  | AN | node_8104302_200850274 | node_8104302_200850275 | 134.441 | bal_1P_1/0AC_1/0AC(N) | 8104302 | no | no |  |  | no |  |  | 0 | 0 | 0 | 0
oh_line_8104302_200850276 |  | AN | node_8104302_200850275 | node_8104302_200850276 | 246.467 | bal_1P_1/0AC_1/0AC(N) | 8104302 | no | no |  |  | no |  |  | 0 | 0 | 0 | 0
oh_line_8104302_200850279 |  | AD | node_8104302_200850280 | node_8104302_200850279 | 234.066 | bal_1P_1/0AC | 8104302 | no | no |  |  | no |  |  | 0 | 0 | 0 | 0
oh_line_8104302_200850280 |  | AD | node_8104302_200850282 | node_8104302_200850280 | 180.627 | bal_1P_477AL | 8104302 | no | no |  |  | no |  |  | 0 | 0 | 0 | 0
oh_line_8104302_200850281-1 |  | AD | node_220463161 | node_8104302_200850281 | 6.794 | bal_1P_1/0AA | 8104302 | no | no |  |  | no |  |  | 0 | 0 | 0 | 0
oh_line_8104302_200850281-2 |  | AD | node_311907763 | node_intto1_220463161 | 64.581 | bal_1P_1/0AA | 8104302 | no | no |  |  | no |  |  | 0 | 0 | 0 | 0
oh_line_8104302_200850281-3 |  | AD | node_8104302_200850280 | node_intto1_311907763 | 4.918 | bal_1P_1/0AA | 8104302 | no | no |  |  | no |  |  | 0 | 0 | 0 | 0
oh_line_8104302_200850282 |  | AD | node_8104302_200852424 | node_8104302_200850282 | 194.009 | bal_1P_477AL | 8104302 | no | no |  |  | no |  |  | 0 | 0 | 0 | 0
oh_line_8104302_200850365 |  | AN | node_8104302_200850373 | node_8104302_200850365 | 176.068 | bal_1P_1/0AC_1/0AC(N) | 8104302 | no | no |  |  | no |  |  | 0 | 0 | 0 | 0
oh_line_8104302_200850366 |  | AN | node_8104302_200850365 | node_8104302_200850366 | 196.007 | bal_1P_1/0AC_1/0AC(N) | 8104302 | no | no |  |  | no |  |  | 0 | 0 | 0 | 0
oh_line_8104302_200850367 |  | AN | node_8104302_200850366 | node_8104302_200850367 | 188.977 | bal_1P_1/0AC_1/0AC(N) | 8104302 | no | no |  |  | no |  |  | 0 | 0 | 0 | 0
oh_line_8104302_200850370 |  | AN | node_8104302_200850148 | node_8104302_200850370 | 164.44 | bal_1P_4/0AL_4/0AL(N) | 8104302 | no | no |  |  | no |  |  | 0 | 0 | 0 | 0
oh_line_8104302_200850373 |  | AN | node_8104302_200850370 | node_intto1_8104302_200850373 | 169.911 | bal_1P_4/0AL_4/0AL(N) | 8104302 | no | no |  |  | no |  |  | 0 | 0 | 0 | 0
oh_line_8104302_200850374 |  | AN | node_8104302_200850373 | node_8104302_200850374 | 175.219 | bal_1P_4/0AL_4/0AL(N) | 8104302 | no | no |  |  | no |  |  | 0 | 0 | 0 | 0
oh_line_8104302_200850375 |  | AN | node_8104302_200850374 | node_8104302_200850375 | 170.595 | bal_1P_4/0AL_4/0AL(N) | 8104302 | no | no |  |  | no |  |  | 0 | 0 | 0 | 0
oh_line_8104302_200850376 |  | AN | node_8104302_200850375 | node_8104302_200850376 | 168.481 | bal_1P_4/0AL_4/0AL(N) | 8104302 | no | no |  |  | no |  |  | 0 | 0 | 0 | 0
oh_line_8104302_200850377 |  | AN | node_8104302_200850376 | node_8104302_200850377 | 168.187 | bal_1P_4/0AL_4/0AL(N) | 8104302 | no | no |  |  | no |  |  | 0 | 0 | 0 | 0
oh_line_8104302_200850378 |  | AN | node_8104302_200850377 | node_8104302_200850378 | 182.618 | bal_1P_4/0AL_4/0AL(N) | 8104302 | no | no |  |  | no |  |  | 0 | 0 | 0 | 0
oh_line_8104302_200850379 |  | AN | node_8104302_200850378 | node_8104302_200850379 | 167.768 | bal_1P_4/0AL_4/0AL(N) | 8104302 | no | no |  |  | no |  |  | 0 | 0 | 0 | 0
oh_line_8104302_200850381 |  | AN | node_8104302_200850379 | node_8104302_200850381 | 197.782 | bal_1P_4/0AL_4/0AL(N) | 8104302 | no | no |  |  | no |  |  | 0 | 0 | 0 | 0
oh_line_8104302_200850392 |  | AN | node_8104302_200850401 | node_8104302_200850392 | 178.056 | bal_1P_4/0AL_4/0AL(N) | 8104302 | no | no |  |  | no |  |  | 0 | 0 | 0 | 0
oh_line_8104302_200850393 |  | AN | node_8104302_200850392 | node_intto1_8104302_200850393 | 224.1 | bal_1P_4/0AL_4/0AL(N) | 8104302 | no | no |  |  | no |  |  | 0 | 0 | 0 | 0
oh_line_8104302_200850394 |  | AN | node_8104302_200850379 | node_intto1_8104302_200850394 | 35.022 | bal_1P_4/0AL_4/0AL(N) | 8104302 | no | no |  |  | no |  |  | 0 | 0 | 0 | 0
oh_line_8104302_200850395 |  | AN | node_8104302_200850394 | node_8104302_200850395 | 174.464 | bal_1P_4/0AL_4/0AL(N) | 8104302 | no | no |  |  | no |  |  | 0 | 0 | 0 | 0
oh_line_8104302_200850396 |  | AN | node_8104302_200850395 | node_8104302_200850396 | 163.785 | bal_1P_4/0AL_4/0AL(N) | 8104302 | no | no |  |  | no |  |  | 0 | 0 | 0 | 0
oh_line_8104302_200850397 |  | AN | node_8104302_200850396 | node_8104302_200850397 | 173.844 | bal_1P_4/0AL_4/0AL(N) | 8104302 | no | no |  |  | no |  |  | 0 | 0 | 0 | 0
oh_line_8104302_200850398 |  | AN | node_8104302_200850397 | node_8104302_200850398 | 166.864 | bal_1P_4/0AL_4/0AL(N) | 8104302 | no | no |  |  | no |  |  | 0 | 0 | 0 | 0
oh_line_8104302_200850399 |  | AN | node_8104302_200850398 | node_8104302_200850399 | 153.413 | bal_1P_4/0AL_4/0AL(N) | 8104302 | no | no |  |  | no |  |  | 0 | 0 | 0 | 0
oh_line_8104302_200850400 |  | AN | node_8104302_200850399 | node_8104302_200850400 | 196.285 | bal_1P_4/0AL_4/0AL(N) | 8104302 | no | no |  |  | no |  |  | 0 | 0 | 0 | 0
oh_line_8104302_200850401 |  | AN | node_8104302_200850400 | node_8104302_200850401 | 178.98 | bal_1P_4/0AL_4/0AL(N) | 8104302 | no | no |  |  | no |  |  | 0 | 0 | 0 | 0
oh_line_8104302_200850466 |  | ABCN | node_8104302_200852139 | node_intto1_8104302_200850466 | 34.267 | bal_3P_4/0AL_4/0AL(N) | 8104302 | no | no |  |  | no |  |  | 0 | 0 | 0 | 0
oh_line_8104302_200850467 |  | ABCN | node_8104302_200850466 | node_8104302_200850467 | 112.142 | bal_3P_4/0AL_4/0AL(N) | 8104302 | no | no |  |  | no |  |  | 0 | 0 | 0 | 0
oh_line_8104302_200850468 |  | ABCN | node_8104302_200850467 | node_8104302_200850468 | 110.898 | bal_3P_4/0AL_4/0AL(N) | 8104302 | no | no |  |  | no |  |  | 0 | 0 | 0 | 0
oh_line_8104302_200850469 |  | ABCN | node_8104302_200850468 | node_8104302_200850469 | 35.064 | bal_3P_4/0AL_4/0AL(N) | 8104302 | no | no |  |  | no |  |  | 0 | 0 | 0 | 0
oh_line_8104302_200850470 |  | ABN | node_8104302_200850490 | node_8104302_200850470 | 173.937 | bal_2P_4/0AL_4/0AL(N) | 8104302 | no | no |  |  | no |  |  | 0 | 0 | 0 | 0
oh_line_8104302_200850471 |  | AN | node_8104302_200850470 | node_8104302_200850471 | 162.494 | bal_1P_1/0AC_1/0AC(N) | 8104302 | no | no |  |  | no |  |  | 0 | 0 | 0 | 0
oh_line_8104302_200850472 |  | AN | node_8104302_200850471 | node_8104302_200850472 | 137.688 | bal_1P_1/0AC_1/0AC(N) | 8104302 | no | no |  |  | no |  |  | 0 | 0 | 0 | 0
oh_line_8104302_200850473 |  | ABN | node_8104302_200850470 | node_8104302_200850473 | 94.644 | bal_2P_4/0AL_4/0AL(N) | 8104302 | no | no |  |  | no |  |  | 0 | 0 | 0 | 0
oh_line_8104302_200850474 |  | ABN | node_8104302_200850473 | node_8104302_200850474 | 148.615 | bal_2P_4/0AL_4/0AL(N) | 8104302 | no | no |  |  | no |  |  | 0 | 0 | 0 | 0
oh_line_8104302_200850475 |  | ABN | node_8104302_200850474 | node_8104302_200850475 | 141.372 | bal_2P_4/0AL_4/0AA(N) | 8104302 | no | no |  |  | no |  |  | 0 | 0 | 0 | 0
oh_line_8104302_200850476 |  | ABN | node_8104302_200850475 | node_8104302_200850476 | 170.714 | bal_2P_4/0AL_4/0AL(N) | 8104302 | no | no |  |  | no |  |  | 0 | 0 | 0 | 0
oh_line_8104302_200850477 |  | ABN | node_8104302_200850476 | node_8104302_200850477 | 145.237 | bal_2P_4/0AL_4/0AL(N) | 8104302 | no | no |  |  | no |  |  | 0 | 0 | 0 | 0
oh_line_8104302_200850478 |  | ABN | node_8104302_200850477 | node_8104302_200850478 | 164.603 | bal_2P_4/0AL_4/0AL(N) | 8104302 | no | no |  |  | no |  |  | 0 | 0 | 0 | 0
oh_line_8104302_200850479 |  | AN | node_8104302_200850478 | node_8104302_200850479 | 90.158 | bal_1P_1/0AA_1/0AA(N) | 8104302 | no | no |  |  | no |  |  | 0 | 0 | 0 | 0
oh_line_8104302_200850480 |  | AN | node_8104302_200850479 | node_8104302_200850480 | 61.741 | bal_1P_1/0AA_1/0AA(N) | 8104302 | no | no |  |  | no |  |  | 0 | 0 | 0 | 0
oh_line_8104302_200850481 |  | ABN | node_8104302_200850478 | node_8104302_200850481 | 148.621 | bal_2P_4/0AL_4/0AL(N) | 8104302 | no | no |  |  | no |  |  | 0 | 0 | 0 | 0
oh_line_8104302_200850482 |  | ABN | node_8104302_200850481 | node_8104302_200850482 | 148.57 | bal_2P_4/0AL_4/0AL(N) | 8104302 | no | no |  |  | no |  |  | 0 | 0 | 0 | 0
oh_line_8104302_200850483 |  | ABCN | node_8104302_200850469 | node_8104302_200850483 | 136.387 | bal_3P_4/0AL_4/0AL(N) | 8104302 | no | no |  |  | no |  |  | 0 | 0 | 0 | 0
oh_line_8104302_200850484 |  | ABCN | node_8104302_200850483 | node_8104302_200850484 | 130.83 | bal_3P_4/0AL_4/0AL(N) | 8104302 | no | no |  |  | no |  |  | 0 | 0 | 0 | 0
oh_line_8104302_200850485 |  | ABCN | node_8104302_200850484 | node_8104302_200850485 | 142.419 | bal_3P_4/0AL_4/0AL(N) | 8104302 | no | no |  |  | no |  |  | 0 | 0 | 0 | 0
oh_line_8104302_200850486 |  | ABN | node_8104302_200850485 | node_8104302_200850486 | 143.908 | bal_2P_4/0AL_4/0AL(N) | 8104302 | no | no |  |  | no |  |  | 0 | 0 | 0 | 0
oh_line_8104302_200850487 |  | ABN | node_8104302_200850486 | node_8104302_200850487 | 162.112 | bal_2P_4/0AL_4/0AA(N) | 8104302 | no | no |  |  | no |  |  | 0 | 0 | 0 | 0
oh_line_8104302_200850488 |  | ABN | node_8104302_200850487 | node_8104302_200850488 | 137.724 | bal_2P_4/0AL_4/0AL(N) | 8104302 | no | no |  |  | no |  |  | 0 | 0 | 0 | 0
oh_line_8104302_200850489 |  | ABN | node_8104302_200850488 | node_8104302_200850489 | 136.729 | bal_2P_4/0AL_4/0AL(N) | 8104302 | no | no |  |  | no |  |  | 0 | 0 | 0 | 0
oh_line_8104302_200850490 |  | ABN | node_8104302_200850489 | node_8104302_200850490 | 120.144 | bal_2P_4/0AL_4/0AA(N) | 8104302 | no | no |  |  | no |  |  | 0 | 0 | 0 | 0
oh_line_8104302_200850491 |  | ABN | node_8104302_200850469 | node_8104302_200850491 | 134.996 | bal_2P_4/0AL_4/0AL(N) | 8104302 | no | no |  |  | no |  |  | 0 | 0 | 0 | 0
oh_line_8104302_200850492 |  | ABN | node_8104302_200850491 | node_8104302_200850492 | 131.818 | bal_2P_4/0AL_4/0AL(N) | 8104302 | no | no |  |  | no |  |  | 0 | 0 | 0 | 0
oh_line_8104302_200850493 |  | ABN | node_8104302_200850492 | node_8104302_200850493 | 128.753 | bal_2P_4/0AL_4/0AL(N) | 8104302 | no | no |  |  | no |  |  | 0 | 0 | 0 | 0
oh_line_8104302_200850494 |  | AN | node_8104302_200850493 | node_8104302_200850494 | 148.06 | bal_1P_1/0AC_1/0AC(N) | 8104302 | no | no |  |  | no |  |  | 0 | 0 | 0 | 0
oh_line_8104302_200850495 |  | AN | node_8104302_200850494 | node_8104302_200850495 | 151.665 | bal_1P_1/0AC_1/0AC(N) | 8104302 | no | no |  |  | no |  |  | 0 | 0 | 0 | 0
oh_line_8104302_200850496 |  | AN | node_8104302_200850495 | node_8104302_200850496 | 140.531 | bal_1P_1/0AC_1/0AC(N) | 8104302 | no | no |  |  | no |  |  | 0 | 0 | 0 | 0
oh_line_8104302_200850497 |  | AN | node_8104302_200850496 | node_8104302_200850497 | 146.268 | bal_1P_1/0AC_1/0AC(N) | 8104302 | no | no |  |  | no |  |  | 0 | 0 | 0 | 0
oh_line_8104302_200850550 |  | AN | node_8104302_200850375 | node_8104302_200850550 | 147.826 | bal_1P_1/0AC_1/0AC(N) | 8104302 | no | no |  |  | no |  |  | 0 | 0 | 0 | 0
oh_line_8104302_200850551 |  | AN | node_8104302_200850550 | node_8104302_200850551 | 158.451 | bal_1P_1/0AC_1/0AC(N) | 8104302 | no | no |  |  | no |  |  | 0 | 0 | 0 | 0
oh_line_8104302_200850552 |  | AN | node_8104302_200850551 | node_8104302_200850552 | 159.38 | bal_1P_1/0AC_1/0AC(N) | 8104302 | no | no |  |  | no |  |  | 0 | 0 | 0 | 0
oh_line_8104302_200850553 |  | AN | node_8104302_200850552 | node_8104302_200850553 | 158.254 | bal_1P_1/0AC_1/0AC(N) | 8104302 | no | no |  |  | no |  |  | 0 | 0 | 0 | 0
oh_line_8104302_200850554 |  | AN | node_8104302_200850553 | node_8104302_200850554 | 168.78 | bal_1P_1/0AC_1/0AC(N) | 8104302 | no | no |  |  | no |  |  | 0 | 0 | 0 | 0
oh_line_8104302_200850556 |  | AN | node_8104302_200850381 | node_8104302_200850556 | 118.096 | bal_1P_1/0AC_1/0AC(N) | 8104302 | no | no |  |  | no |  |  | 0 | 0 | 0 | 0
oh_line_8104302_200850557 |  | AN | node_8104302_200850556 | node_8104302_200850557 | 208.905 | bal_1P_1/0AC_1/0AC(N) | 8104302 | no | no |  |  | no |  |  | 0 | 0 | 0 | 0
oh_line_8104302_200850633 |  | AN | node_8104302_200850660 | node_8104302_200850633 | 228.978 | bal_1P_1/0AA_1/0AA(N) | 8104302 | no | no |  |  | no |  |  | 0 | 0 | 0 | 0
oh_line_8104302_200850634 |  | ABCN | node_8104302_200848981 | node_8104302_200850634 | 154.119 | bal_3P_477AL_4/0AL(N) | 8104302 | no | no |  |  | no |  |  | 0 | 0 | 0 | 0
oh_line_8104302_200850635 |  | ABCN | node_8104302_200850675 | node_8104302_200850635 | 209.02 | bal_3P_477AL_4/0AL(N) | 8104302 | no | no |  |  | no |  |  | 0 | 0 | 0 | 0
oh_line_8104302_200850636 |  | ABCN | node_8104302_200850635 | node_8104302_200850636 | 178.806 | bal_3P_477AL_4/0AL(N) | 8104302 | no | no |  |  | no |  |  | 0 | 0 | 0 | 0
oh_line_8104302_200850637 |  | ABCN | node_8104302_200850636 | node_8104302_200850637 | 200.075 | bal_3P_477AL_4/0AL(N) | 8104302 | no | no |  |  | no |  |  | 0 | 0 | 0 | 0
oh_line_8104302_200850638 |  | ABCN | node_8104302_200850637 | node_8104302_200850638 | 181.262 | bal_3P_477AL_4/0AL(N) | 8104302 | no | no |  |  | no |  |  | 0 | 0 | 0 | 0
oh_line_8104302_200850639 |  | ABCN | node_8104302_200850638 | node_8104302_200850639 | 236.349 | bal_3P_477AL_4/0AL(N) | 8104302 | no | no |  |  | no |  |  | 0 | 0 | 0 | 0
oh_line_8104302_200850640 |  | ABCN | node_8104302_200850639 | node_8104302_200850640 | 266.548 | bal_3P_477AL_4/0AL(N) | 8104302 | no | no |  |  | no |  |  | 0 | 0 | 0 | 0
oh_line_8104302_200850642 |  | AN | node_8104302_200850640 | node_8104302_200850642 | 155.512 | bal_1P_1/0AA_1/0AA(N) | 8104302 | no | no |  |  | no |  |  | 0 | 0 | 0 | 0
oh_line_8104302_200850643 |  | ABCN | node_8104302_200850640 | node_8104302_200850643 | 205.491 | bal_3P_477AL_4/0AL(N) | 8104302 | no | no |  |  | no |  |  | 0 | 0 | 0 | 0
oh_line_8104302_200850645 |  | ABCN | node_8104302_200850643 | node_8104302_200850645 | 105.552 | bal_3P_477AL_4/0AL(N) | 8104302 | no | no |  |  | no |  |  | 0 | 0 | 0 | 0
oh_line_8104302_200850646 |  | ABCN | node_8104302_200850645 | node_8104302_200850646 | 206.814 | bal_3P_477AL_4/0AL(N) | 8104302 | no | no |  |  | no |  |  | 0 | 0 | 0 | 0
oh_line_8104302_200850649 |  | ABCN | node_8104302_200850646 | node_8104302_200850649 | 194.501 | bal_3P_477AL_4/0AL(N) | 8104302 | no | no |  |  | no |  |  | 0 | 0 | 0 | 0
oh_line_8104302_200850650 |  | ABCN | node_8104302_200850634 | node_intto1_8104302_200850650 | 268.077 | bal_3P_477AL_4/0AL(N) | 8104302 | no | no |  |  | no |  |  | 0 | 0 | 0 | 0
oh_line_8104302_200850651 |  | ABCN | node_8104302_200850649 | node_8104302_200850651 | 183.418 | bal_3P_477AL_4/0AL(N) | 8104302 | no | no |  |  | no |  |  | 0 | 0 | 0 | 0
oh_line_8104302_200850652 |  | AN | node_8104302_200850651 | node_8104302_200850652 | 85.099 | bal_1P_1/0AC_1/0AC(N) | 8104302 | no | no |  |  | no |  |  | 0 | 0 | 0 | 0
oh_line_8104302_200850653 |  | AN | node_8104302_200850652 | node_8104302_200850653 | 175.83 | bal_1P_1/0AC_1/0AC(N) | 8104302 | no | no |  |  | no |  |  | 0 | 0 | 0 | 0
oh_line_8104302_200850654 |  | ABCN | node_8104302_200850651 | node_8104302_200850654 | 171.167 | bal_3P_477AL_4/0AL(N) | 8104302 | no | no |  |  | no |  |  | 0 | 0 | 0 | 0
oh_line_8104302_200850655 |  | ABCN | node_8104302_200850654 | node_8104302_200850655 | 171.318 | bal_3P_477AL_4/0AL(N) | 8104302 | no | no |  |  | no |  |  | 0 | 0 | 0 | 0
oh_line_8104302_200850656 |  | ABCN | node_8104302_200850655 | node_8104302_200850656 | 207.018 | bal_3P_477AL_4/0AL(N) | 8104302 | no | no |  |  | no |  |  | 0 | 0 | 0 | 0
oh_line_8104302_200850657 |  | ABCN | node_8104302_200850656 | node_8104302_200850657 | 246.73 | bal_3P_477AL_4/0AL(N) | 8104302 | no | no |  |  | no |  |  | 0 | 0 | 0 | 0
oh_line_8104302_200850658 |  | ABCN | node_8104302_200850657 | node_8104302_200850658 | 256.793 | bal_3P_477AL_4/0AL(N) | 8104302 | no | no |  |  | no |  |  | 0 | 0 | 0 | 0
oh_line_8104302_200850659 |  | ABCN | node_8104302_200850658 | node_8104302_200850659 | 250.798 | bal_3P_477AL_4/0AL(N) | 8104302 | no | no |  |  | no |  |  | 0 | 0 | 0 | 0
oh_line_8104302_200850660 |  | AN | node_8104302_200850659 | node_8104302_200850660 | 51.796 | bal_1P_1/0AA_1/0AA(N) | 8104302 | no | no |  |  | no |  |  | 0 | 0 | 0 | 0
oh_line_8104302_200850661 |  | ABCN | node_8104302_200850659 | node_8104302_200850661 | 212.613 | bal_3P_477AL_4/0AL(N) | 8104302 | no | no |  |  | no |  |  | 0 | 0 | 0 | 0
oh_line_8104302_200850662 |  | ABCN | node_8104302_200850661 | node_intto1_8104302_200850662 | 236.189 | bal_3P_477AL_4/0AL(N) | 8104302 | no | no |  |  | no |  |  | 0 | 0 | 0 | 0
oh_line_8104302_200850663 |  | ABCN | node_8104302_200850662 | node_intto1_8104302_200850663 | 193.676 | bal_3P_477AL_4/0AL(N) | 8104302 | no | no |  |  | no |  |  | 0 | 0 | 0 | 0
oh_line_8104302_200850664 |  | AN | node_8104302_200850663 | node_8104302_200850664 | 307.297 | bal_1P_1/0AA_1/0AA(N) | 8104302 | no | no |  |  | no |  |  | 0 | 0 | 0 | 0
oh_line_8104302_200850665 |  | ABCN | node_8104302_200850650 | node_8104302_200850665 | 187.415 | bal_3P_477AL_4/0AL(N) | 8104302 | no | no |  |  | no |  |  | 0 | 0 | 0 | 0
oh_line_8104302_200850666 |  | ABCN | node_8104302_200850663 | node_8104302_200850666 | 227.08 | bal_3P_477AL_4/0AL(N) | 8104302 | no | no |  |  | no |  |  | 0 | 0 | 0 | 0
oh_line_8104302_200850667 |  | ABCN | node_8104302_200850666 | node_8104302_200850667 | 233.264 | bal_3P_477AL_4/0AL(N) | 8104302 | no | no |  |  | no |  |  | 0 | 0 | 0 | 0
oh_line_8104302_200850668 |  | ABCN | node_8104302_200850665 | node_8104302_200850668 | 143.44 | bal_3P_477AL_4/0AL(N) | 8104302 | no | no |  |  | no |  |  | 0 | 0 | 0 | 0
oh_line_8104302_200850669 |  | AN | node_8104302_200850668 | node_8104302_200850669 | 41.496 | bal_1P_2AC_2AC(N) | 8104302 | no | no |  |  | no |  |  | 0 | 0 | 0 | 0
oh_line_8104302_200850671 |  | ABCN | node_8104302_200850668 | node_8104302_200850671 | 163.951 | bal_3P_477AL_4/0AL(N) | 8104302 | no | no |  |  | no |  |  | 0 | 0 | 0 | 0
oh_line_8104302_200850672 |  | ABCN | node_8104302_200850671 | node_8104302_200850672 | 254.505 | bal_3P_477AL_4/0AL(N) | 8104302 | no | no |  |  | no |  |  | 0 | 0 | 0 | 0
oh_line_8104302_200850673 |  | ABCN | node_8104302_200850672 | node_8104302_200850673 | 242.81 | bal_3P_477AL_4/0AL(N) | 8104302 | no | no |  |  | no |  |  | 0 | 0 | 0 | 0
oh_line_8104302_200850674 |  | ABCN | node_8104302_200850673 | node_8104302_200850674 | 194.068 | bal_3P_477AL_4/0AL(N) | 8104302 | no | no |  |  | no |  |  | 0 | 0 | 0 | 0
oh_line_8104302_200850675 |  | ABCN | node_8104302_200850674 | node_8104302_200850675 | 190.664 | bal_3P_477AL_4/0AL(N) | 8104302 | no | no |  |  | no |  |  | 0 | 0 | 0 | 0
oh_line_8104302_200850707 |  | AN | node_8104302_200850483 | node_8104302_200850707 | 156.502 | bal_1P_1/0AC_1/0AC(N) | 8104302 | no | no |  |  | no |  |  | 0 | 0 | 0 | 0
oh_line_8104302_200850708 |  | AN | node_8104302_200850707 | node_8104302_200850708 | 140.19 | bal_1P_1/0AC_1/0AC(N) | 8104302 | no | no |  |  | no |  |  | 0 | 0 | 0 | 0
oh_line_8104302_200850709 |  | AN | node_8104302_200850708 | node_8104302_200850709 | 142.475 | bal_1P_1/0AC_1/0AC(N) | 8104302 | no | no |  |  | no |  |  | 0 | 0 | 0 | 0
oh_line_8104302_200850710 |  | AN | node_8104302_200850709 | node_8104302_200850710 | 141.812 | bal_1P_1/0AC_1/0AC(N) | 8104302 | no | no |  |  | no |  |  | 0 | 0 | 0 | 0
oh_line_8104302_200850711 |  | AN | node_8104302_200850710 | node_8104302_200850711 | 151.339 | bal_1P_1/0AC_1/0AC(N) | 8104302 | no | no |  |  | no |  |  | 0 | 0 | 0 | 0
oh_line_8104302_200850712 |  | AN | node_8104302_200850711 | node_8104302_200850712 | 124.381 | bal_1P_1/0AC_1/0AC(N) | 8104302 | no | no |  |  | no |  |  | 0 | 0 | 0 | 0
oh_line_8104302_200850714 |  | AN | node_8104302_200850497 | node_8104302_200850714 | 192.979 | bal_1P_1/0AC_1/0AC(N) | 8104302 | no | no |  |  | no |  |  | 0 | 0 | 0 | 0
oh_line_8104302_200850716 |  | AN | node_8104302_200850712 | node_8104302_200850716 | 121.059 | bal_1P_1/0AC_1/0AC(N) | 8104302 | no | no |  |  | no |  |  | 0 | 0 | 0 | 0
oh_line_8104302_200850788 |  | AN | node_8104302_200852459 | node_8104302_200850788 | 196.81 | bal_1P_477AL_477AL(N) | 8104302 | no | no |  |  | no |  |  | 0 | 0 | 0 | 0
oh_line_8104302_200850789 |  | AN | node_8104302_200850800 | node_8104302_200850789 | 281.363 | bal_1P_1/0AA_1/0AA(N) | 8104302 | no | no |  |  | no |  |  | 0 | 0 | 0 | 0
oh_line_8104302_200850790 |  | AN | node_8104302_200850789 | node_8104302_200850790 | 287.729 | bal_1P_1/0AA_1/0AA(N) | 8104302 | no | no |  |  | no |  |  | 0 | 0 | 0 | 0
oh_line_8104302_200850792 |  | AN | node_8104302_200850788 | node_intto1_8104302_200850792 | 228.089 | bal_1P_477AL_477AL(N) | 8104302 | no | no |  |  | no |  |  | 0 | 0 | 0 | 0
oh_line_8104302_200850793 |  | AN | node_8104302_200850792 | node_8104302_200850793 | 222.082 | bal_1P_477AL_477AL(N) | 8104302 | no | no |  |  | no |  |  | 0 | 0 | 0 | 0
oh_line_8104302_200850794 |  | AN | node_8104302_200850793 | node_8104302_200850794 | 352.554 | bal_1P_1/0AA_1/0AA(N) | 8104302 | no | no |  |  | no |  |  | 0 | 0 | 0 | 0
oh_line_8104302_200850795 |  | AN | node_8104302_200850794 | node_8104302_200850795 | 340.835 | bal_1P_1/0AA_1/0AA(N) | 8104302 | no | no |  |  | no |  |  | 0 | 0 | 0 | 0
oh_line_8104302_200850796 |  | AN | node_8104302_200850795 | node_8104302_200850796 | 340.4 | bal_1P_1/0AA_1/0AA(N) | 8104302 | no | no |  |  | no |  |  | 0 | 0 | 0 | 0
oh_line_8104302_200850797 |  | AN | node_8104302_200850796 | node_8104302_200850797 | 373.212 | bal_1P_1/0AA_1/0AA(N) | 8104302 | no | no |  |  | no |  |  | 0 | 0 | 0 | 0
oh_line_8104302_200850798 |  | AN | node_8104302_200850797 | node_8104302_200850798 | 375.407 | bal_1P_1/0AA_1/0AA(N) | 8104302 | no | no |  |  | no |  |  | 0 | 0 | 0 | 0
oh_line_8104302_200850800 |  | AN | node_8104302_200850798 | node_8104302_200850800 | 81.207 | bal_1P_1/0AA_1/0AA(N) | 8104302 | no | no |  |  | no |  |  | 0 | 0 | 0 | 0
oh_line_8104302_200850816 |  | AN | node_8104302_200850485 | node_intto1_8104302_200850816 | 169.616 | bal_1P_1/0AC_1/0AC(N) | 8104302 | no | no |  |  | no |  |  | 0 | 0 | 0 | 0
oh_line_8104302_200850817 |  | AN | node_8104302_200850816 | node_8104302_200850817 | 170.622 | bal_1P_1/0AC_1/0AC(N) | 8104302 | no | no |  |  | no |  |  | 0 | 0 | 0 | 0
oh_line_8104302_200850818 |  | AN | node_8104302_200850817 | node_8104302_200850818 | 209.25 | bal_1P_1/0AC_1/0AC(N) | 8104302 | no | no |  |  | no |  |  | 0 | 0 | 0 | 0
oh_line_8104302_200850820 |  | AN | node_8104302_200850817 | node_8104302_200850820 | 219.037 | bal_1P_1/0AC_1/0AC(N) | 8104302 | no | no |  |  | no |  |  | 0 | 0 | 0 | 0
oh_line_8104302_200850821 |  | AN | node_8104302_200850820 | node_8104302_200850821 | 159.25 | bal_1P_1/0AC_1/0AC(N) | 8104302 | no | no |  |  | no |  |  | 0 | 0 | 0 | 0
oh_line_8104302_200850822 |  | AN | node_8104302_200850821 | node_8104302_200850822 | 159.599 | bal_1P_1/0AC_1/0AC(N) | 8104302 | no | no |  |  | no |  |  | 0 | 0 | 0 | 0
oh_line_8104302_200850823-1 |  | AN | node_8104302_200850822 | node_1360472_902_15304850_541 | 207.697 | bal_1P_1/0AC_1/0AC(N) | 8104302 | no | no |  |  | no |  |  | 0 | 0 | 0 | 0
oh_line_8104302_200850823-2 |  | AN | node_1360472_902_15304850_541 | node_8104302_200850823 | 4.999 | bal_1P_1/0AC_1/0AC(N) | 8104302 | no | no |  |  | no |  |  | 0 | 0 | 0 | 0
oh_line_8104302_200850824 |  | AN | node_8104302_200850823 | node_8104302_200850824 | 113.974 | bal_1P_1/0AC_1/0AC(N) | 8104302 | no | no |  |  | no |  |  | 0 | 0 | 0 | 0
oh_line_8104302_200850825 |  | AN | node_8104302_200850824 | node_8104302_200850825 | 203.925 | bal_1P_1/0AC_1/0AC(N) | 8104302 | no | no |  |  | no |  |  | 0 | 0 | 0 | 0
oh_line_8104302_200850880 |  | ABCN | node_SOURCE_8104302 | node_8104302_200850880 | 178.348 | bal_3P_477AL_4/0AL(N) | 8104302 | no | no |  |  | no |  |  | 0 | 0 | 0 | 0
oh_line_8104302_200850881 |  | ABCN | node_8104302_200850883 | node_8104302_200850881 | 27.539 | bal_3P_477AL_4/0AL(N) | 8104302 | no | no |  |  | no |  |  | 0 | 0 | 0 | 0
oh_line_8104302_200850882 |  | ABCN | node_8104302_200850881 | node_8104302_200850882 | 49.92 | bal_3P_477AL_4/0AL(N) | 8104302 | no | no |  |  | no |  |  | 0 | 0 | 0 | 0
oh_line_8104302_200850883 |  | ABCN | node_8104302_200850884 | node_8104302_200850883 | 22.678 | bal_3P_477AL_4/0AL(N) | 8104302 | no | no |  |  | no |  |  | 0 | 0 | 0 | 0
oh_line_8104302_200850884 |  | ABCN | node_8104302_200850880 | node_8104302_200850884 | 104.324 | bal_3P_477AL_4/0AL(N) | 8104302 | no | no |  |  | no |  |  | 0 | 0 | 0 | 0
oh_line_8104302_200850885 |  | ABCN | node_8104302_200850882 | node_8104302_200850885 | 122.124 | bal_3P_477AL_4/0AL(N) | 8104302 | no | no |  |  | no |  |  | 0 | 0 | 0 | 0
oh_line_8104302_200850886 |  | ABCN | node_8104302_200850885 | node_8104302_200850886 | 142.769 | bal_3P_477AL_4/0AL(N) | 8104302 | no | no |  |  | no |  |  | 0 | 0 | 0 | 0
oh_line_8104302_200850887 |  | ABCN | node_8104302_200850886 | node_8104302_200850887 | 102.744 | bal_3P_477AL_4/0AL(N) | 8104302 | no | no |  |  | no |  |  | 0 | 0 | 0 | 0
oh_line_8104302_200850888 |  | ABCN | node_8104302_200850887 | node_8104302_200850888 | 218.696 | bal_3P_477AL_4/0AL(N) | 8104302 | no | no |  |  | no |  |  | 0 | 0 | 0 | 0
oh_line_8104302_200850889 |  | ABCN | node_8104302_200850888 | node_8104302_200850889 | 195.314 | bal_3P_477AL_4/0AL(N) | 8104302 | no | no |  |  | no |  |  | 0 | 0 | 0 | 0
oh_line_8104302_200850890 |  | AD | node_8104302_200850891 | node_8104302_200850890 | 162.998 | bal_1P_1/0AA | 8104302 | no | no |  |  | no |  |  | 0 | 0 | 0 | 0
oh_line_8104302_200850891 |  | AD | node_8104302_200850892 | node_8104302_200850891 | 166.152 | bal_1P_1/0AA | 8104302 | no | no |  |  | no |  |  | 0 | 0 | 0 | 0
oh_line_8104302_200850892 |  | AD | node_8104302_200850893 | node_8104302_200850892 | 149.028 | bal_1P_1/0AA | 8104302 | no | no |  |  | no |  |  | 0 | 0 | 0 | 0
oh_line_8104302_200850893 |  | AD | node_8104302_200850894 | node_8104302_200850893 | 255.069 | bal_1P_1/0AA | 8104302 | no | no |  |  | no |  |  | 0 | 0 | 0 | 0
oh_line_8104302_200850894 |  | AD | node_8104302_200850895 | node_8104302_200850894 | 123.563 | bal_1P_1/0AA | 8104302 | no | no |  |  | no |  |  | 0 | 0 | 0 | 0
oh_line_8104302_200850895 |  | AD | node_8104302_200852104 | node_intto1_8104302_200850895 | 162.239 | bal_1P_1/0AA | 8104302 | no | no |  |  | no |  |  | 0 | 0 | 0 | 0
oh_line_8104302_200850911 |  | AN | node_8104302_200850912 | node_8104302_200850911 | 170.485 | bal_1P_1/0AC_1/0AC(N) | 8104302 | no | no |  |  | no |  |  | 0 | 0 | 0 | 0
oh_line_8104302_200850912 |  | AN | node_8104302_200850825 | node_8104302_200850912 | 73.606 | bal_1P_1/0AC_1/0AC(N) | 8104302 | no | no |  |  | no |  |  | 0 | 0 | 0 | 0
oh_line_8104302_200850913 |  | AN | node_8104302_200850912 | node_8104302_200850913 | 173.33 | bal_1P_1/0AC_1/0AC(N) | 8104302 | no | no |  |  | no |  |  | 0 | 0 | 0 | 0
oh_line_8104302_200850914 |  | AN | node_8104302_200850913 | node_8104302_200850914 | 173.832 | bal_1P_1/0AC_1/0AC(N) | 8104302 | no | no |  |  | no |  |  | 0 | 0 | 0 | 0
oh_line_8104302_200850994 |  | ABN | node_8104302_200852169 | node_8104302_200850994 | 215.138 | bal_2P_1/0AC_1/0AA(N) | 8104302 | no | no |  |  | no |  |  | 0 | 0 | 0 | 0
oh_line_8104302_200850995 |  | ABN | node_8104302_200851012 | node_8104302_200850995 | 242.629 | bal_2P_1/0AC_1/0AA(N) | 8104302 | no | no |  |  | no |  |  | 0 | 0 | 0 | 0
oh_line_8104302_200850996 |  | ABN | node_8104302_200850995 | node_8104302_200850996 | 253.658 | bal_2P_1/0AC_1/0AA(N) | 8104302 | no | no |  |  | no |  |  | 0 | 0 | 0 | 0
oh_line_8104302_200850997 |  | ABN | node_8104302_200850996 | node_8104302_200850997 | 101.75 | bal_2P_1/0AC_1/0AA(N) | 8104302 | no | no |  |  | no |  |  | 0 | 0 | 0 | 0
oh_line_8104302_200850998 |  | ABN | node_8104302_200850997 | node_8104302_200850998 | 210.253 | bal_2P_4/0AA_1/0AA(N) | 8104302 | no | no |  |  | no |  |  | 0 | 0 | 0 | 0
oh_line_8104302_200851000 |  | ABN | node_8104302_200850998 | node_8104302_200851000 | 315.12 | bal_2P_4/0AA_1/0AA(N) | 8104302 | no | no |  |  | no |  |  | 0 | 0 | 0 | 0
oh_line_8104302_200851002 |  | ABN | node_8104302_200851000 | node_8104302_200851002 | 296.03 | bal_2P_4/0AA_1/0AA(N) | 8104302 | no | no |  |  | no |  |  | 0 | 0 | 0 | 0
oh_line_8104302_200851004 |  | ABN | node_8104302_200850994 | node_8104302_200851004 | 204.554 | bal_2P_1/0AC_1/0AA(N) | 8104302 | no | no |  |  | no |  |  | 0 | 0 | 0 | 0
oh_line_8104302_200851005 |  | ABN | node_8104302_200851004 | node_intto1_8104302_200851005 | 202.041 | bal_2P_1/0AC_4/0AL(N) | 8104302 | no | no |  |  | no |  |  | 0 | 0 | 0 | 0
oh_line_8104302_200851007 |  | ABN | node_8104302_200851005 | node_8104302_200851007 | 196.37 | bal_2P_4/0AA_1/0AA(N) | 8104302 | no | no |  |  | no |  |  | 0 | 0 | 0 | 0
oh_line_8104302_200851008 |  | ABN | node_8104302_200851007 | node_8104302_200851008 | 313.913 | bal_2P_4/0AA_1/0AA(N) | 8104302 | no | no |  |  | no |  |  | 0 | 0 | 0 | 0
oh_line_8104302_200851009 |  | ABN | node_8104302_200851008 | node_8104302_200851009 | 176.487 | bal_2P_4/0AA_1/0AA(N) | 8104302 | no | no |  |  | no |  |  | 0 | 0 | 0 | 0
oh_line_8104302_200851010 |  | ABN | node_8104302_200851009 | node_8104302_200851010 | 301.199 | bal_2P_4/0AA_1/0AA(N) | 8104302 | no | no |  |  | no |  |  | 0 | 0 | 0 | 0
oh_line_8104302_200851011 |  | ABN | node_8104302_200851010 | node_8104302_200851011 | 338.163 | bal_2P_1/0AC_1/0AA(N) | 8104302 | no | no |  |  | no |  |  | 0 | 0 | 0 | 0
oh_line_8104302_200851012 |  | ABN | node_8104302_200851011 | node_8104302_200851012 | 235.623 | bal_2P_1/0AC_1/0AA(N) | 8104302 | no | no |  |  | no |  |  | 0 | 0 | 0 | 0
oh_line_8104302_200852104 |  | AD | node_8104302_200852106 | node_8104302_200852104 | 476.952 | bal_1P_2AC | 8104302 | no | no |  |  | no |  |  | 0 | 0 | 0 | 0
oh_line_8104302_200852106 |  | AD | node_8104302_200849114 | node_8104302_200852106 | 165.124 | bal_1P_4AC | 8104302 | no | no |  |  | no |  |  | 0 | 0 | 0 | 0
oh_line_8104302_200852108 |  | AD | node_8104302_200852106 | node_8104302_200852108 | 339.969 | bal_1P_2AC | 8104302 | no | no |  |  | no |  |  | 0 | 0 | 0 | 0
oh_line_8104302_200852110 |  | AD | node_8104302_200852108 | node_intto1_8104302_200852110 | 309.49 | bal_1P_1/0AA | 8104302 | no | no |  |  | no |  |  | 0 | 0 | 0 | 0
oh_line_8104302_200852111 |  | AD | node_8104302_200852110 | node_8104302_200852111 | 286.005 | bal_1P_1/0AA | 8104302 | no | no |  |  | no |  |  | 0 | 0 | 0 | 0
oh_line_8104302_200852112 |  | AD | node_8104302_200852111 | node_8104302_200852112 | 293.327 | bal_1P_1/0AA | 8104302 | no | no |  |  | no |  |  | 0 | 0 | 0 | 0
oh_line_8104302_200852115 |  | AD | node_8104302_200852108 | node_8104302_200852115 | 325.898 | bal_1P_2AC | 8104302 | no | no |  |  | no |  |  | 0 | 0 | 0 | 0
oh_line_8104302_200852116 |  | AD | node_8104302_200852115 | node_8104302_200852116 | 209.405 | bal_1P_2AC | 8104302 | no | no |  |  | no |  |  | 0 | 0 | 0 | 0
oh_line_8104302_200852117 |  | AD | node_8104302_200852116 | node_8104302_200852117 | 383.642 | bal_1P_4AC | 8104302 | no | no |  |  | no |  |  | 0 | 0 | 0 | 0
oh_line_8104302_200852119 |  | AD | node_8104302_200852117 | node_8104302_200852119 | 203.422 | bal_1P_2AC | 8104302 | no | no |  |  | no |  |  | 0 | 0 | 0 | 0
oh_line_8104302_200852121 |  | AD | node_8104302_200852119 | node_8104302_200852121 | 72.226 | bal_1P_1/0AA | 8104302 | no | no |  |  | no |  |  | 0 | 0 | 0 | 0
oh_line_8104302_200852123 |  | AD | node_8104302_200852121 | node_8104302_200852123 | 176.857 | bal_1P_1/0AA | 8104302 | no | no |  |  | no |  |  | 0 | 0 | 0 | 0
oh_line_8104302_200852124 |  | AD | node_8104302_200852123 | node_8104302_200852124 | 174.536 | bal_1P_1/0AA | 8104302 | no | no |  |  | no |  |  | 0 | 0 | 0 | 0
oh_line_8104302_200852132 |  | ABCN | node_8104302_200852279 | node_intto1_8104302_200852132 | 194.941 | bal_3P_477AL_4/0AL(N) | 8104302 | no | no |  |  | no |  |  | 0 | 0 | 0 | 0
oh_line_8104302_200852133 |  | ABCN | node_8104302_200852132 | node_8104302_200852133 | 226.663 | bal_3P_477AL_4/0AL(N) | 8104302 | no | no |  |  | no |  |  | 0 | 0 | 0 | 0
oh_line_8104302_200852134 |  | ABCN | node_8104302_200852133 | node_8104302_200852134 | 156.853 | bal_3P_477AL_4/0AL(N) | 8104302 | no | no |  |  | no |  |  | 0 | 0 | 0 | 0
oh_line_8104302_200852135 |  | ABCN | node_8104302_200852134 | node_8104302_200852135 | 163.735 | bal_3P_477AL_4/0AL(N) | 8104302 | no | no |  |  | no |  |  | 0 | 0 | 0 | 0
oh_line_8104302_200852136 |  | ABCN | node_8104302_200852135 | node_8104302_200852136 | 241.42 | bal_3P_477AL_4/0AL(N) | 8104302 | no | no |  |  | no |  |  | 0 | 0 | 0 | 0
oh_line_8104302_200852137 |  | AN | node_8104302_200852136 | node_8104302_200852137 | 50.207 | bal_1P_1/0AA_4/0AC(N) | 8104302 | no | no |  |  | no |  |  | 0 | 0 | 0 | 0
oh_line_8104302_200852138 |  | ABCN | node_8104302_200852136 | node_8104302_200852138 | 220.269 | bal_3P_477AL_4/0AL(N) | 8104302 | no | no |  |  | no |  |  | 0 | 0 | 0 | 0
oh_line_8104302_200852139 |  | ABCN | node_8104302_200852138 | node_8104302_200852139 | 165.904 | bal_3P_477AL_4/0AL(N) | 8104302 | no | no |  |  | no |  |  | 0 | 0 | 0 | 0
oh_line_8104302_200852140 |  | ABCN | node_8104302_200852139 | node_8104302_200852140 | 185.83 | bal_3P_336AC_4/0AC(N) | 8104302 | no | no |  |  | no |  |  | 0 | 0 | 0 | 0
oh_line_8104302_200852141 |  | ABCN | node_8104302_200852140 | node_8104302_200852141 | 253.494 | bal_3P_336AC_4/0AL(N) | 8104302 | no | no |  |  | no |  |  | 0 | 0 | 0 | 0
oh_line_8104302_200852142 |  | ABCN | node_8104302_200852141 | node_8104302_200852142 | 175.045 | bal_3P_336AC_4/0AL(N) | 8104302 | no | no |  |  | no |  |  | 0 | 0 | 0 | 0
oh_line_8104302_200852143 |  | ABCN | node_8104302_200852142 | node_8104302_200852143 | 52.94 | bal_3P_1/0AC_1/0AC(N) | 8104302 | no | no |  |  | no |  |  | 0 | 0 | 0 | 0
oh_line_8104302_200852144 |  | ABCN | node_8104302_200852142 | node_8104302_200852144 | 199.319 | bal_3P_336AC_4/0AL(N) | 8104302 | no | no |  |  | no |  |  | 0 | 0 | 0 | 0
oh_line_8104302_200852146 |  | ABCN | node_8104302_200852144 | node_8104302_200852146 | 131.425 | bal_3P_336AL_4/0AL(N) | 8104302 | no | no |  |  | no |  |  | 0 | 0 | 0 | 0
oh_line_8104302_200852147 |  | ABCN | node_8104302_200852146 | node_8104302_200852147 | 148.173 | bal_3P_477AL_4/0AL(N) | 8104302 | no | no |  |  | no |  |  | 0 | 0 | 0 | 0
oh_line_8104302_200852148 |  | ABCN | node_8104302_200852147 | node_intto1_8104302_200852148 | 22.328 | bal_3P_477AL_4/0AL(N) | 8104302 | no | no |  |  | no |  |  | 0 | 0 | 0 | 0
oh_line_8104302_200852149 |  | ABCN | node_8104302_200852148 | node_8104302_200852149 | 266.69 | bal_3P_477AL_4/0AL(N) | 8104302 | no | no |  |  | no |  |  | 0 | 0 | 0 | 0
oh_line_8104302_200852150 |  | ABCN | node_8104302_200852149 | node_8104302_200852150 | 160.218 | bal_3P_477AL_4/0AL(N) | 8104302 | no | no |  |  | no |  |  | 0 | 0 | 0 | 0
oh_line_8104302_200852152 |  | ABCN | node_8104302_200852150 | node_8104302_200852152 | 207.488 | bal_3P_336AC_4/0AC(N) | 8104302 | no | no |  |  | no |  |  | 0 | 0 | 0 | 0
oh_line_8104302_200852153 |  | ABCN | node_8104302_200852152 | node_8104302_200852153 | 184.171 | bal_3P_336AC_4/0AC(N) | 8104302 | no | no |  |  | no |  |  | 0 | 0 | 0 | 0
oh_line_8104302_200852154 |  | ABCN | node_8104302_200852153 | node_8104302_200852154 | 205.543 | bal_3P_336AC_4/0AC(N) | 8104302 | no | no |  |  | no |  |  | 0 | 0 | 0 | 0
oh_line_8104302_200852155 |  | ABCN | node_8104302_200852154 | node_8104302_200852155 | 211.638 | bal_3P_336AC_4/0AC(N) | 8104302 | no | no |  |  | no |  |  | 0 | 0 | 0 | 0
oh_line_8104302_200852156 |  | ABCN | node_8104302_200852155 | node_8104302_200852156 | 209.156 | bal_3P_336AC_4/0AA(N) | 8104302 | no | no |  |  | no |  |  | 0 | 0 | 0 | 0
oh_line_8104302_200852158 |  | ABCN | node_8104302_200852156 | node_8104302_200852158 | 209.423 | bal_3P_336AC_4/0AC(N) | 8104302 | no | no |  |  | no |  |  | 0 | 0 | 0 | 0
oh_line_8104302_200852159 |  | ABCN | node_8104302_200852158 | node_8104302_200852159 | 195.99 | bal_3P_477AL_4/0AC(N) | 8104302 | no | no |  |  | no |  |  | 0 | 0 | 0 | 0
oh_line_8104302_200852160 |  | ABCN | node_8104302_200852159 | node_8104302_200852160 | 203.833 | bal_3P_477AL_4/0AC(N) | 8104302 | no | no |  |  | no |  |  | 0 | 0 | 0 | 0
oh_line_8104302_200852161 |  | ABCN | node_8104302_200852160 | node_8104302_200852161 | 252.348 | bal_3P_477AL_4/0AA(N) | 8104302 | no | no |  |  | no |  |  | 0 | 0 | 0 | 0
oh_line_8104302_200852163-1 |  | ABCN | node_8104302_312161690 | node_8104302_200852163 | 84.878 | bal_3P_477AL_4/0AL(N) | 8104302 | no | no |  |  | no |  |  | 0 | 0 | 0 | 0
oh_line_8104302_200852163-2 |  | ABCN | node_8104302_200852163 | node_intto1_312124465 | 4.973 | bal_3P_477AL_4/0AA(N) | 8104302 | no | no |  |  | no |  |  | 0 | 0 | 0 | 0
oh_line_8104302_200852163-3 |  | ABCN | node_312124465 | node_1358450_07_15305291_395 | 44.013 | bal_3P_477AL_4/0AA(N) | 8104302 | no | no |  |  | no |  |  | 0 | 0 | 0 | 0
oh_line_8104302_200852167 |  | ABCN | node_8104302_200852302 | node_8104302_200852167 | 167.924 | bal_3P_477AL_4/0AL(N) | 8104302 | no | no |  |  | no |  |  | 0 | 0 | 0 | 0
oh_line_8104302_200852169 |  | ABCN | node_8104302_200852327 | node_8104302_200852169 | 283.255 | bal_3P_477AL_4/0AC(N) | 8104302 | no | no |  |  | no |  |  | 0 | 0 | 0 | 0
oh_line_8104302_200852171 |  | ABCN | node_8104302_200852169 | node_8104302_200852171 | 188.177 | bal_3P_477AL_4/0AL(N) | 8104302 | no | no |  |  | no |  |  | 0 | 0 | 0 | 0
oh_line_8104302_200852172 |  | ABCN | node_8104302_200852171 | node_8104302_200852172 | 204.939 | bal_3P_477AL_4/0AL(N) | 8104302 | no | no |  |  | no |  |  | 0 | 0 | 0 | 0
oh_line_8104302_200852173 |  | ABCN | node_8104302_200852172 | node_8104302_200852173 | 87.001 | bal_3P_4/0AA_4/0AA(N) | 8104302 | no | no |  |  | no |  |  | 0 | 0 | 0 | 0
oh_line_8104302_200852174 |  | ABCN | node_8104302_200852173 | node_intto1_8104302_200852174 | 101.926 | bal_3P_4/0AA_4/0AA(N) | 8104302 | no | no |  |  | no |  |  | 0 | 0 | 0 | 0
oh_line_8104302_200852175 |  | ABCN | node_8104302_200852174 | node_8104302_200852175 | 198.397 | bal_3P_4/0AA_4/0AA(N) | 8104302 | no | no |  |  | no |  |  | 0 | 0 | 0 | 0
oh_line_8104302_200852177 |  | ABCN | node_8104302_200852175 | node_8104302_200852177 | 216.761 | bal_3P_4/0AA_4/0AA(N) | 8104302 | no | no |  |  | no |  |  | 0 | 0 | 0 | 0
oh_line_8104302_200852178 |  | ABCN | node_8104302_200852177 | node_8104302_200852178 | 163.968 | bal_3P_4/0AA_1/0AA(N) | 8104302 | no | no |  |  | no |  |  | 0 | 0 | 0 | 0
oh_line_8104302_200852180 |  | ABCN | node_8104302_200852178 | node_8104302_200852180 | 233.626 | bal_3P_4/0AA_4/0AA(N) | 8104302 | no | no |  |  | no |  |  | 0 | 0 | 0 | 0
oh_line_8104302_200852182 |  | ABCN | node_8104302_200852180 | node_8104302_200852182 | 206.917 | bal_3P_4/0AA_4/0AA(N) | 8104302 | no | no |  |  | no |  |  | 0 | 0 | 0 | 0
oh_line_8104302_200852184 |  | ABCN | node_8104302_200852182 | node_8104302_200852184 | 233.46 | bal_3P_4/0AA_4/0AA(N) | 8104302 | no | no |  |  | no |  |  | 0 | 0 | 0 | 0
oh_line_8104302_200852185 |  | AD | node_8104302_200852184 | node_8104302_200852185 | 68.871 | bal_1P_1/0AC | 8104302 | no | no |  |  | no |  |  | 0 | 0 | 0 | 0
oh_line_8104302_200852186 |  | AD | node_8104302_200852185 | node_8104302_200852186 | 324.686 | bal_1P_1/0AC | 8104302 | no | no |  |  | no |  |  | 0 | 0 | 0 | 0
oh_line_8104302_200852189 |  | ABCN | node_8104302_200852184 | node_8104302_200852189 | 134.252 | bal_3P_4/0AA_4/0AA(N) | 8104302 | no | no |  |  | no |  |  | 0 | 0 | 0 | 0
oh_line_8104302_200852191 |  | ABCN | node_8104302_200852189 | node_8104302_200852191 | 201.734 | bal_3P_4/0AA_4/0AA(N) | 8104302 | no | no |  |  | no |  |  | 0 | 0 | 0 | 0
oh_line_8104302_200852193 |  | ABCN | node_8104302_200852191 | node_8104302_200852193 | 145.172 | bal_3P_4/0AA_4/0AA(N) | 8104302 | no | no |  |  | no |  |  | 0 | 0 | 0 | 0
oh_line_8104302_200852195 |  | ABCN | node_8104302_200852193 | node_8104302_200852195 | 91.132 | bal_3P_4/0AA_4/0AA(N) | 8104302 | no | no |  |  | no |  |  | 0 | 0 | 0 | 0
oh_line_8104302_200852197 |  | ABCN | node_8104302_200852195 | node_8104302_200852197 | 171.335 | bal_3P_4/0AA_4/0AA(N) | 8104302 | no | no |  |  | no |  |  | 0 | 0 | 0 | 0
oh_line_8104302_200852199 |  | ABCD | node_8104302_200959963 | node_8104302_200852199 | 80.071 | bal_3P_4/0AA | 8104302 | no | no |  |  | no |  |  | 0 | 0 | 0 | 0
oh_line_8104302_200852201 |  | ABCD | node_8104302_200852199 | node_8104302_200852201 | 199.807 | bal_3P_4/0AA | 8104302 | no | no |  |  | no |  |  | 0 | 0 | 0 | 0
oh_line_8104302_200852202 |  | ABCD | node_8104302_200852201 | node_8104302_200852202 | 146.626 | bal_3P_4/0AA | 8104302 | no | no |  |  | no |  |  | 0 | 0 | 0 | 0
oh_line_8104302_200852203 |  | ABCD | node_8104302_200852202 | node_8104302_200852203 | 196.214 | bal_3P_4/0AA | 8104302 | no | no |  |  | no |  |  | 0 | 0 | 0 | 0
oh_line_8104302_200852204 |  | ABCD | node_8104302_200852203 | node_8104302_200852204 | 219.268 | bal_3P_4/0AA | 8104302 | no | no |  |  | no |  |  | 0 | 0 | 0 | 0
oh_line_8104302_200852205 |  | ABCD | node_8104302_200852204 | node_8104302_200852205 | 149.861 | bal_3P_4/0AA | 8104302 | no | no |  |  | no |  |  | 0 | 0 | 0 | 0
oh_line_8104302_200852266 |  | ABCN | node_8104302_200850076 | node_8104302_200852266 | 95.048 | bal_3P_477AL_4/0AL(N) | 8104302 | no | no |  |  | no |  |  | 0 | 0 | 0 | 0
oh_line_8104302_200852267 |  | ABCN | node_8104302_200852269 | node_8104302_200852267 | 179.384 | bal_3P_477AL_4/0AL(N) | 8104302 | no | no |  |  | no |  |  | 0 | 0 | 0 | 0
oh_line_8104302_200852269 |  | ABCN | node_8104302_200852270 | node_8104302_200852269 | 177.216 | bal_3P_477AL_4/0AL(N) | 8104302 | no | no |  |  | no |  |  | 0 | 0 | 0 | 0
oh_line_8104302_200852270 |  | ABCN | node_8104302_200852271 | node_8104302_200852270 | 182.474 | bal_3P_477AL_4/0AL(N) | 8104302 | no | no |  |  | no |  |  | 0 | 0 | 0 | 0
oh_line_8104302_200852271 |  | ABCN | node_8104302_200852272 | node_8104302_200852271 | 180.621 | bal_3P_477AL_4/0AL(N) | 8104302 | no | no |  |  | no |  |  | 0 | 0 | 0 | 0
oh_line_8104302_200852272 |  | ABCN | node_8104302_200852273 | node_8104302_200852272 | 182.648 | bal_3P_477AL_4/0AL(N) | 8104302 | no | no |  |  | no |  |  | 0 | 0 | 0 | 0
oh_line_8104302_200852273 |  | ABCN | node_8104302_200852275 | node_8104302_200852273 | 202.779 | bal_3P_477AL_4/0AL(N) | 8104302 | no | no |  |  | no |  |  | 0 | 0 | 0 | 0
oh_line_8104302_200852275 |  | ABCN | node_8104302_200852276 | node_8104302_200852275 | 153.535 | bal_3P_477AL_4/0AL(N) | 8104302 | no | no |  |  | no |  |  | 0 | 0 | 0 | 0
oh_line_8104302_200852276 |  | ABCN | node_8104302_200852279 | node_8104302_200852276 | 205.567 | bal_3P_477AL_4/0AL(N) | 8104302 | no | no |  |  | no |  |  | 0 | 0 | 0 | 0
oh_line_8104302_200852279 |  | ABCN | node_8104302_200852280 | node_8104302_200852279 | 214.8 | bal_3P_477AL_4/0AL(N) | 8104302 | no | no |  |  | no |  |  | 0 | 0 | 0 | 0
oh_line_8104302_200852280 |  | ABCN | node_8104302_200852282 | node_8104302_200852280 | 159.398 | bal_3P_477AL_4/0AL(N) | 8104302 | no | no |  |  | no |  |  | 0 | 0 | 0 | 0
oh_line_8104302_200852282-1 |  | ABCN | node_8104302_200852283 | node_1363109_367_15304733_97 | 4.998 | bal_3P_477AL_4/0AL(N) | 8104302 | no | no |  |  | no |  |  | 0 | 0 | 0 | 0
oh_line_8104302_200852282-2 |  | ABCN | node_1363109_367_15304733_97 | node_8104302_200852282 | 151.648 | bal_3P_477AL_4/0AL(N) | 8104302 | no | no |  |  | no |  |  | 0 | 0 | 0 | 0
oh_line_8104302_200852283 |  | ABCN | node_8104302_200852286 | node_8104302_200852283 | 93.301 | bal_3P_477AL_4/0AL(N) | 8104302 | no | no |  |  | no |  |  | 0 | 0 | 0 | 0
oh_line_8104302_200852286 |  | ABCN | node_8104302_200852287 | node_8104302_200852286 | 237.594 | bal_3P_477AL_4/0AL(N) | 8104302 | no | no |  |  | no |  |  | 0 | 0 | 0 | 0
oh_line_8104302_200852287 |  | ABCN | node_8104302_200852288 | node_8104302_200852287 | 152.48 | bal_3P_477AL_4/0AL(N) | 8104302 | no | no |  |  | no |  |  | 0 | 0 | 0 | 0
oh_line_8104302_200852288 |  | ABCN | node_8104302_200852289 | node_8104302_200852288 | 141.59 | bal_3P_477AL_4/0AL(N) | 8104302 | no | no |  |  | no |  |  | 0 | 0 | 0 | 0
oh_line_8104302_200852289 |  | ABCN | node_8104302_200852290 | node_intto1_8104302_200852289 | 181.97 | bal_3P_477AL_4/0AL(N) | 8104302 | no | no |  |  | no |  |  | 0 | 0 | 0 | 0
oh_line_8104302_200852290 |  | ABCN | node_8104302_200852291 | node_8104302_200852290 | 210.705 | bal_3P_477AL_4/0AL(N) | 8104302 | no | no |  |  | no |  |  | 0 | 0 | 0 | 0
oh_line_8104302_200852291 |  | ABCN | node_8104302_200850667 | node_intto1_8104302_200852291 | 41.193 | bal_3P_477AL_4/0AL(N) | 8104302 | no | no |  |  | no |  |  | 0 | 0 | 0 | 0
oh_line_8104302_200852292 |  | ABCN | node_8104302_200852291 | node_8104302_200852292 | 258.444 | bal_3P_477AL_4/0AL(N) | 8104302 | no | no |  |  | no |  |  | 0 | 0 | 0 | 0
oh_line_8104302_200852295 |  | ABCN | node_8104302_200852292 | node_8104302_200852295 | 182.787 | bal_3P_477AL_4/0AL(N) | 8104302 | no | no |  |  | no |  |  | 0 | 0 | 0 | 0
oh_line_8104302_200852296 |  | ABCN | node_8104302_200852295 | node_intto1_8104302_200852296 | 82.119 | bal_3P_477AL_4/0AL(N) | 8104302 | no | no |  |  | no |  |  | 0 | 0 | 0 | 0
oh_line_8104302_200852297 |  | ABCN | node_8104302_200852296 | node_intto1_8104302_200852297 | 73.685 | bal_3P_477AL_4/0AL(N) | 8104302 | no | no |  |  | no |  |  | 0 | 0 | 0 | 0
oh_line_8104302_200852298 |  | ABCN | node_8104302_200852297 | node_8104302_200852298 | 239.541 | bal_3P_477AL_4/0AL(N) | 8104302 | no | no |  |  | no |  |  | 0 | 0 | 0 | 0
oh_line_8104302_200852299 |  | ABCN | node_8104302_200852298 | node_8104302_200852299 | 176.361 | bal_3P_477AL_4/0AL(N) | 8104302 | no | no |  |  | no |  |  | 0 | 0 | 0 | 0
oh_line_8104302_200852300 |  | ABCN | node_8104302_200852299 | node_8104302_200852300 | 210.776 | bal_3P_477AL_4/0AL(N) | 8104302 | no | no |  |  | no |  |  | 0 | 0 | 0 | 0
oh_line_8104302_200852301 |  | ABCN | node_8104302_200852300 | node_8104302_200852301 | 210.46 | bal_3P_477AL_4/0AL(N) | 8104302 | no | no |  |  | no |  |  | 0 | 0 | 0 | 0
oh_line_8104302_200852302 |  | ABCN | node_8104302_200852301 | node_8104302_200852302 | 187.89 | bal_3P_477AL_4/0AL(N) | 8104302 | no | no |  |  | no |  |  | 0 | 0 | 0 | 0
oh_line_8104302_200852304 |  | ABCN | node_8104302_200852167 | node_8104302_200852304 | 113.824 | bal_3P_477AL_4/0AL(N) | 8104302 | no | no |  |  | no |  |  | 0 | 0 | 0 | 0
oh_line_8104302_200852305 |  | ABCN | node_8104302_200852304 | node_8104302_200852305 | 220.662 | bal_3P_477AL_4/0AL(N) | 8104302 | no | no |  |  | no |  |  | 0 | 0 | 0 | 0
oh_line_8104302_200852307 |  | ABCN | node_8104302_200852305 | node_8104302_200852307 | 132.383 | bal_3P_477AL_4/0AL(N) | 8104302 | no | no |  |  | no |  |  | 0 | 0 | 0 | 0
oh_line_8104302_200852309 |  | ABCN | node_8104302_200852307 | node_8104302_200852309 | 109.593 | bal_3P_477AL_4/0AL(N) | 8104302 | no | no |  |  | no |  |  | 0 | 0 | 0 | 0
oh_line_8104302_200852310 |  | ABCN | node_8104302_200852309 | node_8104302_200852310 | 180.834 | bal_3P_477AL_4/0AL(N) | 8104302 | no | no |  |  | no |  |  | 0 | 0 | 0 | 0
oh_line_8104302_200852314 |  | ABCN | node_8104302_200852310 | node_8104302_200852314 | 84.279 | bal_3P_477AL_4/0AL(N) | 8104302 | no | no |  |  | no |  |  | 0 | 0 | 0 | 0
oh_line_8104302_200852315 |  | ABCN | node_8104302_200852314 | node_8104302_200852315 | 179.66 | bal_3P_477AL_4/0AC(N) | 8104302 | no | no |  |  | no |  |  | 0 | 0 | 0 | 0
oh_line_8104302_200852316 |  | ABCN | node_8104302_200852315 | node_8104302_200852316 | 201.926 | bal_3P_477AL_4/0AC(N) | 8104302 | no | no |  |  | no |  |  | 0 | 0 | 0 | 0
oh_line_8104302_200852317 |  | ABCN | node_8104302_200852316 | node_8104302_200852317 | 200.765 | bal_3P_477AL_4/0AC(N) | 8104302 | no | no |  |  | no |  |  | 0 | 0 | 0 | 0
oh_line_8104302_200852319 |  | ABCN | node_8104302_200852317 | node_8104302_200852319 | 202.578 | bal_3P_477AL_4/0AC(N) | 8104302 | no | no |  |  | no |  |  | 0 | 0 | 0 | 0
oh_line_8104302_200852321 |  | ABCN | node_8104302_200852319 | node_8104302_200852321 | 233.135 | bal_3P_477AL_4/0AC(N) | 8104302 | no | no |  |  | no |  |  | 0 | 0 | 0 | 0
oh_line_8104302_200852322 |  | ABCN | node_8104302_200852321 | node_8104302_200852322 | 151.645 | bal_3P_477AL_4/0AC(N) | 8104302 | no | no |  |  | no |  |  | 0 | 0 | 0 | 0
oh_line_8104302_200852324 |  | ABCN | node_8104302_200852322 | node_8104302_200852324 | 238.075 | bal_3P_477AL_4/0AC(N) | 8104302 | no | no |  |  | no |  |  | 0 | 0 | 0 | 0
oh_line_8104302_200852325 |  | ABCN | node_8104302_200852324 | node_8104302_200852325 | 202.074 | bal_3P_477AL_4/0AC(N) | 8104302 | no | no |  |  | no |  |  | 0 | 0 | 0 | 0
oh_line_8104302_200852327 |  | ABCN | node_8104302_200852325 | node_8104302_200852327 | 157.152 | bal_3P_477AL_4/0AC(N) | 8104302 | no | no |  |  | no |  |  | 0 | 0 | 0 | 0
oh_line_8104302_200852381 |  | ABN | node_8104302_200852314 | node_8104302_200852381 | 222.373 | bal_2P_2AC_4/0AL(N) | 8104302 | no | no |  |  | no |  |  | 0 | 0 | 0 | 0
oh_line_8104302_200852382 |  | ABN | node_8104302_200852381 | node_intto1_8104302_200852382 | 79.268 | bal_2P_2AC_4/0AL(N) | 8104302 | no | no |  |  | no |  |  | 0 | 0 | 0 | 0
oh_line_8104302_200852383-1 |  | ABN | node_8104302_200852382 | node_intto1_311907655 | 127.402 | bal_2P_2AC_1/0AC(N) | 8104302 | no | no |  |  | no |  |  | 0 | 0 | 0 | 0
oh_line_8104302_200852383-2 |  | ABN | node_311907655 | node_intto1_220465157 | 7.396 | bal_2P_2AC_1/0AC(N) | 8104302 | no | no |  |  | no |  |  | 0 | 0 | 0 | 0
oh_line_8104302_200852383-3 |  | ABN | node_220465157 | node_8104302_200852383 | 10.301 | bal_2P_2AC_1/0AC(N) | 8104302 | no | no |  |  | no |  |  | 0 | 0 | 0 | 0
oh_line_8104302_200852384 |  | AD | node_8104302_200852383 | node_8104302_200852384 | 172.04 | bal_1P_2AC | 8104302 | no | no |  |  | no |  |  | 0 | 0 | 0 | 0
oh_line_8104302_200852385 |  | ABN | node_8104302_200852391 | node_8104302_200852385 | 139.527 | bal_2P_4/0AC_1/0AC(N) | 8104302 | no | no |  |  | no |  |  | 0 | 0 | 0 | 0
oh_line_8104302_200852390 |  | AN | node_8104302_200852385 | node_8104302_200852390 | 47.044 | bal_1P_1/0AA_4/0AC(N) | 8104302 | no | no |  |  | no |  |  | 0 | 0 | 0 | 0
oh_line_8104302_200852391 |  | ABN | node_8104302_200852394 | node_8104302_200852391 | 149.572 | bal_2P_4/0AC_1/0AC(N) | 8104302 | no | no |  |  | no |  |  | 0 | 0 | 0 | 0
oh_line_8104302_200852394 |  | ABN | node_8104302_200852395 | node_8104302_200852394 | 148.424 | bal_2P_4/0AC_1/0AC(N) | 8104302 | no | no |  |  | no |  |  | 0 | 0 | 0 | 0
oh_line_8104302_200852395 |  | ABN | node_8104302_200852397 | node_8104302_200852395 | 150.556 | bal_2P_4/0AC_1/0AC(N) | 8104302 | no | no |  |  | no |  |  | 0 | 0 | 0 | 0
oh_line_8104302_200852397 |  | ABN | node_8104302_200852399 | node_8104302_200852397 | 150.937 | bal_2P_4/0AC_1/0AC(N) | 8104302 | no | no |  |  | no |  |  | 0 | 0 | 0 | 0
oh_line_8104302_200852399 |  | ABN | node_8104302_200852401 | node_8104302_200852399 | 220.276 | bal_2P_4/0AC_1/0AC(N) | 8104302 | no | no |  |  | no |  |  | 0 | 0 | 0 | 0
oh_line_8104302_200852401 |  | ABN | node_8104302_200851002 | node_8104302_200852401 | 39.228 | bal_2P_4/0AA_1/0AC(N) | 8104302 | no | no |  |  | no |  |  | 0 | 0 | 0 | 0
oh_line_8104302_200852403 |  | AD | node_8104302_200852424 | node_8104302_200852403 | 150.471 | bal_1P_2AC | 8104302 | no | no |  |  | no |  |  | 0 | 0 | 0 | 0
oh_line_8104302_200852404 |  | AD | node_8104302_200852403 | node_8104302_200852404 | 177.607 | bal_1P_2AC | 8104302 | no | no |  |  | no |  |  | 0 | 0 | 0 | 0
oh_line_8104302_200852405 |  | AD | node_8104302_200852404 | node_8104302_200852405 | 142.966 | bal_1P_2AC | 8104302 | no | no |  |  | no |  |  | 0 | 0 | 0 | 0
oh_line_8104302_200852406 |  | AD | node_8104302_200852384 | node_intto1_8104302_200852406 | 184.551 | bal_1P_2AC | 8104302 | no | no |  |  | no |  |  | 0 | 0 | 0 | 0
oh_line_8104302_200852407 |  | AD | node_8104302_200852406 | node_intto1_8104302_200852407 | 200.009 | bal_1P_2AC | 8104302 | no | no |  |  | no |  |  | 0 | 0 | 0 | 0
oh_line_8104302_200852409 |  | AD | node_8104302_200852407 | node_8104302_200852409 | 53.345 | bal_1P_2AC | 8104302 | no | no |  |  | no |  |  | 0 | 0 | 0 | 0
oh_line_8104302_200852410 |  | AD | node_8104302_200852409 | node_8104302_200852410 | 144.272 | bal_1P_2AC | 8104302 | no | no |  |  | no |  |  | 0 | 0 | 0 | 0
oh_line_8104302_200852412 |  | AD | node_8104302_200852410 | node_8104302_200852412 | 198.689 | bal_1P_2AC | 8104302 | no | no |  |  | no |  |  | 0 | 0 | 0 | 0
oh_line_8104302_200852414 |  | AD | node_8104302_200852412 | node_8104302_200852414 | 210.931 | bal_1P_2AC | 8104302 | no | no |  |  | no |  |  | 0 | 0 | 0 | 0
oh_line_8104302_200852415 |  | AD | node_8104302_200852414 | node_8104302_200852415 | 111.933 | bal_1P_2AC | 8104302 | no | no |  |  | no |  |  | 0 | 0 | 0 | 0
oh_line_8104302_200852416 |  | AD | node_8104302_200852415 | node_8104302_200852416 | 205.693 | bal_1P_2AC | 8104302 | no | no |  |  | no |  |  | 0 | 0 | 0 | 0
oh_line_8104302_200852417 |  | AD | node_8104302_200852416 | node_8104302_200852417 | 102.944 | bal_1P_2AC | 8104302 | no | no |  |  | no |  |  | 0 | 0 | 0 | 0
oh_line_8104302_200852418 |  | AD | node_8104302_200852417 | node_8104302_200852418 | 234.238 | bal_1P_2AC | 8104302 | no | no |  |  | no |  |  | 0 | 0 | 0 | 0
oh_line_8104302_200852420 |  | AD | node_8104302_200852418 | node_8104302_200852420 | 158.808 | bal_1P_2AC | 8104302 | no | no |  |  | no |  |  | 0 | 0 | 0 | 0
oh_line_8104302_200852421 |  | AD | node_8104302_200852420 | node_intto1_8104302_200852421 | 200.739 | bal_1P_2AC | 8104302 | no | no |  |  | no |  |  | 0 | 0 | 0 | 0
oh_line_8104302_200852422 |  | AD | node_8104302_200852421 | node_8104302_200852422 | 152.726 | bal_1P_2AC | 8104302 | no | no |  |  | no |  |  | 0 | 0 | 0 | 0
oh_line_8104302_200852424 |  | AD | node_8104302_200852422 | node_8104302_200852424 | 245.575 | bal_1P_2AC | 8104302 | no | no |  |  | no |  |  | 0 | 0 | 0 | 0
oh_line_8104302_200852426 |  | AD | node_8104302_200852417 | node_intto1_8104302_200852426 | 217.612 | bal_1P_2AC | 8104302 | no | no |  |  | no |  |  | 0 | 0 | 0 | 0
oh_line_8104302_200852428 |  | AD | node_8104302_200852426 | node_8104302_200852428 | 257.519 | bal_1P_2AC | 8104302 | no | no |  |  | no |  |  | 0 | 0 | 0 | 0
oh_line_8104302_200852429 |  | AD | node_8104302_200852428 | node_8104302_200852429 | 50.449 | bal_1P_2AC | 8104302 | no | no |  |  | no |  |  | 0 | 0 | 0 | 0
oh_line_8104302_200852430 |  | AD | node_8104302_200852429 | node_8104302_200852430 | 279.299 | bal_1P_1/0AC | 8104302 | no | no |  |  | no |  |  | 0 | 0 | 0 | 0
oh_line_8104302_200852431 |  | AD | node_8104302_200852430 | node_8104302_200852431 | 189.864 | bal_1P_1/0AC | 8104302 | no | no |  |  | no |  |  | 0 | 0 | 0 | 0
oh_line_8104302_200852432 |  | AD | node_8104302_200852430 | node_8104302_200852432 | 218.924 | bal_1P_1/0AA | 8104302 | no | no |  |  | no |  |  | 0 | 0 | 0 | 0
oh_line_8104302_200852433 |  | AD | node_8104302_200852429 | node_8104302_200852433 | 233.719 | bal_1P_2AC | 8104302 | no | no |  |  | no |  |  | 0 | 0 | 0 | 0
oh_line_8104302_200852438 |  | AD | node_8104302_200852433 | node_8104302_200852438 | 315.61 | bal_1P_2AC | 8104302 | no | no |  |  | no |  |  | 0 | 0 | 0 | 0
oh_line_8104302_200852439 |  | ABN | node_8104302_200852441 | node_8104302_200852439 | 179.002 | bal_2P_4/0AC_1/0AC(N) | 8104302 | no | no |  |  | no |  |  | 0 | 0 | 0 | 0
oh_line_8104302_200852441 |  | ABN | node_8104302_200852442 | node_8104302_200852441 | 216.661 | bal_2P_4/0AC_1/0AC(N) | 8104302 | no | no |  |  | no |  |  | 0 | 0 | 0 | 0
oh_line_8104302_200852442 |  | ABN | node_8104302_200852443 | node_8104302_200852442 | 145.973 | bal_2P_4/0AC_1/0AC(N) | 8104302 | no | no |  |  | no |  |  | 0 | 0 | 0 | 0
oh_line_8104302_200852443 |  | ABN | node_8104302_200852385 | node_8104302_200852443 | 149.956 | bal_2P_4/0AC_1/0AC(N) | 8104302 | no | no |  |  | no |  |  | 0 | 0 | 0 | 0
oh_line_8104302_200852444 |  | ABCN | node_8104302_200852169 | node_8104302_200852444 | 207.001 | bal_3P_2AC_1/0AC(N) | 8104302 | no | no |  |  | no |  |  | 0 | 0 | 0 | 0
oh_line_8104302_200852445 |  | ABCN | node_8104302_200852444 | node_intto1_8104302_200852445 | 281.876 | bal_3P_2AC_1/0AC(N) | 8104302 | no | no |  |  | no |  |  | 0 | 0 | 0 | 0
oh_line_8104302_200852448 |  | AN | node_8104302_201055173 | node_8104302_200852448 | 307.21 | bal_1P_2AC_2AC(N) | 8104302 | no | no |  |  | no |  |  | 0 | 0 | 0 | 0
oh_line_8104302_200852449 |  | AN | node_8104302_200852448 | node_8104302_200852449 | 264.745 | bal_1P_2AC_2AC(N) | 8104302 | no | no |  |  | no |  |  | 0 | 0 | 0 | 0
oh_line_8104302_200852451 |  | AN | node_8104302_200852449 | node_8104302_200852451 | 302.178 | bal_1P_2AC_2AC(N) | 8104302 | no | no |  |  | no |  |  | 0 | 0 | 0 | 0
oh_line_8104302_200852452 |  | AN | node_8104302_200852451 | node_8104302_200852452 | 283.085 | bal_1P_2AC_2AC(N) | 8104302 | no | no |  |  | no |  |  | 0 | 0 | 0 | 0
oh_line_8104302_200852454 |  | AN | node_8104302_200852452 | node_8104302_200852454 | 301.379 | bal_1P_2AC_2AC(N) | 8104302 | no | no |  |  | no |  |  | 0 | 0 | 0 | 0
oh_line_8104302_200852455 |  | AN | node_8104302_200852454 | node_8104302_200852455 | 270.893 | bal_1P_2AC_2AC(N) | 8104302 | no | no |  |  | no |  |  | 0 | 0 | 0 | 0
oh_line_8104302_200852456 |  | ABCN | node_8104302_200983954 | node_8104302_200852456 | 147.025 | bal_3P_2AC_1/0AC(N) | 8104302 | no | no |  |  | no |  |  | 0 | 0 | 0 | 0
oh_line_8104302_200852457 |  | ABCN | node_8104302_200852456 | node_8104302_200852457 | 344.926 | bal_3P_2AC_1/0AC(N) | 8104302 | no | no |  |  | no |  |  | 0 | 0 | 0 | 0
oh_line_8104302_200852458 |  | ABCN | node_8104302_200852457 | node_8104302_200852458 | 329.657 | bal_3P_2AC_1/0AC(N) | 8104302 | no | no |  |  | no |  |  | 0 | 0 | 0 | 0
oh_line_8104302_200852459 |  | ABCN | node_8104302_200852458 | node_8104302_200852459 | 160.932 | bal_3P_2AC_1/0AC(N) | 8104302 | no | no |  |  | no |  |  | 0 | 0 | 0 | 0
oh_line_8104302_200852460 |  | ABCN | node_8104302_200852459 | node_8104302_200852460 | 168.849 | bal_3P_2AC_1/0AC(N) | 8104302 | no | no |  |  | no |  |  | 0 | 0 | 0 | 0
oh_line_8104302_200852461 |  | ABCN | node_8104302_200852460 | node_8104302_200852461 | 104.466 | bal_3P_1/0AC_1/0AC(N) | 8104302 | no | no |  |  | no |  |  | 0 | 0 | 0 | 0
oh_line_8104302_200852462 |  | ABCN | node_8104302_200852461 | node_8104302_200852462 | 350.866 | bal_3P_1/0AC_1/0AC(N) | 8104302 | no | no |  |  | no |  |  | 0 | 0 | 0 | 0
oh_line_8104302_200852463 |  | ABCN | node_8104302_200852462 | node_8104302_200852463 | 282.818 | bal_3P_1/0AC_1/0AC(N) | 8104302 | no | no |  |  | no |  |  | 0 | 0 | 0 | 0
oh_line_8104302_200852464 |  | ABN | node_8104302_200852461 | node_8104302_200852464 | 242.656 | bal_2P_4AC_4AC(N) | 8104302 | no | no |  |  | no |  |  | 0 | 0 | 0 | 0
oh_line_8104302_200852466 |  | AN | node_8104302_200852464 | node_8104302_200852466 | 404.337 | bal_1P_4AC_4AC(N) | 8104302 | no | no |  |  | no |  |  | 0 | 0 | 0 | 0
oh_line_8104302_200852467 |  | AN | node_8104302_200852466 | node_8104302_200852467 | 255.807 | bal_1P_4AC_4AC(N) | 8104302 | no | no |  |  | no |  |  | 0 | 0 | 0 | 0
oh_line_8104302_200852468 |  | AN | node_8104302_200852467 | node_intto1_8104302_200852468 | 126.777 | bal_1P_4AC_4AC(N) | 8104302 | no | no |  |  | no |  |  | 0 | 0 | 0 | 0
oh_line_8104302_200852469 |  | AN | node_8104302_200852468 | node_8104302_200852469 | 287.701 | bal_1P_4AC_4AC(N) | 8104302 | no | no |  |  | no |  |  | 0 | 0 | 0 | 0
oh_line_8104302_200852470 |  | AN | node_8104302_200852469 | node_8104302_200852470 | 295.697 | bal_1P_4AC_4AC(N) | 8104302 | no | no |  |  | no |  |  | 0 | 0 | 0 | 0
oh_line_8104302_200852471 |  | AN | node_8104302_200852470 | node_8104302_200852471 | 87.434 | bal_1P_1/0AA_1/0AA(N) | 8104302 | no | no |  |  | no |  |  | 0 | 0 | 0 | 0
oh_line_8104302_200852472 |  | AN | node_8104302_200852470 | node_8104302_200852472 | 240.362 | bal_1P_4AC_4AC(N) | 8104302 | no | no |  |  | no |  |  | 0 | 0 | 0 | 0
oh_line_8104302_200852734 |  | ABCN | node_8104302_200850889 | node_8104302_200852734 | 242.401 | bal_3P_477AL_4/0AL(N) | 8104302 | no | no |  |  | no |  |  | 0 | 0 | 0 | 0
oh_line_8104302_200852735 |  | ABCN | node_8104302_200852734 | node_8104302_200852735 | 184.544 | bal_3P_477AL_4/0AL(N) | 8104302 | no | no |  |  | no |  |  | 0 | 0 | 0 | 0
oh_line_8104302_200852736 |  | ABCN | node_8104302_200852735 | node_8104302_200852736 | 271.747 | bal_3P_477AL_4/0AL(N) | 8104302 | no | no |  |  | no |  |  | 0 | 0 | 0 | 0
oh_line_8104302_200852738 |  | ABCN | node_8104302_200852736 | node_8104302_200852738 | 260.716 | bal_3P_477AL_4/0AL(N) | 8104302 | no | no |  |  | no |  |  | 0 | 0 | 0 | 0
oh_line_8104302_200852740 |  | ABCN | node_8104302_200852738 | node_8104302_200852740 | 238.265 | bal_3P_477AL_4/0AL(N) | 8104302 | no | no |  |  | no |  |  | 0 | 0 | 0 | 0
oh_line_8104302_200852741 |  | ABCN | node_8104302_200852740 | node_8104302_200852741 | 275.317 | bal_3P_477AL_4/0AL(N) | 8104302 | no | no |  |  | no |  |  | 0 | 0 | 0 | 0
oh_line_8104302_200852742 |  | ABCN | node_8104302_200852741 | node_8104302_200852742 | 262.815 | bal_3P_477AL_4/0AL(N) | 8104302 | no | no |  |  | no |  |  | 0 | 0 | 0 | 0
oh_line_8104302_200852743 |  | ABCN | node_8104302_200852742 | node_8104302_200852743 | 225.532 | bal_3P_477AL_4/0AL(N) | 8104302 | no | no |  |  | no |  |  | 0 | 0 | 0 | 0
oh_line_8104302_200951209 |  | AD | node_8104302_200842072 | node_8104302_200951209 | 94.003 | bal_1P_1/0AA | 8104302 | no | no |  |  | no |  |  | 0 | 0 | 0 | 0
oh_line_8104302_200959963-1 |  | ABCD | node_8104302_200852197 | node_intto1_220388899 | 117.603 | bal_3P_4/0AA | 8104302 | no | no |  |  | no |  |  | 0 | 0 | 0 | 0
oh_line_8104302_200959963-2 |  | ABCD | node_220388899 | node_intto1_220500867 | 6.628 | bal_3P_4/0AA | 8104302 | no | no |  |  | no |  |  | 0 | 0 | 0 | 0
oh_line_8104302_200959963-3 |  | ABCD | node_220500867 | node_8104302_200959963 | 5.819 | bal_3P_4/0AA | 8104302 | no | no |  |  | no |  |  | 0 | 0 | 0 | 0
oh_line_8104302_200960007 |  | ABCD | node_8104302_200960008 | node_8104302_200960007 | 280.398 | bal_3P_4/0AA | 8104302 | no | no |  |  | no |  |  | 0 | 0 | 0 | 0
oh_line_8104302_200960008 |  | ABCD | node_8104302_200960009 | node_8104302_200960008 | 332.519 | bal_3P_4/0AA | 8104302 | no | no |  |  | no |  |  | 0 | 0 | 0 | 0
oh_line_8104302_200960009-1 |  | ABCD | node_1363620_187_15314689_333 | node_8104302_200960009 | 312.321 | bal_3P_4/0AC | 8104302 | no | no |  |  | no |  |  | 0 | 0 | 0 | 0
oh_line_8104302_200960009-2 |  | ABCD | node_8104302_200843012 | node_1363620_187_15314689_333 | 10.394 | bal_3P_4/0AC | 8104302 | no | no |  |  | no |  |  | 0 | 0 | 0 | 0
oh_line_8104302_200962774 |  | AD | node_8104302_200843023 | node_8104302_200962774 | 354.855 | bal_1P_2AC | 8104302 | no | no |  |  | no |  |  | 0 | 0 | 0 | 0
oh_line_8104302_200968854 |  | AN | node_8104302_200850669 | node_8104302_200968854 | 257.511 | bal_1P_2AC_2AC(N) | 8104302 | no | no |  |  | no |  |  | 0 | 0 | 0 | 0
oh_line_8104302_200971547 |  | AD | node_8104302_200852406 | node_intto1_8104302_200971547 | 42.343 | bal_1P_1/0AA | 8104302 | no | no |  |  | no |  |  | 0 | 0 | 0 | 0
oh_line_8104302_200978637 |  | AD | node_8104302_200843101 | node_8104302_200978637 | 235.103 | bal_1P_2AC | 8104302 | no | no |  |  | no |  |  | 0 | 0 | 0 | 0
oh_line_8104302_200978901 |  | AN | node_8104302_200849128 | node_intto1_8104302_200978901 | 943.405 | bal_1P_DELTACUST | 8104302 | no | no |  |  | no |  |  | 0 | 0 | 0 | 0
oh_line_8104302_200983483 |  | AN | node_8104302_200849014 | node_8104302_200983483 | 92.453 | bal_1P_1/0AA_1/0AA(N) | 8104302 | no | no |  |  | no |  |  | 0 | 0 | 0 | 0
oh_line_8104302_200983484 |  | AN | node_8104302_200983483 | node_8104302_200983484 | 201.981 | bal_1P_1/0AA_1/0AA(N) | 8104302 | no | no |  |  | no |  |  | 0 | 0 | 0 | 0
oh_line_8104302_200983485 |  | AN | node_8104302_200983484 | node_8104302_200983485 | 118.42 | bal_1P_1/0AA_1/0AA(N) | 8104302 | no | no |  |  | no |  |  | 0 | 0 | 0 | 0
oh_line_8104302_200983951 |  | AD | node_8104302_200848924 | node_8104302_200983951 | 540.923 | bal_1P_2AC | 8104302 | no | no |  |  | no |  |  | 0 | 0 | 0 | 0
oh_line_8104302_200983953 |  | ABCN | node_8104302_200852444 | node_8104302_200983953 | 63.008 | bal_3P_1/0AA_1/0AA(N) | 8104302 | no | no |  |  | no |  |  | 0 | 0 | 0 | 0
oh_line_8104302_200983954 |  | ABCN | node_8104302_200852445 | node_8104302_200983954 | 178.047 | bal_3P_2AC_1/0AC(N) | 8104302 | no | no |  |  | no |  |  | 0 | 0 | 0 | 0
oh_line_8104302_200983955 |  | ABCN | node_8104302_200852445 | node_8104302_200983955 | 61.101 | bal_3P_1/0AA_1/0AA(N) | 8104302 | no | no |  |  | no |  |  | 0 | 0 | 0 | 0
oh_line_8104302_200984652 |  | ABCN | node_8104302_200852180 | node_8104302_200984652 | 65.37 | bal_3P_1/0AA_1/0AC(N) | 8104302 | no | no |  |  | no |  |  | 0 | 0 | 0 | 0
oh_line_8104302_201008167 |  | ABCN | node_8104302_200852295 | node_intto1_8104302_201008167 | 179.794 | bal_3P_WYECUST | 8104302 | no | no |  |  | no |  |  | 0 | 0 | 0 | 0
oh_line_8104302_201010353 |  | AD | node_8104302_200843100 | node_8104302_201010353 | 249.076 | bal_1P_1/0AA | 8104302 | no | no |  |  | no |  |  | 0 | 0 | 0 | 0
oh_line_8104302_201013312 |  | ABCD | node_8104302_200843010 | node_8104302_201013312 | 241.619 | bal_3P_4/0AA | 8104302 | no | no |  |  | no |  |  | 0 | 0 | 0 | 0
oh_line_8104302_201013313 |  | AD | node_8104302_201044794 | node_8104302_201013313 | 37.98 | bal_1P_1/0AA | 8104302 | no | no |  |  | no |  |  | 0 | 0 | 0 | 0
oh_line_8104302_201013314 |  | AD | node_8104302_201013313 | node_intto1_8104302_201013314 | 273.829 | bal_1P_1/0AA | 8104302 | no | no |  |  | no |  |  | 0 | 0 | 0 | 0
oh_line_8104302_201013315 |  | AD | node_8104302_201013314 | node_8104302_201013315 | 138.905 | bal_1P_1/0AA | 8104302 | no | no |  |  | no |  |  | 0 | 0 | 0 | 0
oh_line_8104302_201013317 |  | AD | node_8104302_201013315 | node_8104302_201013317 | 285.257 | bal_1P_1/0AA | 8104302 | no | no |  |  | no |  |  | 0 | 0 | 0 | 0
oh_line_8104302_201044794 |  | AD | node_8104302_200843026 | node_8104302_201044794 | 162.103 | bal_1P_1/0AC | 8104302 | no | no |  |  | no |  |  | 0 | 0 | 0 | 0
oh_line_8104302_201055173 |  | AN | node_8104302_200852472 | node_8104302_201055173 | 261.589 | bal_1P_4AC_4AC(N) | 8104302 | no | no |  |  | no |  |  | 0 | 0 | 0 | 0
oh_line_8104302_310040808 |  | ABCN | node_8104302_200852290 | node_intto1_8104302_310040808 | 40.349 | bal_3P_477AL_4/0AL(N) | 8104302 | no | no |  |  | no |  |  | 0 | 0 | 0 | 0
oh_line_8104302_311880738 |  | AN | node_8104302_200849003 | node_8104302_311880738 | 173.356 | bal_1P_4ACW_4ACW(N) | 8104302 | no | no |  |  | no |  |  | 0 | 0 | 0 | 0
oh_line_8104302_312125841 |  | AN | node_8104302_200851011 | node_intto1_8104302_312125841 | 177.124 | bal_1P_1/0AA_1/0AA(N) | 8104302 | no | no |  |  | no |  |  | 0 | 0 | 0 | 0
oh_line_8104302_312146412 |  | AN | node_8104302_200852180 | node_8104302_312146412 | 48.325 | bal_1P_1/0AA_1/0AA(N) | 8104302 | no | no |  |  | no |  |  | 0 | 0 | 0 | 0
oh_line_8104302_312161690 |  | ABCN | node_8104302_200852161 | node_8104302_312161690 | 87.464 | bal_3P_477AL_4/0AL(N) | 8104302 | no | no |  |  | no |  |  | 0 | 0 | 0 | 0
oh_line_TAP_OH_900537 |  | AN | node_8104302_200840810 | node_1365121_2_15315400_215 | 0.033 | unb_TAPWIRE_OH | 8104302 | no | no |  |  | no |  |  | 0 | 0 | 0 | 0
oh_line_TAP_OH_900538 |  | AN | node_8104302_200840816 | node_1364778_858_15314198_621 | 0.033 | unb_TAPWIRE_OH | 8104302 | no | no |  |  | no |  |  | 0 | 0 | 0 | 0
oh_line_TAP_OH_900539 |  | AN | node_8104302_200840819 | node_1364815_095_15314803_358 | 0.033 | unb_TAPWIRE_OH | 8104302 | no | no |  |  | no |  |  | 0 | 0 | 0 | 0
oh_line_TAP_OH_900540 |  | AN | node_8104302_200840821 | node_1364848_816_15315054_591 | 0.033 | unb_TAPWIRE_OH | 8104302 | no | no |  |  | no |  |  | 0 | 0 | 0 | 0
oh_line_TAP_OH_900541 |  | AN | node_8104302_200840822 | node_1364733_172_15315312_403 | 0.033 | unb_TAPWIRE_OH | 8104302 | no | no |  |  | no |  |  | 0 | 0 | 0 | 0
oh_line_TAP_OH_900542 |  | AN | node_8104302_200840824 | node_1366096_369_15314209_109 | 0.033 | unb_TAPWIRE_OH | 8104302 | no | no |  |  | no |  |  | 0 | 0 | 0 | 0
oh_line_TAP_OH_900813 |  | AN | node_8104302_200841618 | node_1363735_075_15317234_849 | 0.033 | unb_TAPWIRE_OH | 8104302 | no | no |  |  | no |  |  | 0 | 0 | 0 | 0
oh_line_TAP_OH_900814 |  | AN | node_8104302_200841620 | node_1363519_561_15317256_722 | 0.033 | unb_TAPWIRE_OH | 8104302 | no | no |  |  | no |  |  | 0 | 0 | 0 | 0
oh_line_TAP_OH_900815 |  | AN | node_8104302_200841622 | node_1363309_932_15317270_721 | 0.033 | unb_TAPWIRE_OH | 8104302 | no | no |  |  | no |  |  | 0 | 0 | 0 | 0
oh_line_TAP_OH_900816 |  | AN | node_8104302_200841624 | node_1363205_151_15317342_253 | 0.033 | unb_TAPWIRE_OH | 8104302 | no | no |  |  | no |  |  | 0 | 0 | 0 | 0
oh_line_TAP_OH_900817 |  | AN | node_8104302_200841627 | node_1362792_225_15317269_816 | 0.033 | unb_TAPWIRE_OH | 8104302 | no | no |  |  | no |  |  | 0 | 0 | 0 | 0
oh_line_TAP_OH_900818 |  | AN | node_8104302_200841628 | node_1362563_846_15317339_316 | 0.033 | unb_TAPWIRE_OH | 8104302 | no | no |  |  | no |  |  | 0 | 0 | 0 | 0
oh_line_TAP_OH_900819 |  | AN | node_8104302_200841630 | node_1362487_918_15316767_326 | 0.033 | unb_TAPWIRE_OH | 8104302 | no | no |  |  | no |  |  | 0 | 0 | 0 | 0
oh_line_TAP_OH_900959 |  | AN | node_8104302_200842007 | node_1363965_97_15315929_893 | 0.033 | unb_TAPWIRE_OH | 8104302 | no | no |  |  | no |  |  | 0 | 0 | 0 | 0
oh_line_TAP_OH_900960 |  | AN | node_8104302_200842008 | node_1361904_383_15315756_743 | 0.033 | unb_TAPWIRE_OH | 8104302 | no | no |  |  | no |  |  | 0 | 0 | 0 | 0
oh_line_TAP_OH_900961 |  | AN | node_8104302_200842011 | node_1363696_991_15315933_947 | 0.033 | unb_TAPWIRE_OH | 8104302 | no | no |  |  | no |  |  | 0 | 0 | 0 | 0
oh_line_TAP_OH_900962 |  | AN | node_8104302_200842012 | node_1363565_818_15315815_758 | 0.033 | unb_TAPWIRE_OH | 8104302 | no | no |  |  | no |  |  | 0 | 0 | 0 | 0
oh_line_TAP_OH_900963 |  | AN | node_8104302_200842014 | node_1363227_097_15315495_74 | 0.033 | unb_TAPWIRE_OH | 8104302 | no | no |  |  | no |  |  | 0 | 0 | 0 | 0
oh_line_TAP_OH_900964 |  | AN | node_8104302_200842017 | node_1362642_032_15315776_167 | 0.033 | unb_TAPWIRE_OH | 8104302 | no | no |  |  | no |  |  | 0 | 0 | 0 | 0
oh_line_TAP_OH_900965 |  | AN | node_8104302_200842019 | node_1362393_279_15315768_124 | 0.033 | unb_TAPWIRE_OH | 8104302 | no | no |  |  | no |  |  | 0 | 0 | 0 | 0
oh_line_TAP_OH_900966 |  | AN | node_8104302_200842021 | node_1362142_28_15315759_236 | 0.033 | unb_TAPWIRE_OH | 8104302 | no | no |  |  | no |  |  | 0 | 0 | 0 | 0
oh_line_TAP_OH_900967 |  | AN | node_8104302_200842023 | node_1361694_299_15315923_206 | 0.033 | unb_TAPWIRE_OH | 8104302 | no | no |  |  | no |  |  | 0 | 0 | 0 | 0
oh_line_TAP_OH_900968 |  | AN | node_8104302_200842025 | node_1361781_085_15316212_753 | 0.033 | unb_TAPWIRE_OH | 8104302 | no | no |  |  | no |  |  | 0 | 0 | 0 | 0
oh_line_TAP_OH_900969 |  | AN | node_8104302_200842026 | node_1362137_326_15316206_627 | 0.033 | unb_TAPWIRE_OH | 8104302 | no | no |  |  | no |  |  | 0 | 0 | 0 | 0
oh_line_TAP_OH_900983 |  | AN | node_8104302_200842068 | node_1363470_672_15321473_545 | 0.033 | unb_TAPWIRE_OH | 8104302 | no | no |  |  | no |  |  | 0 | 0 | 0 | 0
oh_line_TAP_OH_900984 |  | AN | node_8104302_200842069 | node_1363612_49_15321614_118 | 0.033 | unb_TAPWIRE_OH | 8104302 | no | no |  |  | no |  |  | 0 | 0 | 0 | 0
oh_line_TAP_OH_900985 |  | AN | node_8104302_200842070 | node_1363807_254_15321764_189 | 0.033 | unb_TAPWIRE_OH | 8104302 | no | no |  |  | no |  |  | 0 | 0 | 0 | 0
oh_line_TAP_OH_900986 |  | AN | node_8104302_200842071 | node_1363981_271_15321948_583 | 0.033 | unb_TAPWIRE_OH | 8104302 | no | no |  |  | no |  |  | 0 | 0 | 0 | 0
oh_line_TAP_OH_900987 |  | AN | node_8104302_200842073 | node_1363918_187_15322437_391 | 0.033 | unb_TAPWIRE_OH | 8104302 | no | no |  |  | no |  |  | 0 | 0 | 0 | 0
oh_line_TAP_OH_900988 |  | AN | node_8104302_200842074 | node_1362965_426_15323924_557 | 0.033 | unb_TAPWIRE_OH | 8104302 | no | no |  |  | no |  |  | 0 | 0 | 0 | 0
oh_line_TAP_OH_900989 |  | AN | node_8104302_200842075 | node_1363147_344_15324275_352 | 0.033 | unb_TAPWIRE_OH | 8104302 | no | no |  |  | no |  |  | 0 | 0 | 0 | 0
oh_line_TAP_OH_900990 |  | AN | node_8104302_200842077 | node_1363485_436_15322336_992 | 0.033 | unb_TAPWIRE_OH | 8104302 | no | no |  |  | no |  |  | 0 | 0 | 0 | 0
oh_line_TAP_OH_900991 |  | AN | node_8104302_200842078 | node_1363199_855_15322423_92 | 0.033 | unb_TAPWIRE_OH | 8104302 | no | no |  |  | no |  |  | 0 | 0 | 0 | 0
oh_line_TAP_OH_900992 |  | AN | node_8104302_200842080 | node_1363025_169_15322677_549 | 0.033 | unb_TAPWIRE_OH | 8104302 | no | no |  |  | no |  |  | 0 | 0 | 0 | 0
oh_line_TAP_OH_900993 |  | AN | node_8104302_200842082 | node_1363238_344_15323154_342 | 0.033 | unb_TAPWIRE_OH | 8104302 | no | no |  |  | no |  |  | 0 | 0 | 0 | 0
oh_line_TAP_OH_900994 |  | AN | node_8104302_200842084 | node_1363233_983_15323466_399 | 0.033 | unb_TAPWIRE_OH | 8104302 | no | no |  |  | no |  |  | 0 | 0 | 0 | 0
oh_line_TAP_OH_900995 |  | AN | node_8104302_200842085 | node_1363049_451_15323643_188 | 0.033 | unb_TAPWIRE_OH | 8104302 | no | no |  |  | no |  |  | 0 | 0 | 0 | 0
oh_line_TAP_OH_900996 |  | AN | node_8104302_200842086 | node_1363936_576_15322754_914 | 0.033 | unb_TAPWIRE_OH | 8104302 | no | no |  |  | no |  |  | 0 | 0 | 0 | 0
oh_line_TAP_OH_900997 |  | AN | node_8104302_200842088 | node_1363273_366_15325573_314 | 0.033 | unb_TAPWIRE_OH | 8104302 | no | no |  |  | no |  |  | 0 | 0 | 0 | 0
oh_line_TAP_OH_900998 |  | AN | node_8104302_200842090 | node_1362895_79_15325806_529 | 0.033 | unb_TAPWIRE_OH | 8104302 | no | no |  |  | no |  |  | 0 | 0 | 0 | 0
oh_line_TAP_OH_900999 |  | AN | node_8104302_200842092 | node_1362611_979_15325432_957 | 0.033 | unb_TAPWIRE_OH | 8104302 | no | no |  |  | no |  |  | 0 | 0 | 0 | 0
oh_line_TAP_OH_901000 |  | AN | node_8104302_200842093 | node_1362501_538_15325160_01 | 0.033 | unb_TAPWIRE_OH | 8104302 | no | no |  |  | no |  |  | 0 | 0 | 0 | 0
oh_line_TAP_OH_901001 |  | AN | node_8104302_200842097 | node_1361797_12_15324788_166 | 0.033 | unb_TAPWIRE_OH | 8104302 | no | no |  |  | no |  |  | 0 | 0 | 0 | 0
oh_line_TAP_OH_901002 |  | AN | node_8104302_200842098 | node_1364104_564_15323042_3 | 0.033 | unb_TAPWIRE_OH | 8104302 | no | no |  |  | no |  |  | 0 | 0 | 0 | 0
oh_line_TAP_OH_901003 |  | AN | node_8104302_200842100 | node_1364022_612_15323707_867 | 0.033 | unb_TAPWIRE_OH | 8104302 | no | no |  |  | no |  |  | 0 | 0 | 0 | 0
oh_line_TAP_OH_901004 |  | AN | node_8104302_200842102 | node_1363920_482_15324039_05 | 0.033 | unb_TAPWIRE_OH | 8104302 | no | no |  |  | no |  |  | 0 | 0 | 0 | 0
oh_line_TAP_OH_901005 |  | AN | node_8104302_200842103 | node_1363759_052_15324368_665 | 0.033 | unb_TAPWIRE_OH | 8104302 | no | no |  |  | no |  |  | 0 | 0 | 0 | 0
oh_line_TAP_OH_901006 |  | AN | node_8104302_200842105 | node_1363561_896_15324626_3 | 0.033 | unb_TAPWIRE_OH | 8104302 | no | no |  |  | no |  |  | 0 | 0 | 0 | 0
oh_line_TAP_OH_901007 |  | AN | node_8104302_200842106 | node_1363677_125_15324978_62 | 0.033 | unb_TAPWIRE_OH | 8104302 | no | no |  |  | no |  |  | 0 | 0 | 0 | 0
oh_line_TAP_OH_901008 |  | AN | node_8104302_200842108 | node_1363531_597_15325315_466 | 0.033 | unb_TAPWIRE_OH | 8104302 | no | no |  |  | no |  |  | 0 | 0 | 0 | 0
oh_line_TAP_OH_901284 |  | ABCN | node_8104302_200843009 | node_1363228_483_15314085_975 | 0.033 | unb_TAPWIRE_OH | 8104302 | no | no |  |  | no |  |  | 0 | 0 | 0 | 0
oh_line_TAP_OH_901285 |  | ABCN | node_8104302_200843020 | node_1364168_084_15315694_263 | 0.033 | unb_TAPWIRE_OH | 8104302 | no | no |  |  | no |  |  | 0 | 0 | 0 | 0
oh_line_TAP_OH_901286 |  | AN | node_8104302_200843025 | node_1364589_574_15316171_991 | 0.033 | unb_TAPWIRE_OH | 8104302 | no | no |  |  | no |  |  | 0 | 0 | 0 | 0
oh_line_TAP_OH_901287 |  | AN | node_8104302_200843028 | node_1364783_71_15315874_661 | 0.033 | unb_TAPWIRE_OH | 8104302 | no | no |  |  | no |  |  | 0 | 0 | 0 | 0
oh_line_TAP_OH_901288 |  | AN | node_8104302_200843031 | node_1365103_549_15316348_126 | 0.033 | unb_TAPWIRE_OH | 8104302 | no | no |  |  | no |  |  | 0 | 0 | 0 | 0
oh_line_TAP_OH_901289 |  | AN | node_8104302_200843033 | node_1365149_893_15316768_445 | 0.033 | unb_TAPWIRE_OH | 8104302 | no | no |  |  | no |  |  | 0 | 0 | 0 | 0
oh_line_TAP_OH_901290 |  | AN | node_8104302_200843034 | node_1365149_844_15316894_993 | 0.033 | unb_TAPWIRE_OH | 8104302 | no | no |  |  | no |  |  | 0 | 0 | 0 | 0
oh_line_TAP_OH_901291 |  | AN | node_8104302_200843035 | node_1365153_646_15317156_745 | 0.033 | unb_TAPWIRE_OH | 8104302 | no | no |  |  | no |  |  | 0 | 0 | 0 | 0
oh_line_TAP_OH_901292 |  | AN | node_8104302_200843037 | node_1365165_712_15317438_197 | 0.033 | unb_TAPWIRE_OH | 8104302 | no | no |  |  | no |  |  | 0 | 0 | 0 | 0
oh_line_TAP_OH_901293 |  | AN | node_8104302_200843039 | node_1365192_235_15317911_077 | 0.033 | unb_TAPWIRE_OH | 8104302 | no | no |  |  | no |  |  | 0 | 0 | 0 | 0
oh_line_TAP_OH_901294 |  | AN | node_8104302_200843040 | node_1365191_361_15318260_89 | 0.033 | unb_TAPWIRE_OH | 8104302 | no | no |  |  | no |  |  | 0 | 0 | 0 | 0
oh_line_TAP_OH_901295 |  | AN | node_8104302_200843042 | node_1365211_418_15318643_434 | 0.033 | unb_TAPWIRE_OH | 8104302 | no | no |  |  | no |  |  | 0 | 0 | 0 | 0
oh_line_TAP_OH_901296 |  | AN | node_8104302_200843043 | node_1365216_714_15318946_105 | 0.033 | unb_TAPWIRE_OH | 8104302 | no | no |  |  | no |  |  | 0 | 0 | 0 | 0
oh_line_TAP_OH_901297 |  | AN | node_8104302_200843046 | node_1365362_514_15319422_315 | 0.033 | unb_TAPWIRE_OH | 8104302 | no | no |  |  | no |  |  | 0 | 0 | 0 | 0
oh_line_TAP_OH_901298 |  | AN | node_8104302_200843049 | node_1365533_387_15319745_184 | 0.033 | unb_TAPWIRE_OH | 8104302 | no | no |  |  | no |  |  | 0 | 0 | 0 | 0
oh_line_TAP_OH_901299 |  | AN | node_8104302_200843051 | node_1365673_272_15319878_159 | 0.033 | unb_TAPWIRE_OH | 8104302 | no | no |  |  | no |  |  | 0 | 0 | 0 | 0
oh_line_TAP_OH_901300 |  | AN | node_8104302_200843054 | node_1366069_107_15320373_444 | 0.033 | unb_TAPWIRE_OH | 8104302 | no | no |  |  | no |  |  | 0 | 0 | 0 | 0
oh_line_TAP_OH_901301 |  | AN | node_8104302_200843055 | node_1366208_819_15320633_776 | 0.033 | unb_TAPWIRE_OH | 8104302 | no | no |  |  | no |  |  | 0 | 0 | 0 | 0
oh_line_TAP_OH_901302 |  | AN | node_8104302_200843057 | node_1366430_574_15320776_074 | 0.033 | unb_TAPWIRE_OH | 8104302 | no | no |  |  | no |  |  | 0 | 0 | 0 | 0
oh_line_TAP_OH_901303 |  | AN | node_8104302_200843060 | node_1366788_997_15321325_127 | 0.033 | unb_TAPWIRE_OH | 8104302 | no | no |  |  | no |  |  | 0 | 0 | 0 | 0
oh_line_TAP_OH_901304 |  | AN | node_8104302_200843061 | node_1366989_872_15321285_473 | 0.033 | unb_TAPWIRE_OH | 8104302 | no | no |  |  | no |  |  | 0 | 0 | 0 | 0
oh_line_TAP_OH_901305 |  | AN | node_8104302_200843062 | node_1366987_46_15321593_172 | 0.033 | unb_TAPWIRE_OH | 8104302 | no | no |  |  | no |  |  | 0 | 0 | 0 | 0
oh_line_TAP_OH_901306 |  | AN | node_8104302_200843063 | node_1367213_288_15321711_175 | 0.033 | unb_TAPWIRE_OH | 8104302 | no | no |  |  | no |  |  | 0 | 0 | 0 | 0
oh_line_TAP_OH_901307 |  | AN | node_8104302_200843065 | node_1367492_695_15322001_931 | 0.033 | unb_TAPWIRE_OH | 8104302 | no | no |  |  | no |  |  | 0 | 0 | 0 | 0
oh_line_TAP_OH_901308 |  | AN | node_8104302_200843071 | node_1367972_041_15322454_575 | 0.033 | unb_TAPWIRE_OH | 8104302 | no | no |  |  | no |  |  | 0 | 0 | 0 | 0
oh_line_TAP_OH_901309 |  | AN | node_8104302_200843077 | node_1364097_096_15317268_878 | 0.033 | unb_TAPWIRE_OH | 8104302 | no | no |  |  | no |  |  | 0 | 0 | 0 | 0
oh_line_TAP_OH_901310 |  | AN | node_8104302_200843080 | node_1364020_7_15317544_389 | 0.033 | unb_TAPWIRE_OH | 8104302 | no | no |  |  | no |  |  | 0 | 0 | 0 | 0
oh_line_TAP_OH_901311 |  | AN | node_8104302_200843082 | node_1363818_313_15318046_057 | 0.033 | unb_TAPWIRE_OH | 8104302 | no | no |  |  | no |  |  | 0 | 0 | 0 | 0
oh_line_TAP_OH_901312 |  | AN | node_8104302_200843087 | node_1363789_697_15318509_829 | 0.033 | unb_TAPWIRE_OH | 8104302 | no | no |  |  | no |  |  | 0 | 0 | 0 | 0
oh_line_TAP_OH_901313 |  | AN | node_8104302_200843090 | node_1364456_678_15318435_779 | 0.033 | unb_TAPWIRE_OH | 8104302 | no | no |  |  | no |  |  | 0 | 0 | 0 | 0
oh_line_TAP_OH_901314 |  | AN | node_8104302_200843092 | node_1363795_501_15319192_211 | 0.033 | unb_TAPWIRE_OH | 8104302 | no | no |  |  | no |  |  | 0 | 0 | 0 | 0
oh_line_TAP_OH_901315 |  | AN | node_8104302_200843093 | node_1363729_77_15318612_753 | 0.033 | unb_TAPWIRE_OH | 8104302 | no | no |  |  | no |  |  | 0 | 0 | 0 | 0
oh_line_TAP_OH_901316 |  | AN | node_8104302_200843095 | node_1363517_383_15319325_577 | 0.033 | unb_TAPWIRE_OH | 8104302 | no | no |  |  | no |  |  | 0 | 0 | 0 | 0
oh_line_TAP_OH_901317 |  | AN | node_8104302_200843098 | node_1363065_542_15320556_594 | 0.033 | unb_TAPWIRE_OH | 8104302 | no | no |  |  | no |  |  | 0 | 0 | 0 | 0
oh_line_TAP_OH_901318 |  | AN | node_8104302_200843101 | node_1362567_207_15321109_34 | 0.033 | unb_TAPWIRE_OH | 8104302 | no | no |  |  | no |  |  | 0 | 0 | 0 | 0
oh_line_TAP_OH_901319 |  | AN | node_8104302_200843102 | node_1362565_289_15321282_719 | 0.033 | unb_TAPWIRE_OH | 8104302 | no | no |  |  | no |  |  | 0 | 0 | 0 | 0
oh_line_TAP_OH_901320 |  | AN | node_8104302_200843107 | node_1361996_263_15322078_178 | 0.033 | unb_TAPWIRE_OH | 8104302 | no | no |  |  | no |  |  | 0 | 0 | 0 | 0
oh_line_TAP_OH_901321 |  | AN | node_8104302_200843109 | node_1361840_614_15322484_784 | 0.033 | unb_TAPWIRE_OH | 8104302 | no | no |  |  | no |  |  | 0 | 0 | 0 | 0
oh_line_TAP_OH_901322 |  | AN | node_8104302_200843110 | node_1361661_56_15322659_462 | 0.033 | unb_TAPWIRE_OH | 8104302 | no | no |  |  | no |  |  | 0 | 0 | 0 | 0
oh_line_TAP_OH_901323 |  | AN | node_8104302_200843112 | node_1361631_622_15322853_038 | 0.033 | unb_TAPWIRE_OH | 8104302 | no | no |  |  | no |  |  | 0 | 0 | 0 | 0
oh_line_TAP_OH_901324 |  | AN | node_8104302_200843113 | node_1361393_982_15323106_125 | 0.033 | unb_TAPWIRE_OH | 8104302 | no | no |  |  | no |  |  | 0 | 0 | 0 | 0
oh_line_TAP_OH_901325 |  | AN | node_8104302_200843115 | node_1361164_346_15323359_628 | 0.033 | unb_TAPWIRE_OH | 8104302 | no | no |  |  | no |  |  | 0 | 0 | 0 | 0
oh_line_TAP_OH_901326 |  | AN | node_8104302_200843116 | node_1360855_129_15323624_301 | 0.033 | unb_TAPWIRE_OH | 8104302 | no | no |  |  | no |  |  | 0 | 0 | 0 | 0
oh_line_TAP_OH_901327 |  | AN | node_8104302_200843118 | node_1360827_244_15323841_98 | 0.033 | unb_TAPWIRE_OH | 8104302 | no | no |  |  | no |  |  | 0 | 0 | 0 | 0
oh_line_TAP_OH_902623 |  | AN | node_8104302_200848930 | node_1366765_51_15314052_766 | 0.033 | unb_TAPWIRE_OH | 8104302 | no | no |  |  | no |  |  | 0 | 0 | 0 | 0
oh_line_TAP_OH_902626 |  | AN | node_8104302_200848941 | node_1368526_797_15307420_159 | 0.033 | unb_TAPWIRE_OH | 8104302 | no | no |  |  | no |  |  | 0 | 0 | 0 | 0
oh_line_TAP_OH_902628 |  | ABCN | node_8104302_200848945 | node_1372934_136_15307601_339 | 0.033 | unb_TAPWIRE_OH | 8104302 | no | no |  |  | no |  |  | 0 | 0 | 0 | 0
oh_line_TAP_OH_902630 |  | ABCN | node_8104302_200848954 | node_1371706_94_15307803_126 | 0.033 | unb_TAPWIRE_OH | 8104302 | no | no |  |  | no |  |  | 0 | 0 | 0 | 0
oh_line_TAP_OH_902631 |  | AN | node_8104302_200848959 | node_1371048_155_15307432_598 | 0.033 | unb_TAPWIRE_OH | 8104302 | no | no |  |  | no |  |  | 0 | 0 | 0 | 0
oh_line_TAP_OH_902632 |  | ABCN | node_8104302_200848960 | node_1370976_562_15307750_896 | 0.033 | unb_TAPWIRE_OH | 8104302 | no | no |  |  | no |  |  | 0 | 0 | 0 | 0
oh_line_TAP_OH_902633 |  | ABCN | node_8104302_200848964 | node_1370158_264_15307766_07 | 0.033 | unb_TAPWIRE_OH | 8104302 | no | no |  |  | no |  |  | 0 | 0 | 0 | 0
oh_line_TAP_OH_902634 |  | ABCN | node_8104302_200848970 | node_1369464_286_15307710_785 | 0.033 | unb_TAPWIRE_OH | 8104302 | no | no |  |  | no |  |  | 0 | 0 | 0 | 0
oh_line_TAP_OH_902635 |  | AN | node_8104302_200848975 | node_1368602_936_15307624_726 | 0.033 | unb_TAPWIRE_OH | 8104302 | no | no |  |  | no |  |  | 0 | 0 | 0 | 0
oh_line_TAP_OH_902636 |  | ABCN | node_8104302_200848979 | node_1369098_023_15307411_61 | 0.033 | unb_TAPWIRE_OH | 8104302 | no | no |  |  | no |  |  | 0 | 0 | 0 | 0
oh_line_TAP_OH_902637 |  | ABCN | node_8104302_200848981 | node_1368980_128_15307065_273 | 0.033 | unb_TAPWIRE_OH | 8104302 | no | no |  |  | no |  |  | 0 | 0 | 0 | 0
oh_line_TAP_OH_902639 |  | AN | node_8104302_200848983 | node_1368960_085_15306945_292 | 0.033 | unb_TAPWIRE_OH | 8104302 | no | no |  |  | no |  |  | 0 | 0 | 0 | 0
oh_line_TAP_OH_902640 |  | AN | node_8104302_200848984 | node_1368925_636_15306699_439 | 0.033 | unb_TAPWIRE_OH | 8104302 | no | no |  |  | no |  |  | 0 | 0 | 0 | 0
oh_line_TAP_OH_902642 |  | AN | node_8104302_200848995 | node_1370594_395_15311384_391 | 0.033 | unb_TAPWIRE_OH | 8104302 | no | no |  |  | no |  |  | 0 | 0 | 0 | 0
oh_line_TAP_OH_902643 |  | AN | node_8104302_200848997 | node_1369904_164_15311457_483 | 0.033 | unb_TAPWIRE_OH | 8104302 | no | no |  |  | no |  |  | 0 | 0 | 0 | 0
oh_line_TAP_OH_902644 |  | AN | node_8104302_200849000 | node_1370843_488_15312092_507 | 0.033 | unb_TAPWIRE_OH | 8104302 | no | no |  |  | no |  |  | 0 | 0 | 0 | 0
oh_line_TAP_OH_902645 |  | AN | node_8104302_200849005 | node_1370569_983_15308977_575 | 0.033 | unb_TAPWIRE_OH | 8104302 | no | no |  |  | no |  |  | 0 | 0 | 0 | 0
oh_line_TAP_OH_902646 |  | AN | node_8104302_200849006 | node_1370990_316_15309221_621 | 0.033 | unb_TAPWIRE_OH | 8104302 | no | no |  |  | no |  |  | 0 | 0 | 0 | 0
oh_line_TAP_OH_902647 |  | AN | node_8104302_200849007 | node_1370951_339_15309684_981 | 0.033 | unb_TAPWIRE_OH | 8104302 | no | no |  |  | no |  |  | 0 | 0 | 0 | 0
oh_line_TAP_OH_902648 |  | AN | node_8104302_200849009 | node_1371314_381_15309639_378 | 0.033 | unb_TAPWIRE_OH | 8104302 | no | no |  |  | no |  |  | 0 | 0 | 0 | 0
oh_line_TAP_OH_902649 |  | AN | node_8104302_200849011 | node_1370954_914_15310200_471 | 0.033 | unb_TAPWIRE_OH | 8104302 | no | no |  |  | no |  |  | 0 | 0 | 0 | 0
oh_line_TAP_OH_902650 |  | AN | node_8104302_200849013 | node_1370550_832_15310253_747 | 0.033 | unb_TAPWIRE_OH | 8104302 | no | no |  |  | no |  |  | 0 | 0 | 0 | 0
oh_line_TAP_OH_902651 |  | AN | node_8104302_200849016 | node_1370933_2_15310744_599 | 0.033 | unb_TAPWIRE_OH | 8104302 | no | no |  |  | no |  |  | 0 | 0 | 0 | 0
oh_line_TAP_OH_902670 |  | ABN | node_8104302_200849105 | node_1359734_156_15310899_121 | 0.033 | unb_TAPWIRE_OH | 8104302 | no | no |  |  | no |  |  | 0 | 0 | 0 | 0
oh_line_TAP_OH_902671 |  | AN | node_8104302_200849107 | node_1357391_621_15310549_679 | 0.033 | unb_TAPWIRE_OH | 8104302 | no | no |  |  | no |  |  | 0 | 0 | 0 | 0
oh_line_TAP_OH_902672 |  | AN | node_8104302_200849110 | node_1356968_358_15310363_615 | 0.033 | unb_TAPWIRE_OH | 8104302 | no | no |  |  | no |  |  | 0 | 0 | 0 | 0
oh_line_TAP_OH_902673 |  | AN | node_8104302_200849111 | node_1357067_354_15310704_206 | 0.033 | unb_TAPWIRE_OH | 8104302 | no | no |  |  | no |  |  | 0 | 0 | 0 | 0
oh_line_TAP_OH_902674 |  | AN | node_8104302_200849113 | node_1357045_305_15311436_863 | 0.033 | unb_TAPWIRE_OH | 8104302 | no | no |  |  | no |  |  | 0 | 0 | 0 | 0
oh_line_TAP_OH_902675 |  | AN | node_8104302_200849115 | node_1359390_163_15311004_451 | 0.033 | unb_TAPWIRE_OH | 8104302 | no | no |  |  | no |  |  | 0 | 0 | 0 | 0
oh_line_TAP_OH_902676 |  | AN | node_8104302_200849120 | node_1359285_396_15311480_032 | 0.033 | unb_TAPWIRE_OH | 8104302 | no | no |  |  | no |  |  | 0 | 0 | 0 | 0
oh_line_TAP_OH_902677 |  | AN | node_8104302_200849125 | node_1358954_096_15310991_346 | 0.033 | unb_TAPWIRE_OH | 8104302 | no | no |  |  | no |  |  | 0 | 0 | 0 | 0
oh_line_TAP_OH_902678 |  | AN | node_8104302_200849128 | node_1358560_256_15310893_529 | 0.033 | unb_TAPWIRE_OH | 8104302 | no | no |  |  | no |  |  | 0 | 0 | 0 | 0
oh_line_TAP_OH_902679 |  | AN | node_8104302_200849129 | node_1358307_355_15310919_962 | 0.033 | unb_TAPWIRE_OH | 8104302 | no | no |  |  | no |  |  | 0 | 0 | 0 | 0
oh_line_TAP_OH_902680 |  | AN | node_8104302_200849132 | node_1357883_589_15310740_043 | 0.033 | unb_TAPWIRE_OH | 8104302 | no | no |  |  | no |  |  | 0 | 0 | 0 | 0
oh_line_TAP_OH_902681 |  | AN | node_8104302_200849133 | node_1357850_839_15311036_401 | 0.033 | unb_TAPWIRE_OH | 8104302 | no | no |  |  | no |  |  | 0 | 0 | 0 | 0
oh_line_TAP_OH_902682 |  | AN | node_8104302_200849135 | node_1357671_454_15310667_171 | 0.033 | unb_TAPWIRE_OH | 8104302 | no | no |  |  | no |  |  | 0 | 0 | 0 | 0
oh_line_TAP_OH_902896 |  | AN | node_8104302_200850081 | node_1362498_307_15303083_314 | 0.033 | unb_TAPWIRE_OH | 8104302 | no | no |  |  | no |  |  | 0 | 0 | 0 | 0
oh_line_TAP_OH_902917 |  | ABCN | node_8104302_200850145 | node_1361057_089_15303503_826 | 0.033 | unb_TAPWIRE_OH | 8104302 | no | no |  |  | no |  |  | 0 | 0 | 0 | 0
oh_line_TAP_OH_902918 |  | ABCN | node_8104302_200850147 | node_1360897_766_15303231_508 | 0.033 | unb_TAPWIRE_OH | 8104302 | no | no |  |  | no |  |  | 0 | 0 | 0 | 0
oh_line_TAP_OH_902919 |  | AN | node_8104302_200850151 | node_1360583_796_15302744_748 | 0.033 | unb_TAPWIRE_OH | 8104302 | no | no |  |  | no |  |  | 0 | 0 | 0 | 0
oh_line_TAP_OH_902920 |  | ABN | node_8104302_200850156 | node_1360619_319_15303847_459 | 0.033 | unb_TAPWIRE_OH | 8104302 | no | no |  |  | no |  |  | 0 | 0 | 0 | 0
oh_line_TAP_OH_902921 |  | ABN | node_8104302_200850161 | node_1360707_979_15303500_31 | 0.033 | unb_TAPWIRE_OH | 8104302 | no | no |  |  | no |  |  | 0 | 0 | 0 | 0
oh_line_TAP_OH_902922 |  | ABN | node_8104302_200850164 | node_1360259_728_15303755_196 | 0.033 | unb_TAPWIRE_OH | 8104302 | no | no |  |  | no |  |  | 0 | 0 | 0 | 0
oh_line_TAP_OH_902923 |  | ABN | node_8104302_200850167 | node_1359803_122_15303977_08 | 0.033 | unb_TAPWIRE_OH | 8104302 | no | no |  |  | no |  |  | 0 | 0 | 0 | 0
oh_line_TAP_OH_902928 |  | ABCN | node_8104302_200850235 | node_1361987_973_15302838_824 | 0.033 | unb_TAPWIRE_OH | 8104302 | no | no |  |  | no |  |  | 0 | 0 | 0 | 0
oh_line_TAP_OH_902929 |  | AN | node_8104302_200850251 | node_1360470_323_15302284_626 | 0.033 | unb_TAPWIRE_OH | 8104302 | no | no |  |  | no |  |  | 0 | 0 | 0 | 0
oh_line_TAP_OH_902930 |  | AN | node_8104302_200850254 | node_1359842_238_15303292_406 | 0.033 | unb_TAPWIRE_OH | 8104302 | no | no |  |  | no |  |  | 0 | 0 | 0 | 0
oh_line_TAP_OH_902931 |  | AN | node_8104302_200850258 | node_1359887_385_15302221_55 | 0.033 | unb_TAPWIRE_OH | 8104302 | no | no |  |  | no |  |  | 0 | 0 | 0 | 0
oh_line_TAP_OH_902932 |  | AN | node_8104302_200850263 | node_1359687_007_15302900_902 | 0.033 | unb_TAPWIRE_OH | 8104302 | no | no |  |  | no |  |  | 0 | 0 | 0 | 0
oh_line_TAP_OH_902935 |  | AN | node_8104302_200850273 | node_1362759_875_15306372_463 | 0.033 | unb_TAPWIRE_OH | 8104302 | no | no |  |  | no |  |  | 0 | 0 | 0 | 0
oh_line_TAP_OH_902936 |  | AN | node_8104302_200850276 | node_1362273_263_15306540_094 | 0.033 | unb_TAPWIRE_OH | 8104302 | no | no |  |  | no |  |  | 0 | 0 | 0 | 0
oh_line_TAP_OH_902937 |  | AN | node_8104302_200850279 | node_1361869_404_15306968_611 | 0.033 | unb_TAPWIRE_OH | 8104302 | no | no |  |  | no |  |  | 0 | 0 | 0 | 0
oh_line_TAP_OH_902938 |  | AN | node_8104302_200850280 | node_1361672_303_15307144_377 | 0.033 | unb_TAPWIRE_OH | 8104302 | no | no |  |  | no |  |  | 0 | 0 | 0 | 0
oh_line_TAP_OH_902939 |  | AN | node_8104302_200850282 | node_1361543_406_15307278_132 | 0.033 | unb_TAPWIRE_OH | 8104302 | no | no |  |  | no |  |  | 0 | 0 | 0 | 0
oh_line_TAP_OH_902969 |  | AN | node_8104302_200850366 | node_1360317_846_15302939_718 | 0.033 | unb_TAPWIRE_OH | 8104302 | no | no |  |  | no |  |  | 0 | 0 | 0 | 0
oh_line_TAP_OH_902970 |  | AN | node_8104302_200850367 | node_1360262_5_15302745_955 | 0.033 | unb_TAPWIRE_OH | 8104302 | no | no |  |  | no |  |  | 0 | 0 | 0 | 0
oh_line_TAP_OH_902971 |  | AN | node_8104302_200850374 | node_1360418_24_15303348_427 | 0.033 | unb_TAPWIRE_OH | 8104302 | no | no |  |  | no |  |  | 0 | 0 | 0 | 0
oh_line_TAP_OH_902972 |  | AN | node_8104302_200850377 | node_1359976_869_15303598_278 | 0.033 | unb_TAPWIRE_OH | 8104302 | no | no |  |  | no |  |  | 0 | 0 | 0 | 0
oh_line_TAP_OH_902973 |  | AN | node_8104302_200850379 | node_1359654_56_15303754_939 | 0.033 | unb_TAPWIRE_OH | 8104302 | no | no |  |  | no |  |  | 0 | 0 | 0 | 0
oh_line_TAP_OH_902974 |  | AN | node_8104302_200850381 | node_1359487_832_15303807_437 | 0.033 | unb_TAPWIRE_OH | 8104302 | no | no |  |  | no |  |  | 0 | 0 | 0 | 0
oh_line_TAP_OH_902977 |  | AN | node_8104302_200850393 | node_1359383_28_15302217_644 | 0.033 | unb_TAPWIRE_OH | 8104302 | no | no |  |  | no |  |  | 0 | 0 | 0 | 0
oh_line_TAP_OH_902978 |  | AN | node_8104302_200850397 | node_1359401_318_15303324_992 | 0.033 | unb_TAPWIRE_OH | 8104302 | no | no |  |  | no |  |  | 0 | 0 | 0 | 0
oh_line_TAP_OH_902979 |  | AN | node_8104302_200850400 | node_1359312_943_15302808_91 | 0.033 | unb_TAPWIRE_OH | 8104302 | no | no |  |  | no |  |  | 0 | 0 | 0 | 0
oh_line_TAP_OH_902996 |  | AN | node_8104302_200850471 | node_1360465_816_15304351_815 | 0.033 | unb_TAPWIRE_OH | 8104302 | no | no |  |  | no |  |  | 0 | 0 | 0 | 0
oh_line_TAP_OH_902997 |  | AN | node_8104302_200850472 | node_1360381_905_15304188_36 | 0.033 | unb_TAPWIRE_OH | 8104302 | no | no |  |  | no |  |  | 0 | 0 | 0 | 0
oh_line_TAP_OH_902998 |  | ABN | node_8104302_200850473 | node_1360375_171_15304612_469 | 0.033 | unb_TAPWIRE_OH | 8104302 | no | no |  |  | no |  |  | 0 | 0 | 0 | 0
oh_line_TAP_OH_902999 |  | ABN | node_8104302_200850476 | node_1360030_066_15304916_501 | 0.033 | unb_TAPWIRE_OH | 8104302 | no | no |  |  | no |  |  | 0 | 0 | 0 | 0
oh_line_TAP_OH_903000 |  | ABN | node_8104302_200850481 | node_1360014_587_15305385_411 | 0.033 | unb_TAPWIRE_OH | 8104302 | no | no |  |  | no |  |  | 0 | 0 | 0 | 0
oh_line_TAP_OH_903001 |  | ABCN | node_8104302_200850484 | node_1361380_693_15304549_139 | 0.033 | unb_TAPWIRE_OH | 8104302 | no | no |  |  | no |  |  | 0 | 0 | 0 | 0
oh_line_TAP_OH_903002 |  | ABN | node_8104302_200850488 | node_1360799_397_15304599_432 | 0.033 | unb_TAPWIRE_OH | 8104302 | no | no |  |  | no |  |  | 0 | 0 | 0 | 0
oh_line_TAP_OH_903003 |  | ABN | node_8104302_200850491 | node_1361793_928_15304489_292 | 0.033 | unb_TAPWIRE_OH | 8104302 | no | no |  |  | no |  |  | 0 | 0 | 0 | 0
oh_line_TAP_OH_903004 |  | AN | node_8104302_200850495 | node_1361913_801_15305030_098 | 0.033 | unb_TAPWIRE_OH | 8104302 | no | no |  |  | no |  |  | 0 | 0 | 0 | 0
oh_line_TAP_OH_903020 |  | AN | node_8104302_200850551 | node_1360064_681_15303152_736 | 0.033 | unb_TAPWIRE_OH | 8104302 | no | no |  |  | no |  |  | 0 | 0 | 0 | 0
oh_line_TAP_OH_903021 |  | AN | node_8104302_200850554 | node_1359943_939_15302662_095 | 0.033 | unb_TAPWIRE_OH | 8104302 | no | no |  |  | no |  |  | 0 | 0 | 0 | 0
oh_line_TAP_OH_903022 |  | AN | node_8104302_200850557 | node_1359261_954_15303583_789 | 0.033 | unb_TAPWIRE_OH | 8104302 | no | no |  |  | no |  |  | 0 | 0 | 0 | 0
oh_line_TAP_OH_903040 |  | AN | node_8104302_200850633 | node_1364363_518_15306022_611 | 0.033 | unb_TAPWIRE_OH | 8104302 | no | no |  |  | no |  |  | 0 | 0 | 0 | 0
oh_line_TAP_OH_903041 |  | ABCN | node_8104302_200850636 | node_1366859_101_15306965_119 | 0.033 | unb_TAPWIRE_OH | 8104302 | no | no |  |  | no |  |  | 0 | 0 | 0 | 0
oh_line_TAP_OH_903042 |  | ABCN | node_8104302_200850639 | node_1366312_076_15306656_466 | 0.033 | unb_TAPWIRE_OH | 8104302 | no | no |  |  | no |  |  | 0 | 0 | 0 | 0
oh_line_TAP_OH_903043 |  | ABCN | node_8104302_200850640 | node_1366201_856_15306400_196 | 0.033 | unb_TAPWIRE_OH | 8104302 | no | no |  |  | no |  |  | 0 | 0 | 0 | 0
oh_line_TAP_OH_903044 |  | ABCN | node_8104302_200850643 | node_1366006_537_15306295_428 | 0.033 | unb_TAPWIRE_OH | 8104302 | no | no |  |  | no |  |  | 0 | 0 | 0 | 0
oh_line_TAP_OH_903045 |  | ABCN | node_8104302_200850646 | node_1365796_75_15306048_106 | 0.033 | unb_TAPWIRE_OH | 8104302 | no | no |  |  | no |  |  | 0 | 0 | 0 | 0
oh_line_TAP_OH_903046 |  | ABCN | node_8104302_200850651 | node_1365448_875_15305890_844 | 0.033 | unb_TAPWIRE_OH | 8104302 | no | no |  |  | no |  |  | 0 | 0 | 0 | 0
oh_line_TAP_OH_903047 |  | AN | node_8104302_200850653 | node_1365316_438_15306172_071 | 0.033 | unb_TAPWIRE_OH | 8104302 | no | no |  |  | no |  |  | 0 | 0 | 0 | 0
oh_line_TAP_OH_903048 |  | ABCN | node_8104302_200850655 | node_1365128_186_15305748_271 | 0.033 | unb_TAPWIRE_OH | 8104302 | no | no |  |  | no |  |  | 0 | 0 | 0 | 0
oh_line_TAP_OH_903049 |  | ABCN | node_8104302_200850657 | node_1364669_111_15305832_821 | 0.033 | unb_TAPWIRE_OH | 8104302 | no | no |  |  | no |  |  | 0 | 0 | 0 | 0
oh_line_TAP_OH_903050 |  | ABCN | node_8104302_200850661 | node_1363951_367_15305803_124 | 0.033 | unb_TAPWIRE_OH | 8104302 | no | no |  |  | no |  |  | 0 | 0 | 0 | 0
oh_line_TAP_OH_903051 |  | ABCN | node_8104302_200850663 | node_1363521_964_15305721_586 | 0.033 | unb_TAPWIRE_OH | 8104302 | no | no |  |  | no |  |  | 0 | 0 | 0 | 0
oh_line_TAP_OH_903052 |  | AN | node_8104302_200850664 | node_1363532_824_15306089_866 | 0.033 | unb_TAPWIRE_OH | 8104302 | no | no |  |  | no |  |  | 0 | 0 | 0 | 0
oh_line_TAP_OH_903053 |  | ABCN | node_8104302_200850667 | node_1363065_03_15305783_091 | 0.033 | unb_TAPWIRE_OH | 8104302 | no | no |  |  | no |  |  | 0 | 0 | 0 | 0
oh_line_TAP_OH_903054 |  | ABCN | node_8104302_200850671 | node_1368113_061_15307207_714 | 0.033 | unb_TAPWIRE_OH | 8104302 | no | no |  |  | no |  |  | 0 | 0 | 0 | 0
oh_line_TAP_OH_903055 |  | ABCN | node_8104302_200850672 | node_1367869_657_15307158_752 | 0.033 | unb_TAPWIRE_OH | 8104302 | no | no |  |  | no |  |  | 0 | 0 | 0 | 0
oh_line_TAP_OH_903056 |  | ABCN | node_8104302_200850673 | node_1367622_823_15307115_311 | 0.033 | unb_TAPWIRE_OH | 8104302 | no | no |  |  | no |  |  | 0 | 0 | 0 | 0
oh_line_TAP_OH_903064 |  | AN | node_8104302_200850708 | node_1361531_238_15304813_013 | 0.033 | unb_TAPWIRE_OH | 8104302 | no | no |  |  | no |  |  | 0 | 0 | 0 | 0
oh_line_TAP_OH_903065 |  | AN | node_8104302_200850711 | node_1361523_626_15305249_255 | 0.033 | unb_TAPWIRE_OH | 8104302 | no | no |  |  | no |  |  | 0 | 0 | 0 | 0
oh_line_TAP_OH_903066 |  | AN | node_8104302_200850714 | node_1361816_786_15305527_857 | 0.033 | unb_TAPWIRE_OH | 8104302 | no | no |  |  | no |  |  | 0 | 0 | 0 | 0
oh_line_TAP_OH_903067 |  | AN | node_8104302_200850716 | node_1361501_216_15305525_747 | 0.033 | unb_TAPWIRE_OH | 8104302 | no | no |  |  | no |  |  | 0 | 0 | 0 | 0
oh_line_TAP_OH_903098 |  | AN | node_8104302_200850790 | node_1364923_971_15313215_663 | 0.033 | unb_TAPWIRE_OH | 8104302 | no | no |  |  | no |  |  | 0 | 0 | 0 | 0
oh_line_TAP_OH_903099 |  | AN | node_8104302_200850793 | node_1365011_988_15310762_84 | 0.033 | unb_TAPWIRE_OH | 8104302 | no | no |  |  | no |  |  | 0 | 0 | 0 | 0
oh_line_TAP_OH_903100 |  | AN | node_8104302_200850797 | node_1364972_879_15312167_916 | 0.033 | unb_TAPWIRE_OH | 8104302 | no | no |  |  | no |  |  | 0 | 0 | 0 | 0
oh_line_TAP_OH_903101 |  | AN | node_8104302_200850798 | node_1364968_128_15312545_45 | 0.033 | unb_TAPWIRE_OH | 8104302 | no | no |  |  | no |  |  | 0 | 0 | 0 | 0
oh_line_TAP_OH_903104 |  | AN | node_8104302_200850818 | node_1361138_176_15305054_312 | 0.033 | unb_TAPWIRE_OH | 8104302 | no | no |  |  | no |  |  | 0 | 0 | 0 | 0
oh_line_TAP_OH_903105 |  | AN | node_8104302_200850820 | node_1360998_14_15304881_984 | 0.033 | unb_TAPWIRE_OH | 8104302 | no | no |  |  | no |  |  | 0 | 0 | 0 | 0
oh_line_TAP_OH_903106 |  | AN | node_8104302_200850822 | node_1360679_216_15304871_189 | 0.033 | unb_TAPWIRE_OH | 8104302 | no | no |  |  | no |  |  | 0 | 0 | 0 | 0
oh_line_TAP_OH_903107 |  | AN | node_8104302_200850824 | node_1360364_114_15304926_162 | 0.033 | unb_TAPWIRE_OH | 8104302 | no | no |  |  | no |  |  | 0 | 0 | 0 | 0
oh_line_TAP_OH_903108 |  | AN | node_8104302_200850825 | node_1360352_487_15305148_61 | 0.033 | unb_TAPWIRE_OH | 8104302 | no | no |  |  | no |  |  | 0 | 0 | 0 | 0
oh_line_TAP_OH_903128 |  | AN | node_8104302_200850890 | node_1357724_855_15308954_318 | 0.033 | unb_TAPWIRE_OH | 8104302 | no | no |  |  | no |  |  | 0 | 0 | 0 | 0
oh_line_TAP_OH_903129 |  | AN | node_8104302_200850893 | node_1357339_76_15309290_226 | 0.033 | unb_TAPWIRE_OH | 8104302 | no | no |  |  | no |  |  | 0 | 0 | 0 | 0
oh_line_TAP_OH_903130 |  | AN | node_8104302_200850895 | node_1357107_363_15309601_604 | 0.033 | unb_TAPWIRE_OH | 8104302 | no | no |  |  | no |  |  | 0 | 0 | 0 | 0
oh_line_TAP_OH_903132 |  | AN | node_8104302_200850911 | node_1360214_448_15305204_073 | 0.033 | unb_TAPWIRE_OH | 8104302 | no | no |  |  | no |  |  | 0 | 0 | 0 | 0
oh_line_TAP_OH_903133 |  | AN | node_8104302_200850914 | node_1360766_416_15305194_632 | 0.033 | unb_TAPWIRE_OH | 8104302 | no | no |  |  | no |  |  | 0 | 0 | 0 | 0
oh_line_TAP_OH_903147 |  | ABN | node_8104302_200850994 | node_1363147_945_15310357_292 | 0.033 | unb_TAPWIRE_OH | 8104302 | no | no |  |  | no |  |  | 0 | 0 | 0 | 0
oh_line_TAP_OH_903148 |  | ABN | node_8104302_200850995 | node_1361081_403_15311031_016 | 0.033 | unb_TAPWIRE_OH | 8104302 | no | no |  |  | no |  |  | 0 | 0 | 0 | 0
oh_line_TAP_OH_903149 |  | ABN | node_8104302_200850996 | node_1360830_967_15311014_887 | 0.033 | unb_TAPWIRE_OH | 8104302 | no | no |  |  | no |  |  | 0 | 0 | 0 | 0
oh_line_TAP_OH_903150 |  | ABN | node_8104302_200850997 | node_1360729_307_15311007_808 | 0.033 | unb_TAPWIRE_OH | 8104302 | no | no |  |  | no |  |  | 0 | 0 | 0 | 0
oh_line_TAP_OH_903151 |  | ABN | node_8104302_200850998 | node_1360518_914_15310931_915 | 0.033 | unb_TAPWIRE_OH | 8104302 | no | no |  |  | no |  |  | 0 | 0 | 0 | 0
oh_line_TAP_OH_903152 |  | ABN | node_8104302_200851000 | node_1360208_026_15310919_105 | 0.033 | unb_TAPWIRE_OH | 8104302 | no | no |  |  | no |  |  | 0 | 0 | 0 | 0
oh_line_TAP_OH_903153 |  | ABN | node_8104302_200851005 | node_1362760_578_15310486_57 | 0.033 | unb_TAPWIRE_OH | 8104302 | no | no |  |  | no |  |  | 0 | 0 | 0 | 0
oh_line_TAP_OH_903154 |  | ABN | node_8104302_200851010 | node_1361900_126_15310963_041 | 0.033 | unb_TAPWIRE_OH | 8104302 | no | no |  |  | no |  |  | 0 | 0 | 0 | 0
oh_line_TAP_OH_903156 |  | ABN | node_8104302_200851012 | node_1361323_402_15311066_854 | 0.033 | unb_TAPWIRE_OH | 8104302 | no | no |  |  | no |  |  | 0 | 0 | 0 | 0
oh_line_TAP_OH_903417 |  | AN | node_8104302_200852106 | node_1356822_297_15310111_059 | 0.033 | unb_TAPWIRE_OH | 8104302 | no | no |  |  | no |  |  | 0 | 0 | 0 | 0
oh_line_TAP_OH_903418 |  | AN | node_8104302_200852108 | node_1356505_273_15310113_425 | 0.033 | unb_TAPWIRE_OH | 8104302 | no | no |  |  | no |  |  | 0 | 0 | 0 | 0
oh_line_TAP_OH_903419 |  | AN | node_8104302_200852111 | node_1356507_82_15310741_859 | 0.033 | unb_TAPWIRE_OH | 8104302 | no | no |  |  | no |  |  | 0 | 0 | 0 | 0
oh_line_TAP_OH_903420 |  | AN | node_8104302_200852112 | node_1356512_456_15311064_083 | 0.033 | unb_TAPWIRE_OH | 8104302 | no | no |  |  | no |  |  | 0 | 0 | 0 | 0
oh_line_TAP_OH_903421 |  | AN | node_8104302_200852115 | node_1356170_108_15310169_872 | 0.033 | unb_TAPWIRE_OH | 8104302 | no | no |  |  | no |  |  | 0 | 0 | 0 | 0
oh_line_TAP_OH_903422 |  | AN | node_8104302_200852119 | node_1355406_457_15310396_144 | 0.033 | unb_TAPWIRE_OH | 8104302 | no | no |  |  | no |  |  | 0 | 0 | 0 | 0
oh_line_TAP_OH_903423 |  | AN | node_8104302_200852124 | node_1355015_762_15310336_215 | 0.033 | unb_TAPWIRE_OH | 8104302 | no | no |  |  | no |  |  | 0 | 0 | 0 | 0
oh_line_TAP_OH_903425 |  | ABCN | node_8104302_200852132 | node_1362830_469_15304281_681 | 0.033 | unb_TAPWIRE_OH | 8104302 | no | no |  |  | no |  |  | 0 | 0 | 0 | 0
oh_line_TAP_OH_903426 |  | ABCN | node_8104302_200852133 | node_1362593_673_15304277_415 | 0.033 | unb_TAPWIRE_OH | 8104302 | no | no |  |  | no |  |  | 0 | 0 | 0 | 0
oh_line_TAP_OH_903427 |  | AN | node_8104302_200852137 | node_1362045_424_15304154_538 | 0.033 | unb_TAPWIRE_OH | 8104302 | no | no |  |  | no |  |  | 0 | 0 | 0 | 0
oh_line_TAP_OH_903428 |  | ABCN | node_8104302_200852140 | node_1361466_43_15304247_196 | 0.033 | unb_TAPWIRE_OH | 8104302 | no | no |  |  | no |  |  | 0 | 0 | 0 | 0
oh_line_TAP_OH_903429 |  | ABCN | node_8104302_200852142 | node_1361039_493_15304227_745 | 0.033 | unb_TAPWIRE_OH | 8104302 | no | no |  |  | no |  |  | 0 | 0 | 0 | 0
oh_line_TAP_OH_903432 |  | ABCN | node_8104302_200852150 | node_1360273_925_15304250_257 | 0.033 | unb_TAPWIRE_OH | 8104302 | no | no |  |  | no |  |  | 0 | 0 | 0 | 0
oh_line_TAP_OH_903433 |  | ABCN | node_8104302_200852154 | node_1359750_83_15304545_233 | 0.033 | unb_TAPWIRE_OH | 8104302 | no | no |  |  | no |  |  | 0 | 0 | 0 | 0
oh_line_TAP_OH_903434 |  | ABCN | node_8104302_200852159 | node_1359037_334_15304960_333 | 0.033 | unb_TAPWIRE_OH | 8104302 | no | no |  |  | no |  |  | 0 | 0 | 0 | 0
oh_line_TAP_OH_903435 |  | ABCN | node_8104302_200852161 | node_1358650_17_15305194_094 | 0.033 | unb_TAPWIRE_OH | 8104302 | no | no |  |  | no |  |  | 0 | 0 | 0 | 0
oh_line_TAP_OH_903436 |  | ABCN | node_8104302_200852171 | node_1363423_95_15310531_328 | 0.033 | unb_TAPWIRE_OH | 8104302 | no | no |  |  | no |  |  | 0 | 0 | 0 | 0
oh_line_TAP_OH_903437 |  | ABCN | node_8104302_200852175 | node_1363379_921_15311124_812 | 0.033 | unb_TAPWIRE_OH | 8104302 | no | no |  |  | no |  |  | 0 | 0 | 0 | 0
oh_line_TAP_OH_903438 |  | ABCN | node_8104302_200852178 | node_1363438_316_15311504_662 | 0.033 | unb_TAPWIRE_OH | 8104302 | no | no |  |  | no |  |  | 0 | 0 | 0 | 0
oh_line_TAP_OH_903439 |  | ABCN | node_8104302_200852180 | node_1363468_491_15311734_017 | 0.033 | unb_TAPWIRE_OH | 8104302 | no | no |  |  | no |  |  | 0 | 0 | 0 | 0
oh_line_TAP_OH_903440 |  | ABCN | node_8104302_200852182 | node_1363484_136_15311943_499 | 0.033 | unb_TAPWIRE_OH | 8104302 | no | no |  |  | no |  |  | 0 | 0 | 0 | 0
oh_line_TAP_OH_903441 |  | AN | node_8104302_200852186 | node_1363105_209_15312148_128 | 0.033 | unb_TAPWIRE_OH | 8104302 | no | no |  |  | no |  |  | 0 | 0 | 0 | 0
oh_line_TAP_OH_903443 |  | ABCN | node_8104302_200852189 | node_1363625_055_15312293_056 | 0.033 | unb_TAPWIRE_OH | 8104302 | no | no |  |  | no |  |  | 0 | 0 | 0 | 0
oh_line_TAP_OH_903444 |  | ABCN | node_8104302_200852195 | node_1363483_22_15312707_869 | 0.033 | unb_TAPWIRE_OH | 8104302 | no | no |  |  | no |  |  | 0 | 0 | 0 | 0
oh_line_TAP_OH_903445 |  | ABCN | node_8104302_200852201 | node_1363432_054_15313286_903 | 0.033 | unb_TAPWIRE_OH | 8104302 | no | no |  |  | no |  |  | 0 | 0 | 0 | 0
oh_line_TAP_OH_903446 |  | ABCN | node_8104302_200852203 | node_1363433_506_15313627_498 | 0.033 | unb_TAPWIRE_OH | 8104302 | no | no |  |  | no |  |  | 0 | 0 | 0 | 0
oh_line_TAP_OH_903447 |  | ABCN | node_8104302_200852205 | node_1363311_407_15313976_492 | 0.033 | unb_TAPWIRE_OH | 8104302 | no | no |  |  | no |  |  | 0 | 0 | 0 | 0
oh_line_TAP_OH_903466 |  | ABCN | node_8104302_200852267 | node_1362790_79_15302765_713 | 0.033 | unb_TAPWIRE_OH | 8104302 | no | no |  |  | no |  |  | 0 | 0 | 0 | 0
oh_line_TAP_OH_903467 |  | ABCN | node_8104302_200852276 | node_1363017_069_15304009_256 | 0.033 | unb_TAPWIRE_OH | 8104302 | no | no |  |  | no |  |  | 0 | 0 | 0 | 0
oh_line_TAP_OH_903468 |  | ABCN | node_8104302_200852282 | node_1363050_308_15304590_496 | 0.033 | unb_TAPWIRE_OH | 8104302 | no | no |  |  | no |  |  | 0 | 0 | 0 | 0
oh_line_TAP_OH_903469 |  | ABCN | node_8104302_200852288 | node_1363052_436_15305215_395 | 0.033 | unb_TAPWIRE_OH | 8104302 | no | no |  |  | no |  |  | 0 | 0 | 0 | 0
oh_line_TAP_OH_903471 |  | ABCN | node_8104302_200852297 | node_1362984_995_15306345_624 | 0.033 | unb_TAPWIRE_OH | 8104302 | no | no |  |  | no |  |  | 0 | 0 | 0 | 0
oh_line_TAP_OH_903472 |  | ABCN | node_8104302_200852299 | node_1362939_547_15306763_947 | 0.033 | unb_TAPWIRE_OH | 8104302 | no | no |  |  | no |  |  | 0 | 0 | 0 | 0
oh_line_TAP_OH_903473 |  | ABCN | node_8104302_200852301 | node_1362874_533_15307172_016 | 0.033 | unb_TAPWIRE_OH | 8104302 | no | no |  |  | no |  |  | 0 | 0 | 0 | 0
oh_line_TAP_OH_903474 |  | ABCN | node_8104302_200852304 | node_1362847_447_15307627_029 | 0.033 | unb_TAPWIRE_OH | 8104302 | no | no |  |  | no |  |  | 0 | 0 | 0 | 0
oh_line_TAP_OH_903475 |  | ABCN | node_8104302_200852305 | node_1362876_257_15307843_926 | 0.033 | unb_TAPWIRE_OH | 8104302 | no | no |  |  | no |  |  | 0 | 0 | 0 | 0
oh_line_TAP_OH_903476 |  | ABCN | node_8104302_200852309 | node_1362956_07_15308067_903 | 0.033 | unb_TAPWIRE_OH | 8104302 | no | no |  |  | no |  |  | 0 | 0 | 0 | 0
oh_line_TAP_OH_903477 |  | ABCN | node_8104302_200852315 | node_1363097_966_15308491_326 | 0.033 | unb_TAPWIRE_OH | 8104302 | no | no |  |  | no |  |  | 0 | 0 | 0 | 0
oh_line_TAP_OH_903478 |  | ABCN | node_8104302_200852317 | node_1363163_62_15308893_448 | 0.033 | unb_TAPWIRE_OH | 8104302 | no | no |  |  | no |  |  | 0 | 0 | 0 | 0
oh_line_TAP_OH_903480 |  | ABCN | node_8104302_200852322 | node_1363256_546_15309468_665 | 0.033 | unb_TAPWIRE_OH | 8104302 | no | no |  |  | no |  |  | 0 | 0 | 0 | 0
oh_line_TAP_OH_903481 |  | ABCN | node_8104302_200852325 | node_1363331_805_15309914_499 | 0.033 | unb_TAPWIRE_OH | 8104302 | no | no |  |  | no |  |  | 0 | 0 | 0 | 0
oh_line_TAP_OH_903497 |  | ABN | node_8104302_200852382 | node_1362713_818_15308345_254 | 0.033 | unb_TAPWIRE_OH | 8104302 | no | no |  |  | no |  |  | 0 | 0 | 0 | 0
oh_line_TAP_OH_903498 |  | AN | node_8104302_200852384 | node_1362399_344_15308332_742 | 0.033 | unb_TAPWIRE_OH | 8104302 | no | no |  |  | no |  |  | 0 | 0 | 0 | 0
oh_line_TAP_OH_903499 |  | AN | node_8104302_200852390 | node_1360110_913_15309946_831 | 0.033 | unb_TAPWIRE_OH | 8104302 | no | no |  |  | no |  |  | 0 | 0 | 0 | 0
oh_line_TAP_OH_903500 |  | ABN | node_8104302_200852391 | node_1360127_321_15310139_156 | 0.033 | unb_TAPWIRE_OH | 8104302 | no | no |  |  | no |  |  | 0 | 0 | 0 | 0
oh_line_TAP_OH_903501 |  | ABN | node_8104302_200852394 | node_1360004_035_15310243_925 | 0.033 | unb_TAPWIRE_OH | 8104302 | no | no |  |  | no |  |  | 0 | 0 | 0 | 0
oh_line_TAP_OH_903502 |  | ABN | node_8104302_200852395 | node_1359997_269_15310403_888 | 0.033 | unb_TAPWIRE_OH | 8104302 | no | no |  |  | no |  |  | 0 | 0 | 0 | 0
oh_line_TAP_OH_903503 |  | ABN | node_8104302_200852397 | node_1359951_633_15310540_36 | 0.033 | unb_TAPWIRE_OH | 8104302 | no | no |  |  | no |  |  | 0 | 0 | 0 | 0
oh_line_TAP_OH_903504 |  | ABN | node_8104302_200852399 | node_1359943_536_15310686_964 | 0.033 | unb_TAPWIRE_OH | 8104302 | no | no |  |  | no |  |  | 0 | 0 | 0 | 0
oh_line_TAP_OH_903505 |  | ABN | node_8104302_200852401 | node_1359868_027_15310922_665 | 0.033 | unb_TAPWIRE_OH | 8104302 | no | no |  |  | no |  |  | 0 | 0 | 0 | 0
oh_line_TAP_OH_903506 |  | AN | node_8104302_200852403 | node_1361327_285_15307492_726 | 0.033 | unb_TAPWIRE_OH | 8104302 | no | no |  |  | no |  |  | 0 | 0 | 0 | 0
oh_line_TAP_OH_903507 |  | AN | node_8104302_200852407 | node_1362011_908_15308251_056 | 0.033 | unb_TAPWIRE_OH | 8104302 | no | no |  |  | no |  |  | 0 | 0 | 0 | 0
oh_line_TAP_OH_903508 |  | AN | node_8104302_200852410 | node_1361815_984_15308244_858 | 0.033 | unb_TAPWIRE_OH | 8104302 | no | no |  |  | no |  |  | 0 | 0 | 0 | 0
oh_line_TAP_OH_903509 |  | AN | node_8104302_200852414 | node_1361407_969_15308321_446 | 0.033 | unb_TAPWIRE_OH | 8104302 | no | no |  |  | no |  |  | 0 | 0 | 0 | 0
oh_line_TAP_OH_903510 |  | AN | node_8104302_200852415 | node_1361298_939_15308329_225 | 0.033 | unb_TAPWIRE_OH | 8104302 | no | no |  |  | no |  |  | 0 | 0 | 0 | 0
oh_line_TAP_OH_903511 |  | AN | node_8104302_200852416 | node_1361095_861_15308349_093 | 0.033 | unb_TAPWIRE_OH | 8104302 | no | no |  |  | no |  |  | 0 | 0 | 0 | 0
oh_line_TAP_OH_903512 |  | AN | node_8104302_200852418 | node_1361066_718_15308095_28 | 0.033 | unb_TAPWIRE_OH | 8104302 | no | no |  |  | no |  |  | 0 | 0 | 0 | 0
oh_line_TAP_OH_903513 |  | AN | node_8104302_200852421 | node_1361259_551_15307798_027 | 0.033 | unb_TAPWIRE_OH | 8104302 | no | no |  |  | no |  |  | 0 | 0 | 0 | 0
oh_line_TAP_OH_903514 |  | AN | node_8104302_200852422 | node_1361385_305_15307690_985 | 0.033 | unb_TAPWIRE_OH | 8104302 | no | no |  |  | no |  |  | 0 | 0 | 0 | 0
oh_line_TAP_OH_903515 |  | AN | node_8104302_200852426 | node_1360984_505_15308552_018 | 0.033 | unb_TAPWIRE_OH | 8104302 | no | no |  |  | no |  |  | 0 | 0 | 0 | 0
oh_line_TAP_OH_903516 |  | AN | node_8104302_200852428 | node_1360867_287_15308786_666 | 0.033 | unb_TAPWIRE_OH | 8104302 | no | no |  |  | no |  |  | 0 | 0 | 0 | 0
oh_line_TAP_OH_903517 |  | AN | node_8104302_200852431 | node_1361306_122_15308898_822 | 0.033 | unb_TAPWIRE_OH | 8104302 | no | no |  |  | no |  |  | 0 | 0 | 0 | 0
oh_line_TAP_OH_903518 |  | AN | node_8104302_200852432 | node_1361226_49_15308687_303 | 0.033 | unb_TAPWIRE_OH | 8104302 | no | no |  |  | no |  |  | 0 | 0 | 0 | 0
oh_line_TAP_OH_903519 |  | AN | node_8104302_200852433 | node_1360733_817_15309038_191 | 0.033 | unb_TAPWIRE_OH | 8104302 | no | no |  |  | no |  |  | 0 | 0 | 0 | 0
oh_line_TAP_OH_903520 |  | AN | node_8104302_200852438 | node_1360546_061_15309333_137 | 0.033 | unb_TAPWIRE_OH | 8104302 | no | no |  |  | no |  |  | 0 | 0 | 0 | 0
oh_line_TAP_OH_903521 |  | ABN | node_8104302_200852439 | node_1360544_868_15309398_435 | 0.033 | unb_TAPWIRE_OH | 8104302 | no | no |  |  | no |  |  | 0 | 0 | 0 | 0
oh_line_TAP_OH_903522 |  | ABN | node_8104302_200852441 | node_1360394_734_15309542_032 | 0.033 | unb_TAPWIRE_OH | 8104302 | no | no |  |  | no |  |  | 0 | 0 | 0 | 0
oh_line_TAP_OH_903523 |  | ABN | node_8104302_200852442 | node_1360286_403_15309729_066 | 0.033 | unb_TAPWIRE_OH | 8104302 | no | no |  |  | no |  |  | 0 | 0 | 0 | 0
oh_line_TAP_OH_903524 |  | ABN | node_8104302_200852443 | node_1360210_546_15309855_437 | 0.033 | unb_TAPWIRE_OH | 8104302 | no | no |  |  | no |  |  | 0 | 0 | 0 | 0
oh_line_TAP_OH_903525 |  | ABCN | node_8104302_200852444 | node_1363572_973_15310310_719 | 0.033 | unb_TAPWIRE_OH | 8104302 | no | no |  |  | no |  |  | 0 | 0 | 0 | 0
oh_line_TAP_OH_903526 |  | AN | node_8104302_200852448 | node_1367653_307_15310384_166 | 0.033 | unb_TAPWIRE_OH | 8104302 | no | no |  |  | no |  |  | 0 | 0 | 0 | 0
oh_line_TAP_OH_903527 |  | AN | node_8104302_200852449 | node_1367917_987_15310304_147 | 0.033 | unb_TAPWIRE_OH | 8104302 | no | no |  |  | no |  |  | 0 | 0 | 0 | 0
oh_line_TAP_OH_903528 |  | AN | node_8104302_200852451 | node_1368219_541_15310286_045 | 0.033 | unb_TAPWIRE_OH | 8104302 | no | no |  |  | no |  |  | 0 | 0 | 0 | 0
oh_line_TAP_OH_903530 |  | AN | node_8104302_200852455 | node_1369108_179_15310268_869 | 0.033 | unb_TAPWIRE_OH | 8104302 | no | no |  |  | no |  |  | 0 | 0 | 0 | 0
oh_line_TAP_OH_903531 |  | ABCN | node_8104302_200852457 | node_1364507_252_15310160_751 | 0.033 | unb_TAPWIRE_OH | 8104302 | no | no |  |  | no |  |  | 0 | 0 | 0 | 0
oh_line_TAP_OH_903532 |  | ABCN | node_8104302_200852460 | node_1365161_775_15310052_475 | 0.033 | unb_TAPWIRE_OH | 8104302 | no | no |  |  | no |  |  | 0 | 0 | 0 | 0
oh_line_TAP_OH_903535 |  | AN | node_8104302_200852469 | node_1366591_135_15310050_533 | 0.033 | unb_TAPWIRE_OH | 8104302 | no | no |  |  | no |  |  | 0 | 0 | 0 | 0
oh_line_TAP_OH_903536 |  | AN | node_8104302_200852470 | node_1366877_189_15310143_958 | 0.033 | unb_TAPWIRE_OH | 8104302 | no | no |  |  | no |  |  | 0 | 0 | 0 | 0
oh_line_TAP_OH_903537 |  | AN | node_8104302_200852471 | node_1366780_901_15310258_965 | 0.033 | unb_TAPWIRE_OH | 8104302 | no | no |  |  | no |  |  | 0 | 0 | 0 | 0
oh_line_TAP_OH_903538 |  | AN | node_8104302_200852472 | node_1367104_109_15310215_849 | 0.033 | unb_TAPWIRE_OH | 8104302 | no | no |  |  | no |  |  | 0 | 0 | 0 | 0
oh_line_TAP_OH_903614 |  | ABCN | node_8104302_200852736 | node_1373076_245_15306227_267 | 0.033 | unb_TAPWIRE_OH | 8104302 | no | no |  |  | no |  |  | 0 | 0 | 0 | 0
oh_line_TAP_OH_903615 |  | ABCN | node_8104302_200852738 | node_1373102_993_15306488_785 | 0.033 | unb_TAPWIRE_OH | 8104302 | no | no |  |  | no |  |  | 0 | 0 | 0 | 0
oh_line_TAP_OH_920905 |  | AN | node_8104302_200951209 | node_1364233_923_15322139_376 | 0.033 | unb_TAPWIRE_OH | 8104302 | no | no |  |  | no |  |  | 0 | 0 | 0 | 0
oh_line_TAP_OH_922073 |  | ABCN | node_8104302_200960007 | node_1364160_923_15315436_103 | 0.033 | unb_TAPWIRE_OH | 8104302 | no | no |  |  | no |  |  | 0 | 0 | 0 | 0
oh_line_TAP_OH_922074 |  | ABCN | node_8104302_200960008 | node_1364005_133_15315203_121 | 0.033 | unb_TAPWIRE_OH | 8104302 | no | no |  |  | no |  |  | 0 | 0 | 0 | 0
oh_line_TAP_OH_922075 |  | ABCN | node_8104302_200960009 | node_1363825_908_15314929_07 | 0.033 | unb_TAPWIRE_OH | 8104302 | no | no |  |  | no |  |  | 0 | 0 | 0 | 0
oh_line_TAP_OH_922632 |  | AN | node_8104302_200962774 | node_1364268_148_15316362_334 | 0.033 | unb_TAPWIRE_OH | 8104302 | no | no |  |  | no |  |  | 0 | 0 | 0 | 0
oh_line_TAP_OH_923939 |  | AN | node_8104302_200968854 | node_1368209_132_15307531_331 | 0.033 | unb_TAPWIRE_OH | 8104302 | no | no |  |  | no |  |  | 0 | 0 | 0 | 0
oh_line_TAP_OH_925684 |  | AN | node_8104302_200978901 | node_1358494_136_15311900_272 | 0.033 | unb_TAPWIRE_OH | 8104302 | no | no |  |  | no |  |  | 0 | 0 | 0 | 0
oh_line_TAP_OH_926605 |  | AN | node_8104302_200983485 | node_1369998_603_15310384_773 | 0.033 | unb_TAPWIRE_OH | 8104302 | no | no |  |  | no |  |  | 0 | 0 | 0 | 0
oh_line_TAP_OH_926692 |  | AN | node_8104302_200983951 | node_1368729_841_15314269_156 | 0.033 | unb_TAPWIRE_OH | 8104302 | no | no |  |  | no |  |  | 0 | 0 | 0 | 0
oh_line_TAP_OH_926693 |  | ABCN | node_8104302_200983954 | node_1364027_328_15310256_798 | 0.033 | unb_TAPWIRE_OH | 8104302 | no | no |  |  | no |  |  | 0 | 0 | 0 | 0
oh_line_TAP_OH_929277 |  | ABCN | node_8104302_201013312 | node_1363422_777_15314472_211 | 0.033 | unb_TAPWIRE_OH | 8104302 | no | no |  |  | no |  |  | 0 | 0 | 0 | 0
oh_line_TAP_OH_936082 |  | AN | node_8104302_201055173 | node_1367359_832_15310261_047 | 0.033 | unb_TAPWIRE_OH | 8104302 | no | no |  |  | no |  |  | 0 | 0 | 0 | 0
oh_line_TAP_OH_1507244 |  | AN | node_8104302_200850480 | node_1359929_82_15305227_41 | 0.033 | unb_TAPWIRE_OH | 8104302 | no | no |  |  | no |  |  | 0 | 0 | 0 | 0
oh_line_TAP_OH_1911672 |  | ABCN | node_8104302_200852292 | node_1362999_71_15306015_192 | 0.033 | unb_TAPWIRE_OH | 8104302 | no | no |  |  | no |  |  | 0 | 0 | 0 | 0
oh_line_TAP_OH_2222925 |  | ABCN | node_8104302_200852143 | node_1360971_149_15304065_392 | 0.033 | unb_TAPWIRE_OH | 8104302 | no | no |  |  | no |  |  | 0 | 0 | 0 | 0
oh_line_TAP_OH_2222926 |  | ABCN | node_8104302_200852143 | node_1360988_571_15304052_859 | 0.033 | unb_TAPWIRE_OH | 8104302 | no | no |  |  | no |  |  | 0 | 0 | 0 | 0
oh_line_TAP_OH_2222927 |  | ABCN | node_8104302_200852143 | node_1360956_768_15304083_58 | 0.033 | unb_TAPWIRE_OH | 8104302 | no | no |  |  | no |  |  | 0 | 0 | 0 | 0
oh_line_TAP_OH_2222945 |  | ABCN | node_8104302_200852144 | node_1360831_218_15304289_519 | 0.033 | unb_TAPWIRE_OH | 8104302 | no | no |  |  | no |  |  | 0 | 0 | 0 | 0
oh_line_TAP_OH_2222946 |  | ABCN | node_8104302_200852144 | node_1360812_106_15304282_268 | 0.033 | unb_TAPWIRE_OH | 8104302 | no | no |  |  | no |  |  | 0 | 0 | 0 | 0
oh_line_TAP_OH_2222947 |  | ABCN | node_8104302_200848950 | node_1372455_265_15307914_959 | 0.033 | unb_TAPWIRE_OH | 8104302 | no | no |  |  | no |  |  | 0 | 0 | 0 | 0
oh_line_TAP_OH_2222948 |  | ABCN | node_8104302_200848950 | node_1372452_57_15307941_314 | 0.033 | unb_TAPWIRE_OH | 8104302 | no | no |  |  | no |  |  | 0 | 0 | 0 | 0
oh_line_TAP_OH_2222949 |  | ABCN | node_8104302_200848950 | node_1372452_786_15307888_518 | 0.033 | unb_TAPWIRE_OH | 8104302 | no | no |  |  | no |  |  | 0 | 0 | 0 | 0
oh_line_TAP_OH_2222960 |  | ABCN | node_8104302_200852463 | node_1365534_863_15309406_605 | 0.033 | unb_TAPWIRE_OH | 8104302 | no | no |  |  | no |  |  | 0 | 0 | 0 | 0
oh_line_TAP_OH_2222961 |  | ABCN | node_8104302_200852463 | node_1365550_595_15309422_949 | 0.033 | unb_TAPWIRE_OH | 8104302 | no | no |  |  | no |  |  | 0 | 0 | 0 | 0
oh_line_TAP_OH_2222970 |  | ABCN | node_8104302_200848982 | node_1369376_707_15307020_249 | 0.033 | unb_TAPWIRE_OH | 8104302 | no | no |  |  | no |  |  | 0 | 0 | 0 | 0
oh_line_TAP_OH_2222971 |  | ABCN | node_8104302_200848982 | node_1369376_629_15307046_875 | 0.033 | unb_TAPWIRE_OH | 8104302 | no | no |  |  | no |  |  | 0 | 0 | 0 | 0
oh_line_TAP_OH_2222972 |  | ABCN | node_8104302_200848982 | node_1369371_652_15306994_454 | 0.033 | unb_TAPWIRE_OH | 8104302 | no | no |  |  | no |  |  | 0 | 0 | 0 | 0
oh_line_TAP_OH_2420934 |  | ABCN | node_8104302_200850088 | node_1361236_633_15303513_718 | 0.033 | unb_TAPWIRE_OH | 8104302 | no | no |  |  | no |  |  | 0 | 0 | 0 | 0
oh_line_TAP_OH_2420935 |  | ABCN | node_8104302_200850088 | node_1361253_798_15303500_564 | 0.033 | unb_TAPWIRE_OH | 8104302 | no | no |  |  | no |  |  | 0 | 0 | 0 | 0
oh_line_TAP_OH_2420936 |  | ABCN | node_8104302_200850088 | node_1361222_62_15303532_416 | 0.033 | unb_TAPWIRE_OH | 8104302 | no | no |  |  | no |  |  | 0 | 0 | 0 | 0
oh_line_TAP_OH_2420937 |  | ABN | node_8104302_200852464 | node_1365510_446_15309980_945 | 0.033 | unb_TAPWIRE_OH | 8104302 | no | no |  |  | no |  |  | 0 | 0 | 0 | 0
oh_line_TAP_OH_2420938 |  | ABN | node_8104302_200852464 | node_1365530_133_15309984_184 | 0.033 | unb_TAPWIRE_OH | 8104302 | no | no |  |  | no |  |  | 0 | 0 | 0 | 0
oh_line_TAP_OH_2869565 |  | AN | node_8104302_311880738 | node_1370885_385_15309279_588 | 0.033 | unb_TAPWIRE_OH | 8104302 | no | no |  |  | no |  |  | 0 | 0 | 0 | 0
oh_line_TAP_OH_3230390 |  | ABCN | node_8104302_200852321 | node_1363222_31_15309343_956 | 0.033 | unb_TAPWIRE_OH | 8104302 | no | no |  |  | no |  |  | 0 | 0 | 0 | 0
oh_line_TAP_OH_3230391 |  | ABCN | node_8104302_200852321 | node_1363223_188_15309331_116 | 0.033 | unb_TAPWIRE_OH | 8104302 | no | no |  |  | no |  |  | 0 | 0 | 0 | 0
oh_line_TAP_OH_3230392 |  | ABCN | node_8104302_200852321 | node_1363222_514_15309317_946 | 0.033 | unb_TAPWIRE_OH | 8104302 | no | no |  |  | no |  |  | 0 | 0 | 0 | 0
oh_line_TAP_OH_3830238 |  | AN | node_8104302_200848931 | node_1367413_806_15314019_903 | 0.033 | unb_TAPWIRE_OH | 8104302 | no | no |  |  | no |  |  | 0 | 0 | 0 | 0
oh_line_TAP_OH_3899096 |  | ABCN | node_8104302_200850659 | node_1364147_944_15305827_274 | 0.033 | unb_TAPWIRE_OH | 8104302 | no | no |  |  | no |  |  | 0 | 0 | 0 | 0
oh_line_TAP_OH_4341933 |  | AN | node_8104302_200840817 | node_1364767_599_15314436_241 | 0.033 | unb_TAPWIRE_OH | 8104302 | no | no |  |  | no |  |  | 0 | 0 | 0 | 0
oh_line_TAP_OH_4343140 |  | AN | node_8104302_200848973 | node_1369010_35_15307613_813 | 0.033 | unb_TAPWIRE_OH | 8104302 | no | no |  |  | no |  |  | 0 | 0 | 0 | 0

## overhead_line_conductor
data_type | static
owner_type | feeder
owner | 8104302
object | overhead_line_conductor
name | groupid | geometric_mean_radius | resistance | diameter | rating_summer_continuous | rating_summer_emergency | rating_winter_continuous | rating_winter_emergency | dcircuit | selected | comments
oh_cond_1/0_AAAC |  | 0.012 | 0.876 | 0.398 | 235 | 235 | 310 | 310 |  | no
oh_cond_1/0_ACSR |  | 0.012 | 0.888 | 0.398 | 265 | 265 | 330 | 330 |  | no
oh_cond_2/0_CU |  | 0.013 | 0.44 | 0.414 | 295 | 295 | 425 | 425 |  | no
oh_cond_2_ACSR |  | 0.01 | 1.41 | 0.325 | 195 | 195 | 245 | 245 |  | no
oh_cond_3_#7_CWD_30% |  | 0.005 | 3.07 | 0.311 | 125 | 125 | 195 | 195 |  | no
oh_cond_4/0_AAAC |  | 0.017 | 0.439 | 0.563 | 365 | 365 | 480 | 480 |  | no
oh_cond_4/0_ACSR |  | 0.017 | 0.445 | 0.563 | 410 | 410 | 515 | 515 |  | no
oh_cond_4/0_AL |  | 0.016 | 0.442 | 0.522 | 365 | 365 | 480 | 480 |  | no
oh_cond_4A_CWD |  | 0.006 | 1.395 | 0.29 | 150 | 150 | 220 | 220 |  | no
oh_cond_4_ACSR |  | 0.008 | 2.24 | 0.25 | 145 | 145 | 185 | 185 |  | no
oh_cond_4_CU |  | 0.007 | 1.388 | 0.232 | 140 | 140 | 200 | 200 |  | no
oh_cond_336_5_ACSR |  | 0.024 | 0.278 | 0.684 | 555 | 555 | 705 | 705 |  | no
oh_cond_336_5_MCM_AL |  | 0.021 | 0.279 | 0.666 | 490 | 490 | 644 | 644 |  | no
oh_cond_477_MCM_AL |  | 0.025 | 0.198 | 0.792 | 605 | 605 | 810 | 810 |  | no
oh_cond_WP-4/0-CU |  | 0.015 | 0.273 | 0.81 | 340 | 340 | 390 | 390 |  | no

## recloser
data_type | static
owner_type | feeder
owner | 8104302
object | recloser
name | groupid | phases | fr | to | phase_A_state | phase_B_state | phase_C_state | operating_mode | retry_time | max_number_of_tries | status | dcircuit | selected | monitored | monitored_fields | class_monitored_fields | played | played_fields | comments
recloser_310040814 |  | ABCN | node_intto1_8104302_200852289 | node_8104302_200852289 | CLOSED | CLOSED | CLOSED | INDIVIDUAL |  |  |  | 8104302 | no | no |  |  | no
recloser_310040842 |  | ABCN | node_intto1_8104302_200852297 | node_8104302_200852297 | CLOSED | CLOSED | CLOSED | INDIVIDUAL |  |  |  | 8104302 | no | no |  |  | no

## regulator
data_type | static
owner_type | feeder
owner | 8104302
object | regulator
name | groupid | phases | fr | to | configuration | sense_node | dcircuit | selected | monitored | monitored_fields | class_monitored_fields | played | played_fields | comments
regulator_220370649 |  | AD | node_intto1_8104302_200843085 | node_8104302_200843085 | config_regulator_220370649 |  | 8104302 | no | no |  |  | no

## regulator_configuration
data_type | static
owner_type | feeder
owner | 8104302
object | regulator_configuration
name | groupid | connect_type | band_center | band_width | time_delay | dwell_time | raise_taps | lower_taps | current_transducer_ratio | power_transducer_ratio | compensator_r_setting_A | compensator_x_setting_A | compensator_r_setting_B | compensator_x_setting_B | compensator_r_setting_C | compensator_x_setting_C | CT_phase | PT_phase | regulation | control_level | Control | Type | tap_pos_A | tap_pos_B | tap_pos_C | dcircuit | selected | comments
config_regulator_220370649 |  | WYE_WYE | 123 | 3 |  |  | 16 | 16 | 100 | 40 | 0 | 0 | 0 | 0 | 0 | 0 | A | A | 0.1 | INDIVIDUAL | OUTPUT_VOLTAGE | A | 0 | 0 | 0 |  | no

## switch
data_type | static
owner_type | feeder
owner | 8104302
object | switch
name | groupid | phases | fr | to | phase_A_state | phase_B_state | phase_C_state | operating_mode | status | dcircuit | selected | monitored | monitored_fields | class_monitored_fields | played | played_fields | comments
switch_220416277 |  | ABCN | node_intto1_8104302_200850076 | node_8104302_200850076 | CLOSED | CLOSED | CLOSED | INDIVIDUAL |  | 8104302 | no | no |  |  | no
switch_220416278 |  | ABCN | node_intto1_8104302_200852174 | node_8104302_200852174 | CLOSED | CLOSED | CLOSED | INDIVIDUAL |  | 8104302 | no | no |  |  | no
switch_220416284 |  | ABCN | node_intto1_8104302_200852148 | node_8104302_200852148 | CLOSED | CLOSED | CLOSED | INDIVIDUAL |  | 8104302 | no | no |  |  | no
switch_220416300 |  | AD | node_intto1_8104302_200852407 | node_8104302_200852407 | CLOSED | CLOSED | CLOSED | INDIVIDUAL |  | 8104302 | no | no |  |  | no
switch_220416303 |  | ABN | node_intto1_8104302_200852382 | node_8104302_200852382 | CLOSED | CLOSED | CLOSED | INDIVIDUAL |  | 8104302 | no | no |  |  | no
switch_220416360 |  | ABCN | node_intto1_8104302_200850650 | node_8104302_200850650 | CLOSED | CLOSED | CLOSED | INDIVIDUAL |  | 8104302 | no | no |  |  | no
switch_220416388 |  | ABCN | node_intto1_220416388 | node_220416388 | CLOSED | CLOSED | CLOSED | INDIVIDUAL |  | 8104302 | no | no |  |  | no
switch_220416389 |  | AN | node_intto1_220416389 | node_220416389 | CLOSED | CLOSED | CLOSED | INDIVIDUAL |  | 8104302 | no | no |  |  | no
switch_220416470 |  | ABCN | node_intto1_220416470 | node_220416470 | CLOSED | CLOSED | CLOSED | INDIVIDUAL |  | 8104302 | no | no |  |  | no
switch_220416490 |  | AN | node_intto1_8104302_200850394 | node_8104302_200850394 | CLOSED | CLOSED | CLOSED | INDIVIDUAL |  | 8104302 | no | no |  |  | no
switch_220635754 |  | ABCN | node_intto1_8104302_200850662 | node_8104302_200850662 | CLOSED | CLOSED | CLOSED | INDIVIDUAL |  | 8104302 | no | no |  |  | no
switch_220635757 |  | ABCN | node_intto1_8104302_200850663 | node_8104302_200850663 | CLOSED | CLOSED | CLOSED | INDIVIDUAL |  | 8104302 | no | no |  |  | no
switch_310040805 |  | ABCN | node_intto1_8104302_200852291 | node_8104302_200852291 | CLOSED | CLOSED | CLOSED | INDIVIDUAL |  | 8104302 | no | no |  |  | no
switch_310040818 |  | ABCN | node_intto1_8104302_310040808 | node_8104302_310040808 | CLOSED | CLOSED | CLOSED | INDIVIDUAL |  | 8104302 | no | no |  |  | no

## transformer
data_type | static
owner_type | feeder
owner | 8104302
object | transformer
name | groupid | phases | fr | to | configuration | climate | aging_constant | use_thermal_model | aging_granularity | dcircuit | selected | monitored | monitored_fields | class_monitored_fields | played | played_fields | comments
transformer_220463161 |  | AD | node_intto1_220463161 | node_220463161 | config_transformer_220463161 |  | 0 |  | 0 | 8104302 | no | no |  |  | no
transformer_220465157 |  | ABN | node_220465157 | node_intto1_220465157 | config_transformer_220465157 |  | 0 |  | 0 | 8104302 | no | no |  |  | no
transformer_220500867 |  | ABCD | node_220500867 | node_intto1_220500867 | config_transformer_220500867 |  | 0 |  | 0 | 8104302 | no | no |  |  | no
transformer_220628292 |  | AN | node_220628292 | node_intto1_220628292 | config_transformer_220628292 |  | 0 |  | 0 | 8104302 | no | no |  |  | no

## transformer_configuration
data_type | static
owner_type | feeder
owner | 8104302
object | transformer_configuration
name | groupid | connect_type | install_type | coolant_type | cooling_type | primary_voltage | secondary_voltage | power_rating | powerA_rating | powerB_rating | powerC_rating | impedance | shunt_impedance | core_coil_weight | tank_fittings_weight | oil_volume | rated_winding_time_constant | rated_winding_hot_spot_rise | rated_top_oil_rise | no_load_loss | full_load_loss | reactance_resistance_ratio | installed_insulation_life | dcircuit | selected | comments
config_transformer_220463161 |  | DELTA_GWYE |  |  |  | 4800 | 12470 | 100 | 0 | 0 | 0 | 0.004+0.04j | 0 | 0 | 0 | 0 | 0 | 0 | 0 | 0 | 0 | 10 | 0 |  | no
config_transformer_220465157 |  | DELTA_GWYE |  |  |  | 4800 | 12470 | 666 | 0 | 0 | 0 | 0.005+0.047j | 0 | 0 | 0 | 0 | 0 | 0 | 0 | 0 | 0 | 10 | 0 |  | no
config_transformer_220500867 |  | DELTA_GWYE |  |  |  | 4800 | 12470 | 1500 | 0 | 0 | 0 | 0.005+0.047j | 0 | 0 | 0 | 0 | 0 | 0 | 0 | 0 | 0 | 10 | 0 |  | no
config_transformer_220628292 |  | DELTA_GWYE |  |  |  | 4800 | 12470 | 167 | 0 | 0 | 0 | 0.004+0.04j | 0 | 0 | 0 | 0 | 0 | 0 | 0 | 0 | 0 | 10 | 0 |  | no

## underground_line
data_type | static
owner_type | feeder
owner | 8104302
object | underground_line
name | groupid | phases | fr | to | length | configuration | dcircuit | selected | monitored | monitored_fields | class_monitored_fields | played | played_fields | comments
und_line_8104302_200843074 |  | AN | node_8104302_200843091 | node_intto1_8104302_200843074 | 342.473 | und_1P_2ALURD | 8104302 | no | no |  |  | no
und_line_8104302_200846819 |  | ABCN | node_8104302_200850079 | node_intto1_8104302_200846819 | 146.103 | und_3P_1/0ALURD_1/0AL(N) | 8104302 | no | no |  |  | no
und_line_8104302_200846953 |  | ABCN | node_8104302_200846954 | node_8104302_200846953 | 472.725 | und_3P_2ALURD_2AL(N) | 8104302 | no | no |  |  | no
und_line_8104302_200846954 |  | ABCN | node_8104302_200850083 | node_intto1_8104302_200846954 | 203.01 | und_3P_1/0ALURD_1/0AL(N) | 8104302 | no | no |  |  | no
und_line_8104302_200846955-1 |  | AN | node_8104302_200846954 | node_intto1_220416389 | 6.935 | und_1P_2ALURD_2AL(N) | 8104302 | no | no |  |  | no
und_line_8104302_200846955-2 |  | AN | node_220416389 | node_intto1_220388191 | 214.179 | und_1P_2ALURD_2AL(N) | 8104302 | no | no |  |  | no
und_line_8104302_200846955-3 |  | AN | node_220388191 | node_8104302_200846955 | 4.998 | und_1P_2ALURD_2AL(N) | 8104302 | no | no |  |  | no
und_line_8104302_200846956-1 |  | ABCN | node_8104302_200846954 | node_intto1_220416388 | 10.032 | und_3P_2ALURD_2AL(N) | 8104302 | no | no |  |  | no
und_line_8104302_200846956-2 |  | ABCN | node_220416388 | node_intto1_220388192 | 159.362 | und_3P_2ALURD_2AL(N) | 8104302 | no | no |  |  | no
und_line_8104302_200846956-3 |  | ABCN | node_220388192 | node_8104302_200846956 | 4.998 | und_3P_2ALURD_2AL(N) | 8104302 | no | no |  |  | no
und_line_8104302_200846963 |  | ABCN | node_8104302_200852141 | node_intto1_8104302_200846963 | 155.234 | und_3P_1/0ALURD_1/0AL(N) | 8104302 | no | no |  |  | no
und_line_8104302_200847057 |  | AN | node_8104302_200847079 | node_8104302_200847057 | 200.656 | und_1P_2ALURD_2AL(N) | 8104302 | no | no |  |  | no
und_line_8104302_200847060 |  | AN | node_8104302_200847057 | node_8104302_200847060 | 310.479 | und_1P_2ALURD_2AL(N) | 8104302 | no | no |  |  | no
und_line_8104302_200847062 |  | AN | node_8104302_200847060 | node_8104302_200847062 | 239.136 | und_1P_2ALURD_2AL(N) | 8104302 | no | no |  |  | no
und_line_8104302_200847064 |  | AN | node_8104302_200847062 | node_8104302_200847064 | 222.004 | und_1P_2ALURD_2AL(N) | 8104302 | no | no |  |  | no
und_line_8104302_200847067 |  | AN | node_8104302_200847062 | node_8104302_200847067 | 236.787 | und_1P_2ALURD_2AL(N) | 8104302 | no | no |  |  | no
und_line_8104302_200847069 |  | AN | node_8104302_200850482 | node_intto1_8104302_200847069 | 223.487 | und_1P_1/0ALURD_1/0AL(N) | 8104302 | no | no |  |  | no
und_line_8104302_200847070 |  | AN | node_8104302_200847069 | node_8104302_200847070 | 190.063 | und_1P_1/0ALURD_1/0AL(N) | 8104302 | no | no |  |  | no
und_line_8104302_200847072 |  | AN | node_8104302_200847070 | node_8104302_200847072 | 184.85 | und_1P_1/0ALURD_1/0AL(N) | 8104302 | no | no |  |  | no
und_line_8104302_200847074 |  | AN | node_8104302_200847072 | node_8104302_200847074 | 184.781 | und_1P_1/0ALURD_1/0AL(N) | 8104302 | no | no |  |  | no
und_line_8104302_200847076 |  | AN | node_8104302_200847074 | node_8104302_200847076 | 124.566 | und_1P_1/0ALURD_1/0AL(N) | 8104302 | no | no |  |  | no
und_line_8104302_200847078 |  | AN | node_8104302_200847076 | node_8104302_200847078 | 231.975 | und_1P_1/0ALURD_1/0AL(N) | 8104302 | no | no |  |  | no
und_line_8104302_200847079 |  | AN | node_8104302_200847076 | node_8104302_200847079 | 328.463 | und_1P_2ALURD_2AL(N) | 8104302 | no | no |  |  | no
und_line_8104302_200847160 |  | ABN | node_8104302_201009048 | node_8104302_200847160 | 338.369 | und_2P_2ALURD_2AL(N) | 8104302 | no | no |  |  | no
und_line_8104302_200847163 |  | AN | node_8104302_200847160 | node_8104302_200847163 | 225.689 | und_1P_2ALURD_2AL(N) | 8104302 | no | no |  |  | no
und_line_8104302_200847167 |  | AN | node_8104302_200847163 | node_8104302_200847167 | 152.128 | und_1P_2ALURD_2AL(N) | 8104302 | no | no |  |  | no
und_line_8104302_200847169 |  | AN | node_8104302_200847167 | node_8104302_200847169 | 155.736 | und_1P_2ALURD_2AL(N) | 8104302 | no | no |  |  | no
und_line_8104302_200847171 |  | AN | node_8104302_200847169 | node_8104302_200847171 | 151.587 | und_1P_2ALURD_2AL(N) | 8104302 | no | no |  |  | no
und_line_8104302_200847173 |  | AN | node_8104302_200847171 | node_8104302_200847173 | 156.157 | und_1P_2ALURD_2AL(N) | 8104302 | no | no |  |  | no
und_line_8104302_200847227 |  | AN | node_8104302_200847233 | node_8104302_200847227 | 103.265 | und_1P_2ALURD_2AL(N) | 8104302 | no | no |  |  | no
und_line_8104302_200847229 |  | AN | node_8104302_200847231 | node_8104302_200847229 | 225.57 | und_1P_2ALURD_2AL(N) | 8104302 | no | no |  |  | no
und_line_8104302_200847231 |  | AN | node_8104302_200847233 | node_8104302_200847231 | 192.075 | und_1P_2ALURD_2AL(N) | 8104302 | no | no |  |  | no
und_line_8104302_200847233 |  | AN | node_8104302_311890097 | node_8104302_200847233 | 206.567 | und_1P_2ALURD_2AL(N) | 8104302 | no | no |  |  | no
und_line_8104302_200847236 |  | AN | node_8104302_200847237 | node_8104302_200847236 | 160.8 | und_1P_2ALURD_2AL(N) | 8104302 | no | no |  |  | no
und_line_8104302_200847237 |  | AN | node_8104302_200847241 | node_8104302_200847237 | 151.582 | und_1P_2ALURD_2AL(N) | 8104302 | no | no |  |  | no
und_line_8104302_200847241 |  | ABCN | node_8104302_200847242 | node_8104302_200847241 | 167.063 | und_3P_1/0ALURD_1/0AL(N) | 8104302 | no | no |  |  | no
und_line_8104302_200847242 |  | ABCN | node_8104302_200850654 | node_intto1_8104302_200847242 | 545.511 | und_3P_1/0ALURD_1/0AL(N) | 8104302 | no | no |  |  | no
und_line_8104302_200847252 |  | AN | node_8104302_200847173 | node_8104302_200847252 | 178.945 | und_1P_2ALURD_2AL(N) | 8104302 | no | no |  |  | no
und_line_8104302_200847255 |  | AN | node_8104302_200847252 | node_8104302_200847255 | 331.119 | und_1P_2ALURD_2AL(N) | 8104302 | no | no |  |  | no
und_line_8104302_200847258 |  | AN | node_8104302_200847255 | node_8104302_200847258 | 213.612 | und_1P_2ALURD_2AL(N) | 8104302 | no | no |  |  | no
und_line_8104302_200847261 |  | AN | node_8104302_200847258 | node_8104302_200847261 | 221.94 | und_1P_2ALURD_2AL(N) | 8104302 | no | no |  |  | no
und_line_8104302_200847265 |  | AN | node_8104302_200847261 | node_8104302_200847265 | 309.514 | und_1P_2ALURD_2AL(N) | 8104302 | no | no |  |  | no
und_line_8104302_200847269 |  | ABN | node_8104302_200847241 | node_8104302_200847269 | 380.978 | und_2P_2ALURD_2AL(N) | 8104302 | no | no |  |  | no
und_line_8104302_200847277 |  | AN | node_8104302_201009048 | node_8104302_200847277 | 149.716 | und_1P_2ALURD_2AL(N) | 8104302 | no | no |  |  | no
und_line_8104302_200847279 |  | AN | node_8104302_200847277 | node_8104302_200847279 | 156.161 | und_1P_2ALURD_2AL(N) | 8104302 | no | no |  |  | no
und_line_8104302_200847281 |  | AN | node_8104302_200847279 | node_8104302_200847281 | 148.687 | und_1P_2ALURD_2AL(N) | 8104302 | no | no |  |  | no
und_line_8104302_200847283 |  | AN | node_8104302_200847281 | node_8104302_200847283 | 154.875 | und_1P_2ALURD_2AL(N) | 8104302 | no | no |  |  | no
und_line_8104302_200847296 |  | ABN | node_8104302_200852385 | node_intto1_8104302_200847296 | 201.534 | und_2P_1/0ALURD_1/0AL(N) | 8104302 | no | no |  |  | no
und_line_8104302_200847298 |  | AN | node_8104302_200847320 | node_8104302_200847298 | 246.368 | und_1P_1/0ALURD_1/0AL(N) | 8104302 | no | no |  |  | no
und_line_8104302_200847301 |  | ABN | node_8104302_200847296 | node_8104302_200847301 | 158.436 | und_2P_1/0ALURD_1/0AL(N) | 8104302 | no | no |  |  | no
und_line_8104302_200847303 |  | ABN | node_8104302_200847301 | node_8104302_200847303 | 163.787 | und_2P_1/0ALURD_1/0AL(N) | 8104302 | no | no |  |  | no
und_line_8104302_200847307 |  | ABN | node_8104302_200847303 | node_8104302_200847307 | 210.102 | und_2P_1/0ALURD_1/0AL(N) | 8104302 | no | no |  |  | no
und_line_8104302_200847309 |  | AN | node_8104302_200847307 | node_8104302_200847309 | 278.966 | und_1P_1/0ALURD_1/0AL(N) | 8104302 | no | no |  |  | no
und_line_8104302_200847316 |  | AN | node_8104302_200847309 | node_8104302_200847316 | 93.267 | und_1P_1/0ALURD_1/0AL(N) | 8104302 | no | no |  |  | no
und_line_8104302_200847317 |  | AN | node_8104302_200847316 | node_8104302_200847317 | 134.142 | und_1P_1/0ALURD_1/0AL(N) | 8104302 | no | no |  |  | no
und_line_8104302_200847320 |  | AN | node_8104302_200847317 | node_8104302_200847320 | 242.17 | und_1P_1/0ALURD_1/0AL(N) | 8104302 | no | no |  |  | no
und_line_8104302_200847415 |  | ABN | node_8104302_200852134 | node_intto1_8104302_200847415 | 282.535 | und_2P_1/0ALURD_1/0AL(N) | 8104302 | no | no |  |  | no
und_line_8104302_200847420 |  | ABN | node_8104302_200847415 | node_8104302_200847420 | 288.359 | und_2P_1/0ALURD_1/0AL(N) | 8104302 | no | no |  |  | no
und_line_8104302_200847421 |  | AN | node_8104302_200847420 | node_8104302_200847421 | 188.393 | und_1P_1/0ALURD_1/0AL(N) | 8104302 | no | no |  |  | no
und_line_8104302_200847423 |  | AN | node_8104302_200847420 | node_8104302_200847423 | 183.532 | und_1P_1/0ALURD_1/0AL(N) | 8104302 | no | no |  |  | no
und_line_8104302_200847517 |  | AN | node_8104302_201009255 | node_8104302_200847517 | 119.34 | und_1P_1/0ALURD_1/0AL(N) | 8104302 | no | no |  |  | no
und_line_8104302_200847525 |  | AN | node_8104302_201009254 | node_8104302_200847525 | 229.277 | und_1P_2ALURD_2AL(N) | 8104302 | no | no |  |  | no
und_line_8104302_200847535 |  | AN | node_8104302_201009255 | node_8104302_200847535 | 168.157 | und_1P_1/0ALURD_1/0AL(N) | 8104302 | no | no |  |  | no
und_line_8104302_200847573 |  | AN | node_8104302_200847415 | node_8104302_200847573 | 269.035 | und_1P_2ALURD_2AL(N) | 8104302 | no | no |  |  | no
und_line_8104302_200847577 |  | AN | node_8104302_200847573 | node_8104302_200847577 | 194.532 | und_1P_2ALURD_2AL(N) | 8104302 | no | no |  |  | no
und_line_8104302_200847581 |  | AN | node_8104302_200847577 | node_8104302_200847581 | 299.956 | und_1P_2ALURD_2AL(N) | 8104302 | no | no |  |  | no
und_line_8104302_200847602 |  | AN | node_8104302_200847317 | node_8104302_200847602 | 253.541 | und_1P_1/0ALURD_1/0AL(N) | 8104302 | no | no |  |  | no
und_line_8104302_200847608 |  | AN | node_8104302_200847316 | node_8104302_200847608 | 275.739 | und_1P_2ALURD_2AL(N) | 8104302 | no | no |  |  | no
und_line_8104302_200847612 |  | AN | node_8104302_200847608 | node_8104302_200847612 | 267.825 | und_1P_2ALURD_2AL(N) | 8104302 | no | no |  |  | no
und_line_8104302_200847641 |  | AN | node_8104302_200847307 | node_8104302_200847641 | 262.093 | und_1P_1/0ALURD_1/0AL(N) | 8104302 | no | no |  |  | no
und_line_8104302_200847645 |  | AN | node_8104302_200847641 | node_8104302_200847645 | 174.812 | und_1P_1/0ALURD_1/0AL(N) | 8104302 | no | no |  |  | no
und_line_8104302_200847646 |  | AN | node_8104302_200847645 | node_8104302_200847646 | 162.099 | und_1P_1/0ALURD_1/0AL(N) | 8104302 | no | no |  |  | no
und_line_8104302_200847648 |  | AN | node_8104302_200847646 | node_8104302_200847648 | 157.997 | und_1P_1/0ALURD_1/0AL(N) | 8104302 | no | no |  |  | no
und_line_8104302_200847907 |  | AN | node_8104302_200847608 | node_8104302_200847907 | 451.767 | und_1P_2ALURD_2AL(N) | 8104302 | no | no |  |  | no
und_line_8104302_200847912 |  | AN | node_8104302_200847612 | node_8104302_200847912 | 443.914 | und_1P_2ALURD_2AL(N) | 8104302 | no | no |  |  | no
und_line_8104302_200847920 |  | AN | node_8104302_200850393 | node_8104302_200847920 | 228.14 | und_1P_4/0ALURD_4/0AL(N) | 8104302 | no | no |  |  | no
und_line_8104302_200847925 |  | AN | node_8104302_200847920 | node_8104302_200847925 | 555.68 | und_1P_2ALURD_2AL(N) | 8104302 | no | no |  |  | no
und_line_8104302_200847981 |  | AN | node_8104302_200847241 | node_8104302_200847981 | 484.291 | und_1P_2ALURD_2AL(N) | 8104302 | no | no |  |  | no
und_line_8104302_200847988 |  | AN | node_8104302_200847981 | node_8104302_200847988 | 291.332 | und_1P_2ALURD_2AL(N) | 8104302 | no | no |  |  | no
und_line_8104302_200848007 |  | AN | node_8104302_200852146 | node_8104302_200848007 | 136.538 | und_1P_2ALURD_2AL(N) | 8104302 | no | no |  |  | no
und_line_8104302_200848055 |  | AN | node_8104302_200847925 | node_8104302_200848055 | 405.042 | und_1P_2ALURD_2AL(N) | 8104302 | no | no |  |  | no
und_line_8104302_200848059 |  | AN | node_8104302_200848055 | node_8104302_200848059 | 584.622 | und_1P_2ALURD_2AL(N) | 8104302 | no | no |  |  | no
und_line_8104302_200848101 |  | ABCN | node_8104302_200852738 | node_intto1_8104302_200848101 | 121.231 | und_3P_2ALURD_2AL(N) | 8104302 | no | no |  |  | no
und_line_8104302_200848123 |  | AN | node_8104302_200847645 | node_8104302_200848123 | 278.219 | und_1P_2ALURD_2AL(N) | 8104302 | no | no |  |  | no
und_line_8104302_200848128 |  | AN | node_8104302_200848123 | node_8104302_200848128 | 308.091 | und_1P_2ALURD_2AL(N) | 8104302 | no | no |  |  | no
und_line_8104302_200848139 |  | AN | node_8104302_201038543 | node_8104302_200848139 | 218.309 | und_1P_2ALURD_2AL(N) | 8104302 | no | no |  |  | no
und_line_8104302_200848142 |  | AN | node_8104302_200848139 | node_8104302_200848142 | 268.369 | und_1P_2ALURD_2AL(N) | 8104302 | no | no |  |  | no
und_line_8104302_200848146 |  | AN | node_8104302_200848142 | node_8104302_200848146 | 427.846 | und_1P_2ALURD_2AL(N) | 8104302 | no | no |  |  | no
und_line_8104302_200848147 |  | AN | node_8104302_200848146 | node_8104302_200848147 | 366.633 | und_1P_2ALURD_2AL(N) | 8104302 | no | no |  |  | no
und_line_8104302_200848977 |  | AN | node_8104302_200848986 | node_intto1_8104302_200848977 | 111.292 | und_1P_2ALURD_2AL(N) | 8104302 | no | no |  |  | no
und_line_8104302_200850232 |  | ABCN | node_8104302_200971546 | node_intto1_8104302_200850232 | 478.956 | und_3P_2ALURD_2AL(N) | 8104302 | no | no |  |  | no
und_line_8104302_200850233 |  | ABCN | node_8104302_200971546 | node_intto1_8104302_200850233 | 588.573 | und_3P_2ALURD_2AL(N) | 8104302 | no | no |  |  | no
und_line_8104302_200850632 |  | AN | node_8104302_200850642 | node_8104302_200850632 | 458.021 | und_1P_WYECUST | 8104302 | no | no |  |  | no
und_line_8104302_200852165 |  | AN | node_8104302_200852205 | node_intto1_8104302_200852165 | 793.701 | und_1P_2ALURD | 8104302 | no | no |  |  | no
und_line_8104302_200852380 |  | AN | node_8104302_200971547 | node_8104302_200852380 | 460.808 | und_1P_DELTACUST | 8104302 | no | no |  |  | no
und_line_8104302_200951524 |  | ABCN | node_8104302_200850235 | node_8104302_200951524 | 408.34 | und_3P_2ALURD_2AL(N) | 8104302 | no | no |  |  | no
und_line_8104302_200971546 |  | ABCN | node_8104302_200850235 | node_8104302_200971546 | 194.827 | und_3P_2ALURD_2AL(N) | 8104302 | no | no |  |  | no
und_line_8104302_200984915 |  | ABCN | node_8104302_200984652 | node_intto1_8104302_200984915 | 368.627 | und_3P_2ALURD_2AL(N) | 8104302 | no | no |  |  | no
und_line_8104302_200987736 |  | AN | node_8104302_200984915 | node_8104302_200987736 | 175.356 | und_1P_2ALURD_2AL(N) | 8104302 | no | no |  |  | no
und_line_8104302_200987737 |  | AN | node_8104302_200987736 | node_8104302_200987737 | 446.225 | und_1P_2ALURD_2AL(N) | 8104302 | no | no |  |  | no
und_line_8104302_201004330 |  | ABCN | node_8104302_200983955 | node_intto1_8104302_201004330 | 105.979 | und_3P_WYECUST | 8104302 | no | no |  |  | no
und_line_8104302_201008582 |  | ABN | node_8104302_201008583 | node_8104302_201008582 | 411.787 | und_2P_2ALURD_2AL(N) | 8104302 | no | no |  |  | no
und_line_8104302_201008583 |  | ABN | node_8104302_200984915 | node_8104302_201008583 | 229.692 | und_2P_2ALURD_2AL(N) | 8104302 | no | no |  |  | no
und_line_8104302_201008744 |  | AN | node_8104302_201008582 | node_8104302_201008744 | 444.719 | und_1P_2ALURD_2AL(N) | 8104302 | no | no |  |  | no
und_line_8104302_201009048 |  | ABN | node_8104302_201009049 | node_8104302_201009048 | 237.74 | und_2P_2ALURD_2AL(N) | 8104302 | no | no |  |  | no
und_line_8104302_201009049 |  | ABN | node_8104302_200847269 | node_8104302_201009049 | 155.187 | und_2P_2ALURD_2AL(N) | 8104302 | no | no |  |  | no
und_line_8104302_201009254 |  | ABN | node_8104302_200852134 | node_intto1_8104302_201009254 | 285.605 | und_2P_2ALURD_2AL(N) | 8104302 | no | no |  |  | no
und_line_8104302_201009255 |  | AN | node_8104302_201009254 | node_8104302_201009255 | 131.256 | und_1P_1/0ALURD_1/0AL(N) | 8104302 | no | no |  |  | no
und_line_8104302_201009894 |  | ABCN | node_8104302_200983953 | node_intto1_8104302_201009894 | 188.976 | und_3P_WYECUST | 8104302 | no | no |  |  | no
und_line_8104302_201010279 |  | ABCN | node_8104302_201008167 | node_8104302_201010279 | 136.392 | und_3P_WYECUST | 8104302 | no | no |  |  | no
und_line_8104302_201010317 |  | AN | node_8104302_200987737 | node_8104302_201010317 | 522.777 | und_1P_2ALURD_2AL(N) | 8104302 | no | no |  |  | no
und_line_8104302_201010354 |  | AN | node_8104302_201010353 | node_intto1_8104302_201010354 | 400.92 | und_1P_DELTACUST | 8104302 | no | no |  |  | no
und_line_8104302_201014222 |  | ABCN | node_8104302_200852271 | node_intto1_8104302_201014222 | 279.856 | und_3P_WYECUST | 8104302 | no | no |  |  | no
und_line_8104302_201038543 |  | AN | node_8104302_200850281 | node_8104302_201038543 | 241.985 | und_1P_2ALURD_2AL(N) | 8104302 | no | no |  |  | no
und_line_8104302_310019507 |  | AN | node_8104302_200847079 | node_8104302_310019507 | 56.283 | und_1P_2ALURD_2AL(N) | 8104302 | no | no |  |  | no
und_line_8104302_310019520 |  | AN | node_8104302_200847070 | node_8104302_310019520 | 59.829 | und_1P_2ALURD_2AL(N) | 8104302 | no | no |  |  | no
und_line_8104302_310024103 |  | AN | node_8104302_200852156 | node_intto1_8104302_310024103 | 177.867 | und_1P_WYECUST | 8104302 | no | no |  |  | no
und_line_8104302_310027936 |  | ABCN | node_8104302_200852138 | node_intto1_8104302_310027936 | 55.335 | und_3P_2ALURD_2AL(N) | 8104302 | no | no |  |  | no
und_line_8104302_311878732 |  | AN | node_8104302_200847309 | node_8104302_311878732 | 239.182 | und_1P_1/0ALURD_1/0AL(N) | 8104302 | no | no |  |  | no
und_line_8104302_311890097 |  | AN | node_8104302_200847236 | node_8104302_311890097 | 95.818 | und_1P_2ALURD_2AL(N) | 8104302 | no | no |  |  | no
und_line_8104302_312125843 |  | AN | node_8104302_312125841 | node_intto1_8104302_312125843 | 520.646 | und_2P_WYECUST | 8104302 | no | no |  |  | no
und_line_8104302_312146411 |  | AN | node_8104302_312146412 | node_8104302_312146411 | 383.141 | und_1P_WYECUST | 8104302 | no | no |  |  | no
und_line_TAP_UG_59096 |  | AN | node_8104302_200843074 | node_1364177_104_15318767_438 | 0.033 | und_TAPWIRE_UG | 8104302 | no | no |  |  | no
und_line_TAP_UG_59152 |  | ABCN | node_8104302_200846819 | node_1362483_699_15302539_006 | 0.033 | und_TAPWIRE_UG | 8104302 | no | no |  |  | no
und_line_TAP_UG_59185 |  | ABCN | node_8104302_200846953 | node_1361981_47_15303663_745 | 0.033 | und_TAPWIRE_UG | 8104302 | no | no |  |  | no
und_line_TAP_UG_59186 |  | AN | node_8104302_200846955 | node_1362013_954_15303386_866 | 0.033 | und_TAPWIRE_UG | 8104302 | no | no |  |  | no
und_line_TAP_UG_59187 |  | ABCN | node_8104302_200846956 | node_1362034_233_15303330_489 | 0.033 | und_TAPWIRE_UG | 8104302 | no | no |  |  | no
und_line_TAP_UG_59188 |  | ABCN | node_8104302_310027936 | node_1361797_685_15304142_625 | 0.033 | und_TAPWIRE_UG | 8104302 | no | no |  |  | no
und_line_TAP_UG_59189 |  | ABCN | node_8104302_200846963 | node_1361306_292_15304039_149 | 0.033 | und_TAPWIRE_UG | 8104302 | no | no |  |  | no
und_line_TAP_UG_59205 |  | AN | node_8104302_200847057 | node_1361348_452_15305914_294 | 0.033 | und_TAPWIRE_UG | 8104302 | no | no |  |  | no
und_line_TAP_UG_59206 |  | AN | node_8104302_200847060 | node_1361401_621_15306206_368 | 0.033 | und_TAPWIRE_UG | 8104302 | no | no |  |  | no
und_line_TAP_UG_59207 |  | AN | node_8104302_200847062 | node_1361354_04_15306432_249 | 0.033 | und_TAPWIRE_UG | 8104302 | no | no |  |  | no
und_line_TAP_UG_59208 |  | AN | node_8104302_200847064 | node_1361203_428_15306671_963 | 0.033 | und_TAPWIRE_UG | 8104302 | no | no |  |  | no
und_line_TAP_UG_59209 |  | AN | node_8104302_200847067 | node_1361108_258_15306358_139 | 0.033 | und_TAPWIRE_UG | 8104302 | no | no |  |  | no
und_line_TAP_UG_59210 |  | AN | node_8104302_200847069 | node_1360334_228_15305449_027 | 0.033 | und_TAPWIRE_UG | 8104302 | no | no |  |  | no
und_line_TAP_UG_59211 |  | AN | node_8104302_200847070 | node_1360518_964_15305462_131 | 0.033 | und_TAPWIRE_UG | 8104302 | no | no |  |  | no
und_line_TAP_UG_59212 |  | AN | node_8104302_200847072 | node_1360710_21_15305471_743 | 0.033 | und_TAPWIRE_UG | 8104302 | no | no |  |  | no
und_line_TAP_UG_59213 |  | AN | node_8104302_200847074 | node_1360895_766_15305482_122 | 0.033 | und_TAPWIRE_UG | 8104302 | no | no |  |  | no
und_line_TAP_UG_59214 |  | AN | node_8104302_200847078 | node_1361262_865_15305509_562 | 0.033 | und_TAPWIRE_UG | 8104302 | no | no |  |  | no
und_line_TAP_UG_59215 |  | AN | node_8104302_200847079 | node_1361202_346_15305740_223 | 0.033 | und_TAPWIRE_UG | 8104302 | no | no |  |  | no
und_line_TAP_UG_59226 |  | ABN | node_8104302_200847160 | node_1365075_485_15304399_297 | 0.033 | und_TAPWIRE_UG | 8104302 | no | no |  |  | no
und_line_TAP_UG_59227 |  | AN | node_8104302_200847163 | node_1364813_126_15304358_987 | 0.033 | und_TAPWIRE_UG | 8104302 | no | no |  |  | no
und_line_TAP_UG_59228 |  | AN | node_8104302_200847167 | node_1364661_157_15304354_092 | 0.033 | und_TAPWIRE_UG | 8104302 | no | no |  |  | no
und_line_TAP_UG_59229 |  | AN | node_8104302_200847169 | node_1364510_807_15304348_012 | 0.033 | und_TAPWIRE_UG | 8104302 | no | no |  |  | no
und_line_TAP_UG_59230 |  | AN | node_8104302_200847171 | node_1364354_417_15304346_667 | 0.033 | und_TAPWIRE_UG | 8104302 | no | no |  |  | no
und_line_TAP_UG_59231 |  | AN | node_8104302_200847173 | node_1364207_603_15304345_458 | 0.033 | und_TAPWIRE_UG | 8104302 | no | no |  |  | no
und_line_TAP_UG_59242 |  | AN | node_8104302_200847227 | node_1365518_664_15304527_992 | 0.033 | und_TAPWIRE_UG | 8104302 | no | no |  |  | no
und_line_TAP_UG_59243 |  | AN | node_8104302_200847229 | node_1365424_808_15304104_54 | 0.033 | und_TAPWIRE_UG | 8104302 | no | no |  |  | no
und_line_TAP_UG_59244 |  | AN | node_8104302_200847231 | node_1365415_039_15304343_252 | 0.033 | und_TAPWIRE_UG | 8104302 | no | no |  |  | no
und_line_TAP_UG_59245 |  | AN | node_8104302_200847233 | node_1365399_487_15304548_904 | 0.033 | und_TAPWIRE_UG | 8104302 | no | no |  |  | no
und_line_TAP_UG_59246 |  | AN | node_8104302_200847237 | node_1365387_205_15304997_501 | 0.033 | und_TAPWIRE_UG | 8104302 | no | no |  |  | no
und_line_TAP_UG_59247 |  | ABCN | node_8104302_200847242 | node_1365266_742_15305297_929 | 0.033 | und_TAPWIRE_UG | 8104302 | no | no |  |  | no
und_line_TAP_UG_59248 |  | AN | node_8104302_200847252 | node_1364023_396_15304471_165 | 0.033 | und_TAPWIRE_UG | 8104302 | no | no |  |  | no
und_line_TAP_UG_59249 |  | AN | node_8104302_200847255 | node_1364075_949_15304830_728 | 0.033 | und_TAPWIRE_UG | 8104302 | no | no |  |  | no
und_line_TAP_UG_59250 |  | AN | node_8104302_200847258 | node_1364209_268_15305010_532 | 0.033 | und_TAPWIRE_UG | 8104302 | no | no |  |  | no
und_line_TAP_UG_59251 |  | AN | node_8104302_200847261 | node_1364417_523_15305121_176 | 0.033 | und_TAPWIRE_UG | 8104302 | no | no |  |  | no
und_line_TAP_UG_59252 |  | AN | node_8104302_200847265 | node_1364763_654_15305130_651 | 0.033 | und_TAPWIRE_UG | 8104302 | no | no |  |  | no
und_line_TAP_UG_59253 |  | ABN | node_8104302_200847269 | node_1364965_572_15305159_185 | 0.033 | und_TAPWIRE_UG | 8104302 | no | no |  |  | no
und_line_TAP_UG_59254 |  | AN | node_8104302_200847277 | node_1364892_284_15304688_392 | 0.033 | und_TAPWIRE_UG | 8104302 | no | no |  |  | no
und_line_TAP_UG_59255 |  | AN | node_8104302_200847279 | node_1364734_67_15304685_737 | 0.033 | und_TAPWIRE_UG | 8104302 | no | no |  |  | no
und_line_TAP_UG_59256 |  | AN | node_8104302_200847281 | node_1364585_58_15304681_276 | 0.033 | und_TAPWIRE_UG | 8104302 | no | no |  |  | no
und_line_TAP_UG_59257 |  | AN | node_8104302_200847283 | node_1364434_783_15304696_139 | 0.033 | und_TAPWIRE_UG | 8104302 | no | no |  |  | no
und_line_TAP_UG_59258 |  | ABN | node_8104302_200847296 | node_1360356_89_15310059_607 | 0.033 | und_TAPWIRE_UG | 8104302 | no | no |  |  | no
und_line_TAP_UG_59259 |  | AN | node_8104302_200847298 | node_1361497_246_15309950_557 | 0.033 | und_TAPWIRE_UG | 8104302 | no | no |  |  | no
und_line_TAP_UG_59260 |  | ABN | node_8104302_200847301 | node_1360499_885_15310041_751 | 0.033 | und_TAPWIRE_UG | 8104302 | no | no |  |  | no
und_line_TAP_UG_59261 |  | ABN | node_8104302_200847303 | node_1360654_914_15310003_729 | 0.033 | und_TAPWIRE_UG | 8104302 | no | no |  |  | no
und_line_TAP_UG_59262 |  | ABN | node_8104302_200847307 | node_1360900_617_15310008_146 | 0.033 | und_TAPWIRE_UG | 8104302 | no | no |  |  | no
und_line_TAP_UG_59263 |  | AN | node_8104302_200847309 | node_1360893_962_15309778_303 | 0.033 | und_TAPWIRE_UG | 8104302 | no | no |  |  | no
und_line_TAP_UG_59264 |  | AN | node_8104302_311878732 | node_1360622_927_15309729_007 | 0.033 | und_TAPWIRE_UG | 8104302 | no | no |  |  | no
und_line_TAP_UG_59265 |  | AN | node_8104302_200847317 | node_1361118_459_15309708_799 | 0.033 | und_TAPWIRE_UG | 8104302 | no | no |  |  | no
und_line_TAP_UG_59266 |  | AN | node_8104302_200847320 | node_1361348_444_15309716_047 | 0.033 | und_TAPWIRE_UG | 8104302 | no | no |  |  | no
und_line_TAP_UG_59280 |  | ABN | node_8104302_200847415 | node_1362429_559_15304507_482 | 0.033 | und_TAPWIRE_UG | 8104302 | no | no |  |  | no
und_line_TAP_UG_59281 |  | AN | node_8104302_200847421 | node_1362702_989_15304605_783 | 0.033 | und_TAPWIRE_UG | 8104302 | no | no |  |  | no
und_line_TAP_UG_59282 |  | AN | node_8104302_200847423 | node_1362643_834_15304945_903 | 0.033 | und_TAPWIRE_UG | 8104302 | no | no |  |  | no
und_line_TAP_UG_59294 |  | AN | node_8104302_200847517 | node_1362653_438_15303861_266 | 0.033 | und_TAPWIRE_UG | 8104302 | no | no |  |  | no
und_line_TAP_UG_59295 |  | AN | node_8104302_200847525 | node_1362210_911_15303876_351 | 0.033 | und_TAPWIRE_UG | 8104302 | no | no |  |  | no
und_line_TAP_UG_59296 |  | AN | node_8104302_200847535 | node_1362504_069_15303730_833 | 0.033 | und_TAPWIRE_UG | 8104302 | no | no |  |  | no
und_line_TAP_UG_59301 |  | AN | node_8104302_200847573 | node_1362168_724_15304610_819 | 0.033 | und_TAPWIRE_UG | 8104302 | no | no |  |  | no
und_line_TAP_UG_59302 |  | AN | node_8104302_200847577 | node_1362085_362_15304808_158 | 0.033 | und_TAPWIRE_UG | 8104302 | no | no |  |  | no
und_line_TAP_UG_59303 |  | AN | node_8104302_200847581 | node_1362357_61_15304958_358 | 0.033 | und_TAPWIRE_UG | 8104302 | no | no |  |  | no
und_line_TAP_UG_59306 |  | AN | node_8104302_200847602 | node_1361146_096_15309993_371 | 0.033 | und_TAPWIRE_UG | 8104302 | no | no |  |  | no
und_line_TAP_UG_59307 |  | AN | node_8104302_200847608 | node_1360927_491_15309456_159 | 0.033 | und_TAPWIRE_UG | 8104302 | no | no |  |  | no
und_line_TAP_UG_59308 |  | AN | node_8104302_200847612 | node_1360947_379_15309212_592 | 0.033 | und_TAPWIRE_UG | 8104302 | no | no |  |  | no
und_line_TAP_UG_59313 |  | AN | node_8104302_200847641 | node_1360896_891_15310297_741 | 0.033 | und_TAPWIRE_UG | 8104302 | no | no |  |  | no
und_line_TAP_UG_59314 |  | AN | node_8104302_200847646 | node_1361007_485_15310510_002 | 0.033 | und_TAPWIRE_UG | 8104302 | no | no |  |  | no
und_line_TAP_UG_59315 |  | AN | node_8104302_200847648 | node_1361150_478_15310501_183 | 0.033 | und_TAPWIRE_UG | 8104302 | no | no |  |  | no
und_line_TAP_UG_59368 |  | AN | node_8104302_200847907 | node_1361398_143_15309487_782 | 0.033 | und_TAPWIRE_UG | 8104302 | no | no |  |  | no
und_line_TAP_UG_59369 |  | AN | node_8104302_200847912 | node_1361437_998_15309250_537 | 0.033 | und_TAPWIRE_UG | 8104302 | no | no |  |  | no
und_line_TAP_UG_59370 |  | AN | node_8104302_200847920 | node_1359520_798_15302063_697 | 0.033 | und_TAPWIRE_UG | 8104302 | no | no |  |  | no
und_line_TAP_UG_59371 |  | AN | node_8104302_200847925 | node_1359722_625_15301511_919 | 0.033 | und_TAPWIRE_UG | 8104302 | no | no |  |  | no
und_line_TAP_UG_59379 |  | AN | node_8104302_200847981 | node_1365752_146_15305442_93 | 0.033 | und_TAPWIRE_UG | 8104302 | no | no |  |  | no
und_line_TAP_UG_59380 |  | AN | node_8104302_200847988 | node_1366056_481_15305564_042 | 0.033 | und_TAPWIRE_UG | 8104302 | no | no |  |  | no
und_line_TAP_UG_59384 |  | AN | node_8104302_200848007 | node_1360685_981_15304337_859 | 0.033 | und_TAPWIRE_UG | 8104302 | no | no |  |  | no
und_line_TAP_UG_59393 |  | AN | node_8104302_200848055 | node_1360134_799_15301676_632 | 0.033 | und_TAPWIRE_UG | 8104302 | no | no |  |  | no
und_line_TAP_UG_59394 |  | AN | node_8104302_200848059 | node_1360598_004_15302025_257 | 0.033 | und_TAPWIRE_UG | 8104302 | no | no |  |  | no
und_line_TAP_UG_59399 |  | ABCN | node_8104302_200848101 | node_1373256_009_15306575_412 | 0.033 | und_TAPWIRE_UG | 8104302 | no | no |  |  | no
und_line_TAP_UG_59405 |  | AN | node_8104302_200848123 | node_1360567_573_15310488_124 | 0.033 | und_TAPWIRE_UG | 8104302 | no | no |  |  | no
und_line_TAP_UG_59406 |  | AN | node_8104302_200848128 | node_1360222_587_15310435_303 | 0.033 | und_TAPWIRE_UG | 8104302 | no | no |  |  | no
und_line_TAP_UG_59407 |  | AN | node_8104302_200848139 | node_1362038_83_15307550_967 | 0.033 | und_TAPWIRE_UG | 8104302 | no | no |  |  | no
und_line_TAP_UG_59408 |  | AN | node_8104302_200848142 | node_1361999_676_15307241_153 | 0.033 | und_TAPWIRE_UG | 8104302 | no | no |  |  | no
und_line_TAP_UG_59409 |  | AN | node_8104302_200848146 | node_1362343_842_15306994_152 | 0.033 | und_TAPWIRE_UG | 8104302 | no | no |  |  | no
und_line_TAP_UG_59410 |  | AN | node_8104302_200848147 | node_1362528_179_15306663_12 | 0.033 | und_TAPWIRE_UG | 8104302 | no | no |  |  | no
und_line_TAP_UG_59420 |  | AN | node_8104302_200848977 | node_1368648_497_15306093_096 | 0.033 | und_TAPWIRE_UG | 8104302 | no | no |  |  | no
und_line_TAP_UG_59427 |  | ABCN | node_8104302_200850232 | node_1361412_032_15302608_308 | 0.033 | und_TAPWIRE_UG | 8104302 | no | no |  |  | no
und_line_TAP_UG_59428 |  | ABCN | node_8104302_200850233 | node_1361186_379_15302944_438 | 0.033 | und_TAPWIRE_UG | 8104302 | no | no |  |  | no
und_line_TAP_UG_59429 |  | AN | node_8104302_200850632 | node_1366011_872_15307043_406 | 0.033 | und_TAPWIRE_UG | 8104302 | no | no |  |  | no
und_line_TAP_UG_59433 |  | AN | node_8104302_200852165 | node_1362461_499_15313888_037 | 0.033 | und_TAPWIRE_UG | 8104302 | no | no |  |  | no
und_line_TAP_UG_59434 |  | AN | node_8104302_200852380 | node_1362181_094_15308822_19 | 0.033 | und_TAPWIRE_UG | 8104302 | no | no |  |  | no
und_line_TAP_UG_63228 |  | AN | node_8104302_200987736 | node_1363968_525_15311553_387 | 0.033 | und_TAPWIRE_UG | 8104302 | no | no |  |  | no
und_line_TAP_UG_63229 |  | AN | node_8104302_200987737 | node_1363894_639_15311106_917 | 0.033 | und_TAPWIRE_UG | 8104302 | no | no |  |  | no
und_line_TAP_UG_63371 |  | ABCN | node_8104302_201004330 | node_1363919_437_15310502_194 | 0.033 | und_TAPWIRE_UG | 8104302 | no | no |  |  | no
und_line_TAP_UG_63834 |  | ABN | node_8104302_201008582 | node_1364121_543_15312344_512 | 0.033 | und_TAPWIRE_UG | 8104302 | no | no |  |  | no
und_line_TAP_UG_63835 |  | ABN | node_8104302_201008583 | node_1363899_397_15311958_591 | 0.033 | und_TAPWIRE_UG | 8104302 | no | no |  |  | no
und_line_TAP_UG_63859 |  | AN | node_8104302_201008744 | node_1364392_166_15312691_867 | 0.033 | und_TAPWIRE_UG | 8104302 | no | no |  |  | no
und_line_TAP_UG_63888 |  | ABN | node_8104302_201009048 | node_1365069_085_15304746_72 | 0.033 | und_TAPWIRE_UG | 8104302 | no | no |  |  | no
und_line_TAP_UG_63889 |  | ABN | node_8104302_201009049 | node_1365062_254_15304997_247 | 0.033 | und_TAPWIRE_UG | 8104302 | no | no |  |  | no
und_line_TAP_UG_63987 |  | ABCN | node_8104302_201009894 | node_1363695_13_15310600_316 | 0.033 | und_TAPWIRE_UG | 8104302 | no | no |  |  | no
und_line_TAP_UG_64042 |  | ABCN | node_8104302_201010279 | node_1362775_218_15305975_891 | 0.033 | und_TAPWIRE_UG | 8104302 | no | no |  |  | no
und_line_TAP_UG_64046 |  | AN | node_8104302_201010317 | node_1364335_084_15311471_509 | 0.033 | und_TAPWIRE_UG | 8104302 | no | no |  |  | no
und_line_TAP_UG_64048 |  | AN | node_8104302_201010354 | node_1362231_645_15320730_672 | 0.033 | und_TAPWIRE_UG | 8104302 | no | no |  |  | no
und_line_TAP_UG_356174 |  | ABCN | node_8104302_201014222 | node_1363177_978_15303170_987 | 0.033 | und_TAPWIRE_UG | 8104302 | no | no |  |  | no
und_line_TAP_UG_570606 |  | AN | node_8104302_310024103 | node_1359376_706_15304934_969 | 0.033 | und_TAPWIRE_UG | 8104302 | no | no |  |  | no
und_line_TAP_UG_2681027 |  | AN | node_8104302_312125843 | node_1361602_481_15310339_061 | 0.033 | und_TAPWIRE_UG | 8104302 | no | no |  |  | no
und_line_TAP_UG_2830246 |  | AN | node_8104302_312146411 | node_1363050_038_15311802_352 | 0.033 | und_TAPWIRE_UG | 8104302 | no | no |  |  | no

## underground_line_conductor
data_type | static
owner_type | feeder
owner | 8104302
object | underground_line_conductor
name | groupid | outer_diameter | conductor_gmr | conductor_diameter | conductor_resistance | neutral_gmr | neutral_diameter | neutral_resistance | neutral_strands | insulation_relative_permitivitty | shield_gmr | shield_resistance | rating_summer_continuous | rating_summer_emergency | rating_winter_continuous | rating_winter_emergency | dcircuit | selected | comments
und_cond_1P_1/0ALURD_1/0AL(N) | [12 empty] | 160 | 160 | 180 | 180 |  | no
und_cond_1P_2ALURD | [12 empty] | 125 | 125 | 140 | 140 |  | no
und_cond_1P_2ALURD_2AL(N) | [12 empty] | 125 | 125 | 140 | 140 |  | no
und_cond_1P_4/0ALURD_4/0AL(N) | [12 empty] | 240 | 240 | 265 | 265 |  | no
und_cond_1P_DELTACUST | [12 empty] | 685 | 685 | 685 | 685 |  | no
und_cond_1P_WYECUST | [12 empty] | 685 | 685 | 685 | 685 |  | no
und_cond_2P_1/0ALURD_1/0AL(N) | [12 empty] | 160 | 160 | 180 | 180 |  | no
und_cond_2P_2ALURD_2AL(N) | [12 empty] | 125 | 125 | 140 | 140 |  | no
und_cond_2P_WYECUST | [12 empty] | 685 | 685 | 685 | 685 |  | no
und_cond_3P_1/0ALURD_1/0AL(N) | [12 empty] | 160 | 160 | 180 | 180 |  | no
und_cond_3P_2ALURD_2AL(N) | [12 empty] | 125 | 125 | 140 | 140 |  | no
und_cond_3P_WYECUST | [12 empty] | 685 | 685 | 685 | 685 |  | no
und_cond_TAPWIRE_UG | [12 empty] | 99999999 | 99999999 | 99999999 | 99999999 |  | no