## capacitor
data_type | static
owner_type | feeder
owner | 8101201
object | capacitor
name | groupid | parent | phases | nominal_voltage | pt_phase | phases_connected | switchA | switchB | switchC | control | voltage_set_high | voltage_set_low | VAr_set_high | VAr_set_low | current_set_high | current_set_low | capacitor_A | capacitor_B | capacitor_C | cap_nominal_voltage | time_delay | dwell_time | lockout_time | remote_sense | remote_sense_B | control_level | dcircuit | selected | monitored | monitored_fields | class_monitored_fields | played | played_fields | comments
cap_220563411 |  | node_1371126_56_15294280_288 | ABCN | 0 |  | ABCN | CLOSED | CLOSED | CLOSED | MANUAL | [6 empty] | 200000 | 200000 | 200000 | 7200 | [6 empty] | 8101201 | no | no |  |  | no

## feeder
data_type | static
owner_type | feeder
owner | 8101201
object | feeder
name | transmission_bus | ARC | ADR | slack_bus | nom_voltages | num_nodes | num_ohlines | num_uglines | num_transformers | num_generators | num_pvs | num_storages | num_loads | miles | mw | mvar | losses_mw | losses_mvar | comments | use_feeder_load_shape | load_shape_scale | use_feeder_pv_shape | pv_shape_scale | description | restore_time | griddisconnect_scenario_probability | gridconnect_scenario_probability | use_energy_not_served | VOLL | discount_rate | yearly_load_growth_percent | planning_horizon | enable_traditional_project_deferral | lifetime_of_investment_years | start_year | base_year | year_the_investment_is_committed | revenue_requirement_scaling_factor | discount_rate | inflation_rate_for_investment | traditional_project_invested_capital | periodicity_of_investment_in_years | priority | maximum_total_investment_cost | DER_portfolio_NPV | DER_portfolio_BC_ratio | total_system_energy_avoided_cost_NPV | total_system_capacity_avoided_cost_NPV | total_system_ancillary_services_avoided_cost_NPV | total_system_CO2_avoided_cost_NPV | total_system_loss_of_load_avoided_cost_NPV | total_system_distribution_capacity_avoided_cost_NPV | total_system_investment_and_operational_cost_NPV | feeder_solar_pv_operating_cost_USdollarperkWh | feeder_energy_storage_operating_cost_USdollarperkWh | feeder_distributed_generator_operating_cost_USdollarperkWh | feeder_distributed_generator_CO2_cost_USdollarperkWh | feeder_demand_response_operating_cost_USdollarperkWh | feeder_solar_pv_investment_cost_USdollarperkW | feeder_energy_storage_investment_cost_USdollarperkW | feeder_distributed_generator_investment_cost_USdollarperkW | feeder_demand_response_investment_cost_USdollarperkW
8101201 |  | ts_slack | none | node_SOURCE_8101201 | 2771.281,7199.558 | 537 | 456 | 34 | 2 | 0 | 0 | 0 | 244 | 7.982 | 5.832 | 2.485 | 0 | 0 |  | 0 | 0 | 1 | 0 |  | 0 | 0 | 0 | 0 | 0 | 0 | 0 | 0 | 0 | 0 | 0 | 0 | 0 | 0 | 0 | 0 | 0 | 0 | 0 | 999999999 | 0 | 0 | 0 | 0 | 0 | 0 | 0 | 0 | 0 | 0 | 0 | 0 | 0 | 0 | 0 | 0 | 0 | 0

## fuse
data_type | static
owner_type | feeder
owner | 8101201
object | fuse
name | groupid | phases | fr | to | phase_A_status | phase_B_status | phase_C_status | repair_dist_type | current_limit | mean_replacement_time | status | dcircuit | selected | monitored | monitored_fields | class_monitored_fields | played | played_fields | comments
fuse_220386276 |  | ABCN | node_intto1_8101201_200863651 | node_8101201_200863651 | GOOD | GOOD | GOOD |  | 100 |  |  | 8101201 | no | no |  |  | no
fuse_220386364 |  | ABCN | node_intto1_8101201_200862660 | node_8101201_200862660 | GOOD | GOOD | GOOD |  | 15 |  |  | 8101201 | no | no |  |  | no
fuse_220386383 |  | ABCN | node_intto1_8101201_200863051 | node_8101201_200863051 | GOOD | GOOD | GOOD |  | 20 |  |  | 8101201 | no | no |  |  | no
fuse_220386388 |  | ABCN | node_intto1_8101201_200859868 | node_8101201_200859868 | GOOD | GOOD | GOOD |  | 75 |  |  | 8101201 | no | no |  |  | no
fuse_220386389 |  | ABCN | node_intto1_8101201_200862653 | node_8101201_200862653 | GOOD | GOOD | GOOD |  | 85 |  |  | 8101201 | no | no |  |  | no
fuse_220386526 |  | ABCN | node_intto1_220386526 | node_220386526 | GOOD | GOOD | GOOD |  | 85 |  |  | 8101201 | no | no |  |  | no
fuse_220386546 |  | ABCN | node_intto1_8101201_200860296 | node_8101201_200860296 | GOOD | GOOD | GOOD |  | 250 |  |  | 8101201 | no | no |  |  | no
fuse_220386547 |  | ABCD | node_intto1_8101201_200867149 | node_8101201_200867149 | GOOD | GOOD | GOOD |  | 30 |  |  | 8101201 | no | no |  |  | no
fuse_220386715 |  | ABCN | node_intto1_8101201_200859893 | node_8101201_200859893 | GOOD | GOOD | GOOD |  | 30 |  |  | 8101201 | no | no |  |  | no
fuse_220386716 |  | ABCN | node_intto1_8101201_200859892 | node_8101201_200859892 | GOOD | GOOD | GOOD |  | 40 |  |  | 8101201 | no | no |  |  | no
fuse_220386773 |  | ABCN | node_intto1_8101201_201061066 | node_8101201_201061066 | GOOD | GOOD | GOOD |  | 40 |  |  | 8101201 | no | no |  |  | no
fuse_220386774 |  | ABCN | node_intto1_220386774 | node_220386774 | GOOD | GOOD | GOOD |  | 30 |  |  | 8101201 | no | no |  |  | no
fuse_220386775 |  | ABCN | node_intto1_8101201_200865149 | node_8101201_200865149 | GOOD | GOOD | GOOD |  | 10 |  |  | 8101201 | no | no |  |  | no
fuse_220386777 |  | ABCN | node_intto1_8101201_200865148 | node_8101201_200865148 | GOOD | GOOD | GOOD |  | 100 |  |  | 8101201 | no | no |  |  | no
fuse_220386778 |  | ABCN | node_intto1_8101201_200865142 | node_8101201_200865142 | GOOD | GOOD | GOOD |  | 150 |  |  | 8101201 | no | no |  |  | no
fuse_220386779 |  | ABCN | node_intto1_8101201_200865130 | node_8101201_200865130 | GOOD | GOOD | GOOD |  | 100 |  |  | 8101201 | no | no |  |  | no
fuse_220386781 |  | ABCN | node_intto1_8101201_200865064 | node_8101201_200865064 | GOOD | GOOD | GOOD |  | 50 |  |  | 8101201 | no | no |  |  | no
fuse_220386788 |  | ABCN | node_intto1_8101201_200865116 | node_8101201_200865116 | GOOD | GOOD | GOOD |  | 40 |  |  | 8101201 | no | no |  |  | no
fuse_220386797 |  | ABCN | node_intto1_8101201_200865067 | node_8101201_200865067 | GOOD | GOOD | GOOD |  | 50 |  |  | 8101201 | no | no |  |  | no
fuse_220579716 |  | ABCN | node_intto1_8101201_200863053 | node_8101201_200863053 | GOOD | GOOD | GOOD |  | 100 |  |  | 8101201 | no | no |  |  | no
fuse_220603476 |  | ABCN | node_intto1_8101201_200862664 | node_8101201_200862664 | GOOD | GOOD | GOOD |  | 300 |  |  | 8101201 | no | no |  |  | no
fuse_220606743 |  | AN | node_intto1_8101201_201061071 | node_8101201_201061071 | GOOD | GOOD | GOOD |  | 80 |  |  | 8101201 | no | no |  |  | no
fuse_310008784 |  | ABCN | node_intto1_8101201_200860298 | node_8101201_200860298 | GOOD | GOOD | GOOD |  | 100 |  |  | 8101201 | no | no |  |  | no
fuse_310008786 |  | ABCN | node_intto1_8101201_200860299 | node_8101201_200860299 | GOOD | GOOD | GOOD |  | 100 |  |  | 8101201 | no | no |  |  | no
fuse_310008787 |  | ABCN | node_intto1_8101201_200860303 | node_8101201_200860303 | GOOD | GOOD | GOOD |  | 100 |  |  | 8101201 | no | no |  |  | no
fuse_310008788 |  | ABCN | node_intto1_8101201_200860302 | node_8101201_200860302 | GOOD | GOOD | GOOD |  | 100 |  |  | 8101201 | no | no |  |  | no
fuse_310019474 |  | ABCD | node_intto1_8101201_200867146 | node_8101201_200867146 | GOOD | GOOD | GOOD |  | 100 |  |  | 8101201 | no | no |  |  | no
fuse_311908255 |  | ABCN | node_intto1_311908255 | node_311908255 | GOOD | GOOD | GOOD |  | 100 |  |  | 8101201 | no | no |  |  | no
fuse_311908261 |  | ABCD | node_intto1_8101201_200867165 | node_8101201_200867165 | GOOD | GOOD | GOOD |  | 100 |  |  | 8101201 | no | no |  |  | no
fuse_312088397 |  | ABCN | node_intto1_8101201_312106094 | node_8101201_312106094 | GOOD | GOOD | GOOD |  | 140 |  |  | 8101201 | no | no |  |  | no

## line_configuration
data_type | static
owner_type | feeder
owner | 8101201
object | line_configuration
name | groupid | conductor_A | conductor_B | conductor_C | conductor_N | spacing | z11 | z12 | z13 | z21 | z22 | z23 | z31 | z32 | z33 | c11 | c12 | c13 | c21 | c22 | c23 | c31 | c32 | c33 | dcircuit | selected | comments
bal_1P_1/0AA |  | oh_cond_1/0_AAAC | oh_cond_1/0_AAAC | oh_cond_1/0_AAAC |  |  | 0.972+1.499j | 0.095+0.781j | 0.095+0.781j | 0.095+0.781j | 0.972+1.499j | 0.095+0.781j | 0.095+0.781j | 0.095+0.781j | 0.972+1.499j | 12.796 | -3.172 | -3.172 | -3.172 | 12.796 | -3.172 | -3.172 | -3.172 | 12.796 |  | no
bal_1P_1/0AC |  | oh_cond_1/0_ACSR | oh_cond_1/0_ACSR | oh_cond_1/0_ACSR |  |  | 0.983+1.218j | 0.095+0.781j | 0.095+0.781j | 0.095+0.781j | 0.983+1.218j | 0.095+0.781j | 0.095+0.781j | 0.095+0.781j | 0.983+1.218j | 12.796 | -3.172 | -3.172 | -3.172 | 12.796 | -3.172 | -3.172 | -3.172 | 12.796 |  | no
bal_1P_477AL_4/0AA(N) |  | oh_cond_477_MCM_AL | oh_cond_477_MCM_AL | oh_cond_477_MCM_AL | oh_cond_4/0_AAAC |  | 0.332+1.031j | 0.134+0.402j | 0.134+0.402j | 0.134+0.402j | 0.332+1.031j | 0.134+0.402j | 0.134+0.402j | 0.134+0.402j | 0.332+1.031j | 14.927 | -3.279 | -3.279 | -3.279 | 14.927 | -3.279 | -3.279 | -3.279 | 14.927 |  | no
bal_1P_WYECUST |  | oh_cond_2/0_CU | oh_cond_2/0_CU | oh_cond_2/0_CU | oh_cond_3_#7_CWD_30% |  | 0.66+1.378j | 0.22+0.666j | 0.22+0.666j | 0.22+0.666j | 0.66+1.378j | 0.22+0.666j | 0.22+0.666j | 0.22+0.666j | 0.66+1.378j | 13.24 | -2.712 | -2.712 | -2.712 | 13.24 | -2.712 | -2.712 | -2.712 | 13.24 |  | no
bal_2P_1/0AC_4/0AC(N) |  | oh_cond_1/0_ACSR | oh_cond_1/0_ACSR | oh_cond_1/0_ACSR | oh_cond_4/0_ACSR |  | 1.024+1.119j | 0.136+0.403j | 0.136+0.403j | 0.136+0.403j | 1.024+1.119j | 0.136+0.403j | 0.136+0.403j | 0.136+0.403j | 1.024+1.119j | 13.267 | -2.702 | -2.702 | -2.702 | 13.267 | -2.702 | -2.702 | -2.702 | 13.267 |  | no
bal_3P_1/0AA |  | oh_cond_1/0_AAAC | oh_cond_1/0_AAAC | oh_cond_1/0_AAAC |  |  | 0.972+1.499j | 0.095+0.781j | 0.095+0.781j | 0.095+0.781j | 0.972+1.499j | 0.095+0.781j | 0.095+0.781j | 0.095+0.781j | 0.972+1.499j | 12.796 | -3.172 | -3.172 | -3.172 | 12.796 | -3.172 | -3.172 | -3.172 | 12.796 |  | no
bal_3P_1/0AA_1/0AA(N) |  | oh_cond_1/0_AAAC | oh_cond_1/0_AAAC | oh_cond_1/0_AAAC | oh_cond_1/0_AAAC |  | 1.078+1.186j | 0.201+0.467j | 0.201+0.467j | 0.201+0.467j | 1.078+1.186j | 0.201+0.467j | 0.201+0.467j | 0.201+0.467j | 1.078+1.186j | 13.243 | -2.726 | -2.726 | -2.726 | 13.243 | -2.726 | -2.726 | -2.726 | 13.243 |  | no
bal_3P_1/0AC |  | oh_cond_1/0_ACSR | oh_cond_1/0_ACSR | oh_cond_1/0_ACSR |  |  | 0.983+1.497j | 0.095+0.781j | 0.095+0.781j | 0.095+0.781j | 0.983+1.497j | 0.095+0.781j | 0.095+0.781j | 0.095+0.781j | 0.983+1.497j | 12.796 | -3.172 | -3.172 | -3.172 | 12.796 | -3.172 | -3.172 | -3.172 | 12.796 |  | no
bal_3P_1/0AC_1/0AA(N) |  | oh_cond_1/0_ACSR | oh_cond_1/0_ACSR | oh_cond_1/0_ACSR | oh_cond_1/0_AAAC |  | 1.089+1.184j | 0.201+0.467j | 0.201+0.467j | 0.201+0.467j | 1.089+1.184j | 0.201+0.467j | 0.201+0.467j | 0.201+0.467j | 1.089+1.184j | 13.243 | -2.726 | -2.726 | -2.726 | 13.243 | -2.726 | -2.726 | -2.726 | 13.243 |  | no
bal_3P_1/0AC_1/0AC(N) |  | oh_cond_1/0_ACSR | oh_cond_1/0_ACSR | oh_cond_1/0_ACSR | oh_cond_1/0_ACSR |  | 1.091+1.185j | 0.203+0.469j | 0.203+0.469j | 0.203+0.469j | 1.091+1.185j | 0.203+0.469j | 0.203+0.469j | 0.203+0.469j | 1.091+1.185j | 13.243 | -2.726 | -2.726 | -2.726 | 13.243 | -2.726 | -2.726 | -2.726 | 13.243 |  | no
bal_3P_1/0AC_4/0AL(N) |  | oh_cond_1/0_ACSR | oh_cond_1/0_ACSR | oh_cond_1/0_ACSR | oh_cond_4/0_AL |  | 1.022+1.12j | 0.134+0.404j | 0.134+0.404j | 0.134+0.404j | 1.022+1.12j | 0.134+0.404j | 0.134+0.404j | 0.134+0.404j | 1.022+1.12j | 13.261 | -2.707 | -2.707 | -2.707 | 13.261 | -2.707 | -2.707 | -2.707 | 13.261 |  | no
bal_3P_1/0AL_1/0AL(N) |  | oh_cond_1/0_AL | oh_cond_1/0_AL | oh_cond_1/0_AL | oh_cond_1/0_AL |  | 1.086+1.198j | 0.201+0.47j | 0.201+0.47j | 0.201+0.47j | 1.086+1.198j | 0.201+0.47j | 0.201+0.47j | 0.201+0.47j | 1.086+1.198j | 13.073 | -2.675 | -2.675 | -2.675 | 13.073 | -2.675 | -2.675 | -2.675 | 13.073 |  | no
bal_3P_2/0CU |  | oh_cond_2/0_CU | oh_cond_2/0_CU | oh_cond_2/0_CU |  |  | 0.535+1.487j | 0.095+0.781j | 0.095+0.781j | 0.095+0.781j | 0.535+1.487j | 0.095+0.781j | 0.095+0.781j | 0.095+0.781j | 0.535+1.487j | 12.878 | -3.204 | -3.204 | -3.204 | 12.878 | -3.204 | -3.204 | -3.204 | 12.878 |  | no
bal_3P_2/0CU_1/0AA(N) |  | oh_cond_2/0_CU | oh_cond_2/0_CU | oh_cond_2/0_CU | oh_cond_1/0_AAAC |  | 0.641+1.174j | 0.201+0.467j | 0.201+0.467j | 0.201+0.467j | 0.641+1.174j | 0.201+0.467j | 0.201+0.467j | 0.201+0.467j | 0.641+1.174j | 13.327 | -2.754 | -2.754 | -2.754 | 13.327 | -2.754 | -2.754 | -2.754 | 13.327 |  | no
bal_3P_4/0AA_1/0AA(N) |  | oh_cond_4/0_AAAC | oh_cond_4/0_AAAC | oh_cond_4/0_AAAC | oh_cond_1/0_AAAC |  | 0.64+1.144j | 0.201+0.467j | 0.201+0.467j | 0.201+0.467j | 0.64+1.144j | 0.201+0.467j | 0.201+0.467j | 0.201+0.467j | 0.64+1.144j | 14.027 | -2.996 | -2.996 | -2.996 | 14.027 | -2.996 | -2.996 | -2.996 | 14.027 |  | no
bal_3P_4/0AA_4/0AA(N) |  | oh_cond_4/0_AAAC | oh_cond_4/0_AAAC | oh_cond_4/0_AAAC | oh_cond_4/0_AAAC |  | 0.573+1.078j | 0.134+0.402j | 0.134+0.402j | 0.134+0.402j | 0.573+1.078j | 0.134+0.402j | 0.134+0.402j | 0.134+0.402j | 0.573+1.078j | 14.052 | -2.971 | -2.971 | -2.971 | 14.052 | -2.971 | -2.971 | -2.971 | 14.052 |  | no
bal_3P_4/0AC |  | oh_cond_4/0_ACSR | oh_cond_4/0_ACSR | oh_cond_4/0_ACSR |  |  | 0.54+1.457j | 0.095+0.781j | 0.095+0.781j | 0.095+0.781j | 0.54+1.457j | 0.095+0.781j | 0.095+0.781j | 0.095+0.781j | 0.54+1.457j | 13.554 | -3.469 | -3.469 | -3.469 | 13.554 | -3.469 | -3.469 | -3.469 | 13.554 |  | no
bal_3P_4/0AC_1/0AA(N) |  | oh_cond_4/0_ACSR | oh_cond_4/0_ACSR | oh_cond_4/0_ACSR | oh_cond_1/0_AAAC |  | 0.646+1.144j | 0.201+0.467j | 0.201+0.467j | 0.201+0.467j | 0.646+1.144j | 0.201+0.467j | 0.201+0.467j | 0.201+0.467j | 0.646+1.144j | 14.027 | -2.996 | -2.996 | -2.996 | 14.027 | -2.996 | -2.996 | -2.996 | 14.027 |  | no
bal_3P_4/0AC_1/0AC(N) |  | oh_cond_4/0_ACSR | oh_cond_4/0_ACSR | oh_cond_4/0_ACSR | oh_cond_1/0_ACSR |  | 0.648+1.145j | 0.203+0.469j | 0.203+0.469j | 0.203+0.469j | 0.648+1.145j | 0.203+0.469j | 0.203+0.469j | 0.203+0.469j | 0.648+1.145j | 14.027 | -2.996 | -2.996 | -2.996 | 14.027 | -2.996 | -2.996 | -2.996 | 14.027 |  | no
bal_3P_4/0AC_4/0AA(N) |  | oh_cond_4/0_ACSR | oh_cond_4/0_ACSR | oh_cond_4/0_ACSR | oh_cond_4/0_AAAC |  | 0.579+1.078j | 0.134+0.402j | 0.134+0.402j | 0.134+0.402j | 0.579+1.078j | 0.134+0.402j | 0.134+0.402j | 0.134+0.402j | 0.579+1.078j | 14.052 | -2.971 | -2.971 | -2.971 | 14.052 | -2.971 | -2.971 | -2.971 | 14.052 |  | no
bal_3P_4/0AC_4/0AC(N) |  | oh_cond_4/0_ACSR | oh_cond_4/0_ACSR | oh_cond_4/0_ACSR | oh_cond_4/0_ACSR |  | 0.581+1.079j | 0.136+0.403j | 0.136+0.403j | 0.136+0.403j | 0.581+1.079j | 0.136+0.403j | 0.136+0.403j | 0.136+0.403j | 0.581+1.079j | 14.052 | -2.971 | -2.971 | -2.971 | 14.052 | -2.971 | -2.971 | -2.971 | 14.052 |  | no
bal_3P_4/0AC_4/0AL(N) |  | oh_cond_4/0_ACSR | oh_cond_4/0_ACSR | oh_cond_4/0_ACSR | oh_cond_4/0_AL |  | 0.579+1.081j | 0.134+0.404j | 0.134+0.404j | 0.134+0.404j | 0.579+1.081j | 0.134+0.404j | 0.134+0.404j | 0.134+0.404j | 0.579+1.081j | 14.046 | -2.976 | -2.976 | -2.976 | 14.046 | -2.976 | -2.976 | -2.976 | 14.046 |  | no
bal_3P_4/0AL |  | oh_cond_4/0_AL | oh_cond_4/0_AL | oh_cond_4/0_AL |  |  | 0.537+1.466j | 0.095+0.781j | 0.095+0.781j | 0.095+0.781j | 0.537+1.466j | 0.095+0.781j | 0.095+0.781j | 0.095+0.781j | 0.537+1.466j | 13.381 | -3.4 | -3.4 | -3.4 | 13.381 | -3.4 | -3.4 | -3.4 | 13.381 |  | no
bal_3P_4/0AL_1/0AA(N) |  | oh_cond_4/0_AL | oh_cond_4/0_AL | oh_cond_4/0_AL | oh_cond_1/0_AAAC |  | 0.643+1.153j | 0.201+0.467j | 0.201+0.467j | 0.201+0.467j | 0.643+1.153j | 0.201+0.467j | 0.201+0.467j | 0.201+0.467j | 0.643+1.153j | 13.848 | -2.934 | -2.934 | -2.934 | 13.848 | -2.934 | -2.934 | -2.934 | 13.848 |  | no
bal_3P_4/0AL_4/0AA(N) |  | oh_cond_4/0_AL | oh_cond_4/0_AL | oh_cond_4/0_AL | oh_cond_4/0_AAAC |  | 0.576+1.087j | 0.134+0.402j | 0.134+0.402j | 0.134+0.402j | 0.576+1.087j | 0.134+0.402j | 0.134+0.402j | 0.134+0.402j | 0.576+1.087j | 13.873 | -2.909 | -2.909 | -2.909 | 13.873 | -2.909 | -2.909 | -2.909 | 13.873 |  | no
bal_3P_4/0AL_4/0AC(N) |  | oh_cond_4/0_AL | oh_cond_4/0_AL | oh_cond_4/0_AL | oh_cond_4/0_ACSR |  | 0.578+1.088j | 0.136+0.403j | 0.136+0.403j | 0.136+0.403j | 0.578+1.088j | 0.136+0.403j | 0.136+0.403j | 0.136+0.403j | 0.578+1.088j | 13.873 | -2.909 | -2.909 | -2.909 | 13.873 | -2.909 | -2.909 | -2.909 | 13.873 |  | no
bal_3P_4/0AL_4/0AL(N) |  | oh_cond_4/0_AL | oh_cond_4/0_AL | oh_cond_4/0_AL | oh_cond_4/0_AL |  | 0.576+1.089j | 0.134+0.404j | 0.134+0.404j | 0.134+0.404j | 0.576+1.089j | 0.134+0.404j | 0.134+0.404j | 0.134+0.404j | 0.576+1.089j | 13.867 | -2.914 | -2.914 | -2.914 | 13.867 | -2.914 | -2.914 | -2.914 | 13.867 |  | no
bal_3P_336AL_4/0AA(N) |  | oh_cond_336_5_MCM_AL | oh_cond_336_5_MCM_AL | oh_cond_336_5_MCM_AL | oh_cond_4/0_AAAC |  | 0.413+1.053j | 0.134+0.402j | 0.134+0.402j | 0.134+0.402j | 0.413+1.053j | 0.134+0.402j | 0.134+0.402j | 0.134+0.402j | 0.413+1.053j | 14.469 | -3.116 | -3.116 | -3.116 | 14.469 | -3.116 | -3.116 | -3.116 | 14.469 |  | no
bal_3P_336AL_4/0AL(N) |  | oh_cond_336_5_MCM_AL | oh_cond_336_5_MCM_AL | oh_cond_336_5_MCM_AL | oh_cond_4/0_AL |  | 0.413+1.055j | 0.134+0.404j | 0.134+0.404j | 0.134+0.404j | 0.413+1.055j | 0.134+0.404j | 0.134+0.404j | 0.134+0.404j | 0.413+1.055j | 14.463 | -3.122 | -3.122 | -3.122 | 14.463 | -3.122 | -3.122 | -3.122 | 14.463 |  | no
bal_3P_477AL_1/0AA(N) |  | oh_cond_477_MCM_AL | oh_cond_477_MCM_AL | oh_cond_477_MCM_AL | oh_cond_1/0_AAAC |  | 0.399+1.097j | 0.201+0.467j | 0.201+0.467j | 0.201+0.467j | 0.399+1.097j | 0.201+0.467j | 0.201+0.467j | 0.201+0.467j | 0.399+1.097j | 14.9 | -3.306 | -3.306 | -3.306 | 14.9 | -3.306 | -3.306 | -3.306 | 14.9 |  | no
bal_3P_477AL_1/0AC(N) |  | oh_cond_477_MCM_AL | oh_cond_477_MCM_AL | oh_cond_477_MCM_AL | oh_cond_1/0_ACSR |  | 0.401+1.098j | 0.203+0.469j | 0.203+0.469j | 0.203+0.469j | 0.401+1.098j | 0.203+0.469j | 0.203+0.469j | 0.203+0.469j | 0.401+1.098j | 14.9 | -3.306 | -3.306 | -3.306 | 14.9 | -3.306 | -3.306 | -3.306 | 14.9 |  | no
bal_3P_477AL_4/0AA(N) |  | oh_cond_477_MCM_AL | oh_cond_477_MCM_AL | oh_cond_477_MCM_AL | oh_cond_4/0_AAAC |  | 0.332+1.031j | 0.134+0.402j | 0.134+0.402j | 0.134+0.402j | 0.332+1.031j | 0.134+0.402j | 0.134+0.402j | 0.134+0.402j | 0.332+1.031j | 14.927 | -3.279 | -3.279 | -3.279 | 14.927 | -3.279 | -3.279 | -3.279 | 14.927 |  | no
bal_3P_477AL_4/0AC(N) |  | oh_cond_477_MCM_AL | oh_cond_477_MCM_AL | oh_cond_477_MCM_AL | oh_cond_4/0_ACSR |  | 0.334+1.032j | 0.136+0.403j | 0.136+0.403j | 0.136+0.403j | 0.334+1.032j | 0.136+0.403j | 0.136+0.403j | 0.136+0.403j | 0.334+1.032j | 14.927 | -3.279 | -3.279 | -3.279 | 14.927 | -3.279 | -3.279 | -3.279 | 14.927 |  | no
bal_3P_477AL_4/0AL(N) |  | oh_cond_477_MCM_AL | oh_cond_477_MCM_AL | oh_cond_477_MCM_AL | oh_cond_4/0_AL |  | 0.332+1.034j | 0.134+0.404j | 0.134+0.404j | 0.134+0.404j | 0.332+1.034j | 0.134+0.404j | 0.134+0.404j | 0.134+0.404j | 0.332+1.034j | 14.921 | -3.285 | -3.285 | -3.285 | 14.921 | -3.285 | -3.285 | -3.285 | 14.921 |  | no
bal_3P_WYECUST |  | oh_cond_2/0_CU | oh_cond_2/0_CU | oh_cond_2/0_CU | oh_cond_3_#7_CWD_30% |  | 0.66+1.378j | 0.22+0.666j | 0.22+0.666j | 0.22+0.666j | 0.66+1.378j | 0.22+0.666j | 0.22+0.666j | 0.22+0.666j | 0.66+1.378j | 13.24 | -2.712 | -2.712 | -2.712 | 13.24 | -2.712 | -2.712 | -2.712 | 13.24 |  | no
unb_TAPWIRE_OH |  | oh_cond_WP-4/0-CU | oh_cond_WP-4/0-CU | oh_cond_WP-4/0-CU | oh_cond_WP-4/0-CU |  | 0.365+1.097j | 0.093+0.433j | 0.094+0.34j | 0.093+0.433j | 0.368+1.078j | 0.095+0.401j | 0.094+0.34j | 0.095+0.401j | 0.368+1.077j | 14.911 | -4.341 | -1.953 | -4.341 | 15.781 | -3.724 | -1.953 | -3.724 | 14.818 |  | no
und_1P_WYECUST |  | und_cond_1P_WYECUST | und_cond_1P_WYECUST | und_cond_1P_WYECUST |  |  | 0.179+0.233j | 0.061-0.024j | 0.061-0.024j | 0.061-0.024j | 0.179+0.233j | 0.061-0.024j | 0.061-0.024j | 0.061-0.024j | 0.179+0.233j | 324.124 | 0 | 0 | 0 | 324.124 | 0 | 0 | 0 | 324.124 |  | no
und_3P_1/0ALURD |  | und_cond_3P_1/0ALURD | und_cond_3P_1/0ALURD | und_cond_3P_1/0ALURD |  |  | 1.61+0.653j | 0.525+0.251j | 0.525+0.251j | 0.525+0.251j | 1.61+0.653j | 0.525+0.251j | 0.525+0.251j | 0.525+0.251j | 1.61+0.653j | 530.19 | 0 | 0 | 0 | 530.19 | 0 | 0 | 0 | 530.19 |  | no
und_3P_1/0ALURD_1/0AL(N) |  | und_cond_3P_1/0ALURD_1/0AL(N) | und_cond_3P_1/0ALURD_1/0AL(N) | und_cond_3P_1/0ALURD_1/0AL(N) |  |  | 1.489+0.467j | 0.385+0.07j | 0.385+0.07j | 0.385+0.07j | 1.489+0.467j | 0.385+0.07j | 0.385+0.07j | 0.385+0.07j | 1.489+0.467j | 530.19 | 0 | 0 | 0 | 530.19 | 0 | 0 | 0 | 530.19 |  | no
und_3P_2ALURD_2AL(N) |  | und_cond_3P_2ALURD_2AL(N) | und_cond_3P_2ALURD_2AL(N) | und_cond_3P_2ALURD_2AL(N) |  |  | 2.125+0.49j | 0.384+0.067j | 0.384+0.067j | 0.384+0.067j | 2.125+0.49j | 0.384+0.067j | 0.384+0.067j | 0.384+0.067j | 2.125+0.49j | 401.497 | 0 | 0 | 0 | 401.497 | 0 | 0 | 0 | 401.497 |  | no
und_3P_4/0ALURD_4/0AL(N) |  | und_cond_3P_4/0ALURD_4/0AL(N) | und_cond_3P_4/0ALURD_4/0AL(N) | und_cond_3P_4/0ALURD_4/0AL(N) |  |  | 0.54+0.256j | 0.113-0.045j | 0.113-0.045j | 0.113-0.045j | 0.54+0.256j | 0.113-0.045j | 0.113-0.045j | 0.113-0.045j | 0.54+0.256j | 617.704 | 0 | 0 | 0 | 617.704 | 0 | 0 | 0 | 617.704 |  | no
und_3P_WYECUST |  | und_cond_3P_WYECUST | und_cond_3P_WYECUST | und_cond_3P_WYECUST |  |  | 0.179+0.233j | 0.061-0.024j | 0.061-0.024j | 0.061-0.024j | 0.179+0.233j | 0.061-0.024j | 0.061-0.024j | 0.061-0.024j | 0.179+0.233j | 324.124 | 0 | 0 | 0 | 324.124 | 0 | 0 | 0 | 324.124 |  | no
und_TAPWIRE_UG |  | und_cond_TAPWIRE_UG | und_cond_TAPWIRE_UG | und_cond_TAPWIRE_UG |  |  | 0.001+0.001j | 0.0+0.0j | 0.0+0.0j | 0.0+0.0j | 0.001+0.001j | 0.0+0.0j | 0.0+0.0j | 0.0+0.0j | 0.001+0.001j | 0 | 0 | 0 | 0 | 0 | 0 | 0 | 0 | 0 |  | no

## load
data_type | static
owner_type | feeder
owner | 8101201
object | load
name | groupid | parent | bustype | phases | nominal_voltage | load_class | constant_power_A | constant_power_B | constant_power_C | constant_current_A | constant_current_B | constant_current_C | constant_impedance_A | constant_impedance_B | constant_impedance_C | base_power_A | base_power_B | base_power_C | power_pf_A | power_pf_B | power_pf_C | current_pf_A | current_pf_B | current_pf_C | impedance_pf_A | impedance_pf_B | impedance_pf_C | power_fraction_A | power_fraction_B | power_fraction_C | current_fraction_A | current_fraction_B | current_fraction_C | impedance_fraction_A | impedance_fraction_B | impedance_fraction_C | dcircuit | selected | monitored | monitored_fields | class_monitored_fields | played | played_fields | base_kw_A | base_kw_B | base_kw_C | kw_A | kw_B | kw_C | comments | critical_load | dem_resp_lb | dem_resp_ub | dem_resp_shortage_cost | dem_resp_surplus_cost | num_customers
load_220347748 |  | node_1367564_81_15292848_783 |  | ABCN | 0 | NonResidential | 174666.667+74407.689j | 174666.667+74407.689j | 174666.667+74407.689j | 0 | 0 | 0 | [24 empty] | 8101201 | no | no |  |  | no |  | 0 | 0 | 0 | 0 | 0 | 0 |  | 1 | 1 | 1 | 0 | 0 | 0
load_220347749 |  | node_1367151_886_15292018_692 |  | ABCN | 0 | NonResidential | 36000+15335.936j | 36000+15335.936j | 36000+15335.936j | 0 | 0 | 0 | [24 empty] | 8101201 | no | no |  |  | no |  | 0 | 0 | 0 | 0 | 0 | 0 |  | 1 | 1 | 1 | 0 | 0 | 0
load_220347752 |  | node_1366744_917_15291556_556 |  | ABCN | 0 | NonResidential | 15000+6389.973j | 15000+6389.973j | 15000+6389.973j | 0 | 0 | 0 | [24 empty] | 8101201 | no | no |  |  | no |  | 0 | 0 | 0 | 0 | 0 | 0 |  | 1 | 1 | 1 | 0 | 0 | 0
load_220347753 |  | node_1366185_377_15291635_167 |  | ABCN | 0 | NonResidential | 33666.667+14341.94j | 33666.667+14341.94j | 33666.667+14341.94j | 0 | 0 | 0 | [24 empty] | 8101201 | no | no |  |  | no |  | 0 | 0 | 0 | 0 | 0 | 0 |  | 1 | 1 | 1 | 0 | 0 | 0
load_220347850 |  | node_1366826_138_15292777_637 |  | ABCN | 0 | NonResidential | 211333.333+90027.623j | 211333.333+90027.623j | 211333.333+90027.623j | 0 | 0 | 0 | [24 empty] | 8101201 | no | no |  |  | no |  | 0 | 0 | 0 | 0 | 0 | 0 |  | 1 | 1 | 1 | 0 | 0 | 0
load_220347851 |  | node_1366822_545_15292707_553 |  | ABCN | 0 | NonResidential | 38000+16187.932j | 38000+16187.932j | 38000+16187.932j | 0 | 0 | 0 | [24 empty] | 8101201 | no | no |  |  | no |  | 0 | 0 | 0 | 0 | 0 | 0 |  | 1 | 1 | 1 | 0 | 0 | 0
load_220347852 |  | node_1366402_536_15292496_603 |  | ABCN | 0 | NonResidential | 145000+61769.741j | 145000+61769.741j | 145000+61769.741j | 0 | 0 | 0 | [24 empty] | 8101201 | no | no |  |  | no |  | 0 | 0 | 0 | 0 | 0 | 0 |  | 1 | 1 | 1 | 0 | 0 | 0
load_220347853 |  | node_1366069_727_15292284_216 |  | ABCN | 0 | NonResidential | 60666.667+25843.892j | 60666.667+25843.892j | 60666.667+25843.892j | 0 | 0 | 0 | [24 empty] | 8101201 | no | no |  |  | no |  | 0 | 0 | 0 | 0 | 0 | 0 |  | 1 | 1 | 1 | 0 | 0 | 0
load_220347927 |  | node_1370819_574_15295677_19 |  | AN | 0 | NonResidential | 333.333+141.999j | 0 | 0 | 0 | 0 | 0 | [24 empty] | 8101201 | no | no |  |  | no |  | 0 | 0 | 0 | 0 | 0 | 0 |  | 1 | 1 | 1 | 0 | 0 | 0
load_220347928 |  | node_1370813_4_15295702_436 |  | BN | 0 | NonResidential | 0 | 333.333+141.999j | 0 | 0 | 0 | 0 | [24 empty] | 8101201 | no | no |  |  | no |  | 0 | 0 | 0 | 0 | 0 | 0 |  | 1 | 1 | 1 | 0 | 0 | 0
load_220347929 |  | node_1370820_66_15295650_613 |  | CN | 0 | NonResidential | 0 | 0 | 333.333+141.999j | 0 | 0 | 0 | [24 empty] | 8101201 | no | no |  |  | no |  | 0 | 0 | 0 | 0 | 0 | 0 |  | 1 | 1 | 1 | 0 | 0 | 0
load_220347930 |  | node_1370165_144_15295418_151 |  | AN | 0 | NonResidential | 0 | 0 | 0 | 0 | 0 | 0 | [24 empty] | 8101201 | no | no |  |  | no |  | 0 | 0 | 0 | 0 | 0 | 0 |  | 1 | 1 | 1 | 0 | 0 | 0
load_220347931 |  | node_1370146_428_15295409_171 |  | AN | 0 | NonResidential | 0 | 0 | 0 | 0 | 0 | 0 | [24 empty] | 8101201 | no | no |  |  | no |  | 0 | 0 | 0 | 0 | 0 | 0 |  | 1 | 1 | 1 | 0 | 0 | 0
load_220347932 |  | node_1369497_987_15295159_619 |  | BN | 0 | Other | 0 | 0 | 0 | 0 | 0 | 0 | [24 empty] | 8101201 | no | no |  |  | no |  | 0 | 0 | 0 | 0 | 0 | 0 |  | 1 | 1 | 1 | 0 | 0 | 0
load_220347932-L-1 |  | node_1369497_987_15295159_619 |  | BN | 0 | NonResidential | 0 | 0 | 0 | 0 | 0 | 0 | [24 empty] | 8101201 | no | no |  |  | no |  | 0 | 0 | 0 | 0 | 0 | 0 |  | 1 | 1 | 1 | 0 | 0 | 0
load_220347933 |  | node_1369507_318_15295184_65 |  | AN | 0 | Other | 0 | 0 | 0 | 0 | 0 | 0 | [24 empty] | 8101201 | no | no |  |  | no |  | 0 | 0 | 0 | 0 | 0 | 0 |  | 1 | 1 | 1 | 0 | 0 | 0
load_220347933-L1-1 |  | node_1369507_318_15295184_65 |  | AN | 0 | NonResidential | 0 | 0 | 0 | 0 | 0 | 0 | [24 empty] | 8101201 | no | no |  |  | no |  | 0 | 0 | 0 | 0 | 0 | 0 |  | 1 | 1 | 1 | 0 | 0 | 0
load_220347934 |  | node_1369487_468_15295138_185 |  | CN | 0 | Other | 0 | 0 | 0 | 0 | 0 | 0 | [24 empty] | 8101201 | no | no |  |  | no |  | 0 | 0 | 0 | 0 | 0 | 0 |  | 1 | 1 | 1 | 0 | 0 | 0
load_220347934-L-1 |  | node_1369487_468_15295138_185 |  | CN | 0 | NonResidential | 0 | 0 | 0 | 0 | 0 | 0 | [24 empty] | 8101201 | no | no |  |  | no |  | 0 | 0 | 0 | 0 | 0 | 0 |  | 1 | 1 | 1 | 0 | 0 | 0
load_220348358 |  | node_1367660_8_15291489_256 |  | AN | 0 | NonResidential | 22666.667+9655.96j | 0 | 0 | 0 | 0 | 0 | [24 empty] | 8101201 | no | no |  |  | no |  | 0 | 0 | 0 | 0 | 0 | 0 |  | 1 | 1 | 1 | 0 | 0 | 0
load_220348359 |  | node_1367642_078_15291480_287 |  | BN | 0 | NonResidential | 0 | 22666.667+9655.96j | 0 | 0 | 0 | 0 | [24 empty] | 8101201 | no | no |  |  | no |  | 0 | 0 | 0 | 0 | 0 | 0 |  | 1 | 1 | 1 | 0 | 0 | 0
load_220348360 |  | node_1367680_578_15291491_43 |  | CN | 0 | NonResidential | 0 | 0 | 22666.667+9655.96j | 0 | 0 | 0 | [24 empty] | 8101201 | no | no |  |  | no |  | 0 | 0 | 0 | 0 | 0 | 0 |  | 1 | 1 | 1 | 0 | 0 | 0
load_220348609 |  | node_1368087_318_15293233_75 |  | AN | 0 | NonResidential | 33000+14057.941j | 0 | 0 | 0 | 0 | 0 | [24 empty] | 8101201 | no | no |  |  | no |  | 0 | 0 | 0 | 0 | 0 | 0 |  | 1 | 1 | 1 | 0 | 0 | 0
load_220348610 |  | node_1368090_69_15293207_542 |  | BN | 0 | NonResidential | 0 | 33000+14057.941j | 0 | 0 | 0 | 0 | [24 empty] | 8101201 | no | no |  |  | no |  | 0 | 0 | 0 | 0 | 0 | 0 |  | 1 | 1 | 1 | 0 | 0 | 0
load_220348611 |  | node_1368089_12_15293260_284 |  | CN | 0 | NonResidential | 0 | 0 | 33000+14057.941j | 0 | 0 | 0 | [24 empty] | 8101201 | no | no |  |  | no |  | 0 | 0 | 0 | 0 | 0 | 0 |  | 1 | 1 | 1 | 0 | 0 | 0
load_220348612 |  | node_1367806_841_15293014_355 |  | AN | 0 | NonResidential | 64666.667+27547.885j | 0 | 0 | 0 | 0 | 0 | [24 empty] | 8101201 | no | no |  |  | no |  | 0 | 0 | 0 | 0 | 0 | 0 |  | 1 | 1 | 1 | 0 | 0 | 0
load_220348613 |  | node_1367787_733_15293007_043 |  | BN | 0 | NonResidential | 0 | 64666.667+27547.885j | 0 | 0 | 0 | 0 | [24 empty] | 8101201 | no | no |  |  | no |  | 0 | 0 | 0 | 0 | 0 | 0 |  | 1 | 1 | 1 | 0 | 0 | 0
load_220348614 |  | node_1367823_923_15293028_045 |  | CN | 0 | NonResidential | 0 | 0 | 64666.667+27547.885j | 0 | 0 | 0 | [24 empty] | 8101201 | no | no |  |  | no |  | 0 | 0 | 0 | 0 | 0 | 0 |  | 1 | 1 | 1 | 0 | 0 | 0
load_220348615 |  | node_1369783_895_15294148_339 |  | AN | 0 | NonResidential | 7500+3194.987j | 0 | 0 | 0 | 0 | 0 | [24 empty] | 8101201 | no | no |  |  | no |  | 0 | 0 | 0 | 0 | 0 | 0 |  | 1 | 1 | 1 | 0 | 0 | 0
load_220348616 |  | node_1369802_399_15294158_091 |  | AN | 0 | NonResidential | 7500+3194.987j | 0 | 0 | 0 | 0 | 0 | [24 empty] | 8101201 | no | no |  |  | no |  | 0 | 0 | 0 | 0 | 0 | 0 |  | 1 | 1 | 1 | 0 | 0 | 0
load_220348620 |  | node_1369319_359_15293544_456 |  | AN | 0 | NonResidential | 5000+2129.991j | 0 | 0 | 0 | 0 | 0 | [24 empty] | 8101201 | no | no |  |  | no |  | 0 | 0 | 0 | 0 | 0 | 0 |  | 1 | 1 | 1 | 0 | 0 | 0
load_220348621 |  | node_1369313_043_15293519_156 |  | AN | 0 | NonResidential | 5000+2129.991j | 0 | 0 | 0 | 0 | 0 | [24 empty] | 8101201 | no | no |  |  | no |  | 0 | 0 | 0 | 0 | 0 | 0 |  | 1 | 1 | 1 | 0 | 0 | 0
load_220348622 |  | node_1369292_73_15293258_775 |  | AN | 0 | NonResidential | 6333.333+2697.989j | 0 | 0 | 0 | 0 | 0 | [24 empty] | 8101201 | no | no |  |  | no |  | 0 | 0 | 0 | 0 | 0 | 0 |  | 1 | 1 | 1 | 0 | 0 | 0
load_220348623 |  | node_1369296_069_15293285_054 |  | BN | 0 | NonResidential | 0 | 6333.333+2697.989j | 0 | 0 | 0 | 0 | [24 empty] | 8101201 | no | no |  |  | no |  | 0 | 0 | 0 | 0 | 0 | 0 |  | 1 | 1 | 1 | 0 | 0 | 0
load_220348624 |  | node_1369284_445_15293234_505 |  | CN | 0 | NonResidential | 0 | 0 | 6333.333+2697.989j | 0 | 0 | 0 | [24 empty] | 8101201 | no | no |  |  | no |  | 0 | 0 | 0 | 0 | 0 | 0 |  | 1 | 1 | 1 | 0 | 0 | 0
load_220348724 |  | node_1368227_611_15292306_34 |  | AN | 0 | Residential | 7891.2+3361.637j | 0 | 0 | 0 | 0 | 0 | [24 empty] | 8101201 | no | no |  |  | no |  | 0 | 0 | 0 | 0 | 0 | 0 |  | 1 | 1 | 1 | 0 | 0 | 0
load_220348959 |  | node_1371604_384_15294389_876 |  | AN | 0 | NonResidential | 4000+1703.993j | 0 | 0 | 0 | 0 | 0 | [24 empty] | 8101201 | no | no |  |  | no |  | 0 | 0 | 0 | 0 | 0 | 0 |  | 1 | 1 | 1 | 0 | 0 | 0
load_220348964 |  | node_1371638_199_15295044_617 |  | BN | 0 | NonResidential | 0 | 5000+2129.991j | 0 | 0 | 0 | 0 | [24 empty] | 8101201 | no | no |  |  | no |  | 0 | 0 | 0 | 0 | 0 | 0 |  | 1 | 1 | 1 | 0 | 0 | 0
load_220348965 |  | node_1371637_592_15295097_404 |  | CN | 0 | NonResidential | 0 | 0 | 5000+2129.991j | 0 | 0 | 0 | [24 empty] | 8101201 | no | no |  |  | no |  | 0 | 0 | 0 | 0 | 0 | 0 |  | 1 | 1 | 1 | 0 | 0 | 0
load_220348966 |  | node_1372183_477_15294973_84 |  | BN | 0 | NonResidential | 0 | 0 | 0 | 0 | 0 | 0 | [24 empty] | 8101201 | no | no |  |  | no |  | 0 | 0 | 0 | 0 | 0 | 0 |  | 1 | 1 | 1 | 0 | 0 | 0
load_220348967 |  | node_1372185_016_15295000_402 |  | AN | 0 | NonResidential | 0 | 0 | 0 | 0 | 0 | 0 | [24 empty] | 8101201 | no | no |  |  | no |  | 0 | 0 | 0 | 0 | 0 | 0 |  | 1 | 1 | 1 | 0 | 0 | 0
load_220348968 |  | node_1372176_873_15294948_671 |  | CN | 0 | NonResidential | 0 | 0 | 0 | 0 | 0 | 0 | [24 empty] | 8101201 | no | no |  |  | no |  | 0 | 0 | 0 | 0 | 0 | 0 |  | 1 | 1 | 1 | 0 | 0 | 0
load_220348969 |  | node_1374087_058_15296247_773 |  | AN | 0 | NonResidential | 12333.333+5253.978j | 0 | 0 | 0 | 0 | 0 | [24 empty] | 8101201 | no | no |  |  | no |  | 0 | 0 | 0 | 0 | 0 | 0 |  | 1 | 1 | 1 | 0 | 0 | 0
load_220348970 |  | node_1374120_434_15296254_9 |  | BN | 0 | NonResidential | 0 | 12333.333+5253.978j | 0 | 0 | 0 | 0 | [24 empty] | 8101201 | no | no |  |  | no |  | 0 | 0 | 0 | 0 | 0 | 0 |  | 1 | 1 | 1 | 0 | 0 | 0
load_220348971 |  | node_1374103_204_15296253_673 |  | CN | 0 | NonResidential | 0 | 0 | 12333.333+5253.978j | 0 | 0 | 0 | [24 empty] | 8101201 | no | no |  |  | no |  | 0 | 0 | 0 | 0 | 0 | 0 |  | 1 | 1 | 1 | 0 | 0 | 0
load_220348972 |  | node_1372252_838_15295216_34 |  | AN | 0 | NonResidential | 7000+2981.988j | 0 | 0 | 0 | 0 | 0 | [24 empty] | 8101201 | no | no |  |  | no |  | 0 | 0 | 0 | 0 | 0 | 0 |  | 1 | 1 | 1 | 0 | 0 | 0
load_220348973 |  | node_1372266_38_15295235_918 |  | BN | 0 | NonResidential | 0 | 7000+2981.988j | 0 | 0 | 0 | 0 | [24 empty] | 8101201 | no | no |  |  | no |  | 0 | 0 | 0 | 0 | 0 | 0 |  | 1 | 1 | 1 | 0 | 0 | 0
load_220348974 |  | node_1372236_008_15295202_102 |  | CN | 0 | NonResidential | 0 | 0 | 7000+2981.988j | 0 | 0 | 0 | [24 empty] | 8101201 | no | no |  |  | no |  | 0 | 0 | 0 | 0 | 0 | 0 |  | 1 | 1 | 1 | 0 | 0 | 0
load_220348975 |  | node_1372042_584_15295458_107 |  | AN | 0 | NonResidential | 11333.333+4827.98j | 0 | 0 | 0 | 0 | 0 | [24 empty] | 8101201 | no | no |  |  | no |  | 0 | 0 | 0 | 0 | 0 | 0 |  | 1 | 1 | 1 | 0 | 0 | 0
load_220348976 |  | node_1372034_096_15295433_963 |  | BN | 0 | NonResidential | 0 | 11333.333+4827.98j | 0 | 0 | 0 | 0 | [24 empty] | 8101201 | no | no |  |  | no |  | 0 | 0 | 0 | 0 | 0 | 0 |  | 1 | 1 | 1 | 0 | 0 | 0
load_220348977 |  | node_1372055_421_15295478_521 |  | CN | 0 | NonResidential | 0 | 0 | 11333.333+4827.98j | 0 | 0 | 0 | [24 empty] | 8101201 | no | no |  |  | no |  | 0 | 0 | 0 | 0 | 0 | 0 |  | 1 | 1 | 1 | 0 | 0 | 0
load_220348978 |  | node_1372356_19_15295571_124 |  | AN | 0 | NonResidential | 13666.667+5821.976j | 0 | 0 | 0 | 0 | 0 | [24 empty] | 8101201 | no | no |  |  | no |  | 0 | 0 | 0 | 0 | 0 | 0 |  | 1 | 1 | 1 | 0 | 0 | 0
load_220348979 |  | node_1372372_16_15295587_056 |  | BN | 0 | NonResidential | 0 | 13666.667+5821.976j | 0 | 0 | 0 | 0 | [24 empty] | 8101201 | no | no |  |  | no |  | 0 | 0 | 0 | 0 | 0 | 0 |  | 1 | 1 | 1 | 0 | 0 | 0
load_220348980 |  | node_1372390_629_15295596_924 |  | CN | 0 | NonResidential | 0 | 0 | 13666.667+5821.976j | 0 | 0 | 0 | [24 empty] | 8101201 | no | no |  |  | no |  | 0 | 0 | 0 | 0 | 0 | 0 |  | 1 | 1 | 1 | 0 | 0 | 0
load_220348981 |  | node_1372577_461_15295697_435 |  | AN | 0 | NonResidential | 15333.333+6531.973j | 0 | 0 | 0 | 0 | 0 | [24 empty] | 8101201 | no | no |  |  | no |  | 0 | 0 | 0 | 0 | 0 | 0 |  | 1 | 1 | 1 | 0 | 0 | 0
load_220348982 |  | node_1372607_97_15295731_028 |  | BN | 0 | NonResidential | 0 | 15333.333+6531.973j | 0 | 0 | 0 | 0 | [24 empty] | 8101201 | no | no |  |  | no |  | 0 | 0 | 0 | 0 | 0 | 0 |  | 1 | 1 | 1 | 0 | 0 | 0
load_220348983 |  | node_1372591_083_15295716_913 |  | CN | 0 | NonResidential | 0 | 0 | 15333.333+6531.973j | 0 | 0 | 0 | [24 empty] | 8101201 | no | no |  |  | no |  | 0 | 0 | 0 | 0 | 0 | 0 |  | 1 | 1 | 1 | 0 | 0 | 0
load_220348984 |  | node_1372828_225_15295863_779 |  | AN | 0 | NonResidential | 39500+16826.93j | 0 | 0 | 0 | 0 | 0 | [24 empty] | 8101201 | no | no |  |  | no |  | 0 | 0 | 0 | 0 | 0 | 0 |  | 1 | 1 | 1 | 0 | 0 | 0
load_220348985 |  | node_1372813_172_15295846_307 |  | AN | 0 | NonResidential | 39500+16826.93j | 0 | 0 | 0 | 0 | 0 | [24 empty] | 8101201 | no | no |  |  | no |  | 0 | 0 | 0 | 0 | 0 | 0 |  | 1 | 1 | 1 | 0 | 0 | 0
load_220348986 |  | node_1372903_972_15296046_924 |  | AN | 0 | NonResidential | 19000+8093.966j | 0 | 0 | 0 | 0 | 0 | [24 empty] | 8101201 | no | no |  |  | no |  | 0 | 0 | 0 | 0 | 0 | 0 |  | 1 | 1 | 1 | 0 | 0 | 0
load_220348987 |  | node_1372889_673_15296028_343 |  | BN | 0 | NonResidential | 0 | 19000+8093.966j | 0 | 0 | 0 | 0 | [24 empty] | 8101201 | no | no |  |  | no |  | 0 | 0 | 0 | 0 | 0 | 0 |  | 1 | 1 | 1 | 0 | 0 | 0
load_220348988 |  | node_1372921_339_15296059_936 |  | CN | 0 | NonResidential | 0 | 0 | 19000+8093.966j | 0 | 0 | 0 | [24 empty] | 8101201 | no | no |  |  | no |  | 0 | 0 | 0 | 0 | 0 | 0 |  | 1 | 1 | 1 | 0 | 0 | 0
load_220348989 |  | node_1373527_744_15295640_08 |  | AN | 0 | NonResidential | 25333.333+10791.955j | 0 | 0 | 0 | 0 | 0 | [24 empty] | 8101201 | no | no |  |  | no |  | 0 | 0 | 0 | 0 | 0 | 0 |  | 1 | 1 | 1 | 0 | 0 | 0
load_220348990 |  | node_1373547_478_15295642_883 |  | BN | 0 | NonResidential | 0 | 25333.333+10791.955j | 0 | 0 | 0 | 0 | [24 empty] | 8101201 | no | no |  |  | no |  | 0 | 0 | 0 | 0 | 0 | 0 |  | 1 | 1 | 1 | 0 | 0 | 0
load_220348991 |  | node_1373508_178_15295644_225 |  | CN | 0 | NonResidential | 0 | 0 | 25333.333+10791.955j | 0 | 0 | 0 | [24 empty] | 8101201 | no | no |  |  | no |  | 0 | 0 | 0 | 0 | 0 | 0 |  | 1 | 1 | 1 | 0 | 0 | 0
load_220348992 |  | node_1373688_287_15296380_907 |  | AN | 0 | NonResidential | 5666.667+2413.99j | 0 | 0 | 0 | 0 | 0 | [24 empty] | 8101201 | no | no |  |  | no |  | 0 | 0 | 0 | 0 | 0 | 0 |  | 1 | 1 | 1 | 0 | 0 | 0
load_220348993 |  | node_1373669_924_15296390_784 |  | BN | 0 | NonResidential | 0 | 5666.667+2413.99j | 0 | 0 | 0 | 0 | [24 empty] | 8101201 | no | no |  |  | no |  | 0 | 0 | 0 | 0 | 0 | 0 |  | 1 | 1 | 1 | 0 | 0 | 0
load_220348994 |  | node_1373704_089_15296364_967 |  | CN | 0 | NonResidential | 0 | 0 | 5666.667+2413.99j | 0 | 0 | 0 | [24 empty] | 8101201 | no | no |  |  | no |  | 0 | 0 | 0 | 0 | 0 | 0 |  | 1 | 1 | 1 | 0 | 0 | 0
load_220349002 |  | node_1367346_293_15291550_252 |  | AN | 0 | NonResidential | 3333.333+1419.994j | 0 | 0 | 0 | 0 | 0 | [24 empty] | 8101201 | no | no |  |  | no |  | 0 | 0 | 0 | 0 | 0 | 0 |  | 1 | 1 | 1 | 0 | 0 | 0
load_220349003 |  | node_1367327_457_15291541_735 |  | BN | 0 | NonResidential | 0 | 3333.333+1419.994j | 0 | 0 | 0 | 0 | [24 empty] | 8101201 | no | no |  |  | no |  | 0 | 0 | 0 | 0 | 0 | 0 |  | 1 | 1 | 1 | 0 | 0 | 0
load_220349004 |  | node_1367366_095_15291551_949 |  | CN | 0 | NonResidential | 0 | 0 | 3333.333+1419.994j | 0 | 0 | 0 | [24 empty] | 8101201 | no | no |  |  | no |  | 0 | 0 | 0 | 0 | 0 | 0 |  | 1 | 1 | 1 | 0 | 0 | 0
load_220349005 |  | node_1367212_538_15291458_225 |  | AN | 0 | NonResidential | 0 | 0 | 0 | 0 | 0 | 0 | [24 empty] | 8101201 | no | no |  |  | no |  | 0 | 0 | 0 | 0 | 0 | 0 |  | 1 | 1 | 1 | 0 | 0 | 0
load_220349006 |  | node_1367070_193_15291496_903 |  | AN | 0 | NonResidential | 9333.333+3975.983j | 0 | 0 | 0 | 0 | 0 | [24 empty] | 8101201 | no | no |  |  | no |  | 0 | 0 | 0 | 0 | 0 | 0 |  | 1 | 1 | 1 | 0 | 0 | 0
load_220349007 |  | node_1367051_982_15291486_181 |  | BN | 0 | NonResidential | 0 | 9333.333+3975.983j | 0 | 0 | 0 | 0 | [24 empty] | 8101201 | no | no |  |  | no |  | 0 | 0 | 0 | 0 | 0 | 0 |  | 1 | 1 | 1 | 0 | 0 | 0
load_220349008 |  | node_1367089_817_15291500_951 |  | CN | 0 | NonResidential | 0 | 0 | 9333.333+3975.983j | 0 | 0 | 0 | [24 empty] | 8101201 | no | no |  |  | no |  | 0 | 0 | 0 | 0 | 0 | 0 |  | 1 | 1 | 1 | 0 | 0 | 0
load_220349009 |  | node_1366879_387_15291471_503 |  | AN | 0 | NonResidential | 12666.667+5395.978j | 0 | 0 | 0 | 0 | 0 | [24 empty] | 8101201 | no | no |  |  | no |  | 0 | 0 | 0 | 0 | 0 | 0 |  | 1 | 1 | 1 | 0 | 0 | 0
load_220349010 |  | node_1366860_535_15291463_049 |  | BN | 0 | NonResidential | 0 | 12666.667+5395.978j | 0 | 0 | 0 | 0 | [24 empty] | 8101201 | no | no |  |  | no |  | 0 | 0 | 0 | 0 | 0 | 0 |  | 1 | 1 | 1 | 0 | 0 | 0
load_220349011 |  | node_1366899_191_15291473_133 |  | CN | 0 | NonResidential | 0 | 0 | 12666.667+5395.978j | 0 | 0 | 0 | [24 empty] | 8101201 | no | no |  |  | no |  | 0 | 0 | 0 | 0 | 0 | 0 |  | 1 | 1 | 1 | 0 | 0 | 0
load_220349012 |  | node_1366341_742_15291390_629 |  | BN | 0 | NonResidential | 0 | 23333.333+9939.958j | 0 | 0 | 0 | 0 | [24 empty] | 8101201 | no | no |  |  | no |  | 0 | 0 | 0 | 0 | 0 | 0 |  | 1 | 1 | 1 | 0 | 0 | 0
load_220349013 |  | node_1366323_264_15291380_776 |  | AN | 0 | NonResidential | 23333.333+9939.958j | 0 | 0 | 0 | 0 | 0 | [24 empty] | 8101201 | no | no |  |  | no |  | 0 | 0 | 0 | 0 | 0 | 0 |  | 1 | 1 | 1 | 0 | 0 | 0
load_220349014 |  | node_1366361_455_15291393_743 |  | CN | 0 | NonResidential | 0 | 0 | 23333.333+9939.958j | 0 | 0 | 0 | [24 empty] | 8101201 | no | no |  |  | no |  | 0 | 0 | 0 | 0 | 0 | 0 |  | 1 | 1 | 1 | 0 | 0 | 0
load_220349015 |  | node_1365799_208_15291240_161 |  | AN | 0 | NonResidential | 972+414.07j | 0 | 0 | 0 | 0 | 0 | [24 empty] | 8101201 | no | no |  |  | no |  | 0 | 0 | 0 | 0 | 0 | 0 |  | 1 | 1 | 1 | 0 | 0 | 0
load_220349476 |  | node_1366587_414_15294292_545 |  | AN | 0 | NonResidential | 2666.667+1135.995j | 0 | 0 | 0 | 0 | 0 | [24 empty] | 8101201 | no | no |  |  | no |  | 0 | 0 | 0 | 0 | 0 | 0 |  | 1 | 1 | 1 | 0 | 0 | 0
load_220349477 |  | node_1366585_868_15294239_772 |  | BN | 0 | NonResidential | 0 | 2666.667+1135.995j | 0 | 0 | 0 | 0 | [24 empty] | 8101201 | no | no |  |  | no |  | 0 | 0 | 0 | 0 | 0 | 0 |  | 1 | 1 | 1 | 0 | 0 | 0
load_220349478 |  | node_1366584_054_15294266_271 |  | CN | 0 | NonResidential | 0 | 0 | 2666.667+1135.995j | 0 | 0 | 0 | [24 empty] | 8101201 | no | no |  |  | no |  | 0 | 0 | 0 | 0 | 0 | 0 |  | 1 | 1 | 1 | 0 | 0 | 0
load_220349503 |  | node_1371720_19_15293996_306 |  | AN | 0 | Residential | 2265.6+965.142j | 0 | 0 | 0 | 0 | 0 | [24 empty] | 8101201 | no | no |  |  | no |  | 0 | 0 | 0 | 0 | 0 | 0 |  | 1 | 1 | 1 | 0 | 0 | 0
load_220349504 |  | node_1371738_556_15293986_431 |  | BN | 0 | NonResidential | 0 | 7333.333+3123.987j | 0 | 0 | 0 | 0 | [24 empty] | 8101201 | no | no |  |  | no |  | 0 | 0 | 0 | 0 | 0 | 0 |  | 1 | 1 | 1 | 0 | 0 | 0
load_220349505 |  | node_1371704_386_15294012_244 |  | CN | 0 | NonResidential | 0 | 0 | 7333.333+3123.987j | 0 | 0 | 0 | [24 empty] | 8101201 | no | no |  |  | no |  | 0 | 0 | 0 | 0 | 0 | 0 |  | 1 | 1 | 1 | 0 | 0 | 0
load_220349506 |  | node_1371479_845_15294139_758 |  | AN | 0 | Residential | 2275.2+969.231j | 0 | 0 | 0 | 0 | 0 | [24 empty] | 8101201 | no | no |  |  | no |  | 0 | 0 | 0 | 0 | 0 | 0 |  | 1 | 1 | 1 | 0 | 0 | 0
load_220349507 |  | node_1370983_037_15294209_669 |  | AN | 0 | NonResidential | 19000+8093.966j | 0 | 0 | 0 | 0 | 0 | [24 empty] | 8101201 | no | no |  |  | no |  | 0 | 0 | 0 | 0 | 0 | 0 |  | 1 | 1 | 1 | 0 | 0 | 0
load_220349508 |  | node_1371002_389_15294204_03 |  | BN | 0 | NonResidential | 0 | 19000+8093.966j | 0 | 0 | 0 | 0 | [24 empty] | 8101201 | no | no |  |  | no |  | 0 | 0 | 0 | 0 | 0 | 0 |  | 1 | 1 | 1 | 0 | 0 | 0
load_220349509 |  | node_1370965_466_15294221_851 |  | CN | 0 | NonResidential | 0 | 0 | 19000+8093.966j | 0 | 0 | 0 | [24 empty] | 8101201 | no | no |  |  | no |  | 0 | 0 | 0 | 0 | 0 | 0 |  | 1 | 1 | 1 | 0 | 0 | 0
load_220349510 |  | node_1370899_789_15294369_451 |  | AN | 0 | Residential | 11138.4+4744.939j | 0 | 0 | 0 | 0 | 0 | [24 empty] | 8101201 | no | no |  |  | no |  | 0 | 0 | 0 | 0 | 0 | 0 |  | 1 | 1 | 1 | 0 | 0 | 0
load_220349514 |  | node_1370527_671_15294553_365 |  | AN | 0 | NonResidential | 7000+2981.988j | 0 | 0 | 0 | 0 | 0 | [24 empty] | 8101201 | no | no |  |  | no |  | 0 | 0 | 0 | 0 | 0 | 0 |  | 1 | 1 | 1 | 0 | 0 | 0
load_220349515 |  | node_1370507_875_15294551_579 |  | BN | 0 | NonResidential | 0 | 7000+2981.988j | 0 | 0 | 0 | 0 | [24 empty] | 8101201 | no | no |  |  | no |  | 0 | 0 | 0 | 0 | 0 | 0 |  | 1 | 1 | 1 | 0 | 0 | 0
load_220349516 |  | node_1370547_1_15294548_214 |  | CN | 0 | NonResidential | 0 | 0 | 7000+2981.988j | 0 | 0 | 0 | [24 empty] | 8101201 | no | no |  |  | no |  | 0 | 0 | 0 | 0 | 0 | 0 |  | 1 | 1 | 1 | 0 | 0 | 0
load_220349517 |  | node_1369565_354_15294753_529 |  | AN | 0 | NonResidential | 2000+851.996j | 0 | 0 | 0 | 0 | 0 | [24 empty] | 8101201 | no | no |  |  | no |  | 0 | 0 | 0 | 0 | 0 | 0 |  | 1 | 1 | 1 | 0 | 0 | 0
load_220349518 |  | node_1369304_955_15294744_822 |  | AN | 0 | Residential | 5191.2+2211.442j | 0 | 0 | 0 | 0 | 0 | [24 empty] | 8101201 | no | no |  |  | no |  | 0 | 0 | 0 | 0 | 0 | 0 |  | 1 | 1 | 1 | 0 | 0 | 0
load_220349519 |  | node_1369102_065_15294669_876 |  | AN | 0 | NonResidential | 0 | 0 | 0 | 0 | 0 | 0 | [24 empty] | 8101201 | no | no |  |  | no |  | 0 | 0 | 0 | 0 | 0 | 0 |  | 1 | 1 | 1 | 0 | 0 | 0
load_220349520 |  | node_1369576_958_15294554_601 |  | AN | 0 | NonResidential | 0 | 0 | 0 | 0 | 0 | 0 | [24 empty] | 8101201 | no | no |  |  | no |  | 0 | 0 | 0 | 0 | 0 | 0 |  | 1 | 1 | 1 | 0 | 0 | 0
load_220349524 |  | node_1368666_956_15294346_261 |  | AN | 0 | NonResidential | 20666.667+8803.963j | 0 | 0 | 0 | 0 | 0 | [24 empty] | 8101201 | no | no |  |  | no |  | 0 | 0 | 0 | 0 | 0 | 0 |  | 1 | 1 | 1 | 0 | 0 | 0
load_220349526 |  | node_1368691_053_15294388_212 |  | BN | 0 | Residential | 0 | 1380+587.878j | 0 | 0 | 0 | 0 | [24 empty] | 8101201 | no | no |  |  | no |  | 0 | 0 | 0 | 0 | 0 | 0 |  | 1 | 1 | 1 | 0 | 0 | 0
load_220349528 |  | node_1368318_786_15293851_456 |  | AN | 0 | NonResidential | 0 | 0 | 0 | 0 | 0 | 0 | [24 empty] | 8101201 | no | no |  |  | no |  | 0 | 0 | 0 | 0 | 0 | 0 |  | 1 | 1 | 1 | 0 | 0 | 0
load_220349529 |  | node_1368084_672_15294123_121 |  | AN | 0 | NonResidential | 4666.667+1987.992j | 0 | 0 | 0 | 0 | 0 | [24 empty] | 8101201 | no | no |  |  | no |  | 0 | 0 | 0 | 0 | 0 | 0 |  | 1 | 1 | 1 | 0 | 0 | 0
load_220349530 |  | node_1368074_5_15294100_168 |  | BN | 0 | NonResidential | 0 | 4666.667+1987.992j | 0 | 0 | 0 | 0 | [24 empty] | 8101201 | no | no |  |  | no |  | 0 | 0 | 0 | 0 | 0 | 0 |  | 1 | 1 | 1 | 0 | 0 | 0
load_220349531 |  | node_1368098_904_15294141_799 |  | CN | 0 | NonResidential | 0 | 0 | 4666.667+1987.992j | 0 | 0 | 0 | [24 empty] | 8101201 | no | no |  |  | no |  | 0 | 0 | 0 | 0 | 0 | 0 |  | 1 | 1 | 1 | 0 | 0 | 0
load_220349537 |  | node_1367592_566_15293445_316 |  | AN | 0 | NonResidential | 3780+1610.273j | 0 | 0 | 0 | 0 | 0 | [24 empty] | 8101201 | no | no |  |  | no |  | 0 | 0 | 0 | 0 | 0 | 0 |  | 1 | 1 | 1 | 0 | 0 | 0
load_220349541 |  | node_1366634_453_15293253_449 |  | AN | 0 | NonResidential | 9333.333+3975.983j | 0 | 0 | 0 | 0 | 0 | [24 empty] | 8101201 | no | no |  |  | no |  | 0 | 0 | 0 | 0 | 0 | 0 |  | 1 | 1 | 1 | 0 | 0 | 0
load_220349542 |  | node_1366625_244_15293229_779 |  | BN | 0 | NonResidential | 0 | 9333.333+3975.983j | 0 | 0 | 0 | 0 | [24 empty] | 8101201 | no | no |  |  | no |  | 0 | 0 | 0 | 0 | 0 | 0 |  | 1 | 1 | 1 | 0 | 0 | 0
load_220349543 |  | node_1366647_894_15293273_155 |  | CN | 0 | NonResidential | 0 | 0 | 9333.333+3975.983j | 0 | 0 | 0 | [24 empty] | 8101201 | no | no |  |  | no |  | 0 | 0 | 0 | 0 | 0 | 0 |  | 1 | 1 | 1 | 0 | 0 | 0
load_220349544 |  | node_1366247_13_15292818_198 |  | AN | 0 | NonResidential | 0 | 0 | 0 | 0 | 0 | 0 | [24 empty] | 8101201 | no | no |  |  | no |  | 0 | 0 | 0 | 0 | 0 | 0 |  | 1 | 1 | 1 | 0 | 0 | 0
load_220349546 |  | node_1366277_691_15292851_717 |  | BN | 0 | NonResidential | 0 | 0 | 0 | 0 | 0 | 0 | [24 empty] | 8101201 | no | no |  |  | no |  | 0 | 0 | 0 | 0 | 0 | 0 |  | 1 | 1 | 1 | 0 | 0 | 0
load_220349550 |  | node_1366017_297_15292683_03 |  | AN | 0 | NonResidential | 11333.333+4827.98j | 0 | 0 | 0 | 0 | 0 | [24 empty] | 8101201 | no | no |  |  | no |  | 0 | 0 | 0 | 0 | 0 | 0 |  | 1 | 1 | 1 | 0 | 0 | 0
load_220349551 |  | node_1366004_212_15292662_896 |  | BN | 0 | NonResidential | 0 | 11333.333+4827.98j | 0 | 0 | 0 | 0 | [24 empty] | 8101201 | no | no |  |  | no |  | 0 | 0 | 0 | 0 | 0 | 0 |  | 1 | 1 | 1 | 0 | 0 | 0
load_220349552 |  | node_1366033_793_15292697_967 |  | CN | 0 | NonResidential | 0 | 0 | 11333.333+4827.98j | 0 | 0 | 0 | [24 empty] | 8101201 | no | no |  |  | no |  | 0 | 0 | 0 | 0 | 0 | 0 |  | 1 | 1 | 1 | 0 | 0 | 0
load_220349553 |  | node_1365904_547_15292606_571 |  | AN | 0 | NonResidential | 2000+851.996j | 0 | 0 | 0 | 0 | 0 | [24 empty] | 8101201 | no | no |  |  | no |  | 0 | 0 | 0 | 0 | 0 | 0 |  | 1 | 1 | 1 | 0 | 0 | 0
load_220349554 |  | node_1365893_38_15292584_459 |  | AN | 0 | NonResidential | 2000+851.996j | 0 | 0 | 0 | 0 | 0 | [24 empty] | 8101201 | no | no |  |  | no |  | 0 | 0 | 0 | 0 | 0 | 0 |  | 1 | 1 | 1 | 0 | 0 | 0
load_220349556 |  | node_1365601_906_15292464_341 |  | AN | 0 | NonResidential | 9333.333+3975.983j | 0 | 0 | 0 | 0 | 0 | [24 empty] | 8101201 | no | no |  |  | no |  | 0 | 0 | 0 | 0 | 0 | 0 |  | 1 | 1 | 1 | 0 | 0 | 0
load_220349557 |  | node_1365620_201_15292474_797 |  | BN | 0 | NonResidential | 0 | 9333.333+3975.983j | 0 | 0 | 0 | 0 | [24 empty] | 8101201 | no | no |  |  | no |  | 0 | 0 | 0 | 0 | 0 | 0 |  | 1 | 1 | 1 | 0 | 0 | 0
load_220349558 |  | node_1365639_854_15292478_558 |  | CN | 0 | NonResidential | 0 | 0 | 9333.333+3975.983j | 0 | 0 | 0 | [24 empty] | 8101201 | no | no |  |  | no |  | 0 | 0 | 0 | 0 | 0 | 0 |  | 1 | 1 | 1 | 0 | 0 | 0
load_220349559 |  | node_1365369_548_15292654_156 |  | AN | 0 | NonResidential | 5000+2129.991j | 0 | 0 | 0 | 0 | 0 | [24 empty] | 8101201 | no | no |  |  | no |  | 0 | 0 | 0 | 0 | 0 | 0 |  | 1 | 1 | 1 | 0 | 0 | 0
load_220349560 |  | node_1365145_778_15292906_816 |  | AN | 0 | NonResidential | 0 | 0 | 0 | 0 | 0 | 0 | [24 empty] | 8101201 | no | no |  |  | no |  | 0 | 0 | 0 | 0 | 0 | 0 |  | 1 | 1 | 1 | 0 | 0 | 0
load_220349561 |  | node_1365201_024_15292320_002 |  | AN | 0 | NonResidential | 2666.667+1135.995j | 0 | 0 | 0 | 0 | 0 | [24 empty] | 8101201 | no | no |  |  | no |  | 0 | 0 | 0 | 0 | 0 | 0 |  | 1 | 1 | 1 | 0 | 0 | 0
load_220349562 |  | node_1365184_35_15292305_426 |  | BN | 0 | NonResidential | 0 | 2666.667+1135.995j | 0 | 0 | 0 | 0 | [24 empty] | 8101201 | no | no |  |  | no |  | 0 | 0 | 0 | 0 | 0 | 0 |  | 1 | 1 | 1 | 0 | 0 | 0
load_220349563 |  | node_1365219_909_15292328_314 |  | CN | 0 | NonResidential | 0 | 0 | 2666.667+1135.995j | 0 | 0 | 0 | [24 empty] | 8101201 | no | no |  |  | no |  | 0 | 0 | 0 | 0 | 0 | 0 |  | 1 | 1 | 1 | 0 | 0 | 0
load_220349569 |  | node_1364949_362_15292231_983 |  | AN | 0 | NonResidential | 17500+7454.969j | 0 | 0 | 0 | 0 | 0 | [24 empty] | 8101201 | no | no |  |  | no |  | 0 | 0 | 0 | 0 | 0 | 0 |  | 1 | 1 | 1 | 0 | 0 | 0
load_220349570 |  | node_1364667_977_15292127_332 |  | AN | 0 | NonResidential | 16333.333+6957.971j | 0 | 0 | 0 | 0 | 0 | [24 empty] | 8101201 | no | no |  |  | no |  | 0 | 0 | 0 | 0 | 0 | 0 |  | 1 | 1 | 1 | 0 | 0 | 0
load_220349571 |  | node_1364634_807_15292098_651 |  | BN | 0 | NonResidential | 0 | 16333.333+6957.971j | 0 | 0 | 0 | 0 | [24 empty] | 8101201 | no | no |  |  | no |  | 0 | 0 | 0 | 0 | 0 | 0 |  | 1 | 1 | 1 | 0 | 0 | 0
load_220349572 |  | node_1364650_001_15292115_91 |  | CN | 0 | NonResidential | 0 | 0 | 16333.333+6957.971j | 0 | 0 | 0 | [24 empty] | 8101201 | no | no |  |  | no |  | 0 | 0 | 0 | 0 | 0 | 0 |  | 1 | 1 | 1 | 0 | 0 | 0
load_220349573 |  | node_1364806_507_15291847_264 |  | AN | 0 | NonResidential | 16000+6815.971j | 0 | 0 | 0 | 0 | 0 | [24 empty] | 8101201 | no | no |  |  | no |  | 0 | 0 | 0 | 0 | 0 | 0 |  | 1 | 1 | 1 | 0 | 0 | 0
load_220349574 |  | node_1364222_618_15292042_203 |  | AN | 0 | Residential | 32882.4+14007.844j | 0 | 0 | 0 | 0 | 0 | [24 empty] | 8101201 | no | no |  |  | no |  | 0 | 0 | 0 | 0 | 0 | 0 |  | 1 | 1 | 1 | 0 | 0 | 0
load_220350328 |  | node_1369442_474_15296021_122 |  | AN | 0 | NonResidential | 18000+7667.968j | 0 | 0 | 0 | 0 | 0 | [24 empty] | 8101201 | no | no |  |  | no |  | 0 | 0 | 0 | 0 | 0 | 0 |  | 1 | 1 | 1 | 0 | 0 | 0
load_220350329 |  | node_1369446_566_15296006_016 |  | BN | 0 | NonResidential | 0 | 18000+7667.968j | 0 | 0 | 0 | 0 | [24 empty] | 8101201 | no | no |  |  | no |  | 0 | 0 | 0 | 0 | 0 | 0 |  | 1 | 1 | 1 | 0 | 0 | 0
load_220350330 |  | node_1369447_461_15296038_861 |  | CN | 0 | NonResidential | 0 | 0 | 18000+7667.968j | 0 | 0 | 0 | [24 empty] | 8101201 | no | no |  |  | no |  | 0 | 0 | 0 | 0 | 0 | 0 |  | 1 | 1 | 1 | 0 | 0 | 0
load_220350331 |  | node_1369681_884_15296284_975 |  | AN | 0 | NonResidential | 0 | 0 | 0 | 0 | 0 | 0 | [24 empty] | 8101201 | no | no |  |  | no |  | 0 | 0 | 0 | 0 | 0 | 0 |  | 1 | 1 | 1 | 0 | 0 | 0
load_220350332 |  | node_1370078_008_15296678_57 |  | AN | 0 | NonResidential | 2000+851.996j | 0 | 0 | 0 | 0 | 0 | [24 empty] | 8101201 | no | no |  |  | no |  | 0 | 0 | 0 | 0 | 0 | 0 |  | 1 | 1 | 1 | 0 | 0 | 0
load_220350333 |  | node_1370086_097_15296702_957 |  | BN | 0 | NonResidential | 0 | 2000+851.996j | 0 | 0 | 0 | 0 | [24 empty] | 8101201 | no | no |  |  | no |  | 0 | 0 | 0 | 0 | 0 | 0 |  | 1 | 1 | 1 | 0 | 0 | 0
load_220350337 |  | node_1369375_908_15295083_676 |  | AN | 0 | Residential | 2599.2+1107.255j | 0 | 0 | 0 | 0 | 0 | [24 empty] | 8101201 | no | no |  |  | no |  | 0 | 0 | 0 | 0 | 0 | 0 |  | 1 | 1 | 1 | 0 | 0 | 0
load_220350338 |  | node_1369380_583_15295097_373 |  | AN | 0 | Residential | 2599.2+1107.255j | 0 | 0 | 0 | 0 | 0 | [24 empty] | 8101201 | no | no |  |  | no |  | 0 | 0 | 0 | 0 | 0 | 0 |  | 1 | 1 | 1 | 0 | 0 | 0
load_220350339 |  | node_1370437_651_15297423_338 |  | AN | 0 | NonResidential | 27333.333+11643.951j | 0 | 0 | 0 | 0 | 0 | [24 empty] | 8101201 | no | no |  |  | no |  | 0 | 0 | 0 | 0 | 0 | 0 |  | 1 | 1 | 1 | 0 | 0 | 0
load_220350340 |  | node_1370429_726_15297371_548 |  | BN | 0 | NonResidential | 0 | 27333.333+11643.951j | 0 | 0 | 0 | 0 | [24 empty] | 8101201 | no | no |  |  | no |  | 0 | 0 | 0 | 0 | 0 | 0 |  | 1 | 1 | 1 | 0 | 0 | 0
load_220350342 |  | node_1369606_233_15295638_011 |  | AN | 0 | NonResidential | 38666.667+16471.931j | 0 | 0 | 0 | 0 | 0 | [24 empty] | 8101201 | no | no |  |  | no |  | 0 | 0 | 0 | 0 | 0 | 0 |  | 1 | 1 | 1 | 0 | 0 | 0
load_220350343 |  | node_1369609_257_15295664_355 |  | BN | 0 | NonResidential | 0 | 38666.667+16471.931j | 0 | 0 | 0 | 0 | [24 empty] | 8101201 | no | no |  |  | no |  | 0 | 0 | 0 | 0 | 0 | 0 |  | 1 | 1 | 1 | 0 | 0 | 0
load_220350344 |  | node_1369607_106_15295690_805 |  | CN | 0 | NonResidential | 0 | 0 | 38666.667+16471.931j | 0 | 0 | 0 | [24 empty] | 8101201 | no | no |  |  | no |  | 0 | 0 | 0 | 0 | 0 | 0 |  | 1 | 1 | 1 | 0 | 0 | 0
load_220350432 |  | node_1367511_636_15291890_103 |  | AN | 0 | NonResidential | 15333.333+6531.973j | 0 | 0 | 0 | 0 | 0 | [24 empty] | 8101201 | no | no |  |  | no |  | 0 | 0 | 0 | 0 | 0 | 0 |  | 1 | 1 | 1 | 0 | 0 | 0
load_220350433 |  | node_1367492_898_15291881_197 |  | BN | 0 | NonResidential | 0 | 15333.333+6531.973j | 0 | 0 | 0 | 0 | [24 empty] | 8101201 | no | no |  |  | no |  | 0 | 0 | 0 | 0 | 0 | 0 |  | 1 | 1 | 1 | 0 | 0 | 0
load_220350434 |  | node_1367531_417_15291892_211 |  | CN | 0 | NonResidential | 0 | 0 | 15333.333+6531.973j | 0 | 0 | 0 | [24 empty] | 8101201 | no | no |  |  | no |  | 0 | 0 | 0 | 0 | 0 | 0 |  | 1 | 1 | 1 | 0 | 0 | 0
load_220350435 |  | node_1367483_682_15291884_725 |  | AN | 0 | NonResidential | 50000+21299.911j | 0 | 0 | 0 | 0 | 0 | [24 empty] | 8101201 | no | no |  |  | no |  | 0 | 0 | 0 | 0 | 0 | 0 |  | 1 | 1 | 1 | 0 | 0 | 0
load_220350436 |  | node_1367503_423_15291887_485 |  | BN | 0 | NonResidential | 0 | 50000+21299.911j | 0 | 0 | 0 | 0 | [24 empty] | 8101201 | no | no |  |  | no |  | 0 | 0 | 0 | 0 | 0 | 0 |  | 1 | 1 | 1 | 0 | 0 | 0
load_220350437 |  | node_1367465_111_15291875_204 |  | CN | 0 | NonResidential | 0 | 0 | 50000+21299.911j | 0 | 0 | 0 | [24 empty] | 8101201 | no | no |  |  | no |  | 0 | 0 | 0 | 0 | 0 | 0 |  | 1 | 1 | 1 | 0 | 0 | 0
load_220350438 |  | node_1367793_625_15291618_915 |  | AN | 0 | NonResidential | 65000+27689.884j | 0 | 0 | 0 | 0 | 0 | [24 empty] | 8101201 | no | no |  |  | no |  | 0 | 0 | 0 | 0 | 0 | 0 |  | 1 | 1 | 1 | 0 | 0 | 0
load_220350442 |  | node_1367357_626_15293050_383 |  | AN | 0 | NonResidential | 1296+552.094j | 0 | 0 | 0 | 0 | 0 | [24 empty] | 8101201 | no | no |  |  | no |  | 0 | 0 | 0 | 0 | 0 | 0 |  | 1 | 1 | 1 | 0 | 0 | 0
load_220350444 |  | node_1367460_302_15292588_448 |  | AN | 0 | NonResidential | 0 | 0 | 0 | 0 | 0 | 0 | [24 empty] | 8101201 | no | no |  |  | no |  | 0 | 0 | 0 | 0 | 0 | 0 |  | 1 | 1 | 1 | 0 | 0 | 0
load_220350445 |  | node_1367576_444_15292378_155 |  | AN | 0 | NonResidential | 1500+638.997j | 0 | 0 | 0 | 0 | 0 | [24 empty] | 8101201 | no | no |  |  | no |  | 0 | 0 | 0 | 0 | 0 | 0 |  | 1 | 1 | 1 | 0 | 0 | 0
load_220350446 |  | node_1367567_233_15292401_649 |  | AN | 0 | NonResidential | 1500+638.997j | 0 | 0 | 0 | 0 | 0 | [24 empty] | 8101201 | no | no |  |  | no |  | 0 | 0 | 0 | 0 | 0 | 0 |  | 1 | 1 | 1 | 0 | 0 | 0
load_220350447 |  | node_1367743_355_15292057_414 |  | AN | 0 | NonResidential | 0 | 0 | 0 | 0 | 0 | 0 | [24 empty] | 8101201 | no | no |  |  | no |  | 0 | 0 | 0 | 0 | 0 | 0 |  | 1 | 1 | 1 | 0 | 0 | 0
load_220350448 |  | node_1367734_373_15292081_07 |  | AN | 0 | NonResidential | 0 | 0 | 0 | 0 | 0 | 0 | [24 empty] | 8101201 | no | no |  |  | no |  | 0 | 0 | 0 | 0 | 0 | 0 |  | 1 | 1 | 1 | 0 | 0 | 0
load_220423776 |  | node_1364932_31_15292218_223 |  | AN | 0 | NonResidential | 17500+7454.969j | 0 | 0 | 0 | 0 | 0 | [24 empty] | 8101201 | no | no |  |  | no |  | 0 | 0 | 0 | 0 | 0 | 0 |  | 1 | 1 | 1 | 0 | 0 | 0
load_220430127 |  | node_1370778_893_15297094_923 |  | AN | 0 | NonResidential | 105666.667+45013.812j | 0 | 0 | 0 | 0 | 0 | [24 empty] | 8101201 | no | no |  |  | no |  | 0 | 0 | 0 | 0 | 0 | 0 |  | 1 | 1 | 1 | 0 | 0 | 0
load_220430814 |  | node_1370774_816_15297120_943 |  | BN | 0 | NonResidential | 0 | 105666.667+45013.812j | 0 | 0 | 0 | 0 | [24 empty] | 8101201 | no | no |  |  | no |  | 0 | 0 | 0 | 0 | 0 | 0 |  | 1 | 1 | 1 | 0 | 0 | 0
load_220431926 |  | node_1370495_438_15296829_832 |  | AN | 0 | NonResidential | 18333.333+7809.967j | 0 | 0 | 0 | 0 | 0 | [24 empty] | 8101201 | no | no |  |  | no |  | 0 | 0 | 0 | 0 | 0 | 0 |  | 1 | 1 | 1 | 0 | 0 | 0
load_220431959 |  | node_1370534_123_15296839_637 |  | BN | 0 | NonResidential | 0 | 18333.333+7809.967j | 0 | 0 | 0 | 0 | [24 empty] | 8101201 | no | no |  |  | no |  | 0 | 0 | 0 | 0 | 0 | 0 |  | 1 | 1 | 1 | 0 | 0 | 0
load_220432088 |  | node_1370486_013_15297737_637 |  | AN | 0 | Residential | 7984.8+3401.511j | 0 | 0 | 0 | 0 | 0 | [24 empty] | 8101201 | no | no |  |  | no |  | 0 | 0 | 0 | 0 | 0 | 0 |  | 1 | 1 | 1 | 0 | 0 | 0
load_220432166 |  | node_1369700_809_15296020_164 |  | AN | 0 | NonResidential | 32666.667+13915.942j | 0 | 0 | 0 | 0 | 0 | [24 empty] | 8101201 | no | no |  |  | no |  | 0 | 0 | 0 | 0 | 0 | 0 |  | 1 | 1 | 1 | 0 | 0 | 0
load_220432167 |  | node_1369698_636_15296046_61 |  | BN | 0 | NonResidential | 0 | 32666.667+13915.942j | 0 | 0 | 0 | 0 | [24 empty] | 8101201 | no | no |  |  | no |  | 0 | 0 | 0 | 0 | 0 | 0 |  | 1 | 1 | 1 | 0 | 0 | 0
load_220432168 |  | node_1369697_807_15295993_815 |  | CN | 0 | NonResidential | 0 | 0 | 32666.667+13915.942j | 0 | 0 | 0 | [24 empty] | 8101201 | no | no |  |  | no |  | 0 | 0 | 0 | 0 | 0 | 0 |  | 1 | 1 | 1 | 0 | 0 | 0
load_220432315 |  | node_1369960_454_15294453_575 |  | AN | 0 | NonResidential | 0 | 0 | 0 | 0 | 0 | 0 | [24 empty] | 8101201 | no | no |  |  | no |  | 0 | 0 | 0 | 0 | 0 | 0 |  | 1 | 1 | 1 | 0 | 0 | 0
load_220432324 |  | node_1369980_077_15294449_91 |  | BN | 0 | NonResidential | 0 | 0 | 0 | 0 | 0 | 0 | [24 empty] | 8101201 | no | no |  |  | no |  | 0 | 0 | 0 | 0 | 0 | 0 |  | 1 | 1 | 1 | 0 | 0 | 0
load_220432561 |  | node_1369942_242_15294463_941 |  | CN | 0 | NonResidential | 0 | 0 | 0 | 0 | 0 | 0 | [24 empty] | 8101201 | no | no |  |  | no |  | 0 | 0 | 0 | 0 | 0 | 0 |  | 1 | 1 | 1 | 0 | 0 | 0
load_220432720 |  | node_1370096_453_15294047_068 |  | AN | 0 | NonResidential | 33000+14057.941j | 0 | 0 | 0 | 0 | 0 | [24 empty] | 8101201 | no | no |  |  | no |  | 0 | 0 | 0 | 0 | 0 | 0 |  | 1 | 1 | 1 | 0 | 0 | 0
load_220432721 |  | node_1370145_466_15294058_15 |  | BN | 0 | NonResidential | 0 | 33000+14057.941j | 0 | 0 | 0 | 0 | [24 empty] | 8101201 | no | no |  |  | no |  | 0 | 0 | 0 | 0 | 0 | 0 |  | 1 | 1 | 1 | 0 | 0 | 0
load_220432722 |  | node_1370122_88_15294053_67 |  | CN | 0 | NonResidential | 0 | 0 | 33000+14057.941j | 0 | 0 | 0 | [24 empty] | 8101201 | no | no |  |  | no |  | 0 | 0 | 0 | 0 | 0 | 0 |  | 1 | 1 | 1 | 0 | 0 | 0
load_220435038 |  | node_1370515_244_15296831_319 |  | CN | 0 | NonResidential | 0 | 0 | 18333.333+7809.967j | 0 | 0 | 0 | [24 empty] | 8101201 | no | no |  |  | no |  | 0 | 0 | 0 | 0 | 0 | 0 |  | 1 | 1 | 1 | 0 | 0 | 0
load_220491723 |  | node_1370777_808_15297068_325 |  | CN | 0 | NonResidential | 0 | 0 | 105666.667+45013.812j | 0 | 0 | 0 | [24 empty] | 8101201 | no | no |  |  | no |  | 0 | 0 | 0 | 0 | 0 | 0 |  | 1 | 1 | 1 | 0 | 0 | 0
load_220497467 |  | node_1366360_286_15294066_28 |  | AN | 0 | NonResidential | 0 | 0 | 0 | 0 | 0 | 0 | [24 empty] | 8101201 | no | no |  |  | no |  | 0 | 0 | 0 | 0 | 0 | 0 |  | 1 | 1 | 1 | 0 | 0 | 0
load_220505416 |  | node_1367103_657_15293258_98 |  | AN | 0 | NonResidential | 4000+1703.993j | 0 | 0 | 0 | 0 | 0 | [24 empty] | 8101201 | no | no |  |  | no |  | 0 | 0 | 0 | 0 | 0 | 0 |  | 1 | 1 | 1 | 0 | 0 | 0
load_220505416-L-1 |  | node_1367103_657_15293258_98 |  | AN | 0 | NonResidential | 0 | 0 | 0 | 0 | 0 | 0 | [24 empty] | 8101201 | no | no |  |  | no |  | 0 | 0 | 0 | 0 | 0 | 0 |  | 1 | 1 | 1 | 0 | 0 | 0
load_220505832 |  | node_1368065_692_15293854_88 |  | AN | 0 | NonResidential | 0 | 0 | 0 | 0 | 0 | 0 | [24 empty] | 8101201 | no | no |  |  | no |  | 0 | 0 | 0 | 0 | 0 | 0 |  | 1 | 1 | 1 | 0 | 0 | 0
load_220505833 |  | node_1368049_719_15293838_947 |  | BN | 0 | NonResidential | 0 | 0 | 0 | 0 | 0 | 0 | [24 empty] | 8101201 | no | no |  |  | no |  | 0 | 0 | 0 | 0 | 0 | 0 |  | 1 | 1 | 1 | 0 | 0 | 0
load_220505834 |  | node_1368084_163_15293864_747 |  | CN | 0 | NonResidential | 0 | 0 | 0 | 0 | 0 | 0 | [24 empty] | 8101201 | no | no |  |  | no |  | 0 | 0 | 0 | 0 | 0 | 0 |  | 1 | 1 | 1 | 0 | 0 | 0
load_220522217 |  | node_1370436_223_15297396_766 |  | CN | 0 | NonResidential | 0 | 0 | 27333.333+11643.951j | 0 | 0 | 0 | [24 empty] | 8101201 | no | no |  |  | no |  | 0 | 0 | 0 | 0 | 0 | 0 |  | 1 | 1 | 1 | 0 | 0 | 0
load_220524397 |  | node_1369249_237_15294342_017 |  | AN | 0 | NonResidential | 10333.333+4401.981j | 0 | 0 | 0 | 0 | 0 | [24 empty] | 8101201 | no | no |  |  | no |  | 0 | 0 | 0 | 0 | 0 | 0 |  | 1 | 1 | 1 | 0 | 0 | 0
load_220524399 |  | node_1369260_075_15294319_82 |  | BN | 0 | NonResidential | 0 | 10333.333+4401.981j | 0 | 0 | 0 | 0 | [24 empty] | 8101201 | no | no |  |  | no |  | 0 | 0 | 0 | 0 | 0 | 0 |  | 1 | 1 | 1 | 0 | 0 | 0
load_220524403 |  | node_1369243_067_15294367_265 |  | CN | 0 | NonResidential | 0 | 0 | 10333.333+4401.981j | 0 | 0 | 0 | [24 empty] | 8101201 | no | no |  |  | no |  | 0 | 0 | 0 | 0 | 0 | 0 |  | 1 | 1 | 1 | 0 | 0 | 0
load_220527019 |  | node_1364088_828_15291739_1 |  | ABCN | 0 | NonResidential | 7333.333+3123.987j | 7333.333+3123.987j | 7333.333+3123.987j | 0 | 0 | 0 | [24 empty] | 8101201 | no | no |  |  | no |  | 0 | 0 | 0 | 0 | 0 | 0 |  | 1 | 1 | 1 | 0 | 0 | 0
load_220530169 |  | node_1369808_669_15294951_149 |  | ABCN | 0 | NonResidential | 168666.667+71851.699j | 168666.667+71851.699j | 168666.667+71851.699j | 0 | 0 | 0 | [24 empty] | 8101201 | no | no |  |  | no |  | 0 | 0 | 0 | 0 | 0 | 0 |  | 1 | 1 | 1 | 0 | 0 | 0
load_220542347 |  | node_1367965_105_15291255_33 |  | AN | 0 | NonResidential | 5000+2129.991j | 0 | 0 | 0 | 0 | 0 | [24 empty] | 8101201 | no | no |  |  | no |  | 0 | 0 | 0 | 0 | 0 | 0 |  | 1 | 1 | 1 | 0 | 0 | 0
load_220542386 |  | node_1367959_889_15291280_971 |  | AN | 0 | NonResidential | 5000+2129.991j | 0 | 0 | 0 | 0 | 0 | [24 empty] | 8101201 | no | no |  |  | no |  | 0 | 0 | 0 | 0 | 0 | 0 |  | 1 | 1 | 1 | 0 | 0 | 0
load_220543391 |  | node_1373606_234_15296210_748 |  | AN | 0 | NonResidential | 0 | 0 | 0 | 0 | 0 | 0 | [24 empty] | 8101201 | no | no |  |  | no |  | 0 | 0 | 0 | 0 | 0 | 0 |  | 1 | 1 | 1 | 0 | 0 | 0
load_220551778 |  | node_1373892_217_15295965_928 |  | AN | 0 | NonResidential | 9333.333+3975.983j | 0 | 0 | 0 | 0 | 0 | [24 empty] | 8101201 | no | no |  |  | no |  | 0 | 0 | 0 | 0 | 0 | 0 |  | 1 | 1 | 1 | 0 | 0 | 0
load_220551779 |  | node_1373910_313_15295955_211 |  | BN | 0 | NonResidential | 0 | 9333.333+3975.983j | 0 | 0 | 0 | 0 | [24 empty] | 8101201 | no | no |  |  | no |  | 0 | 0 | 0 | 0 | 0 | 0 |  | 1 | 1 | 1 | 0 | 0 | 0
load_220551812 |  | node_1373876_834_15295982_59 |  | CN | 0 | NonResidential | 0 | 0 | 9333.333+3975.983j | 0 | 0 | 0 | [24 empty] | 8101201 | no | no |  |  | no |  | 0 | 0 | 0 | 0 | 0 | 0 |  | 1 | 1 | 1 | 0 | 0 | 0
load_220553969 |  | node_1369871_967_15297011_125 |  | AN | 0 | NonResidential | 18000+7667.968j | 0 | 0 | 0 | 0 | 0 | [24 empty] | 8101201 | no | no |  |  | no |  | 0 | 0 | 0 | 0 | 0 | 0 |  | 1 | 1 | 1 | 0 | 0 | 0
load_220553970 |  | node_1369857_122_15296993_333 |  | BN | 0 | NonResidential | 0 | 18000+7667.968j | 0 | 0 | 0 | 0 | [24 empty] | 8101201 | no | no |  |  | no |  | 0 | 0 | 0 | 0 | 0 | 0 |  | 1 | 1 | 1 | 0 | 0 | 0
load_220553972 |  | node_1369889_708_15297023_184 |  | CN | 0 | NonResidential | 0 | 0 | 18000+7667.968j | 0 | 0 | 0 | [24 empty] | 8101201 | no | no |  |  | no |  | 0 | 0 | 0 | 0 | 0 | 0 |  | 1 | 1 | 1 | 0 | 0 | 0
load_220577686 |  | node_1368057_695_15292369_401 |  | AN | 0 | NonResidential | 7000+2981.988j | 0 | 0 | 0 | 0 | 0 | [24 empty] | 8101201 | no | no |  |  | no |  | 0 | 0 | 0 | 0 | 0 | 0 |  | 1 | 1 | 1 | 0 | 0 | 0
load_220577688 |  | node_1368039_774_15292357_825 |  | BN | 0 | NonResidential | 0 | 7000+2981.988j | 0 | 0 | 0 | 0 | [24 empty] | 8101201 | no | no |  |  | no |  | 0 | 0 | 0 | 0 | 0 | 0 |  | 1 | 1 | 1 | 0 | 0 | 0
load_220579674 |  | node_1367737_897_15292292_545 |  | AN | 0 | NonResidential | 15666.667+6673.972j | 0 | 0 | 0 | 0 | 0 | [24 empty] | 8101201 | no | no |  |  | no |  | 0 | 0 | 0 | 0 | 0 | 0 |  | 1 | 1 | 1 | 0 | 0 | 0
load_220579703 |  | node_1367720_527_15292279_53 |  | BN | 0 | NonResidential | 0 | 15666.667+6673.972j | 0 | 0 | 0 | 0 | [24 empty] | 8101201 | no | no |  |  | no |  | 0 | 0 | 0 | 0 | 0 | 0 |  | 1 | 1 | 1 | 0 | 0 | 0
load_220579897 |  | node_1367757_153_15292299_104 |  | CN | 0 | NonResidential | 0 | 0 | 15666.667+6673.972j | 0 | 0 | 0 | [24 empty] | 8101201 | no | no |  |  | no |  | 0 | 0 | 0 | 0 | 0 | 0 |  | 1 | 1 | 1 | 0 | 0 | 0
load_220606738 |  | node_1368864_555_15294549_164 |  | AN | 0 | NonResidential | 32333.333+13773.942j | 0 | 0 | 0 | 0 | 0 | [24 empty] | 8101201 | no | no |  |  | no |  | 0 | 0 | 0 | 0 | 0 | 0 |  | 1 | 1 | 1 | 0 | 0 | 0
load_220606739 |  | node_1368853_731_15294526_751 |  | BN | 0 | NonResidential | 0 | 32333.333+13773.942j | 0 | 0 | 0 | 0 | [24 empty] | 8101201 | no | no |  |  | no |  | 0 | 0 | 0 | 0 | 0 | 0 |  | 1 | 1 | 1 | 0 | 0 | 0
load_220606740 |  | node_1368879_31_15294567_094 |  | CN | 0 | NonResidential | 0 | 0 | 32333.333+13773.942j | 0 | 0 | 0 | [24 empty] | 8101201 | no | no |  |  | no |  | 0 | 0 | 0 | 0 | 0 | 0 |  | 1 | 1 | 1 | 0 | 0 | 0
load_220606741 |  | node_1369189_242_15295073_274 |  | AN | 0 | NonResidential | 0 | 0 | 0 | 0 | 0 | 0 | [24 empty] | 8101201 | no | no |  |  | no |  | 0 | 0 | 0 | 0 | 0 | 0 |  | 1 | 1 | 1 | 0 | 0 | 0
load_220613542 |  | node_1368676_959_15294369_348 |  | CN | 0 | NonResidential | 0 | 0 | 20666.667+8803.963j | 0 | 0 | 0 | [24 empty] | 8101201 | no | no |  |  | no |  | 0 | 0 | 0 | 0 | 0 | 0 |  | 1 | 1 | 1 | 0 | 0 | 0
load_220617453 |  | node_1366260_782_15292837_643 |  | CN | 0 | NonResidential | 0 | 0 | 0 | 0 | 0 | 0 | [24 empty] | 8101201 | no | no |  |  | no |  | 0 | 0 | 0 | 0 | 0 | 0 |  | 1 | 1 | 1 | 0 | 0 | 0
load_220623384 |  | node_1365128_602_15292439_13 |  | AN | 0 | NonResidential | 14333.333+6105.974j | 0 | 0 | 0 | 0 | 0 | [24 empty] | 8101201 | no | no |  |  | no |  | 0 | 0 | 0 | 0 | 0 | 0 |  | 1 | 1 | 1 | 0 | 0 | 0
load_220623385 |  | node_1365123_576_15292464_84 |  | BN | 0 | NonResidential | 0 | 14333.333+6105.974j | 0 | 0 | 0 | 0 | [24 empty] | 8101201 | no | no |  |  | no |  | 0 | 0 | 0 | 0 | 0 | 0 |  | 1 | 1 | 1 | 0 | 0 | 0
load_220623386 |  | node_1365128_491_15292412_502 |  | CN | 0 | NonResidential | 0 | 0 | 14333.333+6105.974j | 0 | 0 | 0 | [24 empty] | 8101201 | no | no |  |  | no |  | 0 | 0 | 0 | 0 | 0 | 0 |  | 1 | 1 | 1 | 0 | 0 | 0
load_220624272 |  | node_1368675_247_15293392_62 |  | AN | 0 | NonResidential | 58000+24707.897j | 0 | 0 | 0 | 0 | 0 | [24 empty] | 8101201 | no | no |  |  | no |  | 0 | 0 | 0 | 0 | 0 | 0 |  | 1 | 1 | 1 | 0 | 0 | 0
load_220624279 |  | node_1368656_118_15293399_47 |  | BN | 0 | NonResidential | 0 | 58000+24707.897j | 0 | 0 | 0 | 0 | [24 empty] | 8101201 | no | no |  |  | no |  | 0 | 0 | 0 | 0 | 0 | 0 |  | 1 | 1 | 1 | 0 | 0 | 0
load_220624280 |  | node_1368692_368_15293379_343 |  | CN | 0 | NonResidential | 0 | 0 | 58000+24707.897j | 0 | 0 | 0 | [24 empty] | 8101201 | no | no |  |  | no |  | 0 | 0 | 0 | 0 | 0 | 0 |  | 1 | 1 | 1 | 0 | 0 | 0
load_220642663 |  | node_1369431_701_15293727_153 |  | AN | 0 | NonResidential | 8333.333+3549.985j | 0 | 0 | 0 | 0 | 0 | [24 empty] | 8101201 | no | no |  |  | no |  | 0 | 0 | 0 | 0 | 0 | 0 |  | 1 | 1 | 1 | 0 | 0 | 0
load_220642664 |  | node_1369415_023_15293679_181 |  | BN | 0 | NonResidential | 0 | 8333.333+3549.985j | 0 | 0 | 0 | 0 | [24 empty] | 8101201 | no | no |  |  | no |  | 0 | 0 | 0 | 0 | 0 | 0 |  | 1 | 1 | 1 | 0 | 0 | 0
load_220642665 |  | node_1369425_706_15293701_714 |  | CN | 0 | NonResidential | 0 | 0 | 8333.333+3549.985j | 0 | 0 | 0 | [24 empty] | 8101201 | no | no |  |  | no |  | 0 | 0 | 0 | 0 | 0 | 0 |  | 1 | 1 | 1 | 0 | 0 | 0
load_310008395 |  | node_1371635_308_15295070_933 |  | AN | 0 | NonResidential | 5000+2129.991j | 0 | 0 | 0 | 0 | 0 | [24 empty] | 8101201 | no | no |  |  | no |  | 0 | 0 | 0 | 0 | 0 | 0 |  | 1 | 1 | 1 | 0 | 0 | 0
load_310014691 |  | node_1366527_348_15295245_844 |  | AN | 0 | NonResidential | 3888+1656.281j | 0 | 0 | 0 | 0 | 0 | [24 empty] | 8101201 | no | no |  |  | no |  | 0 | 0 | 0 | 0 | 0 | 0 |  | 1 | 1 | 1 | 0 | 0 | 0
load_310029223 |  | node_1365082_114_15292694_279 |  | CN | 0 | Other | 0 | 0 | 0 | 0 | 0 | 0 | [24 empty] | 8101201 | no | no |  |  | no |  | 0 | 0 | 0 | 0 | 0 | 0 |  | 1 | 1 | 1 | 0 | 0 | 0
load_310029223-L-1 |  | node_1365082_114_15292694_279 |  | CN | 0 | NonResidential | 0 | 0 | 0 | 0 | 0 | 0 | [24 empty] | 8101201 | no | no |  |  | no |  | 0 | 0 | 0 | 0 | 0 | 0 |  | 1 | 1 | 1 | 0 | 0 | 0
load_310029224 |  | node_1365076_151_15292719_617 |  | AN | 0 | Other | 0 | 0 | 0 | 0 | 0 | 0 | [24 empty] | 8101201 | no | no |  |  | no |  | 0 | 0 | 0 | 0 | 0 | 0 |  | 1 | 1 | 1 | 0 | 0 | 0
load_310029224-L-1 |  | node_1365076_151_15292719_617 |  | AN | 0 | NonResidential | 0 | 0 | 0 | 0 | 0 | 0 | [24 empty] | 8101201 | no | no |  |  | no |  | 0 | 0 | 0 | 0 | 0 | 0 |  | 1 | 1 | 1 | 0 | 0 | 0
load_310029225 |  | node_1365065_495_15292741_973 |  | BN | 0 | Other | 0 | 0 | 0 | 0 | 0 | 0 | [24 empty] | 8101201 | no | no |  |  | no |  | 0 | 0 | 0 | 0 | 0 | 0 |  | 1 | 1 | 1 | 0 | 0 | 0
load_310029225-L-1 |  | node_1365065_495_15292741_973 |  | BN | 0 | NonResidential | 0 | 0 | 0 | 0 | 0 | 0 | [24 empty] | 8101201 | no | no |  |  | no |  | 0 | 0 | 0 | 0 | 0 | 0 |  | 1 | 1 | 1 | 0 | 0 | 0
load_310035799 |  | node_1371750_65_15294817_209 |  | AN | 0 | NonResidential | 0 | 0 | 0 | 0 | 0 | 0 | [24 empty] | 8101201 | no | no |  |  | no |  | 0 | 0 | 0 | 0 | 0 | 0 |  | 1 | 1 | 1 | 0 | 0 | 0
load_310047975 |  | node_1371978_544_15295052_589 |  | AN | 0 | NonResidential | 1101.6+469.28j | 0 | 0 | 0 | 0 | 0 | [24 empty] | 8101201 | no | no |  |  | no |  | 0 | 0 | 0 | 0 | 0 | 0 |  | 1 | 1 | 1 | 0 | 0 | 0
load_310050370 |  | node_1370656_788_15294443_474 |  | AN | 0 | NonResidential | 10333.333+4401.981j | 0 | 0 | 0 | 0 | 0 | [24 empty] | 8101201 | no | no |  |  | no |  | 0 | 0 | 0 | 0 | 0 | 0 |  | 1 | 1 | 1 | 0 | 0 | 0
load_310050371 |  | node_1370670_755_15294445_392 |  | BN | 0 | NonResidential | 0 | 10333.333+4401.981j | 0 | 0 | 0 | 0 | [24 empty] | 8101201 | no | no |  |  | no |  | 0 | 0 | 0 | 0 | 0 | 0 |  | 1 | 1 | 1 | 0 | 0 | 0
load_310050372 |  | node_1370683_624_15294441_775 |  | CN | 0 | NonResidential | 0 | 0 | 10333.333+4401.981j | 0 | 0 | 0 | [24 empty] | 8101201 | no | no |  |  | no |  | 0 | 0 | 0 | 0 | 0 | 0 |  | 1 | 1 | 1 | 0 | 0 | 0
load_310060814 |  | node_1371845_06_15294513_573 |  | AN | 0 | NonResidential | 83000+35357.852j | 0 | 0 | 0 | 0 | 0 | [24 empty] | 8101201 | no | no |  |  | no |  | 0 | 0 | 0 | 0 | 0 | 0 |  | 1 | 1 | 1 | 0 | 0 | 0
load_311926169 |  | node_1365566_343_15291216_77 |  | AN | 0 | NonResidential | 0 | 0 | 0 | 0 | 0 | 0 | [24 empty] | 8101201 | no | no |  |  | no |  | 0 | 0 | 0 | 0 | 0 | 0 |  | 1 | 1 | 1 | 0 | 0 | 0
load_311928289 |  | node_1367508_199_15291581_163 |  | ABCN | 0 | NonResidential | 0 | 0 | 0 | 0 | 0 | 0 | [24 empty] | 8101201 | no | no |  |  | no |  | 0 | 0 | 0 | 0 | 0 | 0 |  | 1 | 1 | 1 | 0 | 0 | 0
load_311928291 |  | node_1367656_388_15291664_376 |  | ABCN | 0 | NonResidential | 0 | 0 | 0 | 0 | 0 | 0 | [24 empty] | 8101201 | no | no |  |  | no |  | 0 | 0 | 0 | 0 | 0 | 0 |  | 1 | 1 | 1 | 0 | 0 | 0
load_312005105 |  | node_1364909_295_15292423_676 |  | AN | 0 | NonResidential | 0 | 0 | 0 | 0 | 0 | 0 | [24 empty] | 8101201 | no | no |  |  | no |  | 0 | 0 | 0 | 0 | 0 | 0 |  | 1 | 1 | 1 | 0 | 0 | 0
load_312101939 |  | node_1366153_864_15292763_664 |  | AN | 0 | NonResidential | 0 | 0 | 0 | 0 | 0 | 0 | [24 empty] | 8101201 | no | no |  |  | no |  | 0 | 0 | 0 | 0 | 0 | 0 |  | 1 | 1 | 1 | 0 | 0 | 0
load_312101940 |  | node_1366167_949_15292775_461 |  | BN | 0 | NonResidential | 0 | 0 | 0 | 0 | 0 | 0 | [24 empty] | 8101201 | no | no |  |  | no |  | 0 | 0 | 0 | 0 | 0 | 0 |  | 1 | 1 | 1 | 0 | 0 | 0
load_312101941 |  | node_1366181_991_15292783_617 |  | CN | 0 | NonResidential | 0 | 0 | 0 | 0 | 0 | 0 | [24 empty] | 8101201 | no | no |  |  | no |  | 0 | 0 | 0 | 0 | 0 | 0 |  | 1 | 1 | 1 | 0 | 0 | 0
load_312107962 |  | node_1366923_433_15293805_982 |  | AN | 0 | Other | 0 | 0 | 0 | 0 | 0 | 0 | [24 empty] | 8101201 | no | no |  |  | no |  | 0 | 0 | 0 | 0 | 0 | 0 |  | 1 | 1 | 1 | 0 | 0 | 0
load_312107962-L-1 |  | node_1366923_433_15293805_982 |  | AN | 0 | NonResidential | 0 | 0 | 0 | 0 | 0 | 0 | [24 empty] | 8101201 | no | no |  |  | no |  | 0 | 0 | 0 | 0 | 0 | 0 |  | 1 | 1 | 1 | 0 | 0 | 0
load_312118273 |  | node_1366934_684_15293196_305 |  | AN | 0 | Other | 0 | 0 | 0 | 0 | 0 | 0 | [24 empty] | 8101201 | no | no |  |  | no |  | 0 | 0 | 0 | 0 | 0 | 0 |  | 1 | 1 | 1 | 0 | 0 | 0
load_312118273-L-1 |  | node_1366934_684_15293196_305 |  | AN | 0 | NonResidential | 0 | 0 | 0 | 0 | 0 | 0 | [24 empty] | 8101201 | no | no |  |  | no |  | 0 | 0 | 0 | 0 | 0 | 0 |  | 1 | 1 | 1 | 0 | 0 | 0
load_312118275 |  | node_1366947_245_15293196_655 |  | CN | 0 | Other | 0 | 0 | 0 | 0 | 0 | 0 | [24 empty] | 8101201 | no | no |  |  | no |  | 0 | 0 | 0 | 0 | 0 | 0 |  | 1 | 1 | 1 | 0 | 0 | 0
load_312118275-L-1 |  | node_1366947_245_15293196_655 |  | CN | 0 | NonResidential | 0 | 0 | 0 | 0 | 0 | 0 | [24 empty] | 8101201 | no | no |  |  | no |  | 0 | 0 | 0 | 0 | 0 | 0 |  | 1 | 1 | 1 | 0 | 0 | 0
load_312118276 |  | node_1366940_727_15293196_862 |  | BN | 0 | Other | 0 | 0 | 0 | 0 | 0 | 0 | [24 empty] | 8101201 | no | no |  |  | no |  | 0 | 0 | 0 | 0 | 0 | 0 |  | 1 | 1 | 1 | 0 | 0 | 0
load_312118276-L-1 |  | node_1366940_727_15293196_862 |  | BN | 0 | NonResidential | 0 | 0 | 0 | 0 | 0 | 0 | [24 empty] | 8101201 | no | no |  |  | no |  | 0 | 0 | 0 | 0 | 0 | 0 |  | 1 | 1 | 1 | 0 | 0 | 0

## node
data_type | static
owner_type | feeder
owner | 8101201
object | node
name | groupid | parent | bustype | phases | nominal_voltage | dcircuit | selected | monitored | monitored_fields | class_monitored_fields | played | played_fields | subsystem | x | y | comments | dist_to_slack
node_1364088_828_15291739_1 |  |  | PQ | ABCN | 2771.281 | 8101201 | no | no |  |  | no |  |  | 1364088.828 | 15291739.1 |  | -1
node_1364222_618_15292042_203 |  |  | PQ | ABCN | 2771.281 | 8101201 | no | no |  |  | no |  |  | 1364222.618 | 15292042.203 |  | -1
node_1364634_807_15292098_651 |  |  | PQ | ABCN | 2771.281 | 8101201 | no | no |  |  | no |  |  | 1364634.807 | 15292098.651 |  | -1
node_1364650_001_15292115_91 |  |  | PQ | ABCN | 2771.281 | 8101201 | no | no |  |  | no |  |  | 1364650.001 | 15292115.91 |  | -1
node_1364667_977_15292127_332 |  |  | PQ | ABCN | 2771.281 | 8101201 | no | no |  |  | no |  |  | 1364667.977 | 15292127.332 |  | -1
node_1364806_507_15291847_264 |  |  | PQ | ABCN | 2771.281 | 8101201 | no | no |  |  | no |  |  | 1364806.507 | 15291847.264 |  | -1
node_1364909_295_15292423_676 |  |  | PQ | AN | 2771.281 | 8101201 | no | no |  |  | no |  |  | 1364909.295 | 15292423.676 |  | -1
node_1364932_31_15292218_223 |  |  | PQ | ABCN | 2771.281 | 8101201 | no | no |  |  | no |  |  | 1364932.31 | 15292218.223 |  | -1
node_1364949_362_15292231_983 |  |  | PQ | ABCN | 2771.281 | 8101201 | no | no |  |  | no |  |  | 1364949.362 | 15292231.983 |  | -1
node_1365065_495_15292741_973 |  |  | PQ | ABCN | 2771.281 | 8101201 | no | no |  |  | no |  |  | 1365065.495 | 15292741.973 |  | -1
node_1365076_151_15292719_617 |  |  | PQ | ABCN | 2771.281 | 8101201 | no | no |  |  | no |  |  | 1365076.151 | 15292719.617 |  | -1
node_1365082_114_15292694_279 |  |  | PQ | ABCN | 2771.281 | 8101201 | no | no |  |  | no |  |  | 1365082.114 | 15292694.279 |  | -1
node_1365123_576_15292464_84 |  |  | PQ | ABCN | 2771.281 | 8101201 | no | no |  |  | no |  |  | 1365123.576 | 15292464.84 |  | -1
node_1365128_491_15292412_502 |  |  | PQ | ABCN | 2771.281 | 8101201 | no | no |  |  | no |  |  | 1365128.491 | 15292412.502 |  | -1
node_1365128_602_15292439_13 |  |  | PQ | ABCN | 2771.281 | 8101201 | no | no |  |  | no |  |  | 1365128.602 | 15292439.13 |  | -1
node_1365145_778_15292906_816 |  |  | PQ | AN | 2771.281 | 8101201 | no | no |  |  | no |  |  | 1365145.778 | 15292906.816 |  | -1
node_1365184_35_15292305_426 |  |  | PQ | ABCN | 2771.281 | 8101201 | no | no |  |  | no |  |  | 1365184.35 | 15292305.426 |  | -1
node_1365201_024_15292320_002 |  |  | PQ | ABCN | 2771.281 | 8101201 | no | no |  |  | no |  |  | 1365201.024 | 15292320.002 |  | -1
node_1365219_909_15292328_314 |  |  | PQ | ABCN | 2771.281 | 8101201 | no | no |  |  | no |  |  | 1365219.909 | 15292328.314 |  | -1
node_1365323_335_15291129_679 |  |  | PQ | ABCN | 7199.558 | 8101201 | no | no |  |  | no |  |  | 1365323.335 | 15291129.679 |  | -1
node_1365369_548_15292654_156 |  |  | PQ | AN | 2771.281 | 8101201 | no | no |  |  | no |  |  | 1365369.548 | 15292654.156 |  | -1
node_1365566_343_15291216_77 |  |  | PQ | ABCN | 7199.558 | 8101201 | no | no |  |  | no |  |  | 1365566.343 | 15291216.77 |  | -1
node_1365601_906_15292464_341 |  |  | PQ | ABCN | 2771.281 | 8101201 | no | no |  |  | no |  |  | 1365601.906 | 15292464.341 |  | -1
node_1365620_201_15292474_797 |  |  | PQ | ABCN | 2771.281 | 8101201 | no | no |  |  | no |  |  | 1365620.201 | 15292474.797 |  | -1
node_1365639_854_15292478_558 |  |  | PQ | ABCN | 2771.281 | 8101201 | no | no |  |  | no |  |  | 1365639.854 | 15292478.558 |  | -1
node_1365799_208_15291240_161 |  |  | PQ | ABCN | 7199.558 | 8101201 | no | no |  |  | no |  |  | 1365799.208 | 15291240.161 |  | -1
node_1365893_38_15292584_459 |  |  | PQ | ABCN | 2771.281 | 8101201 | no | no |  |  | no |  |  | 1365893.38 | 15292584.459 |  | -1
node_1365904_547_15292606_571 |  |  | PQ | ABCN | 2771.281 | 8101201 | no | no |  |  | no |  |  | 1365904.547 | 15292606.571 |  | -1
node_1366004_212_15292662_896 |  |  | PQ | ABCN | 2771.281 | 8101201 | no | no |  |  | no |  |  | 1366004.212 | 15292662.896 |  | -1
node_1366017_297_15292683_03 |  |  | PQ | ABCN | 2771.281 | 8101201 | no | no |  |  | no |  |  | 1366017.297 | 15292683.03 |  | -1
node_1366033_793_15292697_967 |  |  | PQ | ABCN | 2771.281 | 8101201 | no | no |  |  | no |  |  | 1366033.793 | 15292697.967 |  | -1
node_1366069_727_15292284_216 |  |  | PQ | ABCN | 7199.558 | 8101201 | no | no |  |  | no |  |  | 1366069.727 | 15292284.216 |  | -1
node_1366153_864_15292763_664 |  |  | PQ | ABCN | 2771.281 | 8101201 | no | no |  |  | no |  |  | 1366153.864 | 15292763.664 |  | -1
node_1366167_949_15292775_461 |  |  | PQ | ABCN | 2771.281 | 8101201 | no | no |  |  | no |  |  | 1366167.949 | 15292775.461 |  | -1
node_1366181_991_15292783_617 |  |  | PQ | ABCN | 2771.281 | 8101201 | no | no |  |  | no |  |  | 1366181.991 | 15292783.617 |  | -1
node_1366185_377_15291635_167 |  |  | PQ | ABCN | 7199.558 | 8101201 | no | no |  |  | no |  |  | 1366185.377 | 15291635.167 |  | -1
node_1366247_13_15292818_198 |  |  | PQ | ABCN | 7199.558 | 8101201 | no | no |  |  | no |  |  | 1366247.13 | 15292818.198 |  | -1
node_1366260_782_15292837_643 |  |  | PQ | ABCN | 7199.558 | 8101201 | no | no |  |  | no |  |  | 1366260.782 | 15292837.643 |  | -1
node_1366277_691_15292851_717 |  |  | PQ | ABCN | 7199.558 | 8101201 | no | no |  |  | no |  |  | 1366277.691 | 15292851.717 |  | -1
node_1366323_264_15291380_776 |  |  | PQ | ABCN | 7199.558 | 8101201 | no | no |  |  | no |  |  | 1366323.264 | 15291380.776 |  | -1
node_1366341_742_15291390_629 |  |  | PQ | ABCN | 7199.558 | 8101201 | no | no |  |  | no |  |  | 1366341.742 | 15291390.629 |  | -1
node_1366360_286_15294066_28 |  |  | PQ | AN | 7199.558 | 8101201 | no | no |  |  | no |  |  | 1366360.286 | 15294066.28 |  | -1
node_1366361_455_15291393_743 |  |  | PQ | ABCN | 7199.558 | 8101201 | no | no |  |  | no |  |  | 1366361.455 | 15291393.743 |  | -1
node_1366364_182_15292538_003 |  |  | PQ | ABCN | 7199.558 | 8101201 | no | no |  |  | no |  |  | 1366364.182 | 15292538.003 |  | -1
node_1366402_536_15292496_603 |  |  | PQ | ABCN | 7199.558 | 8101201 | no | no |  |  | no |  |  | 1366402.536 | 15292496.603 |  | -1
node_1366527_348_15295245_844 |  |  | PQ | AN | 7199.558 | 8101201 | no | no |  |  | no |  |  | 1366527.348 | 15295245.844 |  | -1
node_1366584_054_15294266_271 |  |  | PQ | ABCN | 7199.558 | 8101201 | no | no |  |  | no |  |  | 1366584.054 | 15294266.271 |  | -1
node_1366585_868_15294239_772 |  |  | PQ | ABCN | 7199.558 | 8101201 | no | no |  |  | no |  |  | 1366585.868 | 15294239.772 |  | -1
node_1366587_414_15294292_545 |  |  | PQ | ABCN | 7199.558 | 8101201 | no | no |  |  | no |  |  | 1366587.414 | 15294292.545 |  | -1
node_1366625_244_15293229_779 |  |  | PQ | ABCN | 7199.558 | 8101201 | no | no |  |  | no |  |  | 1366625.244 | 15293229.779 |  | -1
node_1366634_453_15293253_449 |  |  | PQ | ABCN | 7199.558 | 8101201 | no | no |  |  | no |  |  | 1366634.453 | 15293253.449 |  | -1
node_1366647_894_15293273_155 |  |  | PQ | ABCN | 7199.558 | 8101201 | no | no |  |  | no |  |  | 1366647.894 | 15293273.155 |  | -1
node_1366744_917_15291556_556 |  |  | PQ | ABCN | 7199.558 | 8101201 | no | no |  |  | no |  |  | 1366744.917 | 15291556.556 |  | -1
node_1366822_545_15292707_553 |  |  | PQ | ABCN | 7199.558 | 8101201 | no | no |  |  | no |  |  | 1366822.545 | 15292707.553 |  | -1
node_1366826_138_15292777_637 |  |  | PQ | ABCN | 7199.558 | 8101201 | no | no |  |  | no |  |  | 1366826.138 | 15292777.637 |  | -1
node_1366860_535_15291463_049 |  |  | PQ | ABCN | 7199.558 | 8101201 | no | no |  |  | no |  |  | 1366860.535 | 15291463.049 |  | -1
node_1366879_387_15291471_503 |  |  | PQ | ABCN | 7199.558 | 8101201 | no | no |  |  | no |  |  | 1366879.387 | 15291471.503 |  | -1
node_1366899_191_15291473_133 |  |  | PQ | ABCN | 7199.558 | 8101201 | no | no |  |  | no |  |  | 1366899.191 | 15291473.133 |  | -1
node_1366923_433_15293805_982 |  |  | PQ | ABCN | 7199.558 | 8101201 | no | no |  |  | no |  |  | 1366923.433 | 15293805.982 |  | -1
node_1366934_684_15293196_305 |  |  | PQ | ABCN | 7199.558 | 8101201 | no | no |  |  | no |  |  | 1366934.684 | 15293196.305 |  | -1
node_1366940_727_15293196_862 |  |  | PQ | ABCN | 7199.558 | 8101201 | no | no |  |  | no |  |  | 1366940.727 | 15293196.862 |  | -1
node_1366947_245_15293196_655 |  |  | PQ | ABCN | 7199.558 | 8101201 | no | no |  |  | no |  |  | 1366947.245 | 15293196.655 |  | -1
node_1367051_982_15291486_181 |  |  | PQ | ABCN | 7199.558 | 8101201 | no | no |  |  | no |  |  | 1367051.982 | 15291486.181 |  | -1
node_1367070_193_15291496_903 |  |  | PQ | ABCN | 7199.558 | 8101201 | no | no |  |  | no |  |  | 1367070.193 | 15291496.903 |  | -1
node_1367089_817_15291500_951 |  |  | PQ | ABCN | 7199.558 | 8101201 | no | no |  |  | no |  |  | 1367089.817 | 15291500.951 |  | -1
node_1367103_657_15293258_98 |  |  | PQ | ABCN | 7199.558 | 8101201 | no | no |  |  | no |  |  | 1367103.657 | 15293258.98 |  | -1
node_1367151_886_15292018_692 |  |  | PQ | ABCN | 7199.558 | 8101201 | no | no |  |  | no |  |  | 1367151.886 | 15292018.692 |  | -1
node_1367212_538_15291458_225 |  |  | PQ | ABCN | 7199.558 | 8101201 | no | no |  |  | no |  |  | 1367212.538 | 15291458.225 |  | -1
node_1367327_457_15291541_735 |  |  | PQ | ABCN | 7199.558 | 8101201 | no | no |  |  | no |  |  | 1367327.457 | 15291541.735 |  | -1
node_1367346_293_15291550_252 |  |  | PQ | ABCN | 7199.558 | 8101201 | no | no |  |  | no |  |  | 1367346.293 | 15291550.252 |  | -1
node_1367357_626_15293050_383 |  |  | PQ | ABCN | 7199.558 | 8101201 | no | no |  |  | no |  |  | 1367357.626 | 15293050.383 |  | -1
node_1367366_095_15291551_949 |  |  | PQ | ABCN | 7199.558 | 8101201 | no | no |  |  | no |  |  | 1367366.095 | 15291551.949 |  | -1
node_1367460_302_15292588_448 |  |  | PQ | ABCN | 7199.558 | 8101201 | no | no |  |  | no |  |  | 1367460.302 | 15292588.448 |  | -1
node_1367465_111_15291875_204 |  |  | PQ | ABCN | 7199.558 | 8101201 | no | no |  |  | no |  |  | 1367465.111 | 15291875.204 |  | -1
node_1367483_682_15291884_725 |  |  | PQ | ABCN | 7199.558 | 8101201 | no | no |  |  | no |  |  | 1367483.682 | 15291884.725 |  | -1
node_1367492_898_15291881_197 |  |  | PQ | ABCN | 7199.558 | 8101201 | no | no |  |  | no |  |  | 1367492.898 | 15291881.197 |  | -1
node_1367503_423_15291887_485 |  |  | PQ | ABCN | 7199.558 | 8101201 | no | no |  |  | no |  |  | 1367503.423 | 15291887.485 |  | -1
node_1367508_199_15291581_163 |  |  | PQ | ABCN | 7199.558 | 8101201 | no | no |  |  | no |  |  | 1367508.199 | 15291581.163 |  | -1
node_1367511_636_15291890_103 |  |  | PQ | ABCN | 7199.558 | 8101201 | no | no |  |  | no |  |  | 1367511.636 | 15291890.103 |  | -1
node_1367531_417_15291892_211 |  |  | PQ | ABCN | 7199.558 | 8101201 | no | no |  |  | no |  |  | 1367531.417 | 15291892.211 |  | -1
node_1367564_81_15292848_783 |  |  | PQ | ABCN | 7199.558 | 8101201 | no | no |  |  | no |  |  | 1367564.81 | 15292848.783 |  | -1
node_1367567_233_15292401_649 |  |  | PQ | ABCN | 7199.558 | 8101201 | no | no |  |  | no |  |  | 1367567.233 | 15292401.649 |  | -1
node_1367576_444_15292378_155 |  |  | PQ | ABCN | 7199.558 | 8101201 | no | no |  |  | no |  |  | 1367576.444 | 15292378.155 |  | -1
node_1367592_566_15293445_316 |  |  | PQ | ABCN | 7199.558 | 8101201 | no | no |  |  | no |  |  | 1367592.566 | 15293445.316 |  | -1
node_1367642_078_15291480_287 |  |  | PQ | ABCN | 7199.558 | 8101201 | no | no |  |  | no |  |  | 1367642.078 | 15291480.287 |  | -1
node_1367656_388_15291664_376 |  |  | PQ | ABCN | 7199.558 | 8101201 | no | no |  |  | no |  |  | 1367656.388 | 15291664.376 |  | -1
node_1367660_8_15291489_256 |  |  | PQ | ABCN | 7199.558 | 8101201 | no | no |  |  | no |  |  | 1367660.8 | 15291489.256 |  | -1
node_1367680_578_15291491_43 |  |  | PQ | ABCN | 7199.558 | 8101201 | no | no |  |  | no |  |  | 1367680.578 | 15291491.43 |  | -1
node_1367720_527_15292279_53 |  |  | PQ | ABCN | 7199.558 | 8101201 | no | no |  |  | no |  |  | 1367720.527 | 15292279.53 |  | -1
node_1367734_373_15292081_07 |  |  | PQ | ABCN | 7199.558 | 8101201 | no | no |  |  | no |  |  | 1367734.373 | 15292081.07 |  | -1
node_1367737_897_15292292_545 |  |  | PQ | ABCN | 7199.558 | 8101201 | no | no |  |  | no |  |  | 1367737.897 | 15292292.545 |  | -1
node_1367743_355_15292057_414 |  |  | PQ | ABCN | 7199.558 | 8101201 | no | no |  |  | no |  |  | 1367743.355 | 15292057.414 |  | -1
node_1367757_153_15292299_104 |  |  | PQ | ABCN | 7199.558 | 8101201 | no | no |  |  | no |  |  | 1367757.153 | 15292299.104 |  | -1
node_1367787_733_15293007_043 |  |  | PQ | ABCN | 7199.558 | 8101201 | no | no |  |  | no |  |  | 1367787.733 | 15293007.043 |  | -1
node_1367793_625_15291618_915 |  |  | PQ | ABCN | 7199.558 | 8101201 | no | no |  |  | no |  |  | 1367793.625 | 15291618.915 |  | -1
node_1367806_841_15293014_355 |  |  | PQ | ABCN | 7199.558 | 8101201 | no | no |  |  | no |  |  | 1367806.841 | 15293014.355 |  | -1
node_1367823_923_15293028_045 |  |  | PQ | ABCN | 7199.558 | 8101201 | no | no |  |  | no |  |  | 1367823.923 | 15293028.045 |  | -1
node_1367959_889_15291280_971 |  |  | PQ | ABCN | 7199.558 | 8101201 | no | no |  |  | no |  |  | 1367959.889 | 15291280.971 |  | -1
node_1367965_105_15291255_33 |  |  | PQ | ABCN | 7199.558 | 8101201 | no | no |  |  | no |  |  | 1367965.105 | 15291255.33 |  | -1
node_1368039_774_15292357_825 |  |  | PQ | ABN | 7199.558 | 8101201 | no | no |  |  | no |  |  | 1368039.774 | 15292357.825 |  | -1
node_1368049_719_15293838_947 |  |  | PQ | ABCN | 7199.558 | 8101201 | no | no |  |  | no |  |  | 1368049.719 | 15293838.947 |  | -1
node_1368057_695_15292369_401 |  |  | PQ | ABN | 7199.558 | 8101201 | no | no |  |  | no |  |  | 1368057.695 | 15292369.401 |  | -1
node_1368065_692_15293854_88 |  |  | PQ | ABCN | 7199.558 | 8101201 | no | no |  |  | no |  |  | 1368065.692 | 15293854.88 |  | -1
node_1368074_5_15294100_168 |  |  | PQ | ABCN | 7199.558 | 8101201 | no | no |  |  | no |  |  | 1368074.5 | 15294100.168 |  | -1
node_1368084_163_15293864_747 |  |  | PQ | ABCN | 7199.558 | 8101201 | no | no |  |  | no |  |  | 1368084.163 | 15293864.747 |  | -1
node_1368084_672_15294123_121 |  |  | PQ | ABCN | 7199.558 | 8101201 | no | no |  |  | no |  |  | 1368084.672 | 15294123.121 |  | -1
node_1368087_318_15293233_75 |  |  | PQ | ABCN | 7199.558 | 8101201 | no | no |  |  | no |  |  | 1368087.318 | 15293233.75 |  | -1
node_1368089_12_15293260_284 |  |  | PQ | ABCN | 7199.558 | 8101201 | no | no |  |  | no |  |  | 1368089.12 | 15293260.284 |  | -1
node_1368090_69_15293207_542 |  |  | PQ | ABCN | 7199.558 | 8101201 | no | no |  |  | no |  |  | 1368090.69 | 15293207.542 |  | -1
node_1368098_904_15294141_799 |  |  | PQ | ABCN | 7199.558 | 8101201 | no | no |  |  | no |  |  | 1368098.904 | 15294141.799 |  | -1
node_1368227_611_15292306_34 |  |  | PQ | ABN | 7199.558 | 8101201 | no | no |  |  | no |  |  | 1368227.611 | 15292306.34 |  | -1
node_1368318_786_15293851_456 |  |  | PQ | ABCN | 7199.558 | 8101201 | no | no |  |  | no |  |  | 1368318.786 | 15293851.456 |  | -1
node_1368372_702_15290127_439 |  |  | PQ | ABCN | 7199.558 | 8101201 | no | no |  |  | no |  |  | 1368372.702 | 15290127.439 |  | -1
node_1368656_118_15293399_47 |  |  | PQ | ABCN | 7199.558 | 8101201 | no | no |  |  | no |  |  | 1368656.118 | 15293399.47 |  | -1
node_1368666_956_15294346_261 |  |  | PQ | ABCN | 7199.558 | 8101201 | no | no |  |  | no |  |  | 1368666.956 | 15294346.261 |  | -1
node_1368675_247_15293392_62 |  |  | PQ | ABCN | 7199.558 | 8101201 | no | no |  |  | no |  |  | 1368675.247 | 15293392.62 |  | -1
node_1368676_959_15294369_348 |  |  | PQ | ABCN | 7199.558 | 8101201 | no | no |  |  | no |  |  | 1368676.959 | 15294369.348 |  | -1
node_1368691_053_15294388_212 |  |  | PQ | ABCN | 7199.558 | 8101201 | no | no |  |  | no |  |  | 1368691.053 | 15294388.212 |  | -1
node_1368692_368_15293379_343 |  |  | PQ | ABCN | 7199.558 | 8101201 | no | no |  |  | no |  |  | 1368692.368 | 15293379.343 |  | -1
node_1368853_731_15294526_751 |  |  | PQ | ABCN | 7199.558 | 8101201 | no | no |  |  | no |  |  | 1368853.731 | 15294526.751 |  | -1
node_1368864_555_15294549_164 |  |  | PQ | ABCN | 7199.558 | 8101201 | no | no |  |  | no |  |  | 1368864.555 | 15294549.164 |  | -1
node_1368879_31_15294567_094 |  |  | PQ | ABCN | 7199.558 | 8101201 | no | no |  |  | no |  |  | 1368879.31 | 15294567.094 |  | -1
node_1369102_065_15294669_876 |  |  | PQ | ABCN | 7199.558 | 8101201 | no | no |  |  | no |  |  | 1369102.065 | 15294669.876 |  | -1
node_1369189_242_15295073_274 |  |  | PQ | AN | 7199.558 | 8101201 | no | no |  |  | no |  |  | 1369189.242 | 15295073.274 |  | -1
node_1369243_067_15294367_265 |  |  | PQ | ABCN | 7199.558 | 8101201 | no | no |  |  | no |  |  | 1369243.067 | 15294367.265 |  | -1
node_1369249_237_15294342_017 |  |  | PQ | ABCN | 7199.558 | 8101201 | no | no |  |  | no |  |  | 1369249.237 | 15294342.017 |  | -1
node_1369260_075_15294319_82 |  |  | PQ | ABCN | 7199.558 | 8101201 | no | no |  |  | no |  |  | 1369260.075 | 15294319.82 |  | -1
node_1369284_445_15293234_505 |  |  | PQ | ABCN | 7199.558 | 8101201 | no | no |  |  | no |  |  | 1369284.445 | 15293234.505 |  | -1
node_1369292_73_15293258_775 |  |  | PQ | ABCN | 7199.558 | 8101201 | no | no |  |  | no |  |  | 1369292.73 | 15293258.775 |  | -1
node_1369296_069_15293285_054 |  |  | PQ | ABCN | 7199.558 | 8101201 | no | no |  |  | no |  |  | 1369296.069 | 15293285.054 |  | -1
node_1369304_955_15294744_822 |  |  | PQ | ABCN | 7199.558 | 8101201 | no | no |  |  | no |  |  | 1369304.955 | 15294744.822 |  | -1
node_1369313_043_15293519_156 |  |  | PQ | ABCN | 7199.558 | 8101201 | no | no |  |  | no |  |  | 1369313.043 | 15293519.156 |  | -1
node_1369319_359_15293544_456 |  |  | PQ | ABCN | 7199.558 | 8101201 | no | no |  |  | no |  |  | 1369319.359 | 15293544.456 |  | -1
node_1369375_908_15295083_676 |  |  | PQ | ABCN | 2771.281 | 8101201 | no | no |  |  | no |  |  | 1369375.908 | 15295083.676 |  | -1
node_1369380_583_15295097_373 |  |  | PQ | ABCN | 2771.281 | 8101201 | no | no |  |  | no |  |  | 1369380.583 | 15295097.373 |  | -1
node_1369415_023_15293679_181 |  |  | PQ | ABCN | 7199.558 | 8101201 | no | no |  |  | no |  |  | 1369415.023 | 15293679.181 |  | -1
node_1369425_706_15293701_714 |  |  | PQ | ABCN | 7199.558 | 8101201 | no | no |  |  | no |  |  | 1369425.706 | 15293701.714 |  | -1
node_1369431_701_15293727_153 |  |  | PQ | ABCN | 7199.558 | 8101201 | no | no |  |  | no |  |  | 1369431.701 | 15293727.153 |  | -1
node_1369442_474_15296021_122 |  |  | PQ | ABCN | 2771.281 | 8101201 | no | no |  |  | no |  |  | 1369442.474 | 15296021.122 |  | -1
node_1369446_566_15296006_016 |  |  | PQ | ABCN | 2771.281 | 8101201 | no | no |  |  | no |  |  | 1369446.566 | 15296006.016 |  | -1
node_1369447_461_15296038_861 |  |  | PQ | ABCN | 2771.281 | 8101201 | no | no |  |  | no |  |  | 1369447.461 | 15296038.861 |  | -1
node_1369487_468_15295138_185 |  |  | PQ | ABCN | 2771.281 | 8101201 | no | no |  |  | no |  |  | 1369487.468 | 15295138.185 |  | -1
node_1369497_987_15295159_619 |  |  | PQ | ABCN | 2771.281 | 8101201 | no | no |  |  | no |  |  | 1369497.987 | 15295159.619 |  | -1
node_1369507_318_15295184_65 |  |  | PQ | ABCN | 2771.281 | 8101201 | no | no |  |  | no |  |  | 1369507.318 | 15295184.65 |  | -1
node_1369565_354_15294753_529 |  |  | PQ | ABCN | 7199.558 | 8101201 | no | no |  |  | no |  |  | 1369565.354 | 15294753.529 |  | -1
node_1369576_958_15294554_601 |  |  | PQ | ABCN | 7199.558 | 8101201 | no | no |  |  | no |  |  | 1369576.958 | 15294554.601 |  | -1
node_1369606_233_15295638_011 |  |  | PQ | ABCN | 2771.281 | 8101201 | no | no |  |  | no |  |  | 1369606.233 | 15295638.011 |  | -1
node_1369607_106_15295690_805 |  |  | PQ | ABCN | 2771.281 | 8101201 | no | no |  |  | no |  |  | 1369607.106 | 15295690.805 |  | -1
node_1369609_257_15295664_355 |  |  | PQ | ABCN | 2771.281 | 8101201 | no | no |  |  | no |  |  | 1369609.257 | 15295664.355 |  | -1
node_1369681_884_15296284_975 |  |  | PQ | ABCN | 2771.281 | 8101201 | no | no |  |  | no |  |  | 1369681.884 | 15296284.975 |  | -1
node_1369697_807_15295993_815 |  |  | PQ | ABCN | 2771.281 | 8101201 | no | no |  |  | no |  |  | 1369697.807 | 15295993.815 |  | -1
node_1369698_636_15296046_61 |  |  | PQ | ABCN | 2771.281 | 8101201 | no | no |  |  | no |  |  | 1369698.636 | 15296046.61 |  | -1
node_1369700_809_15296020_164 |  |  | PQ | ABCN | 2771.281 | 8101201 | no | no |  |  | no |  |  | 1369700.809 | 15296020.164 |  | -1
node_1369783_895_15294148_339 |  |  | PQ | ABCN | 7199.558 | 8101201 | no | no |  |  | no |  |  | 1369783.895 | 15294148.339 |  | -1
node_1369802_399_15294158_091 |  |  | PQ | ABCN | 7199.558 | 8101201 | no | no |  |  | no |  |  | 1369802.399 | 15294158.091 |  | -1
node_1369808_669_15294951_149 |  |  | PQ | ABCN | 7199.558 | 8101201 | no | no |  |  | no |  |  | 1369808.669 | 15294951.149 |  | -1
node_1369857_122_15296993_333 |  |  | PQ | ABCN | 2771.281 | 8101201 | no | no |  |  | no |  |  | 1369857.122 | 15296993.333 |  | -1
node_1369871_967_15297011_125 |  |  | PQ | ABCN | 2771.281 | 8101201 | no | no |  |  | no |  |  | 1369871.967 | 15297011.125 |  | -1
node_1369889_708_15297023_184 |  |  | PQ | ABCN | 2771.281 | 8101201 | no | no |  |  | no |  |  | 1369889.708 | 15297023.184 |  | -1
node_1369942_242_15294463_941 |  |  | PQ | ABCN | 7199.558 | 8101201 | no | no |  |  | no |  |  | 1369942.242 | 15294463.941 |  | -1
node_1369960_454_15294453_575 |  |  | PQ | ABCN | 7199.558 | 8101201 | no | no |  |  | no |  |  | 1369960.454 | 15294453.575 |  | -1
node_1369980_077_15294449_91 |  |  | PQ | ABCN | 7199.558 | 8101201 | no | no |  |  | no |  |  | 1369980.077 | 15294449.91 |  | -1
node_1370078_008_15296678_57 |  |  | PQ | ABCN | 2771.281 | 8101201 | no | no |  |  | no |  |  | 1370078.008 | 15296678.57 |  | -1
node_1370086_097_15296702_957 |  |  | PQ | ABCN | 2771.281 | 8101201 | no | no |  |  | no |  |  | 1370086.097 | 15296702.957 |  | -1
node_1370096_453_15294047_068 |  |  | PQ | ABCN | 7199.558 | 8101201 | no | no |  |  | no |  |  | 1370096.453 | 15294047.068 |  | -1
node_1370122_88_15294053_67 |  |  | PQ | ABCN | 7199.558 | 8101201 | no | no |  |  | no |  |  | 1370122.88 | 15294053.67 |  | -1
node_1370145_466_15294058_15 |  |  | PQ | ABCN | 7199.558 | 8101201 | no | no |  |  | no |  |  | 1370145.466 | 15294058.15 |  | -1
node_1370146_428_15295409_171 |  |  | PQ | ABCN | 2771.281 | 8101201 | no | no |  |  | no |  |  | 1370146.428 | 15295409.171 |  | -1
node_1370165_144_15295418_151 |  |  | PQ | ABCN | 2771.281 | 8101201 | no | no |  |  | no |  |  | 1370165.144 | 15295418.151 |  | -1
node_1370429_726_15297371_548 |  |  | PQ | ABCN | 2771.281 | 8101201 | no | no |  |  | no |  |  | 1370429.726 | 15297371.548 |  | -1
node_1370436_223_15297396_766 |  |  | PQ | ABCN | 2771.281 | 8101201 | no | no |  |  | no |  |  | 1370436.223 | 15297396.766 |  | -1
node_1370437_651_15297423_338 |  |  | PQ | ABCN | 2771.281 | 8101201 | no | no |  |  | no |  |  | 1370437.651 | 15297423.338 |  | -1
node_1370486_013_15297737_637 |  |  | PQ | AN | 2771.281 | 8101201 | no | no |  |  | no |  |  | 1370486.013 | 15297737.637 |  | -1
node_1370495_438_15296829_832 |  |  | PQ | ABCN | 2771.281 | 8101201 | no | no |  |  | no |  |  | 1370495.438 | 15296829.832 |  | -1
node_1370501_025_15294349_359 |  |  | PQ | ABCN | 7199.558 | 8101201 | no | no |  |  | no |  |  | 1370501.025 | 15294349.359 |  | -1
node_1370507_875_15294551_579 |  |  | PQ | ABCN | 7199.558 | 8101201 | no | no |  |  | no |  |  | 1370507.875 | 15294551.579 |  | -1
node_1370515_244_15296831_319 |  |  | PQ | ABCN | 2771.281 | 8101201 | no | no |  |  | no |  |  | 1370515.244 | 15296831.319 |  | -1
node_1370527_671_15294553_365 |  |  | PQ | ABCN | 7199.558 | 8101201 | no | no |  |  | no |  |  | 1370527.671 | 15294553.365 |  | -1
node_1370534_123_15296839_637 |  |  | PQ | ABCN | 2771.281 | 8101201 | no | no |  |  | no |  |  | 1370534.123 | 15296839.637 |  | -1
node_1370547_1_15294548_214 |  |  | PQ | ABCN | 7199.558 | 8101201 | no | no |  |  | no |  |  | 1370547.1 | 15294548.214 |  | -1
node_1370656_788_15294443_474 |  |  | PQ | ABCN | 7199.558 | 8101201 | no | no |  |  | no |  |  | 1370656.788 | 15294443.474 |  | -1
node_1370670_755_15294445_392 |  |  | PQ | ABCN | 7199.558 | 8101201 | no | no |  |  | no |  |  | 1370670.755 | 15294445.392 |  | -1
node_1370683_624_15294441_775 |  |  | PQ | ABCN | 7199.558 | 8101201 | no | no |  |  | no |  |  | 1370683.624 | 15294441.775 |  | -1
node_1370774_816_15297120_943 |  |  | PQ | ABCN | 2771.281 | 8101201 | no | no |  |  | no |  |  | 1370774.816 | 15297120.943 |  | -1
node_1370777_808_15297068_325 |  |  | PQ | ABCN | 2771.281 | 8101201 | no | no |  |  | no |  |  | 1370777.808 | 15297068.325 |  | -1
node_1370778_893_15297094_923 |  |  | PQ | ABCN | 2771.281 | 8101201 | no | no |  |  | no |  |  | 1370778.893 | 15297094.923 |  | -1
node_1370813_4_15295702_436 |  |  | PQ | ABCN | 2771.281 | 8101201 | no | no |  |  | no |  |  | 1370813.4 | 15295702.436 |  | -1
node_1370819_574_15295677_19 |  |  | PQ | ABCN | 2771.281 | 8101201 | no | no |  |  | no |  |  | 1370819.574 | 15295677.19 |  | -1
node_1370820_66_15295650_613 |  |  | PQ | ABCN | 2771.281 | 8101201 | no | no |  |  | no |  |  | 1370820.66 | 15295650.613 |  | -1
node_1370899_789_15294369_451 |  |  | PQ | ABCN | 7199.558 | 8101201 | no | no |  |  | no |  |  | 1370899.789 | 15294369.451 |  | -1
node_1370965_466_15294221_851 |  |  | PQ | ABCN | 7199.558 | 8101201 | no | no |  |  | no |  |  | 1370965.466 | 15294221.851 |  | -1
node_1370983_037_15294209_669 |  |  | PQ | ABCN | 7199.558 | 8101201 | no | no |  |  | no |  |  | 1370983.037 | 15294209.669 |  | -1
node_1371002_389_15294204_03 |  |  | PQ | ABCN | 7199.558 | 8101201 | no | no |  |  | no |  |  | 1371002.389 | 15294204.03 |  | -1
node_1371126_56_15294280_288 |  |  | PQ | ABCN | 7199.558 | 8101201 | no | no |  |  | no |  |  | 1371126.56 | 15294280.288 |  | -1
node_1371479_845_15294139_758 |  |  | PQ | ABCN | 7199.558 | 8101201 | no | no |  |  | no |  |  | 1371479.845 | 15294139.758 |  | -1
node_1371604_384_15294389_876 |  |  | PQ | ABCN | 7199.558 | 8101201 | no | no |  |  | no |  |  | 1371604.384 | 15294389.876 |  | -1
node_1371635_308_15295070_933 |  |  | PQ | ABCN | 7199.558 | 8101201 | no | no |  |  | no |  |  | 1371635.308 | 15295070.933 |  | -1
node_1371637_592_15295097_404 |  |  | PQ | ABCN | 7199.558 | 8101201 | no | no |  |  | no |  |  | 1371637.592 | 15295097.404 |  | -1
node_1371638_199_15295044_617 |  |  | PQ | ABCN | 7199.558 | 8101201 | no | no |  |  | no |  |  | 1371638.199 | 15295044.617 |  | -1
node_1371704_386_15294012_244 |  |  | PQ | ABCN | 7199.558 | 8101201 | no | no |  |  | no |  |  | 1371704.386 | 15294012.244 |  | -1
node_1371720_19_15293996_306 |  |  | PQ | ABCN | 7199.558 | 8101201 | no | no |  |  | no |  |  | 1371720.19 | 15293996.306 |  | -1
node_1371738_556_15293986_431 |  |  | PQ | ABCN | 7199.558 | 8101201 | no | no |  |  | no |  |  | 1371738.556 | 15293986.431 |  | -1
node_1371750_65_15294817_209 |  |  | PQ | ABCN | 7199.558 | 8101201 | no | no |  |  | no |  |  | 1371750.65 | 15294817.209 |  | -1
node_1371845_06_15294513_573 |  |  | PQ | ABCN | 7199.558 | 8101201 | no | no |  |  | no |  |  | 1371845.06 | 15294513.573 |  | -1
node_1371978_544_15295052_589 |  |  | PQ | ABCN | 7199.558 | 8101201 | no | no |  |  | no |  |  | 1371978.544 | 15295052.589 |  | -1
node_1372034_096_15295433_963 |  |  | PQ | ABCN | 7199.558 | 8101201 | no | no |  |  | no |  |  | 1372034.096 | 15295433.963 |  | -1
node_1372041_738_15293941_092 |  |  | PQ | ABCN | 7199.558 | 8101201 | no | no |  |  | no |  |  | 1372041.738 | 15293941.092 |  | -1
node_1372042_584_15295458_107 |  |  | PQ | ABCN | 7199.558 | 8101201 | no | no |  |  | no |  |  | 1372042.584 | 15295458.107 |  | -1
node_1372055_421_15295478_521 |  |  | PQ | ABCN | 7199.558 | 8101201 | no | no |  |  | no |  |  | 1372055.421 | 15295478.521 |  | -1
node_1372176_873_15294948_671 |  |  | PQ | ABCN | 7199.558 | 8101201 | no | no |  |  | no |  |  | 1372176.873 | 15294948.671 |  | -1
node_1372183_477_15294973_84 |  |  | PQ | ABCN | 7199.558 | 8101201 | no | no |  |  | no |  |  | 1372183.477 | 15294973.84 |  | -1
node_1372185_016_15295000_402 |  |  | PQ | ABCN | 7199.558 | 8101201 | no | no |  |  | no |  |  | 1372185.016 | 15295000.402 |  | -1
node_1372236_008_15295202_102 |  |  | PQ | ABCN | 7199.558 | 8101201 | no | no |  |  | no |  |  | 1372236.008 | 15295202.102 |  | -1
node_1372252_838_15295216_34 |  |  | PQ | ABCN | 7199.558 | 8101201 | no | no |  |  | no |  |  | 1372252.838 | 15295216.34 |  | -1
node_1372266_38_15295235_918 |  |  | PQ | ABCN | 7199.558 | 8101201 | no | no |  |  | no |  |  | 1372266.38 | 15295235.918 |  | -1
node_1372356_19_15295571_124 |  |  | PQ | ABCN | 7199.558 | 8101201 | no | no |  |  | no |  |  | 1372356.19 | 15295571.124 |  | -1
node_1372372_16_15295587_056 |  |  | PQ | ABCN | 7199.558 | 8101201 | no | no |  |  | no |  |  | 1372372.16 | 15295587.056 |  | -1
node_1372390_629_15295596_924 |  |  | PQ | ABCN | 7199.558 | 8101201 | no | no |  |  | no |  |  | 1372390.629 | 15295596.924 |  | -1
node_1372577_461_15295697_435 |  |  | PQ | ABCN | 7199.558 | 8101201 | no | no |  |  | no |  |  | 1372577.461 | 15295697.435 |  | -1
node_1372591_083_15295716_913 |  |  | PQ | ABCN | 7199.558 | 8101201 | no | no |  |  | no |  |  | 1372591.083 | 15295716.913 |  | -1
node_1372607_97_15295731_028 |  |  | PQ | ABCN | 7199.558 | 8101201 | no | no |  |  | no |  |  | 1372607.97 | 15295731.028 |  | -1
node_1372813_172_15295846_307 |  |  | PQ | ABCN | 7199.558 | 8101201 | no | no |  |  | no |  |  | 1372813.172 | 15295846.307 |  | -1
node_1372828_225_15295863_779 |  |  | PQ | ABCN | 7199.558 | 8101201 | no | no |  |  | no |  |  | 1372828.225 | 15295863.779 |  | -1
node_1372889_673_15296028_343 |  |  | PQ | ABCN | 7199.558 | 8101201 | no | no |  |  | no |  |  | 1372889.673 | 15296028.343 |  | -1
node_1372903_972_15296046_924 |  |  | PQ | ABCN | 7199.558 | 8101201 | no | no |  |  | no |  |  | 1372903.972 | 15296046.924 |  | -1
node_1372921_339_15296059_936 |  |  | PQ | ABCN | 7199.558 | 8101201 | no | no |  |  | no |  |  | 1372921.339 | 15296059.936 |  | -1
node_1373508_178_15295644_225 |  |  | PQ | ABCN | 7199.558 | 8101201 | no | no |  |  | no |  |  | 1373508.178 | 15295644.225 |  | -1
node_1373527_744_15295640_08 |  |  | PQ | ABCN | 7199.558 | 8101201 | no | no |  |  | no |  |  | 1373527.744 | 15295640.08 |  | -1
node_1373547_478_15295642_883 |  |  | PQ | ABCN | 7199.558 | 8101201 | no | no |  |  | no |  |  | 1373547.478 | 15295642.883 |  | -1
node_1373606_234_15296210_748 |  |  | PQ | ABCN | 7199.558 | 8101201 | no | no |  |  | no |  |  | 1373606.234 | 15296210.748 |  | -1
node_1373669_924_15296390_784 |  |  | PQ | ABCN | 7199.558 | 8101201 | no | no |  |  | no |  |  | 1373669.924 | 15296390.784 |  | -1
node_1373688_287_15296380_907 |  |  | PQ | ABCN | 7199.558 | 8101201 | no | no |  |  | no |  |  | 1373688.287 | 15296380.907 |  | -1
node_1373704_089_15296364_967 |  |  | PQ | ABCN | 7199.558 | 8101201 | no | no |  |  | no |  |  | 1373704.089 | 15296364.967 |  | -1
node_1373876_834_15295982_59 |  |  | PQ | ABCN | 7199.558 | 8101201 | no | no |  |  | no |  |  | 1373876.834 | 15295982.59 |  | -1
node_1373892_217_15295965_928 |  |  | PQ | ABCN | 7199.558 | 8101201 | no | no |  |  | no |  |  | 1373892.217 | 15295965.928 |  | -1
node_1373910_313_15295955_211 |  |  | PQ | ABCN | 7199.558 | 8101201 | no | no |  |  | no |  |  | 1373910.313 | 15295955.211 |  | -1
node_1374087_058_15296247_773 |  |  | PQ | ABCN | 7199.558 | 8101201 | no | no |  |  | no |  |  | 1374087.058 | 15296247.773 |  | -1
node_1374103_204_15296253_673 |  |  | PQ | ABCN | 7199.558 | 8101201 | no | no |  |  | no |  |  | 1374103.204 | 15296253.673 |  | -1
node_1374120_434_15296254_9 |  |  | PQ | ABCN | 7199.558 | 8101201 | no | no |  |  | no |  |  | 1374120.434 | 15296254.9 |  | -1
node_8101201_200859868 |  |  | PQ | ABCN | 7199.558 | 8101201 | no | no |  |  | no |  |  | 1367566.251 | 15292874.568 |  | -1
node_8101201_200859874 |  |  | PQ | ABCN | 7199.558 | 8101201 | no | no |  |  | no |  |  | 1367178.452 | 15292036.416 |  | -1
node_8101201_200859892 |  |  | PQ | ABCN | 7199.558 | 8101201 | no | no |  |  | no |  |  | 1366737.167 | 15291522.535 |  | -1
node_8101201_200859893 |  |  | PQ | ABCN | 7199.558 | 8101201 | no | no |  |  | no |  |  | 1366187.849 | 15291612.212 |  | -1
node_8101201_200860296 |  |  | PQ | ABCN | 7199.558 | 8101201 | no | no |  |  | no |  |  | 1366951.071 | 15292917.397 |  | -1
node_8101201_200860297 |  |  | PQ | ABCN | 7199.558 | 8101201 | no | no |  |  | no |  |  | 1366839.85 | 15292743.435 |  | -1
node_8101201_200860298 |  |  | PQ | ABCN | 7199.558 | 8101201 | no | no |  |  | no |  |  | 1366837.882 | 15292748.411 |  | -1
node_8101201_200860299 |  |  | PQ | ABCN | 7199.558 | 8101201 | no | no |  |  | no |  |  | 1366822.286 | 15292741.571 |  | -1
node_8101201_200860300 |  |  | PQ | ABCN | 7199.558 | 8101201 | no | no |  |  | no |  |  | 1366615.002 | 15292748.342 |  | -1
node_8101201_200860301 |  |  | PQ | ABCN | 7199.558 | 8101201 | no | no |  |  | no |  |  | 1366378.553 | 15292539.42 |  | -1
node_8101201_200860302 |  |  | PQ | ABCN | 7199.558 | 8101201 | no | no |  |  | no |  |  | 1366386.449 | 15292526.055 |  | -1
node_8101201_200860303 |  |  | PQ | ABCN | 7199.558 | 8101201 | no | no |  |  | no |  |  | 1366068.04 | 15292329.736 |  | -1
node_8101201_200861049 |  |  | PQ | ABCN | 2771.281 | 8101201 | no | no |  |  | no |  |  | 1370744.918 | 15295657.661 |  | -1
node_8101201_200861051 |  |  | PQ | ABCN | 2771.281 | 8101201 | no | no |  |  | no |  |  | 1370130.885 | 15295508.867 |  | -1
node_8101201_200861052 |  |  | PQ | ABCD | 2771.281 | 8101201 | no | no |  |  | no |  |  | 1369940.514 | 15295479.19 |  | -1
node_8101201_200861053 |  |  | PQ | ABCD | 2771.281 | 8101201 | no | no |  |  | no |  |  | 1369760.698 | 15295449.391 |  | -1
node_8101201_200862027 |  |  | PQ | ABCN | 7199.558 | 8101201 | no | no |  |  | no |  |  | 1367896.797 | 15291422.295 |  | -1
node_8101201_200862028 |  |  | PQ | ABCN | 7199.558 | 8101201 | no | no |  |  | no |  |  | 1367670.258 | 15291383.748 |  | -1
node_8101201_200862653 |  |  | PQ | ABCN | 7199.558 | 8101201 | no | no |  |  | no |  |  | 1370114.749 | 15294130.484 |  | -1
node_8101201_200862654 |  |  | PQ | ABCN | 7199.558 | 8101201 | no | no |  |  | no |  |  | 1370327.994 | 15294413.889 |  | -1
node_8101201_200862655 |  |  | PQ | ABCN | 7199.558 | 8101201 | no | no |  |  | no |  |  | 1368893.304 | 15293363.398 |  | -1
node_8101201_200862658 |  |  | PQ | ABCN | 7199.558 | 8101201 | no | no |  |  | no |  |  | 1368410.079 | 15293239.346 |  | -1
node_8101201_200862659 |  |  | PQ | ABCN | 7199.558 | 8101201 | no | no |  |  | no |  |  | 1368197.495 | 15293207.81 |  | -1
node_8101201_200862660 |  |  | PQ | ABCN | 7199.558 | 8101201 | no | no |  |  | no |  |  | 1368163.476 | 15293239.739 |  | -1
node_8101201_200862662 |  |  | PQ | ABCN | 7199.558 | 8101201 | no | no |  |  | no |  |  | 1367973.629 | 15293167.96 |  | -1
node_8101201_200862663 |  |  | PQ | ABCN | 7199.558 | 8101201 | no | no |  |  | no |  |  | 1367769.632 | 15293092.354 |  | -1
node_8101201_200862664 |  |  | PQ | ABCN | 7199.558 | 8101201 | no | no |  |  | no |  |  | 1367577.332 | 15293043.573 |  | -1
node_8101201_200862665 |  |  | PQ | ABCN | 7199.558 | 8101201 | no | no |  |  | no |  |  | 1367390.824 | 15292998.82 |  | -1
node_8101201_200862666 |  |  | PQ | ABCN | 7199.558 | 8101201 | no | no |  |  | no |  |  | 1370082.759 | 15294367.418 |  | -1
node_8101201_200862667 |  |  | PQ | ABCN | 7199.558 | 8101201 | no | no |  |  | no |  |  | 1369990.03 | 15294349.257 |  | -1
node_8101201_200862668 |  |  | PQ | ABCN | 7199.558 | 8101201 | no | no |  |  | no |  |  | 1369849.016 | 15294279.194 |  | -1
node_8101201_200862669 |  |  | PQ | ABCN | 7199.558 | 8101201 | no | no |  |  | no |  |  | 1369771.112 | 15294251.983 |  | -1
node_8101201_200862671 |  |  | PQ | ABCN | 7199.558 | 8101201 | no | no |  |  | no |  |  | 1369668.892 | 15294244.017 |  | -1
node_8101201_200862673 |  |  | PQ | ABCN | 7199.558 | 8101201 | no | no |  |  | no |  |  | 1369561.723 | 15294074.223 |  | -1
node_8101201_200862674 |  |  | PQ | ABCN | 7199.558 | 8101201 | no | no |  |  | no |  |  | 1369457.347 | 15293907.849 |  | -1
node_8101201_200862675 |  |  | PQ | ABCN | 7199.558 | 8101201 | no | no |  |  | no |  |  | 1369355.66 | 15293746.547 |  | -1
node_8101201_200862676 |  |  | PQ | ABCN | 7199.558 | 8101201 | no | no |  |  | no |  |  | 1369244.773 | 15293581.649 |  | -1
node_8101201_200862677 |  |  | PQ | ABCN | 7199.558 | 8101201 | no | no |  |  | no |  |  | 1369142.961 | 15293421.545 |  | -1
node_8101201_200862678 |  |  | PQ | ABCN | 7199.558 | 8101201 | no | no |  |  | no |  |  | 1369112.2 | 15293345.299 |  | -1
node_8101201_200862679 |  |  | PQ | ABCN | 7199.558 | 8101201 | no | no |  |  | no |  |  | 1369216.704 | 15293289.626 |  | -1
node_8101201_200862680 |  |  | PQ | ABCN | 7199.558 | 8101201 | no | no |  |  | no |  |  | 1369005.059 | 15293348.626 |  | -1
node_8101201_200863051 |  |  | PQ | ABCN | 7199.558 | 8101201 | no | no |  |  | no |  |  | 1367568.796 | 15292146.118 |  | -1
node_8101201_200863052 |  |  | PQ | ABCN | 7199.558 | 8101201 | no | no |  |  | no |  |  | 1367870.533 | 15292222.099 |  | -1
node_8101201_200863053 |  |  | PQ | ABCN | 7199.558 | 8101201 | no | no |  |  | no |  |  | 1367761.887 | 15292196.913 |  | -1
node_8101201_200863054 |  |  | PQ | ABN | 7199.558 | 8101201 | no | no |  |  | no |  |  | 1367977.924 | 15292247.456 |  | -1
node_8101201_200863055 |  |  | PQ | ABN | 7199.558 | 8101201 | no | no |  |  | no |  |  | 1368076.278 | 15292271.698 |  | -1
node_8101201_200863057 |  |  | PQ | ABN | 7199.558 | 8101201 | no | no |  |  | no |  |  | 1368188.254 | 15292296.478 |  | -1
node_8101201_200863090 |  |  | PQ | ABCN | 7199.558 | 8101201 | no | no |  |  | no |  |  | 1368357.275 | 15290262.181 |  | -1
node_8101201_200863092 |  |  | PQ | ABCN | 7199.558 | 8101201 | no | no |  |  | no |  |  | 1368365.556 | 15290165.288 |  | -1
node_8101201_200863649 |  |  | PQ | ABCN | 7199.558 | 8101201 | no | no |  |  | no |  |  | 1371816.173 | 15294555.519 |  | -1
node_8101201_200863650 |  |  | PQ | ABCN | 7199.558 | 8101201 | no | no |  |  | no |  |  | 1371587.458 | 15294191.049 |  | -1
node_8101201_200863651 |  |  | PQ | ABCN | 7199.558 | 8101201 | no | no |  |  | no |  |  | 1371635.08 | 15294380.492 |  | -1
node_8101201_200863652 |  |  | PQ | ABCN | 7199.558 | 8101201 | no | no |  |  | no |  |  | 1371697.575 | 15294589.249 |  | -1
node_8101201_200863653 |  |  | PQ | ABCN | 7199.558 | 8101201 | no | no |  |  | no |  |  | 1371754.316 | 15294784.329 |  | -1
node_8101201_200863654 |  |  | PQ | ABCN | 7199.558 | 8101201 | no | no |  |  | no |  |  | 1371818.129 | 15294817.941 |  | -1
node_8101201_200863655 |  |  | PQ | ABCN | 7199.558 | 8101201 | no | no |  |  | no |  |  | 1371813.749 | 15294987.977 |  | -1
node_8101201_200863657 |  |  | PQ | ABCN | 7199.558 | 8101201 | no | no |  |  | no |  |  | 1371895.842 | 15295074.831 |  | -1
node_8101201_200863658 |  |  | PQ | ABCN | 7199.558 | 8101201 | no | no |  |  | no |  |  | 1371959.065 | 15295027.964 |  | -1
node_8101201_200863659 |  |  | PQ | ABCN | 7199.558 | 8101201 | no | no |  |  | no |  |  | 1371714.279 | 15295074.408 |  | -1
node_8101201_200863660 |  |  | PQ | ABCN | 7199.558 | 8101201 | no | no |  |  | no |  |  | 1372097.935 | 15294983.966 |  | -1
node_8101201_200863661 |  |  | PQ | ABCN | 7199.558 | 8101201 | no | no |  |  | no |  |  | 1371979.608 | 15295179.385 |  | -1
node_8101201_200863662 |  |  | PQ | ABCN | 7199.558 | 8101201 | no | no |  |  | no |  |  | 1373972.617 | 15296140.317 |  | -1
node_8101201_200863663 |  |  | PQ | ABCN | 7199.558 | 8101201 | no | no |  |  | no |  |  | 1374113.675 | 15296180.408 |  | -1
node_8101201_200863664 |  |  | PQ | ABCN | 7199.558 | 8101201 | no | no |  |  | no |  |  | 1374240.288 | 15296218.717 |  | -1
node_8101201_200863665 |  |  | PQ | ABCN | 7199.558 | 8101201 | no | no |  |  | no |  |  | 1372171.019 | 15295343.363 |  | -1
node_8101201_200863666 |  |  | PQ | ABCN | 7199.558 | 8101201 | no | no |  |  | no |  |  | 1372196.714 | 15295282.115 |  | -1
node_8101201_200863667 |  |  | PQ | ABCN | 7199.558 | 8101201 | no | no |  |  | no |  |  | 1372104.244 | 15295386.876 |  | -1
node_8101201_200863668 |  |  | PQ | ABCN | 7199.558 | 8101201 | no | no |  |  | no |  |  | 1372408.647 | 15295492.506 |  | -1
node_8101201_200863670 |  |  | PQ | ABCN | 7199.558 | 8101201 | no | no |  |  | no |  |  | 1372632.894 | 15295637.486 |  | -1
node_8101201_200863672 |  |  | PQ | ABCN | 7199.558 | 8101201 | no | no |  |  | no |  |  | 1372871.969 | 15295774.993 |  | -1
node_8101201_200863674 |  |  | PQ | ABCN | 7199.558 | 8101201 | no | no |  |  | no |  |  | 1373021.342 | 15295833.318 |  | -1
node_8101201_200863675 |  |  | PQ | ABCN | 7199.558 | 8101201 | no | no |  |  | no |  |  | 1372954.726 | 15295959.087 |  | -1
node_8101201_200863677 |  |  | PQ | ABCN | 7199.558 | 8101201 | no | no |  |  | no |  |  | 1373277.854 | 15295923.021 |  | -1
node_8101201_200863678 |  |  | PQ | ABCN | 7199.558 | 8101201 | no | no |  |  | no |  |  | 1373537.055 | 15295998.531 |  | -1
node_8101201_200863679 |  |  | PQ | ABCN | 7199.558 | 8101201 | no | no |  |  | no |  |  | 1373529.132 | 15295721.991 |  | -1
node_8101201_200863680 |  |  | PQ | ABCN | 7199.558 | 8101201 | no | no |  |  | no |  |  | 1373603.038 | 15296173.319 |  | -1
node_8101201_200863681 |  |  | PQ | ABCN | 7199.558 | 8101201 | no | no |  |  | no |  |  | 1373654.311 | 15296288.817 |  | -1
node_8101201_200863682 |  |  | PQ | ABCN | 7199.558 | 8101201 | no | no |  |  | no |  |  | 1373782.132 | 15296083.729 |  | -1
node_8101201_200863738 |  |  | PQ | ABCN | 7199.558 | 8101201 | no | no |  |  | no |  |  | 1367870.624 | 15291530.33 |  | -1
node_8101201_200863739 |  |  | PQ | ABCN | 7199.558 | 8101201 | no | no |  |  | no |  |  | 1367717.192 | 15291504.97 |  | -1
node_8101201_200863740 |  |  | PQ | ABCN | 7199.558 | 8101201 | no | no |  |  | no |  |  | 1367518.814 | 15291474.871 |  | -1
node_8101201_200863741 |  |  | PQ | ABCN | 7199.558 | 8101201 | no | no |  |  | no |  |  | 1367356.444 | 15291448.518 |  | -1
node_8101201_200863742 |  |  | PQ | ABCN | 7199.558 | 8101201 | no | no |  |  | no |  |  | 1367212.604 | 15291425.946 |  | -1
node_8101201_200863743 |  |  | PQ | ABCN | 7199.558 | 8101201 | no | no |  |  | no |  |  | 1367087.568 | 15291405.539 |  | -1
node_8101201_200863744 |  |  | PQ | ABCN | 7199.558 | 8101201 | no | no |  |  | no |  |  | 1366890.147 | 15291373.385 |  | -1
node_8101201_200863746 |  |  | PQ | ABCN | 7199.558 | 8101201 | no | no |  |  | no |  |  | 1366691.896 | 15291346.32 |  | -1
node_8101201_200863747 |  |  | PQ | ABCN | 7199.558 | 8101201 | no | no |  |  | no |  |  | 1366557.624 | 15291326.435 |  | -1
node_8101201_200863748 |  |  | PQ | ABCN | 7199.558 | 8101201 | no | no |  |  | no |  |  | 1366361.154 | 15291287.93 |  | -1
node_8101201_200863749 |  |  | PQ | ABCN | 7199.558 | 8101201 | no | no |  |  | no |  |  | 1366177.954 | 15291264.607 |  | -1
node_8101201_200863750 |  |  | PQ | ABCN | 7199.558 | 8101201 | no | no |  |  | no |  |  | 1366045.843 | 15291231.876 |  | -1
node_8101201_200863751 |  |  | PQ | ABCN | 7199.558 | 8101201 | no | no |  |  | no |  |  | 1365803.665 | 15291199.118 |  | -1
node_8101201_200863752 |  |  | PQ | ABCN | 7199.558 | 8101201 | no | no |  |  | no |  |  | 1365571.098 | 15291161.64 |  | -1
node_8101201_200863753 |  |  | PQ | ABCN | 7199.558 | 8101201 | no | no |  |  | no |  |  | 1365341.733 | 15291130.78 |  | -1
node_8101201_200865064 |  |  | PQ | ABCN | 7199.558 | 8101201 | no | no |  |  | no |  |  | 1369782.418 | 15294899.939 |  | -1
node_8101201_200865065 |  |  | PQ | ABCN | 7199.558 | 8101201 | no | no |  |  | no |  |  | 1366659.406 | 15294265.851 |  | -1
node_8101201_200865067 |  |  | PQ | ABCN | 2771.281 | 8101201 | no | no |  |  | no |  |  | 1364071.93 | 15291740.506 |  | -1
node_8101201_200865083 |  |  | PQ | ABCN | 7199.558 | 8101201 | no | no |  |  | no |  |  | 1371873.052 | 15294029.689 |  | -1
node_8101201_200865084 |  |  | PQ | ABCN | 7199.558 | 8101201 | no | no |  |  | no |  |  | 1371753.18 | 15294085.127 |  | -1
node_8101201_200865085 |  |  | PQ | ABCN | 7199.558 | 8101201 | no | no |  |  | no |  |  | 1371653.053 | 15294126.434 |  | -1
node_8101201_200865086 |  |  | PQ | ABCN | 7199.558 | 8101201 | no | no |  |  | no |  |  | 1371544.763 | 15294166.121 |  | -1
node_8101201_200865088 |  |  | PQ | ABCN | 7199.558 | 8101201 | no | no |  |  | no |  |  | 1371489.554 | 15294179.501 |  | -1
node_8101201_200865089 |  |  | PQ | ABCN | 7199.558 | 8101201 | no | no |  |  | no |  |  | 1371364.377 | 15294208.938 |  | -1
node_8101201_200865091 |  |  | PQ | ABCN | 7199.558 | 8101201 | no | no |  |  | no |  |  | 1371240.678 | 15294241.458 |  | -1
node_8101201_200865092 |  |  | PQ | ABCN | 7199.558 | 8101201 | no | no |  |  | no |  |  | 1371137.495 | 15294277.185 |  | -1
node_8101201_200865093 |  |  | PQ | ABCN | 7199.558 | 8101201 | no | no |  |  | no |  |  | 1371013.204 | 15294312.458 |  | -1
node_8101201_200865094 |  |  | PQ | ABCN | 7199.558 | 8101201 | no | no |  |  | no |  |  | 1370893.744 | 15294341.407 |  | -1
node_8101201_200865096 |  |  | PQ | ABCN | 7199.558 | 8101201 | no | no |  |  | no |  |  | 1370775.641 | 15294374.661 |  | -1
node_8101201_200865098 |  |  | PQ | ABCN | 7199.558 | 8101201 | no | no |  |  | no |  |  | 1370669.995 | 15294408.378 |  | -1
node_8101201_200865101 |  |  | PQ | ABCN | 7199.558 | 8101201 | no | no |  |  | no |  |  | 1370518.211 | 15294458.939 |  | -1
node_8101201_200865103 |  |  | PQ | ABCN | 7199.558 | 8101201 | no | no |  |  | no |  |  | 1369998.789 | 15294635.711 |  | -1
node_8101201_200865105 |  |  | PQ | ABCN | 7199.558 | 8101201 | no | no |  |  | no |  |  | 1369668.597 | 15294750.996 |  | -1
node_8101201_200865107 |  |  | PQ | ABCN | 7199.558 | 8101201 | no | no |  |  | no |  |  | 1369570.357 | 15294786.769 |  | -1
node_8101201_200865108 |  |  | PQ | ABCN | 7199.558 | 8101201 | no | no |  |  | no |  |  | 1369469.077 | 15294821.118 |  | -1
node_8101201_200865109 |  |  | PQ | ABCN | 7199.558 | 8101201 | no | no |  |  | no |  |  | 1369366.451 | 15294854.769 |  | -1
node_8101201_200865110 |  |  | PQ | ABCN | 7199.558 | 8101201 | no | no |  |  | no |  |  | 1369271.727 | 15294778.735 |  | -1
node_8101201_200865111 |  |  | PQ | ABCN | 7199.558 | 8101201 | no | no |  |  | no |  |  | 1369120.374 | 15294647.481 |  | -1
node_8101201_200865112 |  |  | PQ | ABCN | 7199.558 | 8101201 | no | no |  |  | no |  |  | 1369135.745 | 15294575.483 |  | -1
node_8101201_200865113 |  |  | PQ | ABCN | 7199.558 | 8101201 | no | no |  |  | no |  |  | 1369300.004 | 15294572.662 |  | -1
node_8101201_200865115 |  |  | PQ | ABCN | 7199.558 | 8101201 | no | no |  |  | no |  |  | 1369470.35 | 15294492.495 |  | -1
node_8101201_200865116 |  |  | PQ | ABCN | 7199.558 | 8101201 | no | no |  |  | no |  |  | 1369548.543 | 15294544.347 |  | -1
node_8101201_200865119 |  |  | PQ | ABCN | 7199.558 | 8101201 | no | no |  |  | no |  |  | 1368821.557 | 15294398.246 |  | -1
node_8101201_200865121 |  |  | PQ | ABCN | 7199.558 | 8101201 | no | no |  |  | no |  |  | 1368727.653 | 15294315.815 |  | -1
node_8101201_200865123 |  |  | PQ | ABCN | 7199.558 | 8101201 | no | no |  |  | no |  |  | 1368655.027 | 15294237.221 |  | -1
node_8101201_200865127 |  |  | PQ | ABCN | 7199.558 | 8101201 | no | no |  |  | no |  |  | 1368559.907 | 15294148.551 |  | -1
node_8101201_200865128 |  |  | PQ | ABCN | 7199.558 | 8101201 | no | no |  |  | no |  |  | 1368473.618 | 15294063.216 |  | -1
node_8101201_200865129 |  |  | PQ | ABCN | 7199.558 | 8101201 | no | no |  |  | no |  |  | 1368382.014 | 15293974.927 |  | -1
node_8101201_200865130 |  |  | PQ | ABCN | 7199.558 | 8101201 | no | no |  |  | no |  |  | 1368288.177 | 15293885.83 |  | -1
node_8101201_200865131 |  |  | PQ | ABCN | 7199.558 | 8101201 | no | no |  |  | no |  |  | 1368224.726 | 15293973.608 |  | -1
node_8101201_200865132 |  |  | PQ | ABCN | 7199.558 | 8101201 | no | no |  |  | no |  |  | 1368139.285 | 15294069.128 |  | -1
node_8101201_200865133 |  |  | PQ | ABCN | 7199.558 | 8101201 | no | no |  |  | no |  |  | 1368202.872 | 15293801.196 |  | -1
node_8101201_200865136 |  |  | PQ | ABCN | 7199.558 | 8101201 | no | no |  |  | no |  |  | 1368093.234 | 15293775.139 |  | -1
node_8101201_200865137 |  |  | PQ | ABCN | 7199.558 | 8101201 | no | no |  |  | no |  |  | 1368000.716 | 15293717.334 |  | -1
node_8101201_200865138 |  |  | PQ | ABCN | 7199.558 | 8101201 | no | no |  |  | no |  |  | 1367881.574 | 15293647.614 |  | -1
node_8101201_200865140 |  |  | PQ | ABCN | 7199.558 | 8101201 | no | no |  |  | no |  |  | 1367733.285 | 15293563.541 |  | -1
node_8101201_200865142 |  |  | PQ | ABCN | 7199.558 | 8101201 | no | no |  |  | no |  |  | 1367574.105 | 15293476.197 |  | -1
node_8101201_200865143 |  |  | PQ | ABCN | 7199.558 | 8101201 | no | no |  |  | no |  |  | 1367409.996 | 15293390.491 |  | -1
node_8101201_200865144 |  |  | PQ | ABCN | 7199.558 | 8101201 | no | no |  |  | no |  |  | 1367257.108 | 15293307.346 |  | -1
node_8101201_200865145 |  |  | PQ | ABCN | 7199.558 | 8101201 | no | no |  |  | no |  |  | 1367121.52 | 15293230.544 |  | -1
node_8101201_200865146 |  |  | PQ | ABCN | 7199.558 | 8101201 | no | no |  |  | no |  |  | 1366942.123 | 15293132.369 |  | -1
node_8101201_200865148 |  |  | PQ | ABCN | 7199.558 | 8101201 | no | no |  |  | no |  |  | 1366830.243 | 15293066.393 |  | -1
node_8101201_200865149 |  |  | PQ | ABCN | 7199.558 | 8101201 | no | no |  |  | no |  |  | 1366706.251 | 15293206.109 |  | -1
node_8101201_200865151 |  |  | PQ | ABCN | 7199.558 | 8101201 | no | no |  |  | no |  |  | 1366694.515 | 15292988.705 |  | -1
node_8101201_200865153 |  |  | PQ | ABCN | 7199.558 | 8101201 | no | no |  |  | no |  |  | 1366558.829 | 15292915.857 |  | -1
node_8101201_200865154 |  |  | PQ | ABCN | 7199.558 | 8101201 | no | no |  |  | no |  |  | 1366425.461 | 15292833.37 |  | -1
node_8101201_200865155 |  |  | PQ | ABCN | 7199.558 | 8101201 | no | no |  |  | no |  |  | 1366312.852 | 15292761.235 |  | -1
node_8101201_200865157 |  |  | PQ | ABCN | 2771.281 | 8101201 | no | no |  |  | no |  |  | 1366204.24 | 15292694.214 |  | -1
node_8101201_200865158 |  |  | PQ | ABCN | 2771.281 | 8101201 | no | no |  |  | no |  |  | 1366072.911 | 15292606.872 |  | -1
node_8101201_200865159 |  |  | PQ | ABCN | 2771.281 | 8101201 | no | no |  |  | no |  |  | 1365965.054 | 15292542.304 |  | -1
node_8101201_200865160 |  |  | PQ | ABCD | 2771.281 | 8101201 | no | no |  |  | no |  |  | 1365799.776 | 15292434.516 |  | -1
node_8101201_200865163 |  |  | PQ | ABCN | 2771.281 | 8101201 | no | no |  |  | no |  |  | 1365645.179 | 15292379.394 |  | -1
node_8101201_200865164 |  |  | PQ | ABCD | 2771.281 | 8101201 | no | no |  |  | no |  |  | 1365506.859 | 15292319.023 |  | -1
node_8101201_200865165 |  |  | PQ | AD | 2771.281 | 8101201 | no | no |  |  | no |  |  | 1365517.777 | 15292392.415 |  | -1
node_8101201_200865166 |  |  | PQ | AN | 2771.281 | 8101201 | no | no |  |  | no |  |  | 1365345.786 | 15292635.994 |  | -1
node_8101201_200865167 |  |  | PQ | AN | 2771.281 | 8101201 | no | no |  |  | no |  |  | 1365177.616 | 15292879.884 |  | -1
node_8101201_200865168 |  |  | PQ | ABCD | 2771.281 | 8101201 | no | no |  |  | no |  |  | 1365401.102 | 15292281.375 |  | -1
node_8101201_200865169 |  |  | PQ | ABCN | 2771.281 | 8101201 | no | no |  |  | no |  |  | 1365238.706 | 15292224.673 |  | -1
node_8101201_200865170 |  |  | PQ | ABCD | 2771.281 | 8101201 | no | no |  |  | no |  |  | 1365095.996 | 15292187.763 |  | -1
node_8101201_200865171 |  |  | PQ | ABCN | 2771.281 | 8101201 | no | no |  |  | no |  |  | 1365047.362 | 15292429.699 |  | -1
node_8101201_200865172 |  |  | PQ | ABCN | 2771.281 | 8101201 | no | no |  |  | no |  |  | 1365008.49 | 15292680.577 |  | -1
node_8101201_200865176 |  |  | PQ | ABCN | 2771.281 | 8101201 | no | no |  |  | no |  |  | 1364975.672 | 15292139.571 |  | -1
node_8101201_200865177 |  |  | PQ | ABCD | 2771.281 | 8101201 | no | no |  |  | no |  |  | 1364852.321 | 15292091.704 |  | -1
node_8101201_200865178 |  |  | PQ | ABCN | 2771.281 | 8101201 | no | no |  |  | no |  |  | 1364689.39 | 15292032.562 |  | -1
node_8101201_200865179 |  |  | PQ | ABCD | 2771.281 | 8101201 | no | no |  |  | no |  |  | 1364565.305 | 15291946.975 |  | -1
node_8101201_200865180 |  |  | PQ | ABCN | 2771.281 | 8101201 | no | no |  |  | no |  |  | 1364788.117 | 15291869.489 |  | -1
node_8101201_200865182 |  |  | PQ | ABCD | 2771.281 | 8101201 | no | no |  |  | no |  |  | 1364395.445 | 15291994.792 |  | -1
node_8101201_200865183 |  |  | PQ | ABCN | 2771.281 | 8101201 | no | no |  |  | no |  |  | 1364217.749 | 15292010.11 |  | -1
node_8101201_200865184 |  |  | PQ | ABCD | 2771.281 | 8101201 | no | no |  |  | no |  |  | 1364037.518 | 15292033.419 |  | -1
node_8101201_200865185 |  |  | PQ | ABCN | 2771.281 | 8101201 | no | no |  |  | no |  |  | 1364070.118 | 15291976.229 |  | -1
node_8101201_200865513 |  |  | PQ | ABCN | 7199.558 | 8101201 | no | no |  |  | no |  |  | 1372033.819 | 15293944.868 |  | -1
node_8101201_200867145 |  |  | PQ | ABCN | 2771.281 | 8101201 | no | no |  |  | no |  |  | 1370505.378 | 15296927.235 |  | -1
node_8101201_200867146 |  |  | PQ | ABCN | 2771.281 | 8101201 | no | no |  |  | no |  |  | 1370701.818 | 15297085.54 |  | -1
node_8101201_200867147 |  |  | PQ | AN | 2771.281 | 8101201 | no | no |  |  | no |  |  | 1370470.996 | 15297708.299 |  | -1
node_8101201_200867148 |  |  | PQ | ABCD | 2771.281 | 8101201 | no | no |  |  | no |  |  | 1369522.609 | 15295516.195 |  | -1
node_8101201_200867149 |  |  | PQ | ABCN | 2771.281 | 8101201 | no | no |  |  | no |  |  | 1369624.865 | 15296021.602 |  | -1
node_8101201_200867152 |  |  | PQ | ABCD | 2771.281 | 8101201 | no | no |  |  | no |  |  | 1369563.252 | 15296017.968 |  | -1
node_8101201_200867153 |  |  | PQ | ABCN | 2771.281 | 8101201 | no | no |  |  | no |  |  | 1369533.885 | 15296028.625 |  | -1
node_8101201_200867154 |  |  | PQ | ABCD | 2771.281 | 8101201 | no | no |  |  | no |  |  | 1369604.79 | 15296163.784 |  | -1
node_8101201_200867155 |  |  | PQ | ABCN | 2771.281 | 8101201 | no | no |  |  | no |  |  | 1369651.162 | 15296301.541 |  | -1
node_8101201_200867157 |  |  | PQ | ABCD | 2771.281 | 8101201 | no | no |  |  | no |  |  | 1369751.198 | 15296424.33 |  | -1
node_8101201_200867158 |  |  | PQ | ABCD | 2771.281 | 8101201 | no | no |  |  | no |  |  | 1369889.957 | 15296587.668 |  | -1
node_8101201_200867159 |  |  | PQ | ABCN | 2771.281 | 8101201 | no | no |  |  | no |  |  | 1370012.911 | 15296730.57 |  | -1
node_8101201_200867160 |  |  | PQ | ABCN | 2771.281 | 8101201 | no | no |  |  | no |  |  | 1369904.507 | 15296919.132 |  | -1
node_8101201_200867161 |  |  | PQ | ABCD | 2771.281 | 8101201 | no | no |  |  | no |  |  | 1370131.889 | 15296881.424 |  | -1
node_8101201_200867162 |  |  | PQ | ABCN | 2771.281 | 8101201 | no | no |  |  | no |  |  | 1369400.963 | 15295073.917 |  | -1
node_8101201_200867163 |  |  | PQ | ABCD | 2771.281 | 8101201 | no | no |  |  | no |  |  | 1370259.214 | 15297039.691 |  | -1
node_8101201_200867164 |  |  | PQ | ABCN | 2771.281 | 8101201 | no | no |  |  | no |  |  | 1370352.699 | 15297419.237 |  | -1
node_8101201_200867165 |  |  | PQ | ABCN | 2771.281 | 8101201 | no | no |  |  | no |  |  | 1369443.587 | 15295192.721 |  | -1
node_8101201_200867166 |  |  | PQ | ABCD | 2771.281 | 8101201 | no | no |  |  | no |  |  | 1369500.725 | 15295352.061 |  | -1
node_8101201_200867168 |  |  | PQ | ABCD | 2771.281 | 8101201 | no | no |  |  | no |  |  | 1369519.303 | 15295536.784 |  | -1
node_8101201_200867169 |  |  | PQ | ABCN | 2771.281 | 8101201 | no | no |  |  | no |  |  | 1369529.176 | 15295671.655 |  | -1
node_8101201_200867170 |  |  | PQ | ABCD | 2771.281 | 8101201 | no | no |  |  | no |  |  | 1369548.026 | 15295885.538 |  | -1
node_8101201_200867378 |  |  | PQ | ABCN | 7199.558 | 8101201 | no | no |  |  | no |  |  | 1367741.998 | 15291868.625 |  | -1
node_8101201_200867379 |  |  | PQ | ABCN | 7199.558 | 8101201 | no | no |  |  | no |  |  | 1367731.571 | 15291823.269 |  | -1
node_8101201_200867380 |  |  | PQ | ABCN | 7199.558 | 8101201 | no | no |  |  | no |  |  | 1367522.075 | 15291801.088 |  | -1
node_8101201_200867381 |  |  | PQ | ABCN | 7199.558 | 8101201 | no | no |  |  | no |  |  | 1367495.59 | 15291786.595 |  | -1
node_8101201_200867385 |  |  | PQ | ABCN | 7199.558 | 8101201 | no | no |  |  | no |  |  | 1367821.49 | 15291714.07 |  | -1
node_8101201_200867387 |  |  | PQ | ABCN | 7199.558 | 8101201 | no | no |  |  | no |  |  | 1367887.715 | 15291574.687 |  | -1
node_8101201_200867388 |  |  | PQ | ABCN | 7199.558 | 8101201 | no | no |  |  | no |  |  | 1367261.38 | 15293116.844 |  | -1
node_8101201_200867389 |  |  | PQ | ABCN | 7199.558 | 8101201 | no | no |  |  | no |  |  | 1367334.537 | 15293066.479 |  | -1
node_8101201_200867390 |  |  | PQ | ABCN | 7199.558 | 8101201 | no | no |  |  | no |  |  | 1367307.776 | 15292973.414 |  | -1
node_8101201_200867391 |  |  | PQ | ABCN | 7199.558 | 8101201 | no | no |  |  | no |  |  | 1367181.56 | 15292978.028 |  | -1
node_8101201_200867392 |  |  | PQ | ABCN | 7199.558 | 8101201 | no | no |  |  | no |  |  | 1367378.833 | 15292763.445 |  | -1
node_8101201_200867393 |  |  | PQ | ABCN | 7199.558 | 8101201 | no | no |  |  | no |  |  | 1367427.953 | 15292575.011 |  | -1
node_8101201_200867394 |  |  | PQ | ABCN | 7199.558 | 8101201 | no | no |  |  | no |  |  | 1367507.179 | 15292340.852 |  | -1
node_8101201_200867395 |  |  | PQ | ABCN | 7199.558 | 8101201 | no | no |  |  | no |  |  | 1367605.684 | 15292141.041 |  | -1
node_8101201_200867396 |  |  | PQ | ABCN | 7199.558 | 8101201 | no | no |  |  | no |  |  | 1367664.367 | 15292020.706 |  | -1
node_8101201_200917373 |  |  | PQ | AD | 2771.281 | 8101201 | no | no |  |  | no |  |  | 1370410.825 | 15297563.04 |  | -1
node_8101201_200917417 |  |  | PQ | ABCD | 2771.281 | 8101201 | no | no |  |  | no |  |  | 1370483.987 | 15297061.939 |  | -1
node_8101201_200917418 |  |  | PQ | AN | 7199.558 | 8101201 | no | no |  |  | no |  |  | 1371272.632 | 15294405.793 |  | -1
node_8101201_200936881 |  |  | PQ | ABCD | 2771.281 | 8101201 | no | no |  |  | no |  |  | 1369508.434 | 15295396.214 |  | -1
node_8101201_200949194 |  |  | PQ | ABCN | 7199.558 | 8101201 | no | no |  |  | no |  |  | 1368765.585 | 15294410.342 |  | -1
node_8101201_200959306 |  |  | PQ | AN | 7199.558 | 8101201 | no | no |  |  | no |  |  | 1366389.177 | 15294065.833 |  | -1
node_8101201_200962536 |  |  | PQ | ABCN | 7199.558 | 8101201 | no | no |  |  | no |  |  | 1369358.255 | 15294961.388 |  | -1
node_8101201_200962537 |  |  | PQ | ABCN | 2771.281 | 8101201 | no | no |  |  | no |  |  | 1369378.471 | 15295014.235 |  | -1
node_8101201_200962538 |  |  | PQ | ABCN | 2771.281 | 8101201 | no | no |  |  | no |  |  | 1369370.796 | 15294997.618 |  | -1
node_8101201_200970504 |  |  | PQ | ABCN | 7199.558 | 8101201 | no | no |  |  | no |  |  | 1369317.889 | 15294384.136 |  | -1
node_8101201_200974831 |  |  | PQ | ABCN | 7199.558 | 8101201 | no | no |  |  | no |  |  | 1368035.172 | 15291295.433 |  | -1
node_8101201_200977872 |  |  | PQ | ABCN | 7199.558 | 8101201 | no | no |  |  | no |  |  | 1366684.308 | 15294053.536 |  | -1
node_8101201_200983422 |  |  | PQ | ABCN | 7199.558 | 8101201 | no | no |  |  | no |  |  | 1373912.867 | 15296052.645 |  | -1
node_8101201_201013501 |  |  | PQ | ABCN | 7199.558 | 8101201 | no | no |  |  | no |  |  | 1369829.766 | 15294535.706 |  | -1
node_8101201_201015285 |  |  | PQ | ABCN | 7199.558 | 8101201 | no | no |  |  | no |  |  | 1367538.119 | 15291363.547 |  | -1
node_8101201_201020654 |  |  | PQ | ABCN | 7199.558 | 8101201 | no | no |  |  | no |  |  | 1368913.532 | 15294497.732 |  | -1
node_8101201_201040464 |  |  | PQ | ABCN | 7199.558 | 8101201 | no | no |  |  | no |  |  | 1368638.128 | 15293295.044 |  | -1
node_8101201_201044664 |  |  | PQ | ABCN | 7199.558 | 8101201 | no | no |  |  | no |  |  | 1368530.382 | 15294619.752 |  | -1
node_8101201_201061066 |  |  | PQ | ABCN | 7199.558 | 8101201 | no | no |  |  | no |  |  | 1369981.151 | 15294551.91 |  | -1
node_8101201_201061071 |  |  | PQ | AN | 7199.558 | 8101201 | no | no |  |  | no |  |  | 1369216.544 | 15295055.1 |  | -1
node_8101201_310014574 |  |  | PQ | ABCN | 7199.558 | 8101201 | no | no |  |  | no |  |  | 1367922.102 | 15291428.77 |  | -1
node_8101201_310014689 |  |  | PQ | AN | 7199.558 | 8101201 | no | no |  |  | no |  |  | 1366599.068 | 15295123.745 |  | -1
node_8101201_310014690 |  |  | PQ | AN | 7199.558 | 8101201 | no | no |  |  | no |  |  | 1366623.452 | 15295220.55 |  | -1
node_8101201_310044979 |  |  | PQ | ABCN | 7199.558 | 8101201 | no | no |  |  | no |  |  | 1368336.331 | 15290419.632 |  | -1
node_8101201_310044991 |  |  | PQ | ABCN | 7199.558 | 8101201 | no | no |  |  | no |  |  | 1368315.916 | 15290570.003 |  | -1
node_8101201_310044995 |  |  | PQ | ABCN | 7199.558 | 8101201 | no | no |  |  | no |  |  | 1368263.98 | 15290711.052 |  | -1
node_8101201_310044998 |  |  | PQ | ABCN | 7199.558 | 8101201 | no | no |  |  | no |  |  | 1368225.174 | 15290815.536 |  | -1
node_8101201_310045003 |  |  | PQ | ABCN | 7199.558 | 8101201 | no | no |  |  | no |  |  | 1368161.207 | 15290976.665 |  | -1
node_8101201_310045006 |  |  | PQ | ABCN | 7199.558 | 8101201 | no | no |  |  | no |  |  | 1368090.343 | 15291155.213 |  | -1
node_8101201_311875784 |  |  | PQ | ABCN | 7199.558 | 8101201 | no | no |  |  | no |  |  | 1366833.994 | 15293346.748 |  | -1
node_8101201_311928288 |  |  | PQ | ABCN | 7199.558 | 8101201 | no | no |  |  | no |  |  | 1367517.401 | 15291622.449 |  | -1
node_8101201_311928290 |  |  | PQ | ABCN | 7199.558 | 8101201 | no | no |  |  | no |  |  | 1367634.724 | 15291688.904 |  | -1
node_8101201_311929464 |  |  | PQ | ABCN | 7199.558 | 8101201 | no | no |  |  | no |  |  | 1367551.448 | 15291794.107 |  | -1
node_8101201_312005097 |  |  | PQ | AD | 2771.281 | 8101201 | no | no |  |  | no |  |  | 1364858.12 | 15292148.607 |  | -1
node_8101201_312005099 |  |  | PQ | AN | 2771.281 | 8101201 | no | no |  |  | no |  |  | 1364899.732 | 15292368.654 |  | -1
node_8101201_312088396 |  |  | PQ | ABCN | 7199.558 | 8101201 | no | no |  |  | no |  |  | 1367210.428 | 15293367.366 |  | -1
node_8101201_312088400 |  |  | PQ | ABCN | 7199.558 | 8101201 | no | no |  |  | no |  |  | 1367066.884 | 15293638.927 |  | -1
node_8101201_312106094 |  |  | PQ | ABCN | 7199.558 | 8101201 | no | no |  |  | no |  |  | 1366937.256 | 15293787.397 |  | -1
node_8101201_312118272 |  |  | PQ | ABCN | 7199.558 | 8101201 | no | no |  |  | no |  |  | 1366941.939 | 15293166.051 |  | -1
node_220386526 |  |  | PQ | ABCN | 7199.558 | 8101201 | no | no |  |  | no |  |  | 1369360.374 | 15294967.511 |  | -1
node_220386774 |  |  | PQ | ABCN | 7199.558 | 8101201 | no | no |  |  | no |  |  | 1366223.394 | 15292705.968 |  | -1
node_220416192 |  |  | PQ | ABCN | 2771.281 | 8101201 | no | no |  |  | no |  |  | 1366210.218 | 15292697.882 |  | -1
node_220463630 |  |  | PQ | ABCN | 2771.281 | 8101201 | no | no |  |  | no |  |  | 1366217.267 | 15292702.208 |  | -1
node_220511101 |  |  | PQ | ABCN | 2771.281 | 8101201 | no | no |  |  | no |  |  | 1369370.064 | 15294995.505 |  | -1
node_311908255 |  |  | PQ | ABCN | 7199.558 | 8101201 | no | no |  |  | no |  |  | 1369369.267 | 15294993.201 |  | -1
node_SOURCE_8101201 |  |  | SWING | ABCN | 7199.558 | 8101201 | no | no |  |  | no |  |  | 1368211.257 | 15290284.548 |  | -1
node_intto1_1365323_335_15291129_679 |  |  | PQ | ABCN | 7199.558 | 8101201 | no | no |  |  | no |  |  | 1365323.335 | 15291129.679 |  | -1
node_intto1_1366364_182_15292538_003 |  |  | PQ | ABCN | 7199.558 | 8101201 | no | no |  |  | no |  |  | 1366364.182 | 15292538.003 |  | -1
node_intto1_1368372_702_15290127_439 |  |  | PQ | ABCN | 7199.558 | 8101201 | no | no |  |  | no |  |  | 1368372.702 | 15290127.439 |  | -1
node_intto1_1370501_025_15294349_359 |  |  | PQ | ABCN | 7199.558 | 8101201 | no | no |  |  | no |  |  | 1370501.025 | 15294349.359 |  | -1
node_intto1_1372041_738_15293941_092 |  |  | PQ | ABCN | 7199.558 | 8101201 | no | no |  |  | no |  |  | 1372041.738 | 15293941.092 |  | -1
node_intto1_8101201_200859868 |  |  | PQ | ABCN | 7199.558 | 8101201 | no | no |  |  | no |  |  | 1367566.251 | 15292874.568 |  | -1
node_intto1_8101201_200859892 |  |  | PQ | ABCN | 7199.558 | 8101201 | no | no |  |  | no |  |  | 1366737.167 | 15291522.535 |  | -1
node_intto1_8101201_200859893 |  |  | PQ | ABCN | 7199.558 | 8101201 | no | no |  |  | no |  |  | 1366187.849 | 15291612.212 |  | -1
node_intto1_8101201_200860296 |  |  | PQ | ABCN | 7199.558 | 8101201 | no | no |  |  | no |  |  | 1366951.071 | 15292917.397 |  | -1
node_intto1_8101201_200860298 |  |  | PQ | ABCN | 7199.558 | 8101201 | no | no |  |  | no |  |  | 1366837.882 | 15292748.411 |  | -1
node_intto1_8101201_200860299 |  |  | PQ | ABCN | 7199.558 | 8101201 | no | no |  |  | no |  |  | 1366822.286 | 15292741.571 |  | -1
node_intto1_8101201_200860302 |  |  | PQ | ABCN | 7199.558 | 8101201 | no | no |  |  | no |  |  | 1366386.449 | 15292526.055 |  | -1
node_intto1_8101201_200860303 |  |  | PQ | ABCN | 7199.558 | 8101201 | no | no |  |  | no |  |  | 1366068.04 | 15292329.736 |  | -1
node_intto1_8101201_200862653 |  |  | PQ | ABCN | 7199.558 | 8101201 | no | no |  |  | no |  |  | 1370114.749 | 15294130.484 |  | -1
node_intto1_8101201_200862660 |  |  | PQ | ABCN | 7199.558 | 8101201 | no | no |  |  | no |  |  | 1368163.476 | 15293239.739 |  | -1
node_intto1_8101201_200862664 |  |  | PQ | ABCN | 7199.558 | 8101201 | no | no |  |  | no |  |  | 1367577.332 | 15293043.573 |  | -1
node_intto1_8101201_200863051 |  |  | PQ | ABCN | 7199.558 | 8101201 | no | no |  |  | no |  |  | 1367568.796 | 15292146.118 |  | -1
node_intto1_8101201_200863053 |  |  | PQ | ABCN | 7199.558 | 8101201 | no | no |  |  | no |  |  | 1367761.887 | 15292196.913 |  | -1
node_intto1_8101201_200863651 |  |  | PQ | ABCN | 7199.558 | 8101201 | no | no |  |  | no |  |  | 1371635.08 | 15294380.492 |  | -1
node_intto1_8101201_200863739 |  |  | PQ | ABCN | 7199.558 | 8101201 | no | no |  |  | no |  |  | 1367717.192 | 15291504.97 |  | -1
node_intto1_8101201_200865064 |  |  | PQ | ABCN | 7199.558 | 8101201 | no | no |  |  | no |  |  | 1369782.418 | 15294899.939 |  | -1
node_intto1_8101201_200865067 |  |  | PQ | ABCN | 2771.281 | 8101201 | no | no |  |  | no |  |  | 1364071.93 | 15291740.506 |  | -1
node_intto1_8101201_200865088 |  |  | PQ | ABCN | 7199.558 | 8101201 | no | no |  |  | no |  |  | 1371489.554 | 15294179.501 |  | -1
node_intto1_8101201_200865094 |  |  | PQ | ABCN | 7199.558 | 8101201 | no | no |  |  | no |  |  | 1370893.744 | 15294341.407 |  | -1
node_intto1_8101201_200865101 |  |  | PQ | ABCN | 7199.558 | 8101201 | no | no |  |  | no |  |  | 1370518.211 | 15294458.939 |  | -1
node_intto1_8101201_200865116 |  |  | PQ | ABCN | 7199.558 | 8101201 | no | no |  |  | no |  |  | 1369548.543 | 15294544.347 |  | -1
node_intto1_8101201_200865130 |  |  | PQ | ABCN | 7199.558 | 8101201 | no | no |  |  | no |  |  | 1368288.177 | 15293885.83 |  | -1
node_intto1_8101201_200865142 |  |  | PQ | ABCN | 7199.558 | 8101201 | no | no |  |  | no |  |  | 1367574.105 | 15293476.197 |  | -1
node_intto1_8101201_200865144 |  |  | PQ | ABCN | 7199.558 | 8101201 | no | no |  |  | no |  |  | 1367257.108 | 15293307.346 |  | -1
node_intto1_8101201_200865148 |  |  | PQ | ABCN | 7199.558 | 8101201 | no | no |  |  | no |  |  | 1366830.243 | 15293066.393 |  | -1
node_intto1_8101201_200865149 |  |  | PQ | ABCN | 7199.558 | 8101201 | no | no |  |  | no |  |  | 1366706.251 | 15293206.109 |  | -1
node_intto1_8101201_200867146 |  |  | PQ | ABCD | 2771.281 | 8101201 | no | no |  |  | no |  |  | 1370701.818 | 15297085.54 |  | -1
node_intto1_8101201_200867149 |  |  | PQ | ABCD | 2771.281 | 8101201 | no | no |  |  | no |  |  | 1369624.865 | 15296021.602 |  | -1
node_intto1_8101201_200867165 |  |  | PQ | ABCD | 2771.281 | 8101201 | no | no |  |  | no |  |  | 1369443.587 | 15295192.721 |  | -1
node_intto1_8101201_200867385 |  |  | PQ | ABCN | 7199.558 | 8101201 | no | no |  |  | no |  |  | 1367821.49 | 15291714.07 |  | -1
node_intto1_8101201_200867391 |  |  | PQ | ABCN | 7199.558 | 8101201 | no | no |  |  | no |  |  | 1367181.56 | 15292978.028 |  | -1
node_intto1_8101201_200917417 |  |  | PQ | ABCD | 2771.281 | 8101201 | no | no |  |  | no |  |  | 1370483.987 | 15297061.939 |  | -1
node_intto1_8101201_201061066 |  |  | PQ | ABCN | 7199.558 | 8101201 | no | no |  |  | no |  |  | 1369981.151 | 15294551.91 |  | -1
node_intto1_8101201_201061071 |  |  | PQ | AN | 7199.558 | 8101201 | no | no |  |  | no |  |  | 1369216.544 | 15295055.1 |  | -1
node_intto1_8101201_312106094 |  |  | PQ | ABCN | 7199.558 | 8101201 | no | no |  |  | no |  |  | 1366937.256 | 15293787.397 |  | -1
node_intto1_220386526 |  |  | PQ | ABCN | 7199.558 | 8101201 | no | no |  |  | no |  |  | 1369360.374 | 15294967.511 |  | -1
node_intto1_220386774 |  |  | PQ | ABCN | 7199.558 | 8101201 | no | no |  |  | no |  |  | 1366223.394 | 15292705.968 |  | -1
node_intto1_220416192 |  |  | PQ | ABCN | 2771.281 | 8101201 | no | no |  |  | no |  |  | 1366210.218 | 15292697.882 |  | -1
node_intto1_220463630 |  |  | PQ | ABCN | 7199.558 | 8101201 | no | no |  |  | no |  |  | 1366217.267 | 15292702.208 |  | -1
node_intto1_220511101 |  |  | PQ | ABCN | 7199.558 | 8101201 | no | no |  |  | no |  |  | 1369370.064 | 15294995.505 |  | -1
node_intto1_311908255 |  |  | PQ | ABCN | 7199.558 | 8101201 | no | no |  |  | no |  |  | 1369369.267 | 15294993.201 |  | -1

## overhead_line
data_type | static
owner_type | feeder
owner | 8101201
object | overhead_line
name | groupid | phases | fr | to | length | configuration | dcircuit | selected | monitored | monitored_fields | class_monitored_fields | played | played_fields | comments | R | X | B | lim_kw
oh_line_8101201_200861049 |  | ABCD | node_8101201_200861051 | node_8101201_200861049 | 631.803 | bal_3P_4/0AC | 8101201 | no | no |  |  | no |  |  | 0 | 0 | 0 | 0
oh_line_8101201_200861051 |  | ABCD | node_8101201_200861052 | node_8101201_200861051 | 192.67 | bal_3P_2/0CU | 8101201 | no | no |  |  | no |  |  | 0 | 0 | 0 | 0
oh_line_8101201_200861052 |  | ABCD | node_8101201_200861053 | node_8101201_200861052 | 182.268 | bal_3P_2/0CU | 8101201 | no | no |  |  | no |  |  | 0 | 0 | 0 | 0
oh_line_8101201_200861053 |  | ABCD | node_8101201_200936881 | node_8101201_200861053 | 257.809 | bal_3P_2/0CU | 8101201 | no | no |  |  | no |  |  | 0 | 0 | 0 | 0
oh_line_8101201_200862027 |  | ABCN | node_8101201_310014574 | node_8101201_200862027 | 26.121 | bal_3P_477AL_4/0AA(N) | 8101201 | no | no |  |  | no |  |  | 0 | 0 | 0 | 0
oh_line_8101201_200862028 |  | ABCN | node_8101201_200862027 | node_8101201_200862028 | 229.795 | bal_3P_477AL_4/0AL(N) | 8101201 | no | no |  |  | no |  |  | 0 | 0 | 0 | 0
oh_line_8101201_200862653 |  | ABCN | node_8101201_200862666 | node_intto1_8101201_200862653 | 239.084 | bal_3P_1/0AC_1/0AA(N) | 8101201 | no | no |  |  | no |  |  | 0 | 0 | 0 | 0
oh_line_8101201_200862654 |  | ABCN | node_8101201_200862666 | node_8101201_200862654 | 249.599 | bal_3P_4/0AL_1/0AA(N) | 8101201 | no | no |  |  | no |  |  | 0 | 0 | 0 | 0
oh_line_8101201_200862655 |  | ABCN | node_8101201_201040464 | node_8101201_200862655 | 264.173 | bal_3P_4/0AC_4/0AA(N) | 8101201 | no | no |  |  | no |  |  | 0 | 0 | 0 | 0
oh_line_8101201_200862658 |  | ABCN | node_8101201_200862659 | node_8101201_200862658 | 214.911 | bal_3P_4/0AC_4/0AA(N) | 8101201 | no | no |  |  | no |  |  | 0 | 0 | 0 | 0
oh_line_8101201_200862659 |  | ABCN | node_8101201_200862662 | node_8101201_200862659 | 227.385 | bal_3P_4/0AC_1/0AA(N) | 8101201 | no | no |  |  | no |  |  | 0 | 0 | 0 | 0
oh_line_8101201_200862660 |  | ABCN | node_8101201_200862659 | node_intto1_8101201_200862660 | 46.655 | bal_3P_1/0AC_1/0AA(N) | 8101201 | no | no |  |  | no |  |  | 0 | 0 | 0 | 0
oh_line_8101201_200862662 |  | ABCN | node_8101201_200862663 | node_8101201_200862662 | 217.556 | bal_3P_4/0AC_1/0AA(N) | 8101201 | no | no |  |  | no |  |  | 0 | 0 | 0 | 0
oh_line_8101201_200862663 |  | ABCN | node_8101201_200862664 | node_8101201_200862663 | 198.391 | bal_3P_4/0AC_1/0AA(N) | 8101201 | no | no |  |  | no |  |  | 0 | 0 | 0 | 0
oh_line_8101201_200862664 |  | ABCN | node_8101201_200862665 | node_intto1_8101201_200862664 | 191.802 | bal_3P_4/0AC_1/0AA(N) | 8101201 | no | no |  |  | no |  |  | 0 | 0 | 0 | 0
oh_line_8101201_200862665 |  | ABCN | node_8101201_200867390 | node_8101201_200862665 | 86.848 | bal_3P_4/0AC_1/0AA(N) | 8101201 | no | no |  |  | no |  |  | 0 | 0 | 0 | 0
oh_line_8101201_200862666 |  | ABCN | node_8101201_200862667 | node_8101201_200862666 | 94.491 | bal_3P_477AL_1/0AC(N) | 8101201 | no | no |  |  | no |  |  | 0 | 0 | 0 | 0
oh_line_8101201_200862667 |  | ABCN | node_8101201_200862668 | node_8101201_200862667 | 157.46 | bal_3P_477AL_1/0AC(N) | 8101201 | no | no |  |  | no |  |  | 0 | 0 | 0 | 0
oh_line_8101201_200862668 |  | ABCN | node_8101201_200862669 | node_8101201_200862668 | 82.519 | bal_3P_477AL_1/0AC(N) | 8101201 | no | no |  |  | no |  |  | 0 | 0 | 0 | 0
oh_line_8101201_200862669 |  | ABCN | node_8101201_200862671 | node_8101201_200862669 | 102.53 | bal_3P_4/0AL_1/0AA(N) | 8101201 | no | no |  |  | no |  |  | 0 | 0 | 0 | 0
oh_line_8101201_200862671 |  | ABCN | node_8101201_200862673 | node_8101201_200862671 | 200.786 | bal_3P_4/0AL_1/0AA(N) | 8101201 | no | no |  |  | no |  |  | 0 | 0 | 0 | 0
oh_line_8101201_200862673 |  | ABCN | node_8101201_200862674 | node_8101201_200862673 | 196.405 | bal_3P_4/0AL_1/0AA(N) | 8101201 | no | no |  |  | no |  |  | 0 | 0 | 0 | 0
oh_line_8101201_200862674 |  | ABCN | node_8101201_200862675 | node_8101201_200862674 | 190.679 | bal_3P_4/0AL_1/0AA(N) | 8101201 | no | no |  |  | no |  |  | 0 | 0 | 0 | 0
oh_line_8101201_200862675 |  | ABCN | node_8101201_200862676 | node_8101201_200862675 | 198.714 | bal_3P_4/0AL_1/0AA(N) | 8101201 | no | no |  |  | no |  |  | 0 | 0 | 0 | 0
oh_line_8101201_200862676 |  | ABCN | node_8101201_200862677 | node_8101201_200862676 | 189.734 | bal_3P_4/0AL_4/0AA(N) | 8101201 | no | no |  |  | no |  |  | 0 | 0 | 0 | 0
oh_line_8101201_200862677 |  | ABCN | node_8101201_200862680 | node_8101201_200862677 | 155.994 | bal_3P_4/0AC_4/0AA(N) | 8101201 | no | no |  |  | no |  |  | 0 | 0 | 0 | 0
oh_line_8101201_200862678 |  | ABCN | node_8101201_200862677 | node_8101201_200862678 | 82.217 | bal_3P_1/0AA_1/0AA(N) | 8101201 | no | no |  |  | no |  |  | 0 | 0 | 0 | 0
oh_line_8101201_200862679 |  | ABCN | node_8101201_200862678 | node_8101201_200862679 | 118.409 | bal_3P_1/0AA_1/0AA(N) | 8101201 | no | no |  |  | no |  |  | 0 | 0 | 0 | 0
oh_line_8101201_200862680 |  | ABCN | node_8101201_200862655 | node_8101201_200862680 | 112.727 | bal_3P_4/0AC_4/0AA(N) | 8101201 | no | no |  |  | no |  |  | 0 | 0 | 0 | 0
oh_line_8101201_200863051 |  | ABCN | node_8101201_200867395 | node_intto1_8101201_200863051 | 37.235 | bal_3P_477AL_4/0AA(N) | 8101201 | no | no |  |  | no |  |  | 0 | 0 | 0 | 0
oh_line_8101201_200863052 |  | ABCN | node_8101201_200863053 | node_8101201_200863052 | 111.527 | bal_3P_1/0AA_1/0AA(N) | 8101201 | no | no |  |  | no |  |  | 0 | 0 | 0 | 0
oh_line_8101201_200863053 |  | ABCN | node_8101201_200867395 | node_intto1_8101201_200863053 | 165.895 | bal_3P_477AL_4/0AA(N) | 8101201 | no | no |  |  | no |  |  | 0 | 0 | 0 | 0
oh_line_8101201_200863054 |  | ABN | node_8101201_200863052 | node_8101201_200863054 | 110.344 | bal_2P_1/0AC_4/0AC(N) | 8101201 | no | no |  |  | no |  |  | 0 | 0 | 0 | 0
oh_line_8101201_200863055 |  | ABN | node_8101201_200863054 | node_8101201_200863055 | 101.298 | bal_2P_1/0AC_4/0AC(N) | 8101201 | no | no |  |  | no |  |  | 0 | 0 | 0 | 0
oh_line_8101201_200863057 |  | ABN | node_8101201_200863055 | node_8101201_200863057 | 114.685 | bal_2P_1/0AC_4/0AC(N) | 8101201 | no | no |  |  | no |  |  | 0 | 0 | 0 | 0
oh_line_8101201_200863060 |  | ABCN | node_8101201_200863092 | node_intto1_1368372_702_15290127_439 | 149.522 | bal_3P_477AL_4/0AL(N) | 8101201 | no | no |  |  | no |  |  | 0 | 0 | 0 | 0
oh_line_8101201_200863090 |  | ABCN | node_SOURCE_8101201 | node_8101201_200863090 | 147.722 | bal_3P_477AL_4/0AL(N) | 8101201 | no | no |  |  | no |  |  | 0 | 0 | 0 | 0
oh_line_8101201_200863092 |  | ABCN | node_8101201_200863090 | node_8101201_200863092 | 97.246 | bal_3P_477AL_4/0AL(N) | 8101201 | no | no |  |  | no |  |  | 0 | 0 | 0 | 0
oh_line_8101201_200863650 |  | ABCN | node_8101201_200865086 | node_8101201_200863650 | 49.439 | bal_3P_477AL_1/0AC(N) | 8101201 | no | no |  |  | no |  |  | 0 | 0 | 0 | 0
oh_line_8101201_200863651 |  | ABCN | node_8101201_200863650 | node_intto1_8101201_200863651 | 195.337 | bal_3P_477AL_1/0AA(N) | 8101201 | no | no |  |  | no |  |  | 0 | 0 | 0 | 0
oh_line_8101201_200863652 |  | ABCN | node_8101201_200863651 | node_8101201_200863652 | 217.91 | bal_3P_477AL_1/0AC(N) | 8101201 | no | no |  |  | no |  |  | 0 | 0 | 0 | 0
oh_line_8101201_200863653 |  | ABCN | node_8101201_200863652 | node_8101201_200863653 | 203.165 | bal_3P_477AL_1/0AC(N) | 8101201 | no | no |  |  | no |  |  | 0 | 0 | 0 | 0
oh_line_8101201_200863654 |  | ABCN | node_8101201_200863653 | node_8101201_200863654 | 72.124 | bal_3P_1/0AC_1/0AC(N) | 8101201 | no | no |  |  | no |  |  | 0 | 0 | 0 | 0
oh_line_8101201_200863655 |  | ABCN | node_8101201_200863653 | node_8101201_200863655 | 212.143 | bal_3P_477AL_1/0AC(N) | 8101201 | no | no |  |  | no |  |  | 0 | 0 | 0 | 0
oh_line_8101201_200863657 |  | ABCN | node_8101201_200863655 | node_8101201_200863657 | 119.511 | bal_3P_1/0AC_1/0AC(N) | 8101201 | no | no |  |  | no |  |  | 0 | 0 | 0 | 0
oh_line_8101201_200863658 |  | ABCN | node_8101201_200863657 | node_8101201_200863658 | 78.699 | bal_3P_1/0AA_1/0AA(N) | 8101201 | no | no |  |  | no |  |  | 0 | 0 | 0 | 0
oh_line_8101201_200863659 |  | ABCN | node_8101201_200863657 | node_8101201_200863659 | 181.564 | bal_3P_1/0AC_1/0AA(N) | 8101201 | no | no |  |  | no |  |  | 0 | 0 | 0 | 0
oh_line_8101201_200863660 |  | ABCN | node_8101201_200863658 | node_8101201_200863660 | 145.673 | bal_3P_1/0AA_1/0AA(N) | 8101201 | no | no |  |  | no |  |  | 0 | 0 | 0 | 0
oh_line_8101201_200863661 |  | ABCN | node_8101201_200863657 | node_8101201_200863661 | 133.971 | bal_3P_1/0AC_1/0AC(N) | 8101201 | no | no |  |  | no |  |  | 0 | 0 | 0 | 0
oh_line_8101201_200863662 |  | ABCN | node_8101201_200863682 | node_8101201_200863662 | 198.712 | bal_3P_1/0AA_1/0AA(N) | 8101201 | no | no |  |  | no |  |  | 0 | 0 | 0 | 0
oh_line_8101201_200863663 |  | ABCN | node_8101201_200863662 | node_8101201_200863663 | 146.645 | bal_3P_1/0AA_1/0AA(N) | 8101201 | no | no |  |  | no |  |  | 0 | 0 | 0 | 0
oh_line_8101201_200863664 |  | ABCN | node_8101201_200863663 | node_8101201_200863664 | 132.282 | bal_3P_1/0AA_1/0AA(N) | 8101201 | no | no |  |  | no |  |  | 0 | 0 | 0 | 0
oh_line_8101201_200863665 |  | ABCN | node_8101201_200863661 | node_8101201_200863665 | 252.046 | bal_3P_1/0AC_1/0AC(N) | 8101201 | no | no |  |  | no |  |  | 0 | 0 | 0 | 0
oh_line_8101201_200863666 |  | ABCN | node_8101201_200863665 | node_8101201_200863666 | 66.42 | bal_3P_1/0AC_1/0AA(N) | 8101201 | no | no |  |  | no |  |  | 0 | 0 | 0 | 0
oh_line_8101201_200863667 |  | ABCN | node_8101201_200863665 | node_8101201_200863667 | 79.701 | bal_3P_1/0AA_1/0AA(N) | 8101201 | no | no |  |  | no |  |  | 0 | 0 | 0 | 0
oh_line_8101201_200863668 |  | ABCN | node_8101201_200863665 | node_8101201_200863668 | 280.554 | bal_3P_1/0AC_1/0AA(N) | 8101201 | no | no |  |  | no |  |  | 0 | 0 | 0 | 0
oh_line_8101201_200863670 |  | ABCN | node_8101201_200863668 | node_8101201_200863670 | 267.031 | bal_3P_1/0AC_1/0AA(N) | 8101201 | no | no |  |  | no |  |  | 0 | 0 | 0 | 0
oh_line_8101201_200863672 |  | ABCN | node_8101201_200863670 | node_8101201_200863672 | 275.798 | bal_3P_1/0AC_1/0AA(N) | 8101201 | no | no |  |  | no |  |  | 0 | 0 | 0 | 0
oh_line_8101201_200863674 |  | ABCN | node_8101201_200863672 | node_8101201_200863674 | 160.357 | bal_3P_4/0AA_1/0AA(N) | 8101201 | no | no |  |  | no |  |  | 0 | 0 | 0 | 0
oh_line_8101201_200863675 |  | ABCN | node_8101201_200863674 | node_8101201_200863675 | 142.322 | bal_3P_1/0AA_1/0AA(N) | 8101201 | no | no |  |  | no |  |  | 0 | 0 | 0 | 0
oh_line_8101201_200863677 |  | ABCN | node_8101201_200863674 | node_8101201_200863677 | 271.745 | bal_3P_4/0AA_1/0AA(N) | 8101201 | no | no |  |  | no |  |  | 0 | 0 | 0 | 0
oh_line_8101201_200863678 |  | ABCN | node_8101201_200863677 | node_8101201_200863678 | 269.976 | bal_3P_4/0AA_1/0AA(N) | 8101201 | no | no |  |  | no |  |  | 0 | 0 | 0 | 0
oh_line_8101201_200863679 |  | ABCN | node_8101201_200863678 | node_8101201_200863679 | 276.654 | bal_3P_1/0AA_1/0AA(N) | 8101201 | no | no |  |  | no |  |  | 0 | 0 | 0 | 0
oh_line_8101201_200863680 |  | ABCN | node_8101201_200863678 | node_8101201_200863680 | 186.827 | bal_3P_4/0AA_1/0AA(N) | 8101201 | no | no |  |  | no |  |  | 0 | 0 | 0 | 0
oh_line_8101201_200863681 |  | ABCN | node_8101201_200863678 | node_8101201_200863681 | 313.073 | bal_3P_1/0AC_1/0AA(N) | 8101201 | no | no |  |  | no |  |  | 0 | 0 | 0 | 0
oh_line_8101201_200863682 |  | ABCN | node_8101201_200863678 | node_8101201_200863682 | 259.464 | bal_3P_1/0AA_1/0AA(N) | 8101201 | no | no |  |  | no |  |  | 0 | 0 | 0 | 0
oh_line_8101201_200863738 |  | ABCN | node_8101201_310014574 | node_8101201_200863738 | 113.867 | bal_3P_477AL_4/0AA(N) | 8101201 | no | no |  |  | no |  |  | 0 | 0 | 0 | 0
oh_line_8101201_200863739 |  | ABCN | node_8101201_200863738 | node_intto1_8101201_200863739 | 155.515 | bal_3P_477AL_4/0AL(N) | 8101201 | no | no |  |  | no |  |  | 0 | 0 | 0 | 0
oh_line_8101201_200863740 |  | ABCN | node_8101201_200863739 | node_8101201_200863740 | 200.649 | bal_3P_477AL_4/0AL(N) | 8101201 | no | no |  |  | no |  |  | 0 | 0 | 0 | 0
oh_line_8101201_200863741 |  | ABCN | node_8101201_200863740 | node_8101201_200863741 | 164.494 | bal_3P_477AL_4/0AL(N) | 8101201 | no | no |  |  | no |  |  | 0 | 0 | 0 | 0
oh_line_8101201_200863742 |  | ABCN | node_8101201_200863741 | node_8101201_200863742 | 145.6 | bal_3P_477AL_4/0AL(N) | 8101201 | no | no |  |  | no |  |  | 0 | 0 | 0 | 0
oh_line_8101201_200863743 |  | ABCN | node_8101201_200863742 | node_8101201_200863743 | 126.691 | bal_3P_477AL_4/0AL(N) | 8101201 | no | no |  |  | no |  |  | 0 | 0 | 0 | 0
oh_line_8101201_200863744 |  | ABCN | node_8101201_200863743 | node_8101201_200863744 | 200.021 | bal_3P_477AL_4/0AL(N) | 8101201 | no | no |  |  | no |  |  | 0 | 0 | 0 | 0
oh_line_8101201_200863746 |  | ABCN | node_8101201_200863744 | node_8101201_200863746 | 200.091 | bal_3P_477AL_4/0AL(N) | 8101201 | no | no |  |  | no |  |  | 0 | 0 | 0 | 0
oh_line_8101201_200863747 |  | ABCN | node_8101201_200863746 | node_8101201_200863747 | 135.736 | bal_3P_477AL_4/0AA(N) | 8101201 | no | no |  |  | no |  |  | 0 | 0 | 0 | 0
oh_line_8101201_200863748 |  | ABCN | node_8101201_200863747 | node_8101201_200863748 | 200.207 | bal_3P_477AL_4/0AA(N) | 8101201 | no | no |  |  | no |  |  | 0 | 0 | 0 | 0
oh_line_8101201_200863749 |  | ABCN | node_8101201_200863748 | node_8101201_200863749 | 184.679 | bal_3P_477AL_4/0AC(N) | 8101201 | no | no |  |  | no |  |  | 0 | 0 | 0 | 0
oh_line_8101201_200863750 |  | ABCN | node_8101201_200863749 | node_8101201_200863750 | 136.105 | bal_3P_477AL_4/0AC(N) | 8101201 | no | no |  |  | no |  |  | 0 | 0 | 0 | 0
oh_line_8101201_200863751 |  | ABCN | node_8101201_200863750 | node_8101201_200863751 | 244.383 | bal_3P_477AL_4/0AC(N) | 8101201 | no | no |  |  | no |  |  | 0 | 0 | 0 | 0
oh_line_8101201_200863752 |  | ABCN | node_8101201_200863751 | node_8101201_200863752 | 235.567 | bal_3P_477AL_4/0AC(N) | 8101201 | no | no |  |  | no |  |  | 0 | 0 | 0 | 0
oh_line_8101201_200863753 |  | ABCN | node_8101201_200863752 | node_8101201_200863753 | 231.432 | bal_3P_477AL_4/0AA(N) | 8101201 | no | no |  |  | no |  |  | 0 | 0 | 0 | 0
oh_line_8101201_200863754 |  | ABCN | node_8101201_200863753 | node_intto1_1365323_335_15291129_679 | 169.617 | bal_3P_477AL_4/0AA(N) | 8101201 | no | no |  |  | no |  |  | 0 | 0 | 0 | 0
oh_line_8101201_200865065 |  | ABCN | node_8101201_200977872 | node_8101201_200865065 | 213.77 | bal_3P_1/0AA_1/0AA(N) | 8101201 | no | no |  |  | no |  |  | 0 | 0 | 0 | 0
oh_line_8101201_200865083 |  | ABCN | node_8101201_200865084 | node_8101201_200865083 | 132.071 | bal_3P_477AL_1/0AC(N) | 8101201 | no | no |  |  | no |  |  | 0 | 0 | 0 | 0
oh_line_8101201_200865084 |  | ABCN | node_8101201_200865085 | node_8101201_200865084 | 108.313 | bal_3P_477AL_4/0AL(N) | 8101201 | no | no |  |  | no |  |  | 0 | 0 | 0 | 0
oh_line_8101201_200865085 |  | ABCN | node_8101201_200865086 | node_8101201_200865085 | 115.334 | bal_3P_477AL_4/0AL(N) | 8101201 | no | no |  |  | no |  |  | 0 | 0 | 0 | 0
oh_line_8101201_200865086 |  | ABCN | node_8101201_200865088 | node_8101201_200865086 | 56.807 | bal_3P_477AL_4/0AL(N) | 8101201 | no | no |  |  | no |  |  | 0 | 0 | 0 | 0
oh_line_8101201_200865088 |  | ABCN | node_8101201_200865089 | node_intto1_8101201_200865088 | 128.592 | bal_3P_477AL_4/0AC(N) | 8101201 | no | no |  |  | no |  |  | 0 | 0 | 0 | 0
oh_line_8101201_200865089 |  | ABCN | node_8101201_200865091 | node_8101201_200865089 | 127.902 | bal_3P_477AL_4/0AC(N) | 8101201 | no | no |  |  | no |  |  | 0 | 0 | 0 | 0
oh_line_8101201_200865091 |  | ABCN | node_8101201_200865092 | node_8101201_200865091 | 109.194 | bal_3P_477AL_4/0AL(N) | 8101201 | no | no |  |  | no |  |  | 0 | 0 | 0 | 0
oh_line_8101201_200865092-1 |  | ABCN | node_1371126_56_15294280_288 | node_8101201_200865092 | 11.367 | bal_3P_477AL_4/0AL(N) | 8101201 | no | no |  |  | no |  |  | 0 | 0 | 0 | 0
oh_line_8101201_200865092-2 |  | ABCN | node_8101201_200865093 | node_1371126_56_15294280_288 | 117.833 | bal_3P_477AL_4/0AL(N) | 8101201 | no | no |  |  | no |  |  | 0 | 0 | 0 | 0
oh_line_8101201_200865093 |  | ABCN | node_8101201_200865094 | node_8101201_200865093 | 122.918 | bal_3P_477AL_4/0AL(N) | 8101201 | no | no |  |  | no |  |  | 0 | 0 | 0 | 0
oh_line_8101201_200865094 |  | ABCN | node_8101201_200865096 | node_intto1_8101201_200865094 | 122.695 | bal_3P_477AL_4/0AA(N) | 8101201 | no | no |  |  | no |  |  | 0 | 0 | 0 | 0
oh_line_8101201_200865096 |  | ABCN | node_8101201_200865098 | node_8101201_200865096 | 110.896 | bal_3P_477AL_4/0AA(N) | 8101201 | no | no |  |  | no |  |  | 0 | 0 | 0 | 0
oh_line_8101201_200865098 |  | ABCN | node_8101201_200865101 | node_8101201_200865098 | 159.983 | bal_3P_477AL_4/0AA(N) | 8101201 | no | no |  |  | no |  |  | 0 | 0 | 0 | 0
oh_line_8101201_200865101 |  | ABCN | node_8101201_200862654 | node_intto1_8101201_200865101 | 195.479 | bal_3P_4/0AL_1/0AA(N) | 8101201 | no | no |  |  | no |  |  | 0 | 0 | 0 | 0
oh_line_8101201_200865103 |  | ABCN | node_8101201_201013501 | node_8101201_200865103 | 196.391 | bal_3P_4/0AA_4/0AA(N) | 8101201 | no | no |  |  | no |  |  | 0 | 0 | 0 | 0
oh_line_8101201_200865105 |  | ABCN | node_8101201_200865107 | node_8101201_200865105 | 104.551 | bal_3P_336AL_4/0AA(N) | 8101201 | no | no |  |  | no |  |  | 0 | 0 | 0 | 0
oh_line_8101201_200865107 |  | ABCN | node_8101201_200865108 | node_8101201_200865107 | 106.946 | bal_3P_336AL_4/0AA(N) | 8101201 | no | no |  |  | no |  |  | 0 | 0 | 0 | 0
oh_line_8101201_200865108 |  | ABCN | node_8101201_200865109 | node_8101201_200865108 | 108.002 | bal_3P_336AL_4/0AA(N) | 8101201 | no | no |  |  | no |  |  | 0 | 0 | 0 | 0
oh_line_8101201_200865109 |  | ABCN | node_8101201_200865110 | node_8101201_200865109 | 121.465 | bal_3P_4/0AC_1/0AA(N) | 8101201 | no | no |  |  | no |  |  | 0 | 0 | 0 | 0
oh_line_8101201_200865110 |  | ABCN | node_8101201_200865111 | node_8101201_200865110 | 200.338 | bal_3P_4/0AC_1/0AA(N) | 8101201 | no | no |  |  | no |  |  | 0 | 0 | 0 | 0
oh_line_8101201_200865111 |  | ABCN | node_8101201_201020654 | node_8101201_200865111 | 255.359 | bal_3P_4/0AC_1/0AA(N) | 8101201 | no | no |  |  | no |  |  | 0 | 0 | 0 | 0
oh_line_8101201_200865112 |  | ABCN | node_8101201_200865111 | node_8101201_200865112 | 73.62 | bal_3P_1/0AC_1/0AC(N) | 8101201 | no | no |  |  | no |  |  | 0 | 0 | 0 | 0
oh_line_8101201_200865113 |  | ABCN | node_8101201_200865112 | node_8101201_200865113 | 164.283 | bal_3P_1/0AC_1/0AC(N) | 8101201 | no | no |  |  | no |  |  | 0 | 0 | 0 | 0
oh_line_8101201_200865115 |  | ABCN | node_8101201_200865113 | node_8101201_200865115 | 188.268 | bal_3P_1/0AC_1/0AC(N) | 8101201 | no | no |  |  | no |  |  | 0 | 0 | 0 | 0
oh_line_8101201_200865116 |  | ABCN | node_8101201_200865115 | node_intto1_8101201_200865116 | 93.823 | bal_3P_1/0AC_4/0AL(N) | 8101201 | no | no |  |  | no |  |  | 0 | 0 | 0 | 0
oh_line_8101201_200865119 |  | ABCN | node_8101201_200865121 | node_8101201_200865119 | 124.951 | bal_3P_4/0AC_1/0AC(N) | 8101201 | no | no |  |  | no |  |  | 0 | 0 | 0 | 0
oh_line_8101201_200865121 |  | ABCN | node_8101201_200865123 | node_8101201_200865121 | 107.012 | bal_3P_4/0AC_4/0AL(N) | 8101201 | no | no |  |  | no |  |  | 0 | 0 | 0 | 0
oh_line_8101201_200865123 |  | ABCN | node_8101201_200865127 | node_8101201_200865123 | 130.039 | bal_3P_336AL_4/0AL(N) | 8101201 | no | no |  |  | no |  |  | 0 | 0 | 0 | 0
oh_line_8101201_200865127 |  | ABCN | node_8101201_200865128 | node_8101201_200865127 | 121.359 | bal_3P_336AL_4/0AL(N) | 8101201 | no | no |  |  | no |  |  | 0 | 0 | 0 | 0
oh_line_8101201_200865128 |  | ABCN | node_8101201_200865129 | node_8101201_200865128 | 127.226 | bal_3P_336AL_4/0AL(N) | 8101201 | no | no |  |  | no |  |  | 0 | 0 | 0 | 0
oh_line_8101201_200865129 |  | ABCN | node_8101201_200865130 | node_8101201_200865129 | 129.397 | bal_3P_336AL_4/0AL(N) | 8101201 | no | no |  |  | no |  |  | 0 | 0 | 0 | 0
oh_line_8101201_200865130 |  | ABCN | node_8101201_200865133 | node_intto1_8101201_200865130 | 120.166 | bal_3P_336AL_4/0AL(N) | 8101201 | no | no |  |  | no |  |  | 0 | 0 | 0 | 0
oh_line_8101201_200865131 |  | ABCN | node_8101201_200865130 | node_8101201_200865131 | 108.309 | bal_3P_1/0AA_1/0AA(N) | 8101201 | no | no |  |  | no |  |  | 0 | 0 | 0 | 0
oh_line_8101201_200865132 |  | ABCN | node_8101201_200865131 | node_8101201_200865132 | 128.156 | bal_3P_1/0AA_1/0AA(N) | 8101201 | no | no |  |  | no |  |  | 0 | 0 | 0 | 0
oh_line_8101201_200865133 |  | ABCN | node_8101201_200865136 | node_8101201_200865133 | 112.692 | bal_3P_336AL_4/0AL(N) | 8101201 | no | no |  |  | no |  |  | 0 | 0 | 0 | 0
oh_line_8101201_200865136 |  | ABCN | node_8101201_200865137 | node_8101201_200865136 | 109.091 | bal_3P_336AL_4/0AL(N) | 8101201 | no | no |  |  | no |  |  | 0 | 0 | 0 | 0
oh_line_8101201_200865137 |  | ABCN | node_8101201_200865138 | node_8101201_200865137 | 138.043 | bal_3P_336AL_4/0AL(N) | 8101201 | no | no |  |  | no |  |  | 0 | 0 | 0 | 0
oh_line_8101201_200865138 |  | ABCN | node_8101201_200865140 | node_8101201_200865138 | 170.464 | bal_3P_4/0AA_1/0AA(N) | 8101201 | no | no |  |  | no |  |  | 0 | 0 | 0 | 0
oh_line_8101201_200865140 |  | ABCN | node_8101201_200865142 | node_8101201_200865140 | 181.57 | bal_3P_4/0AA_1/0AA(N) | 8101201 | no | no |  |  | no |  |  | 0 | 0 | 0 | 0
oh_line_8101201_200865142 |  | ABCN | node_8101201_200865143 | node_intto1_8101201_200865142 | 185.141 | bal_3P_4/0AA_1/0AA(N) | 8101201 | no | no |  |  | no |  |  | 0 | 0 | 0 | 0
oh_line_8101201_200865143 |  | ABCN | node_8101201_200865144 | node_8101201_200865143 | 174.034 | bal_3P_4/0AA_1/0AA(N) | 8101201 | no | no |  |  | no |  |  | 0 | 0 | 0 | 0
oh_line_8101201_200865144 |  | ABCN | node_8101201_200867388 | node_intto1_8101201_200865144 | 190.551 | bal_3P_477AL_4/0AA(N) | 8101201 | no | no |  |  | no |  |  | 0 | 0 | 0 | 0
oh_line_8101201_200865145 |  | ABCN | node_8101201_200865144 | node_8101201_200865145 | 155.829 | bal_3P_4/0AA_1/0AA(N) | 8101201 | no | no |  |  | no |  |  | 0 | 0 | 0 | 0
oh_line_8101201_200865146 |  | ABCN | node_8101201_200865145 | node_8101201_200865146 | 204.504 | bal_3P_4/0AA_1/0AA(N) | 8101201 | no | no |  |  | no |  |  | 0 | 0 | 0 | 0
oh_line_8101201_200865148 |  | ABCN | node_8101201_200865146 | node_intto1_8101201_200865148 | 129.884 | bal_3P_4/0AL_4/0AL(N) | 8101201 | no | no |  |  | no |  |  | 0 | 0 | 0 | 0
oh_line_8101201_200865149 |  | ABCN | node_8101201_200865148 | node_intto1_8101201_200865149 | 186.801 | bal_3P_1/0AA_1/0AA(N) | 8101201 | no | no |  |  | no |  |  | 0 | 0 | 0 | 0
oh_line_8101201_200865151 |  | ABCN | node_8101201_200865148 | node_8101201_200865151 | 156.389 | bal_3P_4/0AL_4/0AL(N) | 8101201 | no | no |  |  | no |  |  | 0 | 0 | 0 | 0
oh_line_8101201_200865153 |  | ABCN | node_8101201_200865151 | node_8101201_200865153 | 154.005 | bal_3P_4/0AL_4/0AL(N) | 8101201 | no | no |  |  | no |  |  | 0 | 0 | 0 | 0
oh_line_8101201_200865154 |  | ABCN | node_8101201_200865153 | node_8101201_200865154 | 156.816 | bal_3P_4/0AL_4/0AL(N) | 8101201 | no | no |  |  | no |  |  | 0 | 0 | 0 | 0
oh_line_8101201_200865155 |  | ABCN | node_8101201_200865154 | node_8101201_200865155 | 133.732 | bal_3P_4/0AL_4/0AL(N) | 8101201 | no | no |  |  | no |  |  | 0 | 0 | 0 | 0
oh_line_8101201_200865157-1 |  | ABCN | node_8101201_200865155 | node_intto1_220386774 | 105.153 | bal_3P_4/0AL_4/0AC(N) | 8101201 | no | no |  |  | no |  |  | 0 | 0 | 0 | 0
oh_line_8101201_200865157-2 |  | ABCN | node_220386774 | node_intto1_220463630 | 7.189 | bal_3P_4/0AL_4/0AC(N) | 8101201 | no | no |  |  | no |  |  | 0 | 0 | 0 | 0
oh_line_8101201_200865157-3 |  | ABCN | node_220463630 | node_intto1_220416192 | 8.271 | bal_3P_4/0AL_4/0AC(N) | 8101201 | no | no |  |  | no |  |  | 0 | 0 | 0 | 0
oh_line_8101201_200865157-4 |  | ABCN | node_220416192 | node_8101201_200865157 | 7.014 | bal_3P_4/0AL_4/0AC(N) | 8101201 | no | no |  |  | no |  |  | 0 | 0 | 0 | 0
oh_line_8101201_200865158 |  | ABCD | node_8101201_200865157 | node_8101201_200865158 | 157.722 | bal_3P_4/0AL | 8101201 | no | no |  |  | no |  |  | 0 | 0 | 0 | 0
oh_line_8101201_200865159 |  | ABCD | node_8101201_200865158 | node_8101201_200865159 | 125.707 | bal_3P_4/0AL | 8101201 | no | no |  |  | no |  |  | 0 | 0 | 0 | 0
oh_line_8101201_200865160 |  | ABCD | node_8101201_200865159 | node_8101201_200865160 | 197.319 | bal_3P_4/0AL | 8101201 | no | no |  |  | no |  |  | 0 | 0 | 0 | 0
oh_line_8101201_200865163 |  | ABCD | node_8101201_200865160 | node_8101201_200865163 | 164.13 | bal_3P_4/0AL | 8101201 | no | no |  |  | no |  |  | 0 | 0 | 0 | 0
oh_line_8101201_200865164 |  | ABCD | node_8101201_200865163 | node_8101201_200865164 | 150.922 | bal_3P_4/0AL | 8101201 | no | no |  |  | no |  |  | 0 | 0 | 0 | 0
oh_line_8101201_200865165 |  | AD | node_8101201_200865164 | node_8101201_200865165 | 74.2 | bal_1P_1/0AC | 8101201 | no | no |  |  | no |  |  | 0 | 0 | 0 | 0
oh_line_8101201_200865166 |  | AD | node_8101201_200865165 | node_8101201_200865166 | 298.181 | bal_1P_1/0AC | 8101201 | no | no |  |  | no |  |  | 0 | 0 | 0 | 0
oh_line_8101201_200865167 |  | AD | node_8101201_200865166 | node_8101201_200865167 | 296.249 | bal_1P_1/0AC | 8101201 | no | no |  |  | no |  |  | 0 | 0 | 0 | 0
oh_line_8101201_200865168 |  | ABCD | node_8101201_200865164 | node_8101201_200865168 | 112.258 | bal_3P_4/0AL | 8101201 | no | no |  |  | no |  |  | 0 | 0 | 0 | 0
oh_line_8101201_200865169 |  | ABCD | node_8101201_200865168 | node_8101201_200865169 | 172.01 | bal_3P_4/0AL | 8101201 | no | no |  |  | no |  |  | 0 | 0 | 0 | 0
oh_line_8101201_200865170 |  | ABCD | node_8101201_200865169 | node_8101201_200865170 | 147.406 | bal_3P_1/0AC | 8101201 | no | no |  |  | no |  |  | 0 | 0 | 0 | 0
oh_line_8101201_200865171 |  | ABCD | node_8101201_200865170 | node_8101201_200865171 | 246.776 | bal_3P_1/0AC | 8101201 | no | no |  |  | no |  |  | 0 | 0 | 0 | 0
oh_line_8101201_200865172 |  | ABCD | node_8101201_200865171 | node_8101201_200865172 | 253.872 | bal_3P_1/0AC | 8101201 | no | no |  |  | no |  |  | 0 | 0 | 0 | 0
oh_line_8101201_200865176 |  | ABCD | node_8101201_200865170 | node_8101201_200865176 | 129.616 | bal_3P_1/0AC | 8101201 | no | no |  |  | no |  |  | 0 | 0 | 0 | 0
oh_line_8101201_200865177 |  | ABCD | node_8101201_200865176 | node_8101201_200865177 | 132.313 | bal_3P_1/0AC | 8101201 | no | no |  |  | no |  |  | 0 | 0 | 0 | 0
oh_line_8101201_200865178 |  | ABCD | node_8101201_200865177 | node_8101201_200865178 | 173.332 | bal_3P_1/0AC | 8101201 | no | no |  |  | no |  |  | 0 | 0 | 0 | 0
oh_line_8101201_200865179 |  | ABCD | node_8101201_200865178 | node_8101201_200865179 | 150.74 | bal_3P_1/0AC | 8101201 | no | no |  |  | no |  |  | 0 | 0 | 0 | 0
oh_line_8101201_200865180 |  | ABCD | node_8101201_200865179 | node_8101201_200865180 | 235.901 | bal_3P_1/0AA | 8101201 | no | no |  |  | no |  |  | 0 | 0 | 0 | 0
oh_line_8101201_200865182 |  | ABCD | node_8101201_200865179 | node_8101201_200865182 | 176.462 | bal_3P_4/0AL | 8101201 | no | no |  |  | no |  |  | 0 | 0 | 0 | 0
oh_line_8101201_200865183 |  | ABCD | node_8101201_200865182 | node_8101201_200865183 | 178.355 | bal_3P_4/0AL | 8101201 | no | no |  |  | no |  |  | 0 | 0 | 0 | 0
oh_line_8101201_200865184 |  | ABCD | node_8101201_200865183 | node_8101201_200865184 | 181.732 | bal_3P_4/0AL | 8101201 | no | no |  |  | no |  |  | 0 | 0 | 0 | 0
oh_line_8101201_200865185 |  | ABCD | node_8101201_200865184 | node_8101201_200865185 | 65.828 | bal_3P_1/0AC | 8101201 | no | no |  |  | no |  |  | 0 | 0 | 0 | 0
oh_line_8101201_200865512 |  | ABCN | node_8101201_200865513 | node_intto1_1372041_738_15293941_092 | 158.298 | bal_3P_477AL_1/0AC(N) | 8101201 | no | no |  |  | no |  |  | 0 | 0 | 0 | 0
oh_line_8101201_200865513 |  | ABCN | node_8101201_200865083 | node_8101201_200865513 | 181.771 | bal_3P_477AL_1/0AC(N) | 8101201 | no | no |  |  | no |  |  | 0 | 0 | 0 | 0
oh_line_8101201_200867145 |  | ABCD | node_8101201_200917417 | node_8101201_200867145 | 136.392 | bal_3P_1/0AC | 8101201 | no | no |  |  | no |  |  | 0 | 0 | 0 | 0
oh_line_8101201_200867146 |  | ABCD | node_8101201_200917417 | node_intto1_8101201_200867146 | 219.106 | bal_3P_4/0AC | 8101201 | no | no |  |  | no |  |  | 0 | 0 | 0 | 0
oh_line_8101201_200867147 |  | AD | node_8101201_200917373 | node_8101201_200867147 | 157.229 | bal_1P_1/0AA | 8101201 | no | no |  |  | no |  |  | 0 | 0 | 0 | 0
oh_line_8101201_200867148 |  | ABCD | node_8101201_200936881 | node_8101201_200867148 | 120.816 | bal_3P_2/0CU | 8101201 | no | no |  |  | no |  |  | 0 | 0 | 0 | 0
oh_line_8101201_200867149 |  | ABCD | node_8101201_200867152 | node_intto1_8101201_200867149 | 61.72 | bal_3P_1/0AA | 8101201 | no | no |  |  | no |  |  | 0 | 0 | 0 | 0
oh_line_8101201_200867152 |  | ABCD | node_8101201_200867170 | node_8101201_200867152 | 133.302 | bal_3P_4/0AL | 8101201 | no | no |  |  | no |  |  | 0 | 0 | 0 | 0
oh_line_8101201_200867153 |  | ABCD | node_8101201_200867152 | node_8101201_200867153 | 31.242 | bal_3P_1/0AA | 8101201 | no | no |  |  | no |  |  | 0 | 0 | 0 | 0
oh_line_8101201_200867154 |  | ABCD | node_8101201_200867152 | node_8101201_200867154 | 151.617 | bal_3P_1/0AC | 8101201 | no | no |  |  | no |  |  | 0 | 0 | 0 | 0
oh_line_8101201_200867155 |  | ABCD | node_8101201_200867154 | node_8101201_200867155 | 145.352 | bal_3P_1/0AC | 8101201 | no | no |  |  | no |  |  | 0 | 0 | 0 | 0
oh_line_8101201_200867157 |  | ABCD | node_8101201_200867155 | node_8101201_200867157 | 158.381 | bal_3P_1/0AC | 8101201 | no | no |  |  | no |  |  | 0 | 0 | 0 | 0
oh_line_8101201_200867158 |  | ABCD | node_8101201_200867157 | node_8101201_200867158 | 214.32 | bal_3P_1/0AC | 8101201 | no | no |  |  | no |  |  | 0 | 0 | 0 | 0
oh_line_8101201_200867159 |  | ABCD | node_8101201_200867158 | node_8101201_200867159 | 188.517 | bal_3P_1/0AC | 8101201 | no | no |  |  | no |  |  | 0 | 0 | 0 | 0
oh_line_8101201_200867160 |  | ABCD | node_8101201_200867159 | node_8101201_200867160 | 217.502 | bal_3P_1/0AC | 8101201 | no | no |  |  | no |  |  | 0 | 0 | 0 | 0
oh_line_8101201_200867161 |  | ABCD | node_8101201_200867159 | node_8101201_200867161 | 192.126 | bal_3P_1/0AC | 8101201 | no | no |  |  | no |  |  | 0 | 0 | 0 | 0
oh_line_8101201_200867162 |  | ABCN | node_8101201_200962537 | node_8101201_200867162 | 63.78 | bal_3P_2/0CU_1/0AA(N) | 8101201 | no | no |  |  | no |  |  | 0 | 0 | 0 | 0
oh_line_8101201_200867163 |  | ABCD | node_8101201_200867161 | node_8101201_200867163 | 203.126 | bal_3P_1/0AC | 8101201 | no | no |  |  | no |  |  | 0 | 0 | 0 | 0
oh_line_8101201_200867164 |  | ABCD | node_8101201_200867163 | node_8101201_200867164 | 390.889 | bal_3P_1/0AA | 8101201 | no | no |  |  | no |  |  | 0 | 0 | 0 | 0
oh_line_8101201_200867165 |  | ABCD | node_8101201_200867162 | node_intto1_8101201_200867165 | 126.218 | bal_3P_2/0CU | 8101201 | no | no |  |  | no |  |  | 0 | 0 | 0 | 0
oh_line_8101201_200867166 |  | ABCD | node_8101201_200867165 | node_8101201_200867166 | 169.276 | bal_3P_2/0CU | 8101201 | no | no |  |  | no |  |  | 0 | 0 | 0 | 0
oh_line_8101201_200867168 |  | ABCD | node_8101201_200867148 | node_8101201_200867168 | 20.852 | bal_3P_4/0AL | 8101201 | no | no |  |  | no |  |  | 0 | 0 | 0 | 0
oh_line_8101201_200867169 |  | ABCD | node_8101201_200867168 | node_8101201_200867169 | 135.232 | bal_3P_4/0AL | 8101201 | no | no |  |  | no |  |  | 0 | 0 | 0 | 0
oh_line_8101201_200867170 |  | ABCD | node_8101201_200867169 | node_8101201_200867170 | 214.712 | bal_3P_4/0AL | 8101201 | no | no |  |  | no |  |  | 0 | 0 | 0 | 0
oh_line_8101201_200867239 |  | ABCN | node_8101201_200865101 | node_intto1_1370501_025_15294349_359 | 297.608 | bal_3P_477AL_4/0AA(N) | 8101201 | no | no |  |  | no |  |  | 0 | 0 | 0 | 0
oh_line_8101201_200867378 |  | ABCN | node_8101201_200867385 | node_8101201_200867378 | 173.8 | bal_3P_477AL_4/0AA(N) | 8101201 | no | no |  |  | no |  |  | 0 | 0 | 0 | 0
oh_line_8101201_200867379 |  | ABCN | node_8101201_200867378 | node_8101201_200867379 | 46.539 | bal_3P_1/0AC_1/0AA(N) | 8101201 | no | no |  |  | no |  |  | 0 | 0 | 0 | 0
oh_line_8101201_200867380 |  | ABCN | node_8101201_311929464 | node_8101201_200867380 | 30.191 | bal_3P_1/0AC_1/0AA(N) | 8101201 | no | no |  |  | no |  |  | 0 | 0 | 0 | 0
oh_line_8101201_200867381 |  | ABCN | node_8101201_200867380 | node_8101201_200867381 | 30.192 | bal_3P_1/0AC_1/0AA(N) | 8101201 | no | no |  |  | no |  |  | 0 | 0 | 0 | 0
oh_line_8101201_200867385 |  | ABCN | node_8101201_200867387 | node_intto1_8101201_200867385 | 154.316 | bal_3P_477AL_4/0AA(N) | 8101201 | no | no |  |  | no |  |  | 0 | 0 | 0 | 0
oh_line_8101201_200867387 |  | ABCN | node_8101201_200863738 | node_8101201_200867387 | 47.536 | bal_3P_477AL_4/0AA(N) | 8101201 | no | no |  |  | no |  |  | 0 | 0 | 0 | 0
oh_line_8101201_200867388 |  | ABCN | node_8101201_200867390 | node_8101201_200867388 | 150.747 | bal_3P_477AL_4/0AA(N) | 8101201 | no | no |  |  | no |  |  | 0 | 0 | 0 | 0
oh_line_8101201_200867389 |  | ABCN | node_8101201_200867388 | node_8101201_200867389 | 88.817 | bal_3P_1/0AA_1/0AA(N) | 8101201 | no | no |  |  | no |  |  | 0 | 0 | 0 | 0
oh_line_8101201_200867390 |  | ABCN | node_8101201_200867392 | node_8101201_200867390 | 221.667 | bal_3P_477AL_4/0AA(N) | 8101201 | no | no |  |  | no |  |  | 0 | 0 | 0 | 0
oh_line_8101201_200867391 |  | ABCN | node_8101201_200867390 | node_intto1_8101201_200867391 | 126.3 | bal_3P_4/0AA_1/0AA(N) | 8101201 | no | no |  |  | no |  |  | 0 | 0 | 0 | 0
oh_line_8101201_200867392 |  | ABCN | node_8101201_200867393 | node_8101201_200867392 | 194.731 | bal_3P_477AL_4/0AA(N) | 8101201 | no | no |  |  | no |  |  | 0 | 0 | 0 | 0
oh_line_8101201_200867393 |  | ABCN | node_8101201_200867394 | node_8101201_200867393 | 247.199 | bal_3P_477AL_4/0AA(N) | 8101201 | no | no |  |  | no |  |  | 0 | 0 | 0 | 0
oh_line_8101201_200867394 |  | ABCN | node_8101201_200867395 | node_8101201_200867394 | 222.773 | bal_3P_477AL_4/0AA(N) | 8101201 | no | no |  |  | no |  |  | 0 | 0 | 0 | 0
oh_line_8101201_200867395 |  | ABCN | node_8101201_200867396 | node_8101201_200867395 | 133.882 | bal_3P_477AL_4/0AA(N) | 8101201 | no | no |  |  | no |  |  | 0 | 0 | 0 | 0
oh_line_8101201_200867396 |  | ABCN | node_8101201_200867378 | node_8101201_200867396 | 170.748 | bal_3P_477AL_4/0AA(N) | 8101201 | no | no |  |  | no |  |  | 0 | 0 | 0 | 0
oh_line_8101201_200917373 |  | AD | node_8101201_200867164 | node_8101201_200917373 | 155.106 | bal_1P_1/0AA | 8101201 | no | no |  |  | no |  |  | 0 | 0 | 0 | 0
oh_line_8101201_200917417 |  | ABCD | node_8101201_200867163 | node_intto1_8101201_200917417 | 225.872 | bal_3P_1/0AC | 8101201 | no | no |  |  | no |  |  | 0 | 0 | 0 | 0
oh_line_8101201_200917418 |  | AN | node_8101201_200865091 | node_8101201_200917418 | 167.413 | bal_1P_477AL_4/0AA(N) | 8101201 | no | no |  |  | no |  |  | 0 | 0 | 0 | 0
oh_line_8101201_200936881 |  | ABCD | node_8101201_200867166 | node_8101201_200936881 | 44.82 | bal_3P_2/0CU | 8101201 | no | no |  |  | no |  |  | 0 | 0 | 0 | 0
oh_line_8101201_200949194 |  | ABCN | node_8101201_200865119 | node_8101201_200949194 | 57.264 | bal_3P_1/0AA_1/0AA(N) | 8101201 | no | no |  |  | no |  |  | 0 | 0 | 0 | 0
oh_line_8101201_200959306 |  | AN | node_8101201_200977872 | node_8101201_200959306 | 295.387 | bal_1P_WYECUST | 8101201 | no | no |  |  | no |  |  | 0 | 0 | 0 | 0
oh_line_8101201_200962536 |  | ABCN | node_8101201_200865109 | node_8101201_200962536 | 106.933 | bal_3P_2/0CU_1/0AA(N) | 8101201 | no | no |  |  | no |  |  | 0 | 0 | 0 | 0
oh_line_8101201_200962537 |  | ABCN | node_8101201_200962538 | node_8101201_200962537 | 18.303 | bal_3P_2/0CU_1/0AA(N) | 8101201 | no | no |  |  | no |  |  | 0 | 0 | 0 | 0
oh_line_8101201_200962538-1 |  | ABCN | node_220511101 | node_8101201_200962538 | 2.236 | bal_3P_2/0CU_1/0AA(N) | 8101201 | no | no |  |  | no |  |  | 0 | 0 | 0 | 0
oh_line_8101201_200962538-2 |  | ABCN | node_311908255 | node_intto1_220511101 | 2.438 | bal_3P_2/0CU_1/0AA(N) | 8101201 | no | no |  |  | no |  |  | 0 | 0 | 0 | 0
oh_line_8101201_200962538-3 |  | ABCN | node_220386526 | node_intto1_311908255 | 27.186 | bal_3P_2/0CU_1/0AA(N) | 8101201 | no | no |  |  | no |  |  | 0 | 0 | 0 | 0
oh_line_8101201_200962538-4 |  | ABCN | node_8101201_200962536 | node_intto1_220386526 | 6.479 | bal_3P_2/0CU_1/0AA(N) | 8101201 | no | no |  |  | no |  |  | 0 | 0 | 0 | 0
oh_line_8101201_200970504 |  | ABCN | node_8101201_200865115 | node_8101201_200970504 | 187.046 | bal_3P_1/0AA_1/0AA(N) | 8101201 | no | no |  |  | no |  |  | 0 | 0 | 0 | 0
oh_line_8101201_200974831 |  | ABCN | node_8101201_310045006 | node_8101201_200974831 | 150.684 | bal_3P_477AL_4/0AA(N) | 8101201 | no | no |  |  | no |  |  | 0 | 0 | 0 | 0
oh_line_8101201_200977872 |  | ABCN | node_8101201_311875784 | node_8101201_200977872 | 722.465 | bal_3P_WYECUST | 8101201 | no | no |  |  | no |  |  | 0 | 0 | 0 | 0
oh_line_8101201_200983422 |  | ABCN | node_8101201_200863662 | node_8101201_200983422 | 106.096 | bal_3P_1/0AA_1/0AA(N) | 8101201 | no | no |  |  | no |  |  | 0 | 0 | 0 | 0
oh_line_8101201_201013501 |  | ABCN | node_8101201_200862668 | node_8101201_201013501 | 257.234 | bal_3P_4/0AA_4/0AA(N) | 8101201 | no | no |  |  | no |  |  | 0 | 0 | 0 | 0
oh_line_8101201_201015285 |  | ABCN | node_8101201_200862028 | node_8101201_201015285 | 133.675 | bal_3P_477AL_4/0AC(N) | 8101201 | no | no |  |  | no |  |  | 0 | 0 | 0 | 0
oh_line_8101201_201020654 |  | ABCN | node_8101201_200865119 | node_8101201_201020654 | 135.488 | bal_3P_4/0AC_4/0AC(N) | 8101201 | no | no |  |  | no |  |  | 0 | 0 | 0 | 0
oh_line_8101201_201040464 |  | ABCN | node_8101201_200862658 | node_8101201_201040464 | 234.752 | bal_3P_4/0AC_4/0AA(N) | 8101201 | no | no |  |  | no |  |  | 0 | 0 | 0 | 0
oh_line_8101201_201061066 |  | ABCN | node_8101201_200865103 | node_intto1_8101201_201061066 | 85.637 | bal_3P_1/0AL_1/0AL(N) | 8101201 | no | no |  |  | no |  |  | 0 | 0 | 0 | 0
oh_line_8101201_310014574 |  | ABCN | node_8101201_200974831 | node_8101201_310014574 | 174.825 | bal_3P_477AL_4/0AA(N) | 8101201 | no | no |  |  | no |  |  | 0 | 0 | 0 | 0
oh_line_8101201_310014689 |  | AN | node_8101201_200865065 | node_8101201_310014689 | 860.013 | bal_1P_WYECUST | 8101201 | no | no |  |  | no |  |  | 0 | 0 | 0 | 0
oh_line_8101201_310014690 |  | AN | node_8101201_310014689 | node_8101201_310014690 | 99.829 | bal_1P_WYECUST | 8101201 | no | no |  |  | no |  |  | 0 | 0 | 0 | 0
oh_line_8101201_310044979 |  | ABCN | node_8101201_200863090 | node_8101201_310044979 | 158.838 | bal_3P_477AL_4/0AL(N) | 8101201 | no | no |  |  | no |  |  | 0 | 0 | 0 | 0
oh_line_8101201_310044991 |  | ABCN | node_8101201_310044979 | node_8101201_310044991 | 151.751 | bal_3P_477AL_4/0AL(N) | 8101201 | no | no |  |  | no |  |  | 0 | 0 | 0 | 0
oh_line_8101201_310044995 |  | ABCN | node_8101201_310044991 | node_8101201_310044995 | 150.307 | bal_3P_477AL_4/0AL(N) | 8101201 | no | no |  |  | no |  |  | 0 | 0 | 0 | 0
oh_line_8101201_310044998 |  | ABCN | node_8101201_310044995 | node_8101201_310044998 | 111.458 | bal_3P_477AL_4/0AA(N) | 8101201 | no | no |  |  | no |  |  | 0 | 0 | 0 | 0
oh_line_8101201_310045003 |  | ABCN | node_8101201_310044998 | node_8101201_310045003 | 173.362 | bal_3P_477AL_4/0AL(N) | 8101201 | no | no |  |  | no |  |  | 0 | 0 | 0 | 0
oh_line_8101201_310045006 |  | ABCN | node_8101201_310045003 | node_8101201_310045006 | 192.097 | bal_3P_477AL_4/0AA(N) | 8101201 | no | no |  |  | no |  |  | 0 | 0 | 0 | 0
oh_line_8101201_311875784 |  | ABCN | node_8101201_200865146 | node_8101201_311875784 | 240.104 | bal_3P_1/0AA_1/0AA(N) | 8101201 | no | no |  |  | no |  |  | 0 | 0 | 0 | 0
oh_line_8101201_311929464 |  | ABCN | node_8101201_200867379 | node_8101201_311929464 | 182.469 | bal_3P_1/0AC_1/0AA(N) | 8101201 | no | no |  |  | no |  |  | 0 | 0 | 0 | 0
oh_line_8101201_312005097 |  | AD | node_8101201_200865177 | node_8101201_312005097 | 57.198 | bal_1P_1/0AA | 8101201 | no | no |  |  | no |  |  | 0 | 0 | 0 | 0
oh_line_8101201_312005099 |  | AD | node_8101201_312005097 | node_8101201_312005099 | 223.947 | bal_1P_1/0AA | 8101201 | no | no |  |  | no |  |  | 0 | 0 | 0 | 0
oh_line_8101201_312088396 |  | ABCN | node_8101201_200865144 | node_8101201_312088396 | 76.036 | bal_3P_1/0AA_1/0AA(N) | 8101201 | no | no |  |  | no |  |  | 0 | 0 | 0 | 0
oh_line_8101201_312088400 |  | ABCN | node_8101201_312088396 | node_8101201_312088400 | 307.165 | bal_3P_1/0AA_1/0AA(N) | 8101201 | no | no |  |  | no |  |  | 0 | 0 | 0 | 0
oh_line_8101201_312106094 |  | ABCN | node_8101201_312088400 | node_intto1_8101201_312106094 | 197.096 | bal_3P_WYECUST | 8101201 | no | no |  |  | no |  |  | 0 | 0 | 0 | 0
oh_line_8101201_312118272 |  | ABCN | node_8101201_200865146 | node_8101201_312118272 | 33.682 | bal_3P_1/0AA_1/0AA(N) | 8101201 | no | no |  |  | no |  |  | 0 | 0 | 0 | 0
oh_line_TAP_OH_905535 |  | ABN | node_8101201_200863057 | node_1368227_611_15292306_34 | 0.033 | unb_TAPWIRE_OH | 8101201 | no | no |  |  | no |  |  | 0 | 0 | 0 | 0
oh_line_TAP_OH_905704 |  | ABCN | node_8101201_200863651 | node_1371604_384_15294389_876 | 0.033 | unb_TAPWIRE_OH | 8101201 | no | no |  |  | no |  |  | 0 | 0 | 0 | 0
oh_line_TAP_OH_905716 |  | ABCN | node_8101201_200863680 | node_1373606_234_15296210_748 | 0.033 | unb_TAPWIRE_OH | 8101201 | no | no |  |  | no |  |  | 0 | 0 | 0 | 0
oh_line_TAP_OH_905723 |  | ABCN | node_8101201_200863742 | node_1367212_538_15291458_225 | 0.033 | unb_TAPWIRE_OH | 8101201 | no | no |  |  | no |  |  | 0 | 0 | 0 | 0
oh_line_TAP_OH_905727 |  | ABCN | node_8101201_200863751 | node_1365799_208_15291240_161 | 0.033 | unb_TAPWIRE_OH | 8101201 | no | no |  |  | no |  |  | 0 | 0 | 0 | 0
oh_line_TAP_OH_906108 |  | ABCN | node_8101201_200865088 | node_1371479_845_15294139_758 | 0.033 | unb_TAPWIRE_OH | 8101201 | no | no |  |  | no |  |  | 0 | 0 | 0 | 0
oh_line_TAP_OH_906110 |  | ABCN | node_8101201_200865094 | node_1370899_789_15294369_451 | 0.033 | unb_TAPWIRE_OH | 8101201 | no | no |  |  | no |  |  | 0 | 0 | 0 | 0
oh_line_TAP_OH_906113 |  | ABCN | node_8101201_200865107 | node_1369565_354_15294753_529 | 0.033 | unb_TAPWIRE_OH | 8101201 | no | no |  |  | no |  |  | 0 | 0 | 0 | 0
oh_line_TAP_OH_906114 |  | ABCN | node_8101201_200865110 | node_1369304_955_15294744_822 | 0.033 | unb_TAPWIRE_OH | 8101201 | no | no |  |  | no |  |  | 0 | 0 | 0 | 0
oh_line_TAP_OH_906115 |  | ABCN | node_8101201_200865111 | node_1369102_065_15294669_876 | 0.033 | unb_TAPWIRE_OH | 8101201 | no | no |  |  | no |  |  | 0 | 0 | 0 | 0
oh_line_TAP_OH_906116 |  | ABCN | node_8101201_200865116 | node_1369576_958_15294554_601 | 0.033 | unb_TAPWIRE_OH | 8101201 | no | no |  |  | no |  |  | 0 | 0 | 0 | 0
oh_line_TAP_OH_906119 |  | ABCN | node_8101201_200865130 | node_1368318_786_15293851_456 | 0.033 | unb_TAPWIRE_OH | 8101201 | no | no |  |  | no |  |  | 0 | 0 | 0 | 0
oh_line_TAP_OH_906122 |  | ABCN | node_8101201_200865142 | node_1367592_566_15293445_316 | 0.033 | unb_TAPWIRE_OH | 8101201 | no | no |  |  | no |  |  | 0 | 0 | 0 | 0
oh_line_TAP_OH_906123 |  | ABCN | node_8101201_200865145 | node_1367103_657_15293258_98 | 0.033 | unb_TAPWIRE_OH | 8101201 | no | no |  |  | no |  |  | 0 | 0 | 0 | 0
oh_line_TAP_OH_906130 |  | AN | node_8101201_200865166 | node_1365369_548_15292654_156 | 0.033 | unb_TAPWIRE_OH | 8101201 | no | no |  |  | no |  |  | 0 | 0 | 0 | 0
oh_line_TAP_OH_906131 |  | AN | node_8101201_200865167 | node_1365145_778_15292906_816 | 0.033 | unb_TAPWIRE_OH | 8101201 | no | no |  |  | no |  |  | 0 | 0 | 0 | 0
oh_line_TAP_OH_906137 |  | ABCN | node_8101201_200865180 | node_1364806_507_15291847_264 | 0.033 | unb_TAPWIRE_OH | 8101201 | no | no |  |  | no |  |  | 0 | 0 | 0 | 0
oh_line_TAP_OH_906138 |  | ABCN | node_8101201_200865183 | node_1364222_618_15292042_203 | 0.033 | unb_TAPWIRE_OH | 8101201 | no | no |  |  | no |  |  | 0 | 0 | 0 | 0
oh_line_TAP_OH_906741 |  | AN | node_8101201_200867147 | node_1370486_013_15297737_637 | 0.033 | unb_TAPWIRE_OH | 8101201 | no | no |  |  | no |  |  | 0 | 0 | 0 | 0
oh_line_TAP_OH_906744 |  | ABCN | node_8101201_200867155 | node_1369681_884_15296284_975 | 0.033 | unb_TAPWIRE_OH | 8101201 | no | no |  |  | no |  |  | 0 | 0 | 0 | 0
oh_line_TAP_OH_906823 |  | ABCN | node_8101201_200867389 | node_1367357_626_15293050_383 | 0.033 | unb_TAPWIRE_OH | 8101201 | no | no |  |  | no |  |  | 0 | 0 | 0 | 0
oh_line_TAP_OH_906824 |  | ABCN | node_8101201_200867393 | node_1367460_302_15292588_448 | 0.033 | unb_TAPWIRE_OH | 8101201 | no | no |  |  | no |  |  | 0 | 0 | 0 | 0
oh_line_TAP_OH_921933 |  | AN | node_8101201_200959306 | node_1366360_286_15294066_28 | 0.033 | unb_TAPWIRE_OH | 8101201 | no | no |  |  | no |  |  | 0 | 0 | 0 | 0
oh_line_TAP_OH_1455626 |  | AN | node_8101201_310014690 | node_1366527_348_15295245_844 | 0.033 | unb_TAPWIRE_OH | 8101201 | no | no |  |  | no |  |  | 0 | 0 | 0 | 0
oh_line_TAP_OH_1819663 |  | ABCN | node_8101201_200863653 | node_1371750_65_15294817_209 | 0.033 | unb_TAPWIRE_OH | 8101201 | no | no |  |  | no |  |  | 0 | 0 | 0 | 0
oh_line_TAP_OH_2136926 |  | ABCN | node_8101201_200867146 | node_1370778_893_15297094_923 | 0.033 | unb_TAPWIRE_OH | 8101201 | no | no |  |  | no |  |  | 0 | 0 | 0 | 0
oh_line_TAP_OH_2136927 |  | ABCN | node_8101201_200867146 | node_1370774_816_15297120_943 | 0.033 | unb_TAPWIRE_OH | 8101201 | no | no |  |  | no |  |  | 0 | 0 | 0 | 0
oh_line_TAP_OH_2136928 |  | ABCN | node_8101201_200867146 | node_1370777_808_15297068_325 | 0.033 | unb_TAPWIRE_OH | 8101201 | no | no |  |  | no |  |  | 0 | 0 | 0 | 0
oh_line_TAP_OH_2136929 |  | ABCN | node_8101201_200863681 | node_1373688_287_15296380_907 | 0.033 | unb_TAPWIRE_OH | 8101201 | no | no |  |  | no |  |  | 0 | 0 | 0 | 0
oh_line_TAP_OH_2136930 |  | ABCN | node_8101201_200863681 | node_1373669_924_15296390_784 | 0.033 | unb_TAPWIRE_OH | 8101201 | no | no |  |  | no |  |  | 0 | 0 | 0 | 0
oh_line_TAP_OH_2136931 |  | ABCN | node_8101201_200863681 | node_1373704_089_15296364_967 | 0.033 | unb_TAPWIRE_OH | 8101201 | no | no |  |  | no |  |  | 0 | 0 | 0 | 0
oh_line_TAP_OH_2136935 |  | ABCN | node_8101201_200867162 | node_1369375_908_15295083_676 | 0.033 | unb_TAPWIRE_OH | 8101201 | no | no |  |  | no |  |  | 0 | 0 | 0 | 0
oh_line_TAP_OH_2136936 |  | ABCN | node_8101201_200867162 | node_1369380_583_15295097_373 | 0.033 | unb_TAPWIRE_OH | 8101201 | no | no |  |  | no |  |  | 0 | 0 | 0 | 0
oh_line_TAP_OH_2136953 |  | ABCN | node_8101201_200867385 | node_1367793_625_15291618_915 | 0.033 | unb_TAPWIRE_OH | 8101201 | no | no |  |  | no |  |  | 0 | 0 | 0 | 0
oh_line_TAP_OH_2136962 |  | ABCN | node_8101201_200867159 | node_1370078_008_15296678_57 | 0.033 | unb_TAPWIRE_OH | 8101201 | no | no |  |  | no |  |  | 0 | 0 | 0 | 0
oh_line_TAP_OH_2136963 |  | ABCN | node_8101201_200867159 | node_1370086_097_15296702_957 | 0.033 | unb_TAPWIRE_OH | 8101201 | no | no |  |  | no |  |  | 0 | 0 | 0 | 0
oh_line_TAP_OH_2136982 |  | ABCN | node_8101201_201040464 | node_1368675_247_15293392_62 | 0.033 | unb_TAPWIRE_OH | 8101201 | no | no |  |  | no |  |  | 0 | 0 | 0 | 0
oh_line_TAP_OH_2136983 |  | ABCN | node_8101201_201040464 | node_1368656_118_15293399_47 | 0.033 | unb_TAPWIRE_OH | 8101201 | no | no |  |  | no |  |  | 0 | 0 | 0 | 0
oh_line_TAP_OH_2136984 |  | ABCN | node_8101201_201040464 | node_1368692_368_15293379_343 | 0.033 | unb_TAPWIRE_OH | 8101201 | no | no |  |  | no |  |  | 0 | 0 | 0 | 0
oh_line_TAP_OH_2137014 |  | ABCN | node_8101201_200865159 | node_1365904_547_15292606_571 | 0.033 | unb_TAPWIRE_OH | 8101201 | no | no |  |  | no |  |  | 0 | 0 | 0 | 0
oh_line_TAP_OH_2137015 |  | ABCN | node_8101201_200865159 | node_1365893_38_15292584_459 | 0.033 | unb_TAPWIRE_OH | 8101201 | no | no |  |  | no |  |  | 0 | 0 | 0 | 0
oh_line_TAP_OH_2137016 |  | ABCN | node_8101201_200863743 | node_1367070_193_15291496_903 | 0.033 | unb_TAPWIRE_OH | 8101201 | no | no |  |  | no |  |  | 0 | 0 | 0 | 0
oh_line_TAP_OH_2137017 |  | ABCN | node_8101201_200863743 | node_1367051_982_15291486_181 | 0.033 | unb_TAPWIRE_OH | 8101201 | no | no |  |  | no |  |  | 0 | 0 | 0 | 0
oh_line_TAP_OH_2137018 |  | ABCN | node_8101201_200863743 | node_1367089_817_15291500_951 | 0.033 | unb_TAPWIRE_OH | 8101201 | no | no |  |  | no |  |  | 0 | 0 | 0 | 0
oh_line_TAP_OH_2137034 |  | ABCN | node_8101201_200867164 | node_1370436_223_15297396_766 | 0.033 | unb_TAPWIRE_OH | 8101201 | no | no |  |  | no |  |  | 0 | 0 | 0 | 0
oh_line_TAP_OH_2137035 |  | ABCN | node_8101201_200867164 | node_1370437_651_15297423_338 | 0.033 | unb_TAPWIRE_OH | 8101201 | no | no |  |  | no |  |  | 0 | 0 | 0 | 0
oh_line_TAP_OH_2137036 |  | ABCN | node_8101201_200867164 | node_1370429_726_15297371_548 | 0.033 | unb_TAPWIRE_OH | 8101201 | no | no |  |  | no |  |  | 0 | 0 | 0 | 0
oh_line_TAP_OH_2137037 |  | ABCN | node_8101201_200865084 | node_1371720_19_15293996_306 | 0.033 | unb_TAPWIRE_OH | 8101201 | no | no |  |  | no |  |  | 0 | 0 | 0 | 0
oh_line_TAP_OH_2137038 |  | ABCN | node_8101201_200865084 | node_1371738_556_15293986_431 | 0.033 | unb_TAPWIRE_OH | 8101201 | no | no |  |  | no |  |  | 0 | 0 | 0 | 0
oh_line_TAP_OH_2137039 |  | ABCN | node_8101201_200865084 | node_1371704_386_15294012_244 | 0.033 | unb_TAPWIRE_OH | 8101201 | no | no |  |  | no |  |  | 0 | 0 | 0 | 0
oh_line_TAP_OH_2137046 |  | ABCN | node_8101201_200865093 | node_1370983_037_15294209_669 | 0.033 | unb_TAPWIRE_OH | 8101201 | no | no |  |  | no |  |  | 0 | 0 | 0 | 0
oh_line_TAP_OH_2137047 |  | ABCN | node_8101201_200865093 | node_1371002_389_15294204_03 | 0.033 | unb_TAPWIRE_OH | 8101201 | no | no |  |  | no |  |  | 0 | 0 | 0 | 0
oh_line_TAP_OH_2137048 |  | ABCN | node_8101201_200865093 | node_1370965_466_15294221_851 | 0.033 | unb_TAPWIRE_OH | 8101201 | no | no |  |  | no |  |  | 0 | 0 | 0 | 0
oh_line_TAP_OH_2137062 |  | ABCN | node_8101201_200862028 | node_1367660_8_15291489_256 | 0.033 | unb_TAPWIRE_OH | 8101201 | no | no |  |  | no |  |  | 0 | 0 | 0 | 0
oh_line_TAP_OH_2137063 |  | ABCN | node_8101201_200862028 | node_1367642_078_15291480_287 | 0.033 | unb_TAPWIRE_OH | 8101201 | no | no |  |  | no |  |  | 0 | 0 | 0 | 0
oh_line_TAP_OH_2137064 |  | ABCN | node_8101201_200862028 | node_1367680_578_15291491_43 | 0.033 | unb_TAPWIRE_OH | 8101201 | no | no |  |  | no |  |  | 0 | 0 | 0 | 0
oh_line_TAP_OH_2143346 |  | ABCN | node_8101201_200865132 | node_1368084_672_15294123_121 | 0.033 | unb_TAPWIRE_OH | 8101201 | no | no |  |  | no |  |  | 0 | 0 | 0 | 0
oh_line_TAP_OH_2143347 |  | ABCN | node_8101201_200865132 | node_1368074_5_15294100_168 | 0.033 | unb_TAPWIRE_OH | 8101201 | no | no |  |  | no |  |  | 0 | 0 | 0 | 0
oh_line_TAP_OH_2143348 |  | ABCN | node_8101201_200865132 | node_1368098_904_15294141_799 | 0.033 | unb_TAPWIRE_OH | 8101201 | no | no |  |  | no |  |  | 0 | 0 | 0 | 0
oh_line_TAP_OH_2143364 |  | ABCN | node_8101201_200862669 | node_1369783_895_15294148_339 | 0.033 | unb_TAPWIRE_OH | 8101201 | no | no |  |  | no |  |  | 0 | 0 | 0 | 0
oh_line_TAP_OH_2143365 |  | ABCN | node_8101201_200862669 | node_1369802_399_15294158_091 | 0.033 | unb_TAPWIRE_OH | 8101201 | no | no |  |  | no |  |  | 0 | 0 | 0 | 0
oh_line_TAP_OH_2143369 |  | ABCN | node_8101201_200867149 | node_1369700_809_15296020_164 | 0.033 | unb_TAPWIRE_OH | 8101201 | no | no |  |  | no |  |  | 0 | 0 | 0 | 0
oh_line_TAP_OH_2143370 |  | ABCN | node_8101201_200867149 | node_1369698_636_15296046_61 | 0.033 | unb_TAPWIRE_OH | 8101201 | no | no |  |  | no |  |  | 0 | 0 | 0 | 0
oh_line_TAP_OH_2143371 |  | ABCN | node_8101201_200867149 | node_1369697_807_15295993_815 | 0.033 | unb_TAPWIRE_OH | 8101201 | no | no |  |  | no |  |  | 0 | 0 | 0 | 0
oh_line_TAP_OH_2143378 |  | ABCN | node_8101201_200867169 | node_1369609_257_15295664_355 | 0.033 | unb_TAPWIRE_OH | 8101201 | no | no |  |  | no |  |  | 0 | 0 | 0 | 0
oh_line_TAP_OH_2143379 |  | ABCN | node_8101201_200867169 | node_1369607_106_15295690_805 | 0.033 | unb_TAPWIRE_OH | 8101201 | no | no |  |  | no |  |  | 0 | 0 | 0 | 0
oh_line_TAP_OH_2143380 |  | ABCN | node_8101201_200867169 | node_1369606_233_15295638_011 | 0.033 | unb_TAPWIRE_OH | 8101201 | no | no |  |  | no |  |  | 0 | 0 | 0 | 0
oh_line_TAP_OH_2143381 |  | ABCN | node_8101201_200867160 | node_1369871_967_15297011_125 | 0.033 | unb_TAPWIRE_OH | 8101201 | no | no |  |  | no |  |  | 0 | 0 | 0 | 0
oh_line_TAP_OH_2143382 |  | ABCN | node_8101201_200867160 | node_1369857_122_15296993_333 | 0.033 | unb_TAPWIRE_OH | 8101201 | no | no |  |  | no |  |  | 0 | 0 | 0 | 0
oh_line_TAP_OH_2143383 |  | ABCN | node_8101201_200867160 | node_1369889_708_15297023_184 | 0.033 | unb_TAPWIRE_OH | 8101201 | no | no |  |  | no |  |  | 0 | 0 | 0 | 0
oh_line_TAP_OH_2143392 |  | ABCN | node_8101201_200862653 | node_1370122_88_15294053_67 | 0.033 | unb_TAPWIRE_OH | 8101201 | no | no |  |  | no |  |  | 0 | 0 | 0 | 0
oh_line_TAP_OH_2143393 |  | ABCN | node_8101201_200862653 | node_1370145_466_15294058_15 | 0.033 | unb_TAPWIRE_OH | 8101201 | no | no |  |  | no |  |  | 0 | 0 | 0 | 0
oh_line_TAP_OH_2143394 |  | ABCN | node_8101201_200862653 | node_1370096_453_15294047_068 | 0.033 | unb_TAPWIRE_OH | 8101201 | no | no |  |  | no |  |  | 0 | 0 | 0 | 0
oh_line_TAP_OH_2143395 |  | ABCN | node_8101201_200983422 | node_1373892_217_15295965_928 | 0.033 | unb_TAPWIRE_OH | 8101201 | no | no |  |  | no |  |  | 0 | 0 | 0 | 0
oh_line_TAP_OH_2143396 |  | ABCN | node_8101201_200983422 | node_1373910_313_15295955_211 | 0.033 | unb_TAPWIRE_OH | 8101201 | no | no |  |  | no |  |  | 0 | 0 | 0 | 0
oh_line_TAP_OH_2143397 |  | ABCN | node_8101201_200983422 | node_1373876_834_15295982_59 | 0.033 | unb_TAPWIRE_OH | 8101201 | no | no |  |  | no |  |  | 0 | 0 | 0 | 0
oh_line_TAP_OH_2143400 |  | ABCN | node_8101201_200867380 | node_1367511_636_15291890_103 | 0.033 | unb_TAPWIRE_OH | 8101201 | no | no |  |  | no |  |  | 0 | 0 | 0 | 0
oh_line_TAP_OH_2143401 |  | ABCN | node_8101201_200867380 | node_1367492_898_15291881_197 | 0.033 | unb_TAPWIRE_OH | 8101201 | no | no |  |  | no |  |  | 0 | 0 | 0 | 0
oh_line_TAP_OH_2143402 |  | ABCN | node_8101201_200867380 | node_1367531_417_15291892_211 | 0.033 | unb_TAPWIRE_OH | 8101201 | no | no |  |  | no |  |  | 0 | 0 | 0 | 0
oh_line_TAP_OH_2143409 |  | ABCN | node_8101201_200862660 | node_1368087_318_15293233_75 | 0.033 | unb_TAPWIRE_OH | 8101201 | no | no |  |  | no |  |  | 0 | 0 | 0 | 0
oh_line_TAP_OH_2143410 |  | ABCN | node_8101201_200862660 | node_1368090_69_15293207_542 | 0.033 | unb_TAPWIRE_OH | 8101201 | no | no |  |  | no |  |  | 0 | 0 | 0 | 0
oh_line_TAP_OH_2143411 |  | ABCN | node_8101201_200862660 | node_1368089_12_15293260_284 | 0.033 | unb_TAPWIRE_OH | 8101201 | no | no |  |  | no |  |  | 0 | 0 | 0 | 0
oh_line_TAP_OH_2143415 |  | ABCN | node_8101201_200865158 | node_1366017_297_15292683_03 | 0.033 | unb_TAPWIRE_OH | 8101201 | no | no |  |  | no |  |  | 0 | 0 | 0 | 0
oh_line_TAP_OH_2143416 |  | ABCN | node_8101201_200865158 | node_1366004_212_15292662_896 | 0.033 | unb_TAPWIRE_OH | 8101201 | no | no |  |  | no |  |  | 0 | 0 | 0 | 0
oh_line_TAP_OH_2143417 |  | ABCN | node_8101201_200865158 | node_1366033_793_15292697_967 | 0.033 | unb_TAPWIRE_OH | 8101201 | no | no |  |  | no |  |  | 0 | 0 | 0 | 0
oh_line_TAP_OH_2143424 |  | ABCN | node_8101201_200865121 | node_1368676_959_15294369_348 | 0.033 | unb_TAPWIRE_OH | 8101201 | no | no |  |  | no |  |  | 0 | 0 | 0 | 0
oh_line_TAP_OH_2143425 |  | ABCN | node_8101201_200865121 | node_1368666_956_15294346_261 | 0.033 | unb_TAPWIRE_OH | 8101201 | no | no |  |  | no |  |  | 0 | 0 | 0 | 0
oh_line_TAP_OH_2143426 |  | ABCN | node_8101201_200865121 | node_1368691_053_15294388_212 | 0.033 | unb_TAPWIRE_OH | 8101201 | no | no |  |  | no |  |  | 0 | 0 | 0 | 0
oh_line_TAP_OH_2143432 |  | ABCN | node_8101201_200867394 | node_1367576_444_15292378_155 | 0.033 | unb_TAPWIRE_OH | 8101201 | no | no |  |  | no |  |  | 0 | 0 | 0 | 0
oh_line_TAP_OH_2143433 |  | ABCN | node_8101201_200867394 | node_1367567_233_15292401_649 | 0.033 | unb_TAPWIRE_OH | 8101201 | no | no |  |  | no |  |  | 0 | 0 | 0 | 0
oh_line_TAP_OH_2143438 |  | ABCN | node_8101201_200865178 | node_1364650_001_15292115_91 | 0.033 | unb_TAPWIRE_OH | 8101201 | no | no |  |  | no |  |  | 0 | 0 | 0 | 0
oh_line_TAP_OH_2143439 |  | ABCN | node_8101201_200865178 | node_1364634_807_15292098_651 | 0.033 | unb_TAPWIRE_OH | 8101201 | no | no |  |  | no |  |  | 0 | 0 | 0 | 0
oh_line_TAP_OH_2143440 |  | ABCN | node_8101201_200865178 | node_1364667_977_15292127_332 | 0.033 | unb_TAPWIRE_OH | 8101201 | no | no |  |  | no |  |  | 0 | 0 | 0 | 0
oh_line_TAP_OH_2143446 |  | ABCN | node_8101201_200863672 | node_1372828_225_15295863_779 | 0.033 | unb_TAPWIRE_OH | 8101201 | no | no |  |  | no |  |  | 0 | 0 | 0 | 0
oh_line_TAP_OH_2143447 |  | ABCN | node_8101201_200863672 | node_1372813_172_15295846_307 | 0.033 | unb_TAPWIRE_OH | 8101201 | no | no |  |  | no |  |  | 0 | 0 | 0 | 0
oh_line_TAP_OH_2143459 |  | ABCN | node_8101201_200862676 | node_1369313_043_15293519_156 | 0.033 | unb_TAPWIRE_OH | 8101201 | no | no |  |  | no |  |  | 0 | 0 | 0 | 0
oh_line_TAP_OH_2143460 |  | ABCN | node_8101201_200862676 | node_1369319_359_15293544_456 | 0.033 | unb_TAPWIRE_OH | 8101201 | no | no |  |  | no |  |  | 0 | 0 | 0 | 0
oh_line_TAP_OH_2143461 |  | ABCN | node_8101201_200974831 | node_1367959_889_15291280_971 | 0.033 | unb_TAPWIRE_OH | 8101201 | no | no |  |  | no |  |  | 0 | 0 | 0 | 0
oh_line_TAP_OH_2143462 |  | ABCN | node_8101201_200974831 | node_1367965_105_15291255_33 | 0.033 | unb_TAPWIRE_OH | 8101201 | no | no |  |  | no |  |  | 0 | 0 | 0 | 0
oh_line_TAP_OH_2143474 |  | ABCN | node_8101201_200863668 | node_1372372_16_15295587_056 | 0.033 | unb_TAPWIRE_OH | 8101201 | no | no |  |  | no |  |  | 0 | 0 | 0 | 0
oh_line_TAP_OH_2143475 |  | ABCN | node_8101201_200863668 | node_1372356_19_15295571_124 | 0.033 | unb_TAPWIRE_OH | 8101201 | no | no |  |  | no |  |  | 0 | 0 | 0 | 0
oh_line_TAP_OH_2143476 |  | ABCN | node_8101201_200863668 | node_1372390_629_15295596_924 | 0.033 | unb_TAPWIRE_OH | 8101201 | no | no |  |  | no |  |  | 0 | 0 | 0 | 0
oh_line_TAP_OH_2143477 |  | ABCN | node_8101201_200863053 | node_1367737_897_15292292_545 | 0.033 | unb_TAPWIRE_OH | 8101201 | no | no |  |  | no |  |  | 0 | 0 | 0 | 0
oh_line_TAP_OH_2143478 |  | ABCN | node_8101201_200863053 | node_1367720_527_15292279_53 | 0.033 | unb_TAPWIRE_OH | 8101201 | no | no |  |  | no |  |  | 0 | 0 | 0 | 0
oh_line_TAP_OH_2143479 |  | ABCN | node_8101201_200863053 | node_1367757_153_15292299_104 | 0.033 | unb_TAPWIRE_OH | 8101201 | no | no |  |  | no |  |  | 0 | 0 | 0 | 0
oh_line_TAP_OH_2143480 |  | ABCN | node_8101201_200863663 | node_1374103_204_15296253_673 | 0.033 | unb_TAPWIRE_OH | 8101201 | no | no |  |  | no |  |  | 0 | 0 | 0 | 0
oh_line_TAP_OH_2143481 |  | ABCN | node_8101201_200863663 | node_1374120_434_15296254_9 | 0.033 | unb_TAPWIRE_OH | 8101201 | no | no |  |  | no |  |  | 0 | 0 | 0 | 0
oh_line_TAP_OH_2143482 |  | ABCN | node_8101201_200863663 | node_1374087_058_15296247_773 | 0.033 | unb_TAPWIRE_OH | 8101201 | no | no |  |  | no |  |  | 0 | 0 | 0 | 0
oh_line_TAP_OH_2143491 |  | ABCN | node_8101201_200867165 | node_1369497_987_15295159_619 | 0.033 | unb_TAPWIRE_OH | 8101201 | no | no |  |  | no |  |  | 0 | 0 | 0 | 0
oh_line_TAP_OH_2143492 |  | ABCN | node_8101201_200867165 | node_1369507_318_15295184_65 | 0.033 | unb_TAPWIRE_OH | 8101201 | no | no |  |  | no |  |  | 0 | 0 | 0 | 0
oh_line_TAP_OH_2143493 |  | ABCN | node_8101201_200867165 | node_1369487_468_15295138_185 | 0.033 | unb_TAPWIRE_OH | 8101201 | no | no |  |  | no |  |  | 0 | 0 | 0 | 0
oh_line_TAP_OH_2143502 |  | ABCN | node_8101201_200863666 | node_1372252_838_15295216_34 | 0.033 | unb_TAPWIRE_OH | 8101201 | no | no |  |  | no |  |  | 0 | 0 | 0 | 0
oh_line_TAP_OH_2143503 |  | ABCN | node_8101201_200863666 | node_1372266_38_15295235_918 | 0.033 | unb_TAPWIRE_OH | 8101201 | no | no |  |  | no |  |  | 0 | 0 | 0 | 0
oh_line_TAP_OH_2143504 |  | ABCN | node_8101201_200863666 | node_1372236_008_15295202_102 | 0.033 | unb_TAPWIRE_OH | 8101201 | no | no |  |  | no |  |  | 0 | 0 | 0 | 0
oh_line_TAP_OH_2143505 |  | ABCN | node_8101201_200863741 | node_1367346_293_15291550_252 | 0.033 | unb_TAPWIRE_OH | 8101201 | no | no |  |  | no |  |  | 0 | 0 | 0 | 0
oh_line_TAP_OH_2143506 |  | ABCN | node_8101201_200863741 | node_1367327_457_15291541_735 | 0.033 | unb_TAPWIRE_OH | 8101201 | no | no |  |  | no |  |  | 0 | 0 | 0 | 0
oh_line_TAP_OH_2143507 |  | ABCN | node_8101201_200863741 | node_1367366_095_15291551_949 | 0.033 | unb_TAPWIRE_OH | 8101201 | no | no |  |  | no |  |  | 0 | 0 | 0 | 0
oh_line_TAP_OH_2143508 |  | ABCN | node_8101201_200865171 | node_1365128_602_15292439_13 | 0.033 | unb_TAPWIRE_OH | 8101201 | no | no |  |  | no |  |  | 0 | 0 | 0 | 0
oh_line_TAP_OH_2143509 |  | ABCN | node_8101201_200865171 | node_1365123_576_15292464_84 | 0.033 | unb_TAPWIRE_OH | 8101201 | no | no |  |  | no |  |  | 0 | 0 | 0 | 0
oh_line_TAP_OH_2143510 |  | ABCN | node_8101201_200865171 | node_1365128_491_15292412_502 | 0.033 | unb_TAPWIRE_OH | 8101201 | no | no |  |  | no |  |  | 0 | 0 | 0 | 0
oh_line_TAP_OH_2143511 |  | ABCN | node_8101201_200865155 | node_1366260_782_15292837_643 | 0.033 | unb_TAPWIRE_OH | 8101201 | no | no |  |  | no |  |  | 0 | 0 | 0 | 0
oh_line_TAP_OH_2143512 |  | ABCN | node_8101201_200865155 | node_1366247_13_15292818_198 | 0.033 | unb_TAPWIRE_OH | 8101201 | no | no |  |  | no |  |  | 0 | 0 | 0 | 0
oh_line_TAP_OH_2143513 |  | ABCN | node_8101201_200865155 | node_1366277_691_15292851_717 | 0.033 | unb_TAPWIRE_OH | 8101201 | no | no |  |  | no |  |  | 0 | 0 | 0 | 0
oh_line_TAP_OH_2143514 |  | ABCN | node_8101201_200865172 | node_1365076_151_15292719_617 | 0.033 | unb_TAPWIRE_OH | 8101201 | no | no |  |  | no |  |  | 0 | 0 | 0 | 0
oh_line_TAP_OH_2143515 |  | ABCN | node_8101201_200865172 | node_1365065_495_15292741_973 | 0.033 | unb_TAPWIRE_OH | 8101201 | no | no |  |  | no |  |  | 0 | 0 | 0 | 0
oh_line_TAP_OH_2143516 |  | ABCN | node_8101201_200865172 | node_1365082_114_15292694_279 | 0.033 | unb_TAPWIRE_OH | 8101201 | no | no |  |  | no |  |  | 0 | 0 | 0 | 0
oh_line_TAP_OH_2143523 |  | ABCN | node_8101201_200863748 | node_1366341_742_15291390_629 | 0.033 | unb_TAPWIRE_OH | 8101201 | no | no |  |  | no |  |  | 0 | 0 | 0 | 0
oh_line_TAP_OH_2143524 |  | ABCN | node_8101201_200863748 | node_1366323_264_15291380_776 | 0.033 | unb_TAPWIRE_OH | 8101201 | no | no |  |  | no |  |  | 0 | 0 | 0 | 0
oh_line_TAP_OH_2143525 |  | ABCN | node_8101201_200863748 | node_1366361_455_15291393_743 | 0.033 | unb_TAPWIRE_OH | 8101201 | no | no |  |  | no |  |  | 0 | 0 | 0 | 0
oh_line_TAP_OH_2143531 |  | ABCN | node_8101201_200862663 | node_1367806_841_15293014_355 | 0.033 | unb_TAPWIRE_OH | 8101201 | no | no |  |  | no |  |  | 0 | 0 | 0 | 0
oh_line_TAP_OH_2143532 |  | ABCN | node_8101201_200862663 | node_1367823_923_15293028_045 | 0.033 | unb_TAPWIRE_OH | 8101201 | no | no |  |  | no |  |  | 0 | 0 | 0 | 0
oh_line_TAP_OH_2143533 |  | ABCN | node_8101201_200862663 | node_1367787_733_15293007_043 | 0.033 | unb_TAPWIRE_OH | 8101201 | no | no |  |  | no |  |  | 0 | 0 | 0 | 0
oh_line_TAP_OH_2143534 |  | ABCN | node_8101201_200865169 | node_1365201_024_15292320_002 | 0.033 | unb_TAPWIRE_OH | 8101201 | no | no |  |  | no |  |  | 0 | 0 | 0 | 0
oh_line_TAP_OH_2143535 |  | ABCN | node_8101201_200865169 | node_1365184_35_15292305_426 | 0.033 | unb_TAPWIRE_OH | 8101201 | no | no |  |  | no |  |  | 0 | 0 | 0 | 0
oh_line_TAP_OH_2143536 |  | ABCN | node_8101201_200865169 | node_1365219_909_15292328_314 | 0.033 | unb_TAPWIRE_OH | 8101201 | no | no |  |  | no |  |  | 0 | 0 | 0 | 0
oh_line_TAP_OH_2143537 |  | ABCN | node_8101201_200863667 | node_1372042_584_15295458_107 | 0.033 | unb_TAPWIRE_OH | 8101201 | no | no |  |  | no |  |  | 0 | 0 | 0 | 0
oh_line_TAP_OH_2143538 |  | ABCN | node_8101201_200863667 | node_1372034_096_15295433_963 | 0.033 | unb_TAPWIRE_OH | 8101201 | no | no |  |  | no |  |  | 0 | 0 | 0 | 0
oh_line_TAP_OH_2143539 |  | ABCN | node_8101201_200863667 | node_1372055_421_15295478_521 | 0.033 | unb_TAPWIRE_OH | 8101201 | no | no |  |  | no |  |  | 0 | 0 | 0 | 0
oh_line_TAP_OH_2143555 |  | ABCN | node_8101201_200863670 | node_1372591_083_15295716_913 | 0.033 | unb_TAPWIRE_OH | 8101201 | no | no |  |  | no |  |  | 0 | 0 | 0 | 0
oh_line_TAP_OH_2143556 |  | ABCN | node_8101201_200863670 | node_1372577_461_15295697_435 | 0.033 | unb_TAPWIRE_OH | 8101201 | no | no |  |  | no |  |  | 0 | 0 | 0 | 0
oh_line_TAP_OH_2143557 |  | ABCN | node_8101201_200863670 | node_1372607_97_15295731_028 | 0.033 | unb_TAPWIRE_OH | 8101201 | no | no |  |  | no |  |  | 0 | 0 | 0 | 0
oh_line_TAP_OH_2143562 |  | ABCN | node_8101201_200970504 | node_1369249_237_15294342_017 | 0.033 | unb_TAPWIRE_OH | 8101201 | no | no |  |  | no |  |  | 0 | 0 | 0 | 0
oh_line_TAP_OH_2143563 |  | ABCN | node_8101201_200970504 | node_1369260_075_15294319_82 | 0.033 | unb_TAPWIRE_OH | 8101201 | no | no |  |  | no |  |  | 0 | 0 | 0 | 0
oh_line_TAP_OH_2143564 |  | ABCN | node_8101201_200970504 | node_1369243_067_15294367_265 | 0.033 | unb_TAPWIRE_OH | 8101201 | no | no |  |  | no |  |  | 0 | 0 | 0 | 0
oh_line_TAP_OH_2143580 |  | ABCN | node_8101201_200865176 | node_1364949_362_15292231_983 | 0.033 | unb_TAPWIRE_OH | 8101201 | no | no |  |  | no |  |  | 0 | 0 | 0 | 0
oh_line_TAP_OH_2143581 |  | ABCN | node_8101201_200865176 | node_1364932_31_15292218_223 | 0.033 | unb_TAPWIRE_OH | 8101201 | no | no |  |  | no |  |  | 0 | 0 | 0 | 0
oh_line_TAP_OH_2143585 |  | ABCN | node_8101201_200863659 | node_1371635_308_15295070_933 | 0.033 | unb_TAPWIRE_OH | 8101201 | no | no |  |  | no |  |  | 0 | 0 | 0 | 0
oh_line_TAP_OH_2143586 |  | ABCN | node_8101201_200863659 | node_1371638_199_15295044_617 | 0.033 | unb_TAPWIRE_OH | 8101201 | no | no |  |  | no |  |  | 0 | 0 | 0 | 0
oh_line_TAP_OH_2143587 |  | ABCN | node_8101201_200863659 | node_1371637_592_15295097_404 | 0.033 | unb_TAPWIRE_OH | 8101201 | no | no |  |  | no |  |  | 0 | 0 | 0 | 0
oh_line_TAP_OH_2143588 |  | ABCN | node_8101201_200867381 | node_1367483_682_15291884_725 | 0.033 | unb_TAPWIRE_OH | 8101201 | no | no |  |  | no |  |  | 0 | 0 | 0 | 0
oh_line_TAP_OH_2143589 |  | ABCN | node_8101201_200867381 | node_1367465_111_15291875_204 | 0.033 | unb_TAPWIRE_OH | 8101201 | no | no |  |  | no |  |  | 0 | 0 | 0 | 0
oh_line_TAP_OH_2143590 |  | ABCN | node_8101201_200867381 | node_1367503_423_15291887_485 | 0.033 | unb_TAPWIRE_OH | 8101201 | no | no |  |  | no |  |  | 0 | 0 | 0 | 0
oh_line_TAP_OH_2143593 |  | ABCN | node_8101201_200867396 | node_1367743_355_15292057_414 | 0.033 | unb_TAPWIRE_OH | 8101201 | no | no |  |  | no |  |  | 0 | 0 | 0 | 0
oh_line_TAP_OH_2143594 |  | ABCN | node_8101201_200867396 | node_1367734_373_15292081_07 | 0.033 | unb_TAPWIRE_OH | 8101201 | no | no |  |  | no |  |  | 0 | 0 | 0 | 0
oh_line_TAP_OH_2143599 |  | ABCN | node_8101201_200867145 | node_1370515_244_15296831_319 | 0.033 | unb_TAPWIRE_OH | 8101201 | no | no |  |  | no |  |  | 0 | 0 | 0 | 0
oh_line_TAP_OH_2143600 |  | ABCN | node_8101201_200867145 | node_1370534_123_15296839_637 | 0.033 | unb_TAPWIRE_OH | 8101201 | no | no |  |  | no |  |  | 0 | 0 | 0 | 0
oh_line_TAP_OH_2143601 |  | ABCN | node_8101201_200867145 | node_1370495_438_15296829_832 | 0.033 | unb_TAPWIRE_OH | 8101201 | no | no |  |  | no |  |  | 0 | 0 | 0 | 0
oh_line_TAP_OH_2143602 |  | ABCN | node_8101201_201020654 | node_1368864_555_15294549_164 | 0.033 | unb_TAPWIRE_OH | 8101201 | no | no |  |  | no |  |  | 0 | 0 | 0 | 0
oh_line_TAP_OH_2143603 |  | ABCN | node_8101201_201020654 | node_1368853_731_15294526_751 | 0.033 | unb_TAPWIRE_OH | 8101201 | no | no |  |  | no |  |  | 0 | 0 | 0 | 0
oh_line_TAP_OH_2143604 |  | ABCN | node_8101201_201020654 | node_1368879_31_15294567_094 | 0.033 | unb_TAPWIRE_OH | 8101201 | no | no |  |  | no |  |  | 0 | 0 | 0 | 0
oh_line_TAP_OH_2143611 |  | ABCN | node_8101201_200863679 | node_1373527_744_15295640_08 | 0.033 | unb_TAPWIRE_OH | 8101201 | no | no |  |  | no |  |  | 0 | 0 | 0 | 0
oh_line_TAP_OH_2143612 |  | ABCN | node_8101201_200863679 | node_1373547_478_15295642_883 | 0.033 | unb_TAPWIRE_OH | 8101201 | no | no |  |  | no |  |  | 0 | 0 | 0 | 0
oh_line_TAP_OH_2143613 |  | ABCN | node_8101201_200863679 | node_1373508_178_15295644_225 | 0.033 | unb_TAPWIRE_OH | 8101201 | no | no |  |  | no |  |  | 0 | 0 | 0 | 0
oh_line_TAP_OH_2143619 |  | ABCN | node_8101201_200861049 | node_1370819_574_15295677_19 | 0.033 | unb_TAPWIRE_OH | 8101201 | no | no |  |  | no |  |  | 0 | 0 | 0 | 0
oh_line_TAP_OH_2143620 |  | ABCN | node_8101201_200861049 | node_1370813_4_15295702_436 | 0.033 | unb_TAPWIRE_OH | 8101201 | no | no |  |  | no |  |  | 0 | 0 | 0 | 0
oh_line_TAP_OH_2143621 |  | ABCN | node_8101201_200861049 | node_1370820_66_15295650_613 | 0.033 | unb_TAPWIRE_OH | 8101201 | no | no |  |  | no |  |  | 0 | 0 | 0 | 0
oh_line_TAP_OH_2143627 |  | ABCN | node_8101201_200865101 | node_1370527_671_15294553_365 | 0.033 | unb_TAPWIRE_OH | 8101201 | no | no |  |  | no |  |  | 0 | 0 | 0 | 0
oh_line_TAP_OH_2143628 |  | ABCN | node_8101201_200865101 | node_1370507_875_15294551_579 | 0.033 | unb_TAPWIRE_OH | 8101201 | no | no |  |  | no |  |  | 0 | 0 | 0 | 0
oh_line_TAP_OH_2143629 |  | ABCN | node_8101201_200865101 | node_1370547_1_15294548_214 | 0.033 | unb_TAPWIRE_OH | 8101201 | no | no |  |  | no |  |  | 0 | 0 | 0 | 0
oh_line_TAP_OH_2143646 |  | ABCN | node_8101201_200862675 | node_1369425_706_15293701_714 | 0.033 | unb_TAPWIRE_OH | 8101201 | no | no |  |  | no |  |  | 0 | 0 | 0 | 0
oh_line_TAP_OH_2143647 |  | ABCN | node_8101201_200862675 | node_1369431_701_15293727_153 | 0.033 | unb_TAPWIRE_OH | 8101201 | no | no |  |  | no |  |  | 0 | 0 | 0 | 0
oh_line_TAP_OH_2143648 |  | ABCN | node_8101201_200862675 | node_1369415_023_15293679_181 | 0.033 | unb_TAPWIRE_OH | 8101201 | no | no |  |  | no |  |  | 0 | 0 | 0 | 0
oh_line_TAP_OH_2143651 |  | ABN | node_8101201_200863055 | node_1368057_695_15292369_401 | 0.033 | unb_TAPWIRE_OH | 8101201 | no | no |  |  | no |  |  | 0 | 0 | 0 | 0
oh_line_TAP_OH_2143652 |  | ABN | node_8101201_200863055 | node_1368039_774_15292357_825 | 0.033 | unb_TAPWIRE_OH | 8101201 | no | no |  |  | no |  |  | 0 | 0 | 0 | 0
oh_line_TAP_OH_2143673 |  | ABCN | node_8101201_200863744 | node_1366879_387_15291471_503 | 0.033 | unb_TAPWIRE_OH | 8101201 | no | no |  |  | no |  |  | 0 | 0 | 0 | 0
oh_line_TAP_OH_2143674 |  | ABCN | node_8101201_200863744 | node_1366860_535_15291463_049 | 0.033 | unb_TAPWIRE_OH | 8101201 | no | no |  |  | no |  |  | 0 | 0 | 0 | 0
oh_line_TAP_OH_2143675 |  | ABCN | node_8101201_200863744 | node_1366899_191_15291473_133 | 0.033 | unb_TAPWIRE_OH | 8101201 | no | no |  |  | no |  |  | 0 | 0 | 0 | 0
oh_line_TAP_OH_2143687 |  | ABCN | node_8101201_200867153 | node_1369442_474_15296021_122 | 0.033 | unb_TAPWIRE_OH | 8101201 | no | no |  |  | no |  |  | 0 | 0 | 0 | 0
oh_line_TAP_OH_2143688 |  | ABCN | node_8101201_200867153 | node_1369446_566_15296006_016 | 0.033 | unb_TAPWIRE_OH | 8101201 | no | no |  |  | no |  |  | 0 | 0 | 0 | 0
oh_line_TAP_OH_2143689 |  | ABCN | node_8101201_200867153 | node_1369447_461_15296038_861 | 0.033 | unb_TAPWIRE_OH | 8101201 | no | no |  |  | no |  |  | 0 | 0 | 0 | 0
oh_line_TAP_OH_2143690 |  | ABCN | node_8101201_200865136 | node_1368065_692_15293854_88 | 0.033 | unb_TAPWIRE_OH | 8101201 | no | no |  |  | no |  |  | 0 | 0 | 0 | 0
oh_line_TAP_OH_2143691 |  | ABCN | node_8101201_200865136 | node_1368049_719_15293838_947 | 0.033 | unb_TAPWIRE_OH | 8101201 | no | no |  |  | no |  |  | 0 | 0 | 0 | 0
oh_line_TAP_OH_2143692 |  | ABCN | node_8101201_200865136 | node_1368084_163_15293864_747 | 0.033 | unb_TAPWIRE_OH | 8101201 | no | no |  |  | no |  |  | 0 | 0 | 0 | 0
oh_line_TAP_OH_2143693 |  | ABCN | node_8101201_200865065 | node_1366584_054_15294266_271 | 0.033 | unb_TAPWIRE_OH | 8101201 | no | no |  |  | no |  |  | 0 | 0 | 0 | 0
oh_line_TAP_OH_2143694 |  | ABCN | node_8101201_200865065 | node_1366585_868_15294239_772 | 0.033 | unb_TAPWIRE_OH | 8101201 | no | no |  |  | no |  |  | 0 | 0 | 0 | 0
oh_line_TAP_OH_2143695 |  | ABCN | node_8101201_200865065 | node_1366587_414_15294292_545 | 0.033 | unb_TAPWIRE_OH | 8101201 | no | no |  |  | no |  |  | 0 | 0 | 0 | 0
oh_line_TAP_OH_2143699 |  | ABCN | node_8101201_200865163 | node_1365620_201_15292474_797 | 0.033 | unb_TAPWIRE_OH | 8101201 | no | no |  |  | no |  |  | 0 | 0 | 0 | 0
oh_line_TAP_OH_2143700 |  | ABCN | node_8101201_200865163 | node_1365601_906_15292464_341 | 0.033 | unb_TAPWIRE_OH | 8101201 | no | no |  |  | no |  |  | 0 | 0 | 0 | 0
oh_line_TAP_OH_2143701 |  | ABCN | node_8101201_200865163 | node_1365639_854_15292478_558 | 0.033 | unb_TAPWIRE_OH | 8101201 | no | no |  |  | no |  |  | 0 | 0 | 0 | 0
oh_line_TAP_OH_2143707 |  | ABCN | node_8101201_200862679 | node_1369292_73_15293258_775 | 0.033 | unb_TAPWIRE_OH | 8101201 | no | no |  |  | no |  |  | 0 | 0 | 0 | 0
oh_line_TAP_OH_2143708 |  | ABCN | node_8101201_200862679 | node_1369296_069_15293285_054 | 0.033 | unb_TAPWIRE_OH | 8101201 | no | no |  |  | no |  |  | 0 | 0 | 0 | 0
oh_line_TAP_OH_2143709 |  | ABCN | node_8101201_200862679 | node_1369284_445_15293234_505 | 0.033 | unb_TAPWIRE_OH | 8101201 | no | no |  |  | no |  |  | 0 | 0 | 0 | 0
oh_line_TAP_OH_2143716 |  | ABCN | node_8101201_200863675 | node_1372903_972_15296046_924 | 0.033 | unb_TAPWIRE_OH | 8101201 | no | no |  |  | no |  |  | 0 | 0 | 0 | 0
oh_line_TAP_OH_2143717 |  | ABCN | node_8101201_200863675 | node_1372889_673_15296028_343 | 0.033 | unb_TAPWIRE_OH | 8101201 | no | no |  |  | no |  |  | 0 | 0 | 0 | 0
oh_line_TAP_OH_2143718 |  | ABCN | node_8101201_200863675 | node_1372921_339_15296059_936 | 0.033 | unb_TAPWIRE_OH | 8101201 | no | no |  |  | no |  |  | 0 | 0 | 0 | 0
oh_line_TAP_OH_2143719 |  | ABCN | node_8101201_200863660 | node_1372183_477_15294973_84 | 0.033 | unb_TAPWIRE_OH | 8101201 | no | no |  |  | no |  |  | 0 | 0 | 0 | 0
oh_line_TAP_OH_2146520 |  | ABCN | node_8101201_200863660 | node_1372185_016_15295000_402 | 0.033 | unb_TAPWIRE_OH | 8101201 | no | no |  |  | no |  |  | 0 | 0 | 0 | 0
oh_line_TAP_OH_2146521 |  | ABCN | node_8101201_200863660 | node_1372176_873_15294948_671 | 0.033 | unb_TAPWIRE_OH | 8101201 | no | no |  |  | no |  |  | 0 | 0 | 0 | 0
oh_line_TAP_OH_2146536 |  | ABCN | node_8101201_201061066 | node_1369960_454_15294453_575 | 0.033 | unb_TAPWIRE_OH | 8101201 | no | no |  |  | no |  |  | 0 | 0 | 0 | 0
oh_line_TAP_OH_2146537 |  | ABCN | node_8101201_201061066 | node_1369980_077_15294449_91 | 0.033 | unb_TAPWIRE_OH | 8101201 | no | no |  |  | no |  |  | 0 | 0 | 0 | 0
oh_line_TAP_OH_2146538 |  | ABCN | node_8101201_201061066 | node_1369942_242_15294463_941 | 0.033 | unb_TAPWIRE_OH | 8101201 | no | no |  |  | no |  |  | 0 | 0 | 0 | 0
oh_line_TAP_OH_2146553 |  | ABCN | node_8101201_200861051 | node_1370146_428_15295409_171 | 0.033 | unb_TAPWIRE_OH | 8101201 | no | no |  |  | no |  |  | 0 | 0 | 0 | 0
oh_line_TAP_OH_2146554 |  | ABCN | node_8101201_200861051 | node_1370165_144_15295418_151 | 0.033 | unb_TAPWIRE_OH | 8101201 | no | no |  |  | no |  |  | 0 | 0 | 0 | 0
oh_line_TAP_OH_2146562 |  | ABCN | node_8101201_200865149 | node_1366634_453_15293253_449 | 0.033 | unb_TAPWIRE_OH | 8101201 | no | no |  |  | no |  |  | 0 | 0 | 0 | 0
oh_line_TAP_OH_2146563 |  | ABCN | node_8101201_200865149 | node_1366625_244_15293229_779 | 0.033 | unb_TAPWIRE_OH | 8101201 | no | no |  |  | no |  |  | 0 | 0 | 0 | 0
oh_line_TAP_OH_2146564 |  | ABCN | node_8101201_200865149 | node_1366647_894_15293273_155 | 0.033 | unb_TAPWIRE_OH | 8101201 | no | no |  |  | no |  |  | 0 | 0 | 0 | 0
oh_line_TAP_OH_2379721 |  | ABCN | node_8101201_200863658 | node_1371978_544_15295052_589 | 0.033 | unb_TAPWIRE_OH | 8101201 | no | no |  |  | no |  |  | 0 | 0 | 0 | 0
oh_line_TAP_OH_2470557 |  | ABCN | node_8101201_200865098 | node_1370656_788_15294443_474 | 0.033 | unb_TAPWIRE_OH | 8101201 | no | no |  |  | no |  |  | 0 | 0 | 0 | 0
oh_line_TAP_OH_2470558 |  | ABCN | node_8101201_200865098 | node_1370670_755_15294445_392 | 0.033 | unb_TAPWIRE_OH | 8101201 | no | no |  |  | no |  |  | 0 | 0 | 0 | 0
oh_line_TAP_OH_2470559 |  | ABCN | node_8101201_200865098 | node_1370683_624_15294441_775 | 0.033 | unb_TAPWIRE_OH | 8101201 | no | no |  |  | no |  |  | 0 | 0 | 0 | 0
oh_line_TAP_OH_3308487 |  | ABCN | node_8101201_200863752 | node_1365566_343_15291216_77 | 0.033 | unb_TAPWIRE_OH | 8101201 | no | no |  |  | no |  |  | 0 | 0 | 0 | 0
oh_line_TAP_OH_3791434 |  | AN | node_8101201_312005099 | node_1364909_295_15292423_676 | 0.033 | unb_TAPWIRE_OH | 8101201 | no | no |  |  | no |  |  | 0 | 0 | 0 | 0
oh_line_TAP_OH_4989979 |  | ABCN | node_8101201_200865157 | node_1366153_864_15292763_664 | 0.033 | unb_TAPWIRE_OH | 8101201 | no | no |  |  | no |  |  | 0 | 0 | 0 | 0
oh_line_TAP_OH_4989980 |  | ABCN | node_8101201_200865157 | node_1366167_949_15292775_461 | 0.033 | unb_TAPWIRE_OH | 8101201 | no | no |  |  | no |  |  | 0 | 0 | 0 | 0
oh_line_TAP_OH_4989981 |  | ABCN | node_8101201_200865157 | node_1366181_991_15292783_617 | 0.033 | unb_TAPWIRE_OH | 8101201 | no | no |  |  | no |  |  | 0 | 0 | 0 | 0
oh_line_TAP_OH_5083584 |  | ABCN | node_8101201_312106094 | node_1366923_433_15293805_982 | 0.033 | unb_TAPWIRE_OH | 8101201 | no | no |  |  | no |  |  | 0 | 0 | 0 | 0
oh_line_TAP_OH_5238394 |  | ABCN | node_8101201_312118272 | node_1366934_684_15293196_305 | 0.033 | unb_TAPWIRE_OH | 8101201 | no | no |  |  | no |  |  | 0 | 0 | 0 | 0
oh_line_TAP_OH_5238395 |  | ABCN | node_8101201_312118272 | node_1366940_727_15293196_862 | 0.033 | unb_TAPWIRE_OH | 8101201 | no | no |  |  | no |  |  | 0 | 0 | 0 | 0
oh_line_TAP_OH_5238396 |  | ABCN | node_8101201_312118272 | node_1366947_245_15293196_655 | 0.033 | unb_TAPWIRE_OH | 8101201 | no | no |  |  | no |  |  | 0 | 0 | 0 | 0

## overhead_line_conductor
data_type | static
owner_type | feeder
owner | 8101201
object | overhead_line_conductor
name | groupid | geometric_mean_radius | resistance | diameter | rating_summer_continuous | rating_summer_emergency | rating_winter_continuous | rating_winter_emergency | dcircuit | selected | comments
oh_cond_1/0_AAAC |  | 0.012 | 0.876 | 0.398 | 235 | 235 | 310 | 310 |  | no
oh_cond_1/0_ACSR |  | 0.012 | 0.888 | 0.398 | 265 | 265 | 330 | 330 |  | no
oh_cond_1/0_AL |  | 0.011 | 0.885 | 0.368 | 235 | 235 | 310 | 310 |  | no
oh_cond_2/0_CU |  | 0.013 | 0.44 | 0.414 | 295 | 295 | 425 | 425 |  | no
oh_cond_3_#7_CWD_30% |  | 0.005 | 3.07 | 0.311 | 125 | 125 | 195 | 195 |  | no
oh_cond_4/0_AAAC |  | 0.017 | 0.439 | 0.563 | 365 | 365 | 480 | 480 |  | no
oh_cond_4/0_ACSR |  | 0.017 | 0.445 | 0.563 | 410 | 410 | 515 | 515 |  | no
oh_cond_4/0_AL |  | 0.016 | 0.442 | 0.522 | 365 | 365 | 480 | 480 |  | no
oh_cond_336_5_MCM_AL |  | 0.021 | 0.279 | 0.666 | 490 | 490 | 644 | 644 |  | no
oh_cond_477_MCM_AL |  | 0.025 | 0.198 | 0.792 | 605 | 605 | 810 | 810 |  | no
oh_cond_WP-4/0-CU |  | 0.015 | 0.273 | 0.81 | 340 | 340 | 390 | 390 |  | no

## switch
data_type | static
owner_type | feeder
owner | 8101201
object | switch
name | groupid | phases | fr | to | phase_A_state | phase_B_state | phase_C_state | operating_mode | status | dcircuit | selected | monitored | monitored_fields | class_monitored_fields | played | played_fields | comments
switch_615T693_NO-220416493 |  | ABCN | node_intto1_1370501_025_15294349_359 | node_1370501_025_15294349_359 | CLOSED | CLOSED | CLOSED | INDIVIDUAL |  | 8101201 | no | no |  |  | no
switch_615T693_NO-220416788 |  | ABCN | node_intto1_1368372_702_15290127_439 | node_1368372_702_15290127_439 | CLOSED | CLOSED | CLOSED | INDIVIDUAL |  | 8101201 | no | no |  |  | no
switch_616T693-312086722 |  | ABCN | node_intto1_1372041_738_15293941_092 | node_1372041_738_15293941_092 | CLOSED | CLOSED | CLOSED | INDIVIDUAL |  | 8101201 | no | no |  |  | no
switch_220416192 |  | ABCN | node_intto1_220416192 | node_220416192 | CLOSED | CLOSED | CLOSED | INDIVIDUAL |  | 8101201 | no | no |  |  | no
switch_220416313 |  | ABCN | node_intto1_8101201_200865088 | node_8101201_200865088 | CLOSED | CLOSED | CLOSED | INDIVIDUAL |  | 8101201 | no | no |  |  | no
switch_220416327 |  | ABCN | node_intto1_8101201_200865094 | node_8101201_200865094 | CLOSED | CLOSED | CLOSED | INDIVIDUAL |  | 8101201 | no | no |  |  | no
switch_220416333 |  | ABCN | node_intto1_8101201_200865144 | node_8101201_200865144 | CLOSED | CLOSED | CLOSED | INDIVIDUAL |  | 8101201 | no | no |  |  | no
switch_220416460 |  | ABCN | node_intto1_8101201_200867391 | node_8101201_200867391 | CLOSED | CLOSED | CLOSED | INDIVIDUAL |  | 8101201 | no | no |  |  | no
switch_220416486 |  | ABCD | node_intto1_8101201_200917417 | node_8101201_200917417 | CLOSED | CLOSED | CLOSED | INDIVIDUAL |  | 8101201 | no | no |  |  | no
switch_220416717 |  | ABCN | node_intto1_8101201_200865101 | node_8101201_200865101 | CLOSED | CLOSED | CLOSED | INDIVIDUAL |  | 8101201 | no | no |  |  | no
switch_220625778 |  | ABCN | node_intto1_1365323_335_15291129_679 | node_1365323_335_15291129_679 | CLOSED | CLOSED | CLOSED | INDIVIDUAL |  | 8101201 | no | no |  |  | no
switch_310016330 |  | ABCN | node_intto1_8101201_200863739 | node_8101201_200863739 | CLOSED | CLOSED | CLOSED | INDIVIDUAL |  | 8101201 | no | no |  |  | no
switch_310016336 |  | ABCN | node_intto1_8101201_200867385 | node_8101201_200867385 | CLOSED | CLOSED | CLOSED | INDIVIDUAL |  | 8101201 | no | no |  |  | no
switch_310064254 |  | ABCN | node_intto1_1366364_182_15292538_003 | node_1366364_182_15292538_003 | CLOSED | CLOSED | CLOSED | INDIVIDUAL |  | 8101201 | no | no |  |  | no

## transformer
data_type | static
owner_type | feeder
owner | 8101201
object | transformer
name | groupid | phases | fr | to | configuration | climate | aging_constant | use_thermal_model | aging_granularity | dcircuit | selected | monitored | monitored_fields | class_monitored_fields | played | played_fields | comments
transformer_220463630 |  | ABCN | node_220463630 | node_intto1_220463630 | config_transformer_220463630 |  | 0 |  | 0 | 8101201 | no | no |  |  | no
transformer_220511101 |  | ABCN | node_220511101 | node_intto1_220511101 | config_transformer_220511101 |  | 0 |  | 0 | 8101201 | no | no |  |  | no

## transformer_configuration
data_type | static
owner_type | feeder
owner | 8101201
object | transformer_configuration
name | groupid | connect_type | install_type | coolant_type | cooling_type | primary_voltage | secondary_voltage | power_rating | powerA_rating | powerB_rating | powerC_rating | impedance | shunt_impedance | core_coil_weight | tank_fittings_weight | oil_volume | rated_winding_time_constant | rated_winding_hot_spot_rise | rated_top_oil_rise | no_load_loss | full_load_loss | reactance_resistance_ratio | installed_insulation_life | dcircuit | selected | comments
config_transformer_220463630 |  | DELTA_GWYE |  |  |  | 4800 | 12470 | 501 | 0 | 0 | 0 | 0.004+0.04j | 0 | 0 | 0 | 0 | 0 | 0 | 0 | 0 | 0 | 10 | 0 |  | no
config_transformer_220511101 |  | DELTA_GWYE |  |  |  | 4800 | 12470 | 999 | 0 | 0 | 0 | 0.005+0.047j | 0 | 0 | 0 | 0 | 0 | 0 | 0 | 0 | 0 | 10 | 0 |  | no

## underground_line
data_type | static
owner_type | feeder
owner | 8101201
object | underground_line
name | groupid | phases | fr | to | length | configuration | dcircuit | selected | monitored | monitored_fields | class_monitored_fields | played | played_fields | comments
und_line_8101201_200859868 |  | ABCN | node_8101201_200862664 | node_intto1_8101201_200859868 | 169.368 | und_3P_2ALURD_2AL(N) | 8101201 | no | no |  |  | no
und_line_8101201_200859874 |  | ABCN | node_8101201_200863051 | node_8101201_200859874 | 405.467 | und_3P_2ALURD_2AL(N) | 8101201 | no | no |  |  | no
und_line_8101201_200859892 |  | ABCN | node_8101201_200863746 | node_intto1_8101201_200859892 | 181.937 | und_3P_2ALURD_2AL(N) | 8101201 | no | no |  |  | no
und_line_8101201_200859893 |  | ABCN | node_8101201_200863749 | node_intto1_8101201_200859893 | 347.746 | und_3P_2ALURD_2AL(N) | 8101201 | no | no |  |  | no
und_line_8101201_200860296 |  | ABCN | node_8101201_200867391 | node_intto1_8101201_200860296 | 238.329 | und_3P_4/0ALURD_4/0AL(N) | 8101201 | no | no |  |  | no
und_line_8101201_200860297 |  | ABCN | node_8101201_200860296 | node_8101201_200860297 | 206.478 | und_3P_4/0ALURD_4/0AL(N) | 8101201 | no | no |  |  | no
und_line_8101201_200860298 |  | ABCN | node_8101201_200860297 | node_intto1_8101201_200860298 | 5.352 | und_3P_1/0ALURD_1/0AL(N) | 8101201 | no | no |  |  | no
und_line_8101201_200860299 |  | ABCN | node_8101201_200860297 | node_intto1_8101201_200860299 | 17.662 | und_3P_1/0ALURD_1/0AL(N) | 8101201 | no | no |  |  | no
und_line_8101201_200860300 |  | ABCN | node_8101201_200860297 | node_8101201_200860300 | 224.902 | und_3P_4/0ALURD_4/0AL(N) | 8101201 | no | no |  |  | no
und_line_8101201_200860301 |  | ABCN | node_8101201_200860300 | node_8101201_200860301 | 315.525 | und_3P_4/0ALURD_4/0AL(N) | 8101201 | no | no |  |  | no
und_line_8101201_200860302 |  | ABCN | node_8101201_200860301 | node_intto1_8101201_200860302 | 15.524 | und_3P_1/0ALURD_1/0AL(N) | 8101201 | no | no |  |  | no
und_line_8101201_200860303 |  | ABCN | node_8101201_200860301 | node_intto1_8101201_200860303 | 374.723 | und_3P_1/0ALURD_1/0AL(N) | 8101201 | no | no |  |  | no
und_line_8101201_200863649 |  | ABCN | node_8101201_200863652 | node_8101201_200863649 | 123.301 | und_3P_2ALURD_2AL(N) | 8101201 | no | no |  |  | no
und_line_8101201_200865064 |  | ABCN | node_8101201_200865105 | node_intto1_8101201_200865064 | 187.454 | und_3P_1/0ALURD_1/0AL(N) | 8101201 | no | no |  |  | no
und_line_8101201_200865067 |  | ABCN | node_8101201_200865185 | node_intto1_8101201_200865067 | 235.731 | und_3P_1/0ALURD | 8101201 | no | no |  |  | no
und_line_8101201_201032728 |  | ABCN | node_8101201_200860301 | node_intto1_1366364_182_15292538_003 | 214.021 | und_3P_4/0ALURD_4/0AL(N) | 8101201 | no | no |  |  | no
und_line_8101201_201044664 |  | ABCN | node_8101201_200949194 | node_8101201_201044664 | 314.917 | und_3P_WYECUST | 8101201 | no | no |  |  | no
und_line_8101201_201061071 |  | AN | node_8101201_200962536 | node_intto1_8101201_201061071 | 169.923 | und_1P_WYECUST | 8101201 | no | no |  |  | no
und_line_8101201_311928288 |  | ABCN | node_8101201_311929464 | node_8101201_311928288 | 175.001 | und_3P_WYECUST | 8101201 | no | no |  |  | no
und_line_8101201_311928290 |  | ABCN | node_8101201_311929464 | node_8101201_311928290 | 134.173 | und_3P_WYECUST | 8101201 | no | no |  |  | no
und_line_TAP_UG_59526 |  | ABCN | node_8101201_200859868 | node_1367564_81_15292848_783 | 0.033 | und_TAPWIRE_UG | 8101201 | no | no |  |  | no
und_line_TAP_UG_59527 |  | ABCN | node_8101201_200859874 | node_1367151_886_15292018_692 | 0.033 | und_TAPWIRE_UG | 8101201 | no | no |  |  | no
und_line_TAP_UG_59530 |  | ABCN | node_8101201_200859892 | node_1366744_917_15291556_556 | 0.033 | und_TAPWIRE_UG | 8101201 | no | no |  |  | no
und_line_TAP_UG_59531 |  | ABCN | node_8101201_200859893 | node_1366185_377_15291635_167 | 0.033 | und_TAPWIRE_UG | 8101201 | no | no |  |  | no
und_line_TAP_UG_59624 |  | ABCN | node_8101201_200860298 | node_1366826_138_15292777_637 | 0.033 | und_TAPWIRE_UG | 8101201 | no | no |  |  | no
und_line_TAP_UG_59625 |  | ABCN | node_8101201_200860299 | node_1366822_545_15292707_553 | 0.033 | und_TAPWIRE_UG | 8101201 | no | no |  |  | no
und_line_TAP_UG_59626 |  | ABCN | node_8101201_200860302 | node_1366402_536_15292496_603 | 0.033 | und_TAPWIRE_UG | 8101201 | no | no |  |  | no
und_line_TAP_UG_59627 |  | ABCN | node_8101201_200860303 | node_1366069_727_15292284_216 | 0.033 | und_TAPWIRE_UG | 8101201 | no | no |  |  | no
und_line_TAP_UG_59681 |  | ABCN | node_8101201_200865064 | node_1369808_669_15294951_149 | 0.033 | und_TAPWIRE_UG | 8101201 | no | no |  |  | no
und_line_TAP_UG_59682 |  | ABCN | node_8101201_200865067 | node_1364088_828_15291739_1 | 0.033 | und_TAPWIRE_UG | 8101201 | no | no |  |  | no
und_line_TAP_UG_69274 |  | AN | node_8101201_201061071 | node_1369189_242_15295073_274 | 0.033 | und_TAPWIRE_UG | 8101201 | no | no |  |  | no
und_line_TAP_UG_402580 |  | ABCN | node_8101201_200863649 | node_1371845_06_15294513_573 | 0.033 | und_TAPWIRE_UG | 8101201 | no | no |  |  | no
und_line_TAP_UG_1571497 |  | ABCN | node_8101201_311928288 | node_1367508_199_15291581_163 | 0.033 | und_TAPWIRE_UG | 8101201 | no | no |  |  | no
und_line_TAP_UG_1571499 |  | ABCN | node_8101201_311928290 | node_1367656_388_15291664_376 | 0.033 | und_TAPWIRE_UG | 8101201 | no | no |  |  | no

## underground_line_conductor
data_type | static
owner_type | feeder
owner | 8101201
object | underground_line_conductor
name | groupid | outer_diameter | conductor_gmr | conductor_diameter | conductor_resistance | neutral_gmr | neutral_diameter | neutral_resistance | neutral_strands | insulation_relative_permitivitty | shield_gmr | shield_resistance | rating_summer_continuous | rating_summer_emergency | rating_winter_continuous | rating_winter_emergency | dcircuit | selected | comments
und_cond_1P_WYECUST | [12 empty] | 685 | 685 | 685 | 685 |  | no
und_cond_3P_1/0ALURD | [12 empty] | 160 | 160 | 180 | 180 |  | no
und_cond_3P_1/0ALURD_1/0AL(N) | [12 empty] | 160 | 160 | 180 | 180 |  | no
und_cond_3P_2ALURD_2AL(N) | [12 empty] | 125 | 125 | 140 | 140 |  | no
und_cond_3P_4/0ALURD_4/0AL(N) | [12 empty] | 297 | 297 | 312 | 312 |  | no
und_cond_3P_WYECUST | [12 empty] | 685 | 685 | 685 | 685 |  | no
und_cond_TAPWIRE_UG | [12 empty] | 99999999 | 99999999 | 99999999 | 99999999 |  | no