## capacitor
data_type | static
owner_type | feeder
owner | 8104901
object | capacitor
name | groupid | parent | phases | nominal_voltage | pt_phase | phases_connected | switchA | switchB | switchC | control | voltage_set_high | voltage_set_low | VAr_set_high | VAr_set_low | current_set_high | current_set_low | capacitor_A | capacitor_B | capacitor_C | cap_nominal_voltage | time_delay | dwell_time | lockout_time | remote_sense | remote_sense_B | control_level | dcircuit | selected | monitored | monitored_fields | class_monitored_fields | played | played_fields | comments
cap_220368996 |  | node_1444950_57_15309962_78 | AN | 0 |  | AN | CLOSED |  |  | MANUAL | [6 empty] | 100000 |  |  | 4800 | [6 empty] | 8104901 | no | no |  |  | no
cap_220368998 |  | node_1429337_167_15308218_328 | AN | 0 |  | AN | CLOSED |  |  | MANUAL | [6 empty] | 100000 |  |  | 4800 | [6 empty] | 8104901 | no | no |  |  | no
cap_220369106 |  | node_1426179_896_15301628_906 | AN | 0 |  | AN | CLOSED |  |  | MANUAL | [6 empty] | 100000 |  |  | 4800 | [6 empty] | 8104901 | no | no |  |  | no
cap_220369440 |  | node_1434986_02_15291604_364 | AN | 0 |  | AN | CLOSED |  |  | MANUAL | [6 empty] | 100000 |  |  | 4800 | [6 empty] | 8104901 | no | no |  |  | no
cap_310032978 |  | node_1452128_319_15310274_302 | AN | 0 |  | AN | CLOSED |  |  | MANUAL | [6 empty] | 100000 |  |  | 4800 | [6 empty] | 8104901 | no | no |  |  | no

## feeder
data_type | static
owner_type | feeder
owner | 8104901
object | feeder
name | transmission_bus | ARC | ADR | slack_bus | nom_voltages | num_nodes | num_ohlines | num_uglines | num_transformers | num_generators | num_pvs | num_storages | num_loads | miles | mw | mvar | losses_mw | losses_mvar | comments | use_feeder_load_shape | load_shape_scale | use_feeder_pv_shape | pv_shape_scale | description | restore_time | griddisconnect_scenario_probability | gridconnect_scenario_probability | use_energy_not_served | VOLL | discount_rate | yearly_load_growth_percent | planning_horizon | enable_traditional_project_deferral | lifetime_of_investment_years | start_year | base_year | year_the_investment_is_committed | revenue_requirement_scaling_factor | discount_rate | inflation_rate_for_investment | traditional_project_invested_capital | periodicity_of_investment_in_years | priority | maximum_total_investment_cost | DER_portfolio_NPV | DER_portfolio_BC_ratio | total_system_energy_avoided_cost_NPV | total_system_capacity_avoided_cost_NPV | total_system_ancillary_services_avoided_cost_NPV | total_system_CO2_avoided_cost_NPV | total_system_loss_of_load_avoided_cost_NPV | total_system_distribution_capacity_avoided_cost_NPV | total_system_investment_and_operational_cost_NPV | feeder_solar_pv_operating_cost_USdollarperkWh | feeder_energy_storage_operating_cost_USdollarperkWh | feeder_distributed_generator_operating_cost_USdollarperkWh | feeder_distributed_generator_CO2_cost_USdollarperkWh | feeder_demand_response_operating_cost_USdollarperkWh | feeder_solar_pv_investment_cost_USdollarperkW | feeder_energy_storage_investment_cost_USdollarperkW | feeder_distributed_generator_investment_cost_USdollarperkW | feeder_demand_response_investment_cost_USdollarperkW
8104901 |  | ts_slack | none | node_SOURCE_8104901 | 1066.732,2771.281,7199.557 | 1087 | 989 | 39 | 3 | 0 | 0 | 0 | 364 | 29.841 | 4.971 | 2.118 | 0 | 0 |  | 0 | 0 | 1 | 0 |  | 0 | 0 | 0 | 0 | 0 | 0 | 0 | 0 | 0 | 0 | 0 | 0 | 0 | 0 | 0 | 0 | 0 | 0 | 0 | 999999999 | 0 | 0 | 0 | 0 | 0 | 0 | 0 | 0 | 0 | 0 | 0 | 0 | 0 | 0 | 0 | 0 | 0 | 0

## fuse
data_type | static
owner_type | feeder
owner | 8104901
object | fuse
name | groupid | phases | fr | to | phase_A_status | phase_B_status | phase_C_status | repair_dist_type | current_limit | mean_replacement_time | status | dcircuit | selected | monitored | monitored_fields | class_monitored_fields | played | played_fields | comments
fuse_311874027 |  | AN | node_intto1_8104901_200950076 | node_8104901_200950076 | GOOD | GOOD | GOOD |  | 40 |  |  | 8104901 | no | no |  |  | no
fuse_311874029 |  | AD | node_intto1_8104901_201051043 | node_8104901_201051043 | GOOD | GOOD | GOOD |  | 100 |  |  | 8104901 | no | no |  |  | no
fuse_311874033 |  | AD | node_intto1_8104901_200828380 | node_8104901_200828380 | GOOD | GOOD | GOOD |  | 100 |  |  | 8104901 | no | no |  |  | no
fuse_311874038 |  | AD | node_intto1_8104901_201063865 | node_8104901_201063865 | GOOD | GOOD | GOOD |  | 80 |  |  | 8104901 | no | no |  |  | no
fuse_311874064 |  | AD | node_intto1_8104901_200826586 | node_8104901_200826586 | GOOD | GOOD | GOOD |  | 50 |  |  | 8104901 | no | no |  |  | no
fuse_311874073 |  | AN | node_intto1_8104901_201014359 | node_8104901_201014359 | GOOD | GOOD | GOOD |  | 15 |  |  | 8104901 | no | no |  |  | no
fuse_311874102 |  | AD | node_intto1_8104901_200826268 | node_8104901_200826268 | GOOD | GOOD | GOOD |  | 50 |  |  | 8104901 | no | no |  |  | no
fuse_311874113 |  | AN | node_intto1_8104901_310024901 | node_8104901_310024901 | GOOD | GOOD | GOOD |  | 20 |  |  | 8104901 | no | no |  |  | no
fuse_311874114 |  | AD | node_intto1_8104901_200828458 | node_8104901_200828458 | GOOD | GOOD | GOOD |  | 25 |  |  | 8104901 | no | no |  |  | no
fuse_311874116 |  | AD | node_intto1_8104901_200826596 | node_8104901_200826596 | GOOD | GOOD | GOOD |  | 25 |  |  | 8104901 | no | no |  |  | no
fuse_311874118 |  | AD | node_intto1_8104901_200828447 | node_8104901_200828447 | GOOD | GOOD | GOOD |  | 40 |  |  | 8104901 | no | no |  |  | no
fuse_311874120 |  | AD | node_intto1_8104901_200911497 | node_8104901_200911497 | GOOD | GOOD | GOOD |  | 40 |  |  | 8104901 | no | no |  |  | no
fuse_311874126 |  | AD | node_intto1_8104901_200828435 | node_8104901_200828435 | GOOD | GOOD | GOOD |  | 40 |  |  | 8104901 | no | no |  |  | no
fuse_311874128 |  | AD | node_intto1_8104901_200828423 | node_8104901_200828423 | GOOD | GOOD | GOOD |  | 65 |  |  | 8104901 | no | no |  |  | no
fuse_311874130 |  | AN | node_intto1_8104901_200972398 | node_8104901_200972398 | GOOD | GOOD | GOOD |  | 30 |  |  | 8104901 | no | no |  |  | no
fuse_311874137 |  | AD | node_intto1_8104901_200828501 | node_8104901_200828501 | GOOD | GOOD | GOOD |  | 65 |  |  | 8104901 | no | no |  |  | no
fuse_311874139 |  | AD | node_intto1_8104901_200826087 | node_8104901_200826087 | GOOD | GOOD | GOOD |  | 65 |  |  | 8104901 | no | no |  |  | no
fuse_311874142 |  | AN | node_intto1_8104901_310052012 | node_8104901_310052012 | GOOD | GOOD | GOOD |  | 40 |  |  | 8104901 | no | no |  |  | no
fuse_311874146 |  | AD | node_intto1_8104901_200828520 | node_8104901_200828520 | GOOD | GOOD | GOOD |  | 40 |  |  | 8104901 | no | no |  |  | no
fuse_311874149 |  | ABCD | node_intto1_8104901_200828528 | node_8104901_200828528 | GOOD | GOOD | GOOD |  | 140 |  |  | 8104901 | no | no |  |  | no
fuse_311874155 |  | ABCD | node_intto1_8104901_200828551 | node_8104901_200828551 | GOOD | GOOD | GOOD |  | 50 |  |  | 8104901 | no | no |  |  | no
fuse_311874158 |  | ABCD | node_intto1_8104901_200828562 | node_8104901_200828562 | GOOD | GOOD | GOOD |  | 40 |  |  | 8104901 | no | no |  |  | no
fuse_311874159 |  | AD | node_intto1_8104901_200953492 | node_8104901_200953492 | GOOD | GOOD | GOOD |  | 80 |  |  | 8104901 | no | no |  |  | no
fuse_311874160 |  | AD | node_intto1_8104901_200953493 | node_8104901_200953493 | GOOD | GOOD | GOOD |  | 80 |  |  | 8104901 | no | no |  |  | no
fuse_311874162 |  | AD | node_intto1_8104901_200828604 | node_8104901_200828604 | GOOD | GOOD | GOOD |  | 80 |  |  | 8104901 | no | no |  |  | no
fuse_311874166 |  | AD | node_intto1_311874166 | node_311874166 | GOOD | GOOD | GOOD |  | 50 |  |  | 8104901 | no | no |  |  | no
fuse_311874369 |  | AD | node_intto1_8104901_200869505 | node_8104901_200869505 | GOOD | GOOD | GOOD |  | 50 |  |  | 8104901 | no | no |  |  | no
fuse_311874393 |  | AD | node_intto1_8104901_311905685 | node_8104901_311905685 | GOOD | GOOD | GOOD |  | 65 |  |  | 8104901 | no | no |  |  | no
fuse_311874431 |  | AD | node_intto1_311874431 | node_311874431 | GOOD | GOOD | GOOD |  | 30 |  |  | 8104901 | no | no |  |  | no
fuse_311874437 |  | AD | node_intto1_8104901_200869297 | node_8104901_200869297 | GOOD | GOOD | GOOD |  | 20 |  |  | 8104901 | no | no |  |  | no
fuse_311874439 |  | AD | node_intto1_8104901_200836988 | node_8104901_200836988 | GOOD | GOOD | GOOD |  | 50 |  |  | 8104901 | no | no |  |  | no
fuse_311874440 |  | AD | node_intto1_8104901_200869629 | node_8104901_200869629 | GOOD | GOOD | GOOD |  | 20 |  |  | 8104901 | no | no |  |  | no
fuse_311874444 |  | ABCD | node_intto1_8104901_200869556 | node_8104901_200869556 | GOOD | GOOD | GOOD |  | 100 |  |  | 8104901 | no | no |  |  | no
fuse_311874448 |  | AN | node_intto1_8104901_201037715 | node_8104901_201037715 | GOOD | GOOD | GOOD |  | 25 |  |  | 8104901 | no | no |  |  | no
fuse_311874449 |  | AN | node_intto1_8104901_200972531 | node_8104901_200972531 | GOOD | GOOD | GOOD |  | 40 |  |  | 8104901 | no | no |  |  | no
fuse_311874450 |  | AD | node_intto1_8104901_200911770 | node_8104901_200911770 | GOOD | GOOD | GOOD |  | 40 |  |  | 8104901 | no | no |  |  | no
fuse_311874588 |  | AD | node_intto1_8104901_201037725 | node_8104901_201037725 | GOOD | GOOD | GOOD |  | 40 |  |  | 8104901 | no | no |  |  | no
fuse_311874610 |  | AD | node_intto1_8104901_200869500 | node_8104901_200869500 | GOOD | GOOD | GOOD |  | 50 |  |  | 8104901 | no | no |  |  | no
fuse_311874649 |  | AD | node_intto1_8104901_200869607 | node_8104901_200869607 | GOOD | GOOD | GOOD |  | 65 |  |  | 8104901 | no | no |  |  | no
fuse_311874654 |  | AD | node_intto1_311874654 | node_311874654 | GOOD | GOOD | GOOD |  | 30 |  |  | 8104901 | no | no |  |  | no
fuse_311874700 |  | AD | node_intto1_8104901_200869655 | node_8104901_200869655 | GOOD | GOOD | GOOD |  | 40 |  |  | 8104901 | no | no |  |  | no
fuse_311874708 |  | AD | node_intto1_8104901_200868361 | node_8104901_200868361 | GOOD | GOOD | GOOD |  | 50 |  |  | 8104901 | no | no |  |  | no
fuse_311875019 |  | AN | node_intto1_8104901_201037714 | node_8104901_201037714 | GOOD | GOOD | GOOD |  | 25 |  |  | 8104901 | no | no |  |  | no
fuse_311875041 |  | AD | node_intto1_8104901_200838034 | node_8104901_200838034 | GOOD | GOOD | GOOD |  | 65 |  |  | 8104901 | no | no |  |  | no
fuse_311875046 |  | AD | node_intto1_8104901_200838172 | node_8104901_200838172 | GOOD | GOOD | GOOD |  | 40 |  |  | 8104901 | no | no |  |  | no
fuse_311875057 |  | AD | node_intto1_8104901_200838130 | node_8104901_200838130 | GOOD | GOOD | GOOD |  | 40 |  |  | 8104901 | no | no |  |  | no
fuse_311875059 |  | AD | node_intto1_8104901_200838134 | node_8104901_200838134 | GOOD | GOOD | GOOD |  | 40 |  |  | 8104901 | no | no |  |  | no
fuse_311875061 |  | AD | node_intto1_8104901_200838202 | node_8104901_200838202 | GOOD | GOOD | GOOD |  | 50 |  |  | 8104901 | no | no |  |  | no
fuse_311898371 |  | AD | node_intto1_8104901_201050967 | node_8104901_201050967 | GOOD | GOOD | GOOD |  | 40 |  |  | 8104901 | no | no |  |  | no
fuse_311898803 |  | AD | node_intto1_8104901_200827086 | node_8104901_200827086 | GOOD | GOOD | GOOD |  | 50 |  |  | 8104901 | no | no |  |  | no
fuse_311902275 |  | AN | node_intto1_8104901_311902272 | node_8104901_311902272 | GOOD | GOOD | GOOD |  | 15 |  |  | 8104901 | no | no |  |  | no

## line_configuration
data_type | static
owner_type | feeder
owner | 8104901
object | line_configuration
name | groupid | conductor_A | conductor_B | conductor_C | conductor_N | spacing | z11 | z12 | z13 | z21 | z22 | z23 | z31 | z32 | z33 | c11 | c12 | c13 | c21 | c22 | c23 | c31 | c32 | c33 | dcircuit | selected | comments
bal_1P_1/0AA |  | oh_cond_1/0_AAAC | oh_cond_1/0_AAAC | oh_cond_1/0_AAAC |  |  | 0.972+1.499j | 0.095+0.781j | 0.095+0.781j | 0.095+0.781j | 0.972+1.499j | 0.095+0.781j | 0.095+0.781j | 0.095+0.781j | 0.972+1.499j | 12.796 | -3.172 | -3.172 | -3.172 | 12.796 | -3.172 | -3.172 | -3.172 | 12.796 |  | no
bal_1P_1/0AC |  | oh_cond_1/0_ACSR | oh_cond_1/0_ACSR | oh_cond_1/0_ACSR |  |  | 0.983+1.218j | 0.095+0.781j | 0.095+0.781j | 0.095+0.781j | 0.983+1.218j | 0.095+0.781j | 0.095+0.781j | 0.095+0.781j | 0.983+1.218j | 12.796 | -3.172 | -3.172 | -3.172 | 12.796 | -3.172 | -3.172 | -3.172 | 12.796 |  | no
bal_1P_2AC |  | oh_cond_2_ACSR | oh_cond_2_ACSR | oh_cond_2_ACSR |  |  | 1.505+1.527j | 0.095+0.781j | 0.095+0.781j | 0.095+0.781j | 1.505+1.527j | 0.095+0.781j | 0.095+0.781j | 0.095+0.781j | 1.505+1.527j | 12.393 | -3.017 | -3.017 | -3.017 | 12.393 | -3.017 | -3.017 | -3.017 | 12.393 |  | no
bal_1P_3-128CW |  | oh_cond_3_#128_CWD | oh_cond_3_#128_CWD | oh_cond_3_#128_CWD |  |  | 3.968+1.621j | 0.095+0.781j | 0.095+0.781j | 0.095+0.781j | 3.968+1.621j | 0.095+0.781j | 0.095+0.781j | 0.095+0.781j | 3.968+1.621j | 12.087 | -2.901 | -2.901 | -2.901 | 12.087 | -2.901 | -2.901 | -2.901 | 12.087 |  | no
bal_1P_4/0AA |  | oh_cond_4/0_AAAC | oh_cond_4/0_AAAC | oh_cond_4/0_AAAC |  |  | 0.534+1.457j | 0.095+0.781j | 0.095+0.781j | 0.095+0.781j | 0.534+1.457j | 0.095+0.781j | 0.095+0.781j | 0.095+0.781j | 0.534+1.457j | 13.554 | -3.469 | -3.469 | -3.469 | 13.554 | -3.469 | -3.469 | -3.469 | 13.554 |  | no
bal_1P_4/0AC |  | oh_cond_4/0_ACSR | oh_cond_4/0_ACSR | oh_cond_4/0_ACSR |  |  | 0.54+1.457j | 0.095+0.781j | 0.095+0.781j | 0.095+0.781j | 0.54+1.457j | 0.095+0.781j | 0.095+0.781j | 0.095+0.781j | 0.54+1.457j | 13.554 | -3.469 | -3.469 | -3.469 | 13.554 | -3.469 | -3.469 | -3.469 | 13.554 |  | no
bal_1P_4/0AL |  | oh_cond_4/0_AL | oh_cond_4/0_AL | oh_cond_4/0_AL |  |  | 0.537+1.466j | 0.095+0.781j | 0.095+0.781j | 0.095+0.781j | 0.537+1.466j | 0.095+0.781j | 0.095+0.781j | 0.095+0.781j | 0.537+1.466j | 13.381 | -3.4 | -3.4 | -3.4 | 13.381 | -3.4 | -3.4 | -3.4 | 13.381 |  | no
bal_1P_4AC |  | oh_cond_4_ACSR | oh_cond_4_ACSR | oh_cond_4_ACSR |  |  | 2.335+1.555j | 0.095+0.781j | 0.095+0.781j | 0.095+0.781j | 2.335+1.555j | 0.095+0.781j | 0.095+0.781j | 0.095+0.781j | 2.335+1.555j | 11.91 | -2.834 | -2.834 | -2.834 | 11.91 | -2.834 | -2.834 | -2.834 | 11.91 |  | no
bal_1P_4CU |  | oh_cond_4_CU | oh_cond_4_CU | oh_cond_4_CU |  |  | 1.483+1.565j | 0.095+0.781j | 0.095+0.781j | 0.095+0.781j | 1.483+1.565j | 0.095+0.781j | 0.095+0.781j | 0.095+0.781j | 1.483+1.565j | 11.78 | -2.785 | -2.785 | -2.785 | 11.78 | -2.785 | -2.785 | -2.785 | 11.78 |  | no
bal_1P_6CU |  | oh_cond_6_CU | oh_cond_6_CU | oh_cond_6_CU |  |  | 2.275+1.583j | 0.095+0.781j | 0.095+0.781j | 0.095+0.781j | 2.275+1.583j | 0.095+0.781j | 0.095+0.781j | 0.095+0.781j | 2.275+1.583j | 11.393 | -2.641 | -2.641 | -2.641 | 11.393 | -2.641 | -2.641 | -2.641 | 11.393 |  | no
bal_1P_DELTACUST |  | oh_cond_2/0_CU | oh_cond_2/0_CU | oh_cond_2/0_CU | oh_cond_3_#7_CWD_30% |  | 0.66+1.378j | 0.22+0.666j | 0.22+0.666j | 0.22+0.666j | 0.66+1.378j | 0.22+0.666j | 0.22+0.666j | 0.22+0.666j | 0.66+1.378j | 13.24 | -2.712 | -2.712 | -2.712 | 13.24 | -2.712 | -2.712 | -2.712 | 13.24 |  | no
bal_3P_4/0AA |  | oh_cond_4/0_AAAC | oh_cond_4/0_AAAC | oh_cond_4/0_AAAC |  |  | 0.534+1.457j | 0.095+0.781j | 0.095+0.781j | 0.095+0.781j | 0.534+1.457j | 0.095+0.781j | 0.095+0.781j | 0.095+0.781j | 0.534+1.457j | 13.554 | -3.469 | -3.469 | -3.469 | 13.554 | -3.469 | -3.469 | -3.469 | 13.554 |  | no
bal_3P_4AC |  | oh_cond_4_ACSR | oh_cond_4_ACSR | oh_cond_4_ACSR |  |  | 2.335+1.555j | 0.095+0.781j | 0.095+0.781j | 0.095+0.781j | 2.335+1.555j | 0.095+0.781j | 0.095+0.781j | 0.095+0.781j | 2.335+1.555j | 11.91 | -2.834 | -2.834 | -2.834 | 11.91 | -2.834 | -2.834 | -2.834 | 11.91 |  | no
bal_3P_4ACW |  | oh_cond_4A_CWD | oh_cond_4A_CWD | oh_cond_4A_CWD |  |  | 1.49+1.583j | 0.095+0.781j | 0.095+0.781j | 0.095+0.781j | 1.49+1.583j | 0.095+0.781j | 0.095+0.781j | 0.095+0.781j | 1.49+1.583j | 12.178 | -2.935 | -2.935 | -2.935 | 12.178 | -2.935 | -2.935 | -2.935 | 12.178 |  | no
bal_3P_477AC |  | oh_cond_477_ACSR | oh_cond_477_ACSR | oh_cond_477_ACSR |  |  | 0.291+1.395j | 0.095+0.806j | 0.095+0.806j | 0.095+0.806j | 0.291+1.395j | 0.095+0.806j | 0.095+0.806j | 0.095+0.806j | 0.291+1.395j | 15.098 | -4.212 | -4.212 | -4.212 | 15.098 | -4.212 | -4.212 | -4.212 | 15.098 |  | no
bal_3P_477AL |  | oh_cond_477_MCM_AL | oh_cond_477_MCM_AL | oh_cond_477_MCM_AL |  |  | 0.293+1.41j | 0.095+0.775j | 0.095+0.775j | 0.095+0.775j | 0.293+1.41j | 0.095+0.775j | 0.095+0.775j | 0.095+0.775j | 0.293+1.41j | 14.305 | -3.735 | -3.735 | -3.735 | 14.305 | -3.735 | -3.735 | -3.735 | 14.305 |  | no
unb_TAPWIRE_OH |  | oh_cond_WP-4/0-CU | oh_cond_WP-4/0-CU | oh_cond_WP-4/0-CU | oh_cond_WP-4/0-CU |  | 0.365+1.097j | 0.093+0.433j | 0.094+0.34j | 0.093+0.433j | 0.368+1.078j | 0.095+0.401j | 0.094+0.34j | 0.095+0.401j | 0.368+1.077j | 14.911 | -4.341 | -1.953 | -4.341 | 15.781 | -3.724 | -1.953 | -3.724 | 14.818 |  | no
und_1P_1/0ALURD |  | und_cond_1P_1/0ALURD | und_cond_1P_1/0ALURD | und_cond_1P_1/0ALURD |  |  | 0.518+0.155j | 0.0+0.0j | 0.0+0.0j | 0.0+0.0j | 0.518+0.155j | 0.0+0.0j | 0.0+0.0j | 0.0+0.0j | 0.518+0.155j | 512.874 | 0 | 0 | 0 | 512.874 | 0 | 0 | 0 | 512.874 |  | no
und_1P_2ALURD |  | und_cond_1P_2ALURD | und_cond_1P_2ALURD | und_cond_1P_2ALURD |  |  | 2.379+0.823j | 0.0+0.0j | 0.0+0.0j | 0.0+0.0j | 2.379+0.823j | 0.0+0.0j | 0.0+0.0j | 0.0+0.0j | 2.379+0.823j | 401.497 | 0 | 0 | 0 | 401.497 | 0 | 0 | 0 | 401.497 |  | no
und_1P_2ALURD_2AL(N) |  | und_cond_1P_2ALURD_2AL(N) | und_cond_1P_2ALURD_2AL(N) | und_cond_1P_2ALURD_2AL(N) |  |  | 2.379+0.823j | 0.0+0.0j | 0.0+0.0j | 0.0+0.0j | 2.379+0.823j | 0.0+0.0j | 0.0+0.0j | 0.0+0.0j | 2.379+0.823j | 401.497 | 0 | 0 | 0 | 401.497 | 0 | 0 | 0 | 401.497 |  | no
und_1P_DELTACUST |  | und_cond_1P_DELTACUST | und_cond_1P_DELTACUST | und_cond_1P_DELTACUST |  |  | 0.179+0.233j | 0.061-0.024j | 0.061-0.024j | 0.061-0.024j | 0.179+0.233j | 0.061-0.024j | 0.061-0.024j | 0.061-0.024j | 0.179+0.233j | 324.124 | 0 | 0 | 0 | 324.124 | 0 | 0 | 0 | 324.124 |  | no
und_1P_WYECUST |  | und_cond_1P_WYECUST | und_cond_1P_WYECUST | und_cond_1P_WYECUST |  |  | 0.179+0.233j | 0.061-0.024j | 0.061-0.024j | 0.061-0.024j | 0.179+0.233j | 0.061-0.024j | 0.061-0.024j | 0.061-0.024j | 0.179+0.233j | 324.124 | 0 | 0 | 0 | 324.124 | 0 | 0 | 0 | 324.124 |  | no
und_TAPWIRE_UG |  | und_cond_TAPWIRE_UG | und_cond_TAPWIRE_UG | und_cond_TAPWIRE_UG |  |  | 0.001+0.001j | 0.0+0.0j | 0.0+0.0j | 0.0+0.0j | 0.001+0.001j | 0.0+0.0j | 0.0+0.0j | 0.0+0.0j | 0.001+0.001j | 0 | 0 | 0 | 0 | 0 | 0 | 0 | 0 | 0 |  | no

## load
data_type | static
owner_type | feeder
owner | 8104901
object | load
name | groupid | parent | bustype | phases | nominal_voltage | load_class | constant_power_A | constant_power_B | constant_power_C | constant_current_A | constant_current_B | constant_current_C | constant_impedance_A | constant_impedance_B | constant_impedance_C | base_power_A | base_power_B | base_power_C | power_pf_A | power_pf_B | power_pf_C | current_pf_A | current_pf_B | current_pf_C | impedance_pf_A | impedance_pf_B | impedance_pf_C | power_fraction_A | power_fraction_B | power_fraction_C | current_fraction_A | current_fraction_B | current_fraction_C | impedance_fraction_A | impedance_fraction_B | impedance_fraction_C | dcircuit | selected | monitored | monitored_fields | class_monitored_fields | played | played_fields | base_kw_A | base_kw_B | base_kw_C | kw_A | kw_B | kw_C | comments | critical_load | dem_resp_lb | dem_resp_ub | dem_resp_shortage_cost | dem_resp_surplus_cost | num_customers
load_220336237 |  | node_1432110_241_15308175_93 |  | AN | 0 | Residential | 17301.6+7370.451j | 0 | 0 | 0 | 0 | 0 | [24 empty] | 8104901 | no | no |  |  | no |  | 0 | 0 | 0 | 0 | 0 | 0 |  | 1 | 1 | 1 | 0 | 0 | 0
load_220336238 |  | node_1431881_538_15307621_046 |  | AN | 0 | Residential | 10065.6+4287.928j | 0 | 0 | 0 | 0 | 0 | [24 empty] | 8104901 | no | no |  |  | no |  | 0 | 0 | 0 | 0 | 0 | 0 |  | 1 | 1 | 1 | 0 | 0 | 0
load_220336262 |  | node_1437709_195_15309254_015 |  | AN | 0 | NonResidential | 0 | 0 | 0 | 0 | 0 | 0 | [24 empty] | 8104901 | no | no |  |  | no |  | 0 | 0 | 0 | 0 | 0 | 0 |  | 1 | 1 | 1 | 0 | 0 | 0
load_220336263 |  | node_1437648_179_15309130_078 |  | AN | 0 | Residential | 3751.2+1598.005j | 0 | 0 | 0 | 0 | 0 | [24 empty] | 8104901 | no | no |  |  | no |  | 0 | 0 | 0 | 0 | 0 | 0 |  | 1 | 1 | 1 | 0 | 0 | 0
load_220336265 |  | node_1439370_519_15311350_938 |  | AN | 0 | Residential | 9453.6+4027.217j | 0 | 0 | 0 | 0 | 0 | [24 empty] | 8104901 | no | no |  |  | no |  | 0 | 0 | 0 | 0 | 0 | 0 |  | 1 | 1 | 1 | 0 | 0 | 0
load_220336266 |  | node_1439378_003_15311627_391 |  | AN | 0 | Residential | 4132.8+1760.565j | 0 | 0 | 0 | 0 | 0 | [24 empty] | 8104901 | no | no |  |  | no |  | 0 | 0 | 0 | 0 | 0 | 0 |  | 1 | 1 | 1 | 0 | 0 | 0
load_220336267 |  | node_1439576_11_15311873_72 |  | AN | 0 | Residential | 4615.2+1966.067j | 0 | 0 | 0 | 0 | 0 | [24 empty] | 8104901 | no | no |  |  | no |  | 0 | 0 | 0 | 0 | 0 | 0 |  | 1 | 1 | 1 | 0 | 0 | 0
load_220336268 |  | node_1439591_869_15312280_196 |  | AN | 0 | Residential | 6976.8+2972.104j | 0 | 0 | 0 | 0 | 0 | [24 empty] | 8104901 | no | no |  |  | no |  | 0 | 0 | 0 | 0 | 0 | 0 |  | 1 | 1 | 1 | 0 | 0 | 0
load_220336269 |  | node_1438212_622_15309620_88 |  | AN | 0 | Residential | 0 | 0 | 0 | 0 | 0 | 0 | [24 empty] | 8104901 | no | no |  |  | no |  | 0 | 0 | 0 | 0 | 0 | 0 |  | 1 | 1 | 1 | 0 | 0 | 0
load_220336269-L1-1 |  | node_1438212_622_15309620_88 |  | AN | 0 | Other | 0 | 0 | 0 | 0 | 0 | 0 | [24 empty] | 8104901 | no | no |  |  | no |  | 0 | 0 | 0 | 0 | 0 | 0 |  | 1 | 1 | 1 | 0 | 0 | 0
load_220336273 |  | node_1438937_11_15310679_266 |  | AN | 0 | Residential | 1180.8+503.019j | 0 | 0 | 0 | 0 | 0 | [24 empty] | 8104901 | no | no |  |  | no |  | 0 | 0 | 0 | 0 | 0 | 0 |  | 1 | 1 | 1 | 0 | 0 | 0
load_220336274 |  | node_1438963_127_15310854_522 |  | AN | 0 | Residential | 4694.4+1999.806j | 0 | 0 | 0 | 0 | 0 | [24 empty] | 8104901 | no | no |  |  | no |  | 0 | 0 | 0 | 0 | 0 | 0 |  | 1 | 1 | 1 | 0 | 0 | 0
load_220336275 |  | node_1439033_819_15310985_456 |  | AN | 0 | Residential | 1980+843.476j | 0 | 0 | 0 | 0 | 0 | [24 empty] | 8104901 | no | no |  |  | no |  | 0 | 0 | 0 | 0 | 0 | 0 |  | 1 | 1 | 1 | 0 | 0 | 0
load_220336276 |  | node_1439219_338_15311302_244 |  | AN | 0 | Residential | 44143.2+18804.924j | 0 | 0 | 0 | 0 | 0 | [24 empty] | 8104901 | no | no |  |  | no |  | 0 | 0 | 0 | 0 | 0 | 0 |  | 1 | 1 | 1 | 0 | 0 | 0
load_220336642 |  | node_1429357_66_15302527_912 |  | AN | 0 | Residential | 15501.6+6603.654j | 0 | 0 | 0 | 0 | 0 | [24 empty] | 8104901 | no | no |  |  | no |  | 0 | 0 | 0 | 0 | 0 | 0 |  | 1 | 1 | 1 | 0 | 0 | 0
load_220336643 |  | node_1430479_714_15302568_939 |  | AN | 0 | Residential | 2844+1211.539j | 0 | 0 | 0 | 0 | 0 | [24 empty] | 8104901 | no | no |  |  | no |  | 0 | 0 | 0 | 0 | 0 | 0 |  | 1 | 1 | 1 | 0 | 0 | 0
load_220336644 |  | node_1431057_912_15302584_746 |  | AN | 0 | Residential | 11008.8+4689.729j | 0 | 0 | 0 | 0 | 0 | [24 empty] | 8104901 | no | no |  |  | no |  | 0 | 0 | 0 | 0 | 0 | 0 |  | 1 | 1 | 1 | 0 | 0 | 0
load_220336714 |  | node_1439517_991_15307433_895 |  | AN | 0 | NonResidential | 21.6+9.202j | 0 | 0 | 0 | 0 | 0 | [24 empty] | 8104901 | no | no |  |  | no |  | 0 | 0 | 0 | 0 | 0 | 0 |  | 1 | 1 | 1 | 0 | 0 | 0
load_220336715 |  | node_1439890_432_15306931_645 |  | AN | 0 | Residential | 8128.8+3462.854j | 0 | 0 | 0 | 0 | 0 | [24 empty] | 8104901 | no | no |  |  | no |  | 0 | 0 | 0 | 0 | 0 | 0 |  | 1 | 1 | 1 | 0 | 0 | 0
load_220336716 |  | node_1440207_47_15306836_621 |  | AN | 0 | Residential | 18396+7836.663j | 0 | 0 | 0 | 0 | 0 | [24 empty] | 8104901 | no | no |  |  | no |  | 0 | 0 | 0 | 0 | 0 | 0 |  | 1 | 1 | 1 | 0 | 0 | 0
load_220336717 |  | node_1440465_84_15306580_202 |  | AN | 0 | Residential | 3434.4+1463.048j | 0 | 0 | 0 | 0 | 0 | [24 empty] | 8104901 | no | no |  |  | no |  | 0 | 0 | 0 | 0 | 0 | 0 |  | 1 | 1 | 1 | 0 | 0 | 0
load_220336718 |  | node_1440681_125_15306523_168 |  | AN | 0 | Other | 0 | 0 | 0 | 0 | 0 | 0 | [24 empty] | 8104901 | no | no |  |  | no |  | 0 | 0 | 0 | 0 | 0 | 0 |  | 1 | 1 | 1 | 0 | 0 | 0
load_220336816 |  | node_1438042_299_15306205_513 |  | AN | 0 | Residential | 14868+6333.741j | 0 | 0 | 0 | 0 | 0 | [24 empty] | 8104901 | no | no |  |  | no |  | 0 | 0 | 0 | 0 | 0 | 0 |  | 1 | 1 | 1 | 0 | 0 | 0
load_220336826 |  | node_1441983_192_15309436_604 |  | AN | 0 | Residential | 1447.2+616.505j | 0 | 0 | 0 | 0 | 0 | [24 empty] | 8104901 | no | no |  |  | no |  | 0 | 0 | 0 | 0 | 0 | 0 |  | 1 | 1 | 1 | 0 | 0 | 0
load_220336827 |  | node_1441731_776_15309422_834 |  | AN | 0 | Residential | 3060+1303.555j | 0 | 0 | 0 | 0 | 0 | [24 empty] | 8104901 | no | no |  |  | no |  | 0 | 0 | 0 | 0 | 0 | 0 |  | 1 | 1 | 1 | 0 | 0 | 0
load_220336828 |  | node_1441354_216_15309468_73 |  | AN | 0 | Residential | 17726.4+7551.415j | 0 | 0 | 0 | 0 | 0 | [24 empty] | 8104901 | no | no |  |  | no |  | 0 | 0 | 0 | 0 | 0 | 0 |  | 1 | 1 | 1 | 0 | 0 | 0
load_220336829 |  | node_1441197_407_15309487_532 |  | AN | 0 | Other | 0 | 0 | 0 | 0 | 0 | 0 | [24 empty] | 8104901 | no | no |  |  | no |  | 0 | 0 | 0 | 0 | 0 | 0 |  | 1 | 1 | 1 | 0 | 0 | 0
load_220336830 |  | node_1440948_522_15309467_843 |  | AN | 0 | Residential | 5133.6+2186.904j | 0 | 0 | 0 | 0 | 0 | [24 empty] | 8104901 | no | no |  |  | no |  | 0 | 0 | 0 | 0 | 0 | 0 |  | 1 | 1 | 1 | 0 | 0 | 0
load_220336833 |  | node_1451411_45_15309194_254 |  | AN | 0 | Residential | 21204+9032.866j | 0 | 0 | 0 | 0 | 0 | [24 empty] | 8104901 | no | no |  |  | no |  | 0 | 0 | 0 | 0 | 0 | 0 |  | 1 | 1 | 1 | 0 | 0 | 0
load_220336834 |  | node_1451506_648_15308798_388 |  | AN | 0 | Residential | 4341.6+1849.514j | 0 | 0 | 0 | 0 | 0 | [24 empty] | 8104901 | no | no |  |  | no |  | 0 | 0 | 0 | 0 | 0 | 0 |  | 1 | 1 | 1 | 0 | 0 | 0
load_220336907 |  | node_1452636_05_15307212_825 |  | AN | 0 | Residential | 29217.6+12446.645j | 0 | 0 | 0 | 0 | 0 | [24 empty] | 8104901 | no | no |  |  | no |  | 0 | 0 | 0 | 0 | 0 | 0 |  | 1 | 1 | 1 | 0 | 0 | 0
load_220336908 |  | node_1452913_929_15307173_97 |  | AN | 0 | Residential | 17611.2+7502.34j | 0 | 0 | 0 | 0 | 0 | [24 empty] | 8104901 | no | no |  |  | no |  | 0 | 0 | 0 | 0 | 0 | 0 |  | 1 | 1 | 1 | 0 | 0 | 0
load_220336909 |  | node_1453481_177_15307225_494 |  | AN | 0 | Residential | 10447.2+4450.489j | 0 | 0 | 0 | 0 | 0 | [24 empty] | 8104901 | no | no |  |  | no |  | 0 | 0 | 0 | 0 | 0 | 0 |  | 1 | 1 | 1 | 0 | 0 | 0
load_220336910 |  | node_1453971_899_15307390_591 |  | AN | 0 | Residential | 10425.6+4441.287j | 0 | 0 | 0 | 0 | 0 | [24 empty] | 8104901 | no | no |  |  | no |  | 0 | 0 | 0 | 0 | 0 | 0 |  | 1 | 1 | 1 | 0 | 0 | 0
load_220336911 |  | node_1454122_646_15307596_223 |  | AN | 0 | Residential | 7070.4+3011.978j | 0 | 0 | 0 | 0 | 0 | [24 empty] | 8104901 | no | no |  |  | no |  | 0 | 0 | 0 | 0 | 0 | 0 |  | 1 | 1 | 1 | 0 | 0 | 0
load_220336912 |  | node_1454094_788_15307937_781 |  | AN | 0 | Residential | 35366.4+15066.023j | 0 | 0 | 0 | 0 | 0 | [24 empty] | 8104901 | no | no |  |  | no |  | 0 | 0 | 0 | 0 | 0 | 0 |  | 1 | 1 | 1 | 0 | 0 | 0
load_220336913 |  | node_1451399_266_15308571_262 |  | AN | 0 | Residential | 30679.2+13069.284j | 0 | 0 | 0 | 0 | 0 | [24 empty] | 8104901 | no | no |  |  | no |  | 0 | 0 | 0 | 0 | 0 | 0 |  | 1 | 1 | 1 | 0 | 0 | 0
load_220336914 |  | node_1451479_775_15308006_294 |  | AN | 0 | Residential | 4658.4+1984.47j | 0 | 0 | 0 | 0 | 0 | [24 empty] | 8104901 | no | no |  |  | no |  | 0 | 0 | 0 | 0 | 0 | 0 |  | 1 | 1 | 1 | 0 | 0 | 0
load_220336915 |  | node_1451348_487_15307569_234 |  | AN | 0 | Residential | 9388.8+3999.612j | 0 | 0 | 0 | 0 | 0 | [24 empty] | 8104901 | no | no |  |  | no |  | 0 | 0 | 0 | 0 | 0 | 0 |  | 1 | 1 | 1 | 0 | 0 | 0
load_220336916 |  | node_1451637_352_15307450_523 |  | AN | 0 | Residential | 2736+1165.531j | 0 | 0 | 0 | 0 | 0 | [24 empty] | 8104901 | no | no |  |  | no |  | 0 | 0 | 0 | 0 | 0 | 0 |  | 1 | 1 | 1 | 0 | 0 | 0
load_220336918 |  | node_1452263_346_15307662_227 |  | AN | 0 | Residential | 24976.8+10640.072j | 0 | 0 | 0 | 0 | 0 | [24 empty] | 8104901 | no | no |  |  | no |  | 0 | 0 | 0 | 0 | 0 | 0 |  | 1 | 1 | 1 | 0 | 0 | 0
load_220336919 |  | node_1452439_658_15307384_718 |  | AN | 0 | Residential | 21758.4+9269.04j | 0 | 0 | 0 | 0 | 0 | [24 empty] | 8104901 | no | no |  |  | no |  | 0 | 0 | 0 | 0 | 0 | 0 |  | 1 | 1 | 1 | 0 | 0 | 0
load_220336920 |  | node_1452374_744_15308511_1 |  | AN | 0 | Residential | 48780+20780.193j | 0 | 0 | 0 | 0 | 0 | [24 empty] | 8104901 | no | no |  |  | no |  | 0 | 0 | 0 | 0 | 0 | 0 |  | 1 | 1 | 1 | 0 | 0 | 0
load_220336921 |  | node_1452544_81_15308827_593 |  | AN | 0 | Residential | 2815.2+1199.27j | 0 | 0 | 0 | 0 | 0 | [24 empty] | 8104901 | no | no |  |  | no |  | 0 | 0 | 0 | 0 | 0 | 0 |  | 1 | 1 | 1 | 0 | 0 | 0
load_220336922 |  | node_1452293_462_15307933_358 |  | AN | 0 | Residential | 2930.4+1248.345j | 0 | 0 | 0 | 0 | 0 | [24 empty] | 8104901 | no | no |  |  | no |  | 0 | 0 | 0 | 0 | 0 | 0 |  | 1 | 1 | 1 | 0 | 0 | 0
load_220336923 |  | node_1452622_536_15308273_917 |  | AN | 0 | Residential | 2340+996.836j | 0 | 0 | 0 | 0 | 0 | [24 empty] | 8104901 | no | no |  |  | no |  | 0 | 0 | 0 | 0 | 0 | 0 |  | 1 | 1 | 1 | 0 | 0 | 0
load_220336924 |  | node_1452987_718_15308280_816 |  | AN | 0 | Residential | 12895.2+5493.332j | 0 | 0 | 0 | 0 | 0 | [24 empty] | 8104901 | no | no |  |  | no |  | 0 | 0 | 0 | 0 | 0 | 0 |  | 1 | 1 | 1 | 0 | 0 | 0
load_220336925 |  | node_1453603_077_15308304_46 |  | AN | 0 | Residential | 6480+2760.468j | 0 | 0 | 0 | 0 | 0 | [24 empty] | 8104901 | no | no |  |  | no |  | 0 | 0 | 0 | 0 | 0 | 0 |  | 1 | 1 | 1 | 0 | 0 | 0
load_220336940 |  | node_1431442_605_15304712_858 |  | AN | 0 | Residential | 39168+16685.498j | 0 | 0 | 0 | 0 | 0 | [24 empty] | 8104901 | no | no |  |  | no |  | 0 | 0 | 0 | 0 | 0 | 0 |  | 1 | 1 | 1 | 0 | 0 | 0
load_220336941 |  | node_1431332_581_15305018_432 |  | AN | 0 | Residential | 14400+6134.374j | 0 | 0 | 0 | 0 | 0 | [24 empty] | 8104901 | no | no |  |  | no |  | 0 | 0 | 0 | 0 | 0 | 0 |  | 1 | 1 | 1 | 0 | 0 | 0
load_220336942 |  | node_1431285_868_15305360_65 |  | AN | 0 | Residential | 12852+5474.929j | 0 | 0 | 0 | 0 | 0 | [24 empty] | 8104901 | no | no |  |  | no |  | 0 | 0 | 0 | 0 | 0 | 0 |  | 1 | 1 | 1 | 0 | 0 | 0
load_220336943 |  | node_1431633_708_15305694_377 |  | AN | 0 | Residential | 4356+1855.648j | 0 | 0 | 0 | 0 | 0 | [24 empty] | 8104901 | no | no |  |  | no |  | 0 | 0 | 0 | 0 | 0 | 0 |  | 1 | 1 | 1 | 0 | 0 | 0
load_220336944 |  | node_1431233_788_15305765_3 |  | AN | 0 | Residential | 4809.6+2048.881j | 0 | 0 | 0 | 0 | 0 | [24 empty] | 8104901 | no | no |  |  | no |  | 0 | 0 | 0 | 0 | 0 | 0 |  | 1 | 1 | 1 | 0 | 0 | 0
load_220336945 |  | node_1431160_287_15305867_78 |  | AN | 0 | Residential | 15098.4+6431.891j | 0 | 0 | 0 | 0 | 0 | [24 empty] | 8104901 | no | no |  |  | no |  | 0 | 0 | 0 | 0 | 0 | 0 |  | 1 | 1 | 1 | 0 | 0 | 0
load_220337440 |  | node_1434836_397_15305884_566 |  | AN | 0 | Residential | 4831.2+2058.083j | 0 | 0 | 0 | 0 | 0 | [24 empty] | 8104901 | no | no |  |  | no |  | 0 | 0 | 0 | 0 | 0 | 0 |  | 1 | 1 | 1 | 0 | 0 | 0
load_220337443 |  | node_1435879_385_15306341_949 |  | AN | 0 | Residential | 4514.4+1923.126j | 0 | 0 | 0 | 0 | 0 | [24 empty] | 8104901 | no | no |  |  | no |  | 0 | 0 | 0 | 0 | 0 | 0 |  | 1 | 1 | 1 | 0 | 0 | 0
load_220337444 |  | node_1435834_751_15306643_464 |  | AN | 0 | Residential | 38829.6+16541.34j | 0 | 0 | 0 | 0 | 0 | [24 empty] | 8104901 | no | no |  |  | no |  | 0 | 0 | 0 | 0 | 0 | 0 |  | 1 | 1 | 1 | 0 | 0 | 0
load_220337448 |  | node_1437940_691_15306753_461 |  | AN | 0 | Residential | 127468.8+54301.481j | 0 | 0 | 0 | 0 | 0 | [24 empty] | 8104901 | no | no |  |  | no |  | 0 | 0 | 0 | 0 | 0 | 0 |  | 1 | 1 | 1 | 0 | 0 | 0
load_220337449 |  | node_1438138_23_15306911_732 |  | AN | 0 | Residential | 38383.2+16351.175j | 0 | 0 | 0 | 0 | 0 | [24 empty] | 8104901 | no | no |  |  | no |  | 0 | 0 | 0 | 0 | 0 | 0 |  | 1 | 1 | 1 | 0 | 0 | 0
load_220337451 |  | node_1438855_846_15307062_193 |  | AN | 0 | Residential | 17301.6+7370.451j | 0 | 0 | 0 | 0 | 0 | [24 empty] | 8104901 | no | no |  |  | no |  | 0 | 0 | 0 | 0 | 0 | 0 |  | 1 | 1 | 1 | 0 | 0 | 0
load_220337452 |  | node_1439242_002_15307240_406 |  | AN | 0 | NonResidential | 0 | 0 | 0 | 0 | 0 | 0 | [24 empty] | 8104901 | no | no |  |  | no |  | 0 | 0 | 0 | 0 | 0 | 0 |  | 1 | 1 | 1 | 0 | 0 | 0
load_220337453 |  | node_1439814_122_15307605_775 |  | AN | 0 | Residential | 8085.6+3444.451j | 0 | 0 | 0 | 0 | 0 | [24 empty] | 8104901 | no | no |  |  | no |  | 0 | 0 | 0 | 0 | 0 | 0 |  | 1 | 1 | 1 | 0 | 0 | 0
load_220337454 |  | node_1440284_045_15307734_823 |  | AN | 0 | Residential | 7761.6+3306.428j | 0 | 0 | 0 | 0 | 0 | [24 empty] | 8104901 | no | no |  |  | no |  | 0 | 0 | 0 | 0 | 0 | 0 |  | 1 | 1 | 1 | 0 | 0 | 0
load_220337455 |  | node_1440577_491_15307888_159 |  | AN | 0 | Residential | 3614.4+1539.728j | 0 | 0 | 0 | 0 | 0 | [24 empty] | 8104901 | no | no |  |  | no |  | 0 | 0 | 0 | 0 | 0 | 0 |  | 1 | 1 | 1 | 0 | 0 | 0
load_220337456 |  | node_1440022_597_15307662_278 |  | AN | 0 | Residential | 3686.4+1570.4j | 0 | 0 | 0 | 0 | 0 | [24 empty] | 8104901 | no | no |  |  | no |  | 0 | 0 | 0 | 0 | 0 | 0 |  | 1 | 1 | 1 | 0 | 0 | 0
load_220337457 |  | node_1440366_302_15307904_423 |  | AN | 0 | Residential | 11016+4692.796j | 0 | 0 | 0 | 0 | 0 | [24 empty] | 8104901 | no | no |  |  | no |  | 0 | 0 | 0 | 0 | 0 | 0 |  | 1 | 1 | 1 | 0 | 0 | 0
load_220337458 |  | node_1440560_889_15308007_988 |  | AN | 0 | Residential | 32400+13802.342j | 0 | 0 | 0 | 0 | 0 | [24 empty] | 8104901 | no | no |  |  | no |  | 0 | 0 | 0 | 0 | 0 | 0 |  | 1 | 1 | 1 | 0 | 0 | 0
load_220337460 |  | node_1441803_795_15308975_869 |  | AN | 0 | Residential | 13392+5704.968j | 0 | 0 | 0 | 0 | 0 | [24 empty] | 8104901 | no | no |  |  | no |  | 0 | 0 | 0 | 0 | 0 | 0 |  | 1 | 1 | 1 | 0 | 0 | 0
load_220337461 |  | node_1442175_546_15309429_403 |  | AN | 0 | Residential | 2548.8+1085.784j | 0 | 0 | 0 | 0 | 0 | [24 empty] | 8104901 | no | no |  |  | no |  | 0 | 0 | 0 | 0 | 0 | 0 |  | 1 | 1 | 1 | 0 | 0 | 0
load_220337462 |  | node_1442279_677_15309651_108 |  | AN | 0 | Residential | 7416+3159.203j | 0 | 0 | 0 | 0 | 0 | [24 empty] | 8104901 | no | no |  |  | no |  | 0 | 0 | 0 | 0 | 0 | 0 |  | 1 | 1 | 1 | 0 | 0 | 0
load_220337463 |  | node_1442531_188_15309563_111 |  | AN | 0 | Residential | 8841.6+3766.506j | 0 | 0 | 0 | 0 | 0 | [24 empty] | 8104901 | no | no |  |  | no |  | 0 | 0 | 0 | 0 | 0 | 0 |  | 1 | 1 | 1 | 0 | 0 | 0
load_220337464 |  | node_1442649_594_15309610_139 |  | AN | 0 | Residential | 21009.6+8950.052j | 0 | 0 | 0 | 0 | 0 | [24 empty] | 8104901 | no | no |  |  | no |  | 0 | 0 | 0 | 0 | 0 | 0 |  | 1 | 1 | 1 | 0 | 0 | 0
load_220337465 |  | node_1442890_576_15309701_485 |  | AN | 0 | Residential | 10065.6+4287.928j | 0 | 0 | 0 | 0 | 0 | [24 empty] | 8104901 | no | no |  |  | no |  | 0 | 0 | 0 | 0 | 0 | 0 |  | 1 | 1 | 1 | 0 | 0 | 0
load_220337466 |  | node_1443637_582_15309864_084 |  | AN | 0 | Other | 0 | 0 | 0 | 0 | 0 | 0 | [24 empty] | 8104901 | no | no |  |  | no |  | 0 | 0 | 0 | 0 | 0 | 0 |  | 1 | 1 | 1 | 0 | 0 | 0
load_220337467 |  | node_1443793_921_15309882_498 |  | AN | 0 | Residential | 38239.2+16289.831j | 0 | 0 | 0 | 0 | 0 | [24 empty] | 8104901 | no | no |  |  | no |  | 0 | 0 | 0 | 0 | 0 | 0 |  | 1 | 1 | 1 | 0 | 0 | 0
load_220337469 |  | node_1444441_429_15309990_995 |  | AN | 0 | Residential | 7200+3067.187j | 0 | 0 | 0 | 0 | 0 | [24 empty] | 8104901 | no | no |  |  | no |  | 0 | 0 | 0 | 0 | 0 | 0 |  | 1 | 1 | 1 | 0 | 0 | 0
load_220337471 |  | node_1445164_849_15309941_532 |  | AN | 0 | Residential | 7135.2+3039.582j | 0 | 0 | 0 | 0 | 0 | [24 empty] | 8104901 | no | no |  |  | no |  | 0 | 0 | 0 | 0 | 0 | 0 |  | 1 | 1 | 1 | 0 | 0 | 0
load_220337473 |  | node_1446281_661_15310001_124 |  | AN | 0 | Residential | 3542.4+1509.056j | 0 | 0 | 0 | 0 | 0 | [24 empty] | 8104901 | no | no |  |  | no |  | 0 | 0 | 0 | 0 | 0 | 0 |  | 1 | 1 | 1 | 0 | 0 | 0
load_220337475 |  | node_1446851_84_15309894_076 |  | AN | 0 | Residential | 9468+4033.351j | 0 | 0 | 0 | 0 | 0 | [24 empty] | 8104901 | no | no |  |  | no |  | 0 | 0 | 0 | 0 | 0 | 0 |  | 1 | 1 | 1 | 0 | 0 | 0
load_220337476 |  | node_1447165_964_15309955_522 |  | AN | 0 | NonResidential | 16000+6815.971j | 0 | 0 | 0 | 0 | 0 | [24 empty] | 8104901 | no | no |  |  | no |  | 0 | 0 | 0 | 0 | 0 | 0 |  | 1 | 1 | 1 | 0 | 0 | 0
load_220337477 |  | node_1447915_147_15309926_916 |  | AN | 0 | Residential | 288+122.687j | 0 | 0 | 0 | 0 | 0 | [24 empty] | 8104901 | no | no |  |  | no |  | 0 | 0 | 0 | 0 | 0 | 0 |  | 1 | 1 | 1 | 0 | 0 | 0
load_220337478 |  | node_1448120_705_15309779_046 |  | AN | 0 | Residential | 14500.8+6177.315j | 0 | 0 | 0 | 0 | 0 | [24 empty] | 8104901 | no | no |  |  | no |  | 0 | 0 | 0 | 0 | 0 | 0 |  | 1 | 1 | 1 | 0 | 0 | 0
load_220337479 |  | node_1448473_457_15309677_743 |  | AN | 0 | Residential | 12204+5198.882j | 0 | 0 | 0 | 0 | 0 | [24 empty] | 8104901 | no | no |  |  | no |  | 0 | 0 | 0 | 0 | 0 | 0 |  | 1 | 1 | 1 | 0 | 0 | 0
load_220337480 |  | node_1449119_06_15309548_367 |  | AN | 0 | Residential | 1476+628.773j | 0 | 0 | 0 | 0 | 0 | [24 empty] | 8104901 | no | no |  |  | no |  | 0 | 0 | 0 | 0 | 0 | 0 |  | 1 | 1 | 1 | 0 | 0 | 0
load_220337482 |  | node_1450971_181_15310009_113 |  | AN | 0 | Residential | 10987.2+4680.528j | 0 | 0 | 0 | 0 | 0 | [24 empty] | 8104901 | no | no |  |  | no |  | 0 | 0 | 0 | 0 | 0 | 0 |  | 1 | 1 | 1 | 0 | 0 | 0
load_220337483 |  | node_1451303_525_15310079_891 |  | AN | 0 | Residential | 3240+1380.234j | 0 | 0 | 0 | 0 | 0 | [24 empty] | 8104901 | no | no |  |  | no |  | 0 | 0 | 0 | 0 | 0 | 0 |  | 1 | 1 | 1 | 0 | 0 | 0
load_220337484 |  | node_1451786_073_15310048_936 |  | AN | 0 | Residential | 16149.6+6879.701j | 0 | 0 | 0 | 0 | 0 | [24 empty] | 8104901 | no | no |  |  | no |  | 0 | 0 | 0 | 0 | 0 | 0 |  | 1 | 1 | 1 | 0 | 0 | 0
load_220337486 |  | node_1451736_644_15309591_132 |  | AN | 0 | Residential | 11613.6+4947.373j | 0 | 0 | 0 | 0 | 0 | [24 empty] | 8104901 | no | no |  |  | no |  | 0 | 0 | 0 | 0 | 0 | 0 |  | 1 | 1 | 1 | 0 | 0 | 0
load_220337487 |  | node_1452733_088_15311659_159 |  | AN | 0 | Residential | 2656.8+1131.792j | 0 | 0 | 0 | 0 | 0 | [24 empty] | 8104901 | no | no |  |  | no |  | 0 | 0 | 0 | 0 | 0 | 0 |  | 1 | 1 | 1 | 0 | 0 | 0
load_220337488 |  | node_1453068_281_15311674_142 |  | AN | 0 | Residential | 5076+2162.367j | 0 | 0 | 0 | 0 | 0 | [24 empty] | 8104901 | no | no |  |  | no |  | 0 | 0 | 0 | 0 | 0 | 0 |  | 1 | 1 | 1 | 0 | 0 | 0
load_220337492 |  | node_1453914_61_15310449_105 |  | AN | 0 | Residential | 23983.2+10216.8j | 0 | 0 | 0 | 0 | 0 | [24 empty] | 8104901 | no | no |  |  | no |  | 0 | 0 | 0 | 0 | 0 | 0 |  | 1 | 1 | 1 | 0 | 0 | 0
load_220337493 |  | node_1454286_424_15310095_626 |  | AN | 0 | Other | 0 | 0 | 0 | 0 | 0 | 0 | [24 empty] | 8104901 | no | no |  |  | no |  | 0 | 0 | 0 | 0 | 0 | 0 |  | 1 | 1 | 1 | 0 | 0 | 0
load_220337495 |  | node_1454857_535_15309828_921 |  | AN | 0 | Residential | 19548+8327.413j | 0 | 0 | 0 | 0 | 0 | [24 empty] | 8104901 | no | no |  |  | no |  | 0 | 0 | 0 | 0 | 0 | 0 |  | 1 | 1 | 1 | 0 | 0 | 0
load_220337496 |  | node_1455290_263_15309572_817 |  | AN | 0 | Residential | 11592+4938.171j | 0 | 0 | 0 | 0 | 0 | [24 empty] | 8104901 | no | no |  |  | no |  | 0 | 0 | 0 | 0 | 0 | 0 |  | 1 | 1 | 1 | 0 | 0 | 0
load_220337497 |  | node_1455452_852_15309485_73 |  | AN | 0 | Residential | 9237.6+3935.201j | 0 | 0 | 0 | 0 | 0 | [24 empty] | 8104901 | no | no |  |  | no |  | 0 | 0 | 0 | 0 | 0 | 0 |  | 1 | 1 | 1 | 0 | 0 | 0
load_220337498 |  | node_1456211_592_15309407_882 |  | AN | 0 | Residential | 19872+8465.437j | 0 | 0 | 0 | 0 | 0 | [24 empty] | 8104901 | no | no |  |  | no |  | 0 | 0 | 0 | 0 | 0 | 0 |  | 1 | 1 | 1 | 0 | 0 | 0
load_220337499 |  | node_1456460_505_15309115_022 |  | AN | 0 | Residential | 3974.4+1693.087j | 0 | 0 | 0 | 0 | 0 | [24 empty] | 8104901 | no | no |  |  | no |  | 0 | 0 | 0 | 0 | 0 | 0 |  | 1 | 1 | 1 | 0 | 0 | 0
load_220337500 |  | node_1456746_933_15309085_458 |  | AN | 0 | Residential | 0 | 0 | 0 | 0 | 0 | 0 | [24 empty] | 8104901 | no | no |  |  | no |  | 0 | 0 | 0 | 0 | 0 | 0 |  | 1 | 1 | 1 | 0 | 0 | 0
load_220337500-L1-1 |  | node_1456746_933_15309085_458 |  | AN | 0 | Other | 0 | 0 | 0 | 0 | 0 | 0 | [24 empty] | 8104901 | no | no |  |  | no |  | 0 | 0 | 0 | 0 | 0 | 0 |  | 1 | 1 | 1 | 0 | 0 | 0
load_220337501 |  | node_1457054_934_15309067_98 |  | AN | 0 | Residential | 5162.4+2199.173j | 0 | 0 | 0 | 0 | 0 | [24 empty] | 8104901 | no | no |  |  | no |  | 0 | 0 | 0 | 0 | 0 | 0 |  | 1 | 1 | 1 | 0 | 0 | 0
load_220337503 |  | node_1428762_523_15302850_137 |  | AN | 0 | Residential | 4492.8+1913.925j | 0 | 0 | 0 | 0 | 0 | [24 empty] | 8104901 | no | no |  |  | no |  | 0 | 0 | 0 | 0 | 0 | 0 |  | 1 | 1 | 1 | 0 | 0 | 0
load_220337504 |  | node_1429362_85_15302703_004 |  | AN | 0 | Residential | 10569.6+4502.631j | 0 | 0 | 0 | 0 | 0 | [24 empty] | 8104901 | no | no |  |  | no |  | 0 | 0 | 0 | 0 | 0 | 0 |  | 1 | 1 | 1 | 0 | 0 | 0
load_220337506 |  | node_1429923_933_15303094_025 |  | AN | 0 | Residential | 24969.6+10637.005j | 0 | 0 | 0 | 0 | 0 | [24 empty] | 8104901 | no | no |  |  | no |  | 0 | 0 | 0 | 0 | 0 | 0 |  | 1 | 1 | 1 | 0 | 0 | 0
load_220337508 |  | node_1430152_63_15307531_674 |  | AN | 0 | Residential | 7034.4+2996.642j | 0 | 0 | 0 | 0 | 0 | [24 empty] | 8104901 | no | no |  |  | no |  | 0 | 0 | 0 | 0 | 0 | 0 |  | 1 | 1 | 1 | 0 | 0 | 0
load_220337509 |  | node_1430378_396_15303526_074 |  | AN | 0 | Residential | 3254.4+1386.369j | 0 | 0 | 0 | 0 | 0 | [24 empty] | 8104901 | no | no |  |  | no |  | 0 | 0 | 0 | 0 | 0 | 0 |  | 1 | 1 | 1 | 0 | 0 | 0
load_220337510 |  | node_1430235_045_15304150_283 |  | AN | 0 | Residential | 2102.4+895.619j | 0 | 0 | 0 | 0 | 0 | [24 empty] | 8104901 | no | no |  |  | no |  | 0 | 0 | 0 | 0 | 0 | 0 |  | 1 | 1 | 1 | 0 | 0 | 0
load_220337511 |  | node_1430416_153_15304499_323 |  | AN | 0 | Other | 0 | 0 | 0 | 0 | 0 | 0 | [24 empty] | 8104901 | no | no |  |  | no |  | 0 | 0 | 0 | 0 | 0 | 0 |  | 1 | 1 | 1 | 0 | 0 | 0
load_220337512 |  | node_1430241_27_15304564_789 |  | AN | 0 | Residential | 3376.8+1438.511j | 0 | 0 | 0 | 0 | 0 | [24 empty] | 8104901 | no | no |  |  | no |  | 0 | 0 | 0 | 0 | 0 | 0 |  | 1 | 1 | 1 | 0 | 0 | 0
load_220337514 |  | node_1430387_502_15305303_063 |  | AN | 0 | Residential | 15184.8+6468.698j | 0 | 0 | 0 | 0 | 0 | [24 empty] | 8104901 | no | no |  |  | no |  | 0 | 0 | 0 | 0 | 0 | 0 |  | 1 | 1 | 1 | 0 | 0 | 0
load_220337515 |  | node_1430360_295_15305929_206 |  | AN | 0 | Residential | 9100.8+3876.925j | 0 | 0 | 0 | 0 | 0 | [24 empty] | 8104901 | no | no |  |  | no |  | 0 | 0 | 0 | 0 | 0 | 0 |  | 1 | 1 | 1 | 0 | 0 | 0
load_220337516 |  | node_1430285_065_15306499_795 |  | AN | 0 | Residential | 17460+7437.929j | 0 | 0 | 0 | 0 | 0 | [24 empty] | 8104901 | no | no |  |  | no |  | 0 | 0 | 0 | 0 | 0 | 0 |  | 1 | 1 | 1 | 0 | 0 | 0
load_220337517 |  | node_1430302_548_15306776_631 |  | AN | 0 | Residential | 5371.2+2288.122j | 0 | 0 | 0 | 0 | 0 | [24 empty] | 8104901 | no | no |  |  | no |  | 0 | 0 | 0 | 0 | 0 | 0 |  | 1 | 1 | 1 | 0 | 0 | 0
load_220337518 |  | node_1430379_656_15307061_101 |  | AN | 0 | Residential | 7516.8+3202.143j | 0 | 0 | 0 | 0 | 0 | [24 empty] | 8104901 | no | no |  |  | no |  | 0 | 0 | 0 | 0 | 0 | 0 |  | 1 | 1 | 1 | 0 | 0 | 0
load_220337520 |  | node_1437512_843_15302933_655 |  | AN | 0 | Residential | 24163.2+10293.48j | 0 | 0 | 0 | 0 | 0 | [24 empty] | 8104901 | no | no |  |  | no |  | 0 | 0 | 0 | 0 | 0 | 0 |  | 1 | 1 | 1 | 0 | 0 | 0
load_220337521 |  | node_1437376_086_15306236_008 |  | AN | 0 | Residential | 21679.2+9235.301j | 0 | 0 | 0 | 0 | 0 | [24 empty] | 8104901 | no | no |  |  | no |  | 0 | 0 | 0 | 0 | 0 | 0 |  | 1 | 1 | 1 | 0 | 0 | 0
load_220337522 |  | node_1437408_188_15305618_583 |  | AN | 0 | Residential | 23076+9830.335j | 0 | 0 | 0 | 0 | 0 | [24 empty] | 8104901 | no | no |  |  | no |  | 0 | 0 | 0 | 0 | 0 | 0 |  | 1 | 1 | 1 | 0 | 0 | 0
load_220337523 |  | node_1437500_508_15305034_934 |  | AN | 0 | Residential | 13687.2+5830.723j | 0 | 0 | 0 | 0 | 0 | [24 empty] | 8104901 | no | no |  |  | no |  | 0 | 0 | 0 | 0 | 0 | 0 |  | 1 | 1 | 1 | 0 | 0 | 0
load_220337524 |  | node_1437498_614_15304452_162 |  | AN | 0 | Residential | 34934.4+14881.992j | 0 | 0 | 0 | 0 | 0 | [24 empty] | 8104901 | no | no |  |  | no |  | 0 | 0 | 0 | 0 | 0 | 0 |  | 1 | 1 | 1 | 0 | 0 | 0
load_220337525 |  | node_1437436_128_15303933_917 |  | AN | 0 | Residential | 799.2+340.458j | 0 | 0 | 0 | 0 | 0 | [24 empty] | 8104901 | no | no |  |  | no |  | 0 | 0 | 0 | 0 | 0 | 0 |  | 1 | 1 | 1 | 0 | 0 | 0
load_220337526 |  | node_1437874_089_15303536_356 |  | AN | 0 | Residential | 6033.6+2570.303j | 0 | 0 | 0 | 0 | 0 | [24 empty] | 8104901 | no | no |  |  | no |  | 0 | 0 | 0 | 0 | 0 | 0 |  | 1 | 1 | 1 | 0 | 0 | 0
load_220337527 |  | node_1438305_131_15303285_571 |  | AN | 0 | Residential | 4233.6+1803.506j | 0 | 0 | 0 | 0 | 0 | [24 empty] | 8104901 | no | no |  |  | no |  | 0 | 0 | 0 | 0 | 0 | 0 |  | 1 | 1 | 1 | 0 | 0 | 0
load_220337528 |  | node_1437504_781_15303456_43 |  | AN | 0 | Residential | 54381.6+23166.465j | 0 | 0 | 0 | 0 | 0 | [24 empty] | 8104901 | no | no |  |  | no |  | 0 | 0 | 0 | 0 | 0 | 0 |  | 1 | 1 | 1 | 0 | 0 | 0
load_220337529 |  | node_1437513_734_15306881_001 |  | AN | 0 | Residential | 33364.8+14213.345j | 0 | 0 | 0 | 0 | 0 | [24 empty] | 8104901 | no | no |  |  | no |  | 0 | 0 | 0 | 0 | 0 | 0 |  | 1 | 1 | 1 | 0 | 0 | 0
load_220337531 |  | node_1437352_324_15309247_863 |  | AN | 0 | Residential | 2858.4+1217.673j | 0 | 0 | 0 | 0 | 0 | [24 empty] | 8104901 | no | no |  |  | no |  | 0 | 0 | 0 | 0 | 0 | 0 |  | 1 | 1 | 1 | 0 | 0 | 0
load_220337532 |  | node_1436953_562_15309577_654 |  | AN | 0 | Residential | 10706.4+4560.907j | 0 | 0 | 0 | 0 | 0 | [24 empty] | 8104901 | no | no |  |  | no |  | 0 | 0 | 0 | 0 | 0 | 0 |  | 1 | 1 | 1 | 0 | 0 | 0
load_220337533 |  | node_1437163_616_15310087_411 |  | AN | 0 | Residential | 18338.4+7812.126j | 0 | 0 | 0 | 0 | 0 | [24 empty] | 8104901 | no | no |  |  | no |  | 0 | 0 | 0 | 0 | 0 | 0 |  | 1 | 1 | 1 | 0 | 0 | 0
load_220337534 |  | node_1436792_205_15309874_789 |  | AN | 0 | Residential | 41767.2+17792.753j | 0 | 0 | 0 | 0 | 0 | [24 empty] | 8104901 | no | no |  |  | no |  | 0 | 0 | 0 | 0 | 0 | 0 |  | 1 | 1 | 1 | 0 | 0 | 0
load_220337535 |  | node_1436686_398_15310069_472 |  | AN | 0 | Residential | 28627.2+12195.136j | 0 | 0 | 0 | 0 | 0 | [24 empty] | 8104901 | no | no |  |  | no |  | 0 | 0 | 0 | 0 | 0 | 0 |  | 1 | 1 | 1 | 0 | 0 | 0
load_220337536 |  | node_1436557_563_15310225_422 |  | AN | 0 | NonResidential | 144+61.344j | 0 | 0 | 0 | 0 | 0 | [24 empty] | 8104901 | no | no |  |  | no |  | 0 | 0 | 0 | 0 | 0 | 0 |  | 1 | 1 | 1 | 0 | 0 | 0
load_220337537 |  | node_1436395_401_15310473_002 |  | AN | 0 | Residential | 48729.6+20758.723j | 0 | 0 | 0 | 0 | 0 | [24 empty] | 8104901 | no | no |  |  | no |  | 0 | 0 | 0 | 0 | 0 | 0 |  | 1 | 1 | 1 | 0 | 0 | 0
load_220337538 |  | node_1436166_595_15310587_234 |  | AN | 0 | Residential | 3369.6+1435.444j | 0 | 0 | 0 | 0 | 0 | [24 empty] | 8104901 | no | no |  |  | no |  | 0 | 0 | 0 | 0 | 0 | 0 |  | 1 | 1 | 1 | 0 | 0 | 0
load_220337539 |  | node_1435984_15_15310778_284 |  | AN | 0 | Residential | 19540.8+8324.346j | 0 | 0 | 0 | 0 | 0 | [24 empty] | 8104901 | no | no |  |  | no |  | 0 | 0 | 0 | 0 | 0 | 0 |  | 1 | 1 | 1 | 0 | 0 | 0
load_220337540 |  | node_1435853_867_15311004_484 |  | AN | 0 | Residential | 11433.6+4870.693j | 0 | 0 | 0 | 0 | 0 | [24 empty] | 8104901 | no | no |  |  | no |  | 0 | 0 | 0 | 0 | 0 | 0 |  | 1 | 1 | 1 | 0 | 0 | 0
load_220337541 |  | node_1437470_278_15307122_525 |  | AN | 0 | Residential | 35784+15243.92j | 0 | 0 | 0 | 0 | 0 | [24 empty] | 8104901 | no | no |  |  | no |  | 0 | 0 | 0 | 0 | 0 | 0 |  | 1 | 1 | 1 | 0 | 0 | 0
load_220337542 |  | node_1434579_481_15312713_696 |  | AN | 0 | Residential | 21412.8+9121.815j | 0 | 0 | 0 | 0 | 0 | [24 empty] | 8104901 | no | no |  |  | no |  | 0 | 0 | 0 | 0 | 0 | 0 |  | 1 | 1 | 1 | 0 | 0 | 0
load_220337543 |  | node_1437508_159_15307501_771 |  | AN | 0 | Residential | 3762+1602.605j | 0 | 0 | 0 | 0 | 0 | [24 empty] | 8104901 | no | no |  |  | no |  | 0 | 0 | 0 | 0 | 0 | 0 |  | 1 | 1 | 1 | 0 | 0 | 0
load_220337544 |  | node_1437353_914_15307672_864 |  | AN | 0 | Residential | 21657.6+9226.099j | 0 | 0 | 0 | 0 | 0 | [24 empty] | 8104901 | no | no |  |  | no |  | 0 | 0 | 0 | 0 | 0 | 0 |  | 1 | 1 | 1 | 0 | 0 | 0
load_220337545 |  | node_1437348_973_15308005_783 |  | AN | 0 | Residential | 1641.6+699.319j | 0 | 0 | 0 | 0 | 0 | [24 empty] | 8104901 | no | no |  |  | no |  | 0 | 0 | 0 | 0 | 0 | 0 |  | 1 | 1 | 1 | 0 | 0 | 0
load_220337546 |  | node_1437348_641_15308266_848 |  | AN | 0 | Residential | 25956+11057.21j | 0 | 0 | 0 | 0 | 0 | [24 empty] | 8104901 | no | no |  |  | no |  | 0 | 0 | 0 | 0 | 0 | 0 |  | 1 | 1 | 1 | 0 | 0 | 0
load_220337547 |  | node_1437350_423_15308727_167 |  | AN | 0 | Residential | 44294.4+18869.335j | 0 | 0 | 0 | 0 | 0 | [24 empty] | 8104901 | no | no |  |  | no |  | 0 | 0 | 0 | 0 | 0 | 0 |  | 1 | 1 | 1 | 0 | 0 | 0
load_220337548 |  | node_1436808_327_15309385_159 |  | AN | 0 | Residential | 9453.6+4027.217j | 0 | 0 | 0 | 0 | 0 | [24 empty] | 8104901 | no | no |  |  | no |  | 0 | 0 | 0 | 0 | 0 | 0 |  | 1 | 1 | 1 | 0 | 0 | 0
load_220337549 |  | node_1436532_674_15309334_362 |  | AN | 0 | Residential | 12780+5444.257j | 0 | 0 | 0 | 0 | 0 | [24 empty] | 8104901 | no | no |  |  | no |  | 0 | 0 | 0 | 0 | 0 | 0 |  | 1 | 1 | 1 | 0 | 0 | 0
load_220337550 |  | node_1436342_155_15309273_926 |  | AN | 0 | Residential | 5896.8+2512.026j | 0 | 0 | 0 | 0 | 0 | [24 empty] | 8104901 | no | no |  |  | no |  | 0 | 0 | 0 | 0 | 0 | 0 |  | 1 | 1 | 1 | 0 | 0 | 0
load_220337551 |  | node_1436055_116_15309101_94 |  | AN | 0 | Residential | 1576.8+671.714j | 0 | 0 | 0 | 0 | 0 | [24 empty] | 8104901 | no | no |  |  | no |  | 0 | 0 | 0 | 0 | 0 | 0 |  | 1 | 1 | 1 | 0 | 0 | 0
load_220337552 |  | node_1435588_15308731_774 |  | AN | 0 | Residential | 9720+4140.703j | 0 | 0 | 0 | 0 | 0 | [24 empty] | 8104901 | no | no |  |  | no |  | 0 | 0 | 0 | 0 | 0 | 0 |  | 1 | 1 | 1 | 0 | 0 | 0
load_220337553 |  | node_1435463_562_15308988_425 |  | AN | 0 | Residential | 8769.6+3735.834j | 0 | 0 | 0 | 0 | 0 | [24 empty] | 8104901 | no | no |  |  | no |  | 0 | 0 | 0 | 0 | 0 | 0 |  | 1 | 1 | 1 | 0 | 0 | 0
load_220337554 |  | node_1435206_767_15308601_065 |  | AN | 0 | Residential | 12578.4+5358.376j | 0 | 0 | 0 | 0 | 0 | [24 empty] | 8104901 | no | no |  |  | no |  | 0 | 0 | 0 | 0 | 0 | 0 |  | 1 | 1 | 1 | 0 | 0 | 0
load_220337555 |  | node_1435006_606_15308504_852 |  | AN | 0 | Residential | 5068.8+2159.3j | 0 | 0 | 0 | 0 | 0 | [24 empty] | 8104901 | no | no |  |  | no |  | 0 | 0 | 0 | 0 | 0 | 0 |  | 1 | 1 | 1 | 0 | 0 | 0
load_220337556 |  | node_1433622_92_15307955_336 |  | AN | 0 | Residential | 8820+3757.304j | 0 | 0 | 0 | 0 | 0 | [24 empty] | 8104901 | no | no |  |  | no |  | 0 | 0 | 0 | 0 | 0 | 0 |  | 1 | 1 | 1 | 0 | 0 | 0
load_220337558 |  | node_1432707_783_15308010_244 |  | AN | 0 | Residential | 3441.6+1466.115j | 0 | 0 | 0 | 0 | 0 | [24 empty] | 8104901 | no | no |  |  | no |  | 0 | 0 | 0 | 0 | 0 | 0 |  | 1 | 1 | 1 | 0 | 0 | 0
load_220337559 |  | node_1431585_631_15308502_536 |  | AN | 0 | Residential | 9756+4156.039j | 0 | 0 | 0 | 0 | 0 | [24 empty] | 8104901 | no | no |  |  | no |  | 0 | 0 | 0 | 0 | 0 | 0 |  | 1 | 1 | 1 | 0 | 0 | 0
load_220337561 |  | node_1430165_855_15307982_931 |  | AN | 0 | Residential | 2577.6+1098.053j | 0 | 0 | 0 | 0 | 0 | [24 empty] | 8104901 | no | no |  |  | no |  | 0 | 0 | 0 | 0 | 0 | 0 |  | 1 | 1 | 1 | 0 | 0 | 0
load_220337563 |  | node_1429763_82_15308038_876 |  | AN | 0 | Residential | 1648.8+702.386j | 0 | 0 | 0 | 0 | 0 | [24 empty] | 8104901 | no | no |  |  | no |  | 0 | 0 | 0 | 0 | 0 | 0 |  | 1 | 1 | 1 | 0 | 0 | 0
load_220337564 |  | node_1429541_154_15308252_167 |  | AN | 0 | Residential | 12124.8+5165.143j | 0 | 0 | 0 | 0 | 0 | [24 empty] | 8104901 | no | no |  |  | no |  | 0 | 0 | 0 | 0 | 0 | 0 |  | 1 | 1 | 1 | 0 | 0 | 0
load_220337565 |  | node_1429497_217_15308264_523 |  | AN | 0 | Residential | 12124.8+5165.143j | 0 | 0 | 0 | 0 | 0 | [24 empty] | 8104901 | no | no |  |  | no |  | 0 | 0 | 0 | 0 | 0 | 0 |  | 1 | 1 | 1 | 0 | 0 | 0
load_220337566 |  | node_1428979_473_15308370_207 |  | AN | 0 | Residential | 4017.6+1711.49j | 0 | 0 | 0 | 0 | 0 | [24 empty] | 8104901 | no | no |  |  | no |  | 0 | 0 | 0 | 0 | 0 | 0 |  | 1 | 1 | 1 | 0 | 0 | 0
load_220337567 |  | node_1428213_826_15308626_599 |  | AN | 0 | Residential | 31392+13372.936j | 0 | 0 | 0 | 0 | 0 | [24 empty] | 8104901 | no | no |  |  | no |  | 0 | 0 | 0 | 0 | 0 | 0 |  | 1 | 1 | 1 | 0 | 0 | 0
load_220337568 |  | node_1427902_021_15308747_689 |  | AN | 0 | Residential | 18511.2+7885.738j | 0 | 0 | 0 | 0 | 0 | [24 empty] | 8104901 | no | no |  |  | no |  | 0 | 0 | 0 | 0 | 0 | 0 |  | 1 | 1 | 1 | 0 | 0 | 0
load_220340547 |  | node_1427033_369_15308486_569 |  | AN | 0 | Residential | 18734.4+7980.821j | 0 | 0 | 0 | 0 | 0 | [24 empty] | 8104901 | no | no |  |  | no |  | 0 | 0 | 0 | 0 | 0 | 0 |  | 1 | 1 | 1 | 0 | 0 | 0
load_220340548 |  | node_1427039_856_15308035_226 |  | AN | 0 | Residential | 13305.6+5668.162j | 0 | 0 | 0 | 0 | 0 | [24 empty] | 8104901 | no | no |  |  | no |  | 0 | 0 | 0 | 0 | 0 | 0 |  | 1 | 1 | 1 | 0 | 0 | 0
load_220340549 |  | node_1427042_999_15307625_403 |  | AN | 0 | Residential | 11872.8+5057.792j | 0 | 0 | 0 | 0 | 0 | [24 empty] | 8104901 | no | no |  |  | no |  | 0 | 0 | 0 | 0 | 0 | 0 |  | 1 | 1 | 1 | 0 | 0 | 0
load_220340550 |  | node_1426491_257_15307341_76 |  | AN | 0 | Residential | 31262.4+13317.727j | 0 | 0 | 0 | 0 | 0 | [24 empty] | 8104901 | no | no |  |  | no |  | 0 | 0 | 0 | 0 | 0 | 0 |  | 1 | 1 | 1 | 0 | 0 | 0
load_220340551 |  | node_1427494_426_15307302_416 |  | AN | 0 | Residential | 11491.2+4895.231j | 0 | 0 | 0 | 0 | 0 | [24 empty] | 8104901 | no | no |  |  | no |  | 0 | 0 | 0 | 0 | 0 | 0 |  | 1 | 1 | 1 | 0 | 0 | 0
load_220340552 |  | node_1427159_898_15307009_652 |  | AN | 0 | Residential | 28281.6+12047.911j | 0 | 0 | 0 | 0 | 0 | [24 empty] | 8104901 | no | no |  |  | no |  | 0 | 0 | 0 | 0 | 0 | 0 |  | 1 | 1 | 1 | 0 | 0 | 0
load_220340553 |  | node_1427170_095_15306649_006 |  | AN | 0 | Residential | 20865.6+8888.708j | 0 | 0 | 0 | 0 | 0 | [24 empty] | 8104901 | no | no |  |  | no |  | 0 | 0 | 0 | 0 | 0 | 0 |  | 1 | 1 | 1 | 0 | 0 | 0
load_220340554 |  | node_1427103_624_15306410_948 |  | AN | 0 | Residential | 3160.8+1346.495j | 0 | 0 | 0 | 0 | 0 | [24 empty] | 8104901 | no | no |  |  | no |  | 0 | 0 | 0 | 0 | 0 | 0 |  | 1 | 1 | 1 | 0 | 0 | 0
load_220340555 |  | node_1427104_488_15306151_227 |  | AN | 0 | Residential | 4824+2055.015j | 0 | 0 | 0 | 0 | 0 | [24 empty] | 8104901 | no | no |  |  | no |  | 0 | 0 | 0 | 0 | 0 | 0 |  | 1 | 1 | 1 | 0 | 0 | 0
load_220340929 |  | node_1425872_278_15301446_447 |  | AN | 0 | NonResidential | 705.6+300.584j | 0 | 0 | 0 | 0 | 0 | [24 empty] | 8104901 | no | no |  |  | no |  | 0 | 0 | 0 | 0 | 0 | 0 |  | 1 | 1 | 1 | 0 | 0 | 0
load_220340930 |  | node_1426462_782_15301762_942 |  | AN | 0 | Residential | 19749.6+8413.294j | 0 | 0 | 0 | 0 | 0 | [24 empty] | 8104901 | no | no |  |  | no |  | 0 | 0 | 0 | 0 | 0 | 0 |  | 1 | 1 | 1 | 0 | 0 | 0
load_220340931 |  | node_1426829_995_15301863_177 |  | AN | 0 | Residential | 12636+5382.913j | 0 | 0 | 0 | 0 | 0 | [24 empty] | 8104901 | no | no |  |  | no |  | 0 | 0 | 0 | 0 | 0 | 0 |  | 1 | 1 | 1 | 0 | 0 | 0
load_220340932 |  | node_1427039_732_15301859_372 |  | AN | 0 | Residential | 38260.8+16299.033j | 0 | 0 | 0 | 0 | 0 | [24 empty] | 8104901 | no | no |  |  | no |  | 0 | 0 | 0 | 0 | 0 | 0 |  | 1 | 1 | 1 | 0 | 0 | 0
load_220340937 |  | node_1427815_771_15301642_001 |  | AN | 0 | Residential | 16646.4+7091.337j | 0 | 0 | 0 | 0 | 0 | [24 empty] | 8104901 | no | no |  |  | no |  | 0 | 0 | 0 | 0 | 0 | 0 |  | 1 | 1 | 1 | 0 | 0 | 0
load_220340979 |  | node_1425821_586_15301289_02 |  | AN | 0 | Residential | 9439.2+4021.082j | 0 | 0 | 0 | 0 | 0 | [24 empty] | 8104901 | no | no |  |  | no |  | 0 | 0 | 0 | 0 | 0 | 0 |  | 1 | 1 | 1 | 0 | 0 | 0
load_220340980 |  | node_1425844_096_15301054_357 |  | AN | 0 | Residential | 10612.8+4521.034j | 0 | 0 | 0 | 0 | 0 | [24 empty] | 8104901 | no | no |  |  | no |  | 0 | 0 | 0 | 0 | 0 | 0 |  | 1 | 1 | 1 | 0 | 0 | 0
load_220340982 |  | node_1425873_583_15301968_001 |  | AN | 0 | Residential | 25387.2+10814.902j | 0 | 0 | 0 | 0 | 0 | [24 empty] | 8104901 | no | no |  |  | no |  | 0 | 0 | 0 | 0 | 0 | 0 |  | 1 | 1 | 1 | 0 | 0 | 0
load_220340983 |  | node_1425797_202_15302202_997 |  | AN | 0 | Residential | 29001.6+12354.63j | 0 | 0 | 0 | 0 | 0 | [24 empty] | 8104901 | no | no |  |  | no |  | 0 | 0 | 0 | 0 | 0 | 0 |  | 1 | 1 | 1 | 0 | 0 | 0
load_220340984 |  | node_1425814_181_15302430_714 |  | AN | 0 | Residential | 24098.4+10265.875j | 0 | 0 | 0 | 0 | 0 | [24 empty] | 8104901 | no | no |  |  | no |  | 0 | 0 | 0 | 0 | 0 | 0 |  | 1 | 1 | 1 | 0 | 0 | 0
load_220340985 |  | node_1425815_077_15302653_483 |  | AN | 0 | Residential | 1684.8+717.722j | 0 | 0 | 0 | 0 | 0 | [24 empty] | 8104901 | no | no |  |  | no |  | 0 | 0 | 0 | 0 | 0 | 0 |  | 1 | 1 | 1 | 0 | 0 | 0
load_220340986 |  | node_1425921_501_15302997_723 |  | AN | 0 | Residential | 37360.8+15915.634j | 0 | 0 | 0 | 0 | 0 | [24 empty] | 8104901 | no | no |  |  | no |  | 0 | 0 | 0 | 0 | 0 | 0 |  | 1 | 1 | 1 | 0 | 0 | 0
load_220340987 |  | node_1425913_439_15303746_917 |  | AN | 0 | Residential | 6616.8+2818.745j | 0 | 0 | 0 | 0 | 0 | [24 empty] | 8104901 | no | no |  |  | no |  | 0 | 0 | 0 | 0 | 0 | 0 |  | 1 | 1 | 1 | 0 | 0 | 0
load_220340989 |  | node_1425904_172_15304877_199 |  | AN | 0 | Residential | 13816.8+5885.932j | 0 | 0 | 0 | 0 | 0 | [24 empty] | 8104901 | no | no |  |  | no |  | 0 | 0 | 0 | 0 | 0 | 0 |  | 1 | 1 | 1 | 0 | 0 | 0
load_220340990 |  | node_1425906_897_15305109_797 |  | AN | 0 | Residential | 14277.6+6082.232j | 0 | 0 | 0 | 0 | 0 | [24 empty] | 8104901 | no | no |  |  | no |  | 0 | 0 | 0 | 0 | 0 | 0 |  | 1 | 1 | 1 | 0 | 0 | 0
load_220340991 |  | node_1425895_613_15306026_3 |  | AN | 0 | Other | 0 | 0 | 0 | 0 | 0 | 0 | [24 empty] | 8104901 | no | no |  |  | no |  | 0 | 0 | 0 | 0 | 0 | 0 |  | 1 | 1 | 1 | 0 | 0 | 0
load_220340992 |  | node_1425900_061_15306753_023 |  | AN | 0 | Residential | 3333.6+1420.108j | 0 | 0 | 0 | 0 | 0 | [24 empty] | 8104901 | no | no |  |  | no |  | 0 | 0 | 0 | 0 | 0 | 0 |  | 1 | 1 | 1 | 0 | 0 | 0
load_220340993 |  | node_1425895_311_15307122_788 |  | AN | 0 | Residential | 32875.2+14004.777j | 0 | 0 | 0 | 0 | 0 | [24 empty] | 8104901 | no | no |  |  | no |  | 0 | 0 | 0 | 0 | 0 | 0 |  | 1 | 1 | 1 | 0 | 0 | 0
load_220340994 |  | node_1425850_823_15307771_425 |  | AN | 0 | Residential | 13716+5842.992j | 0 | 0 | 0 | 0 | 0 | [24 empty] | 8104901 | no | no |  |  | no |  | 0 | 0 | 0 | 0 | 0 | 0 |  | 1 | 1 | 1 | 0 | 0 | 0
load_220340995 |  | node_1425838_991_15308451_634 |  | AN | 0 | Residential | 9554.4+4070.157j | 0 | 0 | 0 | 0 | 0 | [24 empty] | 8104901 | no | no |  |  | no |  | 0 | 0 | 0 | 0 | 0 | 0 |  | 1 | 1 | 1 | 0 | 0 | 0
load_220340996 |  | node_1425845_877_15308642_622 |  | AN | 0 | Residential | 9820.8+4183.643j | 0 | 0 | 0 | 0 | 0 | [24 empty] | 8104901 | no | no |  |  | no |  | 0 | 0 | 0 | 0 | 0 | 0 |  | 1 | 1 | 1 | 0 | 0 | 0
load_220340997 |  | node_1427435_509_15302382_489 |  | AN | 0 | Residential | 6667.2+2840.215j | 0 | 0 | 0 | 0 | 0 | [24 empty] | 8104901 | no | no |  |  | no |  | 0 | 0 | 0 | 0 | 0 | 0 |  | 1 | 1 | 1 | 0 | 0 | 0
load_220340998 |  | node_1427048_775_15304500_406 |  | AN | 0 | Residential | 7192.8+3064.12j | 0 | 0 | 0 | 0 | 0 | [24 empty] | 8104901 | no | no |  |  | no |  | 0 | 0 | 0 | 0 | 0 | 0 |  | 1 | 1 | 1 | 0 | 0 | 0
load_220340999 |  | node_1427473_074_15304415_561 |  | AN | 0 | Residential | 17042.4+7260.032j | 0 | 0 | 0 | 0 | 0 | [24 empty] | 8104901 | no | no |  |  | no |  | 0 | 0 | 0 | 0 | 0 | 0 |  | 1 | 1 | 1 | 0 | 0 | 0
load_220341000 |  | node_1427129_165_15304651_279 |  | AN | 0 | Residential | 30348+12928.194j | 0 | 0 | 0 | 0 | 0 | [24 empty] | 8104901 | no | no |  |  | no |  | 0 | 0 | 0 | 0 | 0 | 0 |  | 1 | 1 | 1 | 0 | 0 | 0
load_220341001 |  | node_1427231_477_15305018_777 |  | AN | 0 | Residential | 11196+4769.476j | 0 | 0 | 0 | 0 | 0 | [24 empty] | 8104901 | no | no |  |  | no |  | 0 | 0 | 0 | 0 | 0 | 0 |  | 1 | 1 | 1 | 0 | 0 | 0
load_220341002 |  | node_1427212_797_15305391_289 |  | AN | 0 | NonResidential | 28.8+12.269j | 0 | 0 | 0 | 0 | 0 | [24 empty] | 8104901 | no | no |  |  | no |  | 0 | 0 | 0 | 0 | 0 | 0 |  | 1 | 1 | 1 | 0 | 0 | 0
load_220341003 |  | node_1427090_872_15302645_044 |  | AN | 0 | Residential | 35395.2+15078.292j | 0 | 0 | 0 | 0 | 0 | [24 empty] | 8104901 | no | no |  |  | no |  | 0 | 0 | 0 | 0 | 0 | 0 |  | 1 | 1 | 1 | 0 | 0 | 0
load_220341004 |  | node_1427087_469_15303015_914 |  | AN | 0 | Residential | 3585.6+1527.459j | 0 | 0 | 0 | 0 | 0 | [24 empty] | 8104901 | no | no |  |  | no |  | 0 | 0 | 0 | 0 | 0 | 0 |  | 1 | 1 | 1 | 0 | 0 | 0
load_220341005 |  | node_1427067_43_15303350_703 |  | AN | 0 | Residential | 21355.2+9097.277j | 0 | 0 | 0 | 0 | 0 | [24 empty] | 8104901 | no | no |  |  | no |  | 0 | 0 | 0 | 0 | 0 | 0 |  | 1 | 1 | 1 | 0 | 0 | 0
load_220341006 |  | node_1427512_086_15304040_05 |  | AN | 0 | Residential | 18885.6+8045.232j | 0 | 0 | 0 | 0 | 0 | [24 empty] | 8104901 | no | no |  |  | no |  | 0 | 0 | 0 | 0 | 0 | 0 |  | 1 | 1 | 1 | 0 | 0 | 0
load_220341007 |  | node_1427167_159_15308860_871 |  | AN | 0 | Other | 0 | 0 | 0 | 0 | 0 | 0 | [24 empty] | 8104901 | no | no |  |  | no |  | 0 | 0 | 0 | 0 | 0 | 0 |  | 1 | 1 | 1 | 0 | 0 | 0
load_220341008 |  | node_1426691_265_15309004_875 |  | AN | 0 | Residential | 1684.8+717.722j | 0 | 0 | 0 | 0 | 0 | [24 empty] | 8104901 | no | no |  |  | no |  | 0 | 0 | 0 | 0 | 0 | 0 |  | 1 | 1 | 1 | 0 | 0 | 0
load_220341009 |  | node_1425816_374_15309031_27 |  | AN | 0 | Residential | 6019.2+2564.168j | 0 | 0 | 0 | 0 | 0 | [24 empty] | 8104901 | no | no |  |  | no |  | 0 | 0 | 0 | 0 | 0 | 0 |  | 1 | 1 | 1 | 0 | 0 | 0
load_220341010 |  | node_1425390_512_15309042_256 |  | AN | 0 | NonResidential | 2124+904.82j | 0 | 0 | 0 | 0 | 0 | [24 empty] | 8104901 | no | no |  |  | no |  | 0 | 0 | 0 | 0 | 0 | 0 |  | 1 | 1 | 1 | 0 | 0 | 0
load_220341011 |  | node_1424844_844_15309079_402 |  | AN | 0 | Residential | 4464+1901.656j | 0 | 0 | 0 | 0 | 0 | [24 empty] | 8104901 | no | no |  |  | no |  | 0 | 0 | 0 | 0 | 0 | 0 |  | 1 | 1 | 1 | 0 | 0 | 0
load_220341012 |  | node_1424473_488_15308997_366 |  | AN | 0 | Residential | 8092.8+3447.518j | 0 | 0 | 0 | 0 | 0 | [24 empty] | 8104901 | no | no |  |  | no |  | 0 | 0 | 0 | 0 | 0 | 0 |  | 1 | 1 | 1 | 0 | 0 | 0
load_220341013 |  | node_1424550_833_15308687_906 |  | AN | 0 | Residential | 8798.4+3748.103j | 0 | 0 | 0 | 0 | 0 | [24 empty] | 8104901 | no | no |  |  | no |  | 0 | 0 | 0 | 0 | 0 | 0 |  | 1 | 1 | 1 | 0 | 0 | 0
load_220341014 |  | node_1424104_629_15308800_092 |  | AN | 0 | Residential | 11642.4+4959.642j | 0 | 0 | 0 | 0 | 0 | [24 empty] | 8104901 | no | no |  |  | no |  | 0 | 0 | 0 | 0 | 0 | 0 |  | 1 | 1 | 1 | 0 | 0 | 0
load_220341015 |  | node_1423534_704_15308696_181 |  | AN | 0 | Residential | 27619.2+11765.73j | 0 | 0 | 0 | 0 | 0 | [24 empty] | 8104901 | no | no |  |  | no |  | 0 | 0 | 0 | 0 | 0 | 0 |  | 1 | 1 | 1 | 0 | 0 | 0
load_220341016 |  | node_1423712_887_15308442_11 |  | AN | 0 | Residential | 1202.4+512.22j | 0 | 0 | 0 | 0 | 0 | [24 empty] | 8104901 | no | no |  |  | no |  | 0 | 0 | 0 | 0 | 0 | 0 |  | 1 | 1 | 1 | 0 | 0 | 0
load_220350453 |  | node_1438343_725_15299598_841 |  | AN | 0 | Residential | 19044+8112.71j | 0 | 0 | 0 | 0 | 0 | [24 empty] | 8104901 | no | no |  |  | no |  | 0 | 0 | 0 | 0 | 0 | 0 |  | 1 | 1 | 1 | 0 | 0 | 0
load_220350454 |  | node_1438313_33_15300111_579 |  | AN | 0 | Residential | 36396+15504.631j | 0 | 0 | 0 | 0 | 0 | [24 empty] | 8104901 | no | no |  |  | no |  | 0 | 0 | 0 | 0 | 0 | 0 |  | 1 | 1 | 1 | 0 | 0 | 0
load_220350455 |  | node_1434579_501_15292322_778 |  | AN | 0 | Residential | 107640+45854.448j | 0 | 0 | 0 | 0 | 0 | [24 empty] | 8104901 | no | no |  |  | no |  | 0 | 0 | 0 | 0 | 0 | 0 |  | 1 | 1 | 1 | 0 | 0 | 0
load_220350456 |  | node_1434233_238_15292280_239 |  | AN | 0 | Residential | 20764.8+8845.768j | 0 | 0 | 0 | 0 | 0 | [24 empty] | 8104901 | no | no |  |  | no |  | 0 | 0 | 0 | 0 | 0 | 0 |  | 1 | 1 | 1 | 0 | 0 | 0
load_220350832 |  | node_1436096_186_15299311_713 |  | AN | 0 | Residential | 11181.6+4763.342j | 0 | 0 | 0 | 0 | 0 | [24 empty] | 8104901 | no | no |  |  | no |  | 0 | 0 | 0 | 0 | 0 | 0 |  | 1 | 1 | 1 | 0 | 0 | 0
load_220350833 |  | node_1435881_074_15299321_648 |  | AN | 0 | Residential | 7704+3281.89j | 0 | 0 | 0 | 0 | 0 | [24 empty] | 8104901 | no | no |  |  | no |  | 0 | 0 | 0 | 0 | 0 | 0 |  | 1 | 1 | 1 | 0 | 0 | 0
load_220350834 |  | node_1435507_34_15299323_185 |  | AN | 0 | Residential | 20779.2+8851.902j | 0 | 0 | 0 | 0 | 0 | [24 empty] | 8104901 | no | no |  |  | no |  | 0 | 0 | 0 | 0 | 0 | 0 |  | 1 | 1 | 1 | 0 | 0 | 0
load_220350835 |  | node_1435122_121_15299318_787 |  | AN | 0 | Residential | 7005.6+2984.373j | 0 | 0 | 0 | 0 | 0 | [24 empty] | 8104901 | no | no |  |  | no |  | 0 | 0 | 0 | 0 | 0 | 0 |  | 1 | 1 | 1 | 0 | 0 | 0
load_220350836 |  | node_1434880_441_15299318_083 |  | AN | 0 | Residential | 50961.6+21709.551j | 0 | 0 | 0 | 0 | 0 | [24 empty] | 8104901 | no | no |  |  | no |  | 0 | 0 | 0 | 0 | 0 | 0 |  | 1 | 1 | 1 | 0 | 0 | 0
load_220350837 |  | node_1434349_194_15299283_37 |  | AN | 0 | Residential | 8956.8+3815.581j | 0 | 0 | 0 | 0 | 0 | [24 empty] | 8104901 | no | no |  |  | no |  | 0 | 0 | 0 | 0 | 0 | 0 |  | 1 | 1 | 1 | 0 | 0 | 0
load_220351074 |  | node_1436580_276_15298125_938 |  | AN | 0 | Residential | 66988.8+28537.109j | 0 | 0 | 0 | 0 | 0 | [24 empty] | 8104901 | no | no |  |  | no |  | 0 | 0 | 0 | 0 | 0 | 0 |  | 1 | 1 | 1 | 0 | 0 | 0
load_220351075 |  | node_1437073_383_15298088_586 |  | AN | 0 | Residential | 25545.6+10882.38j | 0 | 0 | 0 | 0 | 0 | [24 empty] | 8104901 | no | no |  |  | no |  | 0 | 0 | 0 | 0 | 0 | 0 |  | 1 | 1 | 1 | 0 | 0 | 0
load_220351202 |  | node_1433190_871_15302295_422 |  | AN | 0 | Residential | 16027.2+6827.559j | 0 | 0 | 0 | 0 | 0 | [24 empty] | 8104901 | no | no |  |  | no |  | 0 | 0 | 0 | 0 | 0 | 0 |  | 1 | 1 | 1 | 0 | 0 | 0
load_220351203 |  | node_1433497_453_15302289_09 |  | AN | 0 | Residential | 2988+1272.883j | 0 | 0 | 0 | 0 | 0 | [24 empty] | 8104901 | no | no |  |  | no |  | 0 | 0 | 0 | 0 | 0 | 0 |  | 1 | 1 | 1 | 0 | 0 | 0
load_220351204 |  | node_1433786_39_15302193_124 |  | AN | 0 | Residential | 13968+5950.343j | 0 | 0 | 0 | 0 | 0 | [24 empty] | 8104901 | no | no |  |  | no |  | 0 | 0 | 0 | 0 | 0 | 0 |  | 1 | 1 | 1 | 0 | 0 | 0
load_220351205 |  | node_1433984_974_15302173_72 |  | AN | 0 | Residential | 12045.6+5131.404j | 0 | 0 | 0 | 0 | 0 | [24 empty] | 8104901 | no | no |  |  | no |  | 0 | 0 | 0 | 0 | 0 | 0 |  | 1 | 1 | 1 | 0 | 0 | 0
load_220351206 |  | node_1434362_821_15302131_159 |  | AN | 0 | Residential | 13413.6+5714.17j | 0 | 0 | 0 | 0 | 0 | [24 empty] | 8104901 | no | no |  |  | no |  | 0 | 0 | 0 | 0 | 0 | 0 |  | 1 | 1 | 1 | 0 | 0 | 0
load_220351207 |  | node_1432091_056_15302356_75 |  | AN | 0 | Residential | 10864.8+4628.385j | 0 | 0 | 0 | 0 | 0 | [24 empty] | 8104901 | no | no |  |  | no |  | 0 | 0 | 0 | 0 | 0 | 0 |  | 1 | 1 | 1 | 0 | 0 | 0
load_220351208 |  | node_1432411_137_15301745_058 |  | AN | 0 | Residential | 6134.4+2613.243j | 0 | 0 | 0 | 0 | 0 | [24 empty] | 8104901 | no | no |  |  | no |  | 0 | 0 | 0 | 0 | 0 | 0 |  | 1 | 1 | 1 | 0 | 0 | 0
load_220351228 |  | node_1438677_432_15298206_969 |  | AN | 0 | Residential | 5220+2223.711j | 0 | 0 | 0 | 0 | 0 | [24 empty] | 8104901 | no | no |  |  | no |  | 0 | 0 | 0 | 0 | 0 | 0 |  | 1 | 1 | 1 | 0 | 0 | 0
load_220351229 |  | node_1438244_477_15298031_062 |  | AN | 0 | NonResidential | 777.6+331.256j | 0 | 0 | 0 | 0 | 0 | [24 empty] | 8104901 | no | no |  |  | no |  | 0 | 0 | 0 | 0 | 0 | 0 |  | 1 | 1 | 1 | 0 | 0 | 0
load_220351309 |  | node_1437244_49_15301358_6 |  | AN | 0 | Residential | 7156.8+3048.784j | 0 | 0 | 0 | 0 | 0 | [24 empty] | 8104901 | no | no |  |  | no |  | 0 | 0 | 0 | 0 | 0 | 0 |  | 1 | 1 | 1 | 0 | 0 | 0
load_220351310 |  | node_1436698_574_15301369_529 |  | AN | 0 | Residential | 13759.2+5861.395j | 0 | 0 | 0 | 0 | 0 | [24 empty] | 8104901 | no | no |  |  | no |  | 0 | 0 | 0 | 0 | 0 | 0 |  | 1 | 1 | 1 | 0 | 0 | 0
load_220351311 |  | node_1436375_246_15301310_466 |  | AN | 0 | Residential | 7120.8+3033.448j | 0 | 0 | 0 | 0 | 0 | [24 empty] | 8104901 | no | no |  |  | no |  | 0 | 0 | 0 | 0 | 0 | 0 |  | 1 | 1 | 1 | 0 | 0 | 0
load_220351312 |  | node_1436167_623_15301463_178 |  | AN | 0 | Residential | 2311.2+984.567j | 0 | 0 | 0 | 0 | 0 | [24 empty] | 8104901 | no | no |  |  | no |  | 0 | 0 | 0 | 0 | 0 | 0 |  | 1 | 1 | 1 | 0 | 0 | 0
load_220351313 |  | node_1435885_712_15301526_531 |  | AN | 0 | Residential | 16430.4+6999.321j | 0 | 0 | 0 | 0 | 0 | [24 empty] | 8104901 | no | no |  |  | no |  | 0 | 0 | 0 | 0 | 0 | 0 |  | 1 | 1 | 1 | 0 | 0 | 0
load_220351314 |  | node_1437716_814_15301377_584 |  | AN | 0 | Residential | 10807.2+4603.848j | 0 | 0 | 0 | 0 | 0 | [24 empty] | 8104901 | no | no |  |  | no |  | 0 | 0 | 0 | 0 | 0 | 0 |  | 1 | 1 | 1 | 0 | 0 | 0
load_220351315 |  | node_1437995_912_15301372_887 |  | AN | 0 | Residential | 6508.8+2772.737j | 0 | 0 | 0 | 0 | 0 | [24 empty] | 8104901 | no | no |  |  | no |  | 0 | 0 | 0 | 0 | 0 | 0 |  | 1 | 1 | 1 | 0 | 0 | 0
load_220351316 |  | node_1438362_445_15301380_005 |  | AN | 0 | Residential | 5508+2346.398j | 0 | 0 | 0 | 0 | 0 | [24 empty] | 8104901 | no | no |  |  | no |  | 0 | 0 | 0 | 0 | 0 | 0 |  | 1 | 1 | 1 | 0 | 0 | 0
load_220351317 |  | node_1438692_815_15301276_825 |  | AN | 0 | Residential | 35208+14998.545j | 0 | 0 | 0 | 0 | 0 | [24 empty] | 8104901 | no | no |  |  | no |  | 0 | 0 | 0 | 0 | 0 | 0 |  | 1 | 1 | 1 | 0 | 0 | 0
load_220351318 |  | node_1439066_587_15301292_414 |  | AN | 0 | Residential | 42523.2+18114.807j | 0 | 0 | 0 | 0 | 0 | [24 empty] | 8104901 | no | no |  |  | no |  | 0 | 0 | 0 | 0 | 0 | 0 |  | 1 | 1 | 1 | 0 | 0 | 0
load_220351325 |  | node_1435233_24_15296493_612 |  | AN | 0 | Residential | 23493.6+10008.232j | 0 | 0 | 0 | 0 | 0 | [24 empty] | 8104901 | no | no |  |  | no |  | 0 | 0 | 0 | 0 | 0 | 0 |  | 1 | 1 | 1 | 0 | 0 | 0
load_220351326 |  | node_1435501_183_15296636_678 |  | AN | 0 | Residential | 1807.2+769.864j | 0 | 0 | 0 | 0 | 0 | [24 empty] | 8104901 | no | no |  |  | no |  | 0 | 0 | 0 | 0 | 0 | 0 |  | 1 | 1 | 1 | 0 | 0 | 0
load_220351327 |  | node_1435467_664_15296849_704 |  | AN | 0 | Residential | 3096+1318.89j | 0 | 0 | 0 | 0 | 0 | [24 empty] | 8104901 | no | no |  |  | no |  | 0 | 0 | 0 | 0 | 0 | 0 |  | 1 | 1 | 1 | 0 | 0 | 0
load_220351328 |  | node_1435830_316_15297463_11 |  | AN | 0 | Residential | 10785.6+4594.646j | 0 | 0 | 0 | 0 | 0 | [24 empty] | 8104901 | no | no |  |  | no |  | 0 | 0 | 0 | 0 | 0 | 0 |  | 1 | 1 | 1 | 0 | 0 | 0
load_220351329 |  | node_1436005_766_15297672_684 |  | AN | 0 | Residential | 2174.4+926.291j | 0 | 0 | 0 | 0 | 0 | [24 empty] | 8104901 | no | no |  |  | no |  | 0 | 0 | 0 | 0 | 0 | 0 |  | 1 | 1 | 1 | 0 | 0 | 0
load_220351330 |  | node_1436182_595_15297897_285 |  | AN | 0 | Residential | 7632+3251.218j | 0 | 0 | 0 | 0 | 0 | [24 empty] | 8104901 | no | no |  |  | no |  | 0 | 0 | 0 | 0 | 0 | 0 |  | 1 | 1 | 1 | 0 | 0 | 0
load_220351331 |  | node_1436350_442_15298042_638 |  | AN | 0 | Residential | 2901.6+1236.076j | 0 | 0 | 0 | 0 | 0 | [24 empty] | 8104901 | no | no |  |  | no |  | 0 | 0 | 0 | 0 | 0 | 0 |  | 1 | 1 | 1 | 0 | 0 | 0
load_220351332 |  | node_1436580_481_15298370_297 |  | AN | 0 | Residential | 9338.4+3978.142j | 0 | 0 | 0 | 0 | 0 | [24 empty] | 8104901 | no | no |  |  | no |  | 0 | 0 | 0 | 0 | 0 | 0 |  | 1 | 1 | 1 | 0 | 0 | 0
load_220351333 |  | node_1436594_293_15298649_535 |  | AN | 0 | Residential | 50162.4+21369.093j | 0 | 0 | 0 | 0 | 0 | [24 empty] | 8104901 | no | no |  |  | no |  | 0 | 0 | 0 | 0 | 0 | 0 |  | 1 | 1 | 1 | 0 | 0 | 0
load_220351334 |  | node_1436668_476_15298917_349 |  | AN | 0 | Residential | 13888.8+5916.604j | 0 | 0 | 0 | 0 | 0 | [24 empty] | 8104901 | no | no |  |  | no |  | 0 | 0 | 0 | 0 | 0 | 0 |  | 1 | 1 | 1 | 0 | 0 | 0
load_220351335 |  | node_1436848_116_15299353_288 |  | AN | 0 | Residential | 20304+8649.468j | 0 | 0 | 0 | 0 | 0 | [24 empty] | 8104901 | no | no |  |  | no |  | 0 | 0 | 0 | 0 | 0 | 0 |  | 1 | 1 | 1 | 0 | 0 | 0
load_220351336 |  | node_1437106_502_15299432_529 |  | AN | 0 | Residential | 17452.8+7434.862j | 0 | 0 | 0 | 0 | 0 | [24 empty] | 8104901 | no | no |  |  | no |  | 0 | 0 | 0 | 0 | 0 | 0 |  | 1 | 1 | 1 | 0 | 0 | 0
load_220351337 |  | node_1434868_092_15295098_623 |  | AN | 0 | Residential | 34696.8+14780.775j | 0 | 0 | 0 | 0 | 0 | [24 empty] | 8104901 | no | no |  |  | no |  | 0 | 0 | 0 | 0 | 0 | 0 |  | 1 | 1 | 1 | 0 | 0 | 0
load_220351338 |  | node_1434916_636_15295526_852 |  | AN | 0 | Residential | 10461.6+4456.623j | 0 | 0 | 0 | 0 | 0 | [24 empty] | 8104901 | no | no |  |  | no |  | 0 | 0 | 0 | 0 | 0 | 0 |  | 1 | 1 | 1 | 0 | 0 | 0
load_220351339 |  | node_1435007_002_15295419_391 |  | AN | 0 | Residential | 4320+1840.312j | 0 | 0 | 0 | 0 | 0 | [24 empty] | 8104901 | no | no |  |  | no |  | 0 | 0 | 0 | 0 | 0 | 0 |  | 1 | 1 | 1 | 0 | 0 | 0
load_220351340 |  | node_1434914_615_15295716_148 |  | AN | 0 | Residential | 3456+1472.25j | 0 | 0 | 0 | 0 | 0 | [24 empty] | 8104901 | no | no |  |  | no |  | 0 | 0 | 0 | 0 | 0 | 0 |  | 1 | 1 | 1 | 0 | 0 | 0
load_220351357 |  | node_1435294_339_15293801_853 |  | AN | 0 | Residential | 23810.4+10143.188j | 0 | 0 | 0 | 0 | 0 | [24 empty] | 8104901 | no | no |  |  | no |  | 0 | 0 | 0 | 0 | 0 | 0 |  | 1 | 1 | 1 | 0 | 0 | 0
load_220351358 |  | node_1435488_464_15293773_711 |  | AN | 0 | Residential | 57132+24338.13j | 0 | 0 | 0 | 0 | 0 | [24 empty] | 8104901 | no | no |  |  | no |  | 0 | 0 | 0 | 0 | 0 | 0 |  | 1 | 1 | 1 | 0 | 0 | 0
load_220351359 |  | node_1436071_507_15293744_977 |  | AN | 0 | Residential | 108806.4+46351.332j | 0 | 0 | 0 | 0 | 0 | [24 empty] | 8104901 | no | no |  |  | no |  | 0 | 0 | 0 | 0 | 0 | 0 |  | 1 | 1 | 1 | 0 | 0 | 0
load_220351360 |  | node_1436587_187_15293701_9 |  | AN | 0 | Residential | 28497.6+12139.927j | 0 | 0 | 0 | 0 | 0 | [24 empty] | 8104901 | no | no |  |  | no |  | 0 | 0 | 0 | 0 | 0 | 0 |  | 1 | 1 | 1 | 0 | 0 | 0
load_220351362 |  | node_1437278_251_15298325_79 |  | AN | 0 | Residential | 7164+3051.851j | 0 | 0 | 0 | 0 | 0 | [24 empty] | 8104901 | no | no |  |  | no |  | 0 | 0 | 0 | 0 | 0 | 0 |  | 1 | 1 | 1 | 0 | 0 | 0
load_220351363 |  | node_1439155_781_15298332_218 |  | AN | 0 | Residential | 4658.4+1984.47j | 0 | 0 | 0 | 0 | 0 | [24 empty] | 8104901 | no | no |  |  | no |  | 0 | 0 | 0 | 0 | 0 | 0 |  | 1 | 1 | 1 | 0 | 0 | 0
load_220351364 |  | node_1439463_197_15298291_808 |  | AN | 0 | Residential | 6775.2+2886.223j | 0 | 0 | 0 | 0 | 0 | [24 empty] | 8104901 | no | no |  |  | no |  | 0 | 0 | 0 | 0 | 0 | 0 |  | 1 | 1 | 1 | 0 | 0 | 0
load_220351365 |  | node_1439708_694_15298117_514 |  | AN | 0 | Residential | 14990.4+6385.884j | 0 | 0 | 0 | 0 | 0 | [24 empty] | 8104901 | no | no |  |  | no |  | 0 | 0 | 0 | 0 | 0 | 0 |  | 1 | 1 | 1 | 0 | 0 | 0
load_220351366 |  | node_1440400_863_15297541_161 |  | AN | 0 | Residential | 3448.8+1469.183j | 0 | 0 | 0 | 0 | 0 | [24 empty] | 8104901 | no | no |  |  | no |  | 0 | 0 | 0 | 0 | 0 | 0 |  | 1 | 1 | 1 | 0 | 0 | 0
load_220351367 |  | node_1440457_495_15298078_35 |  | AN | 0 | Residential | 13190.4+5619.087j | 0 | 0 | 0 | 0 | 0 | [24 empty] | 8104901 | no | no |  |  | no |  | 0 | 0 | 0 | 0 | 0 | 0 |  | 1 | 1 | 1 | 0 | 0 | 0
load_220351370 |  | node_1438891_457_15298505_492 |  | AN | 0 | Residential | 29556+12590.803j | 0 | 0 | 0 | 0 | 0 | [24 empty] | 8104901 | no | no |  |  | no |  | 0 | 0 | 0 | 0 | 0 | 0 |  | 1 | 1 | 1 | 0 | 0 | 0
load_220351374 |  | node_1434490_036_15294069_356 |  | AN | 0 | Residential | 3592.8+1530.526j | 0 | 0 | 0 | 0 | 0 | [24 empty] | 8104901 | no | no |  |  | no |  | 0 | 0 | 0 | 0 | 0 | 0 |  | 1 | 1 | 1 | 0 | 0 | 0
load_220351375 |  | node_1434453_128_15295539_593 |  | AN | 0 | Residential | 50580+21546.99j | 0 | 0 | 0 | 0 | 0 | [24 empty] | 8104901 | no | no |  |  | no |  | 0 | 0 | 0 | 0 | 0 | 0 |  | 1 | 1 | 1 | 0 | 0 | 0
load_220351377 |  | node_1434468_706_15294422_91 |  | AN | 0 | Residential | 47210.4+20111.546j | 0 | 0 | 0 | 0 | 0 | [24 empty] | 8104901 | no | no |  |  | no |  | 0 | 0 | 0 | 0 | 0 | 0 |  | 1 | 1 | 1 | 0 | 0 | 0
load_220351557 |  | node_1437507_926_15302294_948 |  | AN | 0 | Residential | 31924.8+13599.908j | 0 | 0 | 0 | 0 | 0 | [24 empty] | 8104901 | no | no |  |  | no |  | 0 | 0 | 0 | 0 | 0 | 0 |  | 1 | 1 | 1 | 0 | 0 | 0
load_220351558 |  | node_1437419_164_15301654_773 |  | AN | 0 | Residential | 4168.8+1775.901j | 0 | 0 | 0 | 0 | 0 | [24 empty] | 8104901 | no | no |  |  | no |  | 0 | 0 | 0 | 0 | 0 | 0 |  | 1 | 1 | 1 | 0 | 0 | 0
load_220351559 |  | node_1437355_397_15300987_065 |  | AN | 0 | Residential | 28591.2+12179.8j | 0 | 0 | 0 | 0 | 0 | [24 empty] | 8104901 | no | no |  |  | no |  | 0 | 0 | 0 | 0 | 0 | 0 |  | 1 | 1 | 1 | 0 | 0 | 0
load_220351560 |  | node_1437189_656_15300508_886 |  | AN | 0 | Residential | 720+306.719j | 0 | 0 | 0 | 0 | 0 | [24 empty] | 8104901 | no | no |  |  | no |  | 0 | 0 | 0 | 0 | 0 | 0 |  | 1 | 1 | 1 | 0 | 0 | 0
load_220351561 |  | node_1437086_043_15300156_022 |  | AN | 0 | Residential | 9900+4217.382j | 0 | 0 | 0 | 0 | 0 | [24 empty] | 8104901 | no | no |  |  | no |  | 0 | 0 | 0 | 0 | 0 | 0 |  | 1 | 1 | 1 | 0 | 0 | 0
load_220351562 |  | node_1436943_2_15299904_143 |  | AN | 0 | Residential | 48218.4+20540.952j | 0 | 0 | 0 | 0 | 0 | [24 empty] | 8104901 | no | no |  |  | no |  | 0 | 0 | 0 | 0 | 0 | 0 |  | 1 | 1 | 1 | 0 | 0 | 0
load_220351698 |  | node_1434944_384_15292470_2 |  | AN | 0 | Residential | 21729.6+9256.771j | 0 | 0 | 0 | 0 | 0 | [24 empty] | 8104901 | no | no |  |  | no |  | 0 | 0 | 0 | 0 | 0 | 0 |  | 1 | 1 | 1 | 0 | 0 | 0
load_220351699 |  | node_1434756_741_15292786_997 |  | AN | 0 | Residential | 50832+21654.341j | 0 | 0 | 0 | 0 | 0 | [24 empty] | 8104901 | no | no |  |  | no |  | 0 | 0 | 0 | 0 | 0 | 0 |  | 1 | 1 | 1 | 0 | 0 | 0
load_220351700 |  | node_1434530_726_15292744_456 |  | AN | 0 | Residential | 25632+10919.186j | 0 | 0 | 0 | 0 | 0 | [24 empty] | 8104901 | no | no |  |  | no |  | 0 | 0 | 0 | 0 | 0 | 0 |  | 1 | 1 | 1 | 0 | 0 | 0
load_220351701 |  | node_1434933_96_15292936_015 |  | AN | 0 | Residential | 29750.4+12673.617j | 0 | 0 | 0 | 0 | 0 | [24 empty] | 8104901 | no | no |  |  | no |  | 0 | 0 | 0 | 0 | 0 | 0 |  | 1 | 1 | 1 | 0 | 0 | 0
load_220351702 |  | node_1434973_026_15293218_893 |  | AN | 0 | Residential | 52718.4+22457.944j | 0 | 0 | 0 | 0 | 0 | [24 empty] | 8104901 | no | no |  |  | no |  | 0 | 0 | 0 | 0 | 0 | 0 |  | 1 | 1 | 1 | 0 | 0 | 0
load_220351705 |  | node_1435011_065_15294063_483 |  | AN | 0 | Residential | 6616.8+2818.745j | 0 | 0 | 0 | 0 | 0 | [24 empty] | 8104901 | no | no |  |  | no |  | 0 | 0 | 0 | 0 | 0 | 0 |  | 1 | 1 | 1 | 0 | 0 | 0
load_220351706 |  | node_1435025_49_15294291_227 |  | AN | 0 | NonResidential | 2000+851.996j | 0 | 0 | 0 | 0 | 0 | [24 empty] | 8104901 | no | no |  |  | no |  | 0 | 0 | 0 | 0 | 0 | 0 |  | 1 | 1 | 1 | 0 | 0 | 0
load_220435921 |  | node_1437503_713_15307527_688 |  | AN | 0 | Residential | 3762+1602.605j | 0 | 0 | 0 | 0 | 0 | [24 empty] | 8104901 | no | no |  |  | no |  | 0 | 0 | 0 | 0 | 0 | 0 |  | 1 | 1 | 1 | 0 | 0 | 0
load_220440826 |  | node_1430147_047_15304811_127 |  | AN | 0 | NonResidential | 6926.4+2950.634j | 0 | 0 | 0 | 0 | 0 | [24 empty] | 8104901 | no | no |  |  | no |  | 0 | 0 | 0 | 0 | 0 | 0 |  | 1 | 1 | 1 | 0 | 0 | 0
load_220441943 |  | node_1451855_211_15309954_993 |  | AN | 0 | Residential | 34171.2+14556.87j | 0 | 0 | 0 | 0 | 0 | [24 empty] | 8104901 | no | no |  |  | no |  | 0 | 0 | 0 | 0 | 0 | 0 |  | 1 | 1 | 1 | 0 | 0 | 0
load_220472892 |  | node_1444764_909_15309996_517 |  | AN | 0 | Residential | 3146.4+1340.361j | 0 | 0 | 0 | 0 | 0 | [24 empty] | 8104901 | no | no |  |  | no |  | 0 | 0 | 0 | 0 | 0 | 0 |  | 1 | 1 | 1 | 0 | 0 | 0
load_220475029 |  | node_1445621_147_15309509_227 |  | AN | 0 | Residential | 2556+1088.851j | 0 | 0 | 0 | 0 | 0 | [24 empty] | 8104901 | no | no |  |  | no |  | 0 | 0 | 0 | 0 | 0 | 0 |  | 1 | 1 | 1 | 0 | 0 | 0
load_220500405 |  | node_1432083_077_15304443_709 |  | AN | 0 | Residential | 3808.8+1622.542j | 0 | 0 | 0 | 0 | 0 | [24 empty] | 8104901 | no | no |  |  | no |  | 0 | 0 | 0 | 0 | 0 | 0 |  | 1 | 1 | 1 | 0 | 0 | 0
load_220500739 |  | node_1435865_923_15311884_193 |  | AN | 0 | Other | 0 | 0 | 0 | 0 | 0 | 0 | [24 empty] | 8104901 | no | no |  |  | no |  | 0 | 0 | 0 | 0 | 0 | 0 |  | 1 | 1 | 1 | 0 | 0 | 0
load_220514052 |  | node_1446675_929_15309910_353 |  | AN | 0 | Residential | 14191.2+6045.426j | 0 | 0 | 0 | 0 | 0 | [24 empty] | 8104901 | no | no |  |  | no |  | 0 | 0 | 0 | 0 | 0 | 0 |  | 1 | 1 | 1 | 0 | 0 | 0
load_220514489 |  | node_1435118_963_15293864_665 |  | AN | 0 | NonResidential | 144+61.344j | 0 | 0 | 0 | 0 | 0 | [24 empty] | 8104901 | no | no |  |  | no |  | 0 | 0 | 0 | 0 | 0 | 0 |  | 1 | 1 | 1 | 0 | 0 | 0
load_220522014 |  | node_1430703_407_15308283_057 |  | AN | 0 | Residential | 8575.2+3653.02j | 0 | 0 | 0 | 0 | 0 | [24 empty] | 8104901 | no | no |  |  | no |  | 0 | 0 | 0 | 0 | 0 | 0 |  | 1 | 1 | 1 | 0 | 0 | 0
load_220527130 |  | node_1427450_755_15309962_381 |  | AN | 0 | NonResidential | 27000+11501.952j | 0 | 0 | 0 | 0 | 0 | [24 empty] | 8104901 | no | no |  |  | no |  | 0 | 0 | 0 | 0 | 0 | 0 |  | 1 | 1 | 1 | 0 | 0 | 0
load_220529336 |  | node_1427141_818_15304015_23 |  | AN | 0 | Other | 0 | 0 | 0 | 0 | 0 | 0 | [24 empty] | 8104901 | no | no |  |  | no |  | 0 | 0 | 0 | 0 | 0 | 0 |  | 1 | 1 | 1 | 0 | 0 | 0
load_220530135 |  | node_1443688_494_15310631_17 |  | AN | 0 | Residential | 15904.8+6775.416j | 0 | 0 | 0 | 0 | 0 | [24 empty] | 8104901 | no | no |  |  | no |  | 0 | 0 | 0 | 0 | 0 | 0 |  | 1 | 1 | 1 | 0 | 0 | 0
load_220530754 |  | node_1435349_011_15294885_806 |  | AN | 0 | Residential | 25624.8+10916.119j | 0 | 0 | 0 | 0 | 0 | [24 empty] | 8104901 | no | no |  |  | no |  | 0 | 0 | 0 | 0 | 0 | 0 |  | 1 | 1 | 1 | 0 | 0 | 0
load_220531482 |  | node_1427456_515_15307986_219 |  | AN | 0 | Residential | 396+168.695j | 0 | 0 | 0 | 0 | 0 | [24 empty] | 8104901 | no | no |  |  | no |  | 0 | 0 | 0 | 0 | 0 | 0 |  | 1 | 1 | 1 | 0 | 0 | 0
load_220533737 |  | node_1431834_627_15308075_216 |  | AN | 0 | Residential | 3420+1456.914j | 0 | 0 | 0 | 0 | 0 | [24 empty] | 8104901 | no | no |  |  | no |  | 0 | 0 | 0 | 0 | 0 | 0 |  | 1 | 1 | 1 | 0 | 0 | 0
load_220535543 |  | node_1452983_235_15310427_582 |  | AN | 0 | Residential | 3096+1318.89j | 0 | 0 | 0 | 0 | 0 | [24 empty] | 8104901 | no | no |  |  | no |  | 0 | 0 | 0 | 0 | 0 | 0 |  | 1 | 1 | 1 | 0 | 0 | 0
load_220535623 |  | node_1436028_125_15312160_865 |  | AN | 0 | Other | 0 | 0 | 0 | 0 | 0 | 0 | [24 empty] | 8104901 | no | no |  |  | no |  | 0 | 0 | 0 | 0 | 0 | 0 |  | 1 | 1 | 1 | 0 | 0 | 0
load_220538402 |  | node_1439930_509_15297915_965 |  | AN | 0 | Residential | 3369.6+1435.444j | 0 | 0 | 0 | 0 | 0 | [24 empty] | 8104901 | no | no |  |  | no |  | 0 | 0 | 0 | 0 | 0 | 0 |  | 1 | 1 | 1 | 0 | 0 | 0
load_220540182 |  | node_1455603_668_15309403_395 |  | AN | 0 | Other | 0 | 0 | 0 | 0 | 0 | 0 | [24 empty] | 8104901 | no | no |  |  | no |  | 0 | 0 | 0 | 0 | 0 | 0 |  | 1 | 1 | 1 | 0 | 0 | 0
load_220542235 |  | node_1432110_229_15304166_31 |  | AN | 0 | Residential | 2764.8+1177.8j | 0 | 0 | 0 | 0 | 0 | [24 empty] | 8104901 | no | no |  |  | no |  | 0 | 0 | 0 | 0 | 0 | 0 |  | 1 | 1 | 1 | 0 | 0 | 0
load_220545114 |  | node_1433833_857_15305508_227 |  | AN | 0 | Residential | 3981.6+1696.154j | 0 | 0 | 0 | 0 | 0 | [24 empty] | 8104901 | no | no |  |  | no |  | 0 | 0 | 0 | 0 | 0 | 0 |  | 1 | 1 | 1 | 0 | 0 | 0
load_220566591 |  | node_1436307_411_15299311_41 |  | AN | 0 | Residential | 10087.2+4297.129j | 0 | 0 | 0 | 0 | 0 | [24 empty] | 8104901 | no | no |  |  | no |  | 0 | 0 | 0 | 0 | 0 | 0 |  | 1 | 1 | 1 | 0 | 0 | 0
load_220571487 |  | node_1451842_026_15307552_279 |  | AN | 0 | Residential | 2973.6+1266.748j | 0 | 0 | 0 | 0 | 0 | [24 empty] | 8104901 | no | no |  |  | no |  | 0 | 0 | 0 | 0 | 0 | 0 |  | 1 | 1 | 1 | 0 | 0 | 0
load_220579901 |  | node_1453229_16_15310417_452 |  | AN | 0 | Residential | 3880.8+1653.214j | 0 | 0 | 0 | 0 | 0 | [24 empty] | 8104901 | no | no |  |  | no |  | 0 | 0 | 0 | 0 | 0 | 0 |  | 1 | 1 | 1 | 0 | 0 | 0
load_220583284 |  | node_1434920_112_15293444_025 |  | AN | 0 | NonResidential | 3000+1277.995j | 0 | 0 | 0 | 0 | 0 | [24 empty] | 8104901 | no | no |  |  | no |  | 0 | 0 | 0 | 0 | 0 | 0 |  | 1 | 1 | 1 | 0 | 0 | 0
load_220596550 |  | node_1453450_849_15308824_71 |  | AN | 0 | Residential | 14745.6+6281.599j | 0 | 0 | 0 | 0 | 0 | [24 empty] | 8104901 | no | no |  |  | no |  | 0 | 0 | 0 | 0 | 0 | 0 |  | 1 | 1 | 1 | 0 | 0 | 0
load_220598136 |  | node_1443209_592_15309893_318 |  | AN | 0 | Residential | 4046.4+1723.759j | 0 | 0 | 0 | 0 | 0 | [24 empty] | 8104901 | no | no |  |  | no |  | 0 | 0 | 0 | 0 | 0 | 0 |  | 1 | 1 | 1 | 0 | 0 | 0
load_220598217 |  | node_1433040_511_15307798_725 |  | AN | 0 | Residential | 2923.2+1245.278j | 0 | 0 | 0 | 0 | 0 | [24 empty] | 8104901 | no | no |  |  | no |  | 0 | 0 | 0 | 0 | 0 | 0 |  | 1 | 1 | 1 | 0 | 0 | 0
load_220603748 |  | node_1438063_704_15304280_062 |  | AN | 0 | Residential | 12916.8+5502.534j | 0 | 0 | 0 | 0 | 0 | [24 empty] | 8104901 | no | no |  |  | no |  | 0 | 0 | 0 | 0 | 0 | 0 |  | 1 | 1 | 1 | 0 | 0 | 0
load_220615722 |  | node_1434825_885_15312196_428 |  | AN | 0 | NonResidential | 21.6+9.202j | 0 | 0 | 0 | 0 | 0 | [24 empty] | 8104901 | no | no |  |  | no |  | 0 | 0 | 0 | 0 | 0 | 0 |  | 1 | 1 | 1 | 0 | 0 | 0
load_220616991 |  | node_1434452_556_15294990_772 |  | AN | 0 | Residential | 19800+8434.765j | 0 | 0 | 0 | 0 | 0 | [24 empty] | 8104901 | no | no |  |  | no |  | 0 | 0 | 0 | 0 | 0 | 0 |  | 1 | 1 | 1 | 0 | 0 | 0
load_220617955 |  | node_1438407_43_15309913_214 |  | AN | 0 | Residential | 2109.6+898.686j | 0 | 0 | 0 | 0 | 0 | [24 empty] | 8104901 | no | no |  |  | no |  | 0 | 0 | 0 | 0 | 0 | 0 |  | 1 | 1 | 1 | 0 | 0 | 0
load_220618772 |  | node_1425803_152_15304176_464 |  | AN | 0 | Residential | 10785.6+4594.646j | 0 | 0 | 0 | 0 | 0 | [24 empty] | 8104901 | no | no |  |  | no |  | 0 | 0 | 0 | 0 | 0 | 0 |  | 1 | 1 | 1 | 0 | 0 | 0
load_220619662 |  | node_1431321_048_15303855_396 |  | AN | 0 | Residential | 14256+6073.031j | 0 | 0 | 0 | 0 | 0 | [24 empty] | 8104901 | no | no |  |  | no |  | 0 | 0 | 0 | 0 | 0 | 0 |  | 1 | 1 | 1 | 0 | 0 | 0
load_220620661 |  | node_1432079_16_15307646_747 |  | AN | 0 | Residential | 9568.8+4076.292j | 0 | 0 | 0 | 0 | 0 | [24 empty] | 8104901 | no | no |  |  | no |  | 0 | 0 | 0 | 0 | 0 | 0 |  | 1 | 1 | 1 | 0 | 0 | 0
load_220620981 |  | node_1434111_57_15302596_203 |  | AN | 0 | Other | 0 | 0 | 0 | 0 | 0 | 0 | [24 empty] | 8104901 | no | no |  |  | no |  | 0 | 0 | 0 | 0 | 0 | 0 |  | 1 | 1 | 1 | 0 | 0 | 0
load_220624108 |  | node_1437369_044_15306550_512 |  | AN | 0 | Residential | 10605.6+4517.967j | 0 | 0 | 0 | 0 | 0 | [24 empty] | 8104901 | no | no |  |  | no |  | 0 | 0 | 0 | 0 | 0 | 0 |  | 1 | 1 | 1 | 0 | 0 | 0
load_220624187 |  | node_1450116_448_15309758_561 |  | AN | 0 | Residential | 7236+3082.523j | 0 | 0 | 0 | 0 | 0 | [24 empty] | 8104901 | no | no |  |  | no |  | 0 | 0 | 0 | 0 | 0 | 0 |  | 1 | 1 | 1 | 0 | 0 | 0
load_220625648 |  | node_1431833_325_15304302_402 |  | AN | 0 | Residential | 828+352.727j | 0 | 0 | 0 | 0 | 0 | [24 empty] | 8104901 | no | no |  |  | no |  | 0 | 0 | 0 | 0 | 0 | 0 |  | 1 | 1 | 1 | 0 | 0 | 0
load_220628011 |  | node_1427551_104_15301977_754 |  | AN | 0 | Residential | 26812.8+11422.205j | 0 | 0 | 0 | 0 | 0 | [24 empty] | 8104901 | no | no |  |  | no |  | 0 | 0 | 0 | 0 | 0 | 0 |  | 1 | 1 | 1 | 0 | 0 | 0
load_220628031 |  | node_1428168_286_15302113_951 |  | AN | 0 | Residential | 352.8+150.292j | 0 | 0 | 0 | 0 | 0 | [24 empty] | 8104901 | no | no |  |  | no |  | 0 | 0 | 0 | 0 | 0 | 0 |  | 1 | 1 | 1 | 0 | 0 | 0
load_220628177 |  | node_1436940_603_15306638_964 |  | AN | 0 | Residential | 46677.6+19884.574j | 0 | 0 | 0 | 0 | 0 | [24 empty] | 8104901 | no | no |  |  | no |  | 0 | 0 | 0 | 0 | 0 | 0 |  | 1 | 1 | 1 | 0 | 0 | 0
load_220628190 |  | node_1435271_16_15306117_894 |  | AN | 0 | Residential | 8892+3787.976j | 0 | 0 | 0 | 0 | 0 | [24 empty] | 8104901 | no | no |  |  | no |  | 0 | 0 | 0 | 0 | 0 | 0 |  | 1 | 1 | 1 | 0 | 0 | 0
load_220628191 |  | node_1435621_001_15306281_135 |  | AN | 0 | Residential | 21492+9155.554j | 0 | 0 | 0 | 0 | 0 | [24 empty] | 8104901 | no | no |  |  | no |  | 0 | 0 | 0 | 0 | 0 | 0 |  | 1 | 1 | 1 | 0 | 0 | 0
load_220628208 |  | node_1431594_218_15304151_838 |  | AN | 0 | Residential | 12787.2+5447.324j | 0 | 0 | 0 | 0 | 0 | [24 empty] | 8104901 | no | no |  |  | no |  | 0 | 0 | 0 | 0 | 0 | 0 |  | 1 | 1 | 1 | 0 | 0 | 0
load_220628209 |  | node_1430650_221_15303411_633 |  | AN | 0 | Residential | 8848.8+3769.573j | 0 | 0 | 0 | 0 | 0 | [24 empty] | 8104901 | no | no |  |  | no |  | 0 | 0 | 0 | 0 | 0 | 0 |  | 1 | 1 | 1 | 0 | 0 | 0
load_220628210 |  | node_1430109_142_15303203_491 |  | AN | 0 | NonResidential | 1425.6+607.303j | 0 | 0 | 0 | 0 | 0 | [24 empty] | 8104901 | no | no |  |  | no |  | 0 | 0 | 0 | 0 | 0 | 0 |  | 1 | 1 | 1 | 0 | 0 | 0
load_220628213 |  | node_1437245_515_15306691_633 |  | AN | 0 | Residential | 22348.8+9520.549j | 0 | 0 | 0 | 0 | 0 | [24 empty] | 8104901 | no | no |  |  | no |  | 0 | 0 | 0 | 0 | 0 | 0 |  | 1 | 1 | 1 | 0 | 0 | 0
load_220628216 |  | node_1436673_073_15306622_005 |  | AN | 0 | Residential | 54799.2+23344.361j | 0 | 0 | 0 | 0 | 0 | [24 empty] | 8104901 | no | no |  |  | no |  | 0 | 0 | 0 | 0 | 0 | 0 |  | 1 | 1 | 1 | 0 | 0 | 0
load_220633897 |  | node_1425600_414_15301257_688 |  | AN | 0 | Residential | 8812.8+3754.237j | 0 | 0 | 0 | 0 | 0 | [24 empty] | 8104901 | no | no |  |  | no |  | 0 | 0 | 0 | 0 | 0 | 0 |  | 1 | 1 | 1 | 0 | 0 | 0
load_220634127 |  | node_1428677_281_15302297_226 |  | AN | 0 | Residential | 6415.2+2732.864j | 0 | 0 | 0 | 0 | 0 | [24 empty] | 8104901 | no | no |  |  | no |  | 0 | 0 | 0 | 0 | 0 | 0 |  | 1 | 1 | 1 | 0 | 0 | 0
load_220644710 |  | node_1433255_614_15305152_593 |  | AN | 0 | Residential | 5601.6+2386.272j | 0 | 0 | 0 | 0 | 0 | [24 empty] | 8104901 | no | no |  |  | no |  | 0 | 0 | 0 | 0 | 0 | 0 |  | 1 | 1 | 1 | 0 | 0 | 0
load_220648485 |  | node_1425919_447_15303502_013 |  | AN | 0 | Residential | 5572.8+2374.003j | 0 | 0 | 0 | 0 | 0 | [24 empty] | 8104901 | no | no |  |  | no |  | 0 | 0 | 0 | 0 | 0 | 0 |  | 1 | 1 | 1 | 0 | 0 | 0
load_220648604 |  | node_1436773_289_15296059_884 |  | AN | 0 | Residential | 18295.2+7793.723j | 0 | 0 | 0 | 0 | 0 | [24 empty] | 8104901 | no | no |  |  | no |  | 0 | 0 | 0 | 0 | 0 | 0 |  | 1 | 1 | 1 | 0 | 0 | 0
load_220648644 |  | node_1446853_177_15310079_569 |  | AN | 0 | Other | 0 | 0 | 0 | 0 | 0 | 0 | [24 empty] | 8104901 | no | no |  |  | no |  | 0 | 0 | 0 | 0 | 0 | 0 |  | 1 | 1 | 1 | 0 | 0 | 0
load_220649261 |  | node_1446482_601_15310125_908 |  | AN | 0 | Residential | 216+92.016j | 0 | 0 | 0 | 0 | 0 | [24 empty] | 8104901 | no | no |  |  | no |  | 0 | 0 | 0 | 0 | 0 | 0 |  | 1 | 1 | 1 | 0 | 0 | 0
load_220653552 |  | node_1438816_9_15310292_204 |  | AN | 0 | NonResidential | 511.2+217.77j | 0 | 0 | 0 | 0 | 0 | [24 empty] | 8104901 | no | no |  |  | no |  | 0 | 0 | 0 | 0 | 0 | 0 |  | 1 | 1 | 1 | 0 | 0 | 0
load_220657407 |  | node_1428940_813_15302459_911 |  | AN | 0 | Residential | 8157.6+3475.123j | 0 | 0 | 0 | 0 | 0 | [24 empty] | 8104901 | no | no |  |  | no |  | 0 | 0 | 0 | 0 | 0 | 0 |  | 1 | 1 | 1 | 0 | 0 | 0
load_220658873 |  | node_1436961_744_15310083_991 |  | AN | 0 | Residential | 5500.8+2343.331j | 0 | 0 | 0 | 0 | 0 | [24 empty] | 8104901 | no | no |  |  | no |  | 0 | 0 | 0 | 0 | 0 | 0 |  | 1 | 1 | 1 | 0 | 0 | 0
load_310006841 |  | node_1453504_351_15310272_36 |  | AN | 0 | NonResidential | 4615.2+1966.067j | 0 | 0 | 0 | 0 | 0 | [24 empty] | 8104901 | no | no |  |  | no |  | 0 | 0 | 0 | 0 | 0 | 0 |  | 1 | 1 | 1 | 0 | 0 | 0
load_310006957 |  | node_1431884_791_15307112_841 |  | AN | 0 | Residential | 21283.2+9066.605j | 0 | 0 | 0 | 0 | 0 | [24 empty] | 8104901 | no | no |  |  | no |  | 0 | 0 | 0 | 0 | 0 | 0 |  | 1 | 1 | 1 | 0 | 0 | 0
load_310024903 |  | node_1456420_831_15308733_572 |  | AN | 0 | Other | 0 | 0 | 0 | 0 | 0 | 0 | [24 empty] | 8104901 | no | no |  |  | no |  | 0 | 0 | 0 | 0 | 0 | 0 |  | 1 | 1 | 1 | 0 | 0 | 0
load_310029086 |  | node_1453938_934_15310142_149 |  | AN | 0 | Residential | 1339.2+570.497j | 0 | 0 | 0 | 0 | 0 | [24 empty] | 8104901 | no | no |  |  | no |  | 0 | 0 | 0 | 0 | 0 | 0 |  | 1 | 1 | 1 | 0 | 0 | 0
load_310029088 |  | node_1454559_966_15309887_025 |  | AN | 0 | Residential | 10944+4662.124j | 0 | 0 | 0 | 0 | 0 | [24 empty] | 8104901 | no | no |  |  | no |  | 0 | 0 | 0 | 0 | 0 | 0 |  | 1 | 1 | 1 | 0 | 0 | 0
load_310031668 |  | node_1440166_767_15297046_986 |  | AN | 0 | Residential | 21650.4+9223.032j | 0 | 0 | 0 | 0 | 0 | [24 empty] | 8104901 | no | no |  |  | no |  | 0 | 0 | 0 | 0 | 0 | 0 |  | 1 | 1 | 1 | 0 | 0 | 0
load_310034309 |  | node_1438026_409_15309352_09 |  | AN | 0 | NonResidential | 864+368.062j | 0 | 0 | 0 | 0 | 0 | [24 empty] | 8104901 | no | no |  |  | no |  | 0 | 0 | 0 | 0 | 0 | 0 |  | 1 | 1 | 1 | 0 | 0 | 0
load_310042540 |  | node_1429723_171_15302951_034 |  | AN | 0 | Residential | 3153.6+1343.428j | 0 | 0 | 0 | 0 | 0 | [24 empty] | 8104901 | no | no |  |  | no |  | 0 | 0 | 0 | 0 | 0 | 0 |  | 1 | 1 | 1 | 0 | 0 | 0
load_310057020 |  | node_1430056_539_15307079_984 |  | AN | 0 | Residential | 4176+1778.969j | 0 | 0 | 0 | 0 | 0 | [24 empty] | 8104901 | no | no |  |  | no |  | 0 | 0 | 0 | 0 | 0 | 0 |  | 1 | 1 | 1 | 0 | 0 | 0
load_310060974 |  | node_1445684_912_15310339_1 |  | AN | 0 | Residential | 3038.4+1294.353j | 0 | 0 | 0 | 0 | 0 | [24 empty] | 8104901 | no | no |  |  | no |  | 0 | 0 | 0 | 0 | 0 | 0 |  | 1 | 1 | 1 | 0 | 0 | 0
load_310061604 |  | node_1447528_309_15309968_372 |  | AN | 0 | NonResidential | 43.2+18.403j | 0 | 0 | 0 | 0 | 0 | [24 empty] | 8104901 | no | no |  |  | no |  | 0 | 0 | 0 | 0 | 0 | 0 |  | 1 | 1 | 1 | 0 | 0 | 0
load_310065152 |  | node_1437976_942_15298861_569 |  | AN | 0 | Residential | 22428+9554.288j | 0 | 0 | 0 | 0 | 0 | [24 empty] | 8104901 | no | no |  |  | no |  | 0 | 0 | 0 | 0 | 0 | 0 |  | 1 | 1 | 1 | 0 | 0 | 0
load_311882067 |  | node_1434982_195_15291098_35 |  | AN | 0 | NonResidential | 14000+5963.975j | 0 | 0 | 0 | 0 | 0 | [24 empty] | 8104901 | no | no |  |  | no |  | 0 | 0 | 0 | 0 | 0 | 0 |  | 1 | 1 | 1 | 0 | 0 | 0
load_311902277 |  | node_1436040_318_15296876_374 |  | AN | 0 | Residential | 5947.2+2533.497j | 0 | 0 | 0 | 0 | 0 | [24 empty] | 8104901 | no | no |  |  | no |  | 0 | 0 | 0 | 0 | 0 | 0 |  | 1 | 1 | 1 | 0 | 0 | 0
load_311979784 |  | node_1455061_517_15309700_006 |  | AN | 0 | Residential | 2210.4+941.626j | 0 | 0 | 0 | 0 | 0 | [24 empty] | 8104901 | no | no |  |  | no |  | 0 | 0 | 0 | 0 | 0 | 0 |  | 1 | 1 | 1 | 0 | 0 | 0
load_311982832 |  | node_1427019_725_15301728_416 |  | AN | 0 | Other | 0 | 0 | 0 | 0 | 0 | 0 | [24 empty] | 8104901 | no | no |  |  | no |  | 0 | 0 | 0 | 0 | 0 | 0 |  | 1 | 1 | 1 | 0 | 0 | 0
load_311997213 |  | node_1439480_511_15297838_903 |  | AN | 0 | Other | 0 | 0 | 0 | 0 | 0 | 0 | [24 empty] | 8104901 | no | no |  |  | no |  | 0 | 0 | 0 | 0 | 0 | 0 |  | 1 | 1 | 1 | 0 | 0 | 0
load_312033728 |  | node_1446039_459_15309876_267 |  | AN | 0 | Residential | 4838.4+2061.15j | 0 | 0 | 0 | 0 | 0 | [24 empty] | 8104901 | no | no |  |  | no |  | 0 | 0 | 0 | 0 | 0 | 0 |  | 1 | 1 | 1 | 0 | 0 | 0
load_312062153 |  | node_1426020_626_15300685_032 |  | AN | 0 | Other | 0 | 0 | 0 | 0 | 0 | 0 | [24 empty] | 8104901 | no | no |  |  | no |  | 0 | 0 | 0 | 0 | 0 | 0 |  | 1 | 1 | 1 | 0 | 0 | 0
load_312117192 |  | node_1433346_569_15307820_67 |  | AN | 0 | Other | 0 | 0 | 0 | 0 | 0 | 0 | [24 empty] | 8104901 | no | no |  |  | no |  | 0 | 0 | 0 | 0 | 0 | 0 |  | 1 | 1 | 1 | 0 | 0 | 0
load_312126431 |  | node_1436664_938_15299333_742 |  | AN | 0 | Other | 0 | 0 | 0 | 0 | 0 | 0 | [24 empty] | 8104901 | no | no |  |  | no |  | 0 | 0 | 0 | 0 | 0 | 0 |  | 1 | 1 | 1 | 0 | 0 | 0
load_312127963 |  | node_1427040_194_15309146_023 |  | AN | 0 | Other | 0 | 0 | 0 | 0 | 0 | 0 | [24 empty] | 8104901 | no | no |  |  | no |  | 0 | 0 | 0 | 0 | 0 | 0 |  | 1 | 1 | 1 | 0 | 0 | 0

## node
data_type | static
owner_type | feeder
owner | 8104901
object | node
name | groupid | parent | bustype | phases | nominal_voltage | dcircuit | selected | monitored | monitored_fields | class_monitored_fields | played | played_fields | subsystem | x | y | comments | dist_to_slack
node_1423534_704_15308696_181 |  |  | PQ | AN | 2771.281 | 8104901 | no | no |  |  | no |  |  | 1423534.704 | 15308696.181 |  | -1
node_1423712_887_15308442_11 |  |  | PQ | AN | 2771.281 | 8104901 | no | no |  |  | no |  |  | 1423712.887 | 15308442.11 |  | -1
node_1424104_629_15308800_092 |  |  | PQ | AN | 2771.281 | 8104901 | no | no |  |  | no |  |  | 1424104.629 | 15308800.092 |  | -1
node_1424473_488_15308997_366 |  |  | PQ | AN | 2771.281 | 8104901 | no | no |  |  | no |  |  | 1424473.488 | 15308997.366 |  | -1
node_1424550_833_15308687_906 |  |  | PQ | AN | 2771.281 | 8104901 | no | no |  |  | no |  |  | 1424550.833 | 15308687.906 |  | -1
node_1424844_844_15309079_402 |  |  | PQ | AN | 2771.281 | 8104901 | no | no |  |  | no |  |  | 1424844.844 | 15309079.402 |  | -1
node_1425390_512_15309042_256 |  |  | PQ | AN | 2771.281 | 8104901 | no | no |  |  | no |  |  | 1425390.512 | 15309042.256 |  | -1
node_1425600_414_15301257_688 |  |  | PQ | AN | 2771.281 | 8104901 | no | no |  |  | no |  |  | 1425600.414 | 15301257.688 |  | -1
node_1425797_202_15302202_997 |  |  | PQ | AN | 2771.281 | 8104901 | no | no |  |  | no |  |  | 1425797.202 | 15302202.997 |  | -1
node_1425803_152_15304176_464 |  |  | PQ | AN | 2771.281 | 8104901 | no | no |  |  | no |  |  | 1425803.152 | 15304176.464 |  | -1
node_1425814_181_15302430_714 |  |  | PQ | AN | 2771.281 | 8104901 | no | no |  |  | no |  |  | 1425814.181 | 15302430.714 |  | -1
node_1425815_077_15302653_483 |  |  | PQ | AN | 2771.281 | 8104901 | no | no |  |  | no |  |  | 1425815.077 | 15302653.483 |  | -1
node_1425816_374_15309031_27 |  |  | PQ | AN | 2771.281 | 8104901 | no | no |  |  | no |  |  | 1425816.374 | 15309031.27 |  | -1
node_1425821_586_15301289_02 |  |  | PQ | AN | 2771.281 | 8104901 | no | no |  |  | no |  |  | 1425821.586 | 15301289.02 |  | -1
node_1425838_991_15308451_634 |  |  | PQ | AN | 2771.281 | 8104901 | no | no |  |  | no |  |  | 1425838.991 | 15308451.634 |  | -1
node_1425844_096_15301054_357 |  |  | PQ | AN | 2771.281 | 8104901 | no | no |  |  | no |  |  | 1425844.096 | 15301054.357 |  | -1
node_1425845_877_15308642_622 |  |  | PQ | AN | 2771.281 | 8104901 | no | no |  |  | no |  |  | 1425845.877 | 15308642.622 |  | -1
node_1425850_823_15307771_425 |  |  | PQ | AN | 2771.281 | 8104901 | no | no |  |  | no |  |  | 1425850.823 | 15307771.425 |  | -1
node_1425872_278_15301446_447 |  |  | PQ | AN | 2771.281 | 8104901 | no | no |  |  | no |  |  | 1425872.278 | 15301446.447 |  | -1
node_1425873_583_15301968_001 |  |  | PQ | AN | 2771.281 | 8104901 | no | no |  |  | no |  |  | 1425873.583 | 15301968.001 |  | -1
node_1425895_311_15307122_788 |  |  | PQ | AN | 2771.281 | 8104901 | no | no |  |  | no |  |  | 1425895.311 | 15307122.788 |  | -1
node_1425895_613_15306026_3 |  |  | PQ | AN | 2771.281 | 8104901 | no | no |  |  | no |  |  | 1425895.613 | 15306026.3 |  | -1
node_1425900_061_15306753_023 |  |  | PQ | AN | 2771.281 | 8104901 | no | no |  |  | no |  |  | 1425900.061 | 15306753.023 |  | -1
node_1425904_172_15304877_199 |  |  | PQ | AN | 2771.281 | 8104901 | no | no |  |  | no |  |  | 1425904.172 | 15304877.199 |  | -1
node_1425906_897_15305109_797 |  |  | PQ | AN | 2771.281 | 8104901 | no | no |  |  | no |  |  | 1425906.897 | 15305109.797 |  | -1
node_1425913_439_15303746_917 |  |  | PQ | AN | 2771.281 | 8104901 | no | no |  |  | no |  |  | 1425913.439 | 15303746.917 |  | -1
node_1425919_447_15303502_013 |  |  | PQ | AN | 2771.281 | 8104901 | no | no |  |  | no |  |  | 1425919.447 | 15303502.013 |  | -1
node_1425921_501_15302997_723 |  |  | PQ | AN | 2771.281 | 8104901 | no | no |  |  | no |  |  | 1425921.501 | 15302997.723 |  | -1
node_1426020_626_15300685_032 |  |  | PQ | AN | 2771.281 | 8104901 | no | no |  |  | no |  |  | 1426020.626 | 15300685.032 |  | -1
node_1426179_896_15301628_906 |  |  | PQ | AD | 2771.281 | 8104901 | no | no |  |  | no |  |  | 1426179.896 | 15301628.906 |  | -1
node_1426462_782_15301762_942 |  |  | PQ | AN | 2771.281 | 8104901 | no | no |  |  | no |  |  | 1426462.782 | 15301762.942 |  | -1
node_1426491_257_15307341_76 |  |  | PQ | AN | 2771.281 | 8104901 | no | no |  |  | no |  |  | 1426491.257 | 15307341.76 |  | -1
node_1426691_265_15309004_875 |  |  | PQ | AN | 2771.281 | 8104901 | no | no |  |  | no |  |  | 1426691.265 | 15309004.875 |  | -1
node_1426829_995_15301863_177 |  |  | PQ | AN | 2771.281 | 8104901 | no | no |  |  | no |  |  | 1426829.995 | 15301863.177 |  | -1
node_1427019_725_15301728_416 |  |  | PQ | AN | 2771.281 | 8104901 | no | no |  |  | no |  |  | 1427019.725 | 15301728.416 |  | -1
node_1427033_369_15308486_569 |  |  | PQ | AN | 2771.281 | 8104901 | no | no |  |  | no |  |  | 1427033.369 | 15308486.569 |  | -1
node_1427039_732_15301859_372 |  |  | PQ | AN | 2771.281 | 8104901 | no | no |  |  | no |  |  | 1427039.732 | 15301859.372 |  | -1
node_1427039_856_15308035_226 |  |  | PQ | AN | 2771.281 | 8104901 | no | no |  |  | no |  |  | 1427039.856 | 15308035.226 |  | -1
node_1427040_194_15309146_023 |  |  | PQ | AN | 2771.281 | 8104901 | no | no |  |  | no |  |  | 1427040.194 | 15309146.023 |  | -1
node_1427042_999_15307625_403 |  |  | PQ | AN | 2771.281 | 8104901 | no | no |  |  | no |  |  | 1427042.999 | 15307625.403 |  | -1
node_1427048_775_15304500_406 |  |  | PQ | AN | 2771.281 | 8104901 | no | no |  |  | no |  |  | 1427048.775 | 15304500.406 |  | -1
node_1427067_43_15303350_703 |  |  | PQ | AN | 2771.281 | 8104901 | no | no |  |  | no |  |  | 1427067.43 | 15303350.703 |  | -1
node_1427087_469_15303015_914 |  |  | PQ | AN | 2771.281 | 8104901 | no | no |  |  | no |  |  | 1427087.469 | 15303015.914 |  | -1
node_1427090_872_15302645_044 |  |  | PQ | AN | 2771.281 | 8104901 | no | no |  |  | no |  |  | 1427090.872 | 15302645.044 |  | -1
node_1427103_624_15306410_948 |  |  | PQ | AN | 2771.281 | 8104901 | no | no |  |  | no |  |  | 1427103.624 | 15306410.948 |  | -1
node_1427104_488_15306151_227 |  |  | PQ | AN | 2771.281 | 8104901 | no | no |  |  | no |  |  | 1427104.488 | 15306151.227 |  | -1
node_1427129_165_15304651_279 |  |  | PQ | AN | 2771.281 | 8104901 | no | no |  |  | no |  |  | 1427129.165 | 15304651.279 |  | -1
node_1427141_818_15304015_23 |  |  | PQ | AN | 2771.281 | 8104901 | no | no |  |  | no |  |  | 1427141.818 | 15304015.23 |  | -1
node_1427159_898_15307009_652 |  |  | PQ | AN | 2771.281 | 8104901 | no | no |  |  | no |  |  | 1427159.898 | 15307009.652 |  | -1
node_1427167_159_15308860_871 |  |  | PQ | AN | 2771.281 | 8104901 | no | no |  |  | no |  |  | 1427167.159 | 15308860.871 |  | -1
node_1427170_095_15306649_006 |  |  | PQ | AN | 2771.281 | 8104901 | no | no |  |  | no |  |  | 1427170.095 | 15306649.006 |  | -1
node_1427212_797_15305391_289 |  |  | PQ | AN | 2771.281 | 8104901 | no | no |  |  | no |  |  | 1427212.797 | 15305391.289 |  | -1
node_1427231_477_15305018_777 |  |  | PQ | AN | 2771.281 | 8104901 | no | no |  |  | no |  |  | 1427231.477 | 15305018.777 |  | -1
node_1427435_509_15302382_489 |  |  | PQ | AN | 2771.281 | 8104901 | no | no |  |  | no |  |  | 1427435.509 | 15302382.489 |  | -1
node_1427450_755_15309962_381 |  |  | PQ | AN | 2771.281 | 8104901 | no | no |  |  | no |  |  | 1427450.755 | 15309962.381 |  | -1
node_1427456_515_15307986_219 |  |  | PQ | AN | 2771.281 | 8104901 | no | no |  |  | no |  |  | 1427456.515 | 15307986.219 |  | -1
node_1427473_074_15304415_561 |  |  | PQ | AN | 2771.281 | 8104901 | no | no |  |  | no |  |  | 1427473.074 | 15304415.561 |  | -1
node_1427494_426_15307302_416 |  |  | PQ | AN | 2771.281 | 8104901 | no | no |  |  | no |  |  | 1427494.426 | 15307302.416 |  | -1
node_1427512_086_15304040_05 |  |  | PQ | AN | 2771.281 | 8104901 | no | no |  |  | no |  |  | 1427512.086 | 15304040.05 |  | -1
node_1427551_104_15301977_754 |  |  | PQ | AN | 2771.281 | 8104901 | no | no |  |  | no |  |  | 1427551.104 | 15301977.754 |  | -1
node_1427815_771_15301642_001 |  |  | PQ | AN | 2771.281 | 8104901 | no | no |  |  | no |  |  | 1427815.771 | 15301642.001 |  | -1
node_1427902_021_15308747_689 |  |  | PQ | AN | 2771.281 | 8104901 | no | no |  |  | no |  |  | 1427902.021 | 15308747.689 |  | -1
node_1428168_286_15302113_951 |  |  | PQ | AN | 2771.281 | 8104901 | no | no |  |  | no |  |  | 1428168.286 | 15302113.951 |  | -1
node_1428213_826_15308626_599 |  |  | PQ | AN | 2771.281 | 8104901 | no | no |  |  | no |  |  | 1428213.826 | 15308626.599 |  | -1
node_1428677_281_15302297_226 |  |  | PQ | AN | 2771.281 | 8104901 | no | no |  |  | no |  |  | 1428677.281 | 15302297.226 |  | -1
node_1428762_523_15302850_137 |  |  | PQ | AN | 2771.281 | 8104901 | no | no |  |  | no |  |  | 1428762.523 | 15302850.137 |  | -1
node_1428940_813_15302459_911 |  |  | PQ | AN | 2771.281 | 8104901 | no | no |  |  | no |  |  | 1428940.813 | 15302459.911 |  | -1
node_1428979_473_15308370_207 |  |  | PQ | AN | 2771.281 | 8104901 | no | no |  |  | no |  |  | 1428979.473 | 15308370.207 |  | -1
node_1429337_167_15308218_328 |  |  | PQ | AD | 2771.281 | 8104901 | no | no |  |  | no |  |  | 1429337.167 | 15308218.328 |  | -1
node_1429357_66_15302527_912 |  |  | PQ | AN | 2771.281 | 8104901 | no | no |  |  | no |  |  | 1429357.66 | 15302527.912 |  | -1
node_1429362_85_15302703_004 |  |  | PQ | AN | 2771.281 | 8104901 | no | no |  |  | no |  |  | 1429362.85 | 15302703.004 |  | -1
node_1429497_217_15308264_523 |  |  | PQ | AN | 2771.281 | 8104901 | no | no |  |  | no |  |  | 1429497.217 | 15308264.523 |  | -1
node_1429541_154_15308252_167 |  |  | PQ | AN | 2771.281 | 8104901 | no | no |  |  | no |  |  | 1429541.154 | 15308252.167 |  | -1
node_1429723_171_15302951_034 |  |  | PQ | AN | 2771.281 | 8104901 | no | no |  |  | no |  |  | 1429723.171 | 15302951.034 |  | -1
node_1429763_82_15308038_876 |  |  | PQ | AN | 2771.281 | 8104901 | no | no |  |  | no |  |  | 1429763.82 | 15308038.876 |  | -1
node_1429923_933_15303094_025 |  |  | PQ | AN | 2771.281 | 8104901 | no | no |  |  | no |  |  | 1429923.933 | 15303094.025 |  | -1
node_1430056_539_15307079_984 |  |  | PQ | AN | 2771.281 | 8104901 | no | no |  |  | no |  |  | 1430056.539 | 15307079.984 |  | -1
node_1430109_142_15303203_491 |  |  | PQ | AN | 2771.281 | 8104901 | no | no |  |  | no |  |  | 1430109.142 | 15303203.491 |  | -1
node_1430147_047_15304811_127 |  |  | PQ | AN | 2771.281 | 8104901 | no | no |  |  | no |  |  | 1430147.047 | 15304811.127 |  | -1
node_1430152_63_15307531_674 |  |  | PQ | AN | 2771.281 | 8104901 | no | no |  |  | no |  |  | 1430152.63 | 15307531.674 |  | -1
node_1430165_855_15307982_931 |  |  | PQ | AN | 2771.281 | 8104901 | no | no |  |  | no |  |  | 1430165.855 | 15307982.931 |  | -1
node_1430235_045_15304150_283 |  |  | PQ | AN | 2771.281 | 8104901 | no | no |  |  | no |  |  | 1430235.045 | 15304150.283 |  | -1
node_1430241_27_15304564_789 |  |  | PQ | AN | 2771.281 | 8104901 | no | no |  |  | no |  |  | 1430241.27 | 15304564.789 |  | -1
node_1430285_065_15306499_795 |  |  | PQ | AN | 2771.281 | 8104901 | no | no |  |  | no |  |  | 1430285.065 | 15306499.795 |  | -1
node_1430302_548_15306776_631 |  |  | PQ | AN | 2771.281 | 8104901 | no | no |  |  | no |  |  | 1430302.548 | 15306776.631 |  | -1
node_1430360_295_15305929_206 |  |  | PQ | AN | 2771.281 | 8104901 | no | no |  |  | no |  |  | 1430360.295 | 15305929.206 |  | -1
node_1430378_396_15303526_074 |  |  | PQ | AN | 2771.281 | 8104901 | no | no |  |  | no |  |  | 1430378.396 | 15303526.074 |  | -1
node_1430379_656_15307061_101 |  |  | PQ | AN | 2771.281 | 8104901 | no | no |  |  | no |  |  | 1430379.656 | 15307061.101 |  | -1
node_1430387_502_15305303_063 |  |  | PQ | AN | 2771.281 | 8104901 | no | no |  |  | no |  |  | 1430387.502 | 15305303.063 |  | -1
node_1430416_153_15304499_323 |  |  | PQ | AN | 2771.281 | 8104901 | no | no |  |  | no |  |  | 1430416.153 | 15304499.323 |  | -1
node_1430479_714_15302568_939 |  |  | PQ | AN | 2771.281 | 8104901 | no | no |  |  | no |  |  | 1430479.714 | 15302568.939 |  | -1
node_1430650_221_15303411_633 |  |  | PQ | AN | 2771.281 | 8104901 | no | no |  |  | no |  |  | 1430650.221 | 15303411.633 |  | -1
node_1430703_407_15308283_057 |  |  | PQ | AN | 2771.281 | 8104901 | no | no |  |  | no |  |  | 1430703.407 | 15308283.057 |  | -1
node_1431057_912_15302584_746 |  |  | PQ | AN | 2771.281 | 8104901 | no | no |  |  | no |  |  | 1431057.912 | 15302584.746 |  | -1
node_1431160_287_15305867_78 |  |  | PQ | AN | 2771.281 | 8104901 | no | no |  |  | no |  |  | 1431160.287 | 15305867.78 |  | -1
node_1431233_788_15305765_3 |  |  | PQ | AN | 2771.281 | 8104901 | no | no |  |  | no |  |  | 1431233.788 | 15305765.3 |  | -1
node_1431285_868_15305360_65 |  |  | PQ | AN | 2771.281 | 8104901 | no | no |  |  | no |  |  | 1431285.868 | 15305360.65 |  | -1
node_1431321_048_15303855_396 |  |  | PQ | AN | 2771.281 | 8104901 | no | no |  |  | no |  |  | 1431321.048 | 15303855.396 |  | -1
node_1431332_581_15305018_432 |  |  | PQ | AN | 2771.281 | 8104901 | no | no |  |  | no |  |  | 1431332.581 | 15305018.432 |  | -1
node_1431442_605_15304712_858 |  |  | PQ | AN | 2771.281 | 8104901 | no | no |  |  | no |  |  | 1431442.605 | 15304712.858 |  | -1
node_1431585_631_15308502_536 |  |  | PQ | AN | 2771.281 | 8104901 | no | no |  |  | no |  |  | 1431585.631 | 15308502.536 |  | -1
node_1431594_218_15304151_838 |  |  | PQ | AN | 2771.281 | 8104901 | no | no |  |  | no |  |  | 1431594.218 | 15304151.838 |  | -1
node_1431633_708_15305694_377 |  |  | PQ | AN | 2771.281 | 8104901 | no | no |  |  | no |  |  | 1431633.708 | 15305694.377 |  | -1
node_1431833_325_15304302_402 |  |  | PQ | AN | 2771.281 | 8104901 | no | no |  |  | no |  |  | 1431833.325 | 15304302.402 |  | -1
node_1431834_627_15308075_216 |  |  | PQ | AN | 7199.557 | 8104901 | no | no |  |  | no |  |  | 1431834.627 | 15308075.216 |  | -1
node_1431881_538_15307621_046 |  |  | PQ | AN | 7199.557 | 8104901 | no | no |  |  | no |  |  | 1431881.538 | 15307621.046 |  | -1
node_1431884_791_15307112_841 |  |  | PQ | AN | 7199.557 | 8104901 | no | no |  |  | no |  |  | 1431884.791 | 15307112.841 |  | -1
node_1432079_16_15307646_747 |  |  | PQ | AN | 7199.557 | 8104901 | no | no |  |  | no |  |  | 1432079.16 | 15307646.747 |  | -1
node_1432083_077_15304443_709 |  |  | PQ | AN | 2771.281 | 8104901 | no | no |  |  | no |  |  | 1432083.077 | 15304443.709 |  | -1
node_1432091_056_15302356_75 |  |  | PQ | AN | 2771.281 | 8104901 | no | no |  |  | no |  |  | 1432091.056 | 15302356.75 |  | -1
node_1432110_229_15304166_31 |  |  | PQ | AN | 2771.281 | 8104901 | no | no |  |  | no |  |  | 1432110.229 | 15304166.31 |  | -1
node_1432110_241_15308175_93 |  |  | PQ | AN | 7199.557 | 8104901 | no | no |  |  | no |  |  | 1432110.241 | 15308175.93 |  | -1
node_1432411_137_15301745_058 |  |  | PQ | AN | 2771.281 | 8104901 | no | no |  |  | no |  |  | 1432411.137 | 15301745.058 |  | -1
node_1432707_783_15308010_244 |  |  | PQ | AN | 2771.281 | 8104901 | no | no |  |  | no |  |  | 1432707.783 | 15308010.244 |  | -1
node_1433040_511_15307798_725 |  |  | PQ | AN | 2771.281 | 8104901 | no | no |  |  | no |  |  | 1433040.511 | 15307798.725 |  | -1
node_1433190_871_15302295_422 |  |  | PQ | AN | 2771.281 | 8104901 | no | no |  |  | no |  |  | 1433190.871 | 15302295.422 |  | -1
node_1433255_614_15305152_593 |  |  | PQ | AN | 2771.281 | 8104901 | no | no |  |  | no |  |  | 1433255.614 | 15305152.593 |  | -1
node_1433346_569_15307820_67 |  |  | PQ | AN | 2771.281 | 8104901 | no | no |  |  | no |  |  | 1433346.569 | 15307820.67 |  | -1
node_1433497_453_15302289_09 |  |  | PQ | AN | 2771.281 | 8104901 | no | no |  |  | no |  |  | 1433497.453 | 15302289.09 |  | -1
node_1433622_92_15307955_336 |  |  | PQ | AN | 2771.281 | 8104901 | no | no |  |  | no |  |  | 1433622.92 | 15307955.336 |  | -1
node_1433786_39_15302193_124 |  |  | PQ | AN | 2771.281 | 8104901 | no | no |  |  | no |  |  | 1433786.39 | 15302193.124 |  | -1
node_1433833_857_15305508_227 |  |  | PQ | AN | 2771.281 | 8104901 | no | no |  |  | no |  |  | 1433833.857 | 15305508.227 |  | -1
node_1433984_974_15302173_72 |  |  | PQ | AN | 2771.281 | 8104901 | no | no |  |  | no |  |  | 1433984.974 | 15302173.72 |  | -1
node_1434111_57_15302596_203 |  |  | PQ | AN | 2771.281 | 8104901 | no | no |  |  | no |  |  | 1434111.57 | 15302596.203 |  | -1
node_1434233_238_15292280_239 |  |  | PQ | AN | 7199.557 | 8104901 | no | no |  |  | no |  |  | 1434233.238 | 15292280.239 |  | -1
node_1434349_194_15299283_37 |  |  | PQ | AN | 2771.281 | 8104901 | no | no |  |  | no |  |  | 1434349.194 | 15299283.37 |  | -1
node_1434362_821_15302131_159 |  |  | PQ | AN | 2771.281 | 8104901 | no | no |  |  | no |  |  | 1434362.821 | 15302131.159 |  | -1
node_1434452_556_15294990_772 |  |  | PQ | AN | 2771.281 | 8104901 | no | no |  |  | no |  |  | 1434452.556 | 15294990.772 |  | -1
node_1434453_128_15295539_593 |  |  | PQ | AN | 2771.281 | 8104901 | no | no |  |  | no |  |  | 1434453.128 | 15295539.593 |  | -1
node_1434468_706_15294422_91 |  |  | PQ | AN | 2771.281 | 8104901 | no | no |  |  | no |  |  | 1434468.706 | 15294422.91 |  | -1
node_1434490_036_15294069_356 |  |  | PQ | AN | 2771.281 | 8104901 | no | no |  |  | no |  |  | 1434490.036 | 15294069.356 |  | -1
node_1434530_726_15292744_456 |  |  | PQ | AN | 2771.281 | 8104901 | no | no |  |  | no |  |  | 1434530.726 | 15292744.456 |  | -1
node_1434579_481_15312713_696 |  |  | PQ | ABCN | 2771.281 | 8104901 | no | no |  |  | no |  |  | 1434579.481 | 15312713.696 |  | -1
node_1434579_501_15292322_778 |  |  | PQ | AN | 7199.557 | 8104901 | no | no |  |  | no |  |  | 1434579.501 | 15292322.778 |  | -1
node_1434756_741_15292786_997 |  |  | PQ | AN | 2771.281 | 8104901 | no | no |  |  | no |  |  | 1434756.741 | 15292786.997 |  | -1
node_1434825_885_15312196_428 |  |  | PQ | ABCN | 2771.281 | 8104901 | no | no |  |  | no |  |  | 1434825.885 | 15312196.428 |  | -1
node_1434836_397_15305884_566 |  |  | PQ | AN | 2771.281 | 8104901 | no | no |  |  | no |  |  | 1434836.397 | 15305884.566 |  | -1
node_1434868_092_15295098_623 |  |  | PQ | AN | 2771.281 | 8104901 | no | no |  |  | no |  |  | 1434868.092 | 15295098.623 |  | -1
node_1434880_441_15299318_083 |  |  | PQ | AN | 2771.281 | 8104901 | no | no |  |  | no |  |  | 1434880.441 | 15299318.083 |  | -1
node_1434914_615_15295716_148 |  |  | PQ | AN | 2771.281 | 8104901 | no | no |  |  | no |  |  | 1434914.615 | 15295716.148 |  | -1
node_1434916_636_15295526_852 |  |  | PQ | AN | 2771.281 | 8104901 | no | no |  |  | no |  |  | 1434916.636 | 15295526.852 |  | -1
node_1434920_112_15293444_025 |  |  | PQ | AN | 2771.281 | 8104901 | no | no |  |  | no |  |  | 1434920.112 | 15293444.025 |  | -1
node_1434933_96_15292936_015 |  |  | PQ | AN | 2771.281 | 8104901 | no | no |  |  | no |  |  | 1434933.96 | 15292936.015 |  | -1
node_1434944_384_15292470_2 |  |  | PQ | AN | 2771.281 | 8104901 | no | no |  |  | no |  |  | 1434944.384 | 15292470.2 |  | -1
node_1434973_026_15293218_893 |  |  | PQ | AN | 2771.281 | 8104901 | no | no |  |  | no |  |  | 1434973.026 | 15293218.893 |  | -1
node_1434982_195_15291098_35 |  |  | PQ | AN | 2771.281 | 8104901 | no | no |  |  | no |  |  | 1434982.195 | 15291098.35 |  | -1
node_1434986_02_15291604_364 |  |  | PQ | AD | 2771.281 | 8104901 | no | no |  |  | no |  |  | 1434986.02 | 15291604.364 |  | -1
node_1435006_606_15308504_852 |  |  | PQ | AN | 2771.281 | 8104901 | no | no |  |  | no |  |  | 1435006.606 | 15308504.852 |  | -1
node_1435007_002_15295419_391 |  |  | PQ | AN | 2771.281 | 8104901 | no | no |  |  | no |  |  | 1435007.002 | 15295419.391 |  | -1
node_1435011_065_15294063_483 |  |  | PQ | AN | 2771.281 | 8104901 | no | no |  |  | no |  |  | 1435011.065 | 15294063.483 |  | -1
node_1435025_49_15294291_227 |  |  | PQ | AN | 2771.281 | 8104901 | no | no |  |  | no |  |  | 1435025.49 | 15294291.227 |  | -1
node_1435118_963_15293864_665 |  |  | PQ | AN | 2771.281 | 8104901 | no | no |  |  | no |  |  | 1435118.963 | 15293864.665 |  | -1
node_1435122_121_15299318_787 |  |  | PQ | AN | 2771.281 | 8104901 | no | no |  |  | no |  |  | 1435122.121 | 15299318.787 |  | -1
node_1435206_767_15308601_065 |  |  | PQ | AN | 2771.281 | 8104901 | no | no |  |  | no |  |  | 1435206.767 | 15308601.065 |  | -1
node_1435233_24_15296493_612 |  |  | PQ | AN | 2771.281 | 8104901 | no | no |  |  | no |  |  | 1435233.24 | 15296493.612 |  | -1
node_1435271_16_15306117_894 |  |  | PQ | AN | 2771.281 | 8104901 | no | no |  |  | no |  |  | 1435271.16 | 15306117.894 |  | -1
node_1435294_339_15293801_853 |  |  | PQ | AN | 2771.281 | 8104901 | no | no |  |  | no |  |  | 1435294.339 | 15293801.853 |  | -1
node_1435349_011_15294885_806 |  |  | PQ | AN | 2771.281 | 8104901 | no | no |  |  | no |  |  | 1435349.011 | 15294885.806 |  | -1
node_1435463_562_15308988_425 |  |  | PQ | AN | 2771.281 | 8104901 | no | no |  |  | no |  |  | 1435463.562 | 15308988.425 |  | -1
node_1435467_664_15296849_704 |  |  | PQ | AN | 2771.281 | 8104901 | no | no |  |  | no |  |  | 1435467.664 | 15296849.704 |  | -1
node_1435488_464_15293773_711 |  |  | PQ | AN | 2771.281 | 8104901 | no | no |  |  | no |  |  | 1435488.464 | 15293773.711 |  | -1
node_1435501_183_15296636_678 |  |  | PQ | AN | 2771.281 | 8104901 | no | no |  |  | no |  |  | 1435501.183 | 15296636.678 |  | -1
node_1435507_34_15299323_185 |  |  | PQ | AN | 2771.281 | 8104901 | no | no |  |  | no |  |  | 1435507.34 | 15299323.185 |  | -1
node_1435588_15308731_774 |  |  | PQ | AN | 2771.281 | 8104901 | no | no |  |  | no |  |  | 1435588 | 15308731.774 |  | -1
node_1435621_001_15306281_135 |  |  | PQ | AN | 2771.281 | 8104901 | no | no |  |  | no |  |  | 1435621.001 | 15306281.135 |  | -1
node_1435830_316_15297463_11 |  |  | PQ | AN | 2771.281 | 8104901 | no | no |  |  | no |  |  | 1435830.316 | 15297463.11 |  | -1
node_1435834_751_15306643_464 |  |  | PQ | AN | 2771.281 | 8104901 | no | no |  |  | no |  |  | 1435834.751 | 15306643.464 |  | -1
node_1435853_867_15311004_484 |  |  | PQ | ABCN | 2771.281 | 8104901 | no | no |  |  | no |  |  | 1435853.867 | 15311004.484 |  | -1
node_1435865_923_15311884_193 |  |  | PQ | AN | 2771.281 | 8104901 | no | no |  |  | no |  |  | 1435865.923 | 15311884.193 |  | -1
node_1435879_385_15306341_949 |  |  | PQ | AN | 2771.281 | 8104901 | no | no |  |  | no |  |  | 1435879.385 | 15306341.949 |  | -1
node_1435881_074_15299321_648 |  |  | PQ | AN | 2771.281 | 8104901 | no | no |  |  | no |  |  | 1435881.074 | 15299321.648 |  | -1
node_1435885_712_15301526_531 |  |  | PQ | AN | 2771.281 | 8104901 | no | no |  |  | no |  |  | 1435885.712 | 15301526.531 |  | -1
node_1435984_15_15310778_284 |  |  | PQ | ABCN | 2771.281 | 8104901 | no | no |  |  | no |  |  | 1435984.15 | 15310778.284 |  | -1
node_1436005_766_15297672_684 |  |  | PQ | AN | 2771.281 | 8104901 | no | no |  |  | no |  |  | 1436005.766 | 15297672.684 |  | -1
node_1436028_125_15312160_865 |  |  | PQ | AN | 2771.281 | 8104901 | no | no |  |  | no |  |  | 1436028.125 | 15312160.865 |  | -1
node_1436040_318_15296876_374 |  |  | PQ | AN | 2771.281 | 8104901 | no | no |  |  | no |  |  | 1436040.318 | 15296876.374 |  | -1
node_1436055_116_15309101_94 |  |  | PQ | AN | 2771.281 | 8104901 | no | no |  |  | no |  |  | 1436055.116 | 15309101.94 |  | -1
node_1436071_507_15293744_977 |  |  | PQ | AN | 2771.281 | 8104901 | no | no |  |  | no |  |  | 1436071.507 | 15293744.977 |  | -1
node_1436096_186_15299311_713 |  |  | PQ | AN | 2771.281 | 8104901 | no | no |  |  | no |  |  | 1436096.186 | 15299311.713 |  | -1
node_1436166_595_15310587_234 |  |  | PQ | ABCN | 2771.281 | 8104901 | no | no |  |  | no |  |  | 1436166.595 | 15310587.234 |  | -1
node_1436167_623_15301463_178 |  |  | PQ | AN | 2771.281 | 8104901 | no | no |  |  | no |  |  | 1436167.623 | 15301463.178 |  | -1
node_1436182_595_15297897_285 |  |  | PQ | AN | 2771.281 | 8104901 | no | no |  |  | no |  |  | 1436182.595 | 15297897.285 |  | -1
node_1436307_411_15299311_41 |  |  | PQ | AN | 2771.281 | 8104901 | no | no |  |  | no |  |  | 1436307.411 | 15299311.41 |  | -1
node_1436342_155_15309273_926 |  |  | PQ | AN | 2771.281 | 8104901 | no | no |  |  | no |  |  | 1436342.155 | 15309273.926 |  | -1
node_1436350_442_15298042_638 |  |  | PQ | AN | 2771.281 | 8104901 | no | no |  |  | no |  |  | 1436350.442 | 15298042.638 |  | -1
node_1436375_246_15301310_466 |  |  | PQ | AN | 2771.281 | 8104901 | no | no |  |  | no |  |  | 1436375.246 | 15301310.466 |  | -1
node_1436395_401_15310473_002 |  |  | PQ | ABCN | 2771.281 | 8104901 | no | no |  |  | no |  |  | 1436395.401 | 15310473.002 |  | -1
node_1436532_674_15309334_362 |  |  | PQ | AN | 2771.281 | 8104901 | no | no |  |  | no |  |  | 1436532.674 | 15309334.362 |  | -1
node_1436557_563_15310225_422 |  |  | PQ | ABCN | 2771.281 | 8104901 | no | no |  |  | no |  |  | 1436557.563 | 15310225.422 |  | -1
node_1436580_276_15298125_938 |  |  | PQ | AN | 2771.281 | 8104901 | no | no |  |  | no |  |  | 1436580.276 | 15298125.938 |  | -1
node_1436580_481_15298370_297 |  |  | PQ | ABCN | 2771.281 | 8104901 | no | no |  |  | no |  |  | 1436580.481 | 15298370.297 |  | -1
node_1436587_187_15293701_9 |  |  | PQ | AN | 2771.281 | 8104901 | no | no |  |  | no |  |  | 1436587.187 | 15293701.9 |  | -1
node_1436594_293_15298649_535 |  |  | PQ | ABCN | 2771.281 | 8104901 | no | no |  |  | no |  |  | 1436594.293 | 15298649.535 |  | -1
node_1436664_938_15299333_742 |  |  | PQ | AN | 2771.281 | 8104901 | no | no |  |  | no |  |  | 1436664.938 | 15299333.742 |  | -1
node_1436668_476_15298917_349 |  |  | PQ | ABCN | 2771.281 | 8104901 | no | no |  |  | no |  |  | 1436668.476 | 15298917.349 |  | -1
node_1436673_073_15306622_005 |  |  | PQ | AN | 2771.281 | 8104901 | no | no |  |  | no |  |  | 1436673.073 | 15306622.005 |  | -1
node_1436686_398_15310069_472 |  |  | PQ | ABCN | 2771.281 | 8104901 | no | no |  |  | no |  |  | 1436686.398 | 15310069.472 |  | -1
node_1436698_574_15301369_529 |  |  | PQ | AN | 2771.281 | 8104901 | no | no |  |  | no |  |  | 1436698.574 | 15301369.529 |  | -1
node_1436773_289_15296059_884 |  |  | PQ | AN | 2771.281 | 8104901 | no | no |  |  | no |  |  | 1436773.289 | 15296059.884 |  | -1
node_1436792_205_15309874_789 |  |  | PQ | ABCN | 2771.281 | 8104901 | no | no |  |  | no |  |  | 1436792.205 | 15309874.789 |  | -1
node_1436808_327_15309385_159 |  |  | PQ | AN | 2771.281 | 8104901 | no | no |  |  | no |  |  | 1436808.327 | 15309385.159 |  | -1
node_1436848_116_15299353_288 |  |  | PQ | ABCN | 2771.281 | 8104901 | no | no |  |  | no |  |  | 1436848.116 | 15299353.288 |  | -1
node_1436940_603_15306638_964 |  |  | PQ | AN | 2771.281 | 8104901 | no | no |  |  | no |  |  | 1436940.603 | 15306638.964 |  | -1
node_1436943_2_15299904_143 |  |  | PQ | ABCN | 2771.281 | 8104901 | no | no |  |  | no |  |  | 1436943.2 | 15299904.143 |  | -1
node_1436953_562_15309577_654 |  |  | PQ | ABCN | 2771.281 | 8104901 | no | no |  |  | no |  |  | 1436953.562 | 15309577.654 |  | -1
node_1436961_744_15310083_991 |  |  | PQ | AN | 2771.281 | 8104901 | no | no |  |  | no |  |  | 1436961.744 | 15310083.991 |  | -1
node_1437073_383_15298088_586 |  |  | PQ | AN | 2771.281 | 8104901 | no | no |  |  | no |  |  | 1437073.383 | 15298088.586 |  | -1
node_1437086_043_15300156_022 |  |  | PQ | ABCN | 2771.281 | 8104901 | no | no |  |  | no |  |  | 1437086.043 | 15300156.022 |  | -1
node_1437106_502_15299432_529 |  |  | PQ | AN | 2771.281 | 8104901 | no | no |  |  | no |  |  | 1437106.502 | 15299432.529 |  | -1
node_1437163_616_15310087_411 |  |  | PQ | AN | 2771.281 | 8104901 | no | no |  |  | no |  |  | 1437163.616 | 15310087.411 |  | -1
node_1437189_656_15300508_886 |  |  | PQ | ABCN | 2771.281 | 8104901 | no | no |  |  | no |  |  | 1437189.656 | 15300508.886 |  | -1
node_1437244_49_15301358_6 |  |  | PQ | AN | 2771.281 | 8104901 | no | no |  |  | no |  |  | 1437244.49 | 15301358.6 |  | -1
node_1437245_515_15306691_633 |  |  | PQ | AN | 2771.281 | 8104901 | no | no |  |  | no |  |  | 1437245.515 | 15306691.633 |  | -1
node_1437278_251_15298325_79 |  |  | PQ | AN | 2771.281 | 8104901 | no | no |  |  | no |  |  | 1437278.251 | 15298325.79 |  | -1
node_1437348_641_15308266_848 |  |  | PQ | ABCN | 2771.281 | 8104901 | no | no |  |  | no |  |  | 1437348.641 | 15308266.848 |  | -1
node_1437348_973_15308005_783 |  |  | PQ | ABCN | 2771.281 | 8104901 | no | no |  |  | no |  |  | 1437348.973 | 15308005.783 |  | -1
node_1437350_423_15308727_167 |  |  | PQ | ABCN | 2771.281 | 8104901 | no | no |  |  | no |  |  | 1437350.423 | 15308727.167 |  | -1
node_1437352_324_15309247_863 |  |  | PQ | ABCN | 2771.281 | 8104901 | no | no |  |  | no |  |  | 1437352.324 | 15309247.863 |  | -1
node_1437353_914_15307672_864 |  |  | PQ | ABCN | 2771.281 | 8104901 | no | no |  |  | no |  |  | 1437353.914 | 15307672.864 |  | -1
node_1437355_397_15300987_065 |  |  | PQ | ABCN | 2771.281 | 8104901 | no | no |  |  | no |  |  | 1437355.397 | 15300987.065 |  | -1
node_1437369_044_15306550_512 |  |  | PQ | ABCN | 2771.281 | 8104901 | no | no |  |  | no |  |  | 1437369.044 | 15306550.512 |  | -1
node_1437376_086_15306236_008 |  |  | PQ | ABCN | 2771.281 | 8104901 | no | no |  |  | no |  |  | 1437376.086 | 15306236.008 |  | -1
node_1437408_188_15305618_583 |  |  | PQ | ABCN | 2771.281 | 8104901 | no | no |  |  | no |  |  | 1437408.188 | 15305618.583 |  | -1
node_1437419_164_15301654_773 |  |  | PQ | ABCN | 2771.281 | 8104901 | no | no |  |  | no |  |  | 1437419.164 | 15301654.773 |  | -1
node_1437436_128_15303933_917 |  |  | PQ | ABCN | 2771.281 | 8104901 | no | no |  |  | no |  |  | 1437436.128 | 15303933.917 |  | -1
node_1437470_278_15307122_525 |  |  | PQ | ABCN | 2771.281 | 8104901 | no | no |  |  | no |  |  | 1437470.278 | 15307122.525 |  | -1
node_1437498_614_15304452_162 |  |  | PQ | ABCN | 2771.281 | 8104901 | no | no |  |  | no |  |  | 1437498.614 | 15304452.162 |  | -1
node_1437500_508_15305034_934 |  |  | PQ | ABCN | 2771.281 | 8104901 | no | no |  |  | no |  |  | 1437500.508 | 15305034.934 |  | -1
node_1437503_713_15307527_688 |  |  | PQ | ABCN | 2771.281 | 8104901 | no | no |  |  | no |  |  | 1437503.713 | 15307527.688 |  | -1
node_1437504_781_15303456_43 |  |  | PQ | ABCN | 2771.281 | 8104901 | no | no |  |  | no |  |  | 1437504.781 | 15303456.43 |  | -1
node_1437507_926_15302294_948 |  |  | PQ | ABCN | 2771.281 | 8104901 | no | no |  |  | no |  |  | 1437507.926 | 15302294.948 |  | -1
node_1437508_159_15307501_771 |  |  | PQ | ABCN | 2771.281 | 8104901 | no | no |  |  | no |  |  | 1437508.159 | 15307501.771 |  | -1
node_1437512_843_15302933_655 |  |  | PQ | ABCN | 2771.281 | 8104901 | no | no |  |  | no |  |  | 1437512.843 | 15302933.655 |  | -1
node_1437513_734_15306881_001 |  |  | PQ | ABCN | 2771.281 | 8104901 | no | no |  |  | no |  |  | 1437513.734 | 15306881.001 |  | -1
node_1437648_179_15309130_078 |  |  | PQ | AN | 2771.281 | 8104901 | no | no |  |  | no |  |  | 1437648.179 | 15309130.078 |  | -1
node_1437709_195_15309254_015 |  |  | PQ | AN | 2771.281 | 8104901 | no | no |  |  | no |  |  | 1437709.195 | 15309254.015 |  | -1
node_1437716_814_15301377_584 |  |  | PQ | AN | 2771.281 | 8104901 | no | no |  |  | no |  |  | 1437716.814 | 15301377.584 |  | -1
node_1437874_089_15303536_356 |  |  | PQ | AN | 2771.281 | 8104901 | no | no |  |  | no |  |  | 1437874.089 | 15303536.356 |  | -1
node_1437940_691_15306753_461 |  |  | PQ | AN | 2771.281 | 8104901 | no | no |  |  | no |  |  | 1437940.691 | 15306753.461 |  | -1
node_1437976_942_15298861_569 |  |  | PQ | AN | 2771.281 | 8104901 | no | no |  |  | no |  |  | 1437976.942 | 15298861.569 |  | -1
node_1437995_912_15301372_887 |  |  | PQ | AN | 2771.281 | 8104901 | no | no |  |  | no |  |  | 1437995.912 | 15301372.887 |  | -1
node_1438026_409_15309352_09 |  |  | PQ | AN | 2771.281 | 8104901 | no | no |  |  | no |  |  | 1438026.409 | 15309352.09 |  | -1
node_1438042_299_15306205_513 |  |  | PQ | AN | 2771.281 | 8104901 | no | no |  |  | no |  |  | 1438042.299 | 15306205.513 |  | -1
node_1438063_704_15304280_062 |  |  | PQ | AN | 2771.281 | 8104901 | no | no |  |  | no |  |  | 1438063.704 | 15304280.062 |  | -1
node_1438138_23_15306911_732 |  |  | PQ | AN | 2771.281 | 8104901 | no | no |  |  | no |  |  | 1438138.23 | 15306911.732 |  | -1
node_1438212_622_15309620_88 |  |  | PQ | AN | 2771.281 | 8104901 | no | no |  |  | no |  |  | 1438212.622 | 15309620.88 |  | -1
node_1438244_477_15298031_062 |  |  | PQ | AN | 2771.281 | 8104901 | no | no |  |  | no |  |  | 1438244.477 | 15298031.062 |  | -1
node_1438305_131_15303285_571 |  |  | PQ | AN | 2771.281 | 8104901 | no | no |  |  | no |  |  | 1438305.131 | 15303285.571 |  | -1
node_1438313_33_15300111_579 |  |  | PQ | AN | 1066.732 | 8104901 | no | no |  |  | no |  |  | 1438313.33 | 15300111.579 |  | -1
node_1438343_725_15299598_841 |  |  | PQ | AN | 1066.732 | 8104901 | no | no |  |  | no |  |  | 1438343.725 | 15299598.841 |  | -1
node_1438362_445_15301380_005 |  |  | PQ | AN | 2771.281 | 8104901 | no | no |  |  | no |  |  | 1438362.445 | 15301380.005 |  | -1
node_1438407_43_15309913_214 |  |  | PQ | AN | 2771.281 | 8104901 | no | no |  |  | no |  |  | 1438407.43 | 15309913.214 |  | -1
node_1438677_432_15298206_969 |  |  | PQ | AN | 2771.281 | 8104901 | no | no |  |  | no |  |  | 1438677.432 | 15298206.969 |  | -1
node_1438692_815_15301276_825 |  |  | PQ | AN | 2771.281 | 8104901 | no | no |  |  | no |  |  | 1438692.815 | 15301276.825 |  | -1
node_1438816_9_15310292_204 |  |  | PQ | AN | 2771.281 | 8104901 | no | no |  |  | no |  |  | 1438816.9 | 15310292.204 |  | -1
node_1438855_846_15307062_193 |  |  | PQ | AN | 2771.281 | 8104901 | no | no |  |  | no |  |  | 1438855.846 | 15307062.193 |  | -1
node_1438891_457_15298505_492 |  |  | PQ | AN | 2771.281 | 8104901 | no | no |  |  | no |  |  | 1438891.457 | 15298505.492 |  | -1
node_1438937_11_15310679_266 |  |  | PQ | AN | 2771.281 | 8104901 | no | no |  |  | no |  |  | 1438937.11 | 15310679.266 |  | -1
node_1438963_127_15310854_522 |  |  | PQ | AN | 2771.281 | 8104901 | no | no |  |  | no |  |  | 1438963.127 | 15310854.522 |  | -1
node_1439033_819_15310985_456 |  |  | PQ | AN | 2771.281 | 8104901 | no | no |  |  | no |  |  | 1439033.819 | 15310985.456 |  | -1
node_1439066_587_15301292_414 |  |  | PQ | AN | 2771.281 | 8104901 | no | no |  |  | no |  |  | 1439066.587 | 15301292.414 |  | -1
node_1439155_781_15298332_218 |  |  | PQ | AN | 2771.281 | 8104901 | no | no |  |  | no |  |  | 1439155.781 | 15298332.218 |  | -1
node_1439219_338_15311302_244 |  |  | PQ | AN | 2771.281 | 8104901 | no | no |  |  | no |  |  | 1439219.338 | 15311302.244 |  | -1
node_1439242_002_15307240_406 |  |  | PQ | AN | 2771.281 | 8104901 | no | no |  |  | no |  |  | 1439242.002 | 15307240.406 |  | -1
node_1439370_519_15311350_938 |  |  | PQ | AN | 2771.281 | 8104901 | no | no |  |  | no |  |  | 1439370.519 | 15311350.938 |  | -1
node_1439378_003_15311627_391 |  |  | PQ | AN | 2771.281 | 8104901 | no | no |  |  | no |  |  | 1439378.003 | 15311627.391 |  | -1
node_1439463_197_15298291_808 |  |  | PQ | AN | 2771.281 | 8104901 | no | no |  |  | no |  |  | 1439463.197 | 15298291.808 |  | -1
node_1439480_511_15297838_903 |  |  | PQ | AN | 2771.281 | 8104901 | no | no |  |  | no |  |  | 1439480.511 | 15297838.903 |  | -1
node_1439517_991_15307433_895 |  |  | PQ | AN | 2771.281 | 8104901 | no | no |  |  | no |  |  | 1439517.991 | 15307433.895 |  | -1
node_1439576_11_15311873_72 |  |  | PQ | AN | 2771.281 | 8104901 | no | no |  |  | no |  |  | 1439576.11 | 15311873.72 |  | -1
node_1439591_869_15312280_196 |  |  | PQ | AN | 2771.281 | 8104901 | no | no |  |  | no |  |  | 1439591.869 | 15312280.196 |  | -1
node_1439708_694_15298117_514 |  |  | PQ | AN | 2771.281 | 8104901 | no | no |  |  | no |  |  | 1439708.694 | 15298117.514 |  | -1
node_1439814_122_15307605_775 |  |  | PQ | AN | 2771.281 | 8104901 | no | no |  |  | no |  |  | 1439814.122 | 15307605.775 |  | -1
node_1439890_432_15306931_645 |  |  | PQ | AN | 2771.281 | 8104901 | no | no |  |  | no |  |  | 1439890.432 | 15306931.645 |  | -1
node_1439930_509_15297915_965 |  |  | PQ | AN | 2771.281 | 8104901 | no | no |  |  | no |  |  | 1439930.509 | 15297915.965 |  | -1
node_1440022_597_15307662_278 |  |  | PQ | AN | 2771.281 | 8104901 | no | no |  |  | no |  |  | 1440022.597 | 15307662.278 |  | -1
node_1440166_767_15297046_986 |  |  | PQ | AN | 2771.281 | 8104901 | no | no |  |  | no |  |  | 1440166.767 | 15297046.986 |  | -1
node_1440207_47_15306836_621 |  |  | PQ | AN | 2771.281 | 8104901 | no | no |  |  | no |  |  | 1440207.47 | 15306836.621 |  | -1
node_1440284_045_15307734_823 |  |  | PQ | AN | 2771.281 | 8104901 | no | no |  |  | no |  |  | 1440284.045 | 15307734.823 |  | -1
node_1440366_302_15307904_423 |  |  | PQ | AN | 2771.281 | 8104901 | no | no |  |  | no |  |  | 1440366.302 | 15307904.423 |  | -1
node_1440400_863_15297541_161 |  |  | PQ | AN | 2771.281 | 8104901 | no | no |  |  | no |  |  | 1440400.863 | 15297541.161 |  | -1
node_1440457_495_15298078_35 |  |  | PQ | AN | 2771.281 | 8104901 | no | no |  |  | no |  |  | 1440457.495 | 15298078.35 |  | -1
node_1440465_84_15306580_202 |  |  | PQ | AN | 2771.281 | 8104901 | no | no |  |  | no |  |  | 1440465.84 | 15306580.202 |  | -1
node_1440560_889_15308007_988 |  |  | PQ | AN | 2771.281 | 8104901 | no | no |  |  | no |  |  | 1440560.889 | 15308007.988 |  | -1
node_1440577_491_15307888_159 |  |  | PQ | AN | 2771.281 | 8104901 | no | no |  |  | no |  |  | 1440577.491 | 15307888.159 |  | -1
node_1440681_125_15306523_168 |  |  | PQ | AN | 2771.281 | 8104901 | no | no |  |  | no |  |  | 1440681.125 | 15306523.168 |  | -1
node_1440948_522_15309467_843 |  |  | PQ | AN | 2771.281 | 8104901 | no | no |  |  | no |  |  | 1440948.522 | 15309467.843 |  | -1
node_1441197_407_15309487_532 |  |  | PQ | AN | 2771.281 | 8104901 | no | no |  |  | no |  |  | 1441197.407 | 15309487.532 |  | -1
node_1441354_216_15309468_73 |  |  | PQ | AN | 2771.281 | 8104901 | no | no |  |  | no |  |  | 1441354.216 | 15309468.73 |  | -1
node_1441731_776_15309422_834 |  |  | PQ | AN | 2771.281 | 8104901 | no | no |  |  | no |  |  | 1441731.776 | 15309422.834 |  | -1
node_1441803_795_15308975_869 |  |  | PQ | AN | 2771.281 | 8104901 | no | no |  |  | no |  |  | 1441803.795 | 15308975.869 |  | -1
node_1441983_192_15309436_604 |  |  | PQ | AN | 2771.281 | 8104901 | no | no |  |  | no |  |  | 1441983.192 | 15309436.604 |  | -1
node_1442175_546_15309429_403 |  |  | PQ | AN | 2771.281 | 8104901 | no | no |  |  | no |  |  | 1442175.546 | 15309429.403 |  | -1
node_1442279_677_15309651_108 |  |  | PQ | AN | 2771.281 | 8104901 | no | no |  |  | no |  |  | 1442279.677 | 15309651.108 |  | -1
node_1442531_188_15309563_111 |  |  | PQ | AN | 2771.281 | 8104901 | no | no |  |  | no |  |  | 1442531.188 | 15309563.111 |  | -1
node_1442649_594_15309610_139 |  |  | PQ | AN | 2771.281 | 8104901 | no | no |  |  | no |  |  | 1442649.594 | 15309610.139 |  | -1
node_1442890_576_15309701_485 |  |  | PQ | AN | 2771.281 | 8104901 | no | no |  |  | no |  |  | 1442890.576 | 15309701.485 |  | -1
node_1443209_592_15309893_318 |  |  | PQ | AN | 2771.281 | 8104901 | no | no |  |  | no |  |  | 1443209.592 | 15309893.318 |  | -1
node_1443637_582_15309864_084 |  |  | PQ | AN | 2771.281 | 8104901 | no | no |  |  | no |  |  | 1443637.582 | 15309864.084 |  | -1
node_1443688_494_15310631_17 |  |  | PQ | AN | 2771.281 | 8104901 | no | no |  |  | no |  |  | 1443688.494 | 15310631.17 |  | -1
node_1443793_921_15309882_498 |  |  | PQ | AN | 2771.281 | 8104901 | no | no |  |  | no |  |  | 1443793.921 | 15309882.498 |  | -1
node_1444441_429_15309990_995 |  |  | PQ | AN | 2771.281 | 8104901 | no | no |  |  | no |  |  | 1444441.429 | 15309990.995 |  | -1
node_1444764_909_15309996_517 |  |  | PQ | AN | 2771.281 | 8104901 | no | no |  |  | no |  |  | 1444764.909 | 15309996.517 |  | -1
node_1444950_57_15309962_78 |  |  | PQ | AD | 2771.281 | 8104901 | no | no |  |  | no |  |  | 1444950.57 | 15309962.78 |  | -1
node_1445164_849_15309941_532 |  |  | PQ | AN | 2771.281 | 8104901 | no | no |  |  | no |  |  | 1445164.849 | 15309941.532 |  | -1
node_1445621_147_15309509_227 |  |  | PQ | AN | 2771.281 | 8104901 | no | no |  |  | no |  |  | 1445621.147 | 15309509.227 |  | -1
node_1445684_912_15310339_1 |  |  | PQ | AN | 2771.281 | 8104901 | no | no |  |  | no |  |  | 1445684.912 | 15310339.1 |  | -1
node_1446039_459_15309876_267 |  |  | PQ | AN | 2771.281 | 8104901 | no | no |  |  | no |  |  | 1446039.459 | 15309876.267 |  | -1
node_1446281_661_15310001_124 |  |  | PQ | AN | 2771.281 | 8104901 | no | no |  |  | no |  |  | 1446281.661 | 15310001.124 |  | -1
node_1446482_601_15310125_908 |  |  | PQ | AN | 2771.281 | 8104901 | no | no |  |  | no |  |  | 1446482.601 | 15310125.908 |  | -1
node_1446675_929_15309910_353 |  |  | PQ | AN | 2771.281 | 8104901 | no | no |  |  | no |  |  | 1446675.929 | 15309910.353 |  | -1
node_1446851_84_15309894_076 |  |  | PQ | AN | 2771.281 | 8104901 | no | no |  |  | no |  |  | 1446851.84 | 15309894.076 |  | -1
node_1446853_177_15310079_569 |  |  | PQ | AN | 2771.281 | 8104901 | no | no |  |  | no |  |  | 1446853.177 | 15310079.569 |  | -1
node_1447165_964_15309955_522 |  |  | PQ | AN | 2771.281 | 8104901 | no | no |  |  | no |  |  | 1447165.964 | 15309955.522 |  | -1
node_1447528_309_15309968_372 |  |  | PQ | AN | 2771.281 | 8104901 | no | no |  |  | no |  |  | 1447528.309 | 15309968.372 |  | -1
node_1447915_147_15309926_916 |  |  | PQ | AN | 2771.281 | 8104901 | no | no |  |  | no |  |  | 1447915.147 | 15309926.916 |  | -1
node_1448120_705_15309779_046 |  |  | PQ | AN | 2771.281 | 8104901 | no | no |  |  | no |  |  | 1448120.705 | 15309779.046 |  | -1
node_1448473_457_15309677_743 |  |  | PQ | AN | 2771.281 | 8104901 | no | no |  |  | no |  |  | 1448473.457 | 15309677.743 |  | -1
node_1449119_06_15309548_367 |  |  | PQ | AN | 2771.281 | 8104901 | no | no |  |  | no |  |  | 1449119.06 | 15309548.367 |  | -1
node_1450116_448_15309758_561 |  |  | PQ | AN | 2771.281 | 8104901 | no | no |  |  | no |  |  | 1450116.448 | 15309758.561 |  | -1
node_1450971_181_15310009_113 |  |  | PQ | AN | 2771.281 | 8104901 | no | no |  |  | no |  |  | 1450971.181 | 15310009.113 |  | -1
node_1451303_525_15310079_891 |  |  | PQ | AN | 2771.281 | 8104901 | no | no |  |  | no |  |  | 1451303.525 | 15310079.891 |  | -1
node_1451348_487_15307569_234 |  |  | PQ | AN | 2771.281 | 8104901 | no | no |  |  | no |  |  | 1451348.487 | 15307569.234 |  | -1
node_1451399_266_15308571_262 |  |  | PQ | AN | 2771.281 | 8104901 | no | no |  |  | no |  |  | 1451399.266 | 15308571.262 |  | -1
node_1451411_45_15309194_254 |  |  | PQ | AN | 2771.281 | 8104901 | no | no |  |  | no |  |  | 1451411.45 | 15309194.254 |  | -1
node_1451479_775_15308006_294 |  |  | PQ | AN | 2771.281 | 8104901 | no | no |  |  | no |  |  | 1451479.775 | 15308006.294 |  | -1
node_1451506_648_15308798_388 |  |  | PQ | AN | 2771.281 | 8104901 | no | no |  |  | no |  |  | 1451506.648 | 15308798.388 |  | -1
node_1451637_352_15307450_523 |  |  | PQ | AN | 2771.281 | 8104901 | no | no |  |  | no |  |  | 1451637.352 | 15307450.523 |  | -1
node_1451736_644_15309591_132 |  |  | PQ | AN | 2771.281 | 8104901 | no | no |  |  | no |  |  | 1451736.644 | 15309591.132 |  | -1
node_1451786_073_15310048_936 |  |  | PQ | AN | 2771.281 | 8104901 | no | no |  |  | no |  |  | 1451786.073 | 15310048.936 |  | -1
node_1451842_026_15307552_279 |  |  | PQ | AN | 2771.281 | 8104901 | no | no |  |  | no |  |  | 1451842.026 | 15307552.279 |  | -1
node_1451855_211_15309954_993 |  |  | PQ | AN | 2771.281 | 8104901 | no | no |  |  | no |  |  | 1451855.211 | 15309954.993 |  | -1
node_1452128_319_15310274_302 |  |  | PQ | AD | 2771.281 | 8104901 | no | no |  |  | no |  |  | 1452128.319 | 15310274.302 |  | -1
node_1452263_346_15307662_227 |  |  | PQ | AN | 2771.281 | 8104901 | no | no |  |  | no |  |  | 1452263.346 | 15307662.227 |  | -1
node_1452293_462_15307933_358 |  |  | PQ | AN | 2771.281 | 8104901 | no | no |  |  | no |  |  | 1452293.462 | 15307933.358 |  | -1
node_1452374_744_15308511_1 |  |  | PQ | AN | 2771.281 | 8104901 | no | no |  |  | no |  |  | 1452374.744 | 15308511.1 |  | -1
node_1452439_658_15307384_718 |  |  | PQ | AN | 2771.281 | 8104901 | no | no |  |  | no |  |  | 1452439.658 | 15307384.718 |  | -1
node_1452544_81_15308827_593 |  |  | PQ | AN | 2771.281 | 8104901 | no | no |  |  | no |  |  | 1452544.81 | 15308827.593 |  | -1
node_1452622_536_15308273_917 |  |  | PQ | AN | 2771.281 | 8104901 | no | no |  |  | no |  |  | 1452622.536 | 15308273.917 |  | -1
node_1452636_05_15307212_825 |  |  | PQ | AN | 2771.281 | 8104901 | no | no |  |  | no |  |  | 1452636.05 | 15307212.825 |  | -1
node_1452733_088_15311659_159 |  |  | PQ | AN | 2771.281 | 8104901 | no | no |  |  | no |  |  | 1452733.088 | 15311659.159 |  | -1
node_1452913_929_15307173_97 |  |  | PQ | AN | 2771.281 | 8104901 | no | no |  |  | no |  |  | 1452913.929 | 15307173.97 |  | -1
node_1452983_235_15310427_582 |  |  | PQ | AN | 2771.281 | 8104901 | no | no |  |  | no |  |  | 1452983.235 | 15310427.582 |  | -1
node_1452987_718_15308280_816 |  |  | PQ | AN | 2771.281 | 8104901 | no | no |  |  | no |  |  | 1452987.718 | 15308280.816 |  | -1
node_1453068_281_15311674_142 |  |  | PQ | AN | 2771.281 | 8104901 | no | no |  |  | no |  |  | 1453068.281 | 15311674.142 |  | -1
node_1453229_16_15310417_452 |  |  | PQ | AN | 2771.281 | 8104901 | no | no |  |  | no |  |  | 1453229.16 | 15310417.452 |  | -1
node_1453450_849_15308824_71 |  |  | PQ | AN | 2771.281 | 8104901 | no | no |  |  | no |  |  | 1453450.849 | 15308824.71 |  | -1
node_1453481_177_15307225_494 |  |  | PQ | AN | 2771.281 | 8104901 | no | no |  |  | no |  |  | 1453481.177 | 15307225.494 |  | -1
node_1453504_351_15310272_36 |  |  | PQ | AN | 2771.281 | 8104901 | no | no |  |  | no |  |  | 1453504.351 | 15310272.36 |  | -1
node_1453603_077_15308304_46 |  |  | PQ | AN | 2771.281 | 8104901 | no | no |  |  | no |  |  | 1453603.077 | 15308304.46 |  | -1
node_1453914_61_15310449_105 |  |  | PQ | AN | 2771.281 | 8104901 | no | no |  |  | no |  |  | 1453914.61 | 15310449.105 |  | -1
node_1453938_934_15310142_149 |  |  | PQ | AN | 2771.281 | 8104901 | no | no |  |  | no |  |  | 1453938.934 | 15310142.149 |  | -1
node_1453971_899_15307390_591 |  |  | PQ | AN | 2771.281 | 8104901 | no | no |  |  | no |  |  | 1453971.899 | 15307390.591 |  | -1
node_1454094_788_15307937_781 |  |  | PQ | AN | 2771.281 | 8104901 | no | no |  |  | no |  |  | 1454094.788 | 15307937.781 |  | -1
node_1454122_646_15307596_223 |  |  | PQ | AN | 2771.281 | 8104901 | no | no |  |  | no |  |  | 1454122.646 | 15307596.223 |  | -1
node_1454286_424_15310095_626 |  |  | PQ | AN | 2771.281 | 8104901 | no | no |  |  | no |  |  | 1454286.424 | 15310095.626 |  | -1
node_1454559_966_15309887_025 |  |  | PQ | AN | 2771.281 | 8104901 | no | no |  |  | no |  |  | 1454559.966 | 15309887.025 |  | -1
node_1454857_535_15309828_921 |  |  | PQ | AN | 2771.281 | 8104901 | no | no |  |  | no |  |  | 1454857.535 | 15309828.921 |  | -1
node_1455061_517_15309700_006 |  |  | PQ | AN | 2771.281 | 8104901 | no | no |  |  | no |  |  | 1455061.517 | 15309700.006 |  | -1
node_1455290_263_15309572_817 |  |  | PQ | AN | 2771.281 | 8104901 | no | no |  |  | no |  |  | 1455290.263 | 15309572.817 |  | -1
node_1455452_852_15309485_73 |  |  | PQ | AN | 2771.281 | 8104901 | no | no |  |  | no |  |  | 1455452.852 | 15309485.73 |  | -1
node_1455603_668_15309403_395 |  |  | PQ | AN | 2771.281 | 8104901 | no | no |  |  | no |  |  | 1455603.668 | 15309403.395 |  | -1
node_1456211_592_15309407_882 |  |  | PQ | AN | 2771.281 | 8104901 | no | no |  |  | no |  |  | 1456211.592 | 15309407.882 |  | -1
node_1456420_831_15308733_572 |  |  | PQ | AN | 2771.281 | 8104901 | no | no |  |  | no |  |  | 1456420.831 | 15308733.572 |  | -1
node_1456460_505_15309115_022 |  |  | PQ | AN | 2771.281 | 8104901 | no | no |  |  | no |  |  | 1456460.505 | 15309115.022 |  | -1
node_1456746_933_15309085_458 |  |  | PQ | AN | 2771.281 | 8104901 | no | no |  |  | no |  |  | 1456746.933 | 15309085.458 |  | -1
node_1457054_934_15309067_98 |  |  | PQ | AN | 2771.281 | 8104901 | no | no |  |  | no |  |  | 1457054.934 | 15309067.98 |  | -1
node_8104901_200825050 |  |  | PQ | AN | 7199.557 | 8104901 | no | no |  |  | no |  |  | 1432078.126 | 15308197.324 |  | -1
node_8104901_200825053 |  |  | PQ | AN | 7199.557 | 8104901 | no | no |  |  | no |  |  | 1431847.46 | 15307577.765 |  | -1
node_8104901_200825055 |  |  | PQ | AN | 7199.557 | 8104901 | no | no |  |  | no |  |  | 1431876.13 | 15307155.28 |  | -1
node_8104901_200825135 |  |  | PQ | AD | 2771.281 | 8104901 | no | no |  |  | no |  |  | 1437572.399 | 15309182.028 |  | -1
node_8104901_200825138 |  |  | PQ | AN | 2771.281 | 8104901 | no | no |  |  | no |  |  | 1437655.327 | 15309142.051 |  | -1
node_8104901_200825139 |  |  | PQ | AN | 2771.281 | 8104901 | no | no |  |  | no |  |  | 1438005.873 | 15309380.212 |  | -1
node_8104901_200825140 |  |  | PQ | AN | 2771.281 | 8104901 | no | no |  |  | no |  |  | 1439341.118 | 15311366.922 |  | -1
node_8104901_200825141 |  |  | PQ | AN | 2771.281 | 8104901 | no | no |  |  | no |  |  | 1439402.053 | 15311612.909 |  | -1
node_8104901_200825142 |  |  | PQ | AN | 2771.281 | 8104901 | no | no |  |  | no |  |  | 1439553.103 | 15311877.549 |  | -1
node_8104901_200825143 |  |  | PQ | AN | 2771.281 | 8104901 | no | no |  |  | no |  |  | 1439606.794 | 15312226.433 |  | -1
node_8104901_200825145 |  |  | PQ | AN | 2771.281 | 8104901 | no | no |  |  | no |  |  | 1438193.839 | 15309656.383 |  | -1
node_8104901_200825148 |  |  | PQ | AD | 2771.281 | 8104901 | no | no |  |  | no |  |  | 1438622.077 | 15310274.016 |  | -1
node_8104901_200825153 |  |  | PQ | AD | 2771.281 | 8104901 | no | no |  |  | no |  |  | 1438835.195 | 15310583.889 |  | -1
node_8104901_200825154 |  |  | PQ | AN | 2771.281 | 8104901 | no | no |  |  | no |  |  | 1438899.89 | 15310698.782 |  | -1
node_8104901_200825155 |  |  | PQ | AN | 2771.281 | 8104901 | no | no |  |  | no |  |  | 1438983.695 | 15310840.929 |  | -1
node_8104901_200825158 |  |  | PQ | AN | 2771.281 | 8104901 | no | no |  |  | no |  |  | 1439057.923 | 15310974.6 |  | -1
node_8104901_200825159 |  |  | PQ | AN | 2771.281 | 8104901 | no | no |  |  | no |  |  | 1439236.671 | 15311284.433 |  | -1
node_8104901_200826087 |  |  | PQ | AN | 2771.281 | 8104901 | no | no |  |  | no |  |  | 1429356.343 | 15302505.387 |  | -1
node_8104901_200826088 |  |  | PQ | AD | 2771.281 | 8104901 | no | no |  |  | no |  |  | 1429727.757 | 15302505.957 |  | -1
node_8104901_200826089 |  |  | PQ | AD | 2771.281 | 8104901 | no | no |  |  | no |  |  | 1430125.445 | 15302507.99 |  | -1
node_8104901_200826090 |  |  | PQ | AN | 2771.281 | 8104901 | no | no |  |  | no |  |  | 1430486.093 | 15302506.346 |  | -1
node_8104901_200826091 |  |  | PQ | AN | 2771.281 | 8104901 | no | no |  |  | no |  |  | 1431052.775 | 15302519.977 |  | -1
node_8104901_200826092 |  |  | PQ | AD | 2771.281 | 8104901 | no | no |  |  | no |  |  | 1431280.914 | 15302513.579 |  | -1
node_8104901_200826093 |  |  | PQ | AD | 2771.281 | 8104901 | no | no |  |  | no |  |  | 1431765.446 | 15302522.483 |  | -1
node_8104901_200826268 |  |  | PQ | AN | 2771.281 | 8104901 | no | no |  |  | no |  |  | 1439508.955 | 15307408.419 |  | -1
node_8104901_200826274 |  |  | PQ | AD | 2771.281 | 8104901 | no | no |  |  | no |  |  | 1439621.259 | 15307315.092 |  | -1
node_8104901_200826275 |  |  | PQ | AD | 2771.281 | 8104901 | no | no |  |  | no |  |  | 1439725.697 | 15307222.749 |  | -1
node_8104901_200826276 |  |  | PQ | AN | 2771.281 | 8104901 | no | no |  |  | no |  |  | 1439911.076 | 15306956.903 |  | -1
node_8104901_200826277 |  |  | PQ | AN | 2771.281 | 8104901 | no | no |  |  | no |  |  | 1440203.257 | 15306792.975 |  | -1
node_8104901_200826278 |  |  | PQ | AN | 2771.281 | 8104901 | no | no |  |  | no |  |  | 1440485.801 | 15306616.412 |  | -1
node_8104901_200826279 |  |  | PQ | AN | 2771.281 | 8104901 | no | no |  |  | no |  |  | 1440680.348 | 15306554.468 |  | -1
node_8104901_200826560 |  |  | PQ | AD | 2771.281 | 8104901 | no | no |  |  | no |  |  | 1437471.741 | 15306222.282 |  | -1
node_8104901_200826561 |  |  | PQ | AD | 2771.281 | 8104901 | no | no |  |  | no |  |  | 1437792.271 | 15306236.791 |  | -1
node_8104901_200826562 |  |  | PQ | AN | 2771.281 | 8104901 | no | no |  |  | no |  |  | 1438046.463 | 15306241.609 |  | -1
node_8104901_200826585 |  |  | PQ | AN | 2771.281 | 8104901 | no | no |  |  | no |  |  | 1441979.031 | 15309456.659 |  | -1
node_8104901_200826586 |  |  | PQ | AN | 2771.281 | 8104901 | no | no |  |  | no |  |  | 1441733.602 | 15309448.968 |  | -1
node_8104901_200826587 |  |  | PQ | AN | 2771.281 | 8104901 | no | no |  |  | no |  |  | 1441357.593 | 15309439.902 |  | -1
node_8104901_200826588 |  |  | PQ | AN | 2771.281 | 8104901 | no | no |  |  | no |  |  | 1441194.975 | 15309449.324 |  | -1
node_8104901_200826589 |  |  | PQ | AN | 2771.281 | 8104901 | no | no |  |  | no |  |  | 1440979.731 | 15309485.908 |  | -1
node_8104901_200826596 |  |  | PQ | AD | 2771.281 | 8104901 | no | no |  |  | no |  |  | 1451377.501 | 15309604.73 |  | -1
node_8104901_200826597 |  |  | PQ | AD | 2771.281 | 8104901 | no | no |  |  | no |  |  | 1451415.553 | 15309349.598 |  | -1
node_8104901_200826598 |  |  | PQ | AN | 2771.281 | 8104901 | no | no |  |  | no |  |  | 1451436.387 | 15309194.897 |  | -1
node_8104901_200826600 |  |  | PQ | AD | 2771.281 | 8104901 | no | no |  |  | no |  |  | 1451478.803 | 15308934.872 |  | -1
node_8104901_200826601 |  |  | PQ | AN | 2771.281 | 8104901 | no | no |  |  | no |  |  | 1451498.655 | 15308827.591 |  | -1
node_8104901_200826983 |  |  | PQ | AD | 2771.281 | 8104901 | no | no |  |  | no |  |  | 1451747.075 | 15308846.027 |  | -1
node_8104901_200826985 |  |  | PQ | AN | 2771.281 | 8104901 | no | no |  |  | no |  |  | 1452664.618 | 15307243.385 |  | -1
node_8104901_200826986 |  |  | PQ | AN | 2771.281 | 8104901 | no | no |  |  | no |  |  | 1452912.753 | 15307213.893 |  | -1
node_8104901_200826987 |  |  | PQ | AD | 2771.281 | 8104901 | no | no |  |  | no |  |  | 1453216.576 | 15307213.796 |  | -1
node_8104901_200826988 |  |  | PQ | AN | 2771.281 | 8104901 | no | no |  |  | no |  |  | 1453485.483 | 15307197.693 |  | -1
node_8104901_200826991 |  |  | PQ | AD | 2771.281 | 8104901 | no | no |  |  | no |  |  | 1453749.703 | 15307194.443 |  | -1
node_8104901_200826992 |  |  | PQ | AN | 2771.281 | 8104901 | no | no |  |  | no |  |  | 1453934.259 | 15307390.651 |  | -1
node_8104901_200826995 |  |  | PQ | AN | 2771.281 | 8104901 | no | no |  |  | no |  |  | 1454086.674 | 15307605.248 |  | -1
node_8104901_200826996 |  |  | PQ | AD | 2771.281 | 8104901 | no | no |  |  | no |  |  | 1454094.389 | 15307788.244 |  | -1
node_8104901_200826997 |  |  | PQ | AN | 2771.281 | 8104901 | no | no |  |  | no |  |  | 1454089.608 | 15307912.862 |  | -1
node_8104901_200826998 |  |  | PQ | AD | 2771.281 | 8104901 | no | no |  |  | no |  |  | 1451596.872 | 15308710.094 |  | -1
node_8104901_200826999 |  |  | PQ | AN | 2771.281 | 8104901 | no | no |  |  | no |  |  | 1451426.299 | 15308551.2 |  | -1
node_8104901_200827001 |  |  | PQ | AD | 2771.281 | 8104901 | no | no |  |  | no |  |  | 1451433.963 | 15308207.973 |  | -1
node_8104901_200827002 |  |  | PQ | AN | 2771.281 | 8104901 | no | no |  |  | no |  |  | 1451444.433 | 15307986.039 |  | -1
node_8104901_200827004 |  |  | PQ | AD | 2771.281 | 8104901 | no | no |  |  | no |  |  | 1451619.47 | 15307755.371 |  | -1
node_8104901_200827005 |  |  | PQ | AN | 2771.281 | 8104901 | no | no |  |  | no |  |  | 1451371.732 | 15307585.696 |  | -1
node_8104901_200827006 |  |  | PQ | AD | 2771.281 | 8104901 | no | no |  |  | no |  |  | 1451752.664 | 15307658.278 |  | -1
node_8104901_200827007 |  |  | PQ | AN | 2771.281 | 8104901 | no | no |  |  | no |  |  | 1451656.566 | 15307471.03 |  | -1
node_8104901_200827008 |  |  | PQ | AN | 2771.281 | 8104901 | no | no |  |  | no |  |  | 1451848.425 | 15307583.968 |  | -1
node_8104901_200827009 |  |  | PQ | AN | 2771.281 | 8104901 | no | no |  |  | no |  |  | 1452245.806 | 15307621.092 |  | -1
node_8104901_200827010 |  |  | PQ | AN | 2771.281 | 8104901 | no | no |  |  | no |  |  | 1452461.719 | 15307415.725 |  | -1
node_8104901_200827011 |  |  | PQ | AD | 2771.281 | 8104901 | no | no |  |  | no |  |  | 1452119.555 | 15308614.172 |  | -1
node_8104901_200827012 |  |  | PQ | AD | 2771.281 | 8104901 | no | no |  |  | no |  |  | 1452375.043 | 15308379.267 |  | -1
node_8104901_200827013 |  |  | PQ | AN | 2771.281 | 8104901 | no | no |  |  | no |  |  | 1452401.386 | 15308507.058 |  | -1
node_8104901_200827014 |  |  | PQ | AN | 2771.281 | 8104901 | no | no |  |  | no |  |  | 1452525.787 | 15308804.641 |  | -1
node_8104901_200827015 |  |  | PQ | AN | 2771.281 | 8104901 | no | no |  |  | no |  |  | 1452295.738 | 15307964.364 |  | -1
node_8104901_200827016 |  |  | PQ | AN | 2771.281 | 8104901 | no | no |  |  | no |  |  | 1452621.243 | 15308314.831 |  | -1
node_8104901_200827017 |  |  | PQ | AN | 2771.281 | 8104901 | no | no |  |  | no |  |  | 1452968.992 | 15308295.271 |  | -1
node_8104901_200827018 |  |  | PQ | AN | 2771.281 | 8104901 | no | no |  |  | no |  |  | 1453170.197 | 15308385.9 |  | -1
node_8104901_200827019 |  |  | PQ | AN | 2771.281 | 8104901 | no | no |  |  | no |  |  | 1453561.142 | 15308309.179 |  | -1
node_8104901_200827085 |  |  | PQ | AD | 2771.281 | 8104901 | no | no |  |  | no |  |  | 1431405.082 | 15304071.845 |  | -1
node_8104901_200827086 |  |  | PQ | AD | 2771.281 | 8104901 | no | no |  |  | no |  |  | 1431403.314 | 15304389.642 |  | -1
node_8104901_200827087 |  |  | PQ | AN | 2771.281 | 8104901 | no | no |  |  | no |  |  | 1431411.681 | 15304713.504 |  | -1
node_8104901_200827088 |  |  | PQ | AN | 2771.281 | 8104901 | no | no |  |  | no |  |  | 1431354.122 | 15305027.134 |  | -1
node_8104901_200827090 |  |  | PQ | AN | 2771.281 | 8104901 | no | no |  |  | no |  |  | 1431314.777 | 15305369.817 |  | -1
node_8104901_200827091 |  |  | PQ | AN | 2771.281 | 8104901 | no | no |  |  | no |  |  | 1431608.289 | 15305673.288 |  | -1
node_8104901_200827092 |  |  | PQ | AN | 2771.281 | 8104901 | no | no |  |  | no |  |  | 1431258.831 | 15305757.96 |  | -1
node_8104901_200827093 |  |  | PQ | AD | 2771.281 | 8104901 | no | no |  |  | no |  |  | 1431323.233 | 15305811.58 |  | -1
node_8104901_200827094 |  |  | PQ | AN | 2771.281 | 8104901 | no | no |  |  | no |  |  | 1431195.338 | 15305873.4 |  | -1
node_8104901_200828340 |  |  | PQ | AD | 2771.281 | 8104901 | no | no |  |  | no |  |  | 1431440.108 | 15304014.733 |  | -1
node_8104901_200828344 |  |  | PQ | AD | 2771.281 | 8104901 | no | no |  |  | no |  |  | 1432221.895 | 15304516.255 |  | -1
node_8104901_200828354 |  |  | PQ | AN | 2771.281 | 8104901 | no | no |  |  | no |  |  | 1433821.161 | 15305538.645 |  | -1
node_8104901_200828358 |  |  | PQ | AN | 2771.281 | 8104901 | no | no |  |  | no |  |  | 1434825.788 | 15305920.314 |  | -1
node_8104901_200828365 |  |  | PQ | AN | 2771.281 | 8104901 | no | no |  |  | no |  |  | 1435870.388 | 15306376.898 |  | -1
node_8104901_200828366 |  |  | PQ | AN | 2771.281 | 8104901 | no | no |  |  | no |  |  | 1435830.716 | 15306610.956 |  | -1
node_8104901_200828368 |  |  | PQ | AD | 2771.281 | 8104901 | no | no |  |  | no |  |  | 1436341.521 | 15306523.132 |  | -1
node_8104901_200828377 |  |  | PQ | ABCD | 2771.281 | 8104901 | no | no |  |  | no |  |  | 1437391.554 | 15306691.998 |  | -1
node_8104901_200828378 |  |  | PQ | AD | 2771.281 | 8104901 | no | no |  |  | no |  |  | 1437575.601 | 15306705.292 |  | -1
node_8104901_200828379 |  |  | PQ | AD | 2771.281 | 8104901 | no | no |  |  | no |  |  | 1437726.243 | 15306738.499 |  | -1
node_8104901_200828380 |  |  | PQ | AN | 2771.281 | 8104901 | no | no |  |  | no |  |  | 1437923.7 | 15306788.506 |  | -1
node_8104901_200828381 |  |  | PQ | AN | 2771.281 | 8104901 | no | no |  |  | no |  |  | 1438144.863 | 15306878.697 |  | -1
node_8104901_200828382 |  |  | PQ | AD | 2771.281 | 8104901 | no | no |  |  | no |  |  | 1438326.21 | 15306925.91 |  | -1
node_8104901_200828384 |  |  | PQ | AD | 2771.281 | 8104901 | no | no |  |  | no |  |  | 1438673.81 | 15307033 |  | -1
node_8104901_200828385 |  |  | PQ | AN | 2771.281 | 8104901 | no | no |  |  | no |  |  | 1438845.293 | 15307096.051 |  | -1
node_8104901_200828387 |  |  | PQ | AD | 2771.281 | 8104901 | no | no |  |  | no |  |  | 1439048.512 | 15307160.104 |  | -1
node_8104901_200828388 |  |  | PQ | AN | 2771.281 | 8104901 | no | no |  |  | no |  |  | 1439219.498 | 15307268.977 |  | -1
node_8104901_200828391 |  |  | PQ | AD | 2771.281 | 8104901 | no | no |  |  | no |  |  | 1439652.527 | 15307541.69 |  | -1
node_8104901_200828392 |  |  | PQ | AN | 2771.281 | 8104901 | no | no |  |  | no |  |  | 1439801.49 | 15307636.243 |  | -1
node_8104901_200828394 |  |  | PQ | AD | 2771.281 | 8104901 | no | no |  |  | no |  |  | 1440004.839 | 15307749.957 |  | -1
node_8104901_200828395 |  |  | PQ | AD | 2771.281 | 8104901 | no | no |  |  | no |  |  | 1440178.581 | 15307830.426 |  | -1
node_8104901_200828396 |  |  | PQ | AN | 2771.281 | 8104901 | no | no |  |  | no |  |  | 1440276.338 | 15307758.063 |  | -1
node_8104901_200828397 |  |  | PQ | AN | 2771.281 | 8104901 | no | no |  |  | no |  |  | 1440548.276 | 15307874.291 |  | -1
node_8104901_200828398 |  |  | PQ | AN | 2771.281 | 8104901 | no | no |  |  | no |  |  | 1440048.759 | 15307678.887 |  | -1
node_8104901_200828400 |  |  | PQ | AN | 2771.281 | 8104901 | no | no |  |  | no |  |  | 1440351.609 | 15307934.009 |  | -1
node_8104901_200828401 |  |  | PQ | AN | 2771.281 | 8104901 | no | no |  |  | no |  |  | 1440549.778 | 15308033.458 |  | -1
node_8104901_200828402 |  |  | PQ | AD | 2771.281 | 8104901 | no | no |  |  | no |  |  | 1440740.365 | 15308131.31 |  | -1
node_8104901_200828403 |  |  | PQ | AD | 2771.281 | 8104901 | no | no |  |  | no |  |  | 1440944.157 | 15308245.765 |  | -1
node_8104901_200828404 |  |  | PQ | AD | 2771.281 | 8104901 | no | no |  |  | no |  |  | 1441187.559 | 15308379.273 |  | -1
node_8104901_200828405 |  |  | PQ | AD | 2771.281 | 8104901 | no | no |  |  | no |  |  | 1441361.719 | 15308466.711 |  | -1
node_8104901_200828406 |  |  | PQ | AD | 2771.281 | 8104901 | no | no |  |  | no |  |  | 1441517.312 | 15308666.469 |  | -1
node_8104901_200828407 |  |  | PQ | AD | 2771.281 | 8104901 | no | no |  |  | no |  |  | 1441701.042 | 15308886.404 |  | -1
node_8104901_200828408 |  |  | PQ | AN | 2771.281 | 8104901 | no | no |  |  | no |  |  | 1441781.135 | 15308996.242 |  | -1
node_8104901_200828409 |  |  | PQ | AD | 2771.281 | 8104901 | no | no |  |  | no |  |  | 1441970.605 | 15309213.966 |  | -1
node_8104901_200828410 |  |  | PQ | AN | 2771.281 | 8104901 | no | no |  |  | no |  |  | 1442157.655 | 15309454.036 |  | -1
node_8104901_200828411 |  |  | PQ | AN | 2771.281 | 8104901 | no | no |  |  | no |  |  | 1442283.729 | 15309632.691 |  | -1
node_8104901_200828414 |  |  | PQ | AN | 2771.281 | 8104901 | no | no |  |  | no |  |  | 1442522.141 | 15309592.3 |  | -1
node_8104901_200828415 |  |  | PQ | AN | 2771.281 | 8104901 | no | no |  |  | no |  |  | 1442636.466 | 15309640.961 |  | -1
node_8104901_200828416 |  |  | PQ | AN | 2771.281 | 8104901 | no | no |  |  | no |  |  | 1442877.728 | 15309732.001 |  | -1
node_8104901_200828417 |  |  | PQ | AN | 2771.281 | 8104901 | no | no |  |  | no |  |  | 1443213.805 | 15309856.819 |  | -1
node_8104901_200828418 |  |  | PQ | AD | 2771.281 | 8104901 | no | no |  |  | no |  |  | 1443403.036 | 15309878.14 |  | -1
node_8104901_200828419 |  |  | PQ | AN | 2771.281 | 8104901 | no | no |  |  | no |  |  | 1443633.575 | 15309897.407 |  | -1
node_8104901_200828420 |  |  | PQ | AN | 2771.281 | 8104901 | no | no |  |  | no |  |  | 1443815.126 | 15309906.313 |  | -1
node_8104901_200828422 |  |  | PQ | AD | 2771.281 | 8104901 | no | no |  |  | no |  |  | 1444004.27 | 15309925.203 |  | -1
node_8104901_200828423 |  |  | PQ | AN | 2771.281 | 8104901 | no | no |  |  | no |  |  | 1444446.997 | 15309956.957 |  | -1
node_8104901_200828424 |  |  | PQ | AN | 2771.281 | 8104901 | no | no |  |  | no |  |  | 1444759.331 | 15309957.423 |  | -1
node_8104901_200828425 |  |  | PQ | AD | 2771.281 | 8104901 | no | no |  |  | no |  |  | 1444963.37 | 15309962.719 |  | -1
node_8104901_200828426 |  |  | PQ | AN | 2771.281 | 8104901 | no | no |  |  | no |  |  | 1445161.872 | 15309971.844 |  | -1
node_8104901_200828427 |  |  | PQ | AD | 2771.281 | 8104901 | no | no |  |  | no |  |  | 1445357.558 | 15309979.207 |  | -1
node_8104901_200828428 |  |  | PQ | AD | 2771.281 | 8104901 | no | no |  |  | no |  |  | 1445616.118 | 15309976.189 |  | -1
node_8104901_200828429 |  |  | PQ | AN | 2771.281 | 8104901 | no | no |  |  | no |  |  | 1445623.05 | 15309537.086 |  | -1
node_8104901_200828430 |  |  | PQ | AN | 2771.281 | 8104901 | no | no |  |  | no |  |  | 1445675.204 | 15310305.931 |  | -1
node_8104901_200828431 |  |  | PQ | AD | 2771.281 | 8104901 | no | no |  |  | no |  |  | 1445941.804 | 15309969.52 |  | -1
node_8104901_200828432 |  |  | PQ | AN | 2771.281 | 8104901 | no | no |  |  | no |  |  | 1446279.876 | 15309949.015 |  | -1
node_8104901_200828433 |  |  | PQ | AN | 2771.281 | 8104901 | no | no |  |  | no |  |  | 1446673.408 | 15309934.835 |  | -1
node_8104901_200828435 |  |  | PQ | AN | 2771.281 | 8104901 | no | no |  |  | no |  |  | 1446854.712 | 15309928.503 |  | -1
node_8104901_200828436 |  |  | PQ | AN | 2771.281 | 8104901 | no | no |  |  | no |  |  | 1447166.167 | 15309924.772 |  | -1
node_8104901_200828437 |  |  | PQ | AD | 2771.281 | 8104901 | no | no |  |  | no |  |  | 1447576.937 | 15309814.586 |  | -1
node_8104901_200828438 |  |  | PQ | AN | 2771.281 | 8104901 | no | no |  |  | no |  |  | 1447569.556 | 15309900.006 |  | -1
node_8104901_200828439 |  |  | PQ | AN | 2771.281 | 8104901 | no | no |  |  | no |  |  | 1447901.965 | 15309894.894 |  | -1
node_8104901_200828440 |  |  | PQ | AN | 2771.281 | 8104901 | no | no |  |  | no |  |  | 1448146.08 | 15309805.158 |  | -1
node_8104901_200828441 |  |  | PQ | AN | 2771.281 | 8104901 | no | no |  |  | no |  |  | 1448477.406 | 15309702.441 |  | -1
node_8104901_200828442 |  |  | PQ | AD | 2771.281 | 8104901 | no | no |  |  | no |  |  | 1448831.1 | 15309592.161 |  | -1
node_8104901_200828443 |  |  | PQ | AN | 2771.281 | 8104901 | no | no |  |  | no |  |  | 1449111.544 | 15309574.26 |  | -1
node_8104901_200828444 |  |  | PQ | AD | 2771.281 | 8104901 | no | no |  |  | no |  |  | 1449598.914 | 15309686.834 |  | -1
node_8104901_200828445 |  |  | PQ | AN | 2771.281 | 8104901 | no | no |  |  | no |  |  | 1450107.656 | 15309782.704 |  | -1
node_8104901_200828446 |  |  | PQ | AD | 2771.281 | 8104901 | no | no |  |  | no |  |  | 1450546.601 | 15309879.339 |  | -1
node_8104901_200828447 |  |  | PQ | AN | 2771.281 | 8104901 | no | no |  |  | no |  |  | 1450976.572 | 15309972.503 |  | -1
node_8104901_200828449 |  |  | PQ | AN | 2771.281 | 8104901 | no | no |  |  | no |  |  | 1451303.44 | 15310046.743 |  | -1
node_8104901_200828450 |  |  | PQ | AD | 2771.281 | 8104901 | no | no |  |  | no |  |  | 1451744.428 | 15310096.714 |  | -1
node_8104901_200828451 |  |  | PQ | AN | 2771.281 | 8104901 | no | no |  |  | no |  |  | 1451754.063 | 15310036.881 |  | -1
node_8104901_200828453 |  |  | PQ | AN | 2771.281 | 8104901 | no | no |  |  | no |  |  | 1451853.4 | 15309978.179 |  | -1
node_8104901_200828454 |  |  | PQ | AD | 2771.281 | 8104901 | no | no |  |  | no |  |  | 1451712.583 | 15309812.043 |  | -1
node_8104901_200828455 |  |  | PQ | AN | 2771.281 | 8104901 | no | no |  |  | no |  |  | 1451777.15 | 15309580.73 |  | -1
node_8104901_200828457 |  |  | PQ | AD | 2771.281 | 8104901 | no | no |  |  | no |  |  | 1452745.256 | 15310529.321 |  | -1
node_8104901_200828458 |  |  | PQ | AD | 2771.281 | 8104901 | no | no |  |  | no |  |  | 1452749.441 | 15310907.744 |  | -1
node_8104901_200828459 |  |  | PQ | AD | 2771.281 | 8104901 | no | no |  |  | no |  |  | 1452766.263 | 15311297.684 |  | -1
node_8104901_200828460 |  |  | PQ | AN | 2771.281 | 8104901 | no | no |  |  | no |  |  | 1452769.541 | 15311659.425 |  | -1
node_8104901_200828462 |  |  | PQ | AN | 2771.281 | 8104901 | no | no |  |  | no |  |  | 1453040.568 | 15311675.543 |  | -1
node_8104901_200828463 |  |  | PQ | AN | 2771.281 | 8104901 | no | no |  |  | no |  |  | 1452991.938 | 15310457.477 |  | -1
node_8104901_200828464 |  |  | PQ | AN | 2771.281 | 8104901 | no | no |  |  | no |  |  | 1453213.304 | 15310392.334 |  | -1
node_8104901_200828465 |  |  | PQ | AN | 2771.281 | 8104901 | no | no |  |  | no |  |  | 1453509.875 | 15310304.862 |  | -1
node_8104901_200828466 |  |  | PQ | AN | 2771.281 | 8104901 | no | no |  |  | no |  |  | 1453947.526 | 15310174.88 |  | -1
node_8104901_200828467 |  |  | PQ | AN | 2771.281 | 8104901 | no | no |  |  | no |  |  | 1453920.919 | 15310420.932 |  | -1
node_8104901_200828468 |  |  | PQ | AN | 2771.281 | 8104901 | no | no |  |  | no |  |  | 1454274.919 | 15310073.062 |  | -1
node_8104901_200828470 |  |  | PQ | AN | 2771.281 | 8104901 | no | no |  |  | no |  |  | 1454557.365 | 15309922.501 |  | -1
node_8104901_200828473 |  |  | PQ | AN | 2771.281 | 8104901 | no | no |  |  | no |  |  | 1454842.74 | 15309772.234 |  | -1
node_8104901_200828474 |  |  | PQ | AN | 2771.281 | 8104901 | no | no |  |  | no |  |  | 1455049.827 | 15309666.033 |  | -1
node_8104901_200828475 |  |  | PQ | AN | 2771.281 | 8104901 | no | no |  |  | no |  |  | 1455277.494 | 15309544.333 |  | -1
node_8104901_200828476 |  |  | PQ | AN | 2771.281 | 8104901 | no | no |  |  | no |  |  | 1455437.013 | 15309459.439 |  | -1
node_8104901_200828479 |  |  | PQ | AD | 2771.281 | 8104901 | no | no |  |  | no |  |  | 1456039.465 | 15309143.334 |  | -1
node_8104901_200828480 |  |  | PQ | AN | 2771.281 | 8104901 | no | no |  |  | no |  |  | 1456188.269 | 15309382.123 |  | -1
node_8104901_200828482 |  |  | PQ | AN | 2771.281 | 8104901 | no | no |  |  | no |  |  | 1456440.959 | 15309074.411 |  | -1
node_8104901_200828483 |  |  | PQ | AN | 2771.281 | 8104901 | no | no |  |  | no |  |  | 1456745.012 | 15309057.021 |  | -1
node_8104901_200828485 |  |  | PQ | AN | 2771.281 | 8104901 | no | no |  |  | no |  |  | 1457033.606 | 15309039.871 |  | -1
node_8104901_200828489 |  |  | PQ | AD | 2771.281 | 8104901 | no | no |  |  | no |  |  | 1429082.218 | 15302763.488 |  | -1
node_8104901_200828490 |  |  | PQ | AN | 2771.281 | 8104901 | no | no |  |  | no |  |  | 1428793.688 | 15302844.671 |  | -1
node_8104901_200828491 |  |  | PQ | AN | 2771.281 | 8104901 | no | no |  |  | no |  |  | 1429381.86 | 15302683.384 |  | -1
node_8104901_200828495 |  |  | PQ | AN | 2771.281 | 8104901 | no | no |  |  | no |  |  | 1429942.468 | 15303064.427 |  | -1
node_8104901_200828497 |  |  | PQ | AD | 2771.281 | 8104901 | no | no |  |  | no |  |  | 1430317.804 | 15303289.635 |  | -1
node_8104901_200828500 |  |  | PQ | AN | 2771.281 | 8104901 | no | no |  |  | no |  |  | 1430184.894 | 15307534.314 |  | -1
node_8104901_200828501 |  |  | PQ | AN | 2771.281 | 8104901 | no | no |  |  | no |  |  | 1430345.842 | 15303521.729 |  | -1
node_8104901_200828502 |  |  | PQ | AD | 2771.281 | 8104901 | no | no |  |  | no |  |  | 1430313.133 | 15303783.348 |  | -1
node_8104901_200828503 |  |  | PQ | AN | 2771.281 | 8104901 | no | no |  |  | no |  |  | 1430265.963 | 15304148.957 |  | -1
node_8104901_200828505 |  |  | PQ | AD | 2771.281 | 8104901 | no | no |  |  | no |  |  | 1430238.05 | 15304349.104 |  | -1
node_8104901_200828506 |  |  | PQ | AN | 2771.281 | 8104901 | no | no |  |  | no |  |  | 1430385.348 | 15304471.432 |  | -1
node_8104901_200828507 |  |  | PQ | AN | 2771.281 | 8104901 | no | no |  |  | no |  |  | 1430206.211 | 15304551.345 |  | -1
node_8104901_200828509 |  |  | PQ | AD | 2771.281 | 8104901 | no | no |  |  | no |  |  | 1430271.371 | 15305064.297 |  | -1
node_8104901_200828510 |  |  | PQ | AN | 2771.281 | 8104901 | no | no |  |  | no |  |  | 1430352.278 | 15305302.994 |  | -1
node_8104901_200828511 |  |  | PQ | AD | 2771.281 | 8104901 | no | no |  |  | no |  |  | 1430316.148 | 15305602.059 |  | -1
node_8104901_200828512 |  |  | PQ | AN | 2771.281 | 8104901 | no | no |  |  | no |  |  | 1430322.133 | 15305928.572 |  | -1
node_8104901_200828513 |  |  | PQ | AD | 2771.281 | 8104901 | no | no |  |  | no |  |  | 1430286.38 | 15306090.912 |  | -1
node_8104901_200828514 |  |  | PQ | AD | 2771.281 | 8104901 | no | no |  |  | no |  |  | 1430305.971 | 15306284.566 |  | -1
node_8104901_200828515 |  |  | PQ | AN | 2771.281 | 8104901 | no | no |  |  | no |  |  | 1430319.63 | 15306496.699 |  | -1
node_8104901_200828516 |  |  | PQ | AN | 2771.281 | 8104901 | no | no |  |  | no |  |  | 1430341.219 | 15306773.744 |  | -1
node_8104901_200828517 |  |  | PQ | AN | 2771.281 | 8104901 | no | no |  |  | no |  |  | 1430381.505 | 15307035.009 |  | -1
node_8104901_200828518 |  |  | PQ | AD | 2771.281 | 8104901 | no | no |  |  | no |  |  | 1430456.311 | 15307256.743 |  | -1
node_8104901_200828519 |  |  | PQ | AD | 2771.281 | 8104901 | no | no |  |  | no |  |  | 1430468.647 | 15307546.184 |  | -1
node_8104901_200828520 |  |  | PQ | AD | 2771.281 | 8104901 | no | no |  |  | no |  |  | 1430431.42 | 15307539.944 |  | -1
node_8104901_200828521 |  |  | PQ | ABCN | 2771.281 | 8104901 | no | no |  |  | no |  |  | 1437401.062 | 15306561.653 |  | -1
node_8104901_200828522 |  |  | PQ | ABCN | 2771.281 | 8104901 | no | no |  |  | no |  |  | 1437481.156 | 15302930.499 |  | -1
node_8104901_200828526 |  |  | PQ | ABCD | 2771.281 | 8104901 | no | no |  |  | no |  |  | 1437469.016 | 15302724.563 |  | -1
node_8104901_200828528 |  |  | PQ | ABCN | 2771.281 | 8104901 | no | no |  |  | no |  |  | 1437407.819 | 15306246.211 |  | -1
node_8104901_200828530 |  |  | PQ | ABCD | 2771.281 | 8104901 | no | no |  |  | no |  |  | 1437420.61 | 15305955.941 |  | -1
node_8104901_200828531 |  |  | PQ | ABCN | 2771.281 | 8104901 | no | no |  |  | no |  |  | 1437405.255 | 15305661.001 |  | -1
node_8104901_200828532 |  |  | PQ | ABCD | 2771.281 | 8104901 | no | no |  |  | no |  |  | 1437466.488 | 15305727.882 |  | -1
node_8104901_200828533 |  |  | PQ | ABCD | 2771.281 | 8104901 | no | no |  |  | no |  |  | 1437414.849 | 15305460.351 |  | -1
node_8104901_200828535 |  |  | PQ | ABCD | 2771.281 | 8104901 | no | no |  |  | no |  |  | 1437412.416 | 15305214.482 |  | -1
node_8104901_200828536 |  |  | PQ | ABCN | 2771.281 | 8104901 | no | no |  |  | no |  |  | 1437464.575 | 15305038.509 |  | -1
node_8104901_200828537 |  |  | PQ | ABCD | 2771.281 | 8104901 | no | no |  |  | no |  |  | 1437451.002 | 15304908.802 |  | -1
node_8104901_200828538 |  |  | PQ | ABCD | 2771.281 | 8104901 | no | no |  |  | no |  |  | 1437461.736 | 15304623.185 |  | -1
node_8104901_200828539 |  |  | PQ | ABCN | 2771.281 | 8104901 | no | no |  |  | no |  |  | 1437459.515 | 15304454.359 |  | -1
node_8104901_200828542 |  |  | PQ | ABCD | 2771.281 | 8104901 | no | no |  |  | no |  |  | 1437463.388 | 15304258.73 |  | -1
node_8104901_200828543 |  |  | PQ | ABCD | 2771.281 | 8104901 | no | no |  |  | no |  |  | 1437469.035 | 15304063.515 |  | -1
node_8104901_200828544 |  |  | PQ | ABCN | 2771.281 | 8104901 | no | no |  |  | no |  |  | 1437467.996 | 15303928.041 |  | -1
node_8104901_200828545 |  |  | PQ | ABCD | 2771.281 | 8104901 | no | no |  |  | no |  |  | 1437469.694 | 15303780.226 |  | -1
node_8104901_200828546 |  |  | PQ | ABCD | 2771.281 | 8104901 | no | no |  |  | no |  |  | 1437457.458 | 15303590.944 |  | -1
node_8104901_200828547 |  |  | PQ | AD | 2771.281 | 8104901 | no | no |  |  | no |  |  | 1437524.831 | 15303565.613 |  | -1
node_8104901_200828548 |  |  | PQ | AN | 2771.281 | 8104901 | no | no |  |  | no |  |  | 1437871.132 | 15303562.33 |  | -1
node_8104901_200828549 |  |  | PQ | AD | 2771.281 | 8104901 | no | no |  |  | no |  |  | 1438207.444 | 15303565.201 |  | -1
node_8104901_200828550 |  |  | PQ | AN | 2771.281 | 8104901 | no | no |  |  | no |  |  | 1438303.688 | 15303315.078 |  | -1
node_8104901_200828551 |  |  | PQ | ABCN | 2771.281 | 8104901 | no | no |  |  | no |  |  | 1437472.406 | 15303452.023 |  | -1
node_8104901_200828553 |  |  | PQ | ABCD | 2771.281 | 8104901 | no | no |  |  | no |  |  | 1437463.285 | 15303269.936 |  | -1
node_8104901_200828555 |  |  | PQ | ABCN | 2771.281 | 8104901 | no | no |  |  | no |  |  | 1437431.749 | 15306893.023 |  | -1
node_8104901_200828556 |  |  | PQ | ABCD | 2771.281 | 8104901 | no | no |  |  | no |  |  | 1437371.155 | 15309072.228 |  | -1
node_8104901_200828557 |  |  | PQ | ABCN | 2771.281 | 8104901 | no | no |  |  | no |  |  | 1437327.13 | 15309246.635 |  | -1
node_8104901_200828558 |  |  | PQ | ABCD | 2771.281 | 8104901 | no | no |  |  | no |  |  | 1437245.847 | 15309335.351 |  | -1
node_8104901_200828559 |  |  | PQ | ABCD | 2771.281 | 8104901 | no | no |  |  | no |  |  | 1437160.148 | 15309458.343 |  | -1
node_8104901_200828561 |  |  | PQ | ABCN | 2771.281 | 8104901 | no | no |  |  | no |  |  | 1436979.005 | 15309600.561 |  | -1
node_8104901_200828562 |  |  | PQ | ABCD | 2771.281 | 8104901 | no | no |  |  | no |  |  | 1436891.598 | 15309821.837 |  | -1
node_8104901_200828563 |  |  | PQ | AN | 2771.281 | 8104901 | no | no |  |  | no |  |  | 1437138.429 | 15310067.003 |  | -1
node_8104901_200828564 |  |  | PQ | ABCN | 2771.281 | 8104901 | no | no |  |  | no |  |  | 1436809.025 | 15309890.633 |  | -1
node_8104901_200828565 |  |  | PQ | ABCN | 2771.281 | 8104901 | no | no |  |  | no |  |  | 1436658.789 | 15310046.068 |  | -1
node_8104901_200828567 |  |  | PQ | ABCN | 2771.281 | 8104901 | no | no |  |  | no |  |  | 1436529.005 | 15310205.514 |  | -1
node_8104901_200828570 |  |  | PQ | ABCD | 2771.281 | 8104901 | no | no |  |  | no |  |  | 1436413.835 | 15310372.915 |  | -1
node_8104901_200828571 |  |  | PQ | ABCN | 2771.281 | 8104901 | no | no |  |  | no |  |  | 1436367.504 | 15310453.163 |  | -1
node_8104901_200828573 |  |  | PQ | ABCN | 2771.281 | 8104901 | no | no |  |  | no |  |  | 1436190.927 | 15310604.059 |  | -1
node_8104901_200828574 |  |  | PQ | ABCN | 2771.281 | 8104901 | no | no |  |  | no |  |  | 1436010.45 | 15310800.968 |  | -1
node_8104901_200828575 |  |  | PQ | ABCN | 2771.281 | 8104901 | no | no |  |  | no |  |  | 1435832.829 | 15310984.658 |  | -1
node_8104901_200828577 |  |  | PQ | ABCD | 2771.281 | 8104901 | no | no |  |  | no |  |  | 1435679.449 | 15311144.352 |  | -1
node_8104901_200828578 |  |  | PQ | ABCD | 2771.281 | 8104901 | no | no |  |  | no |  |  | 1435555.616 | 15311271.826 |  | -1
node_8104901_200828579 |  |  | PQ | ABCD | 2771.281 | 8104901 | no | no |  |  | no |  |  | 1435360.622 | 15311484.294 |  | -1
node_8104901_200828581 |  |  | PQ | ABCD | 2771.281 | 8104901 | no | no |  |  | no |  |  | 1435126.036 | 15311769.454 |  | -1
node_8104901_200828582 |  |  | PQ | ABCN | 2771.281 | 8104901 | no | no |  |  | no |  |  | 1437435.693 | 15307125.039 |  | -1
node_8104901_200828584 |  |  | PQ | ABCD | 2771.281 | 8104901 | no | no |  |  | no |  |  | 1437440.18 | 15307270.798 |  | -1
node_8104901_200828585 |  |  | PQ | ABCD | 2771.281 | 8104901 | no | no |  |  | no |  |  | 1435019.4 | 15311925.534 |  | -1
node_8104901_200828586 |  |  | PQ | ABCD | 2771.281 | 8104901 | no | no |  |  | no |  |  | 1434972.684 | 15312100.656 |  | -1
node_8104901_200828587 |  |  | PQ | ABCN | 2771.281 | 8104901 | no | no |  |  | no |  |  | 1434852.332 | 15312218.612 |  | -1
node_8104901_200828588 |  |  | PQ | ABCD | 2771.281 | 8104901 | no | no |  |  | no |  |  | 1434753.206 | 15312451.489 |  | -1
node_8104901_200828589 |  |  | PQ | ABCD | 2771.281 | 8104901 | no | no |  |  | no |  |  | 1434663.268 | 15312560.32 |  | -1
node_8104901_200828590 |  |  | PQ | ABCN | 2771.281 | 8104901 | no | no |  |  | no |  |  | 1434553.592 | 15312694.21 |  | -1
node_8104901_200828592 |  |  | PQ | ABCN | 2771.281 | 8104901 | no | no |  |  | no |  |  | 1437437.666 | 15307495.714 |  | -1
node_8104901_200828594 |  |  | PQ | ABCD | 2771.281 | 8104901 | no | no |  |  | no |  |  | 1434414.752 | 15312797.84 |  | -1
node_8104901_200828595 |  |  | PQ | ABCN | 2771.281 | 8104901 | no | no |  |  | no |  |  | 1437378.578 | 15307687.455 |  | -1
node_8104901_200828596 |  |  | PQ | ABCD | 2771.281 | 8104901 | no | no |  |  | no |  |  | 1437377.395 | 15307834.098 |  | -1
node_8104901_200828597 |  |  | PQ | ABCN | 2771.281 | 8104901 | no | no |  |  | no |  |  | 1437377.27 | 15308009.838 |  | -1
node_8104901_200828599 |  |  | PQ | ABCN | 2771.281 | 8104901 | no | no |  |  | no |  |  | 1437376.144 | 15308266.69 |  | -1
node_8104901_200828601 |  |  | PQ | ABCD | 2771.281 | 8104901 | no | no |  |  | no |  |  | 1437381.859 | 15308504.876 |  | -1
node_8104901_200828602 |  |  | PQ | ABCN | 2771.281 | 8104901 | no | no |  |  | no |  |  | 1437383.598 | 15308735.731 |  | -1
node_8104901_200828603 |  |  | PQ | ABCD | 2771.281 | 8104901 | no | no |  |  | no |  |  | 1437377.146 | 15308920.904 |  | -1
node_8104901_200828604 |  |  | PQ | AD | 2771.281 | 8104901 | no | no |  |  | no |  |  | 1437024.969 | 15309228.629 |  | -1
node_8104901_200828605 |  |  | PQ | AN | 2771.281 | 8104901 | no | no |  |  | no |  |  | 1436786.714 | 15309333.556 |  | -1
node_8104901_200828606 |  |  | PQ | AN | 2771.281 | 8104901 | no | no |  |  | no |  |  | 1436528.682 | 15309292.355 |  | -1
node_8104901_200828607 |  |  | PQ | AN | 2771.281 | 8104901 | no | no |  |  | no |  |  | 1436354.778 | 15309243.194 |  | -1
node_8104901_200828608 |  |  | PQ | AD | 2771.281 | 8104901 | no | no |  |  | no |  |  | 1436178.841 | 15309137.763 |  | -1
node_8104901_200828609 |  |  | PQ | AN | 2771.281 | 8104901 | no | no |  |  | no |  |  | 1436074.399 | 15309073.53 |  | -1
node_8104901_200828610 |  |  | PQ | AD | 2771.281 | 8104901 | no | no |  |  | no |  |  | 1435926.179 | 15308989.361 |  | -1
node_8104901_200828611 |  |  | PQ | AD | 2771.281 | 8104901 | no | no |  |  | no |  |  | 1435777.852 | 15308877.159 |  | -1
node_8104901_200828612 |  |  | PQ | AD | 2771.281 | 8104901 | no | no |  |  | no |  |  | 1435662.691 | 15308814.558 |  | -1
node_8104901_200828613 |  |  | PQ | AN | 2771.281 | 8104901 | no | no |  |  | no |  |  | 1435568.121 | 15308760.962 |  | -1
node_8104901_200828614 |  |  | PQ | AD | 2771.281 | 8104901 | no | no |  |  | no |  |  | 1435429.048 | 15308670.528 |  | -1
node_8104901_200828615 |  |  | PQ | AN | 2771.281 | 8104901 | no | no |  |  | no |  |  | 1435433.898 | 15308982.228 |  | -1
node_8104901_200828618 |  |  | PQ | AN | 2771.281 | 8104901 | no | no |  |  | no |  |  | 1435220.4 | 15308571.873 |  | -1
node_8104901_200828619 |  |  | PQ | AN | 2771.281 | 8104901 | no | no |  |  | no |  |  | 1435028.375 | 15308479.469 |  | -1
node_8104901_200828620 |  |  | PQ | AD | 2771.281 | 8104901 | no | no |  |  | no |  |  | 1434763.671 | 15308337.151 |  | -1
node_8104901_200828621 |  |  | PQ | AD | 2771.281 | 8104901 | no | no |  |  | no |  |  | 1434481.373 | 15308233.604 |  | -1
node_8104901_200828622 |  |  | PQ | AD | 2771.281 | 8104901 | no | no |  |  | no |  |  | 1434201.079 | 15308135.625 |  | -1
node_8104901_200828623 |  |  | PQ | AD | 2771.281 | 8104901 | no | no |  |  | no |  |  | 1433911.873 | 15308030.612 |  | -1
node_8104901_200828624 |  |  | PQ | AN | 2771.281 | 8104901 | no | no |  |  | no |  |  | 1433630.028 | 15307932.124 |  | -1
node_8104901_200828625 |  |  | PQ | AN | 2771.281 | 8104901 | no | no |  |  | no |  |  | 1433345.475 | 15307849.849 |  | -1
node_8104901_200828626 |  |  | PQ | AN | 2771.281 | 8104901 | no | no |  |  | no |  |  | 1433042.365 | 15307829.598 |  | -1
node_8104901_200828627 |  |  | PQ | AN | 2771.281 | 8104901 | no | no |  |  | no |  |  | 1432694.462 | 15307985.14 |  | -1
node_8104901_200828628 |  |  | PQ | AD | 2771.281 | 8104901 | no | no |  |  | no |  |  | 1432289.497 | 15308138.662 |  | -1
node_8104901_200828629 |  |  | PQ | AD | 2771.281 | 8104901 | no | no |  |  | no |  |  | 1431864.387 | 15308350.998 |  | -1
node_8104901_200828630 |  |  | PQ | AN | 2771.281 | 8104901 | no | no |  |  | no |  |  | 1431581.815 | 15308467.939 |  | -1
node_8104901_200828631 |  |  | PQ | AD | 2771.281 | 8104901 | no | no |  |  | no |  |  | 1431510.38 | 15308452.049 |  | -1
node_8104901_200828633 |  |  | PQ | AD | 2771.281 | 8104901 | no | no |  |  | no |  |  | 1430513.16 | 15308168.095 |  | -1
node_8104901_200828634 |  |  | PQ | AN | 2771.281 | 8104901 | no | no |  |  | no |  |  | 1430177.18 | 15308016.503 |  | -1
node_8104901_200828635 |  |  | PQ | AD | 2771.281 | 8104901 | no | no |  |  | no |  |  | 1430015.117 | 15308034.401 |  | -1
node_8104901_200828636 |  |  | PQ | AN | 2771.281 | 8104901 | no | no |  |  | no |  |  | 1429764.97 | 15308076.183 |  | -1
node_8104901_200828637 |  |  | PQ | AN | 2771.281 | 8104901 | no | no |  |  | no |  |  | 1429493.947 | 15308174.045 |  | -1
node_8104901_200828639 |  |  | PQ | AD | 2771.281 | 8104901 | no | no |  |  | no |  |  | 1429324.351 | 15308221.343 |  | -1
node_8104901_200828640 |  |  | PQ | AN | 2771.281 | 8104901 | no | no |  |  | no |  |  | 1428969.641 | 15308342.319 |  | -1
node_8104901_200828641 |  |  | PQ | AD | 2771.281 | 8104901 | no | no |  |  | no |  |  | 1428596.881 | 15308466.535 |  | -1
node_8104901_200828642 |  |  | PQ | AN | 2771.281 | 8104901 | no | no |  |  | no |  |  | 1428223.849 | 15308578.874 |  | -1
node_8104901_200828645 |  |  | PQ | AN | 2771.281 | 8104901 | no | no |  |  | no |  |  | 1427913.415 | 15308708.214 |  | -1
node_8104901_200836987 |  |  | PQ | AD | 2771.281 | 8104901 | no | no |  |  | no |  |  | 1427103.867 | 15308876.217 |  | -1
node_8104901_200836988 |  |  | PQ | AN | 2771.281 | 8104901 | no | no |  |  | no |  |  | 1427062.644 | 15308491.987 |  | -1
node_8104901_200836990 |  |  | PQ | AN | 2771.281 | 8104901 | no | no |  |  | no |  |  | 1427076.586 | 15308043.085 |  | -1
node_8104901_200836992 |  |  | PQ | AN | 2771.281 | 8104901 | no | no |  |  | no |  |  | 1427139.457 | 15307980.343 |  | -1
node_8104901_200836993 |  |  | PQ | AN | 2771.281 | 8104901 | no | no |  |  | no |  |  | 1427062.647 | 15307626.069 |  | -1
node_8104901_200836994 |  |  | PQ | AD | 2771.281 | 8104901 | no | no |  |  | no |  |  | 1427081.681 | 15307354.253 |  | -1
node_8104901_200836995 |  |  | PQ | AD | 2771.281 | 8104901 | no | no |  |  | no |  |  | 1427026.773 | 15307353.383 |  | -1
node_8104901_200836996 |  |  | PQ | AD | 2771.281 | 8104901 | no | no |  |  | no |  |  | 1426774.828 | 15307349.492 |  | -1
node_8104901_200836997 |  |  | PQ | AN | 2771.281 | 8104901 | no | no |  |  | no |  |  | 1426525.019 | 15307345.529 |  | -1
node_8104901_200836998 |  |  | PQ | AN | 2771.281 | 8104901 | no | no |  |  | no |  |  | 1427475.126 | 15307279.587 |  | -1
node_8104901_200836999 |  |  | PQ | AN | 2771.281 | 8104901 | no | no |  |  | no |  |  | 1427124.499 | 15307009.786 |  | -1
node_8104901_200837001 |  |  | PQ | AN | 2771.281 | 8104901 | no | no |  |  | no |  |  | 1427136.985 | 15306644.165 |  | -1
node_8104901_200837003 |  |  | PQ | AN | 2771.281 | 8104901 | no | no |  |  | no |  |  | 1427141.099 | 15306417.504 |  | -1
node_8104901_200837004 |  |  | PQ | AN | 2771.281 | 8104901 | no | no |  |  | no |  |  | 1427113.576 | 15306196.874 |  | -1
node_8104901_200837900 |  |  | PQ | AN | 2771.281 | 8104901 | no | no |  |  | no |  |  | 1427076.566 | 15309144.648 |  | -1
node_8104901_200837901 |  |  | PQ | AD | 2771.281 | 8104901 | no | no |  |  | no |  |  | 1427062.672 | 15309368.029 |  | -1
node_8104901_200837902 |  |  | PQ | AN | 2771.281 | 8104901 | no | no |  |  | no |  |  | 1427062.759 | 15309627.414 |  | -1
node_8104901_200838026 |  |  | PQ | AD | 2771.281 | 8104901 | no | no |  |  | no |  |  | 1425712.489 | 15301385.756 |  | -1
node_8104901_200838027 |  |  | PQ | AN | 2771.281 | 8104901 | no | no |  |  | no |  |  | 1425866.052 | 15301426.597 |  | -1
node_8104901_200838028 |  |  | PQ | AD | 2771.281 | 8104901 | no | no |  |  | no |  |  | 1426010.497 | 15301524.971 |  | -1
node_8104901_200838029 |  |  | PQ | AD | 2771.281 | 8104901 | no | no |  |  | no |  |  | 1426157.637 | 15301608.093 |  | -1
node_8104901_200838030 |  |  | PQ | AD | 2771.281 | 8104901 | no | no |  |  | no |  |  | 1426306.478 | 15301743.136 |  | -1
node_8104901_200838031 |  |  | PQ | AN | 2771.281 | 8104901 | no | no |  |  | no |  |  | 1426472.014 | 15301733.764 |  | -1
node_8104901_200838032 |  |  | PQ | AD | 2771.281 | 8104901 | no | no |  |  | no |  |  | 1426634.767 | 15301806.457 |  | -1
node_8104901_200838033 |  |  | PQ | AN | 2771.281 | 8104901 | no | no |  |  | no |  |  | 1426826.477 | 15301831.566 |  | -1
node_8104901_200838034 |  |  | PQ | AN | 2771.281 | 8104901 | no | no |  |  | no |  |  | 1427022.202 | 15301836.521 |  | -1
node_8104901_200838037 |  |  | PQ | AD | 2771.281 | 8104901 | no | no |  |  | no |  |  | 1427208.741 | 15301792.568 |  | -1
node_8104901_200838041 |  |  | PQ | AD | 2771.281 | 8104901 | no | no |  |  | no |  |  | 1427795.51 | 15302031.972 |  | -1
node_8104901_200838042 |  |  | PQ | AN | 2771.281 | 8104901 | no | no |  |  | no |  |  | 1427814.982 | 15301678.062 |  | -1
node_8104901_200838129 |  |  | PQ | AN | 2771.281 | 8104901 | no | no |  |  | no |  |  | 1425847.145 | 15301271.73 |  | -1
node_8104901_200838130 |  |  | PQ | AN | 2771.281 | 8104901 | no | no |  |  | no |  |  | 1425853.841 | 15301073.412 |  | -1
node_8104901_200838131 |  |  | PQ | AD | 2771.281 | 8104901 | no | no |  |  | no |  |  | 1425866.417 | 15300872.792 |  | -1
node_8104901_200838132 |  |  | PQ | AD | 2771.281 | 8104901 | no | no |  |  | no |  |  | 1425873.459 | 15300621.064 |  | -1
node_8104901_200838133 |  |  | PQ | AD | 2771.281 | 8104901 | no | no |  |  | no |  |  | 1425847.432 | 15301717.748 |  | -1
node_8104901_200838134 |  |  | PQ | AN | 2771.281 | 8104901 | no | no |  |  | no |  |  | 1425839.092 | 15301967.133 |  | -1
node_8104901_200838135 |  |  | PQ | AN | 2771.281 | 8104901 | no | no |  |  | no |  |  | 1425847.402 | 15302200.16 |  | -1
node_8104901_200838136 |  |  | PQ | AN | 2771.281 | 8104901 | no | no |  |  | no |  |  | 1425846.976 | 15302431.06 |  | -1
node_8104901_200838138 |  |  | PQ | AN | 2771.281 | 8104901 | no | no |  |  | no |  |  | 1425844.012 | 15302657.548 |  | -1
node_8104901_200838139 |  |  | PQ | AD | 2771.281 | 8104901 | no | no |  |  | no |  |  | 1425848.977 | 15302881.116 |  | -1
node_8104901_200838140 |  |  | PQ | AN | 2771.281 | 8104901 | no | no |  |  | no |  |  | 1425884.823 | 15303007.207 |  | -1
node_8104901_200838141 |  |  | PQ | AD | 2771.281 | 8104901 | no | no |  |  | no |  |  | 1425886.053 | 15303135.939 |  | -1
node_8104901_200838142 |  |  | PQ | AD | 2771.281 | 8104901 | no | no |  |  | no |  |  | 1425884.043 | 15303252.155 |  | -1
node_8104901_200838143 |  |  | PQ | AN | 2771.281 | 8104901 | no | no |  |  | no |  |  | 1425888.07 | 15303501.677 |  | -1
node_8104901_200838144 |  |  | PQ | AN | 2771.281 | 8104901 | no | no |  |  | no |  |  | 1425896.148 | 15303749.52 |  | -1
node_8104901_200838145 |  |  | PQ | AD | 2771.281 | 8104901 | no | no |  |  | no |  |  | 1425848.554 | 15303923.613 |  | -1
node_8104901_200838146 |  |  | PQ | AN | 2771.281 | 8104901 | no | no |  |  | no |  |  | 1425842.542 | 15304169.955 |  | -1
node_8104901_200838147 |  |  | PQ | AD | 2771.281 | 8104901 | no | no |  |  | no |  |  | 1425841.527 | 15304423.959 |  | -1
node_8104901_200838148 |  |  | PQ | AD | 2771.281 | 8104901 | no | no |  |  | no |  |  | 1425872.439 | 15304638.047 |  | -1
node_8104901_200838149 |  |  | PQ | AN | 2771.281 | 8104901 | no | no |  |  | no |  |  | 1425874.934 | 15304873.06 |  | -1
node_8104901_200838150 |  |  | PQ | AN | 2771.281 | 8104901 | no | no |  |  | no |  |  | 1425877.612 | 15305103.228 |  | -1
node_8104901_200838151 |  |  | PQ | AD | 2771.281 | 8104901 | no | no |  |  | no |  |  | 1425865.863 | 15305333.346 |  | -1
node_8104901_200838152 |  |  | PQ | AD | 2771.281 | 8104901 | no | no |  |  | no |  |  | 1425869.072 | 15305586.712 |  | -1
node_8104901_200838153 |  |  | PQ | AD | 2771.281 | 8104901 | no | no |  |  | no |  |  | 1425866.894 | 15305799.801 |  | -1
node_8104901_200838154 |  |  | PQ | AN | 2771.281 | 8104901 | no | no |  |  | no |  |  | 1425860.477 | 15306019.387 |  | -1
node_8104901_200838155 |  |  | PQ | AD | 2771.281 | 8104901 | no | no |  |  | no |  |  | 1425860.91 | 15306202.913 |  | -1
node_8104901_200838156 |  |  | PQ | AD | 2771.281 | 8104901 | no | no |  |  | no |  |  | 1425864.712 | 15306384.34 |  | -1
node_8104901_200838157 |  |  | PQ | AD | 2771.281 | 8104901 | no | no |  |  | no |  |  | 1425864.281 | 15306564.835 |  | -1
node_8104901_200838158 |  |  | PQ | AN | 2771.281 | 8104901 | no | no |  |  | no |  |  | 1425871.28 | 15306753.036 |  | -1
node_8104901_200838159 |  |  | PQ | AD | 2771.281 | 8104901 | no | no |  |  | no |  |  | 1425866.908 | 15306946.904 |  | -1
node_8104901_200838160 |  |  | PQ | AN | 2771.281 | 8104901 | no | no |  |  | no |  |  | 1425862.938 | 15307116.276 |  | -1
node_8104901_200838161 |  |  | PQ | AD | 2771.281 | 8104901 | no | no |  |  | no |  |  | 1425861.168 | 15307322.052 |  | -1
node_8104901_200838162 |  |  | PQ | AD | 2771.281 | 8104901 | no | no |  |  | no |  |  | 1425813.057 | 15307499.249 |  | -1
node_8104901_200838163 |  |  | PQ | AN | 2771.281 | 8104901 | no | no |  |  | no |  |  | 1425805.446 | 15307761.935 |  | -1
node_8104901_200838168 |  |  | PQ | AN | 2771.281 | 8104901 | no | no |  |  | no |  |  | 1425815.02 | 15308460.899 |  | -1
node_8104901_200838169 |  |  | PQ | AN | 2771.281 | 8104901 | no | no |  |  | no |  |  | 1425816.129 | 15308624.989 |  | -1
node_8104901_200838170 |  |  | PQ | AD | 2771.281 | 8104901 | no | no |  |  | no |  |  | 1425815.341 | 15308808.255 |  | -1
node_8104901_200838171 |  |  | PQ | AD | 2771.281 | 8104901 | no | no |  |  | no |  |  | 1427120.885 | 15301966.175 |  | -1
node_8104901_200838172 |  |  | PQ | AD | 2771.281 | 8104901 | no | no |  |  | no |  |  | 1427118.245 | 15302133.739 |  | -1
node_8104901_200838173 |  |  | PQ | AD | 2771.281 | 8104901 | no | no |  |  | no |  |  | 1427132.605 | 15302292.787 |  | -1
node_8104901_200838174 |  |  | PQ | AD | 2771.281 | 8104901 | no | no |  |  | no |  |  | 1427180.483 | 15302313.876 |  | -1
node_8104901_200838175 |  |  | PQ | AN | 2771.281 | 8104901 | no | no |  |  | no |  |  | 1427418.735 | 15302401.637 |  | -1
node_8104901_200838176 |  |  | PQ | AN | 2771.281 | 8104901 | no | no |  |  | no |  |  | 1427093.23 | 15304502.741 |  | -1
node_8104901_200838177 |  |  | PQ | AD | 2771.281 | 8104901 | no | no |  |  | no |  |  | 1427178.819 | 15304449.101 |  | -1
node_8104901_200838178 |  |  | PQ | AN | 2771.281 | 8104901 | no | no |  |  | no |  |  | 1427445.17 | 15304421.19 |  | -1
node_8104901_200838179 |  |  | PQ | AN | 2771.281 | 8104901 | no | no |  |  | no |  |  | 1427162.081 | 15304647.152 |  | -1
node_8104901_200838181 |  |  | PQ | AN | 2771.281 | 8104901 | no | no |  |  | no |  |  | 1427196.262 | 15305023.124 |  | -1
node_8104901_200838184 |  |  | PQ | AN | 2771.281 | 8104901 | no | no |  |  | no |  |  | 1427200.562 | 15305333.084 |  | -1
node_8104901_200838185 |  |  | PQ | AD | 2771.281 | 8104901 | no | no |  |  | no |  |  | 1427126.826 | 15302470.945 |  | -1
node_8104901_200838186 |  |  | PQ | AN | 2771.281 | 8104901 | no | no |  |  | no |  |  | 1427123.581 | 15302640.658 |  | -1
node_8104901_200838187 |  |  | PQ | AD | 2771.281 | 8104901 | no | no |  |  | no |  |  | 1427123.502 | 15302763.085 |  | -1
node_8104901_200838190 |  |  | PQ | AN | 2771.281 | 8104901 | no | no |  |  | no |  |  | 1427106.126 | 15303350.399 |  | -1
node_8104901_200838192 |  |  | PQ | AD | 2771.281 | 8104901 | no | no |  |  | no |  |  | 1427112.056 | 15303636.045 |  | -1
node_8104901_200838193 |  |  | PQ | AD | 2771.281 | 8104901 | no | no |  |  | no |  |  | 1427089.744 | 15303863.081 |  | -1
node_8104901_200838194 |  |  | PQ | AD | 2771.281 | 8104901 | no | no |  |  | no |  |  | 1427104.545 | 15304063.888 |  | -1
node_8104901_200838195 |  |  | PQ | AN | 2771.281 | 8104901 | no | no |  |  | no |  |  | 1427154.02 | 15304054.299 |  | -1
node_8104901_200838196 |  |  | PQ | AD | 2771.281 | 8104901 | no | no |  |  | no |  |  | 1427358.321 | 15304052.363 |  | -1
node_8104901_200838197 |  |  | PQ | AN | 2771.281 | 8104901 | no | no |  |  | no |  |  | 1427482.389 | 15304045.19 |  | -1
node_8104901_200838198 |  |  | PQ | AD | 2771.281 | 8104901 | no | no |  |  | no |  |  | 1427093.353 | 15304208.51 |  | -1
node_8104901_200838199 |  |  | PQ | AD | 2771.281 | 8104901 | no | no |  |  | no |  |  | 1427542.626 | 15308794.404 |  | -1
node_8104901_200838200 |  |  | PQ | AN | 2771.281 | 8104901 | no | no |  |  | no |  |  | 1427161.247 | 15308885.725 |  | -1
node_8104901_200838201 |  |  | PQ | AD | 2771.281 | 8104901 | no | no |  |  | no |  |  | 1427083.663 | 15308903.379 |  | -1
node_8104901_200838202 |  |  | PQ | AD | 2771.281 | 8104901 | no | no |  |  | no |  |  | 1426910.43 | 15308930.946 |  | -1
node_8104901_200838203 |  |  | PQ | AN | 2771.281 | 8104901 | no | no |  |  | no |  |  | 1426638.622 | 15308987.292 |  | -1
node_8104901_200838206 |  |  | PQ | AD | 2771.281 | 8104901 | no | no |  |  | no |  |  | 1426291.386 | 15308994.106 |  | -1
node_8104901_200838208 |  |  | PQ | AN | 2771.281 | 8104901 | no | no |  |  | no |  |  | 1425822.085 | 15308993.297 |  | -1
node_8104901_200838209 |  |  | PQ | AN | 2771.281 | 8104901 | no | no |  |  | no |  |  | 1425379.758 | 15309009.263 |  | -1
node_8104901_200838211 |  |  | PQ | AD | 2771.281 | 8104901 | no | no |  |  | no |  |  | 1425100.863 | 15309019.845 |  | -1
node_8104901_200838212 |  |  | PQ | AN | 2771.281 | 8104901 | no | no |  |  | no |  |  | 1424845.543 | 15309047.435 |  | -1
node_8104901_200838213 |  |  | PQ | AD | 2771.281 | 8104901 | no | no |  |  | no |  |  | 1424666.798 | 15308992.437 |  | -1
node_8104901_200838214 |  |  | PQ | AN | 2771.281 | 8104901 | no | no |  |  | no |  |  | 1424474.118 | 15308967.752 |  | -1
node_8104901_200838215 |  |  | PQ | AN | 2771.281 | 8104901 | no | no |  |  | no |  |  | 1424541.003 | 15308721.07 |  | -1
node_8104901_200838216 |  |  | PQ | AD | 2771.281 | 8104901 | no | no |  |  | no |  |  | 1424303.505 | 15308899.008 |  | -1
node_8104901_200838217 |  |  | PQ | AN | 2771.281 | 8104901 | no | no |  |  | no |  |  | 1424106.124 | 15308833.375 |  | -1
node_8104901_200838218 |  |  | PQ | AD | 2771.281 | 8104901 | no | no |  |  | no |  |  | 1423886.757 | 15308751.802 |  | -1
node_8104901_200838219 |  |  | PQ | AN | 2771.281 | 8104901 | no | no |  |  | no |  |  | 1423563.696 | 15308669.651 |  | -1
node_8104901_200838221 |  |  | PQ | AN | 2771.281 | 8104901 | no | no |  |  | no |  |  | 1423679.642 | 15308466.604 |  | -1
node_8104901_200867416 |  |  | PQ | AN | 1066.732 | 8104901 | no | no |  |  | no |  |  | 1438311.126 | 15299602.433 |  | -1
node_8104901_200867418 |  |  | PQ | AN | 1066.732 | 8104901 | no | no |  |  | no |  |  | 1438280.754 | 15300115.376 |  | -1
node_8104901_200867424 |  |  | PQ | AN | 7199.557 | 8104901 | no | no |  |  | no |  |  | 1434567.039 | 15292291.044 |  | -1
node_8104901_200867428 |  |  | PQ | AN | 7199.557 | 8104901 | no | no |  |  | no |  |  | 1434260.483 | 15292276.478 |  | -1
node_8104901_200868360 |  |  | PQ | AN | 2771.281 | 8104901 | no | no |  |  | no |  |  | 1436665.792 | 15299284.151 |  | -1
node_8104901_200868361 |  |  | PQ | AN | 2771.281 | 8104901 | no | no |  |  | no |  |  | 1436307.983 | 15299290.761 |  | -1
node_8104901_200868362 |  |  | PQ | AN | 2771.281 | 8104901 | no | no |  |  | no |  |  | 1436097.592 | 15299281.576 |  | -1
node_8104901_200868363 |  |  | PQ | AN | 2771.281 | 8104901 | no | no |  |  | no |  |  | 1435874.518 | 15299289.418 |  | -1
node_8104901_200868365 |  |  | PQ | AN | 2771.281 | 8104901 | no | no |  |  | no |  |  | 1435509.115 | 15299291.415 |  | -1
node_8104901_200868367 |  |  | PQ | AN | 2771.281 | 8104901 | no | no |  |  | no |  |  | 1435127.49 | 15299285.006 |  | -1
node_8104901_200868368 |  |  | PQ | AN | 2771.281 | 8104901 | no | no |  |  | no |  |  | 1434880.44 | 15299283.399 |  | -1
node_8104901_200868369 |  |  | PQ | AD | 2771.281 | 8104901 | no | no |  |  | no |  |  | 1434733.845 | 15299280.366 |  | -1
node_8104901_200868370 |  |  | PQ | AN | 2771.281 | 8104901 | no | no |  |  | no |  |  | 1434381.462 | 15299280.705 |  | -1
node_8104901_200868952 |  |  | PQ | AN | 2771.281 | 8104901 | no | no |  |  | no |  |  | 1436581.524 | 15298144.671 |  | -1
node_8104901_200868953 |  |  | PQ | AD | 2771.281 | 8104901 | no | no |  |  | no |  |  | 1436961.996 | 15298142.072 |  | -1
node_8104901_200868954 |  |  | PQ | AN | 2771.281 | 8104901 | no | no |  |  | no |  |  | 1437069.256 | 15298121.123 |  | -1
node_8104901_200869239 |  |  | PQ | AN | 2771.281 | 8104901 | no | no |  |  | no |  |  | 1433179.468 | 15302270.705 |  | -1
node_8104901_200869241 |  |  | PQ | AN | 2771.281 | 8104901 | no | no |  |  | no |  |  | 1433500.012 | 15302259.231 |  | -1
node_8104901_200869242 |  |  | PQ | AN | 2771.281 | 8104901 | no | no |  |  | no |  |  | 1433792.781 | 15302229.269 |  | -1
node_8104901_200869243 |  |  | PQ | AN | 2771.281 | 8104901 | no | no |  |  | no |  |  | 1433983.382 | 15302208.708 |  | -1
node_8104901_200869244 |  |  | PQ | AD | 2771.281 | 8104901 | no | no |  |  | no |  |  | 1434088.115 | 15302258.343 |  | -1
node_8104901_200869245 |  |  | PQ | AN | 2771.281 | 8104901 | no | no |  |  | no |  |  | 1434341.029 | 15302154.503 |  | -1
node_8104901_200869247 |  |  | PQ | AN | 2771.281 | 8104901 | no | no |  |  | no |  |  | 1432101.084 | 15302392.634 |  | -1
node_8104901_200869248 |  |  | PQ | AD | 2771.281 | 8104901 | no | no |  |  | no |  |  | 1432478.145 | 15302246.761 |  | -1
node_8104901_200869249 |  |  | PQ | AN | 2771.281 | 8104901 | no | no |  |  | no |  |  | 1432411.505 | 15301814.607 |  | -1
node_8104901_200869250 |  |  | PQ | AD | 2771.281 | 8104901 | no | no |  |  | no |  |  | 1432859.829 | 15302254.038 |  | -1
node_8104901_200869297 |  |  | PQ | AD | 2771.281 | 8104901 | no | no |  |  | no |  |  | 1439048.056 | 15298303.844 |  | -1
node_8104901_200869298 |  |  | PQ | AD | 2771.281 | 8104901 | no | no |  |  | no |  |  | 1438924.259 | 15298218.352 |  | -1
node_8104901_200869299 |  |  | PQ | AN | 2771.281 | 8104901 | no | no |  |  | no |  |  | 1438673.492 | 15298167.529 |  | -1
node_8104901_200869300 |  |  | PQ | AD | 2771.281 | 8104901 | no | no |  |  | no |  |  | 1438415.079 | 15298129.724 |  | -1
node_8104901_200869301 |  |  | PQ | AN | 2771.281 | 8104901 | no | no |  |  | no |  |  | 1438265.954 | 15298059.988 |  | -1
node_8104901_200869499 |  |  | PQ | AN | 2771.281 | 8104901 | no | no |  |  | no |  |  | 1437245.689 | 15301328.108 |  | -1
node_8104901_200869500 |  |  | PQ | AD | 2771.281 | 8104901 | no | no |  |  | no |  |  | 1436933.361 | 15301333.799 |  | -1
node_8104901_200869501 |  |  | PQ | AN | 2771.281 | 8104901 | no | no |  |  | no |  |  | 1436696.557 | 15301335.492 |  | -1
node_8104901_200869502 |  |  | PQ | AN | 2771.281 | 8104901 | no | no |  |  | no |  |  | 1436373.926 | 15301352.565 |  | -1
node_8104901_200869503 |  |  | PQ | AN | 2771.281 | 8104901 | no | no |  |  | no |  |  | 1436154.333 | 15301427.891 |  | -1
node_8104901_200869504 |  |  | PQ | AN | 2771.281 | 8104901 | no | no |  |  | no |  |  | 1435916.001 | 15301513.915 |  | -1
node_8104901_200869505 |  |  | PQ | AN | 2771.281 | 8104901 | no | no |  |  | no |  |  | 1437713.84 | 15301345.101 |  | -1
node_8104901_200869507 |  |  | PQ | AN | 2771.281 | 8104901 | no | no |  |  | no |  |  | 1437994.571 | 15301340.566 |  | -1
node_8104901_200869508 |  |  | PQ | AN | 2771.281 | 8104901 | no | no |  |  | no |  |  | 1438356.353 | 15301343.103 |  | -1
node_8104901_200869510 |  |  | PQ | AN | 2771.281 | 8104901 | no | no |  |  | no |  |  | 1438694.629 | 15301313.984 |  | -1
node_8104901_200869511 |  |  | PQ | AD | 2771.281 | 8104901 | no | no |  |  | no |  |  | 1438891.54 | 15301307.886 |  | -1
node_8104901_200869512 |  |  | PQ | AN | 2771.281 | 8104901 | no | no |  |  | no |  |  | 1439058.968 | 15301324.402 |  | -1
node_8104901_200869532 |  |  | PQ | AD | 2771.281 | 8104901 | no | no |  |  | no |  |  | 1434927.838 | 15294429.929 |  | -1
node_8104901_200869533 |  |  | PQ | AD | 2771.281 | 8104901 | no | no |  |  | no |  |  | 1435186.981 | 15296249.612 |  | -1
node_8104901_200869534 |  |  | PQ | AN | 2771.281 | 8104901 | no | no |  |  | no |  |  | 1435294.408 | 15296455.668 |  | -1
node_8104901_200869537 |  |  | PQ | AN | 2771.281 | 8104901 | no | no |  |  | no |  |  | 1435469.407 | 15296654.509 |  | -1
node_8104901_200869538 |  |  | PQ | AN | 2771.281 | 8104901 | no | no |  |  | no |  |  | 1435514.928 | 15296832.86 |  | -1
node_8104901_200869539 |  |  | PQ | AD | 2771.281 | 8104901 | no | no |  |  | no |  |  | 1435579.645 | 15297037.367 |  | -1
node_8104901_200869540 |  |  | PQ | AD | 2771.281 | 8104901 | no | no |  |  | no |  |  | 1435741.653 | 15297264.362 |  | -1
node_8104901_200869541 |  |  | PQ | AN | 2771.281 | 8104901 | no | no |  |  | no |  |  | 1435896.475 | 15297476.19 |  | -1
node_8104901_200869543 |  |  | PQ | AN | 2771.281 | 8104901 | no | no |  |  | no |  |  | 1436028.265 | 15297658.628 |  | -1
node_8104901_200869544 |  |  | PQ | AN | 2771.281 | 8104901 | no | no |  |  | no |  |  | 1436202.278 | 15297881.585 |  | -1
node_8104901_200869545 |  |  | PQ | AN | 2771.281 | 8104901 | no | no |  |  | no |  |  | 1436376.771 | 15298020.083 |  | -1
node_8104901_200869546 |  |  | PQ | AD | 2771.281 | 8104901 | no | no |  |  | no |  |  | 1434919 | 15294630.713 |  | -1
node_8104901_200869547 |  |  | PQ | AD | 2771.281 | 8104901 | no | no |  |  | no |  |  | 1434910.055 | 15294824.856 |  | -1
node_8104901_200869548 |  |  | PQ | ABCD | 2771.281 | 8104901 | no | no |  |  | no |  |  | 1436485.466 | 15298153.547 |  | -1
node_8104901_200869550 |  |  | PQ | ABCN | 2771.281 | 8104901 | no | no |  |  | no |  |  | 1436553.674 | 15298388.523 |  | -1
node_8104901_200869552 |  |  | PQ | ABCD | 2771.281 | 8104901 | no | no |  |  | no |  |  | 1436577.439 | 15298506.491 |  | -1
node_8104901_200869553 |  |  | PQ | ABCN | 2771.281 | 8104901 | no | no |  |  | no |  |  | 1436630.65 | 15298651.877 |  | -1
node_8104901_200869554 |  |  | PQ | ABCN | 2771.281 | 8104901 | no | no |  |  | no |  |  | 1436702.646 | 15298923.36 |  | -1
node_8104901_200869555 |  |  | PQ | ABCD | 2771.281 | 8104901 | no | no |  |  | no |  |  | 1436757.952 | 15299166.626 |  | -1
node_8104901_200869556 |  |  | PQ | ABCN | 2771.281 | 8104901 | no | no |  |  | no |  |  | 1436825.215 | 15299362.766 |  | -1
node_8104901_200869557 |  |  | PQ | ABCD | 2771.281 | 8104901 | no | no |  |  | no |  |  | 1436877.277 | 15299546.73 |  | -1
node_8104901_200869558 |  |  | PQ | AD | 2771.281 | 8104901 | no | no |  |  | no |  |  | 1436906.923 | 15299536.054 |  | -1
node_8104901_200869559 |  |  | PQ | AN | 2771.281 | 8104901 | no | no |  |  | no |  |  | 1437077.478 | 15299454.145 |  | -1
node_8104901_200869560 |  |  | PQ | AD | 2771.281 | 8104901 | no | no |  |  | no |  |  | 1434905.601 | 15294918.685 |  | -1
node_8104901_200869561 |  |  | PQ | AN | 2771.281 | 8104901 | no | no |  |  | no |  |  | 1434963.635 | 15294932.492 |  | -1
node_8104901_200869562 |  |  | PQ | AN | 2771.281 | 8104901 | no | no |  |  | no |  |  | 1434902.631 | 15295102.993 |  | -1
node_8104901_200869565 |  |  | PQ | AN | 2771.281 | 8104901 | no | no |  |  | no |  |  | 1434880.931 | 15295523.431 |  | -1
node_8104901_200869566 |  |  | PQ | AN | 2771.281 | 8104901 | no | no |  |  | no |  |  | 1434980.539 | 15295432.115 |  | -1
node_8104901_200869567 |  |  | PQ | AN | 2771.281 | 8104901 | no | no |  |  | no |  |  | 1434938.413 | 15295707.91 |  | -1
node_8104901_200869568 |  |  | PQ | AD | 2771.281 | 8104901 | no | no |  |  | no |  |  | 1435016.169 | 15295884.68 |  | -1
node_8104901_200869569 |  |  | PQ | AD | 2771.281 | 8104901 | no | no |  |  | no |  |  | 1435101.913 | 15296069.462 |  | -1
node_8104901_200869606 |  |  | PQ | AD | 2771.281 | 8104901 | no | no |  |  | no |  |  | 1435064.313 | 15293677.12 |  | -1
node_8104901_200869607 |  |  | PQ | AN | 2771.281 | 8104901 | no | no |  |  | no |  |  | 1435292.358 | 15293769.379 |  | -1
node_8104901_200869608 |  |  | PQ | AN | 2771.281 | 8104901 | no | no |  |  | no |  |  | 1435484.642 | 15293739.956 |  | -1
node_8104901_200869609 |  |  | PQ | AD | 2771.281 | 8104901 | no | no |  |  | no |  |  | 1435672.238 | 15293732.344 |  | -1
node_8104901_200869610 |  |  | PQ | AD | 2771.281 | 8104901 | no | no |  |  | no |  |  | 1435876.612 | 15293734.466 |  | -1
node_8104901_200869611 |  |  | PQ | AN | 2771.281 | 8104901 | no | no |  |  | no |  |  | 1436072.39 | 15293710.655 |  | -1
node_8104901_200869612 |  |  | PQ | AD | 2771.281 | 8104901 | no | no |  |  | no |  |  | 1436331.335 | 15293701.228 |  | -1
node_8104901_200869613 |  |  | PQ | AN | 2771.281 | 8104901 | no | no |  |  | no |  |  | 1436566.464 | 15293676.118 |  | -1
node_8104901_200869620 |  |  | PQ | AN | 2771.281 | 8104901 | no | no |  |  | no |  |  | 1437260.406 | 15298351.402 |  | -1
node_8104901_200869621 |  |  | PQ | AN | 2771.281 | 8104901 | no | no |  |  | no |  |  | 1439170.157 | 15298368.196 |  | -1
node_8104901_200869623 |  |  | PQ | AN | 2771.281 | 8104901 | no | no |  |  | no |  |  | 1439453.022 | 15298262.991 |  | -1
node_8104901_200869624 |  |  | PQ | AN | 2771.281 | 8104901 | no | no |  |  | no |  |  | 1439694.365 | 15298073.092 |  | -1
node_8104901_200869625 |  |  | PQ | AN | 2771.281 | 8104901 | no | no |  |  | no |  |  | 1439908.901 | 15297889.25 |  | -1
node_8104901_200869627 |  |  | PQ | AD | 2771.281 | 8104901 | no | no |  |  | no |  |  | 1440184.293 | 15297707.282 |  | -1
node_8104901_200869628 |  |  | PQ | AN | 2771.281 | 8104901 | no | no |  |  | no |  |  | 1440364.372 | 15297546.076 |  | -1
node_8104901_200869629 |  |  | PQ | AD | 2771.281 | 8104901 | no | no |  |  | no |  |  | 1440504.685 | 15297855.89 |  | -1
node_8104901_200869630 |  |  | PQ | AN | 2771.281 | 8104901 | no | no |  |  | no |  |  | 1440462.712 | 15298024.506 |  | -1
node_8104901_200869635 |  |  | PQ | AD | 2771.281 | 8104901 | no | no |  |  | no |  |  | 1437474.293 | 15298512.823 |  | -1
node_8104901_200869636 |  |  | PQ | AD | 2771.281 | 8104901 | no | no |  |  | no |  |  | 1437723.305 | 15298700.774 |  | -1
node_8104901_200869637 |  |  | PQ | AN | 2771.281 | 8104901 | no | no |  |  | no |  |  | 1437958.34 | 15298884.24 |  | -1
node_8104901_200869638 |  |  | PQ | AD | 2771.281 | 8104901 | no | no |  |  | no |  |  | 1438135.821 | 15298978.807 |  | -1
node_8104901_200869639 |  |  | PQ | AD | 2771.281 | 8104901 | no | no |  |  | no |  |  | 1438393.948 | 15299011.795 |  | -1
node_8104901_200869640 |  |  | PQ | AD | 2771.281 | 8104901 | no | no |  |  | no |  |  | 1438603.239 | 15298879.146 |  | -1
node_8104901_200869641 |  |  | PQ | AD | 2771.281 | 8104901 | no | no |  |  | no |  |  | 1438778.836 | 15298728.321 |  | -1
node_8104901_200869642 |  |  | PQ | AN | 2771.281 | 8104901 | no | no |  |  | no |  |  | 1438927.813 | 15298523.67 |  | -1
node_8104901_200869648 |  |  | PQ | AD | 2771.281 | 8104901 | no | no |  |  | no |  |  | 1434700.463 | 15295521.277 |  | -1
node_8104901_200869649 |  |  | PQ | AN | 2771.281 | 8104901 | no | no |  |  | no |  |  | 1434502.115 | 15294090.273 |  | -1
node_8104901_200869652 |  |  | PQ | AN | 2771.281 | 8104901 | no | no |  |  | no |  |  | 1434479.879 | 15295520.376 |  | -1
node_8104901_200869653 |  |  | PQ | AD | 2771.281 | 8104901 | no | no |  |  | no |  |  | 1434482.102 | 15295378.929 |  | -1
node_8104901_200869654 |  |  | PQ | AD | 2771.281 | 8104901 | no | no |  |  | no |  |  | 1434481.534 | 15295177.241 |  | -1
node_8104901_200869655 |  |  | PQ | AN | 2771.281 | 8104901 | no | no |  |  | no |  |  | 1434487.163 | 15294990.98 |  | -1
node_8104901_200869656 |  |  | PQ | AD | 2771.281 | 8104901 | no | no |  |  | no |  |  | 1434497.32 | 15294799.642 |  | -1
node_8104901_200869657 |  |  | PQ | AD | 2771.281 | 8104901 | no | no |  |  | no |  |  | 1434493.638 | 15294612.73 |  | -1
node_8104901_200869658 |  |  | PQ | AN | 2771.281 | 8104901 | no | no |  |  | no |  |  | 1434497.627 | 15294414.075 |  | -1
node_8104901_200869659 |  |  | PQ | AD | 2771.281 | 8104901 | no | no |  |  | no |  |  | 1434508.642 | 15294236.735 |  | -1
node_8104901_200870343 |  |  | PQ | ABCD | 2771.281 | 8104901 | no | no |  |  | no |  |  | 1437466.125 | 15302505.007 |  | -1
node_8104901_200870344 |  |  | PQ | ABCN | 2771.281 | 8104901 | no | no |  |  | no |  |  | 1437480.141 | 15302295.082 |  | -1
node_8104901_200870345 |  |  | PQ | ABCD | 2771.281 | 8104901 | no | no |  |  | no |  |  | 1437478.388 | 15302098.271 |  | -1
node_8104901_200870347 |  |  | PQ | ABCD | 2771.281 | 8104901 | no | no |  |  | no |  |  | 1437455.019 | 15301945.493 |  | -1
node_8104901_200870348 |  |  | PQ | ABCN | 2771.281 | 8104901 | no | no |  |  | no |  |  | 1437448.716 | 15301648.53 |  | -1
node_8104901_200870349 |  |  | PQ | ABCD | 2771.281 | 8104901 | no | no |  |  | no |  |  | 1437444.14 | 15301484.154 |  | -1
node_8104901_200870350 |  |  | PQ | ABCD | 2771.281 | 8104901 | no | no |  |  | no |  |  | 1437429.787 | 15301332.787 |  | -1
node_8104901_200870351 |  |  | PQ | ABCD | 2771.281 | 8104901 | no | no |  |  | no |  |  | 1437380.32 | 15301159.548 |  | -1
node_8104901_200870352 |  |  | PQ | ABCN | 2771.281 | 8104901 | no | no |  |  | no |  |  | 1437311.936 | 15300991.678 |  | -1
node_8104901_200870354 |  |  | PQ | ABCD | 2771.281 | 8104901 | no | no |  |  | no |  |  | 1437279.288 | 15300845.695 |  | -1
node_8104901_200870355 |  |  | PQ | ABCD | 2771.281 | 8104901 | no | no |  |  | no |  |  | 1437248.256 | 15300754.542 |  | -1
node_8104901_200870356 |  |  | PQ | ABCN | 2771.281 | 8104901 | no | no |  |  | no |  |  | 1437160.985 | 15300506.164 |  | -1
node_8104901_200870358 |  |  | PQ | ABCD | 2771.281 | 8104901 | no | no |  |  | no |  |  | 1437128.826 | 15300348.022 |  | -1
node_8104901_200870359 |  |  | PQ | ABCN | 2771.281 | 8104901 | no | no |  |  | no |  |  | 1437057.262 | 15300165.259 |  | -1
node_8104901_200870361 |  |  | PQ | ABCN | 2771.281 | 8104901 | no | no |  |  | no |  |  | 1436979.979 | 15299879.998 |  | -1
node_8104901_200870362 |  |  | PQ | ABCD | 2771.281 | 8104901 | no | no |  |  | no |  |  | 1436931.14 | 15299741.506 |  | -1
node_8104901_200870688 |  |  | PQ | AN | 2771.281 | 8104901 | no | no |  |  | no |  |  | 1434993.719 | 15291075.081 |  | -1
node_8104901_200870689 |  |  | PQ | AD | 2771.281 | 8104901 | no | no |  |  | no |  |  | 1434993.561 | 15291251.56 |  | -1
node_8104901_200870690 |  |  | PQ | AD | 2771.281 | 8104901 | no | no |  |  | no |  |  | 1434989.803 | 15291437.399 |  | -1
node_8104901_200870691 |  |  | PQ | AD | 2771.281 | 8104901 | no | no |  |  | no |  |  | 1434986.234 | 15291591.444 |  | -1
node_8104901_200870692 |  |  | PQ | AD | 2771.281 | 8104901 | no | no |  |  | no |  |  | 1434985.313 | 15291750.2 |  | -1
node_8104901_200870693 |  |  | PQ | AD | 2771.281 | 8104901 | no | no |  |  | no |  |  | 1434979.822 | 15291907.151 |  | -1
node_8104901_200870694 |  |  | PQ | AD | 2771.281 | 8104901 | no | no |  |  | no |  |  | 1434976.468 | 15292092.987 |  | -1
node_8104901_200870695 |  |  | PQ | AD | 2771.281 | 8104901 | no | no |  |  | no |  |  | 1434970.182 | 15292282.054 |  | -1
node_8104901_200870696 |  |  | PQ | AN | 2771.281 | 8104901 | no | no |  |  | no |  |  | 1434969.279 | 15292469.832 |  | -1
node_8104901_200870697 |  |  | PQ | AD | 2771.281 | 8104901 | no | no |  |  | no |  |  | 1434961.318 | 15292701.192 |  | -1
node_8104901_200870698 |  |  | PQ | AD | 2771.281 | 8104901 | no | no |  |  | no |  |  | 1434935.496 | 15292765.15 |  | -1
node_8104901_200870699 |  |  | PQ | AN | 2771.281 | 8104901 | no | no |  |  | no |  |  | 1434756.925 | 15292759.51 |  | -1
node_8104901_200870700 |  |  | PQ | AN | 2771.281 | 8104901 | no | no |  |  | no |  |  | 1434562.323 | 15292749.726 |  | -1
node_8104901_200870702 |  |  | PQ | AN | 2771.281 | 8104901 | no | no |  |  | no |  |  | 1434964.447 | 15292941.99 |  | -1
node_8104901_200870703 |  |  | PQ | AN | 2771.281 | 8104901 | no | no |  |  | no |  |  | 1434957.468 | 15293178.283 |  | -1
node_8104901_200870706 |  |  | PQ | AN | 2771.281 | 8104901 | no | no |  |  | no |  |  | 1434947.71 | 15293440.016 |  | -1
node_8104901_200870707 |  |  | PQ | AD | 2771.281 | 8104901 | no | no |  |  | no |  |  | 1435015.737 | 15293656.625 |  | -1
node_8104901_200870708 |  |  | PQ | AN | 2771.281 | 8104901 | no | no |  |  | no |  |  | 1435079.393 | 15293857.496 |  | -1
node_8104901_200870711 |  |  | PQ | AN | 2771.281 | 8104901 | no | no |  |  | no |  |  | 1435038.738 | 15294067.767 |  | -1
node_8104901_200870713 |  |  | PQ | AN | 2771.281 | 8104901 | no | no |  |  | no |  |  | 1435004.456 | 15294264.29 |  | -1
node_8104901_200911497 |  |  | PQ | AN | 2771.281 | 8104901 | no | no |  |  | no |  |  | 1447801.018 | 15309751.625 |  | -1
node_8104901_200911498 |  |  | PQ | AN | 2771.281 | 8104901 | no | no |  |  | no |  |  | 1447963.246 | 15309429.846 |  | -1
node_8104901_200911770 |  |  | PQ | AN | 2771.281 | 8104901 | no | no |  |  | no |  |  | 1435053.734 | 15295741.707 |  | -1
node_8104901_200911774 |  |  | PQ | AD | 2771.281 | 8104901 | no | no |  |  | no |  |  | 1435043.941 | 15290921.416 |  | -1
node_8104901_200946159 |  |  | PQ | AN | 2771.281 | 8104901 | no | no |  |  | no |  |  | 1430177.225 | 15304810.826 |  | -1
node_8104901_200950075 |  |  | PQ | AN | 2771.281 | 8104901 | no | no |  |  | no |  |  | 1432069.561 | 15304413.883 |  | -1
node_8104901_200950076 |  |  | PQ | AN | 2771.281 | 8104901 | no | no |  |  | no |  |  | 1432105.838 | 15304198.977 |  | -1
node_8104901_200950464 |  |  | PQ | AD | 2771.281 | 8104901 | no | no |  |  | no |  |  | 1434891.447 | 15295283.493 |  | -1
node_8104901_200953491 |  |  | PQ | AN | 2771.281 | 8104901 | no | no |  |  | no |  |  | 1436012.702 | 15312129.695 |  | -1
node_8104901_200953492 |  |  | PQ | AD | 2771.281 | 8104901 | no | no |  |  | no |  |  | 1435414.518 | 15311748.931 |  | -1
node_8104901_200953493 |  |  | PQ | AD | 2771.281 | 8104901 | no | no |  |  | no |  |  | 1435623.797 | 15311905.856 |  | -1
node_8104901_200953494 |  |  | PQ | AN | 2771.281 | 8104901 | no | no |  |  | no |  |  | 1435856.611 | 15311915.564 |  | -1
node_8104901_200953495 |  |  | PQ | ABCD | 2771.281 | 8104901 | no | no |  |  | no |  |  | 1435229.002 | 15311621.648 |  | -1
node_8104901_200959301 |  |  | PQ | AN | 2771.281 | 8104901 | no | no |  |  | no |  |  | 1455594.242 | 15309373.877 |  | -1
node_8104901_200962957 |  |  | PQ | AN | 2771.281 | 8104901 | no | no |  |  | no |  |  | 1430711.941 | 15308256.127 |  | -1
node_8104901_200972398 |  |  | PQ | AN | 2771.281 | 8104901 | no | no |  |  | no |  |  | 1443681.051 | 15310598.471 |  | -1
node_8104901_200972531 |  |  | PQ | AN | 2771.281 | 8104901 | no | no |  |  | no |  |  | 1435314.695 | 15294890.519 |  | -1
node_8104901_200973444 |  |  | PQ | AN | 7199.557 | 8104901 | no | no |  |  | no |  |  | 1431866.09 | 15308082.671 |  | -1
node_8104901_200973564 |  |  | PQ | AN | 7199.557 | 8104901 | no | no |  |  | no |  |  | 1431872.493 | 15308263.174 |  | -1
node_8104901_200978451 |  |  | PQ | AD | 2771.281 | 8104901 | no | no |  |  | no |  |  | 1428787.831 | 15302334.317 |  | -1
node_8104901_200979066 |  |  | PQ | AN | 2771.281 | 8104901 | no | no |  |  | no |  |  | 1427117.678 | 15303008.678 |  | -1
node_8104901_201014359 |  |  | PQ | AN | 2771.281 | 8104901 | no | no |  |  | no |  |  | 1453430.135 | 15308798.04 |  | -1
node_8104901_201018622 |  |  | PQ | AD | 2771.281 | 8104901 | no | no |  |  | no |  |  | 1437504.19 | 15304271.394 |  | -1
node_8104901_201018623 |  |  | PQ | AD | 2771.281 | 8104901 | no | no |  |  | no |  |  | 1437766.039 | 15304274.464 |  | -1
node_8104901_201018624 |  |  | PQ | AN | 2771.281 | 8104901 | no | no |  |  | no |  |  | 1438040.399 | 15304281.373 |  | -1
node_8104901_201036803 |  |  | PQ | AN | 7199.557 | 8104901 | no | no |  |  | no |  |  | 1432048.291 | 15307635.667 |  | -1
node_8104901_201037714 |  |  | PQ | AN | 2771.281 | 8104901 | no | no |  |  | no |  |  | 1427420.482 | 15309969.23 |  | -1
node_8104901_201037715 |  |  | PQ | AN | 2771.281 | 8104901 | no | no |  |  | no |  |  | 1427437.53 | 15307961.362 |  | -1
node_8104901_201037725 |  |  | PQ | AN | 2771.281 | 8104901 | no | no |  |  | no |  |  | 1434105.228 | 15302569.971 |  | -1
node_8104901_201045337 |  |  | PQ | AN | 2771.281 | 8104901 | no | no |  |  | no |  |  | 1436748.754 | 15296065.833 |  | -1
node_8104901_201050854 |  |  | PQ | AN | 2771.281 | 8104901 | no | no |  |  | no |  |  | 1425624.357 | 15301256.965 |  | -1
node_8104901_201050855 |  |  | PQ | AD | 2771.281 | 8104901 | no | no |  |  | no |  |  | 1427346.285 | 15301894.325 |  | -1
node_8104901_201050856 |  |  | PQ | AN | 2771.281 | 8104901 | no | no |  |  | no |  |  | 1427560.89 | 15301951.076 |  | -1
node_8104901_201050857 |  |  | PQ | AD | 2771.281 | 8104901 | no | no |  |  | no |  |  | 1428006.36 | 15302060.254 |  | -1
node_8104901_201050858 |  |  | PQ | AN | 2771.281 | 8104901 | no | no |  |  | no |  |  | 1428174.684 | 15302086.266 |  | -1
node_8104901_201050859 |  |  | PQ | AD | 2771.281 | 8104901 | no | no |  |  | no |  |  | 1428309.87 | 15302109.61 |  | -1
node_8104901_201050860 |  |  | PQ | AD | 2771.281 | 8104901 | no | no |  |  | no |  |  | 1428504.238 | 15302192.193 |  | -1
node_8104901_201050861 |  |  | PQ | AN | 2771.281 | 8104901 | no | no |  |  | no |  |  | 1428694.064 | 15302273.562 |  | -1
node_8104901_201050945 |  |  | PQ | AD | 2771.281 | 8104901 | no | no |  |  | no |  |  | 1439403.131 | 15307384.557 |  | -1
node_8104901_201050955 |  |  | PQ | AN | 2771.281 | 8104901 | no | no |  |  | no |  |  | 1428953.684 | 15302422.993 |  | -1
node_8104901_201050956 |  |  | PQ | AD | 2771.281 | 8104901 | no | no |  |  | no |  |  | 1429220.332 | 15302586.098 |  | -1
node_8104901_201050957 |  |  | PQ | AD | 2771.281 | 8104901 | no | no |  |  | no |  |  | 1429536.894 | 15302792.53 |  | -1
node_8104901_201050958 |  |  | PQ | AN | 2771.281 | 8104901 | no | no |  |  | no |  |  | 1429748.059 | 15302950.647 |  | -1
node_8104901_201050959 |  |  | PQ | AN | 2771.281 | 8104901 | no | no |  |  | no |  |  | 1430128.308 | 15303175.539 |  | -1
node_8104901_201050960 |  |  | PQ | AD | 2771.281 | 8104901 | no | no |  |  | no |  |  | 1430486.78 | 15303345.704 |  | -1
node_8104901_201050961 |  |  | PQ | AN | 2771.281 | 8104901 | no | no |  |  | no |  |  | 1430629.609 | 15303434.041 |  | -1
node_8104901_201050962 |  |  | PQ | AD | 2771.281 | 8104901 | no | no |  |  | no |  |  | 1430849.999 | 15303573.463 |  | -1
node_8104901_201050963 |  |  | PQ | AD | 2771.281 | 8104901 | no | no |  |  | no |  |  | 1431010.024 | 15303684.825 |  | -1
node_8104901_201050964 |  |  | PQ | AD | 2771.281 | 8104901 | no | no |  |  | no |  |  | 1431132.596 | 15303768.021 |  | -1
node_8104901_201050965 |  |  | PQ | AN | 2771.281 | 8104901 | no | no |  |  | no |  |  | 1431302.348 | 15303880.769 |  | -1
node_8104901_201050966 |  |  | PQ | AN | 2771.281 | 8104901 | no | no |  |  | no |  |  | 1431610.381 | 15304122.229 |  | -1
node_8104901_201050967 |  |  | PQ | AN | 2771.281 | 8104901 | no | no |  |  | no |  |  | 1431851.918 | 15304275.176 |  | -1
node_8104901_201050968 |  |  | PQ | AD | 2771.281 | 8104901 | no | no |  |  | no |  |  | 1432316.919 | 15304586.603 |  | -1
node_8104901_201050969 |  |  | PQ | AD | 2771.281 | 8104901 | no | no |  |  | no |  |  | 1432477.396 | 15304696.971 |  | -1
node_8104901_201050970 |  |  | PQ | AD | 2771.281 | 8104901 | no | no |  |  | no |  |  | 1432664.835 | 15304834.722 |  | -1
node_8104901_201050971 |  |  | PQ | AD | 2771.281 | 8104901 | no | no |  |  | no |  |  | 1432876.386 | 15304991.768 |  | -1
node_8104901_201050972 |  |  | PQ | AD | 2771.281 | 8104901 | no | no |  |  | no |  |  | 1433045.257 | 15305119.316 |  | -1
node_8104901_201050973 |  |  | PQ | AN | 2771.281 | 8104901 | no | no |  |  | no |  |  | 1433240.118 | 15305191.998 |  | -1
node_8104901_201050974 |  |  | PQ | AD | 2771.281 | 8104901 | no | no |  |  | no |  |  | 1433414.411 | 15305291.774 |  | -1
node_8104901_201050975 |  |  | PQ | AD | 2771.281 | 8104901 | no | no |  |  | no |  |  | 1433666.602 | 15305444.227 |  | -1
node_8104901_201050976 |  |  | PQ | AD | 2771.281 | 8104901 | no | no |  |  | no |  |  | 1434002.269 | 15305598.868 |  | -1
node_8104901_201050977 |  |  | PQ | AD | 2771.281 | 8104901 | no | no |  |  | no |  |  | 1434271.683 | 15305689.542 |  | -1
node_8104901_201050978 |  |  | PQ | AD | 2771.281 | 8104901 | no | no |  |  | no |  |  | 1434553.783 | 15305796.706 |  | -1
node_8104901_201050979 |  |  | PQ | AD | 2771.281 | 8104901 | no | no |  |  | no |  |  | 1435083.207 | 15306055.248 |  | -1
node_8104901_201050980 |  |  | PQ | AN | 2771.281 | 8104901 | no | no |  |  | no |  |  | 1435263.596 | 15306143.212 |  | -1
node_8104901_201050981 |  |  | PQ | AD | 2771.281 | 8104901 | no | no |  |  | no |  |  | 1435421.644 | 15306222.926 |  | -1
node_8104901_201050982 |  |  | PQ | AN | 2771.281 | 8104901 | no | no |  |  | no |  |  | 1435587.109 | 15306294.073 |  | -1
node_8104901_201050983 |  |  | PQ | AD | 2771.281 | 8104901 | no | no |  |  | no |  |  | 1436191.357 | 15306465.863 |  | -1
node_8104901_201050984 |  |  | PQ | AD | 2771.281 | 8104901 | no | no |  |  | no |  |  | 1436523.524 | 15306547.285 |  | -1
node_8104901_201050985 |  |  | PQ | AN | 2771.281 | 8104901 | no | no |  |  | no |  |  | 1436672.883 | 15306569.001 |  | -1
node_8104901_201051041 |  |  | PQ | AD | 2771.281 | 8104901 | no | no |  |  | no |  |  | 1436823.132 | 15306594.169 |  | -1
node_8104901_201051042 |  |  | PQ | AN | 2771.281 | 8104901 | no | no |  |  | no |  |  | 1436937.196 | 15306608.749 |  | -1
node_8104901_201051043 |  |  | PQ | AD | 2771.281 | 8104901 | no | no |  |  | no |  |  | 1437063.001 | 15306627.17 |  | -1
node_8104901_201051044 |  |  | PQ | AN | 2771.281 | 8104901 | no | no |  |  | no |  |  | 1437252.095 | 15306656.421 |  | -1
node_8104901_201051045 |  |  | PQ | AD | 2771.281 | 8104901 | no | no |  |  | no |  |  | 1438524.939 | 15306984.81 |  | -1
node_8104901_201059648 |  |  | PQ | AN | 2771.281 | 8104901 | no | no |  |  | no |  |  | 1446507.633 | 15310111.889 |  | -1
node_8104901_201060969 |  |  | PQ | AN | 2771.281 | 8104901 | no | no |  |  | no |  |  | 1446820.987 | 15310055.767 |  | -1
node_8104901_201063147 |  |  | PQ | AD | 2771.281 | 8104901 | no | no |  |  | no |  |  | 1440172.431 | 15297512.261 |  | -1
node_8104901_201063148 |  |  | PQ | AD | 2771.281 | 8104901 | no | no |  |  | no |  |  | 1440170.354 | 15297271.853 |  | -1
node_8104901_201063149 |  |  | PQ | AN | 2771.281 | 8104901 | no | no |  |  | no |  |  | 1440166.956 | 15297083.826 |  | -1
node_8104901_201063865 |  |  | PQ | AN | 2771.281 | 8104901 | no | no |  |  | no |  |  | 1437716.759 | 15309231.707 |  | -1
node_8104901_201064070 |  |  | PQ | AN | 2771.281 | 8104901 | no | no |  |  | no |  |  | 1438801.873 | 15310320.729 |  | -1
node_8104901_201064434 |  |  | PQ | AN | 2771.281 | 8104901 | no | no |  |  | no |  |  | 1438380.4 | 15309929.309 |  | -1
node_8104901_201069981 |  |  | PQ | AN | 2771.281 | 8104901 | no | no |  |  | no |  |  | 1436941.382 | 15310058.281 |  | -1
node_8104901_310024900 |  |  | PQ | AN | 2771.281 | 8104901 | no | no |  |  | no |  |  | 1456473.463 | 15308963.951 |  | -1
node_8104901_310024901 |  |  | PQ | AN | 2771.281 | 8104901 | no | no |  |  | no |  |  | 1456470.214 | 15308758.101 |  | -1
node_8104901_310029500 |  |  | PQ | AD | 2771.281 | 8104901 | no | no |  |  | no |  |  | 1452865.15 | 15310496.372 |  | -1
node_8104901_310031145 |  |  | PQ | AD | 2771.281 | 8104901 | no | no |  |  | no |  |  | 1431282.213 | 15305595.739 |  | -1
node_8104901_310031330 |  |  | PQ | AD | 2771.281 | 8104901 | no | no |  |  | no |  |  | 1452174.506 | 15310296.91 |  | -1
node_8104901_310031366 |  |  | PQ | AD | 2771.281 | 8104901 | no | no |  |  | no |  |  | 1449358.047 | 15309631.196 |  | -1
node_8104901_310052012 |  |  | PQ | AN | 2771.281 | 8104901 | no | no |  |  | no |  |  | 1430073.862 | 15307033.883 |  | -1
node_8104901_311902272 |  |  | PQ | AN | 2771.281 | 8104901 | no | no |  |  | no |  |  | 1435965.743 | 15296653.947 |  | -1
node_8104901_311902274 |  |  | PQ | AN | 2771.281 | 8104901 | no | no |  |  | no |  |  | 1436037.813 | 15296811.945 |  | -1
node_8104901_311905685 |  |  | PQ | AD | 2771.281 | 8104901 | no | no |  |  | no |  |  | 1436747.523 | 15298156.255 |  | -1
node_8104901_311913845 |  |  | PQ | AN | 1066.732 | 8104901 | no | no |  |  | no |  |  | 1438159.514 | 15299072.424 |  | -1
node_8104901_311913920 |  |  | PQ | AN | 7199.557 | 8104901 | no | no |  |  | no |  |  | 1431865.474 | 15308327.406 |  | -1
node_8104901_311913921 |  |  | PQ | AN | 7199.557 | 8104901 | no | no |  |  | no |  |  | 1434934.291 | 15292115.205 |  | -1
node_8104901_311982799 |  |  | PQ | AN | 2771.281 | 8104901 | no | no |  |  | no |  |  | 1427020.584 | 15301755.506 |  | -1
node_8104901_311997203 |  |  | PQ | AN | 2771.281 | 8104901 | no | no |  |  | no |  |  | 1439633.607 | 15298003.144 |  | -1
node_8104901_311997208 |  |  | PQ | AN | 2771.281 | 8104901 | no | no |  |  | no |  |  | 1439518.273 | 15297876.717 |  | -1
node_8104901_312033724 |  |  | PQ | AN | 2771.281 | 8104901 | no | no |  |  | no |  |  | 1446101.524 | 15309892.65 |  | -1
node_8104901_312062152 |  |  | PQ | AN | 2771.281 | 8104901 | no | no |  |  | no |  |  | 1426003.168 | 15300698.847 |  | -1
node_220465137 |  |  | PQ | AD | 1066.732 | 8104901 | no | no |  |  | no |  |  | 1438152.304 | 15299043.935 |  | -1
node_220523230 |  |  | PQ | AN | 7199.557 | 8104901 | no | no |  |  | no |  |  | 1431865.033 | 15308336.969 |  | -1
node_220523601 |  |  | PQ | AN | 7199.557 | 8104901 | no | no |  |  | no |  |  | 1434948.551 | 15292107.693 |  | -1
node_220557284 |  |  | PQ | AD | 7199.557 | 8104901 | no | no |  |  | no |  |  | 1431865.26 | 15308332.048 |  | -1
node_220557285 |  |  | PQ | AD | 1066.732 | 8104901 | no | no |  |  | no |  |  | 1438155.746 | 15299057.533 |  | -1
node_220557289 |  |  | PQ | AD | 7199.557 | 8104901 | no | no |  |  | no |  |  | 1434941.172 | 15292111.58 |  | -1
node_311874166 |  |  | PQ | AD | 2771.281 | 8104901 | no | no |  |  | no |  |  | 1431864.803 | 15308341.979 |  | -1
node_311874431 |  |  | PQ | AD | 2771.281 | 8104901 | no | no |  |  | no |  |  | 1438147.924 | 15299026.629 |  | -1
node_311874654 |  |  | PQ | AD | 2771.281 | 8104901 | no | no |  |  | no |  |  | 1434955.11 | 15292104.238 |  | -1
node_SOURCE_8104901 |  |  | SWING | ABCN | 2771.281 | 8104901 | no | no |  |  | no |  |  | 1434501.599 | 15312853.113 |  | -1
node_intto1_8104901_200826087 |  |  | PQ | AD | 2771.281 | 8104901 | no | no |  |  | no |  |  | 1429356.343 | 15302505.387 |  | -1
node_intto1_8104901_200826268 |  |  | PQ | AD | 2771.281 | 8104901 | no | no |  |  | no |  |  | 1439508.955 | 15307408.419 |  | -1
node_intto1_8104901_200826586 |  |  | PQ | AD | 2771.281 | 8104901 | no | no |  |  | no |  |  | 1441733.602 | 15309448.968 |  | -1
node_intto1_8104901_200826596 |  |  | PQ | AD | 2771.281 | 8104901 | no | no |  |  | no |  |  | 1451377.501 | 15309604.73 |  | -1
node_intto1_8104901_200827086 |  |  | PQ | AD | 2771.281 | 8104901 | no | no |  |  | no |  |  | 1431403.314 | 15304389.642 |  | -1
node_intto1_8104901_200828380 |  |  | PQ | AD | 2771.281 | 8104901 | no | no |  |  | no |  |  | 1437923.7 | 15306788.506 |  | -1
node_intto1_8104901_200828423 |  |  | PQ | AD | 2771.281 | 8104901 | no | no |  |  | no |  |  | 1444446.997 | 15309956.957 |  | -1
node_intto1_8104901_200828432 |  |  | PQ | AD | 2771.281 | 8104901 | no | no |  |  | no |  |  | 1446279.876 | 15309949.015 |  | -1
node_intto1_8104901_200828435 |  |  | PQ | AD | 2771.281 | 8104901 | no | no |  |  | no |  |  | 1446854.712 | 15309928.503 |  | -1
node_intto1_8104901_200828447 |  |  | PQ | AD | 2771.281 | 8104901 | no | no |  |  | no |  |  | 1450976.572 | 15309972.503 |  | -1
node_intto1_8104901_200828458 |  |  | PQ | AD | 2771.281 | 8104901 | no | no |  |  | no |  |  | 1452749.441 | 15310907.744 |  | -1
node_intto1_8104901_200828501 |  |  | PQ | AD | 2771.281 | 8104901 | no | no |  |  | no |  |  | 1430345.842 | 15303521.729 |  | -1
node_intto1_8104901_200828520 |  |  | PQ | AD | 2771.281 | 8104901 | no | no |  |  | no |  |  | 1430431.42 | 15307539.944 |  | -1
node_intto1_8104901_200828528 |  |  | PQ | ABCD | 2771.281 | 8104901 | no | no |  |  | no |  |  | 1437407.819 | 15306246.211 |  | -1
node_intto1_8104901_200828551 |  |  | PQ | ABCD | 2771.281 | 8104901 | no | no |  |  | no |  |  | 1437472.406 | 15303452.023 |  | -1
node_intto1_8104901_200828562 |  |  | PQ | ABCD | 2771.281 | 8104901 | no | no |  |  | no |  |  | 1436891.598 | 15309821.837 |  | -1
node_intto1_8104901_200828604 |  |  | PQ | AD | 2771.281 | 8104901 | no | no |  |  | no |  |  | 1437024.969 | 15309228.629 |  | -1
node_intto1_8104901_200836988 |  |  | PQ | AD | 2771.281 | 8104901 | no | no |  |  | no |  |  | 1427062.644 | 15308491.987 |  | -1
node_intto1_8104901_200838034 |  |  | PQ | AD | 2771.281 | 8104901 | no | no |  |  | no |  |  | 1427022.202 | 15301836.521 |  | -1
node_intto1_8104901_200838130 |  |  | PQ | AD | 2771.281 | 8104901 | no | no |  |  | no |  |  | 1425853.841 | 15301073.412 |  | -1
node_intto1_8104901_200838134 |  |  | PQ | AD | 2771.281 | 8104901 | no | no |  |  | no |  |  | 1425839.092 | 15301967.133 |  | -1
node_intto1_8104901_200838172 |  |  | PQ | AD | 2771.281 | 8104901 | no | no |  |  | no |  |  | 1427118.245 | 15302133.739 |  | -1
node_intto1_8104901_200838202 |  |  | PQ | AD | 2771.281 | 8104901 | no | no |  |  | no |  |  | 1426910.43 | 15308930.946 |  | -1
node_intto1_8104901_200868361 |  |  | PQ | AD | 2771.281 | 8104901 | no | no |  |  | no |  |  | 1436307.983 | 15299290.761 |  | -1
node_intto1_8104901_200869297 |  |  | PQ | AD | 2771.281 | 8104901 | no | no |  |  | no |  |  | 1439048.056 | 15298303.844 |  | -1
node_intto1_8104901_200869500 |  |  | PQ | AD | 2771.281 | 8104901 | no | no |  |  | no |  |  | 1436933.361 | 15301333.799 |  | -1
node_intto1_8104901_200869505 |  |  | PQ | AD | 2771.281 | 8104901 | no | no |  |  | no |  |  | 1437713.84 | 15301345.101 |  | -1
node_intto1_8104901_200869556 |  |  | PQ | ABCD | 2771.281 | 8104901 | no | no |  |  | no |  |  | 1436825.215 | 15299362.766 |  | -1
node_intto1_8104901_200869607 |  |  | PQ | AD | 2771.281 | 8104901 | no | no |  |  | no |  |  | 1435292.358 | 15293769.379 |  | -1
node_intto1_8104901_200869629 |  |  | PQ | AD | 2771.281 | 8104901 | no | no |  |  | no |  |  | 1440504.685 | 15297855.89 |  | -1
node_intto1_8104901_200869655 |  |  | PQ | AD | 2771.281 | 8104901 | no | no |  |  | no |  |  | 1434487.163 | 15294990.98 |  | -1
node_intto1_8104901_200911497 |  |  | PQ | AD | 2771.281 | 8104901 | no | no |  |  | no |  |  | 1447801.018 | 15309751.625 |  | -1
node_intto1_8104901_200911770 |  |  | PQ | AD | 2771.281 | 8104901 | no | no |  |  | no |  |  | 1435053.734 | 15295741.707 |  | -1
node_intto1_8104901_200950076 |  |  | PQ | AN | 2771.281 | 8104901 | no | no |  |  | no |  |  | 1432105.838 | 15304198.977 |  | -1
node_intto1_8104901_200953492 |  |  | PQ | AD | 2771.281 | 8104901 | no | no |  |  | no |  |  | 1435414.518 | 15311748.931 |  | -1
node_intto1_8104901_200953493 |  |  | PQ | AD | 2771.281 | 8104901 | no | no |  |  | no |  |  | 1435623.797 | 15311905.856 |  | -1
node_intto1_8104901_200972398 |  |  | PQ | AN | 2771.281 | 8104901 | no | no |  |  | no |  |  | 1443681.051 | 15310598.471 |  | -1
node_intto1_8104901_200972531 |  |  | PQ | AN | 2771.281 | 8104901 | no | no |  |  | no |  |  | 1435314.695 | 15294890.519 |  | -1
node_intto1_8104901_201014359 |  |  | PQ | AN | 2771.281 | 8104901 | no | no |  |  | no |  |  | 1453430.135 | 15308798.04 |  | -1
node_intto1_8104901_201037714 |  |  | PQ | AN | 2771.281 | 8104901 | no | no |  |  | no |  |  | 1427420.482 | 15309969.23 |  | -1
node_intto1_8104901_201037715 |  |  | PQ | AN | 2771.281 | 8104901 | no | no |  |  | no |  |  | 1427437.53 | 15307961.362 |  | -1
node_intto1_8104901_201037725 |  |  | PQ | AD | 2771.281 | 8104901 | no | no |  |  | no |  |  | 1434105.228 | 15302569.971 |  | -1
node_intto1_8104901_201050967 |  |  | PQ | AD | 2771.281 | 8104901 | no | no |  |  | no |  |  | 1431851.918 | 15304275.176 |  | -1
node_intto1_8104901_201051043 |  |  | PQ | AD | 2771.281 | 8104901 | no | no |  |  | no |  |  | 1437063.001 | 15306627.17 |  | -1
node_intto1_8104901_201063865 |  |  | PQ | AD | 2771.281 | 8104901 | no | no |  |  | no |  |  | 1437716.759 | 15309231.707 |  | -1
node_intto1_8104901_310024901 |  |  | PQ | AN | 2771.281 | 8104901 | no | no |  |  | no |  |  | 1456470.214 | 15308758.101 |  | -1
node_intto1_8104901_310052012 |  |  | PQ | AN | 2771.281 | 8104901 | no | no |  |  | no |  |  | 1430073.862 | 15307033.883 |  | -1
node_intto1_8104901_311902272 |  |  | PQ | AN | 2771.281 | 8104901 | no | no |  |  | no |  |  | 1435965.743 | 15296653.947 |  | -1
node_intto1_8104901_311905685 |  |  | PQ | AD | 2771.281 | 8104901 | no | no |  |  | no |  |  | 1436747.523 | 15298156.255 |  | -1
node_intto1_220465137 |  |  | PQ | AD | 2771.281 | 8104901 | no | no |  |  | no |  |  | 1438152.304 | 15299043.935 |  | -1
node_intto1_220523230 |  |  | PQ | AD | 2771.281 | 8104901 | no | no |  |  | no |  |  | 1431865.033 | 15308336.969 |  | -1
node_intto1_220523601 |  |  | PQ | AD | 2771.281 | 8104901 | no | no |  |  | no |  |  | 1434948.551 | 15292107.693 |  | -1
node_intto1_220557284 |  |  | PQ | AD | 7199.557 | 8104901 | no | no |  |  | no |  |  | 1431865.26 | 15308332.048 |  | -1
node_intto1_220557285 |  |  | PQ | AD | 1066.732 | 8104901 | no | no |  |  | no |  |  | 1438155.746 | 15299057.533 |  | -1
node_intto1_220557289 |  |  | PQ | AD | 7199.557 | 8104901 | no | no |  |  | no |  |  | 1434941.172 | 15292111.58 |  | -1
node_intto1_311874166 |  |  | PQ | AD | 2771.281 | 8104901 | no | no |  |  | no |  |  | 1431864.803 | 15308341.979 |  | -1
node_intto1_311874431 |  |  | PQ | AD | 2771.281 | 8104901 | no | no |  |  | no |  |  | 1438147.924 | 15299026.629 |  | -1
node_intto1_311874654 |  |  | PQ | AD | 2771.281 | 8104901 | no | no |  |  | no |  |  | 1434955.11 | 15292104.238 |  | -1

## overhead_line
data_type | static
owner_type | feeder
owner | 8104901
object | overhead_line
name | groupid | phases | fr | to | length | configuration | dcircuit | selected | monitored | monitored_fields | class_monitored_fields | played | played_fields | comments | R | X | B | lim_kw
oh_line_8104901_200825135 |  | AD | node_8104901_200828556 | node_8104901_200825135 | 229.249 | bal_1P_1/0AA | 8104901 | no | no |  |  | no |  |  | 0 | 0 | 0 | 0
oh_line_8104901_200825138 |  | AD | node_8104901_201063865 | node_8104901_200825138 | 108.683 | bal_1P_1/0AC | 8104901 | no | no |  |  | no |  |  | 0 | 0 | 0 | 0
oh_line_8104901_200825139 |  | AD | node_8104901_201063865 | node_8104901_200825139 | 325.024 | bal_1P_2AC | 8104901 | no | no |  |  | no |  |  | 0 | 0 | 0 | 0
oh_line_8104901_200825140 |  | AD | node_8104901_200825159 | node_8104901_200825140 | 133.092 | bal_1P_2AC | 8104901 | no | no |  |  | no |  |  | 0 | 0 | 0 | 0
oh_line_8104901_200825141 |  | AD | node_8104901_200825140 | node_8104901_200825141 | 253.422 | bal_1P_2AC | 8104901 | no | no |  |  | no |  |  | 0 | 0 | 0 | 0
oh_line_8104901_200825142 |  | AD | node_8104901_200825141 | node_8104901_200825142 | 304.713 | bal_1P_1/0AC | 8104901 | no | no |  |  | no |  |  | 0 | 0 | 0 | 0
oh_line_8104901_200825143 |  | AD | node_8104901_200825142 | node_8104901_200825143 | 352.992 | bal_1P_1/0AA | 8104901 | no | no |  |  | no |  |  | 0 | 0 | 0 | 0
oh_line_8104901_200825145 |  | AD | node_8104901_200825139 | node_8104901_200825145 | 334.068 | bal_1P_2AC | 8104901 | no | no |  |  | no |  |  | 0 | 0 | 0 | 0
oh_line_8104901_200825148 |  | AD | node_8104901_201064434 | node_8104901_200825148 | 420.987 | bal_1P_2AC | 8104901 | no | no |  |  | no |  |  | 0 | 0 | 0 | 0
oh_line_8104901_200825153 |  | AD | node_8104901_201064070 | node_8104901_200825153 | 265.261 | bal_1P_4CU | 8104901 | no | no |  |  | no |  |  | 0 | 0 | 0 | 0
oh_line_8104901_200825154 |  | AD | node_8104901_200825153 | node_8104901_200825154 | 131.855 | bal_1P_4CU | 8104901 | no | no |  |  | no |  |  | 0 | 0 | 0 | 0
oh_line_8104901_200825155 |  | AD | node_8104901_200825154 | node_8104901_200825155 | 165.012 | bal_1P_4CU | 8104901 | no | no |  |  | no |  |  | 0 | 0 | 0 | 0
oh_line_8104901_200825158 |  | AD | node_8104901_200825155 | node_8104901_200825158 | 152.898 | bal_1P_4CU | 8104901 | no | no |  |  | no |  |  | 0 | 0 | 0 | 0
oh_line_8104901_200825159 |  | AD | node_8104901_200825158 | node_8104901_200825159 | 357.698 | bal_1P_4CU | 8104901 | no | no |  |  | no |  |  | 0 | 0 | 0 | 0
oh_line_8104901_200826087 |  | AD | node_8104901_201050956 | node_intto1_8104901_200826087 | 158.166 | bal_1P_2AC | 8104901 | no | no |  |  | no |  |  | 0 | 0 | 0 | 0
oh_line_8104901_200826088 |  | AD | node_8104901_200826087 | node_8104901_200826088 | 371.414 | bal_1P_2AC | 8104901 | no | no |  |  | no |  |  | 0 | 0 | 0 | 0
oh_line_8104901_200826089 |  | AD | node_8104901_200826088 | node_8104901_200826089 | 397.693 | bal_1P_2AC | 8104901 | no | no |  |  | no |  |  | 0 | 0 | 0 | 0
oh_line_8104901_200826090 |  | AD | node_8104901_200826089 | node_8104901_200826090 | 360.652 | bal_1P_2AC | 8104901 | no | no |  |  | no |  |  | 0 | 0 | 0 | 0
oh_line_8104901_200826091 |  | AD | node_8104901_200826090 | node_8104901_200826091 | 566.846 | bal_1P_2AC | 8104901 | no | no |  |  | no |  |  | 0 | 0 | 0 | 0
oh_line_8104901_200826092 |  | AD | node_8104901_200826091 | node_8104901_200826092 | 228.229 | bal_1P_2AC | 8104901 | no | no |  |  | no |  |  | 0 | 0 | 0 | 0
oh_line_8104901_200826093 |  | AD | node_8104901_200826092 | node_8104901_200826093 | 484.614 | bal_1P_2AC | 8104901 | no | no |  |  | no |  |  | 0 | 0 | 0 | 0
oh_line_8104901_200826268 |  | AD | node_8104901_201050945 | node_intto1_8104901_200826268 | 108.496 | bal_1P_4/0AC | 8104901 | no | no |  |  | no |  |  | 0 | 0 | 0 | 0
oh_line_8104901_200826274 |  | AD | node_8104901_200826268 | node_8104901_200826274 | 146.021 | bal_1P_4/0AC | 8104901 | no | no |  |  | no |  |  | 0 | 0 | 0 | 0
oh_line_8104901_200826275 |  | AD | node_8104901_200826274 | node_8104901_200826275 | 139.408 | bal_1P_4/0AC | 8104901 | no | no |  |  | no |  |  | 0 | 0 | 0 | 0
oh_line_8104901_200826276 |  | AD | node_8104901_200826275 | node_8104901_200826276 | 324.098 | bal_1P_4/0AC | 8104901 | no | no |  |  | no |  |  | 0 | 0 | 0 | 0
oh_line_8104901_200826277 |  | AD | node_8104901_200826276 | node_8104901_200826277 | 335.026 | bal_1P_4/0AC | 8104901 | no | no |  |  | no |  |  | 0 | 0 | 0 | 0
oh_line_8104901_200826278 |  | AD | node_8104901_200826277 | node_8104901_200826278 | 333.175 | bal_1P_2AC | 8104901 | no | no |  |  | no |  |  | 0 | 0 | 0 | 0
oh_line_8104901_200826279 |  | AD | node_8104901_200826278 | node_8104901_200826279 | 204.171 | bal_1P_1/0AA | 8104901 | no | no |  |  | no |  |  | 0 | 0 | 0 | 0
oh_line_8104901_200826560 |  | AD | node_8104901_200828528 | node_8104901_200826560 | 68.253 | bal_1P_2AC | 8104901 | no | no |  |  | no |  |  | 0 | 0 | 0 | 0
oh_line_8104901_200826561 |  | AD | node_8104901_200826560 | node_8104901_200826561 | 320.859 | bal_1P_2AC | 8104901 | no | no |  |  | no |  |  | 0 | 0 | 0 | 0
oh_line_8104901_200826562 |  | AD | node_8104901_200826561 | node_8104901_200826562 | 254.237 | bal_1P_2AC | 8104901 | no | no |  |  | no |  |  | 0 | 0 | 0 | 0
oh_line_8104901_200826585 |  | AD | node_8104901_200828410 | node_8104901_200826585 | 178.643 | bal_1P_3-128CW | 8104901 | no | no |  |  | no |  |  | 0 | 0 | 0 | 0
oh_line_8104901_200826586 |  | AD | node_8104901_200826585 | node_intto1_8104901_200826586 | 245.55 | bal_1P_3-128CW | 8104901 | no | no |  |  | no |  |  | 0 | 0 | 0 | 0
oh_line_8104901_200826587 |  | AD | node_8104901_200826586 | node_8104901_200826587 | 376.118 | bal_1P_3-128CW | 8104901 | no | no |  |  | no |  |  | 0 | 0 | 0 | 0
oh_line_8104901_200826588 |  | AD | node_8104901_200826587 | node_8104901_200826588 | 162.891 | bal_1P_3-128CW | 8104901 | no | no |  |  | no |  |  | 0 | 0 | 0 | 0
oh_line_8104901_200826589 |  | AD | node_8104901_200826588 | node_8104901_200826589 | 218.331 | bal_1P_3-128CW | 8104901 | no | no |  |  | no |  |  | 0 | 0 | 0 | 0
oh_line_8104901_200826596 |  | AD | node_8104901_200828449 | node_intto1_8104901_200826596 | 448.177 | bal_1P_3-128CW | 8104901 | no | no |  |  | no |  |  | 0 | 0 | 0 | 0
oh_line_8104901_200826597 |  | AD | node_8104901_200826596 | node_8104901_200826597 | 257.954 | bal_1P_3-128CW | 8104901 | no | no |  |  | no |  |  | 0 | 0 | 0 | 0
oh_line_8104901_200826598 |  | AD | node_8104901_200826597 | node_8104901_200826598 | 156.098 | bal_1P_3-128CW | 8104901 | no | no |  |  | no |  |  | 0 | 0 | 0 | 0
oh_line_8104901_200826600 |  | AD | node_8104901_200826598 | node_8104901_200826600 | 263.463 | bal_1P_3-128CW | 8104901 | no | no |  |  | no |  |  | 0 | 0 | 0 | 0
oh_line_8104901_200826601 |  | AD | node_8104901_200826600 | node_8104901_200826601 | 109.102 | bal_1P_3-128CW | 8104901 | no | no |  |  | no |  |  | 0 | 0 | 0 | 0
oh_line_8104901_200826983 |  | AD | node_8104901_200826600 | node_8104901_200826983 | 282.6 | bal_1P_1/0AA | 8104901 | no | no |  |  | no |  |  | 0 | 0 | 0 | 0
oh_line_8104901_200826985 |  | AD | node_8104901_200827010 | node_8104901_200826985 | 266.212 | bal_1P_1/0AA | 8104901 | no | no |  |  | no |  |  | 0 | 0 | 0 | 0
oh_line_8104901_200826986 |  | AD | node_8104901_200826985 | node_8104901_200826986 | 249.882 | bal_1P_1/0AA | 8104901 | no | no |  |  | no |  |  | 0 | 0 | 0 | 0
oh_line_8104901_200826987 |  | AD | node_8104901_200826986 | node_8104901_200826987 | 303.823 | bal_1P_1/0AA | 8104901 | no | no |  |  | no |  |  | 0 | 0 | 0 | 0
oh_line_8104901_200826988 |  | AD | node_8104901_200826987 | node_8104901_200826988 | 269.388 | bal_1P_1/0AA | 8104901 | no | no |  |  | no |  |  | 0 | 0 | 0 | 0
oh_line_8104901_200826991 |  | AD | node_8104901_200826988 | node_8104901_200826991 | 264.241 | bal_1P_1/0AA | 8104901 | no | no |  |  | no |  |  | 0 | 0 | 0 | 0
oh_line_8104901_200826992 |  | AD | node_8104901_200826991 | node_8104901_200826992 | 269.366 | bal_1P_1/0AA | 8104901 | no | no |  |  | no |  |  | 0 | 0 | 0 | 0
oh_line_8104901_200826995 |  | AD | node_8104901_200826992 | node_8104901_200826995 | 263.216 | bal_1P_1/0AA | 8104901 | no | no |  |  | no |  |  | 0 | 0 | 0 | 0
oh_line_8104901_200826996 |  | AD | node_8104901_200826995 | node_8104901_200826996 | 183.158 | bal_1P_1/0AA | 8104901 | no | no |  |  | no |  |  | 0 | 0 | 0 | 0
oh_line_8104901_200826997 |  | AD | node_8104901_200826996 | node_8104901_200826997 | 124.71 | bal_1P_1/0AA | 8104901 | no | no |  |  | no |  |  | 0 | 0 | 0 | 0
oh_line_8104901_200826998 |  | AD | node_8104901_200826983 | node_8104901_200826998 | 202.58 | bal_1P_1/0AA | 8104901 | no | no |  |  | no |  |  | 0 | 0 | 0 | 0
oh_line_8104901_200826999 |  | AD | node_8104901_200826998 | node_8104901_200826999 | 233.116 | bal_1P_1/0AA | 8104901 | no | no |  |  | no |  |  | 0 | 0 | 0 | 0
oh_line_8104901_200827001 |  | AD | node_8104901_200826999 | node_8104901_200827001 | 343.312 | bal_1P_1/0AA | 8104901 | no | no |  |  | no |  |  | 0 | 0 | 0 | 0
oh_line_8104901_200827002 |  | AD | node_8104901_200827001 | node_8104901_200827002 | 222.181 | bal_1P_1/0AA | 8104901 | no | no |  |  | no |  |  | 0 | 0 | 0 | 0
oh_line_8104901_200827004 |  | AD | node_8104901_200827002 | node_8104901_200827004 | 289.562 | bal_1P_1/0AA | 8104901 | no | no |  |  | no |  |  | 0 | 0 | 0 | 0
oh_line_8104901_200827005 |  | AD | node_8104901_200827004 | node_8104901_200827005 | 300.273 | bal_1P_1/0AA | 8104901 | no | no |  |  | no |  |  | 0 | 0 | 0 | 0
oh_line_8104901_200827006 |  | AD | node_8104901_200827004 | node_8104901_200827006 | 164.826 | bal_1P_1/0AA | 8104901 | no | no |  |  | no |  |  | 0 | 0 | 0 | 0
oh_line_8104901_200827007 |  | AD | node_8104901_200827006 | node_8104901_200827007 | 210.468 | bal_1P_1/0AA | 8104901 | no | no |  |  | no |  |  | 0 | 0 | 0 | 0
oh_line_8104901_200827008 |  | AD | node_8104901_200827006 | node_8104901_200827008 | 121.212 | bal_1P_1/0AA | 8104901 | no | no |  |  | no |  |  | 0 | 0 | 0 | 0
oh_line_8104901_200827009 |  | AD | node_8104901_200827008 | node_8104901_200827009 | 399.111 | bal_1P_1/0AA | 8104901 | no | no |  |  | no |  |  | 0 | 0 | 0 | 0
oh_line_8104901_200827010 |  | AD | node_8104901_200827009 | node_8104901_200827010 | 297.984 | bal_1P_1/0AA | 8104901 | no | no |  |  | no |  |  | 0 | 0 | 0 | 0
oh_line_8104901_200827011 |  | AD | node_8104901_200826983 | node_8104901_200827011 | 438.746 | bal_1P_1/0AA | 8104901 | no | no |  |  | no |  |  | 0 | 0 | 0 | 0
oh_line_8104901_200827012 |  | AD | node_8104901_200827011 | node_8104901_200827012 | 347.065 | bal_1P_1/0AA | 8104901 | no | no |  |  | no |  |  | 0 | 0 | 0 | 0
oh_line_8104901_200827013 |  | AD | node_8104901_200827012 | node_8104901_200827013 | 130.477 | bal_1P_1/0AA | 8104901 | no | no |  |  | no |  |  | 0 | 0 | 0 | 0
oh_line_8104901_200827014 |  | AD | node_8104901_200827013 | node_8104901_200827014 | 322.539 | bal_1P_1/0AA | 8104901 | no | no |  |  | no |  |  | 0 | 0 | 0 | 0
oh_line_8104901_200827015 |  | AD | node_8104901_200827012 | node_8104901_200827015 | 422.415 | bal_1P_1/0AA | 8104901 | no | no |  |  | no |  |  | 0 | 0 | 0 | 0
oh_line_8104901_200827016 |  | AD | node_8104901_200827012 | node_8104901_200827016 | 254.493 | bal_1P_1/0AA | 8104901 | no | no |  |  | no |  |  | 0 | 0 | 0 | 0
oh_line_8104901_200827017 |  | AD | node_8104901_200827016 | node_8104901_200827017 | 348.299 | bal_1P_1/0AA | 8104901 | no | no |  |  | no |  |  | 0 | 0 | 0 | 0
oh_line_8104901_200827018 |  | AD | node_8104901_200827017 | node_8104901_200827018 | 220.674 | bal_1P_1/0AA | 8104901 | no | no |  |  | no |  |  | 0 | 0 | 0 | 0
oh_line_8104901_200827019 |  | AD | node_8104901_200827018 | node_8104901_200827019 | 398.402 | bal_1P_1/0AA | 8104901 | no | no |  |  | no |  |  | 0 | 0 | 0 | 0
oh_line_8104901_200827085 |  | AD | node_8104901_200828340 | node_8104901_200827085 | 66.997 | bal_1P_1/0AA | 8104901 | no | no |  |  | no |  |  | 0 | 0 | 0 | 0
oh_line_8104901_200827086 |  | AD | node_8104901_200827085 | node_intto1_8104901_200827086 | 317.81 | bal_1P_1/0AA | 8104901 | no | no |  |  | no |  |  | 0 | 0 | 0 | 0
oh_line_8104901_200827087 |  | AD | node_8104901_200827086 | node_8104901_200827087 | 323.971 | bal_1P_1/0AA | 8104901 | no | no |  |  | no |  |  | 0 | 0 | 0 | 0
oh_line_8104901_200827088 |  | AD | node_8104901_200827087 | node_8104901_200827088 | 318.868 | bal_1P_1/0AA | 8104901 | no | no |  |  | no |  |  | 0 | 0 | 0 | 0
oh_line_8104901_200827090 |  | AD | node_8104901_200827088 | node_8104901_200827090 | 344.934 | bal_1P_1/0AA | 8104901 | no | no |  |  | no |  |  | 0 | 0 | 0 | 0
oh_line_8104901_200827091 |  | AD | node_8104901_200827090 | node_8104901_200827091 | 422.19 | bal_1P_1/0AA | 8104901 | no | no |  |  | no |  |  | 0 | 0 | 0 | 0
oh_line_8104901_200827092 |  | AD | node_8104901_310031145 | node_8104901_200827092 | 163.897 | bal_1P_1/0AA | 8104901 | no | no |  |  | no |  |  | 0 | 0 | 0 | 0
oh_line_8104901_200827093 |  | AD | node_8104901_200827092 | node_8104901_200827093 | 83.802 | bal_1P_1/0AA | 8104901 | no | no |  |  | no |  |  | 0 | 0 | 0 | 0
oh_line_8104901_200827094 |  | AD | node_8104901_200827093 | node_8104901_200827094 | 142.053 | bal_1P_1/0AA | 8104901 | no | no |  |  | no |  |  | 0 | 0 | 0 | 0
oh_line_8104901_200828340 |  | AD | node_8104901_201050966 | node_8104901_200828340 | 201.366 | bal_1P_4CU | 8104901 | no | no |  |  | no |  |  | 0 | 0 | 0 | 0
oh_line_8104901_200828344 |  | AD | node_8104901_201050968 | node_8104901_200828344 | 118.23 | bal_1P_4CU | 8104901 | no | no |  |  | no |  |  | 0 | 0 | 0 | 0
oh_line_8104901_200828354 |  | AD | node_8104901_201050976 | node_8104901_200828354 | 190.858 | bal_1P_4CU | 8104901 | no | no |  |  | no |  |  | 0 | 0 | 0 | 0
oh_line_8104901_200828358 |  | AD | node_8104901_201050979 | node_8104901_200828358 | 290.641 | bal_1P_4CU | 8104901 | no | no |  |  | no |  |  | 0 | 0 | 0 | 0
oh_line_8104901_200828365 |  | AD | node_8104901_201050983 | node_8104901_200828365 | 333.07 | bal_1P_1/0AA | 8104901 | no | no |  |  | no |  |  | 0 | 0 | 0 | 0
oh_line_8104901_200828366 |  | AD | node_8104901_200828365 | node_8104901_200828366 | 237.396 | bal_1P_1/0AA | 8104901 | no | no |  |  | no |  |  | 0 | 0 | 0 | 0
oh_line_8104901_200828368 |  | AD | node_8104901_201050984 | node_8104901_200828368 | 183.598 | bal_1P_4CU | 8104901 | no | no |  |  | no |  |  | 0 | 0 | 0 | 0
oh_line_8104901_200828377 |  | ABCD | node_8104901_200828555 | node_8104901_200828377 | 205.004 | bal_3P_477AL | 8104901 | no | no |  |  | no |  |  | 0 | 0 | 0 | 0
oh_line_8104901_200828378 |  | AD | node_8104901_200828377 | node_8104901_200828378 | 184.526 | bal_1P_4/0AA | 8104901 | no | no |  |  | no |  |  | 0 | 0 | 0 | 0
oh_line_8104901_200828379 |  | AD | node_8104901_200828378 | node_8104901_200828379 | 154.259 | bal_1P_4/0AA | 8104901 | no | no |  |  | no |  |  | 0 | 0 | 0 | 0
oh_line_8104901_200828380 |  | AD | node_8104901_200828379 | node_intto1_8104901_200828380 | 203.737 | bal_1P_4/0AA | 8104901 | no | no |  |  | no |  |  | 0 | 0 | 0 | 0
oh_line_8104901_200828381 |  | AD | node_8104901_200828380 | node_8104901_200828381 | 238.846 | bal_1P_4/0AA | 8104901 | no | no |  |  | no |  |  | 0 | 0 | 0 | 0
oh_line_8104901_200828382 |  | AD | node_8104901_200828381 | node_8104901_200828382 | 187.393 | bal_1P_4/0AA | 8104901 | no | no |  |  | no |  |  | 0 | 0 | 0 | 0
oh_line_8104901_200828384 |  | AD | node_8104901_201051045 | node_8104901_200828384 | 156.477 | bal_1P_4/0AA | 8104901 | no | no |  |  | no |  |  | 0 | 0 | 0 | 0
oh_line_8104901_200828385 |  | AD | node_8104901_200828384 | node_8104901_200828385 | 182.707 | bal_1P_4/0AA | 8104901 | no | no |  |  | no |  |  | 0 | 0 | 0 | 0
oh_line_8104901_200828387 |  | AD | node_8104901_200828385 | node_8104901_200828387 | 213.075 | bal_1P_4/0AA | 8104901 | no | no |  |  | no |  |  | 0 | 0 | 0 | 0
oh_line_8104901_200828388 |  | AD | node_8104901_200828387 | node_8104901_200828388 | 202.705 | bal_1P_4/0AA | 8104901 | no | no |  |  | no |  |  | 0 | 0 | 0 | 0
oh_line_8104901_200828391 |  | AD | node_8104901_201050945 | node_8104901_200828391 | 294.769 | bal_1P_4/0AA | 8104901 | no | no |  |  | no |  |  | 0 | 0 | 0 | 0
oh_line_8104901_200828392 |  | AD | node_8104901_200828391 | node_8104901_200828392 | 176.438 | bal_1P_4/0AA | 8104901 | no | no |  |  | no |  |  | 0 | 0 | 0 | 0
oh_line_8104901_200828394 |  | AD | node_8104901_200828392 | node_8104901_200828394 | 232.984 | bal_1P_4/0AA | 8104901 | no | no |  |  | no |  |  | 0 | 0 | 0 | 0
oh_line_8104901_200828395 |  | AD | node_8104901_200828394 | node_8104901_200828395 | 191.472 | bal_1P_4/0AA | 8104901 | no | no |  |  | no |  |  | 0 | 0 | 0 | 0
oh_line_8104901_200828396 |  | AD | node_8104901_200828395 | node_8104901_200828396 | 121.626 | bal_1P_2AC | 8104901 | no | no |  |  | no |  |  | 0 | 0 | 0 | 0
oh_line_8104901_200828397 |  | AD | node_8104901_200828396 | node_8104901_200828397 | 295.735 | bal_1P_1/0AC | 8104901 | no | no |  |  | no |  |  | 0 | 0 | 0 | 0
oh_line_8104901_200828398 |  | AD | node_8104901_200828396 | node_8104901_200828398 | 240.958 | bal_1P_1/0AA | 8104901 | no | no |  |  | no |  |  | 0 | 0 | 0 | 0
oh_line_8104901_200828400 |  | AD | node_8104901_200828395 | node_8104901_200828400 | 201.663 | bal_1P_4/0AA | 8104901 | no | no |  |  | no |  |  | 0 | 0 | 0 | 0
oh_line_8104901_200828401 |  | AD | node_8104901_200828400 | node_8104901_200828401 | 221.723 | bal_1P_4/0AA | 8104901 | no | no |  |  | no |  |  | 0 | 0 | 0 | 0
oh_line_8104901_200828402 |  | AD | node_8104901_200828401 | node_8104901_200828402 | 214.239 | bal_1P_4/0AA | 8104901 | no | no |  |  | no |  |  | 0 | 0 | 0 | 0
oh_line_8104901_200828403 |  | AD | node_8104901_200828402 | node_8104901_200828403 | 233.733 | bal_1P_4/0AA | 8104901 | no | no |  |  | no |  |  | 0 | 0 | 0 | 0
oh_line_8104901_200828404 |  | AD | node_8104901_200828403 | node_8104901_200828404 | 277.613 | bal_1P_4/0AA | 8104901 | no | no |  |  | no |  |  | 0 | 0 | 0 | 0
oh_line_8104901_200828405 |  | AD | node_8104901_200828404 | node_8104901_200828405 | 194.877 | bal_1P_4/0AA | 8104901 | no | no |  |  | no |  |  | 0 | 0 | 0 | 0
oh_line_8104901_200828406 |  | AD | node_8104901_200828405 | node_8104901_200828406 | 253.204 | bal_1P_4/0AA | 8104901 | no | no |  |  | no |  |  | 0 | 0 | 0 | 0
oh_line_8104901_200828407 |  | AD | node_8104901_200828406 | node_8104901_200828407 | 286.58 | bal_1P_4/0AA | 8104901 | no | no |  |  | no |  |  | 0 | 0 | 0 | 0
oh_line_8104901_200828408 |  | AD | node_8104901_200828407 | node_8104901_200828408 | 135.939 | bal_1P_1/0AA | 8104901 | no | no |  |  | no |  |  | 0 | 0 | 0 | 0
oh_line_8104901_200828409 |  | AD | node_8104901_200828408 | node_8104901_200828409 | 288.622 | bal_1P_1/0AA | 8104901 | no | no |  |  | no |  |  | 0 | 0 | 0 | 0
oh_line_8104901_200828410 |  | AD | node_8104901_200828409 | node_8104901_200828410 | 304.338 | bal_1P_1/0AA | 8104901 | no | no |  |  | no |  |  | 0 | 0 | 0 | 0
oh_line_8104901_200828411 |  | AD | node_8104901_200828410 | node_8104901_200828411 | 218.659 | bal_1P_1/0AC | 8104901 | no | no |  |  | no |  |  | 0 | 0 | 0 | 0
oh_line_8104901_200828414 |  | AD | node_8104901_200828410 | node_8104901_200828414 | 389.83 | bal_1P_1/0AA | 8104901 | no | no |  |  | no |  |  | 0 | 0 | 0 | 0
oh_line_8104901_200828415 |  | AD | node_8104901_200828414 | node_8104901_200828415 | 124.25 | bal_1P_1/0AA | 8104901 | no | no |  |  | no |  |  | 0 | 0 | 0 | 0
oh_line_8104901_200828416 |  | AD | node_8104901_200828415 | node_8104901_200828416 | 257.868 | bal_1P_1/0AA | 8104901 | no | no |  |  | no |  |  | 0 | 0 | 0 | 0
oh_line_8104901_200828417 |  | AD | node_8104901_200828416 | node_8104901_200828417 | 358.507 | bal_1P_1/0AA | 8104901 | no | no |  |  | no |  |  | 0 | 0 | 0 | 0
oh_line_8104901_200828418 |  | AD | node_8104901_200828417 | node_8104901_200828418 | 190.429 | bal_1P_1/0AA | 8104901 | no | no |  |  | no |  |  | 0 | 0 | 0 | 0
oh_line_8104901_200828419 |  | AD | node_8104901_200828418 | node_8104901_200828419 | 231.342 | bal_1P_1/0AA | 8104901 | no | no |  |  | no |  |  | 0 | 0 | 0 | 0
oh_line_8104901_200828420 |  | AD | node_8104901_200828419 | node_8104901_200828420 | 181.77 | bal_1P_1/0AA | 8104901 | no | no |  |  | no |  |  | 0 | 0 | 0 | 0
oh_line_8104901_200828422 |  | AD | node_8104901_200828420 | node_8104901_200828422 | 190.085 | bal_1P_1/0AA | 8104901 | no | no |  |  | no |  |  | 0 | 0 | 0 | 0
oh_line_8104901_200828423 |  | AD | node_8104901_200828422 | node_intto1_8104901_200828423 | 443.88 | bal_1P_3-128CW | 8104901 | no | no |  |  | no |  |  | 0 | 0 | 0 | 0
oh_line_8104901_200828424 |  | AD | node_8104901_200828423 | node_8104901_200828424 | 312.335 | bal_1P_3-128CW | 8104901 | no | no |  |  | no |  |  | 0 | 0 | 0 | 0
oh_line_8104901_200828425-1 |  | AD | node_8104901_200828424 | node_1444950_57_15309962_78 | 191.313 | bal_1P_3-128CW | 8104901 | no | no |  |  | no |  |  | 0 | 0 | 0 | 0
oh_line_8104901_200828425-2 |  | AD | node_1444950_57_15309962_78 | node_8104901_200828425 | 12.8 | bal_1P_3-128CW | 8104901 | no | no |  |  | no |  |  | 0 | 0 | 0 | 0
oh_line_8104901_200828426 |  | AD | node_8104901_200828425 | node_8104901_200828426 | 198.712 | bal_1P_3-128CW | 8104901 | no | no |  |  | no |  |  | 0 | 0 | 0 | 0
oh_line_8104901_200828427 |  | AD | node_8104901_200828426 | node_8104901_200828427 | 195.825 | bal_1P_3-128CW | 8104901 | no | no |  |  | no |  |  | 0 | 0 | 0 | 0
oh_line_8104901_200828428 |  | AD | node_8104901_200828427 | node_8104901_200828428 | 258.577 | bal_1P_3-128CW | 8104901 | no | no |  |  | no |  |  | 0 | 0 | 0 | 0
oh_line_8104901_200828429 |  | AD | node_8104901_200828428 | node_8104901_200828429 | 439.158 | bal_1P_3-128CW | 8104901 | no | no |  |  | no |  |  | 0 | 0 | 0 | 0
oh_line_8104901_200828430 |  | AD | node_8104901_200828428 | node_8104901_200828430 | 334.993 | bal_1P_1/0AA | 8104901 | no | no |  |  | no |  |  | 0 | 0 | 0 | 0
oh_line_8104901_200828431 |  | AD | node_8104901_200828428 | node_8104901_200828431 | 325.755 | bal_1P_3-128CW | 8104901 | no | no |  |  | no |  |  | 0 | 0 | 0 | 0
oh_line_8104901_200828432 |  | AD | node_8104901_200828431 | node_intto1_8104901_200828432 | 338.698 | bal_1P_3-128CW | 8104901 | no | no |  |  | no |  |  | 0 | 0 | 0 | 0
oh_line_8104901_200828433 |  | AD | node_8104901_200828432 | node_8104901_200828433 | 393.787 | bal_1P_3-128CW | 8104901 | no | no |  |  | no |  |  | 0 | 0 | 0 | 0
oh_line_8104901_200828435 |  | AD | node_8104901_200828433 | node_intto1_8104901_200828435 | 181.428 | bal_1P_3-128CW | 8104901 | no | no |  |  | no |  |  | 0 | 0 | 0 | 0
oh_line_8104901_200828436 |  | AD | node_8104901_200828435 | node_8104901_200828436 | 311.477 | bal_1P_3-128CW | 8104901 | no | no |  |  | no |  |  | 0 | 0 | 0 | 0
oh_line_8104901_200828437 |  | AD | node_8104901_200828436 | node_8104901_200828437 | 425.292 | bal_1P_2AC | 8104901 | no | no |  |  | no |  |  | 0 | 0 | 0 | 0
oh_line_8104901_200828438 |  | AD | node_8104901_200828436 | node_8104901_200828438 | 404.149 | bal_1P_3-128CW | 8104901 | no | no |  |  | no |  |  | 0 | 0 | 0 | 0
oh_line_8104901_200828439 |  | AD | node_8104901_200828438 | node_8104901_200828439 | 332.448 | bal_1P_3-128CW | 8104901 | no | no |  |  | no |  |  | 0 | 0 | 0 | 0
oh_line_8104901_200828440 |  | AD | node_8104901_200828439 | node_8104901_200828440 | 260.086 | bal_1P_3-128CW | 8104901 | no | no |  |  | no |  |  | 0 | 0 | 0 | 0
oh_line_8104901_200828441 |  | AD | node_8104901_200828440 | node_8104901_200828441 | 346.882 | bal_1P_3-128CW | 8104901 | no | no |  |  | no |  |  | 0 | 0 | 0 | 0
oh_line_8104901_200828442 |  | AD | node_8104901_200828441 | node_8104901_200828442 | 370.488 | bal_1P_3-128CW | 8104901 | no | no |  |  | no |  |  | 0 | 0 | 0 | 0
oh_line_8104901_200828443 |  | AD | node_8104901_200828442 | node_8104901_200828443 | 281.016 | bal_1P_3-128CW | 8104901 | no | no |  |  | no |  |  | 0 | 0 | 0 | 0
oh_line_8104901_200828444 |  | AD | node_8104901_310031366 | node_8104901_200828444 | 247.21 | bal_1P_3-128CW | 8104901 | no | no |  |  | no |  |  | 0 | 0 | 0 | 0
oh_line_8104901_200828445 |  | AD | node_8104901_200828444 | node_8104901_200828445 | 517.696 | bal_1P_3-128CW | 8104901 | no | no |  |  | no |  |  | 0 | 0 | 0 | 0
oh_line_8104901_200828446 |  | AD | node_8104901_200828445 | node_8104901_200828446 | 449.456 | bal_1P_3-128CW | 8104901 | no | no |  |  | no |  |  | 0 | 0 | 0 | 0
oh_line_8104901_200828447 |  | AD | node_8104901_200828446 | node_intto1_8104901_200828447 | 439.955 | bal_1P_3-128CW | 8104901 | no | no |  |  | no |  |  | 0 | 0 | 0 | 0
oh_line_8104901_200828449 |  | AD | node_8104901_200828447 | node_8104901_200828449 | 335.193 | bal_1P_3-128CW | 8104901 | no | no |  |  | no |  |  | 0 | 0 | 0 | 0
oh_line_8104901_200828450 |  | AD | node_8104901_200828449 | node_8104901_200828450 | 443.81 | bal_1P_3-128CW | 8104901 | no | no |  |  | no |  |  | 0 | 0 | 0 | 0
oh_line_8104901_200828451 |  | AD | node_8104901_200828450 | node_8104901_200828451 | 60.604 | bal_1P_1/0AA | 8104901 | no | no |  |  | no |  |  | 0 | 0 | 0 | 0
oh_line_8104901_200828453 |  | AD | node_8104901_200828451 | node_8104901_200828453 | 115.386 | bal_1P_1/0AA | 8104901 | no | no |  |  | no |  |  | 0 | 0 | 0 | 0
oh_line_8104901_200828454 |  | AD | node_8104901_200828451 | node_8104901_200828454 | 228.632 | bal_1P_1/0AA | 8104901 | no | no |  |  | no |  |  | 0 | 0 | 0 | 0
oh_line_8104901_200828455 |  | AD | node_8104901_200828454 | node_8104901_200828455 | 240.155 | bal_1P_1/0AA | 8104901 | no | no |  |  | no |  |  | 0 | 0 | 0 | 0
oh_line_8104901_200828457 |  | AD | node_8104901_310031330 | node_8104901_200828457 | 616.255 | bal_1P_3-128CW | 8104901 | no | no |  |  | no |  |  | 0 | 0 | 0 | 0
oh_line_8104901_200828458 |  | AD | node_8104901_200828457 | node_intto1_8104901_200828458 | 378.445 | bal_1P_3-128CW | 8104901 | no | no |  |  | no |  |  | 0 | 0 | 0 | 0
oh_line_8104901_200828459 |  | AD | node_8104901_200828458 | node_8104901_200828459 | 390.303 | bal_1P_3-128CW | 8104901 | no | no |  |  | no |  |  | 0 | 0 | 0 | 0
oh_line_8104901_200828460 |  | AD | node_8104901_200828459 | node_8104901_200828460 | 361.756 | bal_1P_3-128CW | 8104901 | no | no |  |  | no |  |  | 0 | 0 | 0 | 0
oh_line_8104901_200828462 |  | AD | node_8104901_200828460 | node_8104901_200828462 | 271.506 | bal_1P_2AC | 8104901 | no | no |  |  | no |  |  | 0 | 0 | 0 | 0
oh_line_8104901_200828463 |  | AD | node_8104901_310029500 | node_8104901_200828463 | 132.62 | bal_1P_2AC | 8104901 | no | no |  |  | no |  |  | 0 | 0 | 0 | 0
oh_line_8104901_200828464 |  | AD | node_8104901_200828463 | node_8104901_200828464 | 230.751 | bal_1P_2AC | 8104901 | no | no |  |  | no |  |  | 0 | 0 | 0 | 0
oh_line_8104901_200828465 |  | AD | node_8104901_200828464 | node_8104901_200828465 | 309.203 | bal_1P_2AC | 8104901 | no | no |  |  | no |  |  | 0 | 0 | 0 | 0
oh_line_8104901_200828466 |  | AD | node_8104901_200828465 | node_8104901_200828466 | 456.545 | bal_1P_2AC | 8104901 | no | no |  |  | no |  |  | 0 | 0 | 0 | 0
oh_line_8104901_200828467 |  | AD | node_8104901_200828466 | node_8104901_200828467 | 247.486 | bal_1P_1/0AA | 8104901 | no | no |  |  | no |  |  | 0 | 0 | 0 | 0
oh_line_8104901_200828468 |  | AD | node_8104901_200828466 | node_8104901_200828468 | 342.86 | bal_1P_2AC | 8104901 | no | no |  |  | no |  |  | 0 | 0 | 0 | 0
oh_line_8104901_200828470 |  | AD | node_8104901_200828468 | node_8104901_200828470 | 320.069 | bal_1P_2AC | 8104901 | no | no |  |  | no |  |  | 0 | 0 | 0 | 0
oh_line_8104901_200828473 |  | AD | node_8104901_200828470 | node_8104901_200828473 | 322.52 | bal_1P_2AC | 8104901 | no | no |  |  | no |  |  | 0 | 0 | 0 | 0
oh_line_8104901_200828474 |  | AD | node_8104901_200828473 | node_8104901_200828474 | 232.731 | bal_1P_2AC | 8104901 | no | no |  |  | no |  |  | 0 | 0 | 0 | 0
oh_line_8104901_200828475 |  | AD | node_8104901_200828474 | node_8104901_200828475 | 258.153 | bal_1P_2AC | 8104901 | no | no |  |  | no |  |  | 0 | 0 | 0 | 0
oh_line_8104901_200828476 |  | AD | node_8104901_200828475 | node_8104901_200828476 | 180.702 | bal_1P_2AC | 8104901 | no | no |  |  | no |  |  | 0 | 0 | 0 | 0
oh_line_8104901_200828479 |  | AD | node_8104901_200959301 | node_8104901_200828479 | 501.371 | bal_1P_2AC | 8104901 | no | no |  |  | no |  |  | 0 | 0 | 0 | 0
oh_line_8104901_200828480 |  | AD | node_8104901_200828479 | node_8104901_200828480 | 281.359 | bal_1P_1/0AC | 8104901 | no | no |  |  | no |  |  | 0 | 0 | 0 | 0
oh_line_8104901_200828482 |  | AD | node_8104901_200828479 | node_8104901_200828482 | 407.367 | bal_1P_2AC | 8104901 | no | no |  |  | no |  |  | 0 | 0 | 0 | 0
oh_line_8104901_200828483 |  | AD | node_8104901_200828482 | node_8104901_200828483 | 304.55 | bal_1P_1/0AC | 8104901 | no | no |  |  | no |  |  | 0 | 0 | 0 | 0
oh_line_8104901_200828485 |  | AD | node_8104901_200828483 | node_8104901_200828485 | 289.103 | bal_1P_1/0AC | 8104901 | no | no |  |  | no |  |  | 0 | 0 | 0 | 0
oh_line_8104901_200828489 |  | AD | node_8104901_201050956 | node_8104901_200828489 | 224.817 | bal_1P_1/0AA | 8104901 | no | no |  |  | no |  |  | 0 | 0 | 0 | 0
oh_line_8104901_200828490 |  | AD | node_8104901_200828489 | node_8104901_200828490 | 299.734 | bal_1P_1/0AA | 8104901 | no | no |  |  | no |  |  | 0 | 0 | 0 | 0
oh_line_8104901_200828491 |  | AD | node_8104901_201050957 | node_8104901_200828491 | 189.601 | bal_1P_4CU | 8104901 | no | no |  |  | no |  |  | 0 | 0 | 0 | 0
oh_line_8104901_200828495 |  | AD | node_8104901_201050959 | node_8104901_200828495 | 216.523 | bal_1P_4CU | 8104901 | no | no |  |  | no |  |  | 0 | 0 | 0 | 0
oh_line_8104901_200828497 |  | AD | node_8104901_201050960 | node_8104901_200828497 | 178.035 | bal_1P_4CU | 8104901 | no | no |  |  | no |  |  | 0 | 0 | 0 | 0
oh_line_8104901_200828500 |  | AD | node_8104901_200828520 | node_8104901_200828500 | 246.59 | bal_1P_1/0AA | 8104901 | no | no |  |  | no |  |  | 0 | 0 | 0 | 0
oh_line_8104901_200828501 |  | AD | node_8104901_200828497 | node_intto1_8104901_200828501 | 233.785 | bal_1P_4CU | 8104901 | no | no |  |  | no |  |  | 0 | 0 | 0 | 0
oh_line_8104901_200828502 |  | AD | node_8104901_200828501 | node_8104901_200828502 | 263.656 | bal_1P_4CU | 8104901 | no | no |  |  | no |  |  | 0 | 0 | 0 | 0
oh_line_8104901_200828503 |  | AD | node_8104901_200828502 | node_8104901_200828503 | 368.64 | bal_1P_4CU | 8104901 | no | no |  |  | no |  |  | 0 | 0 | 0 | 0
oh_line_8104901_200828505 |  | AD | node_8104901_200828503 | node_8104901_200828505 | 202.083 | bal_1P_4CU | 8104901 | no | no |  |  | no |  |  | 0 | 0 | 0 | 0
oh_line_8104901_200828506 |  | AD | node_8104901_200828505 | node_8104901_200828506 | 191.471 | bal_1P_2AC | 8104901 | no | no |  |  | no |  |  | 0 | 0 | 0 | 0
oh_line_8104901_200828507 |  | AD | node_8104901_200828505 | node_8104901_200828507 | 204.733 | bal_1P_4CU | 8104901 | no | no |  |  | no |  |  | 0 | 0 | 0 | 0
oh_line_8104901_200828509 |  | AD | node_8104901_200946159 | node_8104901_200828509 | 270.39 | bal_1P_2AC | 8104901 | no | no |  |  | no |  |  | 0 | 0 | 0 | 0
oh_line_8104901_200828510 |  | AD | node_8104901_200828509 | node_8104901_200828510 | 252.037 | bal_1P_2AC | 8104901 | no | no |  |  | no |  |  | 0 | 0 | 0 | 0
oh_line_8104901_200828511 |  | AD | node_8104901_200828510 | node_8104901_200828511 | 301.239 | bal_1P_1/0AA | 8104901 | no | no |  |  | no |  |  | 0 | 0 | 0 | 0
oh_line_8104901_200828512 |  | AD | node_8104901_200828511 | node_8104901_200828512 | 326.569 | bal_1P_1/0AA | 8104901 | no | no |  |  | no |  |  | 0 | 0 | 0 | 0
oh_line_8104901_200828513 |  | AD | node_8104901_200828512 | node_8104901_200828513 | 166.23 | bal_1P_1/0AA | 8104901 | no | no |  |  | no |  |  | 0 | 0 | 0 | 0
oh_line_8104901_200828514 |  | AD | node_8104901_200828513 | node_8104901_200828514 | 194.642 | bal_1P_1/0AA | 8104901 | no | no |  |  | no |  |  | 0 | 0 | 0 | 0
oh_line_8104901_200828515 |  | AD | node_8104901_200828514 | node_8104901_200828515 | 212.572 | bal_1P_1/0AA | 8104901 | no | no |  |  | no |  |  | 0 | 0 | 0 | 0
oh_line_8104901_200828516 |  | AD | node_8104901_200828515 | node_8104901_200828516 | 277.885 | bal_1P_1/0AA | 8104901 | no | no |  |  | no |  |  | 0 | 0 | 0 | 0
oh_line_8104901_200828517 |  | AD | node_8104901_200828516 | node_8104901_200828517 | 264.352 | bal_1P_1/0AA | 8104901 | no | no |  |  | no |  |  | 0 | 0 | 0 | 0
oh_line_8104901_200828518 |  | AD | node_8104901_200828517 | node_8104901_200828518 | 234.014 | bal_1P_1/0AA | 8104901 | no | no |  |  | no |  |  | 0 | 0 | 0 | 0
oh_line_8104901_200828519 |  | AD | node_8104901_200828518 | node_8104901_200828519 | 289.703 | bal_1P_1/0AA | 8104901 | no | no |  |  | no |  |  | 0 | 0 | 0 | 0
oh_line_8104901_200828520 |  | AD | node_8104901_200828519 | node_intto1_8104901_200828520 | 37.746 | bal_1P_1/0AA | 8104901 | no | no |  |  | no |  |  | 0 | 0 | 0 | 0
oh_line_8104901_200828521 |  | ABCD | node_8104901_200828377 | node_8104901_200828521 | 130.691 | bal_3P_4/0AA | 8104901 | no | no |  |  | no |  |  | 0 | 0 | 0 | 0
oh_line_8104901_200828522 |  | ABCD | node_8104901_200828553 | node_8104901_200828522 | 339.907 | bal_3P_4/0AA | 8104901 | no | no |  |  | no |  |  | 0 | 0 | 0 | 0
oh_line_8104901_200828526 |  | ABCD | node_8104901_200828522 | node_8104901_200828526 | 206.293 | bal_3P_4AC | 8104901 | no | no |  |  | no |  |  | 0 | 0 | 0 | 0
oh_line_8104901_200828528 |  | ABCD | node_8104901_200828521 | node_intto1_8104901_200828528 | 315.515 | bal_3P_4/0AA | 8104901 | no | no |  |  | no |  |  | 0 | 0 | 0 | 0
oh_line_8104901_200828530 |  | ABCD | node_8104901_200828528 | node_8104901_200828530 | 290.552 | bal_3P_4/0AA | 8104901 | no | no |  |  | no |  |  | 0 | 0 | 0 | 0
oh_line_8104901_200828531 |  | ABCD | node_8104901_200828530 | node_8104901_200828531 | 295.339 | bal_3P_4/0AA | 8104901 | no | no |  |  | no |  |  | 0 | 0 | 0 | 0
oh_line_8104901_200828532 |  | ABCD | node_8104901_200828531 | node_8104901_200828532 | 90.678 | bal_3P_4/0AA | 8104901 | no | no |  |  | no |  |  | 0 | 0 | 0 | 0
oh_line_8104901_200828533 |  | ABCD | node_8104901_200828532 | node_8104901_200828533 | 272.468 | bal_3P_4/0AA | 8104901 | no | no |  |  | no |  |  | 0 | 0 | 0 | 0
oh_line_8104901_200828535 |  | ABCD | node_8104901_200828533 | node_8104901_200828535 | 245.882 | bal_3P_4/0AA | 8104901 | no | no |  |  | no |  |  | 0 | 0 | 0 | 0
oh_line_8104901_200828536 |  | ABCD | node_8104901_200828535 | node_8104901_200828536 | 183.541 | bal_3P_4/0AA | 8104901 | no | no |  |  | no |  |  | 0 | 0 | 0 | 0
oh_line_8104901_200828537 |  | ABCD | node_8104901_200828536 | node_8104901_200828537 | 130.414 | bal_3P_4ACW | 8104901 | no | no |  |  | no |  |  | 0 | 0 | 0 | 0
oh_line_8104901_200828538 |  | ABCD | node_8104901_200828537 | node_8104901_200828538 | 285.819 | bal_3P_4ACW | 8104901 | no | no |  |  | no |  |  | 0 | 0 | 0 | 0
oh_line_8104901_200828539 |  | ABCD | node_8104901_200828538 | node_8104901_200828539 | 168.842 | bal_3P_4/0AA | 8104901 | no | no |  |  | no |  |  | 0 | 0 | 0 | 0
oh_line_8104901_200828542 |  | ABCD | node_8104901_200828539 | node_8104901_200828542 | 195.666 | bal_3P_4/0AA | 8104901 | no | no |  |  | no |  |  | 0 | 0 | 0 | 0
oh_line_8104901_200828543 |  | ABCD | node_8104901_200828542 | node_8104901_200828543 | 195.297 | bal_3P_4/0AA | 8104901 | no | no |  |  | no |  |  | 0 | 0 | 0 | 0
oh_line_8104901_200828544 |  | ABCD | node_8104901_200828543 | node_8104901_200828544 | 135.478 | bal_3P_4/0AA | 8104901 | no | no |  |  | no |  |  | 0 | 0 | 0 | 0
oh_line_8104901_200828545 |  | ABCD | node_8104901_200828544 | node_8104901_200828545 | 147.824 | bal_3P_4/0AA | 8104901 | no | no |  |  | no |  |  | 0 | 0 | 0 | 0
oh_line_8104901_200828546 |  | ABCD | node_8104901_200828545 | node_8104901_200828546 | 189.677 | bal_3P_4/0AA | 8104901 | no | no |  |  | no |  |  | 0 | 0 | 0 | 0
oh_line_8104901_200828547 |  | AD | node_8104901_200828546 | node_8104901_200828547 | 71.978 | bal_1P_1/0AA | 8104901 | no | no |  |  | no |  |  | 0 | 0 | 0 | 0
oh_line_8104901_200828548 |  | AD | node_8104901_200828547 | node_8104901_200828548 | 346.317 | bal_1P_1/0AA | 8104901 | no | no |  |  | no |  |  | 0 | 0 | 0 | 0
oh_line_8104901_200828549 |  | AD | node_8104901_200828548 | node_8104901_200828549 | 336.324 | bal_1P_1/0AA | 8104901 | no | no |  |  | no |  |  | 0 | 0 | 0 | 0
oh_line_8104901_200828550 |  | AD | node_8104901_200828549 | node_8104901_200828550 | 268.001 | bal_1P_1/0AA | 8104901 | no | no |  |  | no |  |  | 0 | 0 | 0 | 0
oh_line_8104901_200828551 |  | ABCD | node_8104901_200828546 | node_intto1_8104901_200828551 | 139.723 | bal_3P_4/0AA | 8104901 | no | no |  |  | no |  |  | 0 | 0 | 0 | 0
oh_line_8104901_200828553 |  | ABCD | node_8104901_200828551 | node_8104901_200828553 | 182.316 | bal_3P_4/0AA | 8104901 | no | no |  |  | no |  |  | 0 | 0 | 0 | 0
oh_line_8104901_200828555 |  | ABCD | node_8104901_200828582 | node_8104901_200828555 | 232.05 | bal_3P_477AC | 8104901 | no | no |  |  | no |  |  | 0 | 0 | 0 | 0
oh_line_8104901_200828556 |  | ABCD | node_8104901_200828557 | node_8104901_200828556 | 179.878 | bal_3P_477AL | 8104901 | no | no |  |  | no |  |  | 0 | 0 | 0 | 0
oh_line_8104901_200828557 |  | ABCD | node_8104901_200828558 | node_8104901_200828557 | 120.322 | bal_3P_477AL | 8104901 | no | no |  |  | no |  |  | 0 | 0 | 0 | 0
oh_line_8104901_200828558 |  | ABCD | node_8104901_200828559 | node_8104901_200828558 | 149.905 | bal_3P_477AL | 8104901 | no | no |  |  | no |  |  | 0 | 0 | 0 | 0
oh_line_8104901_200828559 |  | ABCD | node_8104901_200828561 | node_8104901_200828559 | 230.301 | bal_3P_477AL | 8104901 | no | no |  |  | no |  |  | 0 | 0 | 0 | 0
oh_line_8104901_200828561 |  | ABCD | node_8104901_200828562 | node_8104901_200828561 | 237.914 | bal_3P_477AL | 8104901 | no | no |  |  | no |  |  | 0 | 0 | 0 | 0
oh_line_8104901_200828562 |  | ABCD | node_8104901_200828564 | node_intto1_8104901_200828562 | 107.477 | bal_3P_477AL | 8104901 | no | no |  |  | no |  |  | 0 | 0 | 0 | 0
oh_line_8104901_200828563 |  | AD | node_8104901_200828562 | node_8104901_200828563 | 347.896 | bal_1P_1/0AA | 8104901 | no | no |  |  | no |  |  | 0 | 0 | 0 | 0
oh_line_8104901_200828564 |  | ABCD | node_8104901_200828565 | node_8104901_200828564 | 216.173 | bal_3P_477AL | 8104901 | no | no |  |  | no |  |  | 0 | 0 | 0 | 0
oh_line_8104901_200828565 |  | ABCD | node_8104901_200828567 | node_8104901_200828565 | 205.589 | bal_3P_477AL | 8104901 | no | no |  |  | no |  |  | 0 | 0 | 0 | 0
oh_line_8104901_200828567 |  | ABCD | node_8104901_200828570 | node_8104901_200828567 | 203.192 | bal_3P_477AL | 8104901 | no | no |  |  | no |  |  | 0 | 0 | 0 | 0
oh_line_8104901_200828570 |  | ABCD | node_8104901_200828571 | node_8104901_200828570 | 92.662 | bal_3P_477AL | 8104901 | no | no |  |  | no |  |  | 0 | 0 | 0 | 0
oh_line_8104901_200828571 |  | ABCD | node_8104901_200828573 | node_8104901_200828571 | 232.27 | bal_3P_477AL | 8104901 | no | no |  |  | no |  |  | 0 | 0 | 0 | 0
oh_line_8104901_200828573 |  | ABCD | node_8104901_200828574 | node_8104901_200828573 | 267.105 | bal_3P_477AL | 8104901 | no | no |  |  | no |  |  | 0 | 0 | 0 | 0
oh_line_8104901_200828574 |  | ABCD | node_8104901_200828575 | node_8104901_200828574 | 255.522 | bal_3P_477AL | 8104901 | no | no |  |  | no |  |  | 0 | 0 | 0 | 0
oh_line_8104901_200828575 |  | ABCD | node_8104901_200828577 | node_8104901_200828575 | 221.422 | bal_3P_477AL | 8104901 | no | no |  |  | no |  |  | 0 | 0 | 0 | 0
oh_line_8104901_200828577 |  | ABCD | node_8104901_200828578 | node_8104901_200828577 | 177.719 | bal_3P_477AL | 8104901 | no | no |  |  | no |  |  | 0 | 0 | 0 | 0
oh_line_8104901_200828578 |  | ABCD | node_8104901_200828579 | node_8104901_200828578 | 288.384 | bal_3P_477AL | 8104901 | no | no |  |  | no |  |  | 0 | 0 | 0 | 0
oh_line_8104901_200828579 |  | ABCD | node_8104901_200953495 | node_8104901_200828579 | 190.237 | bal_3P_477AL | 8104901 | no | no |  |  | no |  |  | 0 | 0 | 0 | 0
oh_line_8104901_200828581 |  | ABCD | node_8104901_200828585 | node_8104901_200828581 | 189.03 | bal_3P_477AL | 8104901 | no | no |  |  | no |  |  | 0 | 0 | 0 | 0
oh_line_8104901_200828582 |  | ABCD | node_8104901_200828584 | node_8104901_200828582 | 145.827 | bal_3P_477AL | 8104901 | no | no |  |  | no |  |  | 0 | 0 | 0 | 0
oh_line_8104901_200828584 |  | ABCD | node_8104901_200828592 | node_8104901_200828584 | 224.931 | bal_3P_477AL | 8104901 | no | no |  |  | no |  |  | 0 | 0 | 0 | 0
oh_line_8104901_200828585 |  | ABCD | node_8104901_200828586 | node_8104901_200828585 | 181.246 | bal_3P_477AL | 8104901 | no | no |  |  | no |  |  | 0 | 0 | 0 | 0
oh_line_8104901_200828586 |  | ABCD | node_8104901_200828587 | node_8104901_200828586 | 168.517 | bal_3P_477AL | 8104901 | no | no |  |  | no |  |  | 0 | 0 | 0 | 0
oh_line_8104901_200828587 |  | ABCD | node_8104901_200828588 | node_8104901_200828587 | 253.096 | bal_3P_477AL | 8104901 | no | no |  |  | no |  |  | 0 | 0 | 0 | 0
oh_line_8104901_200828588 |  | ABCD | node_8104901_200828589 | node_8104901_200828588 | 141.184 | bal_3P_477AL | 8104901 | no | no |  |  | no |  |  | 0 | 0 | 0 | 0
oh_line_8104901_200828589 |  | ABCD | node_8104901_200828590 | node_8104901_200828589 | 173.076 | bal_3P_477AL | 8104901 | no | no |  |  | no |  |  | 0 | 0 | 0 | 0
oh_line_8104901_200828590 |  | ABCD | node_8104901_200828594 | node_8104901_200828590 | 173.25 | bal_3P_477AL | 8104901 | no | no |  |  | no |  |  | 0 | 0 | 0 | 0
oh_line_8104901_200828592 |  | ABCD | node_8104901_200828595 | node_8104901_200828592 | 200.639 | bal_3P_477AL | 8104901 | no | no |  |  | no |  |  | 0 | 0 | 0 | 0
oh_line_8104901_200828594 |  | ABCD | node_SOURCE_8104901 | node_8104901_200828594 | 102.944 | bal_3P_477AL | 8104901 | no | no |  |  | no |  |  | 0 | 0 | 0 | 0
oh_line_8104901_200828595 |  | ABCD | node_8104901_200828596 | node_8104901_200828595 | 146.647 | bal_3P_477AL | 8104901 | no | no |  |  | no |  |  | 0 | 0 | 0 | 0
oh_line_8104901_200828596 |  | ABCD | node_8104901_200828597 | node_8104901_200828596 | 175.74 | bal_3P_477AL | 8104901 | no | no |  |  | no |  |  | 0 | 0 | 0 | 0
oh_line_8104901_200828597 |  | ABCD | node_8104901_200828599 | node_8104901_200828597 | 256.855 | bal_3P_477AL | 8104901 | no | no |  |  | no |  |  | 0 | 0 | 0 | 0
oh_line_8104901_200828599 |  | ABCD | node_8104901_200828601 | node_8104901_200828599 | 238.255 | bal_3P_477AL | 8104901 | no | no |  |  | no |  |  | 0 | 0 | 0 | 0
oh_line_8104901_200828601 |  | ABCD | node_8104901_200828602 | node_8104901_200828601 | 230.861 | bal_3P_477AL | 8104901 | no | no |  |  | no |  |  | 0 | 0 | 0 | 0
oh_line_8104901_200828602 |  | ABCD | node_8104901_200828603 | node_8104901_200828602 | 185.285 | bal_3P_477AL | 8104901 | no | no |  |  | no |  |  | 0 | 0 | 0 | 0
oh_line_8104901_200828603 |  | ABCD | node_8104901_200828556 | node_8104901_200828603 | 151.442 | bal_3P_477AL | 8104901 | no | no |  |  | no |  |  | 0 | 0 | 0 | 0
oh_line_8104901_200828604 |  | AD | node_8104901_200828559 | node_intto1_8104901_200828604 | 266.555 | bal_1P_1/0AA | 8104901 | no | no |  |  | no |  |  | 0 | 0 | 0 | 0
oh_line_8104901_200828605 |  | AD | node_8104901_200828604 | node_8104901_200828605 | 260.336 | bal_1P_1/0AA | 8104901 | no | no |  |  | no |  |  | 0 | 0 | 0 | 0
oh_line_8104901_200828606 |  | AD | node_8104901_200828605 | node_8104901_200828606 | 261.301 | bal_1P_1/0AA | 8104901 | no | no |  |  | no |  |  | 0 | 0 | 0 | 0
oh_line_8104901_200828607 |  | AD | node_8104901_200828606 | node_8104901_200828607 | 180.719 | bal_1P_2AC | 8104901 | no | no |  |  | no |  |  | 0 | 0 | 0 | 0
oh_line_8104901_200828608 |  | AD | node_8104901_200828607 | node_8104901_200828608 | 205.108 | bal_1P_2AC | 8104901 | no | no |  |  | no |  |  | 0 | 0 | 0 | 0
oh_line_8104901_200828609 |  | AD | node_8104901_200828608 | node_8104901_200828609 | 122.613 | bal_1P_2AC | 8104901 | no | no |  |  | no |  |  | 0 | 0 | 0 | 0
oh_line_8104901_200828610 |  | AD | node_8104901_200828609 | node_8104901_200828610 | 170.452 | bal_1P_2AC | 8104901 | no | no |  |  | no |  |  | 0 | 0 | 0 | 0
oh_line_8104901_200828611 |  | AD | node_8104901_200828610 | node_8104901_200828611 | 185.984 | bal_1P_2AC | 8104901 | no | no |  |  | no |  |  | 0 | 0 | 0 | 0
oh_line_8104901_200828612 |  | AD | node_8104901_200828611 | node_8104901_200828612 | 131.076 | bal_1P_2AC | 8104901 | no | no |  |  | no |  |  | 0 | 0 | 0 | 0
oh_line_8104901_200828613 |  | AD | node_8104901_200828612 | node_8104901_200828613 | 108.701 | bal_1P_2AC | 8104901 | no | no |  |  | no |  |  | 0 | 0 | 0 | 0
oh_line_8104901_200828614 |  | AD | node_8104901_200828613 | node_8104901_200828614 | 165.891 | bal_1P_1/0AA | 8104901 | no | no |  |  | no |  |  | 0 | 0 | 0 | 0
oh_line_8104901_200828615 |  | AD | node_8104901_200828614 | node_8104901_200828615 | 311.738 | bal_1P_1/0AA | 8104901 | no | no |  |  | no |  |  | 0 | 0 | 0 | 0
oh_line_8104901_200828618 |  | AD | node_8104901_200828614 | node_8104901_200828618 | 230.796 | bal_1P_1/0AA | 8104901 | no | no |  |  | no |  |  | 0 | 0 | 0 | 0
oh_line_8104901_200828619 |  | AD | node_8104901_200828618 | node_8104901_200828619 | 213.101 | bal_1P_2AC | 8104901 | no | no |  |  | no |  |  | 0 | 0 | 0 | 0
oh_line_8104901_200828620 |  | AD | node_8104901_200828619 | node_8104901_200828620 | 300.537 | bal_1P_2AC | 8104901 | no | no |  |  | no |  |  | 0 | 0 | 0 | 0
oh_line_8104901_200828621 |  | AD | node_8104901_200828620 | node_8104901_200828621 | 300.69 | bal_1P_2AC | 8104901 | no | no |  |  | no |  |  | 0 | 0 | 0 | 0
oh_line_8104901_200828622 |  | AD | node_8104901_200828621 | node_8104901_200828622 | 296.925 | bal_1P_2AC | 8104901 | no | no |  |  | no |  |  | 0 | 0 | 0 | 0
oh_line_8104901_200828623 |  | AD | node_8104901_200828622 | node_8104901_200828623 | 307.681 | bal_1P_2AC | 8104901 | no | no |  |  | no |  |  | 0 | 0 | 0 | 0
oh_line_8104901_200828624 |  | AD | node_8104901_200828623 | node_8104901_200828624 | 298.557 | bal_1P_2AC | 8104901 | no | no |  |  | no |  |  | 0 | 0 | 0 | 0
oh_line_8104901_200828625 |  | AD | node_8104901_200828624 | node_8104901_200828625 | 296.209 | bal_1P_2AC | 8104901 | no | no |  |  | no |  |  | 0 | 0 | 0 | 0
oh_line_8104901_200828626 |  | AD | node_8104901_200828625 | node_8104901_200828626 | 303.786 | bal_1P_2AC | 8104901 | no | no |  |  | no |  |  | 0 | 0 | 0 | 0
oh_line_8104901_200828627 |  | AD | node_8104901_200828626 | node_8104901_200828627 | 381.09 | bal_1P_2AC | 8104901 | no | no |  |  | no |  |  | 0 | 0 | 0 | 0
oh_line_8104901_200828628 |  | AD | node_8104901_200828627 | node_8104901_200828628 | 433.089 | bal_1P_2AC | 8104901 | no | no |  |  | no |  |  | 0 | 0 | 0 | 0
oh_line_8104901_200828629 |  | AD | node_8104901_200828628 | node_8104901_200828629 | 475.189 | bal_1P_2AC | 8104901 | no | no |  |  | no |  |  | 0 | 0 | 0 | 0
oh_line_8104901_200828630 |  | AD | node_8104901_200828629 | node_8104901_200828630 | 305.814 | bal_1P_2AC | 8104901 | no | no |  |  | no |  |  | 0 | 0 | 0 | 0
oh_line_8104901_200828631 |  | AD | node_8104901_200828630 | node_8104901_200828631 | 73.181 | bal_1P_2AC | 8104901 | no | no |  |  | no |  |  | 0 | 0 | 0 | 0
oh_line_8104901_200828633 |  | AD | node_8104901_200962957 | node_8104901_200828633 | 217.402 | bal_1P_2AC | 8104901 | no | no |  |  | no |  |  | 0 | 0 | 0 | 0
oh_line_8104901_200828634 |  | AD | node_8104901_200828633 | node_8104901_200828634 | 368.595 | bal_1P_2AC | 8104901 | no | no |  |  | no |  |  | 0 | 0 | 0 | 0
oh_line_8104901_200828635 |  | AD | node_8104901_200828634 | node_8104901_200828635 | 163.049 | bal_1P_2AC | 8104901 | no | no |  |  | no |  |  | 0 | 0 | 0 | 0
oh_line_8104901_200828636 |  | AD | node_8104901_200828635 | node_8104901_200828636 | 253.612 | bal_1P_2AC | 8104901 | no | no |  |  | no |  |  | 0 | 0 | 0 | 0
oh_line_8104901_200828637 |  | AD | node_8104901_200828636 | node_8104901_200828637 | 288.15 | bal_1P_2AC | 8104901 | no | no |  |  | no |  |  | 0 | 0 | 0 | 0
oh_line_8104901_200828639-1 |  | AD | node_1429337_167_15308218_328 | node_8104901_200828639 | 13.166 | bal_1P_2AC | 8104901 | no | no |  |  | no |  |  | 0 | 0 | 0 | 0
oh_line_8104901_200828639-2 |  | AD | node_8104901_200828637 | node_1429337_167_15308218_328 | 162.914 | bal_1P_2AC | 8104901 | no | no |  |  | no |  |  | 0 | 0 | 0 | 0
oh_line_8104901_200828640 |  | AD | node_8104901_200828639 | node_8104901_200828640 | 374.773 | bal_1P_2AC | 8104901 | no | no |  |  | no |  |  | 0 | 0 | 0 | 0
oh_line_8104901_200828641 |  | AD | node_8104901_200828640 | node_8104901_200828641 | 392.911 | bal_1P_2AC | 8104901 | no | no |  |  | no |  |  | 0 | 0 | 0 | 0
oh_line_8104901_200828642 |  | AD | node_8104901_200828641 | node_8104901_200828642 | 389.58 | bal_1P_2AC | 8104901 | no | no |  |  | no |  |  | 0 | 0 | 0 | 0
oh_line_8104901_200828645 |  | AD | node_8104901_200828642 | node_8104901_200828645 | 336.301 | bal_1P_2AC | 8104901 | no | no |  |  | no |  |  | 0 | 0 | 0 | 0
oh_line_8104901_200836987 |  | AD | node_8104901_200838200 | node_8104901_200836987 | 58.162 | bal_1P_2AC | 8104901 | no | no |  |  | no |  |  | 0 | 0 | 0 | 0
oh_line_8104901_200836988 |  | AD | node_8104901_200836987 | node_intto1_8104901_200836988 | 386.435 | bal_1P_2AC | 8104901 | no | no |  |  | no |  |  | 0 | 0 | 0 | 0
oh_line_8104901_200836990 |  | AD | node_8104901_200836988 | node_8104901_200836990 | 449.119 | bal_1P_2AC | 8104901 | no | no |  |  | no |  |  | 0 | 0 | 0 | 0
oh_line_8104901_200836992 |  | AD | node_8104901_200836990 | node_8104901_200836992 | 88.822 | bal_1P_1/0AA | 8104901 | no | no |  |  | no |  |  | 0 | 0 | 0 | 0
oh_line_8104901_200836993 |  | AD | node_8104901_200836990 | node_8104901_200836993 | 417.25 | bal_1P_2AC | 8104901 | no | no |  |  | no |  |  | 0 | 0 | 0 | 0
oh_line_8104901_200836994 |  | AD | node_8104901_200836993 | node_8104901_200836994 | 272.481 | bal_1P_2AC | 8104901 | no | no |  |  | no |  |  | 0 | 0 | 0 | 0
oh_line_8104901_200836995 |  | AD | node_8104901_200836994 | node_8104901_200836995 | 54.915 | bal_1P_1/0AC | 8104901 | no | no |  |  | no |  |  | 0 | 0 | 0 | 0
oh_line_8104901_200836996 |  | AD | node_8104901_200836995 | node_8104901_200836996 | 251.975 | bal_1P_1/0AC | 8104901 | no | no |  |  | no |  |  | 0 | 0 | 0 | 0
oh_line_8104901_200836997 |  | AD | node_8104901_200836996 | node_8104901_200836997 | 249.84 | bal_1P_1/0AC | 8104901 | no | no |  |  | no |  |  | 0 | 0 | 0 | 0
oh_line_8104901_200836998 |  | AD | node_8104901_200836994 | node_8104901_200836998 | 400.468 | bal_1P_1/0AA | 8104901 | no | no |  |  | no |  |  | 0 | 0 | 0 | 0
oh_line_8104901_200836999 |  | AD | node_8104901_200836994 | node_8104901_200836999 | 347.118 | bal_1P_2AC | 8104901 | no | no |  |  | no |  |  | 0 | 0 | 0 | 0
oh_line_8104901_200837001 |  | AD | node_8104901_200836999 | node_8104901_200837001 | 365.834 | bal_1P_1/0AA | 8104901 | no | no |  |  | no |  |  | 0 | 0 | 0 | 0
oh_line_8104901_200837003 |  | AD | node_8104901_200837001 | node_8104901_200837003 | 226.699 | bal_1P_1/0AA | 8104901 | no | no |  |  | no |  |  | 0 | 0 | 0 | 0
oh_line_8104901_200837004 |  | AD | node_8104901_200837003 | node_8104901_200837004 | 222.34 | bal_1P_1/0AA | 8104901 | no | no |  |  | no |  |  | 0 | 0 | 0 | 0
oh_line_8104901_200837900 |  | AD | node_8104901_200838201 | node_8104901_200837900 | 241.373 | bal_1P_1/0AA | 8104901 | no | no |  |  | no |  |  | 0 | 0 | 0 | 0
oh_line_8104901_200837901 |  | AD | node_8104901_200837900 | node_8104901_200837901 | 223.812 | bal_1P_1/0AA | 8104901 | no | no |  |  | no |  |  | 0 | 0 | 0 | 0
oh_line_8104901_200837902 |  | AD | node_8104901_200837901 | node_8104901_200837902 | 259.385 | bal_1P_1/0AA | 8104901 | no | no |  |  | no |  |  | 0 | 0 | 0 | 0
oh_line_8104901_200838026 |  | AD | node_8104901_200838027 | node_8104901_200838026 | 158.901 | bal_1P_4/0AL | 8104901 | no | no |  |  | no |  |  | 0 | 0 | 0 | 0
oh_line_8104901_200838027 |  | AD | node_8104901_200838028 | node_8104901_200838027 | 174.761 | bal_1P_4/0AL | 8104901 | no | no |  |  | no |  |  | 0 | 0 | 0 | 0
oh_line_8104901_200838028 |  | AD | node_8104901_200838029 | node_8104901_200838028 | 168.996 | bal_1P_4/0AL | 8104901 | no | no |  |  | no |  |  | 0 | 0 | 0 | 0
oh_line_8104901_200838029-1 |  | AD | node_1426179_896_15301628_906 | node_8104901_200838029 | 30.474 | bal_1P_4/0AL | 8104901 | no | no |  |  | no |  |  | 0 | 0 | 0 | 0
oh_line_8104901_200838029-2 |  | AD | node_8104901_200838030 | node_1426179_896_15301628_906 | 170.503 | bal_1P_4/0AL | 8104901 | no | no |  |  | no |  |  | 0 | 0 | 0 | 0
oh_line_8104901_200838030 |  | AD | node_8104901_200838031 | node_8104901_200838030 | 165.802 | bal_1P_4/0AL | 8104901 | no | no |  |  | no |  |  | 0 | 0 | 0 | 0
oh_line_8104901_200838031 |  | AD | node_8104901_200838032 | node_8104901_200838031 | 178.249 | bal_1P_4/0AL | 8104901 | no | no |  |  | no |  |  | 0 | 0 | 0 | 0
oh_line_8104901_200838032 |  | AD | node_8104901_200838033 | node_8104901_200838032 | 193.347 | bal_1P_4/0AL | 8104901 | no | no |  |  | no |  |  | 0 | 0 | 0 | 0
oh_line_8104901_200838033 |  | AD | node_8104901_200838034 | node_8104901_200838033 | 195.787 | bal_1P_4/0AL | 8104901 | no | no |  |  | no |  |  | 0 | 0 | 0 | 0
oh_line_8104901_200838034 |  | AD | node_8104901_200838037 | node_intto1_8104901_200838034 | 191.647 | bal_1P_4/0AL | 8104901 | no | no |  |  | no |  |  | 0 | 0 | 0 | 0
oh_line_8104901_200838037 |  | AD | node_8104901_201050855 | node_8104901_200838037 | 171.094 | bal_1P_4/0AL | 8104901 | no | no |  |  | no |  |  | 0 | 0 | 0 | 0
oh_line_8104901_200838041 |  | AD | node_8104901_201050857 | node_8104901_200838041 | 212.738 | bal_1P_4/0AL | 8104901 | no | no |  |  | no |  |  | 0 | 0 | 0 | 0
oh_line_8104901_200838042 |  | AD | node_8104901_200838041 | node_8104901_200838042 | 354.445 | bal_1P_1/0AA | 8104901 | no | no |  |  | no |  |  | 0 | 0 | 0 | 0
oh_line_8104901_200838129 |  | AD | node_8104901_200838027 | node_8104901_200838129 | 156.017 | bal_1P_4CU | 8104901 | no | no |  |  | no |  |  | 0 | 0 | 0 | 0
oh_line_8104901_200838130 |  | AD | node_8104901_200838129 | node_intto1_8104901_200838130 | 198.431 | bal_1P_4CU | 8104901 | no | no |  |  | no |  |  | 0 | 0 | 0 | 0
oh_line_8104901_200838131 |  | AD | node_8104901_200838130 | node_8104901_200838131 | 201.015 | bal_1P_4CU | 8104901 | no | no |  |  | no |  |  | 0 | 0 | 0 | 0
oh_line_8104901_200838132 |  | AD | node_8104901_200838131 | node_8104901_200838132 | 251.826 | bal_1P_4CU | 8104901 | no | no |  |  | no |  |  | 0 | 0 | 0 | 0
oh_line_8104901_200838133 |  | AD | node_8104901_200838027 | node_8104901_200838133 | 291.746 | bal_1P_4CU | 8104901 | no | no |  |  | no |  |  | 0 | 0 | 0 | 0
oh_line_8104901_200838134 |  | AD | node_8104901_200838133 | node_intto1_8104901_200838134 | 249.525 | bal_1P_4CU | 8104901 | no | no |  |  | no |  |  | 0 | 0 | 0 | 0
oh_line_8104901_200838135 |  | AD | node_8104901_200838134 | node_8104901_200838135 | 233.175 | bal_1P_4CU | 8104901 | no | no |  |  | no |  |  | 0 | 0 | 0 | 0
oh_line_8104901_200838136 |  | AD | node_8104901_200838135 | node_8104901_200838136 | 230.901 | bal_1P_4CU | 8104901 | no | no |  |  | no |  |  | 0 | 0 | 0 | 0
oh_line_8104901_200838138 |  | AD | node_8104901_200838136 | node_8104901_200838138 | 226.507 | bal_1P_4CU | 8104901 | no | no |  |  | no |  |  | 0 | 0 | 0 | 0
oh_line_8104901_200838139 |  | AD | node_8104901_200838138 | node_8104901_200838139 | 223.623 | bal_1P_4CU | 8104901 | no | no |  |  | no |  |  | 0 | 0 | 0 | 0
oh_line_8104901_200838140 |  | AD | node_8104901_200838139 | node_8104901_200838140 | 131.088 | bal_1P_4CU | 8104901 | no | no |  |  | no |  |  | 0 | 0 | 0 | 0
oh_line_8104901_200838141 |  | AD | node_8104901_200838140 | node_8104901_200838141 | 128.738 | bal_1P_4CU | 8104901 | no | no |  |  | no |  |  | 0 | 0 | 0 | 0
oh_line_8104901_200838142 |  | AD | node_8104901_200838141 | node_8104901_200838142 | 116.233 | bal_1P_4CU | 8104901 | no | no |  |  | no |  |  | 0 | 0 | 0 | 0
oh_line_8104901_200838143 |  | AD | node_8104901_200838142 | node_8104901_200838143 | 249.555 | bal_1P_4CU | 8104901 | no | no |  |  | no |  |  | 0 | 0 | 0 | 0
oh_line_8104901_200838144 |  | AD | node_8104901_200838143 | node_8104901_200838144 | 247.975 | bal_1P_6CU | 8104901 | no | no |  |  | no |  |  | 0 | 0 | 0 | 0
oh_line_8104901_200838145 |  | AD | node_8104901_200838144 | node_8104901_200838145 | 180.481 | bal_1P_6CU | 8104901 | no | no |  |  | no |  |  | 0 | 0 | 0 | 0
oh_line_8104901_200838146 |  | AD | node_8104901_200838145 | node_8104901_200838146 | 246.415 | bal_1P_6CU | 8104901 | no | no |  |  | no |  |  | 0 | 0 | 0 | 0
oh_line_8104901_200838147 |  | AD | node_8104901_200838146 | node_8104901_200838147 | 254.006 | bal_1P_4CU | 8104901 | no | no |  |  | no |  |  | 0 | 0 | 0 | 0
oh_line_8104901_200838148 |  | AD | node_8104901_200838147 | node_8104901_200838148 | 216.308 | bal_1P_4CU | 8104901 | no | no |  |  | no |  |  | 0 | 0 | 0 | 0
oh_line_8104901_200838149 |  | AD | node_8104901_200838148 | node_8104901_200838149 | 235.026 | bal_1P_4CU | 8104901 | no | no |  |  | no |  |  | 0 | 0 | 0 | 0
oh_line_8104901_200838150 |  | AD | node_8104901_200838149 | node_8104901_200838150 | 230.184 | bal_1P_4CU | 8104901 | no | no |  |  | no |  |  | 0 | 0 | 0 | 0
oh_line_8104901_200838151 |  | AD | node_8104901_200838150 | node_8104901_200838151 | 230.417 | bal_1P_4CU | 8104901 | no | no |  |  | no |  |  | 0 | 0 | 0 | 0
oh_line_8104901_200838152 |  | AD | node_8104901_200838151 | node_8104901_200838152 | 253.386 | bal_1P_4CU | 8104901 | no | no |  |  | no |  |  | 0 | 0 | 0 | 0
oh_line_8104901_200838153 |  | AD | node_8104901_200838152 | node_8104901_200838153 | 213.101 | bal_1P_4CU | 8104901 | no | no |  |  | no |  |  | 0 | 0 | 0 | 0
oh_line_8104901_200838154 |  | AD | node_8104901_200838153 | node_8104901_200838154 | 219.679 | bal_1P_4CU | 8104901 | no | no |  |  | no |  |  | 0 | 0 | 0 | 0
oh_line_8104901_200838155 |  | AD | node_8104901_200838154 | node_8104901_200838155 | 183.527 | bal_1P_4CU | 8104901 | no | no |  |  | no |  |  | 0 | 0 | 0 | 0
oh_line_8104901_200838156 |  | AD | node_8104901_200838155 | node_8104901_200838156 | 181.466 | bal_1P_4CU | 8104901 | no | no |  |  | no |  |  | 0 | 0 | 0 | 0
oh_line_8104901_200838157 |  | AD | node_8104901_200838156 | node_8104901_200838157 | 180.496 | bal_1P_4CU | 8104901 | no | no |  |  | no |  |  | 0 | 0 | 0 | 0
oh_line_8104901_200838158 |  | AD | node_8104901_200838157 | node_8104901_200838158 | 188.331 | bal_1P_4CU | 8104901 | no | no |  |  | no |  |  | 0 | 0 | 0 | 0
oh_line_8104901_200838159 |  | AD | node_8104901_200838158 | node_8104901_200838159 | 193.918 | bal_1P_4CU | 8104901 | no | no |  |  | no |  |  | 0 | 0 | 0 | 0
oh_line_8104901_200838160 |  | AD | node_8104901_200838159 | node_8104901_200838160 | 169.418 | bal_1P_4CU | 8104901 | no | no |  |  | no |  |  | 0 | 0 | 0 | 0
oh_line_8104901_200838161 |  | AD | node_8104901_200838160 | node_8104901_200838161 | 205.784 | bal_1P_1/0AA | 8104901 | no | no |  |  | no |  |  | 0 | 0 | 0 | 0
oh_line_8104901_200838162 |  | AD | node_8104901_200838161 | node_8104901_200838162 | 183.612 | bal_1P_1/0AA | 8104901 | no | no |  |  | no |  |  | 0 | 0 | 0 | 0
oh_line_8104901_200838163 |  | AD | node_8104901_200838162 | node_8104901_200838163 | 262.796 | bal_1P_1/0AA | 8104901 | no | no |  |  | no |  |  | 0 | 0 | 0 | 0
oh_line_8104901_200838168 |  | AD | node_8104901_200838169 | node_8104901_200838168 | 164.094 | bal_1P_1/0AA | 8104901 | no | no |  |  | no |  |  | 0 | 0 | 0 | 0
oh_line_8104901_200838169 |  | AD | node_8104901_200838170 | node_8104901_200838169 | 183.268 | bal_1P_1/0AA | 8104901 | no | no |  |  | no |  |  | 0 | 0 | 0 | 0
oh_line_8104901_200838170 |  | AD | node_8104901_200838208 | node_8104901_200838170 | 185.165 | bal_1P_1/0AA | 8104901 | no | no |  |  | no |  |  | 0 | 0 | 0 | 0
oh_line_8104901_200838171 |  | AD | node_8104901_200838037 | node_8104901_200838171 | 194.572 | bal_1P_1/0AA | 8104901 | no | no |  |  | no |  |  | 0 | 0 | 0 | 0
oh_line_8104901_200838172 |  | AD | node_8104901_200838171 | node_intto1_8104901_200838172 | 167.585 | bal_1P_1/0AA | 8104901 | no | no |  |  | no |  |  | 0 | 0 | 0 | 0
oh_line_8104901_200838173 |  | AD | node_8104901_200838172 | node_8104901_200838173 | 159.695 | bal_1P_2AC | 8104901 | no | no |  |  | no |  |  | 0 | 0 | 0 | 0
oh_line_8104901_200838174 |  | AD | node_8104901_200838173 | node_8104901_200838174 | 52.317 | bal_1P_1/0AA | 8104901 | no | no |  |  | no |  |  | 0 | 0 | 0 | 0
oh_line_8104901_200838175 |  | AD | node_8104901_200838174 | node_8104901_200838175 | 253.901 | bal_1P_1/0AA | 8104901 | no | no |  |  | no |  |  | 0 | 0 | 0 | 0
oh_line_8104901_200838176 |  | AD | node_8104901_200838198 | node_8104901_200838176 | 294.23 | bal_1P_2AC | 8104901 | no | no |  |  | no |  |  | 0 | 0 | 0 | 0
oh_line_8104901_200838177 |  | AD | node_8104901_200838176 | node_8104901_200838177 | 101.008 | bal_1P_1/0AA | 8104901 | no | no |  |  | no |  |  | 0 | 0 | 0 | 0
oh_line_8104901_200838178 |  | AD | node_8104901_200838177 | node_8104901_200838178 | 267.809 | bal_1P_1/0AA | 8104901 | no | no |  |  | no |  |  | 0 | 0 | 0 | 0
oh_line_8104901_200838179 |  | AD | node_8104901_200838176 | node_8104901_200838179 | 159.985 | bal_1P_1/0AA | 8104901 | no | no |  |  | no |  |  | 0 | 0 | 0 | 0
oh_line_8104901_200838181 |  | AD | node_8104901_200838179 | node_8104901_200838181 | 377.523 | bal_1P_1/0AA | 8104901 | no | no |  |  | no |  |  | 0 | 0 | 0 | 0
oh_line_8104901_200838184 |  | AD | node_8104901_200838181 | node_8104901_200838184 | 309.989 | bal_1P_1/0AA | 8104901 | no | no |  |  | no |  |  | 0 | 0 | 0 | 0
oh_line_8104901_200838185 |  | AD | node_8104901_200838173 | node_8104901_200838185 | 178.252 | bal_1P_2AC | 8104901 | no | no |  |  | no |  |  | 0 | 0 | 0 | 0
oh_line_8104901_200838186 |  | AD | node_8104901_200838185 | node_8104901_200838186 | 169.744 | bal_1P_2AC | 8104901 | no | no |  |  | no |  |  | 0 | 0 | 0 | 0
oh_line_8104901_200838187 |  | AD | node_8104901_200838186 | node_8104901_200838187 | 122.427 | bal_1P_2AC | 8104901 | no | no |  |  | no |  |  | 0 | 0 | 0 | 0
oh_line_8104901_200838190 |  | AD | node_8104901_200979066 | node_8104901_200838190 | 341.916 | bal_1P_2AC | 8104901 | no | no |  |  | no |  |  | 0 | 0 | 0 | 0
oh_line_8104901_200838192 |  | AD | node_8104901_200838190 | node_8104901_200838192 | 285.707 | bal_1P_2AC | 8104901 | no | no |  |  | no |  |  | 0 | 0 | 0 | 0
oh_line_8104901_200838193 |  | AD | node_8104901_200838192 | node_8104901_200838193 | 228.13 | bal_1P_2AC | 8104901 | no | no |  |  | no |  |  | 0 | 0 | 0 | 0
oh_line_8104901_200838194 |  | AD | node_8104901_200838193 | node_8104901_200838194 | 201.351 | bal_1P_2AC | 8104901 | no | no |  |  | no |  |  | 0 | 0 | 0 | 0
oh_line_8104901_200838195 |  | AD | node_8104901_200838194 | node_8104901_200838195 | 50.396 | bal_1P_1/0AA | 8104901 | no | no |  |  | no |  |  | 0 | 0 | 0 | 0
oh_line_8104901_200838196 |  | AD | node_8104901_200838195 | node_8104901_200838196 | 204.31 | bal_1P_1/0AA | 8104901 | no | no |  |  | no |  |  | 0 | 0 | 0 | 0
oh_line_8104901_200838197 |  | AD | node_8104901_200838196 | node_8104901_200838197 | 124.275 | bal_1P_1/0AA | 8104901 | no | no |  |  | no |  |  | 0 | 0 | 0 | 0
oh_line_8104901_200838198 |  | AD | node_8104901_200838194 | node_8104901_200838198 | 145.055 | bal_1P_2AC | 8104901 | no | no |  |  | no |  |  | 0 | 0 | 0 | 0
oh_line_8104901_200838199 |  | AD | node_8104901_200828645 | node_8104901_200838199 | 380.675 | bal_1P_2AC | 8104901 | no | no |  |  | no |  |  | 0 | 0 | 0 | 0
oh_line_8104901_200838200 |  | AD | node_8104901_200838199 | node_8104901_200838200 | 392.159 | bal_1P_2AC | 8104901 | no | no |  |  | no |  |  | 0 | 0 | 0 | 0
oh_line_8104901_200838201 |  | AD | node_8104901_200838200 | node_8104901_200838201 | 79.568 | bal_1P_2AC | 8104901 | no | no |  |  | no |  |  | 0 | 0 | 0 | 0
oh_line_8104901_200838202 |  | AD | node_8104901_200838201 | node_intto1_8104901_200838202 | 175.413 | bal_1P_2AC | 8104901 | no | no |  |  | no |  |  | 0 | 0 | 0 | 0
oh_line_8104901_200838203 |  | AD | node_8104901_200838202 | node_8104901_200838203 | 277.586 | bal_1P_2AC | 8104901 | no | no |  |  | no |  |  | 0 | 0 | 0 | 0
oh_line_8104901_200838206 |  | AD | node_8104901_200838203 | node_8104901_200838206 | 347.303 | bal_1P_2AC | 8104901 | no | no |  |  | no |  |  | 0 | 0 | 0 | 0
oh_line_8104901_200838208 |  | AD | node_8104901_200838206 | node_8104901_200838208 | 469.302 | bal_1P_2AC | 8104901 | no | no |  |  | no |  |  | 0 | 0 | 0 | 0
oh_line_8104901_200838209 |  | AD | node_8104901_200838208 | node_8104901_200838209 | 442.615 | bal_1P_2AC | 8104901 | no | no |  |  | no |  |  | 0 | 0 | 0 | 0
oh_line_8104901_200838211 |  | AD | node_8104901_200838209 | node_8104901_200838211 | 279.095 | bal_1P_2AC | 8104901 | no | no |  |  | no |  |  | 0 | 0 | 0 | 0
oh_line_8104901_200838212 |  | AD | node_8104901_200838211 | node_8104901_200838212 | 256.806 | bal_1P_2AC | 8104901 | no | no |  |  | no |  |  | 0 | 0 | 0 | 0
oh_line_8104901_200838213 |  | AD | node_8104901_200838212 | node_8104901_200838213 | 187.015 | bal_1P_2AC | 8104901 | no | no |  |  | no |  |  | 0 | 0 | 0 | 0
oh_line_8104901_200838214 |  | AD | node_8104901_200838213 | node_8104901_200838214 | 194.255 | bal_1P_2AC | 8104901 | no | no |  |  | no |  |  | 0 | 0 | 0 | 0
oh_line_8104901_200838215 |  | AD | node_8104901_200838214 | node_8104901_200838215 | 255.589 | bal_1P_2AC | 8104901 | no | no |  |  | no |  |  | 0 | 0 | 0 | 0
oh_line_8104901_200838216 |  | AD | node_8104901_200838214 | node_8104901_200838216 | 183.941 | bal_1P_2AC | 8104901 | no | no |  |  | no |  |  | 0 | 0 | 0 | 0
oh_line_8104901_200838217 |  | AD | node_8104901_200838216 | node_8104901_200838217 | 208.008 | bal_1P_2AC | 8104901 | no | no |  |  | no |  |  | 0 | 0 | 0 | 0
oh_line_8104901_200838218 |  | AD | node_8104901_200838217 | node_8104901_200838218 | 234.042 | bal_1P_2AC | 8104901 | no | no |  |  | no |  |  | 0 | 0 | 0 | 0
oh_line_8104901_200838219 |  | AD | node_8104901_200838218 | node_8104901_200838219 | 333.343 | bal_1P_1/0AA | 8104901 | no | no |  |  | no |  |  | 0 | 0 | 0 | 0
oh_line_8104901_200838221 |  | AD | node_8104901_200838219 | node_8104901_200838221 | 233.82 | bal_1P_1/0AA | 8104901 | no | no |  |  | no |  |  | 0 | 0 | 0 | 0
oh_line_8104901_200868360 |  | AD | node_8104901_200869555 | node_8104901_200868360 | 149.35 | bal_1P_4AC | 8104901 | no | no |  |  | no |  |  | 0 | 0 | 0 | 0
oh_line_8104901_200868361 |  | AD | node_8104901_200868360 | node_intto1_8104901_200868361 | 357.878 | bal_1P_4AC | 8104901 | no | no |  |  | no |  |  | 0 | 0 | 0 | 0
oh_line_8104901_200868362 |  | AD | node_8104901_200868361 | node_8104901_200868362 | 210.591 | bal_1P_4AC | 8104901 | no | no |  |  | no |  |  | 0 | 0 | 0 | 0
oh_line_8104901_200868363 |  | AD | node_8104901_200868362 | node_8104901_200868363 | 223.212 | bal_1P_4AC | 8104901 | no | no |  |  | no |  |  | 0 | 0 | 0 | 0
oh_line_8104901_200868365 |  | AD | node_8104901_200868363 | node_8104901_200868365 | 365.409 | bal_1P_4AC | 8104901 | no | no |  |  | no |  |  | 0 | 0 | 0 | 0
oh_line_8104901_200868367 |  | AD | node_8104901_200868365 | node_8104901_200868367 | 381.678 | bal_1P_4AC | 8104901 | no | no |  |  | no |  |  | 0 | 0 | 0 | 0
oh_line_8104901_200868368 |  | AD | node_8104901_200868367 | node_8104901_200868368 | 247.055 | bal_1P_4AC | 8104901 | no | no |  |  | no |  |  | 0 | 0 | 0 | 0
oh_line_8104901_200868369 |  | AD | node_8104901_200868368 | node_8104901_200868369 | 146.626 | bal_1P_4AC | 8104901 | no | no |  |  | no |  |  | 0 | 0 | 0 | 0
oh_line_8104901_200868370 |  | AD | node_8104901_200868369 | node_8104901_200868370 | 352.383 | bal_1P_4AC | 8104901 | no | no |  |  | no |  |  | 0 | 0 | 0 | 0
oh_line_8104901_200868952 |  | AD | node_8104901_200869548 | node_8104901_200868952 | 96.468 | bal_1P_2AC | 8104901 | no | no |  |  | no |  |  | 0 | 0 | 0 | 0
oh_line_8104901_200868953 |  | AD | node_8104901_311905685 | node_8104901_200868953 | 214.942 | bal_1P_2AC | 8104901 | no | no |  |  | no |  |  | 0 | 0 | 0 | 0
oh_line_8104901_200868954 |  | AD | node_8104901_200868953 | node_8104901_200868954 | 109.287 | bal_1P_2AC | 8104901 | no | no |  |  | no |  |  | 0 | 0 | 0 | 0
oh_line_8104901_200869239 |  | AD | node_8104901_200869250 | node_8104901_200869239 | 320.074 | bal_1P_2AC | 8104901 | no | no |  |  | no |  |  | 0 | 0 | 0 | 0
oh_line_8104901_200869241 |  | AD | node_8104901_200869239 | node_8104901_200869241 | 320.749 | bal_1P_2AC | 8104901 | no | no |  |  | no |  |  | 0 | 0 | 0 | 0
oh_line_8104901_200869242 |  | AD | node_8104901_200869241 | node_8104901_200869242 | 294.298 | bal_1P_1/0AA | 8104901 | no | no |  |  | no |  |  | 0 | 0 | 0 | 0
oh_line_8104901_200869243 |  | AD | node_8104901_200869242 | node_8104901_200869243 | 191.707 | bal_1P_1/0AA | 8104901 | no | no |  |  | no |  |  | 0 | 0 | 0 | 0
oh_line_8104901_200869244 |  | AD | node_8104901_200869243 | node_8104901_200869244 | 115.899 | bal_1P_1/0AA | 8104901 | no | no |  |  | no |  |  | 0 | 0 | 0 | 0
oh_line_8104901_200869245 |  | AD | node_8104901_200869243 | node_8104901_200869245 | 361.731 | bal_1P_1/0AA | 8104901 | no | no |  |  | no |  |  | 0 | 0 | 0 | 0
oh_line_8104901_200869247 |  | AD | node_8104901_200826093 | node_8104901_200869247 | 359.88 | bal_1P_2AC | 8104901 | no | no |  |  | no |  |  | 0 | 0 | 0 | 0
oh_line_8104901_200869248 |  | AD | node_8104901_200869247 | node_8104901_200869248 | 404.295 | bal_1P_2AC | 8104901 | no | no |  |  | no |  |  | 0 | 0 | 0 | 0
oh_line_8104901_200869249 |  | AD | node_8104901_200869248 | node_8104901_200869249 | 437.261 | bal_1P_2AC | 8104901 | no | no |  |  | no |  |  | 0 | 0 | 0 | 0
oh_line_8104901_200869250 |  | AD | node_8104901_200869248 | node_8104901_200869250 | 381.753 | bal_1P_2AC | 8104901 | no | no |  |  | no |  |  | 0 | 0 | 0 | 0
oh_line_8104901_200869297 |  | AD | node_8104901_200869642 | node_intto1_8104901_200869297 | 250.616 | bal_1P_2AC | 8104901 | no | no |  |  | no |  |  | 0 | 0 | 0 | 0
oh_line_8104901_200869298 |  | AD | node_8104901_200869297 | node_8104901_200869298 | 150.448 | bal_1P_2AC | 8104901 | no | no |  |  | no |  |  | 0 | 0 | 0 | 0
oh_line_8104901_200869299 |  | AD | node_8104901_200869298 | node_8104901_200869299 | 255.866 | bal_1P_2AC | 8104901 | no | no |  |  | no |  |  | 0 | 0 | 0 | 0
oh_line_8104901_200869300 |  | AD | node_8104901_200869299 | node_8104901_200869300 | 261.163 | bal_1P_2AC | 8104901 | no | no |  |  | no |  |  | 0 | 0 | 0 | 0
oh_line_8104901_200869301 |  | AD | node_8104901_200869300 | node_8104901_200869301 | 164.625 | bal_1P_2AC | 8104901 | no | no |  |  | no |  |  | 0 | 0 | 0 | 0
oh_line_8104901_200869499 |  | AD | node_8104901_200870350 | node_8104901_200869499 | 184.158 | bal_1P_2AC | 8104901 | no | no |  |  | no |  |  | 0 | 0 | 0 | 0
oh_line_8104901_200869500 |  | AD | node_8104901_200869499 | node_intto1_8104901_200869500 | 312.389 | bal_1P_2AC | 8104901 | no | no |  |  | no |  |  | 0 | 0 | 0 | 0
oh_line_8104901_200869501 |  | AD | node_8104901_200869500 | node_8104901_200869501 | 236.81 | bal_1P_2AC | 8104901 | no | no |  |  | no |  |  | 0 | 0 | 0 | 0
oh_line_8104901_200869502 |  | AD | node_8104901_200869501 | node_8104901_200869502 | 323.083 | bal_1P_2AC | 8104901 | no | no |  |  | no |  |  | 0 | 0 | 0 | 0
oh_line_8104901_200869503 |  | AD | node_8104901_200869502 | node_8104901_200869503 | 232.153 | bal_1P_2AC | 8104901 | no | no |  |  | no |  |  | 0 | 0 | 0 | 0
oh_line_8104901_200869504 |  | AD | node_8104901_200869503 | node_8104901_200869504 | 253.382 | bal_1P_2AC | 8104901 | no | no |  |  | no |  |  | 0 | 0 | 0 | 0
oh_line_8104901_200869505 |  | AD | node_8104901_200870350 | node_intto1_8104901_200869505 | 284.32 | bal_1P_2AC | 8104901 | no | no |  |  | no |  |  | 0 | 0 | 0 | 0
oh_line_8104901_200869507 |  | AD | node_8104901_200869505 | node_8104901_200869507 | 280.768 | bal_1P_2AC | 8104901 | no | no |  |  | no |  |  | 0 | 0 | 0 | 0
oh_line_8104901_200869508 |  | AD | node_8104901_200869507 | node_8104901_200869508 | 361.79 | bal_1P_2AC | 8104901 | no | no |  |  | no |  |  | 0 | 0 | 0 | 0
oh_line_8104901_200869510 |  | AD | node_8104901_200869508 | node_8104901_200869510 | 339.527 | bal_1P_2AC | 8104901 | no | no |  |  | no |  |  | 0 | 0 | 0 | 0
oh_line_8104901_200869511 |  | AD | node_8104901_200869510 | node_8104901_200869511 | 197.005 | bal_1P_2AC | 8104901 | no | no |  |  | no |  |  | 0 | 0 | 0 | 0
oh_line_8104901_200869512 |  | AD | node_8104901_200869511 | node_8104901_200869512 | 168.241 | bal_1P_2AC | 8104901 | no | no |  |  | no |  |  | 0 | 0 | 0 | 0
oh_line_8104901_200869532 |  | AD | node_8104901_200869546 | node_8104901_200869532 | 200.978 | bal_1P_2AC | 8104901 | no | no |  |  | no |  |  | 0 | 0 | 0 | 0
oh_line_8104901_200869533 |  | AD | node_8104901_200869534 | node_8104901_200869533 | 232.378 | bal_1P_1/0AC | 8104901 | no | no |  |  | no |  |  | 0 | 0 | 0 | 0
oh_line_8104901_200869534 |  | AD | node_8104901_200869537 | node_8104901_200869534 | 264.882 | bal_1P_1/0AC | 8104901 | no | no |  |  | no |  |  | 0 | 0 | 0 | 0
oh_line_8104901_200869537 |  | AD | node_8104901_200869538 | node_8104901_200869537 | 184.068 | bal_1P_1/0AC | 8104901 | no | no |  |  | no |  |  | 0 | 0 | 0 | 0
oh_line_8104901_200869538 |  | AD | node_8104901_200869539 | node_8104901_200869538 | 214.503 | bal_1P_1/0AC | 8104901 | no | no |  |  | no |  |  | 0 | 0 | 0 | 0
oh_line_8104901_200869539 |  | AD | node_8104901_200869540 | node_8104901_200869539 | 278.879 | bal_1P_1/0AC | 8104901 | no | no |  |  | no |  |  | 0 | 0 | 0 | 0
oh_line_8104901_200869540 |  | AD | node_8104901_200869541 | node_8104901_200869540 | 262.376 | bal_1P_1/0AC | 8104901 | no | no |  |  | no |  |  | 0 | 0 | 0 | 0
oh_line_8104901_200869541 |  | AD | node_8104901_200869543 | node_8104901_200869541 | 225.06 | bal_1P_1/0AC | 8104901 | no | no |  |  | no |  |  | 0 | 0 | 0 | 0
oh_line_8104901_200869543 |  | AD | node_8104901_200869544 | node_8104901_200869543 | 282.826 | bal_1P_1/0AC | 8104901 | no | no |  |  | no |  |  | 0 | 0 | 0 | 0
oh_line_8104901_200869544 |  | AD | node_8104901_200869545 | node_8104901_200869544 | 222.777 | bal_1P_1/0AC | 8104901 | no | no |  |  | no |  |  | 0 | 0 | 0 | 0
oh_line_8104901_200869545 |  | AD | node_8104901_200869548 | node_8104901_200869545 | 172.125 | bal_1P_1/0AC | 8104901 | no | no |  |  | no |  |  | 0 | 0 | 0 | 0
oh_line_8104901_200869546 |  | AD | node_8104901_200869547 | node_8104901_200869546 | 194.349 | bal_1P_2AC | 8104901 | no | no |  |  | no |  |  | 0 | 0 | 0 | 0
oh_line_8104901_200869547 |  | AD | node_8104901_200869560 | node_8104901_200869547 | 93.935 | bal_1P_2AC | 8104901 | no | no |  |  | no |  |  | 0 | 0 | 0 | 0
oh_line_8104901_200869548 |  | ABCD | node_8104901_200869550 | node_8104901_200869548 | 244.675 | bal_3P_4/0AA | 8104901 | no | no |  |  | no |  |  | 0 | 0 | 0 | 0
oh_line_8104901_200869550 |  | ABCD | node_8104901_200869552 | node_8104901_200869550 | 120.339 | bal_3P_4/0AA | 8104901 | no | no |  |  | no |  |  | 0 | 0 | 0 | 0
oh_line_8104901_200869552 |  | ABCD | node_8104901_200869553 | node_8104901_200869552 | 154.817 | bal_3P_4/0AA | 8104901 | no | no |  |  | no |  |  | 0 | 0 | 0 | 0
oh_line_8104901_200869553 |  | ABCD | node_8104901_200869554 | node_8104901_200869553 | 280.867 | bal_3P_4/0AA | 8104901 | no | no |  |  | no |  |  | 0 | 0 | 0 | 0
oh_line_8104901_200869554 |  | ABCD | node_8104901_200869555 | node_8104901_200869554 | 249.474 | bal_3P_4/0AA | 8104901 | no | no |  |  | no |  |  | 0 | 0 | 0 | 0
oh_line_8104901_200869555 |  | ABCD | node_8104901_200869556 | node_8104901_200869555 | 207.353 | bal_3P_4/0AA | 8104901 | no | no |  |  | no |  |  | 0 | 0 | 0 | 0
oh_line_8104901_200869556 |  | ABCD | node_8104901_200869557 | node_intto1_8104901_200869556 | 191.19 | bal_3P_4/0AA | 8104901 | no | no |  |  | no |  |  | 0 | 0 | 0 | 0
oh_line_8104901_200869557 |  | ABCD | node_8104901_200870362 | node_8104901_200869557 | 202.086 | bal_3P_4/0AA | 8104901 | no | no |  |  | no |  |  | 0 | 0 | 0 | 0
oh_line_8104901_200869558 |  | AD | node_8104901_200869557 | node_8104901_200869558 | 31.51 | bal_1P_1/0AA | 8104901 | no | no |  |  | no |  |  | 0 | 0 | 0 | 0
oh_line_8104901_200869559 |  | AD | node_8104901_200869558 | node_8104901_200869559 | 189.204 | bal_1P_1/0AA | 8104901 | no | no |  |  | no |  |  | 0 | 0 | 0 | 0
oh_line_8104901_200869560 |  | AD | node_8104901_200869562 | node_8104901_200869560 | 184.331 | bal_1P_2AC | 8104901 | no | no |  |  | no |  |  | 0 | 0 | 0 | 0
oh_line_8104901_200869561 |  | AD | node_8104901_200869560 | node_8104901_200869561 | 59.654 | bal_1P_1/0AA | 8104901 | no | no |  |  | no |  |  | 0 | 0 | 0 | 0
oh_line_8104901_200869562 |  | AD | node_8104901_200950464 | node_8104901_200869562 | 180.847 | bal_1P_2AC | 8104901 | no | no |  |  | no |  |  | 0 | 0 | 0 | 0
oh_line_8104901_200869565 |  | AD | node_8104901_200869567 | node_8104901_200869565 | 193.228 | bal_1P_1/0AC | 8104901 | no | no |  |  | no |  |  | 0 | 0 | 0 | 0
oh_line_8104901_200869566 |  | AD | node_8104901_200869565 | node_8104901_200869566 | 135.13 | bal_1P_1/0AC | 8104901 | no | no |  |  | no |  |  | 0 | 0 | 0 | 0
oh_line_8104901_200869567 |  | AD | node_8104901_200869568 | node_8104901_200869567 | 193.115 | bal_1P_1/0AC | 8104901 | no | no |  |  | no |  |  | 0 | 0 | 0 | 0
oh_line_8104901_200869568 |  | AD | node_8104901_200869569 | node_8104901_200869568 | 203.707 | bal_1P_1/0AC | 8104901 | no | no |  |  | no |  |  | 0 | 0 | 0 | 0
oh_line_8104901_200869569 |  | AD | node_8104901_200869533 | node_8104901_200869569 | 199.225 | bal_1P_1/0AC | 8104901 | no | no |  |  | no |  |  | 0 | 0 | 0 | 0
oh_line_8104901_200869606 |  | AD | node_8104901_200870707 | node_8104901_200869606 | 52.722 | bal_1P_1/0AC | 8104901 | no | no |  |  | no |  |  | 0 | 0 | 0 | 0
oh_line_8104901_200869607 |  | AD | node_8104901_200869606 | node_intto1_8104901_200869607 | 246.002 | bal_1P_1/0AC | 8104901 | no | no |  |  | no |  |  | 0 | 0 | 0 | 0
oh_line_8104901_200869608 |  | AD | node_8104901_200869607 | node_8104901_200869608 | 194.522 | bal_1P_1/0AC | 8104901 | no | no |  |  | no |  |  | 0 | 0 | 0 | 0
oh_line_8104901_200869609 |  | AD | node_8104901_200869608 | node_8104901_200869609 | 187.75 | bal_1P_1/0AC | 8104901 | no | no |  |  | no |  |  | 0 | 0 | 0 | 0
oh_line_8104901_200869610 |  | AD | node_8104901_200869609 | node_8104901_200869610 | 204.385 | bal_1P_1/0AC | 8104901 | no | no |  |  | no |  |  | 0 | 0 | 0 | 0
oh_line_8104901_200869611 |  | AD | node_8104901_200869610 | node_8104901_200869611 | 197.221 | bal_1P_1/0AC | 8104901 | no | no |  |  | no |  |  | 0 | 0 | 0 | 0
oh_line_8104901_200869612 |  | AD | node_8104901_200869611 | node_8104901_200869612 | 259.117 | bal_1P_1/0AC | 8104901 | no | no |  |  | no |  |  | 0 | 0 | 0 | 0
oh_line_8104901_200869613 |  | AD | node_8104901_200869612 | node_8104901_200869613 | 236.466 | bal_1P_1/0AC | 8104901 | no | no |  |  | no |  |  | 0 | 0 | 0 | 0
oh_line_8104901_200869620 |  | AD | node_8104901_200868953 | node_8104901_200869620 | 364.51 | bal_1P_1/0AC | 8104901 | no | no |  |  | no |  |  | 0 | 0 | 0 | 0
oh_line_8104901_200869621 |  | AD | node_8104901_200869642 | node_8104901_200869621 | 287.928 | bal_1P_2AC | 8104901 | no | no |  |  | no |  |  | 0 | 0 | 0 | 0
oh_line_8104901_200869623 |  | AD | node_8104901_200869621 | node_8104901_200869623 | 301.795 | bal_1P_2AC | 8104901 | no | no |  |  | no |  |  | 0 | 0 | 0 | 0
oh_line_8104901_200869624 |  | AD | node_8104901_200869623 | node_8104901_200869624 | 307.097 | bal_1P_2AC | 8104901 | no | no |  |  | no |  |  | 0 | 0 | 0 | 0
oh_line_8104901_200869625 |  | AD | node_8104901_200869624 | node_8104901_200869625 | 282.531 | bal_1P_1/0AC | 8104901 | no | no |  |  | no |  |  | 0 | 0 | 0 | 0
oh_line_8104901_200869627 |  | AD | node_8104901_200869625 | node_8104901_200869627 | 330.08 | bal_1P_1/0AC | 8104901 | no | no |  |  | no |  |  | 0 | 0 | 0 | 0
oh_line_8104901_200869628 |  | AD | node_8104901_200869627 | node_8104901_200869628 | 241.694 | bal_1P_1/0AC | 8104901 | no | no |  |  | no |  |  | 0 | 0 | 0 | 0
oh_line_8104901_200869629 |  | AD | node_8104901_200869628 | node_intto1_8104901_200869629 | 340.136 | bal_1P_1/0AA | 8104901 | no | no |  |  | no |  |  | 0 | 0 | 0 | 0
oh_line_8104901_200869630 |  | AD | node_8104901_200869629 | node_8104901_200869630 | 173.761 | bal_1P_1/0AA | 8104901 | no | no |  |  | no |  |  | 0 | 0 | 0 | 0
oh_line_8104901_200869635 |  | AD | node_8104901_200869620 | node_8104901_200869635 | 267.962 | bal_1P_1/0AC | 8104901 | no | no |  |  | no |  |  | 0 | 0 | 0 | 0
oh_line_8104901_200869636 |  | AD | node_8104901_200869635 | node_8104901_200869636 | 311.982 | bal_1P_1/0AC | 8104901 | no | no |  |  | no |  |  | 0 | 0 | 0 | 0
oh_line_8104901_200869637 |  | AD | node_8104901_200869636 | node_8104901_200869637 | 298.163 | bal_1P_1/0AC | 8104901 | no | no |  |  | no |  |  | 0 | 0 | 0 | 0
oh_line_8104901_200869638 |  | AD | node_8104901_200869637 | node_8104901_200869638 | 201.103 | bal_1P_1/0AC | 8104901 | no | no |  |  | no |  |  | 0 | 0 | 0 | 0
oh_line_8104901_200869639 |  | AD | node_8104901_200869638 | node_8104901_200869639 | 260.226 | bal_1P_1/0AA | 8104901 | no | no |  |  | no |  |  | 0 | 0 | 0 | 0
oh_line_8104901_200869640 |  | AD | node_8104901_200869639 | node_8104901_200869640 | 247.788 | bal_1P_1/0AA | 8104901 | no | no |  |  | no |  |  | 0 | 0 | 0 | 0
oh_line_8104901_200869641 |  | AD | node_8104901_200869640 | node_8104901_200869641 | 231.478 | bal_1P_1/0AA | 8104901 | no | no |  |  | no |  |  | 0 | 0 | 0 | 0
oh_line_8104901_200869642 |  | AD | node_8104901_200869641 | node_8104901_200869642 | 253.134 | bal_1P_1/0AA | 8104901 | no | no |  |  | no |  |  | 0 | 0 | 0 | 0
oh_line_8104901_200869648 |  | AD | node_8104901_200869565 | node_8104901_200869648 | 180.482 | bal_1P_2AC | 8104901 | no | no |  |  | no |  |  | 0 | 0 | 0 | 0
oh_line_8104901_200869649 |  | AD | node_8104901_200869659 | node_8104901_200869649 | 146.607 | bal_1P_1/0AC | 8104901 | no | no |  |  | no |  |  | 0 | 0 | 0 | 0
oh_line_8104901_200869652 |  | AD | node_8104901_200869648 | node_8104901_200869652 | 220.586 | bal_1P_1/0AC | 8104901 | no | no |  |  | no |  |  | 0 | 0 | 0 | 0
oh_line_8104901_200869653 |  | AD | node_8104901_200869652 | node_8104901_200869653 | 141.465 | bal_1P_1/0AC | 8104901 | no | no |  |  | no |  |  | 0 | 0 | 0 | 0
oh_line_8104901_200869654 |  | AD | node_8104901_200869653 | node_8104901_200869654 | 201.689 | bal_1P_1/0AC | 8104901 | no | no |  |  | no |  |  | 0 | 0 | 0 | 0
oh_line_8104901_200869655 |  | AD | node_8104901_200869654 | node_intto1_8104901_200869655 | 186.346 | bal_1P_1/0AC | 8104901 | no | no |  |  | no |  |  | 0 | 0 | 0 | 0
oh_line_8104901_200869656 |  | AD | node_8104901_200869655 | node_8104901_200869656 | 191.608 | bal_1P_1/0AC | 8104901 | no | no |  |  | no |  |  | 0 | 0 | 0 | 0
oh_line_8104901_200869657 |  | AD | node_8104901_200869656 | node_8104901_200869657 | 186.948 | bal_1P_1/0AC | 8104901 | no | no |  |  | no |  |  | 0 | 0 | 0 | 0
oh_line_8104901_200869658 |  | AD | node_8104901_200869657 | node_8104901_200869658 | 198.695 | bal_1P_1/0AC | 8104901 | no | no |  |  | no |  |  | 0 | 0 | 0 | 0
oh_line_8104901_200869659 |  | AD | node_8104901_200869658 | node_8104901_200869659 | 177.682 | bal_1P_1/0AC | 8104901 | no | no |  |  | no |  |  | 0 | 0 | 0 | 0
oh_line_8104901_200870343 |  | ABCD | node_8104901_200828526 | node_8104901_200870343 | 219.575 | bal_3P_4/0AA | 8104901 | no | no |  |  | no |  |  | 0 | 0 | 0 | 0
oh_line_8104901_200870344 |  | ABCD | node_8104901_200870343 | node_8104901_200870344 | 210.392 | bal_3P_4/0AA | 8104901 | no | no |  |  | no |  |  | 0 | 0 | 0 | 0
oh_line_8104901_200870345 |  | ABCD | node_8104901_200870344 | node_8104901_200870345 | 196.82 | bal_3P_4/0AA | 8104901 | no | no |  |  | no |  |  | 0 | 0 | 0 | 0
oh_line_8104901_200870347 |  | ABCD | node_8104901_200870345 | node_8104901_200870347 | 154.555 | bal_3P_4/0AA | 8104901 | no | no |  |  | no |  |  | 0 | 0 | 0 | 0
oh_line_8104901_200870348 |  | ABCD | node_8104901_200870347 | node_8104901_200870348 | 297.03 | bal_3P_4/0AA | 8104901 | no | no |  |  | no |  |  | 0 | 0 | 0 | 0
oh_line_8104901_200870349 |  | ABCD | node_8104901_200870348 | node_8104901_200870349 | 164.439 | bal_3P_4/0AA | 8104901 | no | no |  |  | no |  |  | 0 | 0 | 0 | 0
oh_line_8104901_200870350 |  | ABCD | node_8104901_200870349 | node_8104901_200870350 | 152.047 | bal_3P_4/0AA | 8104901 | no | no |  |  | no |  |  | 0 | 0 | 0 | 0
oh_line_8104901_200870351 |  | ABCD | node_8104901_200870350 | node_8104901_200870351 | 180.162 | bal_3P_4/0AA | 8104901 | no | no |  |  | no |  |  | 0 | 0 | 0 | 0
oh_line_8104901_200870352 |  | ABCD | node_8104901_200870351 | node_8104901_200870352 | 181.265 | bal_3P_4/0AA | 8104901 | no | no |  |  | no |  |  | 0 | 0 | 0 | 0
oh_line_8104901_200870354 |  | ABCD | node_8104901_200870352 | node_8104901_200870354 | 149.589 | bal_3P_4/0AA | 8104901 | no | no |  |  | no |  |  | 0 | 0 | 0 | 0
oh_line_8104901_200870355 |  | ABCD | node_8104901_200870354 | node_8104901_200870355 | 96.291 | bal_3P_4/0AA | 8104901 | no | no |  |  | no |  |  | 0 | 0 | 0 | 0
oh_line_8104901_200870356 |  | ABCD | node_8104901_200870355 | node_8104901_200870356 | 263.264 | bal_3P_4/0AA | 8104901 | no | no |  |  | no |  |  | 0 | 0 | 0 | 0
oh_line_8104901_200870358 |  | ABCD | node_8104901_200870356 | node_8104901_200870358 | 161.378 | bal_3P_4/0AA | 8104901 | no | no |  |  | no |  |  | 0 | 0 | 0 | 0
oh_line_8104901_200870359 |  | ABCD | node_8104901_200870358 | node_8104901_200870359 | 196.275 | bal_3P_4/0AA | 8104901 | no | no |  |  | no |  |  | 0 | 0 | 0 | 0
oh_line_8104901_200870361 |  | ABCD | node_8104901_200870359 | node_8104901_200870361 | 295.544 | bal_3P_4/0AA | 8104901 | no | no |  |  | no |  |  | 0 | 0 | 0 | 0
oh_line_8104901_200870362 |  | ABCD | node_8104901_200870361 | node_8104901_200870362 | 146.851 | bal_3P_4/0AA | 8104901 | no | no |  |  | no |  |  | 0 | 0 | 0 | 0
oh_line_8104901_200870688 |  | AD | node_8104901_200870689 | node_8104901_200870688 | 176.479 | bal_1P_2AC | 8104901 | no | no |  |  | no |  |  | 0 | 0 | 0 | 0
oh_line_8104901_200870689 |  | AD | node_8104901_200870690 | node_8104901_200870689 | 185.877 | bal_1P_2AC | 8104901 | no | no |  |  | no |  |  | 0 | 0 | 0 | 0
oh_line_8104901_200870690 |  | AD | node_8104901_200870691 | node_8104901_200870690 | 154.087 | bal_1P_2AC | 8104901 | no | no |  |  | no |  |  | 0 | 0 | 0 | 0
oh_line_8104901_200870691-1 |  | AD | node_8104901_200870692 | node_1434986_02_15291604_364 | 145.838 | bal_1P_2AC | 8104901 | no | no |  |  | no |  |  | 0 | 0 | 0 | 0
oh_line_8104901_200870691-2 |  | AD | node_1434986_02_15291604_364 | node_8104901_200870691 | 12.922 | bal_1P_2AC | 8104901 | no | no |  |  | no |  |  | 0 | 0 | 0 | 0
oh_line_8104901_200870692 |  | AD | node_8104901_200870693 | node_8104901_200870692 | 157.047 | bal_1P_2AC | 8104901 | no | no |  |  | no |  |  | 0 | 0 | 0 | 0
oh_line_8104901_200870693 |  | AD | node_8104901_200870694 | node_8104901_200870693 | 185.866 | bal_1P_2AC | 8104901 | no | no |  |  | no |  |  | 0 | 0 | 0 | 0
oh_line_8104901_200870694 |  | AD | node_8104901_200870695 | node_8104901_200870694 | 189.172 | bal_1P_2AC | 8104901 | no | no |  |  | no |  |  | 0 | 0 | 0 | 0
oh_line_8104901_200870695 |  | AD | node_8104901_200870696 | node_8104901_200870695 | 187.78 | bal_1P_2AC | 8104901 | no | no |  |  | no |  |  | 0 | 0 | 0 | 0
oh_line_8104901_200870696 |  | AD | node_8104901_200870697 | node_8104901_200870696 | 231.497 | bal_1P_2AC | 8104901 | no | no |  |  | no |  |  | 0 | 0 | 0 | 0
oh_line_8104901_200870697 |  | AD | node_8104901_200870702 | node_8104901_200870697 | 240.819 | bal_1P_2AC | 8104901 | no | no |  |  | no |  |  | 0 | 0 | 0 | 0
oh_line_8104901_200870698 |  | AD | node_8104901_200870697 | node_8104901_200870698 | 68.974 | bal_1P_1/0AC | 8104901 | no | no |  |  | no |  |  | 0 | 0 | 0 | 0
oh_line_8104901_200870699 |  | AD | node_8104901_200870698 | node_8104901_200870699 | 178.66 | bal_1P_1/0AC | 8104901 | no | no |  |  | no |  |  | 0 | 0 | 0 | 0
oh_line_8104901_200870700 |  | AD | node_8104901_200870699 | node_8104901_200870700 | 194.848 | bal_1P_1/0AC | 8104901 | no | no |  |  | no |  |  | 0 | 0 | 0 | 0
oh_line_8104901_200870702 |  | AD | node_8104901_200870703 | node_8104901_200870702 | 236.396 | bal_1P_2AC | 8104901 | no | no |  |  | no |  |  | 0 | 0 | 0 | 0
oh_line_8104901_200870703 |  | AD | node_8104901_200870706 | node_8104901_200870703 | 261.914 | bal_1P_2AC | 8104901 | no | no |  |  | no |  |  | 0 | 0 | 0 | 0
oh_line_8104901_200870706 |  | AD | node_8104901_200870707 | node_8104901_200870706 | 227.04 | bal_1P_2AC | 8104901 | no | no |  |  | no |  |  | 0 | 0 | 0 | 0
oh_line_8104901_200870707 |  | AD | node_8104901_200870708 | node_8104901_200870707 | 210.717 | bal_1P_2AC | 8104901 | no | no |  |  | no |  |  | 0 | 0 | 0 | 0
oh_line_8104901_200870708 |  | AD | node_8104901_200870711 | node_8104901_200870708 | 214.164 | bal_1P_2AC | 8104901 | no | no |  |  | no |  |  | 0 | 0 | 0 | 0
oh_line_8104901_200870711 |  | AD | node_8104901_200870713 | node_8104901_200870711 | 199.491 | bal_1P_2AC | 8104901 | no | no |  |  | no |  |  | 0 | 0 | 0 | 0
oh_line_8104901_200870713 |  | AD | node_8104901_200869532 | node_8104901_200870713 | 182.501 | bal_1P_2AC | 8104901 | no | no |  |  | no |  |  | 0 | 0 | 0 | 0
oh_line_8104901_200911497 |  | AD | node_8104901_200828437 | node_intto1_8104901_200911497 | 232.758 | bal_1P_2AC | 8104901 | no | no |  |  | no |  |  | 0 | 0 | 0 | 0
oh_line_8104901_200911770 |  | AD | node_8104901_200869567 | node_intto1_8104901_200911770 | 120.171 | bal_1P_1/0AC | 8104901 | no | no |  |  | no |  |  | 0 | 0 | 0 | 0
oh_line_8104901_200911774 |  | AD | node_8104901_200870688 | node_8104901_200911774 | 161.663 | bal_1P_2AC | 8104901 | no | no |  |  | no |  |  | 0 | 0 | 0 | 0
oh_line_8104901_200946159 |  | AD | node_8104901_200828507 | node_8104901_200946159 | 261.095 | bal_1P_2AC | 8104901 | no | no |  |  | no |  |  | 0 | 0 | 0 | 0
oh_line_8104901_200950075 |  | AD | node_8104901_200828344 | node_8104901_200950075 | 183.537 | bal_1P_4CU | 8104901 | no | no |  |  | no |  |  | 0 | 0 | 0 | 0
oh_line_8104901_200950076 |  | AN | node_8104901_200950075 | node_intto1_8104901_200950076 | 217.948 | bal_1P_DELTACUST | 8104901 | no | no |  |  | no |  |  | 0 | 0 | 0 | 0
oh_line_8104901_200950464 |  | AD | node_8104901_200869565 | node_8104901_200950464 | 240.168 | bal_1P_2AC | 8104901 | no | no |  |  | no |  |  | 0 | 0 | 0 | 0
oh_line_8104901_200953491 |  | AN | node_8104901_200953494 | node_8104901_200953491 | 264.984 | bal_1P_DELTACUST | 8104901 | no | no |  |  | no |  |  | 0 | 0 | 0 | 0
oh_line_8104901_200953492 |  | AD | node_8104901_200953495 | node_intto1_8104901_200953492 | 224.984 | bal_1P_1/0AA | 8104901 | no | no |  |  | no |  |  | 0 | 0 | 0 | 0
oh_line_8104901_200953493 |  | AD | node_8104901_200953492 | node_intto1_8104901_200953493 | 261.584 | bal_1P_1/0AA | 8104901 | no | no |  |  | no |  |  | 0 | 0 | 0 | 0
oh_line_8104901_200953494 |  | AD | node_8104901_200953493 | node_8104901_200953494 | 233.016 | bal_1P_1/0AA | 8104901 | no | no |  |  | no |  |  | 0 | 0 | 0 | 0
oh_line_8104901_200953495 |  | ABCD | node_8104901_200828581 | node_8104901_200953495 | 180.135 | bal_3P_477AL | 8104901 | no | no |  |  | no |  |  | 0 | 0 | 0 | 0
oh_line_8104901_200959301 |  | AD | node_8104901_200828476 | node_8104901_200959301 | 179.003 | bal_1P_2AC | 8104901 | no | no |  |  | no |  |  | 0 | 0 | 0 | 0
oh_line_8104901_200962957 |  | AD | node_8104901_200828631 | node_8104901_200962957 | 822.126 | bal_1P_2AC | 8104901 | no | no |  |  | no |  |  | 0 | 0 | 0 | 0
oh_line_8104901_200978451 |  | AD | node_8104901_201050955 | node_8104901_200978451 | 188.07 | bal_1P_4CU | 8104901 | no | no |  |  | no |  |  | 0 | 0 | 0 | 0
oh_line_8104901_200979066 |  | AD | node_8104901_200838187 | node_8104901_200979066 | 245.662 | bal_1P_2AC | 8104901 | no | no |  |  | no |  |  | 0 | 0 | 0 | 0
oh_line_8104901_201018622 |  | AD | node_8104901_200828542 | node_8104901_201018622 | 42.722 | bal_1P_1/0AA | 8104901 | no | no |  |  | no |  |  | 0 | 0 | 0 | 0
oh_line_8104901_201018623 |  | AD | node_8104901_201018622 | node_8104901_201018623 | 261.867 | bal_1P_1/0AA | 8104901 | no | no |  |  | no |  |  | 0 | 0 | 0 | 0
oh_line_8104901_201018624 |  | AD | node_8104901_201018623 | node_8104901_201018624 | 274.446 | bal_1P_1/0AA | 8104901 | no | no |  |  | no |  |  | 0 | 0 | 0 | 0
oh_line_8104901_201037725 |  | AD | node_8104901_200869244 | node_intto1_8104901_201037725 | 312.097 | bal_1P_1/0AA | 8104901 | no | no |  |  | no |  |  | 0 | 0 | 0 | 0
oh_line_8104901_201050854 |  | AD | node_8104901_200838026 | node_8104901_201050854 | 156.06 | bal_1P_4/0AL | 8104901 | no | no |  |  | no |  |  | 0 | 0 | 0 | 0
oh_line_8104901_201050855 |  | AD | node_8104901_201050856 | node_8104901_201050855 | 221.982 | bal_1P_4/0AL | 8104901 | no | no |  |  | no |  |  | 0 | 0 | 0 | 0
oh_line_8104901_201050856 |  | AD | node_8104901_200838041 | node_8104901_201050856 | 248.175 | bal_1P_4/0AL | 8104901 | no | no |  |  | no |  |  | 0 | 0 | 0 | 0
oh_line_8104901_201050857 |  | AD | node_8104901_201050858 | node_8104901_201050857 | 170.322 | bal_1P_4/0AL | 8104901 | no | no |  |  | no |  |  | 0 | 0 | 0 | 0
oh_line_8104901_201050858 |  | AD | node_8104901_201050859 | node_8104901_201050858 | 137.187 | bal_1P_4CU | 8104901 | no | no |  |  | no |  |  | 0 | 0 | 0 | 0
oh_line_8104901_201050859 |  | AD | node_8104901_201050860 | node_8104901_201050859 | 211.184 | bal_1P_4CU | 8104901 | no | no |  |  | no |  |  | 0 | 0 | 0 | 0
oh_line_8104901_201050860 |  | AD | node_8104901_201050861 | node_8104901_201050860 | 206.531 | bal_1P_4CU | 8104901 | no | no |  |  | no |  |  | 0 | 0 | 0 | 0
oh_line_8104901_201050861 |  | AD | node_8104901_200978451 | node_8104901_201050861 | 111.73 | bal_1P_4CU | 8104901 | no | no |  |  | no |  |  | 0 | 0 | 0 | 0
oh_line_8104901_201050945 |  | AD | node_8104901_200828388 | node_8104901_201050945 | 216.979 | bal_1P_4/0AA | 8104901 | no | no |  |  | no |  |  | 0 | 0 | 0 | 0
oh_line_8104901_201050955 |  | AD | node_8104901_201050956 | node_8104901_201050955 | 312.577 | bal_1P_4CU | 8104901 | no | no |  |  | no |  |  | 0 | 0 | 0 | 0
oh_line_8104901_201050956 |  | AD | node_8104901_200828491 | node_8104901_201050956 | 188.562 | bal_1P_4CU | 8104901 | no | no |  |  | no |  |  | 0 | 0 | 0 | 0
oh_line_8104901_201050957 |  | AD | node_8104901_201050958 | node_8104901_201050957 | 263.802 | bal_1P_4CU | 8104901 | no | no |  |  | no |  |  | 0 | 0 | 0 | 0
oh_line_8104901_201050958 |  | AD | node_8104901_200828495 | node_8104901_201050958 | 225.257 | bal_1P_4CU | 8104901 | no | no |  |  | no |  |  | 0 | 0 | 0 | 0
oh_line_8104901_201050959 |  | AD | node_8104901_200828497 | node_8104901_201050959 | 221.194 | bal_1P_4CU | 8104901 | no | no |  |  | no |  |  | 0 | 0 | 0 | 0
oh_line_8104901_201050960 |  | AD | node_8104901_201050961 | node_8104901_201050960 | 167.939 | bal_1P_4CU | 8104901 | no | no |  |  | no |  |  | 0 | 0 | 0 | 0
oh_line_8104901_201050961 |  | AD | node_8104901_201050962 | node_8104901_201050961 | 260.787 | bal_1P_4CU | 8104901 | no | no |  |  | no |  |  | 0 | 0 | 0 | 0
oh_line_8104901_201050962 |  | AD | node_8104901_201050963 | node_8104901_201050962 | 194.961 | bal_1P_4CU | 8104901 | no | no |  |  | no |  |  | 0 | 0 | 0 | 0
oh_line_8104901_201050963 |  | AD | node_8104901_201050964 | node_8104901_201050963 | 148.14 | bal_1P_4CU | 8104901 | no | no |  |  | no |  |  | 0 | 0 | 0 | 0
oh_line_8104901_201050964 |  | AD | node_8104901_201050965 | node_8104901_201050964 | 203.784 | bal_1P_4CU | 8104901 | no | no |  |  | no |  |  | 0 | 0 | 0 | 0
oh_line_8104901_201050965 |  | AD | node_8104901_200828340 | node_8104901_201050965 | 192.157 | bal_1P_4CU | 8104901 | no | no |  |  | no |  |  | 0 | 0 | 0 | 0
oh_line_8104901_201050966 |  | AD | node_8104901_201050967 | node_8104901_201050966 | 285.89 | bal_1P_4CU | 8104901 | no | no |  |  | no |  |  | 0 | 0 | 0 | 0
oh_line_8104901_201050967 |  | AD | node_8104901_200950075 | node_intto1_8104901_201050967 | 258.088 | bal_1P_4CU | 8104901 | no | no |  |  | no |  |  | 0 | 0 | 0 | 0
oh_line_8104901_201050968 |  | AD | node_8104901_201050969 | node_8104901_201050968 | 194.766 | bal_1P_4CU | 8104901 | no | no |  |  | no |  |  | 0 | 0 | 0 | 0
oh_line_8104901_201050969 |  | AD | node_8104901_201050970 | node_8104901_201050969 | 232.613 | bal_1P_4CU | 8104901 | no | no |  |  | no |  |  | 0 | 0 | 0 | 0
oh_line_8104901_201050970 |  | AD | node_8104901_201050971 | node_8104901_201050970 | 263.472 | bal_1P_4CU | 8104901 | no | no |  |  | no |  |  | 0 | 0 | 0 | 0
oh_line_8104901_201050971 |  | AD | node_8104901_201050972 | node_8104901_201050971 | 211.627 | bal_1P_4CU | 8104901 | no | no |  |  | no |  |  | 0 | 0 | 0 | 0
oh_line_8104901_201050972 |  | AD | node_8104901_201050973 | node_8104901_201050972 | 207.974 | bal_1P_4CU | 8104901 | no | no |  |  | no |  |  | 0 | 0 | 0 | 0
oh_line_8104901_201050973 |  | AD | node_8104901_201050974 | node_8104901_201050973 | 200.832 | bal_1P_4CU | 8104901 | no | no |  |  | no |  |  | 0 | 0 | 0 | 0
oh_line_8104901_201050974 |  | AD | node_8104901_201050975 | node_8104901_201050974 | 294.69 | bal_1P_4CU | 8104901 | no | no |  |  | no |  |  | 0 | 0 | 0 | 0
oh_line_8104901_201050975 |  | AD | node_8104901_200828354 | node_8104901_201050975 | 181.117 | bal_1P_4CU | 8104901 | no | no |  |  | no |  |  | 0 | 0 | 0 | 0
oh_line_8104901_201050976 |  | AD | node_8104901_201050977 | node_8104901_201050976 | 284.264 | bal_1P_4CU | 8104901 | no | no |  |  | no |  |  | 0 | 0 | 0 | 0
oh_line_8104901_201050977 |  | AD | node_8104901_201050978 | node_8104901_201050977 | 301.769 | bal_1P_4CU | 8104901 | no | no |  |  | no |  |  | 0 | 0 | 0 | 0
oh_line_8104901_201050978 |  | AD | node_8104901_200828358 | node_8104901_201050978 | 298.774 | bal_1P_4CU | 8104901 | no | no |  |  | no |  |  | 0 | 0 | 0 | 0
oh_line_8104901_201050979 |  | AD | node_8104901_201050980 | node_8104901_201050979 | 200.693 | bal_1P_4CU | 8104901 | no | no |  |  | no |  |  | 0 | 0 | 0 | 0
oh_line_8104901_201050980 |  | AD | node_8104901_201050981 | node_8104901_201050980 | 177.013 | bal_1P_4CU | 8104901 | no | no |  |  | no |  |  | 0 | 0 | 0 | 0
oh_line_8104901_201050981 |  | AD | node_8104901_201050982 | node_8104901_201050981 | 180.112 | bal_1P_4CU | 8104901 | no | no |  |  | no |  |  | 0 | 0 | 0 | 0
oh_line_8104901_201050982 |  | AD | node_8104901_200828365 | node_8104901_201050982 | 295.139 | bal_1P_1/0AA | 8104901 | no | no |  |  | no |  |  | 0 | 0 | 0 | 0
oh_line_8104901_201050983 |  | AD | node_8104901_200828368 | node_8104901_201050983 | 160.714 | bal_1P_4CU | 8104901 | no | no |  |  | no |  |  | 0 | 0 | 0 | 0
oh_line_8104901_201050984 |  | AD | node_8104901_201050985 | node_8104901_201050984 | 150.93 | bal_1P_4CU | 8104901 | no | no |  |  | no |  |  | 0 | 0 | 0 | 0
oh_line_8104901_201050985 |  | AD | node_8104901_201051041 | node_8104901_201050985 | 152.342 | bal_1P_4CU | 8104901 | no | no |  |  | no |  |  | 0 | 0 | 0 | 0
oh_line_8104901_201051041 |  | AD | node_8104901_201051042 | node_8104901_201051041 | 114.992 | bal_1P_4CU | 8104901 | no | no |  |  | no |  |  | 0 | 0 | 0 | 0
oh_line_8104901_201051042 |  | AD | node_8104901_201051043 | node_8104901_201051042 | 127.146 | bal_1P_4CU | 8104901 | no | no |  |  | no |  |  | 0 | 0 | 0 | 0
oh_line_8104901_201051043 |  | AD | node_8104901_201051044 | node_intto1_8104901_201051043 | 191.344 | bal_1P_4CU | 8104901 | no | no |  |  | no |  |  | 0 | 0 | 0 | 0
oh_line_8104901_201051044 |  | AD | node_8104901_200828377 | node_8104901_201051044 | 143.926 | bal_1P_4/0AA | 8104901 | no | no |  |  | no |  |  | 0 | 0 | 0 | 0
oh_line_8104901_201051045 |  | AD | node_8104901_200828382 | node_8104901_201051045 | 207.274 | bal_1P_4/0AA | 8104901 | no | no |  |  | no |  |  | 0 | 0 | 0 | 0
oh_line_8104901_201059648 |  | AD | node_8104901_200828433 | node_8104901_201059648 | 242.547 | bal_1P_1/0AA | 8104901 | no | no |  |  | no |  |  | 0 | 0 | 0 | 0
oh_line_8104901_201060969 |  | AD | node_8104901_200828433 | node_8104901_201060969 | 190.799 | bal_1P_3-128CW | 8104901 | no | no |  |  | no |  |  | 0 | 0 | 0 | 0
oh_line_8104901_201063147 |  | AD | node_8104901_200869627 | node_8104901_201063147 | 195.381 | bal_1P_1/0AC | 8104901 | no | no |  |  | no |  |  | 0 | 0 | 0 | 0
oh_line_8104901_201063148 |  | AD | node_8104901_201063147 | node_8104901_201063148 | 240.417 | bal_1P_1/0AC | 8104901 | no | no |  |  | no |  |  | 0 | 0 | 0 | 0
oh_line_8104901_201063149 |  | AD | node_8104901_201063148 | node_8104901_201063149 | 188.058 | bal_1P_1/0AC | 8104901 | no | no |  |  | no |  |  | 0 | 0 | 0 | 0
oh_line_8104901_201063865 |  | AD | node_8104901_200825135 | node_intto1_8104901_201063865 | 152.682 | bal_1P_2AC | 8104901 | no | no |  |  | no |  |  | 0 | 0 | 0 | 0
oh_line_8104901_201064070 |  | AD | node_8104901_200825148 | node_8104901_201064070 | 185.765 | bal_1P_2AC | 8104901 | no | no |  |  | no |  |  | 0 | 0 | 0 | 0
oh_line_8104901_201064434 |  | AD | node_8104901_200825145 | node_8104901_201064434 | 330.597 | bal_1P_2AC | 8104901 | no | no |  |  | no |  |  | 0 | 0 | 0 | 0
oh_line_8104901_201069981 |  | AN | node_8104901_200828564 | node_8104901_201069981 | 213.598 | bal_1P_DELTACUST | 8104901 | no | no |  |  | no |  |  | 0 | 0 | 0 | 0
oh_line_8104901_310024900 |  | AD | node_8104901_200828482 | node_8104901_310024900 | 115.143 | bal_1P_1/0AA | 8104901 | no | no |  |  | no |  |  | 0 | 0 | 0 | 0
oh_line_8104901_310029500 |  | AD | node_8104901_200828457 | node_8104901_310029500 | 124.339 | bal_1P_2AC | 8104901 | no | no |  |  | no |  |  | 0 | 0 | 0 | 0
oh_line_8104901_310031145 |  | AD | node_8104901_200827090 | node_8104901_310031145 | 228.257 | bal_1P_1/0AA | 8104901 | no | no |  |  | no |  |  | 0 | 0 | 0 | 0
oh_line_8104901_310031330-1 |  | AD | node_8104901_200828450 | node_1452128_319_15310274_302 | 422.977 | bal_1P_3-128CW | 8104901 | no | no |  |  | no |  |  | 0 | 0 | 0 | 0
oh_line_8104901_310031330-2 |  | AD | node_1452128_319_15310274_302 | node_8104901_310031330 | 51.423 | bal_1P_3-128CW | 8104901 | no | no |  |  | no |  |  | 0 | 0 | 0 | 0
oh_line_8104901_310031366 |  | AD | node_8104901_200828443 | node_8104901_310031366 | 252.993 | bal_1P_3-128CW | 8104901 | no | no |  |  | no |  |  | 0 | 0 | 0 | 0
oh_line_8104901_310052012 |  | AN | node_8104901_200828517 | node_intto1_8104901_310052012 | 307.645 | bal_1P_DELTACUST | 8104901 | no | no |  |  | no |  |  | 0 | 0 | 0 | 0
oh_line_8104901_311905685 |  | AD | node_8104901_200868952 | node_intto1_8104901_311905685 | 166.402 | bal_1P_2AC | 8104901 | no | no |  |  | no |  |  | 0 | 0 | 0 | 0
oh_line_8104901_311913845-1 |  | AD | node_8104901_200869638 | node_intto1_311874431 | 49.329 | bal_1P_1/0AC | 8104901 | no | no |  |  | no |  |  | 0 | 0 | 0 | 0
oh_line_8104901_311913845-2 |  | AD | node_311874431 | node_intto1_220465137 | 17.852 | bal_1P_1/0AC | 8104901 | no | no |  |  | no |  |  | 0 | 0 | 0 | 0
oh_line_8104901_311913845-3 |  | AD | node_220465137 | node_intto1_220557285 | 14.027 | bal_1P_1/0AC | 8104901 | no | no |  |  | no |  |  | 0 | 0 | 0 | 0
oh_line_8104901_311913845-4 |  | AD | node_220557285 | node_8104901_311913845 | 15.36 | bal_1P_1/0AC | 8104901 | no | no |  |  | no |  |  | 0 | 0 | 0 | 0
oh_line_8104901_311913920-1 |  | AD | node_8104901_200828629 | node_intto1_311874166 | 9.028 | bal_1P_2AC | 8104901 | no | no |  |  | no |  |  | 0 | 0 | 0 | 0
oh_line_8104901_311913920-2 |  | AD | node_311874166 | node_intto1_220523230 | 5.015 | bal_1P_2AC | 8104901 | no | no |  |  | no |  |  | 0 | 0 | 0 | 0
oh_line_8104901_311913920-3 |  | AD | node_220523230 | node_intto1_220557284 | 4.926 | bal_1P_2AC | 8104901 | no | no |  |  | no |  |  | 0 | 0 | 0 | 0
oh_line_8104901_311913920-4 |  | AD | node_220557284 | node_8104901_311913920 | 4.647 | bal_1P_2AC | 8104901 | no | no |  |  | no |  |  | 0 | 0 | 0 | 0
oh_line_8104901_311913921-1 |  | AD | node_220557289 | node_8104901_311913921 | 7.777 | bal_1P_2AC | 8104901 | no | no |  |  | no |  |  | 0 | 0 | 0 | 0
oh_line_8104901_311913921-2 |  | AD | node_220523601 | node_intto1_220557289 | 8.34 | bal_1P_2AC | 8104901 | no | no |  |  | no |  |  | 0 | 0 | 0 | 0
oh_line_8104901_311913921-3 |  | AD | node_311874654 | node_intto1_220523601 | 7.413 | bal_1P_2AC | 8104901 | no | no |  |  | no |  |  | 0 | 0 | 0 | 0
oh_line_8104901_311913921-4 |  | AD | node_8104901_200870694 | node_intto1_311874654 | 24.14 | bal_1P_2AC | 8104901 | no | no |  |  | no |  |  | 0 | 0 | 0 | 0
oh_line_8104901_311982799 |  | AD | node_8104901_200838034 | node_8104901_311982799 | 81.031 | bal_1P_1/0AA | 8104901 | no | no |  |  | no |  |  | 0 | 0 | 0 | 0
oh_line_8104901_311997203 |  | AD | node_8104901_200869624 | node_8104901_311997203 | 92.652 | bal_1P_1/0AA | 8104901 | no | no |  |  | no |  |  | 0 | 0 | 0 | 0
oh_line_8104901_312033724 |  | AD | node_8104901_200828432 | node_8104901_312033724 | 187.047 | bal_1P_1/0AA | 8104901 | no | no |  |  | no |  |  | 0 | 0 | 0 | 0
oh_line_8104901_312062152 |  | AD | node_8104901_200838131 | node_8104901_312062152 | 221.264 | bal_1P_1/0AA | 8104901 | no | no |  |  | no |  |  | 0 | 0 | 0 | 0
oh_line_TAP_OH_895820 |  | AN | node_8104901_200825138 | node_1437648_179_15309130_078 | 0.033 | unb_TAPWIRE_OH | 8104901 | no | no |  |  | no |  |  | 0 | 0 | 0 | 0
oh_line_TAP_OH_895821 |  | AN | node_8104901_200825139 | node_1438026_409_15309352_09 | 0.033 | unb_TAPWIRE_OH | 8104901 | no | no |  |  | no |  |  | 0 | 0 | 0 | 0
oh_line_TAP_OH_895822 |  | AN | node_8104901_200825140 | node_1439370_519_15311350_938 | 0.033 | unb_TAPWIRE_OH | 8104901 | no | no |  |  | no |  |  | 0 | 0 | 0 | 0
oh_line_TAP_OH_895823 |  | AN | node_8104901_200825141 | node_1439378_003_15311627_391 | 0.033 | unb_TAPWIRE_OH | 8104901 | no | no |  |  | no |  |  | 0 | 0 | 0 | 0
oh_line_TAP_OH_895824 |  | AN | node_8104901_200825142 | node_1439576_11_15311873_72 | 0.033 | unb_TAPWIRE_OH | 8104901 | no | no |  |  | no |  |  | 0 | 0 | 0 | 0
oh_line_TAP_OH_895825 |  | AN | node_8104901_200825143 | node_1439591_869_15312280_196 | 0.033 | unb_TAPWIRE_OH | 8104901 | no | no |  |  | no |  |  | 0 | 0 | 0 | 0
oh_line_TAP_OH_895826 |  | AN | node_8104901_200825145 | node_1438212_622_15309620_88 | 0.033 | unb_TAPWIRE_OH | 8104901 | no | no |  |  | no |  |  | 0 | 0 | 0 | 0
oh_line_TAP_OH_895828 |  | AN | node_8104901_200825154 | node_1438937_11_15310679_266 | 0.033 | unb_TAPWIRE_OH | 8104901 | no | no |  |  | no |  |  | 0 | 0 | 0 | 0
oh_line_TAP_OH_895829 |  | AN | node_8104901_200825155 | node_1438963_127_15310854_522 | 0.033 | unb_TAPWIRE_OH | 8104901 | no | no |  |  | no |  |  | 0 | 0 | 0 | 0
oh_line_TAP_OH_895830 |  | AN | node_8104901_200825158 | node_1439033_819_15310985_456 | 0.033 | unb_TAPWIRE_OH | 8104901 | no | no |  |  | no |  |  | 0 | 0 | 0 | 0
oh_line_TAP_OH_895831 |  | AN | node_8104901_200825159 | node_1439219_338_15311302_244 | 0.033 | unb_TAPWIRE_OH | 8104901 | no | no |  |  | no |  |  | 0 | 0 | 0 | 0
oh_line_TAP_OH_896159 |  | AN | node_8104901_200826087 | node_1429357_66_15302527_912 | 0.033 | unb_TAPWIRE_OH | 8104901 | no | no |  |  | no |  |  | 0 | 0 | 0 | 0
oh_line_TAP_OH_896160 |  | AN | node_8104901_200826090 | node_1430479_714_15302568_939 | 0.033 | unb_TAPWIRE_OH | 8104901 | no | no |  |  | no |  |  | 0 | 0 | 0 | 0
oh_line_TAP_OH_896161 |  | AN | node_8104901_200826091 | node_1431057_912_15302584_746 | 0.033 | unb_TAPWIRE_OH | 8104901 | no | no |  |  | no |  |  | 0 | 0 | 0 | 0
oh_line_TAP_OH_896223 |  | AN | node_8104901_200826268 | node_1439517_991_15307433_895 | 0.033 | unb_TAPWIRE_OH | 8104901 | no | no |  |  | no |  |  | 0 | 0 | 0 | 0
oh_line_TAP_OH_896224 |  | AN | node_8104901_200826276 | node_1439890_432_15306931_645 | 0.033 | unb_TAPWIRE_OH | 8104901 | no | no |  |  | no |  |  | 0 | 0 | 0 | 0
oh_line_TAP_OH_896225 |  | AN | node_8104901_200826277 | node_1440207_47_15306836_621 | 0.033 | unb_TAPWIRE_OH | 8104901 | no | no |  |  | no |  |  | 0 | 0 | 0 | 0
oh_line_TAP_OH_896226 |  | AN | node_8104901_200826278 | node_1440465_84_15306580_202 | 0.033 | unb_TAPWIRE_OH | 8104901 | no | no |  |  | no |  |  | 0 | 0 | 0 | 0
oh_line_TAP_OH_896227 |  | AN | node_8104901_200826279 | node_1440681_125_15306523_168 | 0.033 | unb_TAPWIRE_OH | 8104901 | no | no |  |  | no |  |  | 0 | 0 | 0 | 0
oh_line_TAP_OH_896315 |  | AN | node_8104901_200826562 | node_1438042_299_15306205_513 | 0.033 | unb_TAPWIRE_OH | 8104901 | no | no |  |  | no |  |  | 0 | 0 | 0 | 0
oh_line_TAP_OH_896326 |  | AN | node_8104901_200826585 | node_1441983_192_15309436_604 | 0.033 | unb_TAPWIRE_OH | 8104901 | no | no |  |  | no |  |  | 0 | 0 | 0 | 0
oh_line_TAP_OH_896327 |  | AN | node_8104901_200826586 | node_1441731_776_15309422_834 | 0.033 | unb_TAPWIRE_OH | 8104901 | no | no |  |  | no |  |  | 0 | 0 | 0 | 0
oh_line_TAP_OH_896328 |  | AN | node_8104901_200826587 | node_1441354_216_15309468_73 | 0.033 | unb_TAPWIRE_OH | 8104901 | no | no |  |  | no |  |  | 0 | 0 | 0 | 0
oh_line_TAP_OH_896329 |  | AN | node_8104901_200826588 | node_1441197_407_15309487_532 | 0.033 | unb_TAPWIRE_OH | 8104901 | no | no |  |  | no |  |  | 0 | 0 | 0 | 0
oh_line_TAP_OH_896330 |  | AN | node_8104901_200826589 | node_1440948_522_15309467_843 | 0.033 | unb_TAPWIRE_OH | 8104901 | no | no |  |  | no |  |  | 0 | 0 | 0 | 0
oh_line_TAP_OH_896332 |  | AN | node_8104901_200826598 | node_1451411_45_15309194_254 | 0.033 | unb_TAPWIRE_OH | 8104901 | no | no |  |  | no |  |  | 0 | 0 | 0 | 0
oh_line_TAP_OH_896333 |  | AN | node_8104901_200826601 | node_1451506_648_15308798_388 | 0.033 | unb_TAPWIRE_OH | 8104901 | no | no |  |  | no |  |  | 0 | 0 | 0 | 0
oh_line_TAP_OH_896399 |  | AN | node_8104901_200826985 | node_1452636_05_15307212_825 | 0.033 | unb_TAPWIRE_OH | 8104901 | no | no |  |  | no |  |  | 0 | 0 | 0 | 0
oh_line_TAP_OH_896400 |  | AN | node_8104901_200826986 | node_1452913_929_15307173_97 | 0.033 | unb_TAPWIRE_OH | 8104901 | no | no |  |  | no |  |  | 0 | 0 | 0 | 0
oh_line_TAP_OH_896401 |  | AN | node_8104901_200826988 | node_1453481_177_15307225_494 | 0.033 | unb_TAPWIRE_OH | 8104901 | no | no |  |  | no |  |  | 0 | 0 | 0 | 0
oh_line_TAP_OH_896402 |  | AN | node_8104901_200826992 | node_1453971_899_15307390_591 | 0.033 | unb_TAPWIRE_OH | 8104901 | no | no |  |  | no |  |  | 0 | 0 | 0 | 0
oh_line_TAP_OH_896403 |  | AN | node_8104901_200826995 | node_1454122_646_15307596_223 | 0.033 | unb_TAPWIRE_OH | 8104901 | no | no |  |  | no |  |  | 0 | 0 | 0 | 0
oh_line_TAP_OH_896404 |  | AN | node_8104901_200826997 | node_1454094_788_15307937_781 | 0.033 | unb_TAPWIRE_OH | 8104901 | no | no |  |  | no |  |  | 0 | 0 | 0 | 0
oh_line_TAP_OH_896405 |  | AN | node_8104901_200826999 | node_1451399_266_15308571_262 | 0.033 | unb_TAPWIRE_OH | 8104901 | no | no |  |  | no |  |  | 0 | 0 | 0 | 0
oh_line_TAP_OH_896406 |  | AN | node_8104901_200827002 | node_1451479_775_15308006_294 | 0.033 | unb_TAPWIRE_OH | 8104901 | no | no |  |  | no |  |  | 0 | 0 | 0 | 0
oh_line_TAP_OH_896407 |  | AN | node_8104901_200827005 | node_1451348_487_15307569_234 | 0.033 | unb_TAPWIRE_OH | 8104901 | no | no |  |  | no |  |  | 0 | 0 | 0 | 0
oh_line_TAP_OH_896408 |  | AN | node_8104901_200827007 | node_1451637_352_15307450_523 | 0.033 | unb_TAPWIRE_OH | 8104901 | no | no |  |  | no |  |  | 0 | 0 | 0 | 0
oh_line_TAP_OH_896409 |  | AN | node_8104901_200827008 | node_1451842_026_15307552_279 | 0.033 | unb_TAPWIRE_OH | 8104901 | no | no |  |  | no |  |  | 0 | 0 | 0 | 0
oh_line_TAP_OH_896410 |  | AN | node_8104901_200827009 | node_1452263_346_15307662_227 | 0.033 | unb_TAPWIRE_OH | 8104901 | no | no |  |  | no |  |  | 0 | 0 | 0 | 0
oh_line_TAP_OH_896411 |  | AN | node_8104901_200827010 | node_1452439_658_15307384_718 | 0.033 | unb_TAPWIRE_OH | 8104901 | no | no |  |  | no |  |  | 0 | 0 | 0 | 0
oh_line_TAP_OH_896412 |  | AN | node_8104901_200827013 | node_1452374_744_15308511_1 | 0.033 | unb_TAPWIRE_OH | 8104901 | no | no |  |  | no |  |  | 0 | 0 | 0 | 0
oh_line_TAP_OH_896413 |  | AN | node_8104901_200827014 | node_1452544_81_15308827_593 | 0.033 | unb_TAPWIRE_OH | 8104901 | no | no |  |  | no |  |  | 0 | 0 | 0 | 0
oh_line_TAP_OH_896414 |  | AN | node_8104901_200827015 | node_1452293_462_15307933_358 | 0.033 | unb_TAPWIRE_OH | 8104901 | no | no |  |  | no |  |  | 0 | 0 | 0 | 0
oh_line_TAP_OH_896415 |  | AN | node_8104901_200827016 | node_1452622_536_15308273_917 | 0.033 | unb_TAPWIRE_OH | 8104901 | no | no |  |  | no |  |  | 0 | 0 | 0 | 0
oh_line_TAP_OH_896416 |  | AN | node_8104901_200827017 | node_1452987_718_15308280_816 | 0.033 | unb_TAPWIRE_OH | 8104901 | no | no |  |  | no |  |  | 0 | 0 | 0 | 0
oh_line_TAP_OH_896417 |  | AN | node_8104901_200827019 | node_1453603_077_15308304_46 | 0.033 | unb_TAPWIRE_OH | 8104901 | no | no |  |  | no |  |  | 0 | 0 | 0 | 0
oh_line_TAP_OH_896431 |  | AN | node_8104901_200827087 | node_1431442_605_15304712_858 | 0.033 | unb_TAPWIRE_OH | 8104901 | no | no |  |  | no |  |  | 0 | 0 | 0 | 0
oh_line_TAP_OH_896432 |  | AN | node_8104901_200827088 | node_1431332_581_15305018_432 | 0.033 | unb_TAPWIRE_OH | 8104901 | no | no |  |  | no |  |  | 0 | 0 | 0 | 0
oh_line_TAP_OH_896433 |  | AN | node_8104901_200827090 | node_1431285_868_15305360_65 | 0.033 | unb_TAPWIRE_OH | 8104901 | no | no |  |  | no |  |  | 0 | 0 | 0 | 0
oh_line_TAP_OH_896434 |  | AN | node_8104901_200827091 | node_1431633_708_15305694_377 | 0.033 | unb_TAPWIRE_OH | 8104901 | no | no |  |  | no |  |  | 0 | 0 | 0 | 0
oh_line_TAP_OH_896435 |  | AN | node_8104901_200827092 | node_1431233_788_15305765_3 | 0.033 | unb_TAPWIRE_OH | 8104901 | no | no |  |  | no |  |  | 0 | 0 | 0 | 0
oh_line_TAP_OH_896436 |  | AN | node_8104901_200827094 | node_1431160_287_15305867_78 | 0.033 | unb_TAPWIRE_OH | 8104901 | no | no |  |  | no |  |  | 0 | 0 | 0 | 0
oh_line_TAP_OH_896899 |  | AN | node_8104901_200828354 | node_1433833_857_15305508_227 | 0.033 | unb_TAPWIRE_OH | 8104901 | no | no |  |  | no |  |  | 0 | 0 | 0 | 0
oh_line_TAP_OH_896900 |  | AN | node_8104901_200828358 | node_1434836_397_15305884_566 | 0.033 | unb_TAPWIRE_OH | 8104901 | no | no |  |  | no |  |  | 0 | 0 | 0 | 0
oh_line_TAP_OH_896901 |  | AN | node_8104901_200828365 | node_1435879_385_15306341_949 | 0.033 | unb_TAPWIRE_OH | 8104901 | no | no |  |  | no |  |  | 0 | 0 | 0 | 0
oh_line_TAP_OH_896902 |  | AN | node_8104901_200828366 | node_1435834_751_15306643_464 | 0.033 | unb_TAPWIRE_OH | 8104901 | no | no |  |  | no |  |  | 0 | 0 | 0 | 0
oh_line_TAP_OH_896903 |  | AN | node_8104901_200828380 | node_1437940_691_15306753_461 | 0.033 | unb_TAPWIRE_OH | 8104901 | no | no |  |  | no |  |  | 0 | 0 | 0 | 0
oh_line_TAP_OH_896904 |  | AN | node_8104901_200828381 | node_1438138_23_15306911_732 | 0.033 | unb_TAPWIRE_OH | 8104901 | no | no |  |  | no |  |  | 0 | 0 | 0 | 0
oh_line_TAP_OH_896905 |  | AN | node_8104901_200828385 | node_1438855_846_15307062_193 | 0.033 | unb_TAPWIRE_OH | 8104901 | no | no |  |  | no |  |  | 0 | 0 | 0 | 0
oh_line_TAP_OH_896906 |  | AN | node_8104901_200828388 | node_1439242_002_15307240_406 | 0.033 | unb_TAPWIRE_OH | 8104901 | no | no |  |  | no |  |  | 0 | 0 | 0 | 0
oh_line_TAP_OH_896907 |  | AN | node_8104901_200828392 | node_1439814_122_15307605_775 | 0.033 | unb_TAPWIRE_OH | 8104901 | no | no |  |  | no |  |  | 0 | 0 | 0 | 0
oh_line_TAP_OH_896908 |  | AN | node_8104901_200828396 | node_1440284_045_15307734_823 | 0.033 | unb_TAPWIRE_OH | 8104901 | no | no |  |  | no |  |  | 0 | 0 | 0 | 0
oh_line_TAP_OH_896909 |  | AN | node_8104901_200828397 | node_1440577_491_15307888_159 | 0.033 | unb_TAPWIRE_OH | 8104901 | no | no |  |  | no |  |  | 0 | 0 | 0 | 0
oh_line_TAP_OH_896910 |  | AN | node_8104901_200828398 | node_1440022_597_15307662_278 | 0.033 | unb_TAPWIRE_OH | 8104901 | no | no |  |  | no |  |  | 0 | 0 | 0 | 0
oh_line_TAP_OH_896911 |  | AN | node_8104901_200828400 | node_1440366_302_15307904_423 | 0.033 | unb_TAPWIRE_OH | 8104901 | no | no |  |  | no |  |  | 0 | 0 | 0 | 0
oh_line_TAP_OH_896912 |  | AN | node_8104901_200828401 | node_1440560_889_15308007_988 | 0.033 | unb_TAPWIRE_OH | 8104901 | no | no |  |  | no |  |  | 0 | 0 | 0 | 0
oh_line_TAP_OH_896913 |  | AN | node_8104901_200828408 | node_1441803_795_15308975_869 | 0.033 | unb_TAPWIRE_OH | 8104901 | no | no |  |  | no |  |  | 0 | 0 | 0 | 0
oh_line_TAP_OH_896914 |  | AN | node_8104901_200828410 | node_1442175_546_15309429_403 | 0.033 | unb_TAPWIRE_OH | 8104901 | no | no |  |  | no |  |  | 0 | 0 | 0 | 0
oh_line_TAP_OH_896915 |  | AN | node_8104901_200828411 | node_1442279_677_15309651_108 | 0.033 | unb_TAPWIRE_OH | 8104901 | no | no |  |  | no |  |  | 0 | 0 | 0 | 0
oh_line_TAP_OH_896916 |  | AN | node_8104901_200828414 | node_1442531_188_15309563_111 | 0.033 | unb_TAPWIRE_OH | 8104901 | no | no |  |  | no |  |  | 0 | 0 | 0 | 0
oh_line_TAP_OH_896917 |  | AN | node_8104901_200828415 | node_1442649_594_15309610_139 | 0.033 | unb_TAPWIRE_OH | 8104901 | no | no |  |  | no |  |  | 0 | 0 | 0 | 0
oh_line_TAP_OH_896918 |  | AN | node_8104901_200828416 | node_1442890_576_15309701_485 | 0.033 | unb_TAPWIRE_OH | 8104901 | no | no |  |  | no |  |  | 0 | 0 | 0 | 0
oh_line_TAP_OH_896919 |  | AN | node_8104901_200828417 | node_1443209_592_15309893_318 | 0.033 | unb_TAPWIRE_OH | 8104901 | no | no |  |  | no |  |  | 0 | 0 | 0 | 0
oh_line_TAP_OH_896920 |  | AN | node_8104901_200828419 | node_1443637_582_15309864_084 | 0.033 | unb_TAPWIRE_OH | 8104901 | no | no |  |  | no |  |  | 0 | 0 | 0 | 0
oh_line_TAP_OH_896921 |  | AN | node_8104901_200828420 | node_1443793_921_15309882_498 | 0.033 | unb_TAPWIRE_OH | 8104901 | no | no |  |  | no |  |  | 0 | 0 | 0 | 0
oh_line_TAP_OH_896922 |  | AN | node_8104901_200828423 | node_1444441_429_15309990_995 | 0.033 | unb_TAPWIRE_OH | 8104901 | no | no |  |  | no |  |  | 0 | 0 | 0 | 0
oh_line_TAP_OH_896923 |  | AN | node_8104901_200828424 | node_1444764_909_15309996_517 | 0.033 | unb_TAPWIRE_OH | 8104901 | no | no |  |  | no |  |  | 0 | 0 | 0 | 0
oh_line_TAP_OH_896924 |  | AN | node_8104901_200828426 | node_1445164_849_15309941_532 | 0.033 | unb_TAPWIRE_OH | 8104901 | no | no |  |  | no |  |  | 0 | 0 | 0 | 0
oh_line_TAP_OH_896925 |  | AN | node_8104901_200828429 | node_1445621_147_15309509_227 | 0.033 | unb_TAPWIRE_OH | 8104901 | no | no |  |  | no |  |  | 0 | 0 | 0 | 0
oh_line_TAP_OH_896926 |  | AN | node_8104901_200828430 | node_1445684_912_15310339_1 | 0.033 | unb_TAPWIRE_OH | 8104901 | no | no |  |  | no |  |  | 0 | 0 | 0 | 0
oh_line_TAP_OH_896927 |  | AN | node_8104901_200828432 | node_1446281_661_15310001_124 | 0.033 | unb_TAPWIRE_OH | 8104901 | no | no |  |  | no |  |  | 0 | 0 | 0 | 0
oh_line_TAP_OH_896928 |  | AN | node_8104901_200828433 | node_1446675_929_15309910_353 | 0.033 | unb_TAPWIRE_OH | 8104901 | no | no |  |  | no |  |  | 0 | 0 | 0 | 0
oh_line_TAP_OH_896929 |  | AN | node_8104901_200828435 | node_1446851_84_15309894_076 | 0.033 | unb_TAPWIRE_OH | 8104901 | no | no |  |  | no |  |  | 0 | 0 | 0 | 0
oh_line_TAP_OH_896930 |  | AN | node_8104901_200828436 | node_1447165_964_15309955_522 | 0.033 | unb_TAPWIRE_OH | 8104901 | no | no |  |  | no |  |  | 0 | 0 | 0 | 0
oh_line_TAP_OH_896931 |  | AN | node_8104901_200828439 | node_1447915_147_15309926_916 | 0.033 | unb_TAPWIRE_OH | 8104901 | no | no |  |  | no |  |  | 0 | 0 | 0 | 0
oh_line_TAP_OH_896932 |  | AN | node_8104901_200828440 | node_1448120_705_15309779_046 | 0.033 | unb_TAPWIRE_OH | 8104901 | no | no |  |  | no |  |  | 0 | 0 | 0 | 0
oh_line_TAP_OH_896933 |  | AN | node_8104901_200828441 | node_1448473_457_15309677_743 | 0.033 | unb_TAPWIRE_OH | 8104901 | no | no |  |  | no |  |  | 0 | 0 | 0 | 0
oh_line_TAP_OH_896934 |  | AN | node_8104901_200828443 | node_1449119_06_15309548_367 | 0.033 | unb_TAPWIRE_OH | 8104901 | no | no |  |  | no |  |  | 0 | 0 | 0 | 0
oh_line_TAP_OH_896935 |  | AN | node_8104901_200828445 | node_1450116_448_15309758_561 | 0.033 | unb_TAPWIRE_OH | 8104901 | no | no |  |  | no |  |  | 0 | 0 | 0 | 0
oh_line_TAP_OH_896936 |  | AN | node_8104901_200828447 | node_1450971_181_15310009_113 | 0.033 | unb_TAPWIRE_OH | 8104901 | no | no |  |  | no |  |  | 0 | 0 | 0 | 0
oh_line_TAP_OH_896937 |  | AN | node_8104901_200828449 | node_1451303_525_15310079_891 | 0.033 | unb_TAPWIRE_OH | 8104901 | no | no |  |  | no |  |  | 0 | 0 | 0 | 0
oh_line_TAP_OH_896938 |  | AN | node_8104901_200828451 | node_1451786_073_15310048_936 | 0.033 | unb_TAPWIRE_OH | 8104901 | no | no |  |  | no |  |  | 0 | 0 | 0 | 0
oh_line_TAP_OH_896939 |  | AN | node_8104901_200828453 | node_1451855_211_15309954_993 | 0.033 | unb_TAPWIRE_OH | 8104901 | no | no |  |  | no |  |  | 0 | 0 | 0 | 0
oh_line_TAP_OH_896940 |  | AN | node_8104901_200828455 | node_1451736_644_15309591_132 | 0.033 | unb_TAPWIRE_OH | 8104901 | no | no |  |  | no |  |  | 0 | 0 | 0 | 0
oh_line_TAP_OH_896941 |  | AN | node_8104901_200828460 | node_1452733_088_15311659_159 | 0.033 | unb_TAPWIRE_OH | 8104901 | no | no |  |  | no |  |  | 0 | 0 | 0 | 0
oh_line_TAP_OH_896942 |  | AN | node_8104901_200828462 | node_1453068_281_15311674_142 | 0.033 | unb_TAPWIRE_OH | 8104901 | no | no |  |  | no |  |  | 0 | 0 | 0 | 0
oh_line_TAP_OH_896943 |  | AN | node_8104901_200828463 | node_1452983_235_15310427_582 | 0.033 | unb_TAPWIRE_OH | 8104901 | no | no |  |  | no |  |  | 0 | 0 | 0 | 0
oh_line_TAP_OH_896944 |  | AN | node_8104901_200828464 | node_1453229_16_15310417_452 | 0.033 | unb_TAPWIRE_OH | 8104901 | no | no |  |  | no |  |  | 0 | 0 | 0 | 0
oh_line_TAP_OH_896945 |  | AN | node_8104901_200828465 | node_1453504_351_15310272_36 | 0.033 | unb_TAPWIRE_OH | 8104901 | no | no |  |  | no |  |  | 0 | 0 | 0 | 0
oh_line_TAP_OH_896946 |  | AN | node_8104901_200828466 | node_1453938_934_15310142_149 | 0.033 | unb_TAPWIRE_OH | 8104901 | no | no |  |  | no |  |  | 0 | 0 | 0 | 0
oh_line_TAP_OH_896947 |  | AN | node_8104901_200828467 | node_1453914_61_15310449_105 | 0.033 | unb_TAPWIRE_OH | 8104901 | no | no |  |  | no |  |  | 0 | 0 | 0 | 0
oh_line_TAP_OH_896948 |  | AN | node_8104901_200828468 | node_1454286_424_15310095_626 | 0.033 | unb_TAPWIRE_OH | 8104901 | no | no |  |  | no |  |  | 0 | 0 | 0 | 0
oh_line_TAP_OH_896949 |  | AN | node_8104901_200828470 | node_1454559_966_15309887_025 | 0.033 | unb_TAPWIRE_OH | 8104901 | no | no |  |  | no |  |  | 0 | 0 | 0 | 0
oh_line_TAP_OH_896950 |  | AN | node_8104901_200828473 | node_1454857_535_15309828_921 | 0.033 | unb_TAPWIRE_OH | 8104901 | no | no |  |  | no |  |  | 0 | 0 | 0 | 0
oh_line_TAP_OH_896951 |  | AN | node_8104901_200828475 | node_1455290_263_15309572_817 | 0.033 | unb_TAPWIRE_OH | 8104901 | no | no |  |  | no |  |  | 0 | 0 | 0 | 0
oh_line_TAP_OH_896952 |  | AN | node_8104901_200828476 | node_1455452_852_15309485_73 | 0.033 | unb_TAPWIRE_OH | 8104901 | no | no |  |  | no |  |  | 0 | 0 | 0 | 0
oh_line_TAP_OH_896953 |  | AN | node_8104901_200828480 | node_1456211_592_15309407_882 | 0.033 | unb_TAPWIRE_OH | 8104901 | no | no |  |  | no |  |  | 0 | 0 | 0 | 0
oh_line_TAP_OH_896954 |  | AN | node_8104901_200828482 | node_1456460_505_15309115_022 | 0.033 | unb_TAPWIRE_OH | 8104901 | no | no |  |  | no |  |  | 0 | 0 | 0 | 0
oh_line_TAP_OH_896955 |  | AN | node_8104901_200828483 | node_1456746_933_15309085_458 | 0.033 | unb_TAPWIRE_OH | 8104901 | no | no |  |  | no |  |  | 0 | 0 | 0 | 0
oh_line_TAP_OH_896956 |  | AN | node_8104901_200828485 | node_1457054_934_15309067_98 | 0.033 | unb_TAPWIRE_OH | 8104901 | no | no |  |  | no |  |  | 0 | 0 | 0 | 0
oh_line_TAP_OH_896957 |  | AN | node_8104901_200828490 | node_1428762_523_15302850_137 | 0.033 | unb_TAPWIRE_OH | 8104901 | no | no |  |  | no |  |  | 0 | 0 | 0 | 0
oh_line_TAP_OH_896958 |  | AN | node_8104901_200828491 | node_1429362_85_15302703_004 | 0.033 | unb_TAPWIRE_OH | 8104901 | no | no |  |  | no |  |  | 0 | 0 | 0 | 0
oh_line_TAP_OH_896959 |  | AN | node_8104901_200828495 | node_1429923_933_15303094_025 | 0.033 | unb_TAPWIRE_OH | 8104901 | no | no |  |  | no |  |  | 0 | 0 | 0 | 0
oh_line_TAP_OH_896960 |  | AN | node_8104901_200828500 | node_1430152_63_15307531_674 | 0.033 | unb_TAPWIRE_OH | 8104901 | no | no |  |  | no |  |  | 0 | 0 | 0 | 0
oh_line_TAP_OH_896961 |  | AN | node_8104901_200828501 | node_1430378_396_15303526_074 | 0.033 | unb_TAPWIRE_OH | 8104901 | no | no |  |  | no |  |  | 0 | 0 | 0 | 0
oh_line_TAP_OH_896962 |  | AN | node_8104901_200828503 | node_1430235_045_15304150_283 | 0.033 | unb_TAPWIRE_OH | 8104901 | no | no |  |  | no |  |  | 0 | 0 | 0 | 0
oh_line_TAP_OH_896963 |  | AN | node_8104901_200828506 | node_1430416_153_15304499_323 | 0.033 | unb_TAPWIRE_OH | 8104901 | no | no |  |  | no |  |  | 0 | 0 | 0 | 0
oh_line_TAP_OH_896964 |  | AN | node_8104901_200828507 | node_1430241_27_15304564_789 | 0.033 | unb_TAPWIRE_OH | 8104901 | no | no |  |  | no |  |  | 0 | 0 | 0 | 0
oh_line_TAP_OH_896965 |  | AN | node_8104901_200828510 | node_1430387_502_15305303_063 | 0.033 | unb_TAPWIRE_OH | 8104901 | no | no |  |  | no |  |  | 0 | 0 | 0 | 0
oh_line_TAP_OH_896966 |  | AN | node_8104901_200828512 | node_1430360_295_15305929_206 | 0.033 | unb_TAPWIRE_OH | 8104901 | no | no |  |  | no |  |  | 0 | 0 | 0 | 0
oh_line_TAP_OH_896967 |  | AN | node_8104901_200828515 | node_1430285_065_15306499_795 | 0.033 | unb_TAPWIRE_OH | 8104901 | no | no |  |  | no |  |  | 0 | 0 | 0 | 0
oh_line_TAP_OH_896968 |  | AN | node_8104901_200828516 | node_1430302_548_15306776_631 | 0.033 | unb_TAPWIRE_OH | 8104901 | no | no |  |  | no |  |  | 0 | 0 | 0 | 0
oh_line_TAP_OH_896969 |  | AN | node_8104901_200828517 | node_1430379_656_15307061_101 | 0.033 | unb_TAPWIRE_OH | 8104901 | no | no |  |  | no |  |  | 0 | 0 | 0 | 0
oh_line_TAP_OH_896970 |  | ABCN | node_8104901_200828521 | node_1437369_044_15306550_512 | 0.033 | unb_TAPWIRE_OH | 8104901 | no | no |  |  | no |  |  | 0 | 0 | 0 | 0
oh_line_TAP_OH_896971 |  | ABCN | node_8104901_200828522 | node_1437512_843_15302933_655 | 0.033 | unb_TAPWIRE_OH | 8104901 | no | no |  |  | no |  |  | 0 | 0 | 0 | 0
oh_line_TAP_OH_896972 |  | ABCN | node_8104901_200828528 | node_1437376_086_15306236_008 | 0.033 | unb_TAPWIRE_OH | 8104901 | no | no |  |  | no |  |  | 0 | 0 | 0 | 0
oh_line_TAP_OH_896973 |  | ABCN | node_8104901_200828531 | node_1437408_188_15305618_583 | 0.033 | unb_TAPWIRE_OH | 8104901 | no | no |  |  | no |  |  | 0 | 0 | 0 | 0
oh_line_TAP_OH_896974 |  | ABCN | node_8104901_200828536 | node_1437500_508_15305034_934 | 0.033 | unb_TAPWIRE_OH | 8104901 | no | no |  |  | no |  |  | 0 | 0 | 0 | 0
oh_line_TAP_OH_896975 |  | ABCN | node_8104901_200828539 | node_1437498_614_15304452_162 | 0.033 | unb_TAPWIRE_OH | 8104901 | no | no |  |  | no |  |  | 0 | 0 | 0 | 0
oh_line_TAP_OH_896976 |  | ABCN | node_8104901_200828544 | node_1437436_128_15303933_917 | 0.033 | unb_TAPWIRE_OH | 8104901 | no | no |  |  | no |  |  | 0 | 0 | 0 | 0
oh_line_TAP_OH_896977 |  | AN | node_8104901_200828548 | node_1437874_089_15303536_356 | 0.033 | unb_TAPWIRE_OH | 8104901 | no | no |  |  | no |  |  | 0 | 0 | 0 | 0
oh_line_TAP_OH_896978 |  | AN | node_8104901_200828550 | node_1438305_131_15303285_571 | 0.033 | unb_TAPWIRE_OH | 8104901 | no | no |  |  | no |  |  | 0 | 0 | 0 | 0
oh_line_TAP_OH_896979 |  | ABCN | node_8104901_200828551 | node_1437504_781_15303456_43 | 0.033 | unb_TAPWIRE_OH | 8104901 | no | no |  |  | no |  |  | 0 | 0 | 0 | 0
oh_line_TAP_OH_896981 |  | ABCN | node_8104901_200828557 | node_1437352_324_15309247_863 | 0.033 | unb_TAPWIRE_OH | 8104901 | no | no |  |  | no |  |  | 0 | 0 | 0 | 0
oh_line_TAP_OH_896982 |  | ABCN | node_8104901_200828561 | node_1436953_562_15309577_654 | 0.033 | unb_TAPWIRE_OH | 8104901 | no | no |  |  | no |  |  | 0 | 0 | 0 | 0
oh_line_TAP_OH_896983 |  | AN | node_8104901_200828563 | node_1437163_616_15310087_411 | 0.033 | unb_TAPWIRE_OH | 8104901 | no | no |  |  | no |  |  | 0 | 0 | 0 | 0
oh_line_TAP_OH_896984 |  | ABCN | node_8104901_200828564 | node_1436792_205_15309874_789 | 0.033 | unb_TAPWIRE_OH | 8104901 | no | no |  |  | no |  |  | 0 | 0 | 0 | 0
oh_line_TAP_OH_896985 |  | ABCN | node_8104901_200828565 | node_1436686_398_15310069_472 | 0.033 | unb_TAPWIRE_OH | 8104901 | no | no |  |  | no |  |  | 0 | 0 | 0 | 0
oh_line_TAP_OH_896986 |  | ABCN | node_8104901_200828567 | node_1436557_563_15310225_422 | 0.033 | unb_TAPWIRE_OH | 8104901 | no | no |  |  | no |  |  | 0 | 0 | 0 | 0
oh_line_TAP_OH_896987 |  | ABCN | node_8104901_200828571 | node_1436395_401_15310473_002 | 0.033 | unb_TAPWIRE_OH | 8104901 | no | no |  |  | no |  |  | 0 | 0 | 0 | 0
oh_line_TAP_OH_896988 |  | ABCN | node_8104901_200828573 | node_1436166_595_15310587_234 | 0.033 | unb_TAPWIRE_OH | 8104901 | no | no |  |  | no |  |  | 0 | 0 | 0 | 0
oh_line_TAP_OH_896989 |  | ABCN | node_8104901_200828574 | node_1435984_15_15310778_284 | 0.033 | unb_TAPWIRE_OH | 8104901 | no | no |  |  | no |  |  | 0 | 0 | 0 | 0
oh_line_TAP_OH_896990 |  | ABCN | node_8104901_200828575 | node_1435853_867_15311004_484 | 0.033 | unb_TAPWIRE_OH | 8104901 | no | no |  |  | no |  |  | 0 | 0 | 0 | 0
oh_line_TAP_OH_896991 |  | ABCN | node_8104901_200828582 | node_1437470_278_15307122_525 | 0.033 | unb_TAPWIRE_OH | 8104901 | no | no |  |  | no |  |  | 0 | 0 | 0 | 0
oh_line_TAP_OH_896992 |  | ABCN | node_8104901_200828587 | node_1434825_885_15312196_428 | 0.033 | unb_TAPWIRE_OH | 8104901 | no | no |  |  | no |  |  | 0 | 0 | 0 | 0
oh_line_TAP_OH_896993 |  | ABCN | node_8104901_200828590 | node_1434579_481_15312713_696 | 0.033 | unb_TAPWIRE_OH | 8104901 | no | no |  |  | no |  |  | 0 | 0 | 0 | 0
oh_line_TAP_OH_896995 |  | ABCN | node_8104901_200828595 | node_1437353_914_15307672_864 | 0.033 | unb_TAPWIRE_OH | 8104901 | no | no |  |  | no |  |  | 0 | 0 | 0 | 0
oh_line_TAP_OH_896996 |  | ABCN | node_8104901_200828597 | node_1437348_973_15308005_783 | 0.033 | unb_TAPWIRE_OH | 8104901 | no | no |  |  | no |  |  | 0 | 0 | 0 | 0
oh_line_TAP_OH_896997 |  | ABCN | node_8104901_200828599 | node_1437348_641_15308266_848 | 0.033 | unb_TAPWIRE_OH | 8104901 | no | no |  |  | no |  |  | 0 | 0 | 0 | 0
oh_line_TAP_OH_896998 |  | ABCN | node_8104901_200828602 | node_1437350_423_15308727_167 | 0.033 | unb_TAPWIRE_OH | 8104901 | no | no |  |  | no |  |  | 0 | 0 | 0 | 0
oh_line_TAP_OH_896999 |  | AN | node_8104901_200828605 | node_1436808_327_15309385_159 | 0.033 | unb_TAPWIRE_OH | 8104901 | no | no |  |  | no |  |  | 0 | 0 | 0 | 0
oh_line_TAP_OH_897000 |  | AN | node_8104901_200828606 | node_1436532_674_15309334_362 | 0.033 | unb_TAPWIRE_OH | 8104901 | no | no |  |  | no |  |  | 0 | 0 | 0 | 0
oh_line_TAP_OH_897001 |  | AN | node_8104901_200828607 | node_1436342_155_15309273_926 | 0.033 | unb_TAPWIRE_OH | 8104901 | no | no |  |  | no |  |  | 0 | 0 | 0 | 0
oh_line_TAP_OH_897002 |  | AN | node_8104901_200828609 | node_1436055_116_15309101_94 | 0.033 | unb_TAPWIRE_OH | 8104901 | no | no |  |  | no |  |  | 0 | 0 | 0 | 0
oh_line_TAP_OH_897003 |  | AN | node_8104901_200828613 | node_1435588_15308731_774 | 0.033 | unb_TAPWIRE_OH | 8104901 | no | no |  |  | no |  |  | 0 | 0 | 0 | 0
oh_line_TAP_OH_897004 |  | AN | node_8104901_200828615 | node_1435463_562_15308988_425 | 0.033 | unb_TAPWIRE_OH | 8104901 | no | no |  |  | no |  |  | 0 | 0 | 0 | 0
oh_line_TAP_OH_897005 |  | AN | node_8104901_200828618 | node_1435206_767_15308601_065 | 0.033 | unb_TAPWIRE_OH | 8104901 | no | no |  |  | no |  |  | 0 | 0 | 0 | 0
oh_line_TAP_OH_897006 |  | AN | node_8104901_200828619 | node_1435006_606_15308504_852 | 0.033 | unb_TAPWIRE_OH | 8104901 | no | no |  |  | no |  |  | 0 | 0 | 0 | 0
oh_line_TAP_OH_897007 |  | AN | node_8104901_200828624 | node_1433622_92_15307955_336 | 0.033 | unb_TAPWIRE_OH | 8104901 | no | no |  |  | no |  |  | 0 | 0 | 0 | 0
oh_line_TAP_OH_897008 |  | AN | node_8104901_200828626 | node_1433040_511_15307798_725 | 0.033 | unb_TAPWIRE_OH | 8104901 | no | no |  |  | no |  |  | 0 | 0 | 0 | 0
oh_line_TAP_OH_897009 |  | AN | node_8104901_200828627 | node_1432707_783_15308010_244 | 0.033 | unb_TAPWIRE_OH | 8104901 | no | no |  |  | no |  |  | 0 | 0 | 0 | 0
oh_line_TAP_OH_897010 |  | AN | node_8104901_200828630 | node_1431585_631_15308502_536 | 0.033 | unb_TAPWIRE_OH | 8104901 | no | no |  |  | no |  |  | 0 | 0 | 0 | 0
oh_line_TAP_OH_897011 |  | AN | node_8104901_200828634 | node_1430165_855_15307982_931 | 0.033 | unb_TAPWIRE_OH | 8104901 | no | no |  |  | no |  |  | 0 | 0 | 0 | 0
oh_line_TAP_OH_897012 |  | AN | node_8104901_200828636 | node_1429763_82_15308038_876 | 0.033 | unb_TAPWIRE_OH | 8104901 | no | no |  |  | no |  |  | 0 | 0 | 0 | 0
oh_line_TAP_OH_897014 |  | AN | node_8104901_200828640 | node_1428979_473_15308370_207 | 0.033 | unb_TAPWIRE_OH | 8104901 | no | no |  |  | no |  |  | 0 | 0 | 0 | 0
oh_line_TAP_OH_897015 |  | AN | node_8104901_200828642 | node_1428213_826_15308626_599 | 0.033 | unb_TAPWIRE_OH | 8104901 | no | no |  |  | no |  |  | 0 | 0 | 0 | 0
oh_line_TAP_OH_897016 |  | AN | node_8104901_200828645 | node_1427902_021_15308747_689 | 0.033 | unb_TAPWIRE_OH | 8104901 | no | no |  |  | no |  |  | 0 | 0 | 0 | 0
oh_line_TAP_OH_899415 |  | AN | node_8104901_200836988 | node_1427033_369_15308486_569 | 0.033 | unb_TAPWIRE_OH | 8104901 | no | no |  |  | no |  |  | 0 | 0 | 0 | 0
oh_line_TAP_OH_899416 |  | AN | node_8104901_200836990 | node_1427039_856_15308035_226 | 0.033 | unb_TAPWIRE_OH | 8104901 | no | no |  |  | no |  |  | 0 | 0 | 0 | 0
oh_line_TAP_OH_899417 |  | AN | node_8104901_200836993 | node_1427042_999_15307625_403 | 0.033 | unb_TAPWIRE_OH | 8104901 | no | no |  |  | no |  |  | 0 | 0 | 0 | 0
oh_line_TAP_OH_899418 |  | AN | node_8104901_200836997 | node_1426491_257_15307341_76 | 0.033 | unb_TAPWIRE_OH | 8104901 | no | no |  |  | no |  |  | 0 | 0 | 0 | 0
oh_line_TAP_OH_899419 |  | AN | node_8104901_200836998 | node_1427494_426_15307302_416 | 0.033 | unb_TAPWIRE_OH | 8104901 | no | no |  |  | no |  |  | 0 | 0 | 0 | 0
oh_line_TAP_OH_899420 |  | AN | node_8104901_200836999 | node_1427159_898_15307009_652 | 0.033 | unb_TAPWIRE_OH | 8104901 | no | no |  |  | no |  |  | 0 | 0 | 0 | 0
oh_line_TAP_OH_899421 |  | AN | node_8104901_200837001 | node_1427170_095_15306649_006 | 0.033 | unb_TAPWIRE_OH | 8104901 | no | no |  |  | no |  |  | 0 | 0 | 0 | 0
oh_line_TAP_OH_899422 |  | AN | node_8104901_200837003 | node_1427103_624_15306410_948 | 0.033 | unb_TAPWIRE_OH | 8104901 | no | no |  |  | no |  |  | 0 | 0 | 0 | 0
oh_line_TAP_OH_899423 |  | AN | node_8104901_200837004 | node_1427104_488_15306151_227 | 0.033 | unb_TAPWIRE_OH | 8104901 | no | no |  |  | no |  |  | 0 | 0 | 0 | 0
oh_line_TAP_OH_899690 |  | AN | node_8104901_200838027 | node_1425872_278_15301446_447 | 0.033 | unb_TAPWIRE_OH | 8104901 | no | no |  |  | no |  |  | 0 | 0 | 0 | 0
oh_line_TAP_OH_899691 |  | AN | node_8104901_200838031 | node_1426462_782_15301762_942 | 0.033 | unb_TAPWIRE_OH | 8104901 | no | no |  |  | no |  |  | 0 | 0 | 0 | 0
oh_line_TAP_OH_899692 |  | AN | node_8104901_200838033 | node_1426829_995_15301863_177 | 0.033 | unb_TAPWIRE_OH | 8104901 | no | no |  |  | no |  |  | 0 | 0 | 0 | 0
oh_line_TAP_OH_899693 |  | AN | node_8104901_200838034 | node_1427039_732_15301859_372 | 0.033 | unb_TAPWIRE_OH | 8104901 | no | no |  |  | no |  |  | 0 | 0 | 0 | 0
oh_line_TAP_OH_899695 |  | AN | node_8104901_200838042 | node_1427815_771_15301642_001 | 0.033 | unb_TAPWIRE_OH | 8104901 | no | no |  |  | no |  |  | 0 | 0 | 0 | 0
oh_line_TAP_OH_899727 |  | AN | node_8104901_200838129 | node_1425821_586_15301289_02 | 0.033 | unb_TAPWIRE_OH | 8104901 | no | no |  |  | no |  |  | 0 | 0 | 0 | 0
oh_line_TAP_OH_899728 |  | AN | node_8104901_200838130 | node_1425844_096_15301054_357 | 0.033 | unb_TAPWIRE_OH | 8104901 | no | no |  |  | no |  |  | 0 | 0 | 0 | 0
oh_line_TAP_OH_899730 |  | AN | node_8104901_200838134 | node_1425873_583_15301968_001 | 0.033 | unb_TAPWIRE_OH | 8104901 | no | no |  |  | no |  |  | 0 | 0 | 0 | 0
oh_line_TAP_OH_899731 |  | AN | node_8104901_200838135 | node_1425797_202_15302202_997 | 0.033 | unb_TAPWIRE_OH | 8104901 | no | no |  |  | no |  |  | 0 | 0 | 0 | 0
oh_line_TAP_OH_899732 |  | AN | node_8104901_200838136 | node_1425814_181_15302430_714 | 0.033 | unb_TAPWIRE_OH | 8104901 | no | no |  |  | no |  |  | 0 | 0 | 0 | 0
oh_line_TAP_OH_899733 |  | AN | node_8104901_200838138 | node_1425815_077_15302653_483 | 0.033 | unb_TAPWIRE_OH | 8104901 | no | no |  |  | no |  |  | 0 | 0 | 0 | 0
oh_line_TAP_OH_899734 |  | AN | node_8104901_200838140 | node_1425921_501_15302997_723 | 0.033 | unb_TAPWIRE_OH | 8104901 | no | no |  |  | no |  |  | 0 | 0 | 0 | 0
oh_line_TAP_OH_899735 |  | AN | node_8104901_200838143 | node_1425919_447_15303502_013 | 0.033 | unb_TAPWIRE_OH | 8104901 | no | no |  |  | no |  |  | 0 | 0 | 0 | 0
oh_line_TAP_OH_899736 |  | AN | node_8104901_200838144 | node_1425913_439_15303746_917 | 0.033 | unb_TAPWIRE_OH | 8104901 | no | no |  |  | no |  |  | 0 | 0 | 0 | 0
oh_line_TAP_OH_899737 |  | AN | node_8104901_200838146 | node_1425803_152_15304176_464 | 0.033 | unb_TAPWIRE_OH | 8104901 | no | no |  |  | no |  |  | 0 | 0 | 0 | 0
oh_line_TAP_OH_899738 |  | AN | node_8104901_200838149 | node_1425904_172_15304877_199 | 0.033 | unb_TAPWIRE_OH | 8104901 | no | no |  |  | no |  |  | 0 | 0 | 0 | 0
oh_line_TAP_OH_899739 |  | AN | node_8104901_200838150 | node_1425906_897_15305109_797 | 0.033 | unb_TAPWIRE_OH | 8104901 | no | no |  |  | no |  |  | 0 | 0 | 0 | 0
oh_line_TAP_OH_899740 |  | AN | node_8104901_200838154 | node_1425895_613_15306026_3 | 0.033 | unb_TAPWIRE_OH | 8104901 | no | no |  |  | no |  |  | 0 | 0 | 0 | 0
oh_line_TAP_OH_899741 |  | AN | node_8104901_200838158 | node_1425900_061_15306753_023 | 0.033 | unb_TAPWIRE_OH | 8104901 | no | no |  |  | no |  |  | 0 | 0 | 0 | 0
oh_line_TAP_OH_899742 |  | AN | node_8104901_200838160 | node_1425895_311_15307122_788 | 0.033 | unb_TAPWIRE_OH | 8104901 | no | no |  |  | no |  |  | 0 | 0 | 0 | 0
oh_line_TAP_OH_899743 |  | AN | node_8104901_200838163 | node_1425850_823_15307771_425 | 0.033 | unb_TAPWIRE_OH | 8104901 | no | no |  |  | no |  |  | 0 | 0 | 0 | 0
oh_line_TAP_OH_899744 |  | AN | node_8104901_200838168 | node_1425838_991_15308451_634 | 0.033 | unb_TAPWIRE_OH | 8104901 | no | no |  |  | no |  |  | 0 | 0 | 0 | 0
oh_line_TAP_OH_899745 |  | AN | node_8104901_200838169 | node_1425845_877_15308642_622 | 0.033 | unb_TAPWIRE_OH | 8104901 | no | no |  |  | no |  |  | 0 | 0 | 0 | 0
oh_line_TAP_OH_899746 |  | AN | node_8104901_200838175 | node_1427435_509_15302382_489 | 0.033 | unb_TAPWIRE_OH | 8104901 | no | no |  |  | no |  |  | 0 | 0 | 0 | 0
oh_line_TAP_OH_899747 |  | AN | node_8104901_200838176 | node_1427048_775_15304500_406 | 0.033 | unb_TAPWIRE_OH | 8104901 | no | no |  |  | no |  |  | 0 | 0 | 0 | 0
oh_line_TAP_OH_899748 |  | AN | node_8104901_200838178 | node_1427473_074_15304415_561 | 0.033 | unb_TAPWIRE_OH | 8104901 | no | no |  |  | no |  |  | 0 | 0 | 0 | 0
oh_line_TAP_OH_899749 |  | AN | node_8104901_200838179 | node_1427129_165_15304651_279 | 0.033 | unb_TAPWIRE_OH | 8104901 | no | no |  |  | no |  |  | 0 | 0 | 0 | 0
oh_line_TAP_OH_899750 |  | AN | node_8104901_200838181 | node_1427231_477_15305018_777 | 0.033 | unb_TAPWIRE_OH | 8104901 | no | no |  |  | no |  |  | 0 | 0 | 0 | 0
oh_line_TAP_OH_899751 |  | AN | node_8104901_200838184 | node_1427212_797_15305391_289 | 0.033 | unb_TAPWIRE_OH | 8104901 | no | no |  |  | no |  |  | 0 | 0 | 0 | 0
oh_line_TAP_OH_899752 |  | AN | node_8104901_200838186 | node_1427090_872_15302645_044 | 0.033 | unb_TAPWIRE_OH | 8104901 | no | no |  |  | no |  |  | 0 | 0 | 0 | 0
oh_line_TAP_OH_899753 |  | AN | node_8104901_200838190 | node_1427067_43_15303350_703 | 0.033 | unb_TAPWIRE_OH | 8104901 | no | no |  |  | no |  |  | 0 | 0 | 0 | 0
oh_line_TAP_OH_899754 |  | AN | node_8104901_200838195 | node_1427141_818_15304015_23 | 0.033 | unb_TAPWIRE_OH | 8104901 | no | no |  |  | no |  |  | 0 | 0 | 0 | 0
oh_line_TAP_OH_899755 |  | AN | node_8104901_200838197 | node_1427512_086_15304040_05 | 0.033 | unb_TAPWIRE_OH | 8104901 | no | no |  |  | no |  |  | 0 | 0 | 0 | 0
oh_line_TAP_OH_899756 |  | AN | node_8104901_200838200 | node_1427167_159_15308860_871 | 0.033 | unb_TAPWIRE_OH | 8104901 | no | no |  |  | no |  |  | 0 | 0 | 0 | 0
oh_line_TAP_OH_899757 |  | AN | node_8104901_200838203 | node_1426691_265_15309004_875 | 0.033 | unb_TAPWIRE_OH | 8104901 | no | no |  |  | no |  |  | 0 | 0 | 0 | 0
oh_line_TAP_OH_899758 |  | AN | node_8104901_200838208 | node_1425816_374_15309031_27 | 0.033 | unb_TAPWIRE_OH | 8104901 | no | no |  |  | no |  |  | 0 | 0 | 0 | 0
oh_line_TAP_OH_899759 |  | AN | node_8104901_200838209 | node_1425390_512_15309042_256 | 0.033 | unb_TAPWIRE_OH | 8104901 | no | no |  |  | no |  |  | 0 | 0 | 0 | 0
oh_line_TAP_OH_899760 |  | AN | node_8104901_200838212 | node_1424844_844_15309079_402 | 0.033 | unb_TAPWIRE_OH | 8104901 | no | no |  |  | no |  |  | 0 | 0 | 0 | 0
oh_line_TAP_OH_899761 |  | AN | node_8104901_200838214 | node_1424473_488_15308997_366 | 0.033 | unb_TAPWIRE_OH | 8104901 | no | no |  |  | no |  |  | 0 | 0 | 0 | 0
oh_line_TAP_OH_899762 |  | AN | node_8104901_200838215 | node_1424550_833_15308687_906 | 0.033 | unb_TAPWIRE_OH | 8104901 | no | no |  |  | no |  |  | 0 | 0 | 0 | 0
oh_line_TAP_OH_899763 |  | AN | node_8104901_200838217 | node_1424104_629_15308800_092 | 0.033 | unb_TAPWIRE_OH | 8104901 | no | no |  |  | no |  |  | 0 | 0 | 0 | 0
oh_line_TAP_OH_899764 |  | AN | node_8104901_200838219 | node_1423534_704_15308696_181 | 0.033 | unb_TAPWIRE_OH | 8104901 | no | no |  |  | no |  |  | 0 | 0 | 0 | 0
oh_line_TAP_OH_899765 |  | AN | node_8104901_200838221 | node_1423712_887_15308442_11 | 0.033 | unb_TAPWIRE_OH | 8104901 | no | no |  |  | no |  |  | 0 | 0 | 0 | 0
oh_line_TAP_OH_907162 |  | AN | node_8104901_200868361 | node_1436307_411_15299311_41 | 0.033 | unb_TAPWIRE_OH | 8104901 | no | no |  |  | no |  |  | 0 | 0 | 0 | 0
oh_line_TAP_OH_907163 |  | AN | node_8104901_200868362 | node_1436096_186_15299311_713 | 0.033 | unb_TAPWIRE_OH | 8104901 | no | no |  |  | no |  |  | 0 | 0 | 0 | 0
oh_line_TAP_OH_907164 |  | AN | node_8104901_200868363 | node_1435881_074_15299321_648 | 0.033 | unb_TAPWIRE_OH | 8104901 | no | no |  |  | no |  |  | 0 | 0 | 0 | 0
oh_line_TAP_OH_907165 |  | AN | node_8104901_200868365 | node_1435507_34_15299323_185 | 0.033 | unb_TAPWIRE_OH | 8104901 | no | no |  |  | no |  |  | 0 | 0 | 0 | 0
oh_line_TAP_OH_907166 |  | AN | node_8104901_200868367 | node_1435122_121_15299318_787 | 0.033 | unb_TAPWIRE_OH | 8104901 | no | no |  |  | no |  |  | 0 | 0 | 0 | 0
oh_line_TAP_OH_907167 |  | AN | node_8104901_200868368 | node_1434880_441_15299318_083 | 0.033 | unb_TAPWIRE_OH | 8104901 | no | no |  |  | no |  |  | 0 | 0 | 0 | 0
oh_line_TAP_OH_907168 |  | AN | node_8104901_200868370 | node_1434349_194_15299283_37 | 0.033 | unb_TAPWIRE_OH | 8104901 | no | no |  |  | no |  |  | 0 | 0 | 0 | 0
oh_line_TAP_OH_907390 |  | AN | node_8104901_200868952 | node_1436580_276_15298125_938 | 0.033 | unb_TAPWIRE_OH | 8104901 | no | no |  |  | no |  |  | 0 | 0 | 0 | 0
oh_line_TAP_OH_907391 |  | AN | node_8104901_200868954 | node_1437073_383_15298088_586 | 0.033 | unb_TAPWIRE_OH | 8104901 | no | no |  |  | no |  |  | 0 | 0 | 0 | 0
oh_line_TAP_OH_907510 |  | AN | node_8104901_200869239 | node_1433190_871_15302295_422 | 0.033 | unb_TAPWIRE_OH | 8104901 | no | no |  |  | no |  |  | 0 | 0 | 0 | 0
oh_line_TAP_OH_907511 |  | AN | node_8104901_200869241 | node_1433497_453_15302289_09 | 0.033 | unb_TAPWIRE_OH | 8104901 | no | no |  |  | no |  |  | 0 | 0 | 0 | 0
oh_line_TAP_OH_907512 |  | AN | node_8104901_200869242 | node_1433786_39_15302193_124 | 0.033 | unb_TAPWIRE_OH | 8104901 | no | no |  |  | no |  |  | 0 | 0 | 0 | 0
oh_line_TAP_OH_907513 |  | AN | node_8104901_200869243 | node_1433984_974_15302173_72 | 0.033 | unb_TAPWIRE_OH | 8104901 | no | no |  |  | no |  |  | 0 | 0 | 0 | 0
oh_line_TAP_OH_907514 |  | AN | node_8104901_200869245 | node_1434362_821_15302131_159 | 0.033 | unb_TAPWIRE_OH | 8104901 | no | no |  |  | no |  |  | 0 | 0 | 0 | 0
oh_line_TAP_OH_907515 |  | AN | node_8104901_200869247 | node_1432091_056_15302356_75 | 0.033 | unb_TAPWIRE_OH | 8104901 | no | no |  |  | no |  |  | 0 | 0 | 0 | 0
oh_line_TAP_OH_907516 |  | AN | node_8104901_200869249 | node_1432411_137_15301745_058 | 0.033 | unb_TAPWIRE_OH | 8104901 | no | no |  |  | no |  |  | 0 | 0 | 0 | 0
oh_line_TAP_OH_907536 |  | AN | node_8104901_200869299 | node_1438677_432_15298206_969 | 0.033 | unb_TAPWIRE_OH | 8104901 | no | no |  |  | no |  |  | 0 | 0 | 0 | 0
oh_line_TAP_OH_907537 |  | AN | node_8104901_200869301 | node_1438244_477_15298031_062 | 0.033 | unb_TAPWIRE_OH | 8104901 | no | no |  |  | no |  |  | 0 | 0 | 0 | 0
oh_line_TAP_OH_907615 |  | AN | node_8104901_200869499 | node_1437244_49_15301358_6 | 0.033 | unb_TAPWIRE_OH | 8104901 | no | no |  |  | no |  |  | 0 | 0 | 0 | 0
oh_line_TAP_OH_907616 |  | AN | node_8104901_200869501 | node_1436698_574_15301369_529 | 0.033 | unb_TAPWIRE_OH | 8104901 | no | no |  |  | no |  |  | 0 | 0 | 0 | 0
oh_line_TAP_OH_907617 |  | AN | node_8104901_200869502 | node_1436375_246_15301310_466 | 0.033 | unb_TAPWIRE_OH | 8104901 | no | no |  |  | no |  |  | 0 | 0 | 0 | 0
oh_line_TAP_OH_907618 |  | AN | node_8104901_200869503 | node_1436167_623_15301463_178 | 0.033 | unb_TAPWIRE_OH | 8104901 | no | no |  |  | no |  |  | 0 | 0 | 0 | 0
oh_line_TAP_OH_907619 |  | AN | node_8104901_200869504 | node_1435885_712_15301526_531 | 0.033 | unb_TAPWIRE_OH | 8104901 | no | no |  |  | no |  |  | 0 | 0 | 0 | 0
oh_line_TAP_OH_907620 |  | AN | node_8104901_200869505 | node_1437716_814_15301377_584 | 0.033 | unb_TAPWIRE_OH | 8104901 | no | no |  |  | no |  |  | 0 | 0 | 0 | 0
oh_line_TAP_OH_907621 |  | AN | node_8104901_200869507 | node_1437995_912_15301372_887 | 0.033 | unb_TAPWIRE_OH | 8104901 | no | no |  |  | no |  |  | 0 | 0 | 0 | 0
oh_line_TAP_OH_907622 |  | AN | node_8104901_200869508 | node_1438362_445_15301380_005 | 0.033 | unb_TAPWIRE_OH | 8104901 | no | no |  |  | no |  |  | 0 | 0 | 0 | 0
oh_line_TAP_OH_907623 |  | AN | node_8104901_200869510 | node_1438692_815_15301276_825 | 0.033 | unb_TAPWIRE_OH | 8104901 | no | no |  |  | no |  |  | 0 | 0 | 0 | 0
oh_line_TAP_OH_907624 |  | AN | node_8104901_200869512 | node_1439066_587_15301292_414 | 0.033 | unb_TAPWIRE_OH | 8104901 | no | no |  |  | no |  |  | 0 | 0 | 0 | 0
oh_line_TAP_OH_907628 |  | AN | node_8104901_200869534 | node_1435233_24_15296493_612 | 0.033 | unb_TAPWIRE_OH | 8104901 | no | no |  |  | no |  |  | 0 | 0 | 0 | 0
oh_line_TAP_OH_907629 |  | AN | node_8104901_200869537 | node_1435501_183_15296636_678 | 0.033 | unb_TAPWIRE_OH | 8104901 | no | no |  |  | no |  |  | 0 | 0 | 0 | 0
oh_line_TAP_OH_907630 |  | AN | node_8104901_200869538 | node_1435467_664_15296849_704 | 0.033 | unb_TAPWIRE_OH | 8104901 | no | no |  |  | no |  |  | 0 | 0 | 0 | 0
oh_line_TAP_OH_907631 |  | AN | node_8104901_200869541 | node_1435830_316_15297463_11 | 0.033 | unb_TAPWIRE_OH | 8104901 | no | no |  |  | no |  |  | 0 | 0 | 0 | 0
oh_line_TAP_OH_907632 |  | AN | node_8104901_200869543 | node_1436005_766_15297672_684 | 0.033 | unb_TAPWIRE_OH | 8104901 | no | no |  |  | no |  |  | 0 | 0 | 0 | 0
oh_line_TAP_OH_907633 |  | AN | node_8104901_200869544 | node_1436182_595_15297897_285 | 0.033 | unb_TAPWIRE_OH | 8104901 | no | no |  |  | no |  |  | 0 | 0 | 0 | 0
oh_line_TAP_OH_907634 |  | AN | node_8104901_200869545 | node_1436350_442_15298042_638 | 0.033 | unb_TAPWIRE_OH | 8104901 | no | no |  |  | no |  |  | 0 | 0 | 0 | 0
oh_line_TAP_OH_907635 |  | ABCN | node_8104901_200869550 | node_1436580_481_15298370_297 | 0.033 | unb_TAPWIRE_OH | 8104901 | no | no |  |  | no |  |  | 0 | 0 | 0 | 0
oh_line_TAP_OH_907636 |  | ABCN | node_8104901_200869553 | node_1436594_293_15298649_535 | 0.033 | unb_TAPWIRE_OH | 8104901 | no | no |  |  | no |  |  | 0 | 0 | 0 | 0
oh_line_TAP_OH_907637 |  | ABCN | node_8104901_200869554 | node_1436668_476_15298917_349 | 0.033 | unb_TAPWIRE_OH | 8104901 | no | no |  |  | no |  |  | 0 | 0 | 0 | 0
oh_line_TAP_OH_907638 |  | ABCN | node_8104901_200869556 | node_1436848_116_15299353_288 | 0.033 | unb_TAPWIRE_OH | 8104901 | no | no |  |  | no |  |  | 0 | 0 | 0 | 0
oh_line_TAP_OH_907639 |  | AN | node_8104901_200869559 | node_1437106_502_15299432_529 | 0.033 | unb_TAPWIRE_OH | 8104901 | no | no |  |  | no |  |  | 0 | 0 | 0 | 0
oh_line_TAP_OH_907640 |  | AN | node_8104901_200869562 | node_1434868_092_15295098_623 | 0.033 | unb_TAPWIRE_OH | 8104901 | no | no |  |  | no |  |  | 0 | 0 | 0 | 0
oh_line_TAP_OH_907641 |  | AN | node_8104901_200869565 | node_1434916_636_15295526_852 | 0.033 | unb_TAPWIRE_OH | 8104901 | no | no |  |  | no |  |  | 0 | 0 | 0 | 0
oh_line_TAP_OH_907642 |  | AN | node_8104901_200869566 | node_1435007_002_15295419_391 | 0.033 | unb_TAPWIRE_OH | 8104901 | no | no |  |  | no |  |  | 0 | 0 | 0 | 0
oh_line_TAP_OH_907643 |  | AN | node_8104901_200869567 | node_1434914_615_15295716_148 | 0.033 | unb_TAPWIRE_OH | 8104901 | no | no |  |  | no |  |  | 0 | 0 | 0 | 0
oh_line_TAP_OH_907660 |  | AN | node_8104901_200869607 | node_1435294_339_15293801_853 | 0.033 | unb_TAPWIRE_OH | 8104901 | no | no |  |  | no |  |  | 0 | 0 | 0 | 0
oh_line_TAP_OH_907661 |  | AN | node_8104901_200869608 | node_1435488_464_15293773_711 | 0.033 | unb_TAPWIRE_OH | 8104901 | no | no |  |  | no |  |  | 0 | 0 | 0 | 0
oh_line_TAP_OH_907662 |  | AN | node_8104901_200869611 | node_1436071_507_15293744_977 | 0.033 | unb_TAPWIRE_OH | 8104901 | no | no |  |  | no |  |  | 0 | 0 | 0 | 0
oh_line_TAP_OH_907663 |  | AN | node_8104901_200869613 | node_1436587_187_15293701_9 | 0.033 | unb_TAPWIRE_OH | 8104901 | no | no |  |  | no |  |  | 0 | 0 | 0 | 0
oh_line_TAP_OH_907665 |  | AN | node_8104901_200869620 | node_1437278_251_15298325_79 | 0.033 | unb_TAPWIRE_OH | 8104901 | no | no |  |  | no |  |  | 0 | 0 | 0 | 0
oh_line_TAP_OH_907666 |  | AN | node_8104901_200869621 | node_1439155_781_15298332_218 | 0.033 | unb_TAPWIRE_OH | 8104901 | no | no |  |  | no |  |  | 0 | 0 | 0 | 0
oh_line_TAP_OH_907667 |  | AN | node_8104901_200869623 | node_1439463_197_15298291_808 | 0.033 | unb_TAPWIRE_OH | 8104901 | no | no |  |  | no |  |  | 0 | 0 | 0 | 0
oh_line_TAP_OH_907668 |  | AN | node_8104901_200869624 | node_1439708_694_15298117_514 | 0.033 | unb_TAPWIRE_OH | 8104901 | no | no |  |  | no |  |  | 0 | 0 | 0 | 0
oh_line_TAP_OH_907669 |  | AN | node_8104901_200869625 | node_1439930_509_15297915_965 | 0.033 | unb_TAPWIRE_OH | 8104901 | no | no |  |  | no |  |  | 0 | 0 | 0 | 0
oh_line_TAP_OH_907670 |  | AN | node_8104901_200869628 | node_1440400_863_15297541_161 | 0.033 | unb_TAPWIRE_OH | 8104901 | no | no |  |  | no |  |  | 0 | 0 | 0 | 0
oh_line_TAP_OH_907671 |  | AN | node_8104901_200869630 | node_1440457_495_15298078_35 | 0.033 | unb_TAPWIRE_OH | 8104901 | no | no |  |  | no |  |  | 0 | 0 | 0 | 0
oh_line_TAP_OH_907672 |  | AN | node_8104901_200869637 | node_1437976_942_15298861_569 | 0.033 | unb_TAPWIRE_OH | 8104901 | no | no |  |  | no |  |  | 0 | 0 | 0 | 0
oh_line_TAP_OH_907673 |  | AN | node_8104901_200869642 | node_1438891_457_15298505_492 | 0.033 | unb_TAPWIRE_OH | 8104901 | no | no |  |  | no |  |  | 0 | 0 | 0 | 0
oh_line_TAP_OH_907677 |  | AN | node_8104901_200869649 | node_1434490_036_15294069_356 | 0.033 | unb_TAPWIRE_OH | 8104901 | no | no |  |  | no |  |  | 0 | 0 | 0 | 0
oh_line_TAP_OH_907678 |  | AN | node_8104901_200869652 | node_1434453_128_15295539_593 | 0.033 | unb_TAPWIRE_OH | 8104901 | no | no |  |  | no |  |  | 0 | 0 | 0 | 0
oh_line_TAP_OH_907679 |  | AN | node_8104901_200869655 | node_1434452_556_15294990_772 | 0.033 | unb_TAPWIRE_OH | 8104901 | no | no |  |  | no |  |  | 0 | 0 | 0 | 0
oh_line_TAP_OH_907680 |  | AN | node_8104901_200869658 | node_1434468_706_15294422_91 | 0.033 | unb_TAPWIRE_OH | 8104901 | no | no |  |  | no |  |  | 0 | 0 | 0 | 0
oh_line_TAP_OH_907845 |  | ABCN | node_8104901_200870344 | node_1437507_926_15302294_948 | 0.033 | unb_TAPWIRE_OH | 8104901 | no | no |  |  | no |  |  | 0 | 0 | 0 | 0
oh_line_TAP_OH_907846 |  | ABCN | node_8104901_200870348 | node_1437419_164_15301654_773 | 0.033 | unb_TAPWIRE_OH | 8104901 | no | no |  |  | no |  |  | 0 | 0 | 0 | 0
oh_line_TAP_OH_907847 |  | ABCN | node_8104901_200870352 | node_1437355_397_15300987_065 | 0.033 | unb_TAPWIRE_OH | 8104901 | no | no |  |  | no |  |  | 0 | 0 | 0 | 0
oh_line_TAP_OH_907848 |  | ABCN | node_8104901_200870356 | node_1437189_656_15300508_886 | 0.033 | unb_TAPWIRE_OH | 8104901 | no | no |  |  | no |  |  | 0 | 0 | 0 | 0
oh_line_TAP_OH_907849 |  | ABCN | node_8104901_200870359 | node_1437086_043_15300156_022 | 0.033 | unb_TAPWIRE_OH | 8104901 | no | no |  |  | no |  |  | 0 | 0 | 0 | 0
oh_line_TAP_OH_907850 |  | ABCN | node_8104901_200870361 | node_1436943_2_15299904_143 | 0.033 | unb_TAPWIRE_OH | 8104901 | no | no |  |  | no |  |  | 0 | 0 | 0 | 0
oh_line_TAP_OH_907969 |  | AN | node_8104901_200870696 | node_1434944_384_15292470_2 | 0.033 | unb_TAPWIRE_OH | 8104901 | no | no |  |  | no |  |  | 0 | 0 | 0 | 0
oh_line_TAP_OH_907970 |  | AN | node_8104901_200870699 | node_1434756_741_15292786_997 | 0.033 | unb_TAPWIRE_OH | 8104901 | no | no |  |  | no |  |  | 0 | 0 | 0 | 0
oh_line_TAP_OH_907971 |  | AN | node_8104901_200870700 | node_1434530_726_15292744_456 | 0.033 | unb_TAPWIRE_OH | 8104901 | no | no |  |  | no |  |  | 0 | 0 | 0 | 0
oh_line_TAP_OH_907972 |  | AN | node_8104901_200870702 | node_1434933_96_15292936_015 | 0.033 | unb_TAPWIRE_OH | 8104901 | no | no |  |  | no |  |  | 0 | 0 | 0 | 0
oh_line_TAP_OH_907973 |  | AN | node_8104901_200870703 | node_1434973_026_15293218_893 | 0.033 | unb_TAPWIRE_OH | 8104901 | no | no |  |  | no |  |  | 0 | 0 | 0 | 0
oh_line_TAP_OH_907974 |  | AN | node_8104901_200870706 | node_1434920_112_15293444_025 | 0.033 | unb_TAPWIRE_OH | 8104901 | no | no |  |  | no |  |  | 0 | 0 | 0 | 0
oh_line_TAP_OH_907975 |  | AN | node_8104901_200870708 | node_1435118_963_15293864_665 | 0.033 | unb_TAPWIRE_OH | 8104901 | no | no |  |  | no |  |  | 0 | 0 | 0 | 0
oh_line_TAP_OH_907976 |  | AN | node_8104901_200870711 | node_1435011_065_15294063_483 | 0.033 | unb_TAPWIRE_OH | 8104901 | no | no |  |  | no |  |  | 0 | 0 | 0 | 0
oh_line_TAP_OH_907977 |  | AN | node_8104901_200870713 | node_1435025_49_15294291_227 | 0.033 | unb_TAPWIRE_OH | 8104901 | no | no |  |  | no |  |  | 0 | 0 | 0 | 0
oh_line_TAP_OH_920119 |  | AN | node_8104901_200946159 | node_1430147_047_15304811_127 | 0.033 | unb_TAPWIRE_OH | 8104901 | no | no |  |  | no |  |  | 0 | 0 | 0 | 0
oh_line_TAP_OH_920761 |  | AN | node_8104901_200950075 | node_1432083_077_15304443_709 | 0.033 | unb_TAPWIRE_OH | 8104901 | no | no |  |  | no |  |  | 0 | 0 | 0 | 0
oh_line_TAP_OH_920762 |  | AN | node_8104901_200950076 | node_1432110_229_15304166_31 | 0.033 | unb_TAPWIRE_OH | 8104901 | no | no |  |  | no |  |  | 0 | 0 | 0 | 0
oh_line_TAP_OH_921273 |  | AN | node_8104901_200953491 | node_1436028_125_15312160_865 | 0.033 | unb_TAPWIRE_OH | 8104901 | no | no |  |  | no |  |  | 0 | 0 | 0 | 0
oh_line_TAP_OH_921274 |  | AN | node_8104901_200953494 | node_1435865_923_15311884_193 | 0.033 | unb_TAPWIRE_OH | 8104901 | no | no |  |  | no |  |  | 0 | 0 | 0 | 0
oh_line_TAP_OH_921931 |  | AN | node_8104901_200959301 | node_1455603_668_15309403_395 | 0.033 | unb_TAPWIRE_OH | 8104901 | no | no |  |  | no |  |  | 0 | 0 | 0 | 0
oh_line_TAP_OH_922671 |  | AN | node_8104901_200962957 | node_1430703_407_15308283_057 | 0.033 | unb_TAPWIRE_OH | 8104901 | no | no |  |  | no |  |  | 0 | 0 | 0 | 0
oh_line_TAP_OH_925730 |  | AN | node_8104901_200979066 | node_1427087_469_15303015_914 | 0.033 | unb_TAPWIRE_OH | 8104901 | no | no |  |  | no |  |  | 0 | 0 | 0 | 0
oh_line_TAP_OH_930471 |  | AN | node_8104901_201018624 | node_1438063_704_15304280_062 | 0.033 | unb_TAPWIRE_OH | 8104901 | no | no |  |  | no |  |  | 0 | 0 | 0 | 0
oh_line_TAP_OH_933561 |  | AN | node_8104901_201037725 | node_1434111_57_15302596_203 | 0.033 | unb_TAPWIRE_OH | 8104901 | no | no |  |  | no |  |  | 0 | 0 | 0 | 0
oh_line_TAP_OH_935541 |  | AN | node_8104901_201050854 | node_1425600_414_15301257_688 | 0.033 | unb_TAPWIRE_OH | 8104901 | no | no |  |  | no |  |  | 0 | 0 | 0 | 0
oh_line_TAP_OH_935542 |  | AN | node_8104901_201050856 | node_1427551_104_15301977_754 | 0.033 | unb_TAPWIRE_OH | 8104901 | no | no |  |  | no |  |  | 0 | 0 | 0 | 0
oh_line_TAP_OH_935543 |  | AN | node_8104901_201050858 | node_1428168_286_15302113_951 | 0.033 | unb_TAPWIRE_OH | 8104901 | no | no |  |  | no |  |  | 0 | 0 | 0 | 0
oh_line_TAP_OH_935544 |  | AN | node_8104901_201050861 | node_1428677_281_15302297_226 | 0.033 | unb_TAPWIRE_OH | 8104901 | no | no |  |  | no |  |  | 0 | 0 | 0 | 0
oh_line_TAP_OH_935563 |  | AN | node_8104901_201050955 | node_1428940_813_15302459_911 | 0.033 | unb_TAPWIRE_OH | 8104901 | no | no |  |  | no |  |  | 0 | 0 | 0 | 0
oh_line_TAP_OH_935564 |  | AN | node_8104901_201050958 | node_1429723_171_15302951_034 | 0.033 | unb_TAPWIRE_OH | 8104901 | no | no |  |  | no |  |  | 0 | 0 | 0 | 0
oh_line_TAP_OH_935565 |  | AN | node_8104901_201050959 | node_1430109_142_15303203_491 | 0.033 | unb_TAPWIRE_OH | 8104901 | no | no |  |  | no |  |  | 0 | 0 | 0 | 0
oh_line_TAP_OH_935566 |  | AN | node_8104901_201050961 | node_1430650_221_15303411_633 | 0.033 | unb_TAPWIRE_OH | 8104901 | no | no |  |  | no |  |  | 0 | 0 | 0 | 0
oh_line_TAP_OH_935567 |  | AN | node_8104901_201050965 | node_1431321_048_15303855_396 | 0.033 | unb_TAPWIRE_OH | 8104901 | no | no |  |  | no |  |  | 0 | 0 | 0 | 0
oh_line_TAP_OH_935568 |  | AN | node_8104901_201050966 | node_1431594_218_15304151_838 | 0.033 | unb_TAPWIRE_OH | 8104901 | no | no |  |  | no |  |  | 0 | 0 | 0 | 0
oh_line_TAP_OH_935569 |  | AN | node_8104901_201050967 | node_1431833_325_15304302_402 | 0.033 | unb_TAPWIRE_OH | 8104901 | no | no |  |  | no |  |  | 0 | 0 | 0 | 0
oh_line_TAP_OH_935570 |  | AN | node_8104901_201050973 | node_1433255_614_15305152_593 | 0.033 | unb_TAPWIRE_OH | 8104901 | no | no |  |  | no |  |  | 0 | 0 | 0 | 0
oh_line_TAP_OH_935571 |  | AN | node_8104901_201050980 | node_1435271_16_15306117_894 | 0.033 | unb_TAPWIRE_OH | 8104901 | no | no |  |  | no |  |  | 0 | 0 | 0 | 0
oh_line_TAP_OH_935572 |  | AN | node_8104901_201050982 | node_1435621_001_15306281_135 | 0.033 | unb_TAPWIRE_OH | 8104901 | no | no |  |  | no |  |  | 0 | 0 | 0 | 0
oh_line_TAP_OH_935573 |  | AN | node_8104901_201050985 | node_1436673_073_15306622_005 | 0.033 | unb_TAPWIRE_OH | 8104901 | no | no |  |  | no |  |  | 0 | 0 | 0 | 0
oh_line_TAP_OH_935587 |  | AN | node_8104901_201051042 | node_1436940_603_15306638_964 | 0.033 | unb_TAPWIRE_OH | 8104901 | no | no |  |  | no |  |  | 0 | 0 | 0 | 0
oh_line_TAP_OH_935588 |  | AN | node_8104901_201051044 | node_1437245_515_15306691_633 | 0.033 | unb_TAPWIRE_OH | 8104901 | no | no |  |  | no |  |  | 0 | 0 | 0 | 0
oh_line_TAP_OH_936596 |  | AN | node_8104901_201059648 | node_1446482_601_15310125_908 | 0.033 | unb_TAPWIRE_OH | 8104901 | no | no |  |  | no |  |  | 0 | 0 | 0 | 0
oh_line_TAP_OH_936775 |  | AN | node_8104901_201060969 | node_1446853_177_15310079_569 | 0.033 | unb_TAPWIRE_OH | 8104901 | no | no |  |  | no |  |  | 0 | 0 | 0 | 0
oh_line_TAP_OH_937283 |  | AN | node_8104901_201063865 | node_1437709_195_15309254_015 | 0.033 | unb_TAPWIRE_OH | 8104901 | no | no |  |  | no |  |  | 0 | 0 | 0 | 0
oh_line_TAP_OH_937312 |  | AN | node_8104901_201064070 | node_1438816_9_15310292_204 | 0.033 | unb_TAPWIRE_OH | 8104901 | no | no |  |  | no |  |  | 0 | 0 | 0 | 0
oh_line_TAP_OH_937382 |  | AN | node_8104901_201064434 | node_1438407_43_15309913_214 | 0.033 | unb_TAPWIRE_OH | 8104901 | no | no |  |  | no |  |  | 0 | 0 | 0 | 0
oh_line_TAP_OH_938450 |  | AN | node_8104901_201069981 | node_1436961_744_15310083_991 | 0.033 | unb_TAPWIRE_OH | 8104901 | no | no |  |  | no |  |  | 0 | 0 | 0 | 0
oh_line_TAP_OH_1570831 |  | AN | node_8104901_200828438 | node_1447528_309_15309968_372 | 0.033 | unb_TAPWIRE_OH | 8104901 | no | no |  |  | no |  |  | 0 | 0 | 0 | 0
oh_line_TAP_OH_1764458 |  | AN | node_8104901_201063149 | node_1440166_767_15297046_986 | 0.033 | unb_TAPWIRE_OH | 8104901 | no | no |  |  | no |  |  | 0 | 0 | 0 | 0
oh_line_TAP_OH_2423334 |  | ABCN | node_8104901_200828592 | node_1437508_159_15307501_771 | 0.033 | unb_TAPWIRE_OH | 8104901 | no | no |  |  | no |  |  | 0 | 0 | 0 | 0
oh_line_TAP_OH_2423335 |  | ABCN | node_8104901_200828592 | node_1437503_713_15307527_688 | 0.033 | unb_TAPWIRE_OH | 8104901 | no | no |  |  | no |  |  | 0 | 0 | 0 | 0
oh_line_TAP_OH_2423336 |  | ABCN | node_8104901_200828555 | node_1437513_734_15306881_001 | 0.033 | unb_TAPWIRE_OH | 8104901 | no | no |  |  | no |  |  | 0 | 0 | 0 | 0
oh_line_TAP_OH_2423338 |  | AN | node_8104901_200828637 | node_1429541_154_15308252_167 | 0.033 | unb_TAPWIRE_OH | 8104901 | no | no |  |  | no |  |  | 0 | 0 | 0 | 0
oh_line_TAP_OH_2423339 |  | AN | node_8104901_200828637 | node_1429497_217_15308264_523 | 0.033 | unb_TAPWIRE_OH | 8104901 | no | no |  |  | no |  |  | 0 | 0 | 0 | 0
oh_line_TAP_OH_2570155 |  | AN | node_8104901_310052012 | node_1430056_539_15307079_984 | 0.033 | unb_TAPWIRE_OH | 8104901 | no | no |  |  | no |  |  | 0 | 0 | 0 | 0
oh_line_TAP_OH_2886369 |  | AN | node_8104901_200870688 | node_1434982_195_15291098_35 | 0.033 | unb_TAPWIRE_OH | 8104901 | no | no |  |  | no |  |  | 0 | 0 | 0 | 0
oh_line_TAP_OH_3493752 |  | AN | node_8104901_200828474 | node_1455061_517_15309700_006 | 0.033 | unb_TAPWIRE_OH | 8104901 | no | no |  |  | no |  |  | 0 | 0 | 0 | 0
oh_line_TAP_OH_3528161 |  | AN | node_8104901_311982799 | node_1427019_725_15301728_416 | 0.033 | unb_TAPWIRE_OH | 8104901 | no | no |  |  | no |  |  | 0 | 0 | 0 | 0
oh_line_TAP_OH_4120716 |  | AN | node_8104901_312033724 | node_1446039_459_15309876_267 | 0.033 | unb_TAPWIRE_OH | 8104901 | no | no |  |  | no |  |  | 0 | 0 | 0 | 0
oh_line_TAP_OH_4448340 |  | AN | node_8104901_312062152 | node_1426020_626_15300685_032 | 0.033 | unb_TAPWIRE_OH | 8104901 | no | no |  |  | no |  |  | 0 | 0 | 0 | 0
oh_line_TAP_OH_5220796 |  | AN | node_8104901_200828625 | node_1433346_569_15307820_67 | 0.033 | unb_TAPWIRE_OH | 8104901 | no | no |  |  | no |  |  | 0 | 0 | 0 | 0
oh_line_TAP_OH_5370402 |  | AN | node_8104901_200868360 | node_1436664_938_15299333_742 | 0.033 | unb_TAPWIRE_OH | 8104901 | no | no |  |  | no |  |  | 0 | 0 | 0 | 0
oh_line_TAP_OH_5397614 |  | AN | node_8104901_200837900 | node_1427040_194_15309146_023 | 0.033 | unb_TAPWIRE_OH | 8104901 | no | no |  |  | no |  |  | 0 | 0 | 0 | 0

## overhead_line_conductor
data_type | static
owner_type | feeder
owner | 8104901
object | overhead_line_conductor
name | groupid | geometric_mean_radius | resistance | diameter | rating_summer_continuous | rating_summer_emergency | rating_winter_continuous | rating_winter_emergency | dcircuit | selected | comments
oh_cond_1/0_AAAC |  | 0.012 | 0.876 | 0.398 | 235 | 235 | 310 | 310 |  | no
oh_cond_1/0_ACSR |  | 0.012 | 0.888 | 0.398 | 265 | 265 | 330 | 330 |  | no
oh_cond_2/0_CU |  | 0.013 | 0.44 | 0.414 | 295 | 295 | 425 | 425 |  | no
oh_cond_2_ACSR |  | 0.01 | 1.41 | 0.325 | 195 | 195 | 245 | 245 |  | no
oh_cond_3_#7_CWD_30% |  | 0.005 | 3.07 | 0.311 | 125 | 125 | 195 | 195 |  | no
oh_cond_3_#128_CWD |  | 0.004 | 3.873 | 0.276 | 120 | 120 | 160 | 160 |  | no
oh_cond_4/0_AAAC |  | 0.017 | 0.439 | 0.563 | 365 | 365 | 480 | 480 |  | no
oh_cond_4/0_ACSR |  | 0.017 | 0.445 | 0.563 | 410 | 410 | 515 | 515 |  | no
oh_cond_4/0_AL |  | 0.016 | 0.442 | 0.522 | 365 | 365 | 480 | 480 |  | no
oh_cond_4A_CWD |  | 0.006 | 1.395 | 0.29 | 150 | 150 | 220 | 220 |  | no
oh_cond_4_ACSR |  | 0.008 | 2.24 | 0.25 | 145 | 145 | 185 | 185 |  | no
oh_cond_4_CU |  | 0.007 | 1.388 | 0.232 | 140 | 140 | 200 | 200 |  | no
oh_cond_6_CU |  | 0.006 | 2.18 | 0.184 | 110 | 110 | 150 | 150 |  | no
oh_cond_477_ACSR |  | 0.028 | 0.196 | 0.849 | 695 | 695 | 880 | 880 |  | no
oh_cond_477_MCM_AL |  | 0.025 | 0.198 | 0.792 | 605 | 605 | 810 | 810 |  | no
oh_cond_WP-4/0-CU |  | 0.015 | 0.273 | 0.81 | 340 | 340 | 390 | 390 |  | no

## regulator
data_type | static
owner_type | feeder
owner | 8104901
object | regulator
name | groupid | phases | fr | to | configuration | sense_node | dcircuit | selected | monitored | monitored_fields | class_monitored_fields | played | played_fields | comments
regulator_220576648 |  | AD | node_intto1_8104901_200828432 | node_8104901_200828432 | config_regulator_220576648 |  | 8104901 | no | no |  |  | no

## regulator_configuration
data_type | static
owner_type | feeder
owner | 8104901
object | regulator_configuration
name | groupid | connect_type | band_center | band_width | time_delay | dwell_time | raise_taps | lower_taps | current_transducer_ratio | power_transducer_ratio | compensator_r_setting_A | compensator_x_setting_A | compensator_r_setting_B | compensator_x_setting_B | compensator_r_setting_C | compensator_x_setting_C | CT_phase | PT_phase | regulation | control_level | Control | Type | tap_pos_A | tap_pos_B | tap_pos_C | dcircuit | selected | comments
config_regulator_220576648 |  | WYE_WYE | 123 | 3 |  |  | 16 | 16 | 100 | 40 | 0 | 0 | 0 | 0 | 0 | 0 | A | A | 0.1 | INDIVIDUAL | OUTPUT_VOLTAGE | A | 0 | 0 | 0 |  | no

## switch
data_type | static
owner_type | feeder
owner | 8104901
object | switch
name | groupid | phases | fr | to | phase_A_state | phase_B_state | phase_C_state | operating_mode | status | dcircuit | selected | monitored | monitored_fields | class_monitored_fields | played | played_fields | comments
switch_220557284 |  | AD | node_intto1_220557284 | node_220557284 | CLOSED | CLOSED | CLOSED | INDIVIDUAL |  | 8104901 | no | no |  |  | no
switch_220557285 |  | AD | node_intto1_220557285 | node_220557285 | CLOSED | CLOSED | CLOSED | INDIVIDUAL |  | 8104901 | no | no |  |  | no
switch_220557289 |  | AD | node_intto1_220557289 | node_220557289 | CLOSED | CLOSED | CLOSED | INDIVIDUAL |  | 8104901 | no | no |  |  | no

## transformer
data_type | static
owner_type | feeder
owner | 8104901
object | transformer
name | groupid | phases | fr | to | configuration | climate | aging_constant | use_thermal_model | aging_granularity | dcircuit | selected | monitored | monitored_fields | class_monitored_fields | played | played_fields | comments
transformer_220465137 |  | AD | node_220465137 | node_intto1_220465137 | config_transformer_220465137 |  | 0 |  | 0 | 8104901 | no | no |  |  | no
transformer_220523230 |  | AD | node_intto1_220523230 | node_220523230 | config_transformer_220523230 |  | 0 |  | 0 | 8104901 | no | no |  |  | no
transformer_220523601 |  | AD | node_intto1_220523601 | node_220523601 | config_transformer_220523601 |  | 0 |  | 0 | 8104901 | no | no |  |  | no

## transformer_configuration
data_type | static
owner_type | feeder
owner | 8104901
object | transformer_configuration
name | groupid | connect_type | install_type | coolant_type | cooling_type | primary_voltage | secondary_voltage | power_rating | powerA_rating | powerB_rating | powerC_rating | impedance | shunt_impedance | core_coil_weight | tank_fittings_weight | oil_volume | rated_winding_time_constant | rated_winding_hot_spot_rise | rated_top_oil_rise | no_load_loss | full_load_loss | reactance_resistance_ratio | installed_insulation_life | dcircuit | selected | comments
config_transformer_220465137 |  | DELTA_GWYE |  |  |  | 4800 | 12470 | 100 | 0 | 0 | 0 | 0.004+0.04j | 0 | 0 | 0 | 0 | 0 | 0 | 0 | 0 | 0 | 10 | 0 |  | no
config_transformer_220523230 |  | DELTA_GWYE |  |  |  | 4800 | 12470 | 167 | 0 | 0 | 0 | 0.004+0.04j | 0 | 0 | 0 | 0 | 0 | 0 | 0 | 0 | 0 | 10 | 0 |  | no
config_transformer_220523601 |  | DELTA_GWYE |  |  |  | 4800 | 12470 | 100 | 0 | 0 | 0 | 0.004+0.04j | 0 | 0 | 0 | 0 | 0 | 0 | 0 | 0 | 0 | 10 | 0 |  | no

## underground_line
data_type | static
owner_type | feeder
owner | 8104901
object | underground_line
name | groupid | phases | fr | to | length | configuration | dcircuit | selected | monitored | monitored_fields | class_monitored_fields | played | played_fields | comments
und_line_8104901_200825050 |  | AN | node_8104901_200973564 | node_8104901_200825050 | 215.927 | und_1P_2ALURD_2AL(N) | 8104901 | no | no |  |  | no
und_line_8104901_200825053 |  | AN | node_8104901_200973444 | node_8104901_200825053 | 505.249 | und_1P_2ALURD_2AL(N) | 8104901 | no | no |  |  | no
und_line_8104901_200825055 |  | AN | node_8104901_200825053 | node_8104901_200825055 | 423.457 | und_1P_2ALURD_2AL(N) | 8104901 | no | no |  |  | no
und_line_8104901_200867416 |  | AN | node_8104901_311913845 | node_8104901_200867416 | 551.268 | und_1P_2ALURD_2AL(N) | 8104901 | no | no |  |  | no
und_line_8104901_200867418 |  | AN | node_8104901_200867416 | node_8104901_200867418 | 513.841 | und_1P_2ALURD_2AL(N) | 8104901 | no | no |  |  | no
und_line_8104901_200867424 |  | AN | node_8104901_311913921 | node_8104901_200867424 | 407.177 | und_1P_2ALURD_2AL(N) | 8104901 | no | no |  |  | no
und_line_8104901_200867428 |  | AN | node_8104901_200867424 | node_8104901_200867428 | 306.902 | und_1P_2ALURD_2AL(N) | 8104901 | no | no |  |  | no
und_line_8104901_200911498 |  | AN | node_8104901_200911497 | node_8104901_200911498 | 360.36 | und_1P_1/0ALURD | 8104901 | no | no |  |  | no
und_line_8104901_200972398 |  | AN | node_8104901_200828419 | node_intto1_8104901_200972398 | 702.671 | und_1P_DELTACUST | 8104901 | no | no |  |  | no
und_line_8104901_200972531 |  | AN | node_8104901_200869561 | node_intto1_8104901_200972531 | 353.569 | und_1P_DELTACUST | 8104901 | no | no |  |  | no
und_line_8104901_200973444 |  | AN | node_8104901_200973564 | node_8104901_200973444 | 180.616 | und_1P_2ALURD_2AL(N) | 8104901 | no | no |  |  | no
und_line_8104901_200973564 |  | AN | node_8104901_311913920 | node_8104901_200973564 | 64.615 | und_1P_2ALURD_2AL(N) | 8104901 | no | no |  |  | no
und_line_8104901_201014359 |  | AN | node_8104901_200827018 | node_intto1_8104901_201014359 | 487.29 | und_1P_DELTACUST | 8104901 | no | no |  |  | no
und_line_8104901_201036803 |  | AN | node_8104901_200825053 | node_8104901_201036803 | 209.011 | und_1P_WYECUST | 8104901 | no | no |  |  | no
und_line_8104901_201037714 |  | AN | node_8104901_200837902 | node_intto1_8104901_201037714 | 494.777 | und_1P_2ALURD | 8104901 | no | no |  |  | no
und_line_8104901_201037715 |  | AN | node_8104901_200836992 | node_intto1_8104901_201037715 | 298.755 | und_1P_2ALURD | 8104901 | no | no |  |  | no
und_line_8104901_201045337 |  | AN | node_8104901_200911770 | node_8104901_201045337 | 1725.732 | und_1P_1/0ALURD | 8104901 | no | no |  |  | no
und_line_8104901_310024901 |  | AN | node_8104901_310024900 | node_intto1_8104901_310024901 | 205.875 | und_1P_DELTACUST | 8104901 | no | no |  |  | no
und_line_8104901_311902272 |  | AN | node_8104901_200869538 | node_intto1_8104901_311902272 | 485.019 | und_1P_DELTACUST | 8104901 | no | no |  |  | no
und_line_8104901_311902274 |  | AN | node_8104901_311902272 | node_8104901_311902274 | 173.659 | und_1P_DELTACUST | 8104901 | no | no |  |  | no
und_line_8104901_311997208 |  | AN | node_8104901_311997203 | node_8104901_311997208 | 171.131 | und_1P_DELTACUST | 8104901 | no | no |  |  | no
und_line_TAP_UG_58921 |  | AN | node_8104901_200825050 | node_1432110_241_15308175_93 | 0.033 | und_TAPWIRE_UG | 8104901 | no | no |  |  | no
und_line_TAP_UG_58922 |  | AN | node_8104901_200825053 | node_1431881_538_15307621_046 | 0.033 | und_TAPWIRE_UG | 8104901 | no | no |  |  | no
und_line_TAP_UG_58923 |  | AN | node_8104901_200825055 | node_1431884_791_15307112_841 | 0.033 | und_TAPWIRE_UG | 8104901 | no | no |  |  | no
und_line_TAP_UG_59695 |  | AN | node_8104901_200867416 | node_1438343_725_15299598_841 | 0.033 | und_TAPWIRE_UG | 8104901 | no | no |  |  | no
und_line_TAP_UG_59696 |  | AN | node_8104901_200867418 | node_1438313_33_15300111_579 | 0.033 | und_TAPWIRE_UG | 8104901 | no | no |  |  | no
und_line_TAP_UG_59697 |  | AN | node_8104901_200867424 | node_1434579_501_15292322_778 | 0.033 | und_TAPWIRE_UG | 8104901 | no | no |  |  | no
und_line_TAP_UG_59698 |  | AN | node_8104901_200867428 | node_1434233_238_15292280_239 | 0.033 | und_TAPWIRE_UG | 8104901 | no | no |  |  | no
und_line_TAP_UG_61151 |  | AN | node_8104901_200972398 | node_1443688_494_15310631_17 | 0.033 | und_TAPWIRE_UG | 8104901 | no | no |  |  | no
und_line_TAP_UG_61203 |  | AN | node_8104901_200972531 | node_1435349_011_15294885_806 | 0.033 | und_TAPWIRE_UG | 8104901 | no | no |  |  | no
und_line_TAP_UG_61844 |  | AN | node_8104901_200973444 | node_1431834_627_15308075_216 | 0.033 | und_TAPWIRE_UG | 8104901 | no | no |  |  | no
und_line_TAP_UG_64477 |  | AN | node_8104901_201014359 | node_1453450_849_15308824_71 | 0.033 | und_TAPWIRE_UG | 8104901 | no | no |  |  | no
und_line_TAP_UG_66494 |  | AN | node_8104901_201036803 | node_1432079_16_15307646_747 | 0.033 | und_TAPWIRE_UG | 8104901 | no | no |  |  | no
und_line_TAP_UG_66600 |  | AN | node_8104901_201037714 | node_1427450_755_15309962_381 | 0.033 | und_TAPWIRE_UG | 8104901 | no | no |  |  | no
und_line_TAP_UG_66601 |  | AN | node_8104901_201037715 | node_1427456_515_15307986_219 | 0.033 | und_TAPWIRE_UG | 8104901 | no | no |  |  | no
und_line_TAP_UG_68277 |  | AN | node_8104901_201045337 | node_1436773_289_15296059_884 | 0.033 | und_TAPWIRE_UG | 8104901 | no | no |  |  | no
und_line_TAP_UG_580212 |  | AN | node_8104901_310024901 | node_1456420_831_15308733_572 | 0.033 | und_TAPWIRE_UG | 8104901 | no | no |  |  | no
und_line_TAP_UG_1406294 |  | AN | node_8104901_311902274 | node_1436040_318_15296876_374 | 0.033 | und_TAPWIRE_UG | 8104901 | no | no |  |  | no
und_line_TAP_UG_1817630 |  | AN | node_8104901_311997208 | node_1439480_511_15297838_903 | 0.033 | und_TAPWIRE_UG | 8104901 | no | no |  |  | no

## underground_line_conductor
data_type | static
owner_type | feeder
owner | 8104901
object | underground_line_conductor
name | groupid | outer_diameter | conductor_gmr | conductor_diameter | conductor_resistance | neutral_gmr | neutral_diameter | neutral_resistance | neutral_strands | insulation_relative_permitivitty | shield_gmr | shield_resistance | rating_summer_continuous | rating_summer_emergency | rating_winter_continuous | rating_winter_emergency | dcircuit | selected | comments
und_cond_1P_1/0ALURD | [12 empty] | 226 | 226 | 237 | 237 |  | no
und_cond_1P_2ALURD | [12 empty] | 125 | 125 | 140 | 140 |  | no
und_cond_1P_2ALURD_2AL(N) | [12 empty] | 125 | 125 | 140 | 140 |  | no
und_cond_1P_DELTACUST | [12 empty] | 685 | 685 | 685 | 685 |  | no
und_cond_1P_WYECUST | [12 empty] | 685 | 685 | 685 | 685 |  | no
und_cond_TAPWIRE_UG | [12 empty] | 99999999 | 99999999 | 99999999 | 99999999 |  | no