## capacitor
data_type | static
owner_type | feeder
owner | 8107402
object | capacitor
name | groupid | parent | phases | nominal_voltage | pt_phase | phases_connected | switchA | switchB | switchC | control | voltage_set_high | voltage_set_low | VAr_set_high | VAr_set_low | current_set_high | current_set_low | capacitor_A | capacitor_B | capacitor_C | cap_nominal_voltage | time_delay | dwell_time | lockout_time | remote_sense | remote_sense_B | control_level | dcircuit | selected | monitored | monitored_fields | class_monitored_fields | played | played_fields | comments
cap_220369576 |  | node_1293624_69_15281347_808 | AN | 0 |  | AN | CLOSED |  |  | MANUAL | [6 empty] | 50000 |  |  | 4800 | [6 empty] | 8107402 | no | no |  |  | no
cap_220369582 |  | node_1293935_859_15275449_576 | AN | 0 |  | AN | CLOSED |  |  | MANUAL | [6 empty] | 50000 |  |  | 4800 | [6 empty] | 8107402 | no | no |  |  | no
cap_220369589 |  | node_1298657_482_15271266_482 | AN | 0 |  | AN | CLOSED |  |  | MANUAL | [6 empty] | 50000 |  |  | 4800 | [6 empty] | 8107402 | no | no |  |  | no
cap_220369647 |  | node_1309000_354_15269279_001 | AN | 0 |  | AN | CLOSED |  |  | MANUAL | [6 empty] | 100000 |  |  | 4800 | [6 empty] | 8107402 | no | no |  |  | no
cap_220369688 |  | node_1275535_214_15294549_707 | AN | 0 |  | AN | CLOSED |  |  | MANUAL | [6 empty] | 50000 |  |  | 4800 | [6 empty] | 8107402 | no | no |  |  | no
cap_220369689 |  | node_1281399_294_15294122_808 | AN | 0 |  | AN | CLOSED |  |  | MANUAL | [6 empty] | 50000 |  |  | 4800 | [6 empty] | 8107402 | no | no |  |  | no
cap_220369696 |  | node_1290505_989_15292651_188 | ABCN | 0 |  | ABCN | CLOSED | CLOSED | CLOSED | MANUAL | [6 empty] | 200000 | 200000 | 200000 | 19920 | [6 empty] | 8107402 | no | no |  |  | no
cap_220603943 |  | node_1296447_233_15263031_186 | AN | 0 |  | AN | CLOSED |  |  | MANUAL | [6 empty] | 100000 |  |  | 4800 | [6 empty] | 8107402 | no | no |  |  | no
cap_220610524 |  | node_1296947_841_15291260_513 | ABCN | 0 |  | ABCN | CLOSED | CLOSED | CLOSED | MANUAL | [6 empty] | 100000 | 100000 | 100000 | 19920 | [6 empty] | 8107402 | no | no |  |  | no

## feeder
data_type | static
owner_type | feeder
owner | 8107402
object | feeder
name | transmission_bus | ARC | ADR | slack_bus | nom_voltages | num_nodes | num_ohlines | num_uglines | num_transformers | num_generators | num_pvs | num_storages | num_loads | miles | mw | mvar | losses_mw | losses_mvar | comments | use_feeder_load_shape | load_shape_scale | use_feeder_pv_shape | pv_shape_scale | description | restore_time | griddisconnect_scenario_probability | gridconnect_scenario_probability | use_energy_not_served | VOLL | discount_rate | yearly_load_growth_percent | planning_horizon | enable_traditional_project_deferral | lifetime_of_investment_years | start_year | base_year | year_the_investment_is_committed | revenue_requirement_scaling_factor | discount_rate | inflation_rate_for_investment | traditional_project_invested_capital | periodicity_of_investment_in_years | priority | maximum_total_investment_cost | DER_portfolio_NPV | DER_portfolio_BC_ratio | total_system_energy_avoided_cost_NPV | total_system_capacity_avoided_cost_NPV | total_system_ancillary_services_avoided_cost_NPV | total_system_CO2_avoided_cost_NPV | total_system_loss_of_load_avoided_cost_NPV | total_system_distribution_capacity_avoided_cost_NPV | total_system_investment_and_operational_cost_NPV | feeder_solar_pv_operating_cost_USdollarperkWh | feeder_energy_storage_operating_cost_USdollarperkWh | feeder_distributed_generator_operating_cost_USdollarperkWh | feeder_distributed_generator_CO2_cost_USdollarperkWh | feeder_demand_response_operating_cost_USdollarperkWh | feeder_solar_pv_investment_cost_USdollarperkW | feeder_energy_storage_investment_cost_USdollarperkW | feeder_distributed_generator_investment_cost_USdollarperkW | feeder_demand_response_investment_cost_USdollarperkW
8107402 |  | ts_slack | none | node_SOURCE_8107402 | 19918.584,2771.281,7199.558 | 2560 | 2289 | 79 | 16 | 0 | 0 | 0 | 718 | 75.725 | 28.116 | 11.978 | 0 | 0 |  | 0 | 0 | 1 | 0 |  | 0 | 0 | 0 | 0 | 0 | 0 | 0 | 0 | 0 | 0 | 0 | 0 | 0 | 0 | 0 | 0 | 0 | 0 | 0 | 999999999 | 0 | 0 | 0 | 0 | 0 | 0 | 0 | 0 | 0 | 0 | 0 | 0 | 0 | 0 | 0 | 0 | 0 | 0

## fuse
data_type | static
owner_type | feeder
owner | 8107402
object | fuse
name | groupid | phases | fr | to | phase_A_status | phase_B_status | phase_C_status | repair_dist_type | current_limit | mean_replacement_time | status | dcircuit | selected | monitored | monitored_fields | class_monitored_fields | played | played_fields | comments
fuse_220386828 |  | AN | node_intto1_8107402_200940918 | node_8107402_200940918 | GOOD | GOOD | GOOD |  | 40 |  |  | 8107402 | no | no |  |  | no
fuse_220386829 |  | AN | node_intto1_8107402_200898946 | node_8107402_200898946 | GOOD | GOOD | GOOD |  | 40 |  |  | 8107402 | no | no |  |  | no
fuse_220386830 |  | ABCN | node_intto1_8107402_312101814 | node_8107402_312101814 | GOOD | GOOD | GOOD |  | 5 |  |  | 8107402 | no | no |  |  | no
fuse_220386831 |  | AN | node_intto1_8107402_200900123 | node_8107402_200900123 | GOOD | GOOD | GOOD |  | 40 |  |  | 8107402 | no | no |  |  | no
fuse_220386884 |  | AD | node_intto1_8107402_200899840 | node_8107402_200899840 | GOOD | GOOD | GOOD |  | 40 |  |  | 8107402 | no | no |  |  | no
fuse_220386887 |  | AN | node_intto1_8107402_200899802 | node_8107402_200899802 | GOOD | GOOD | GOOD |  | 40 |  |  | 8107402 | no | no |  |  | no
fuse_220386889 |  | AD | node_intto1_8107402_200895355 | node_8107402_200895355 | GOOD | GOOD | GOOD |  | 60 |  |  | 8107402 | no | no |  |  | no
fuse_220386896 |  | AN | node_intto1_8107402_200899665 | node_8107402_200899665 | GOOD | GOOD | GOOD |  | 50 |  |  | 8107402 | no | no |  |  | no
fuse_220386898 |  | AN | node_intto1_220386898 | node_220386898 | GOOD | GOOD | GOOD |  | 8 |  |  | 8107402 | no | no |  |  | no
fuse_220386904 |  | AN | node_intto1_220386904 | node_220386904 | GOOD | GOOD | GOOD |  | 85 |  |  | 8107402 | no | no |  |  | no
fuse_220386906 |  | AD | node_intto1_8107402_200900151 | node_8107402_200900151 | GOOD | GOOD | GOOD |  | 30 |  |  | 8107402 | no | no |  |  | no
fuse_220386914 |  | AN | node_intto1_220386914 | node_220386914 | GOOD | GOOD | GOOD |  | 50 |  |  | 8107402 | no | no |  |  | no
fuse_220386952 |  | AD | node_intto1_8107402_200899092 | node_8107402_200899092 | GOOD | GOOD | GOOD |  | 40 |  |  | 8107402 | no | no |  |  | no
fuse_220386957 |  | AD | node_intto1_8107402_200895870 | node_8107402_200895870 | GOOD | GOOD | GOOD |  | 60 |  |  | 8107402 | no | no |  |  | no
fuse_220386969 |  | AD | node_intto1_8107402_200896144 | node_8107402_200896144 | GOOD | GOOD | GOOD |  | 100 |  |  | 8107402 | no | no |  |  | no
fuse_220386975 |  | AD | node_intto1_8107402_200895849 | node_8107402_200895849 | GOOD | GOOD | GOOD |  | 15 |  |  | 8107402 | no | no |  |  | no
fuse_220386986 |  | AD | node_intto1_8107402_200895156 | node_8107402_200895156 | GOOD | GOOD | GOOD |  | 60 |  |  | 8107402 | no | no |  |  | no
fuse_220386987 |  | AN | node_intto1_220386987 | node_220386987 | GOOD | GOOD | GOOD |  | 25 |  |  | 8107402 | no | no |  |  | no
fuse_220386988 |  | AN | node_intto1_220386988 | node_220386988 | GOOD | GOOD | GOOD |  | 8 |  |  | 8107402 | no | no |  |  | no
fuse_220386989 |  | AN | node_intto1_220386989 | node_220386989 | GOOD | GOOD | GOOD |  | 40 |  |  | 8107402 | no | no |  |  | no
fuse_220386990 |  | AD | node_intto1_8107402_200892358 | node_8107402_200892358 | GOOD | GOOD | GOOD |  | 85 |  |  | 8107402 | no | no |  |  | no
fuse_220386991 |  | AD | node_intto1_8107402_200895536 | node_8107402_200895536 | GOOD | GOOD | GOOD |  | 30 |  |  | 8107402 | no | no |  |  | no
fuse_220386992 |  | AD | node_intto1_8107402_200895202 | node_8107402_200895202 | GOOD | GOOD | GOOD |  | 30 |  |  | 8107402 | no | no |  |  | no
fuse_220386994 |  | AD | node_intto1_8107402_200898991 | node_8107402_200898991 | GOOD | GOOD | GOOD |  | 30 |  |  | 8107402 | no | no |  |  | no
fuse_220386995 |  | AD | node_intto1_8107402_200895362 | node_8107402_200895362 | GOOD | GOOD | GOOD |  | 20 |  |  | 8107402 | no | no |  |  | no
fuse_220387003 |  | AN | node_intto1_8107402_200895095 | node_8107402_200895095 | GOOD | GOOD | GOOD |  | 40 |  |  | 8107402 | no | no |  |  | no
fuse_220387013 |  | AD | node_intto1_8107402_200895345 | node_8107402_200895345 | GOOD | GOOD | GOOD |  | 40 |  |  | 8107402 | no | no |  |  | no
fuse_220387017 |  | AD | node_intto1_8107402_200895463 | node_8107402_200895463 | GOOD | GOOD | GOOD |  | 25 |  |  | 8107402 | no | no |  |  | no
fuse_220387093 |  | AD | node_intto1_8107402_200904864 | node_8107402_200904864 | GOOD | GOOD | GOOD |  | 300 |  |  | 8107402 | no | no |  |  | no
fuse_220387099 |  | AD | node_intto1_8107402_200904380 | node_8107402_200904380 | GOOD | GOOD | GOOD |  | 40 |  |  | 8107402 | no | no |  |  | no
fuse_220387126 |  | AD | node_intto1_8107402_200903519 | node_8107402_200903519 | GOOD | GOOD | GOOD |  | 40 |  |  | 8107402 | no | no |  |  | no
fuse_220387132 |  | AD | node_intto1_8107402_200903545 | node_8107402_200903545 | GOOD | GOOD | GOOD |  | 40 |  |  | 8107402 | no | no |  |  | no
fuse_220387134 |  | AN | node_intto1_8107402_200972183 | node_8107402_200972183 | GOOD | GOOD | GOOD |  | 30 |  |  | 8107402 | no | no |  |  | no
fuse_220387143 |  | AN | node_intto1_8107402_200972415 | node_8107402_200972415 | GOOD | GOOD | GOOD |  | 30 |  |  | 8107402 | no | no |  |  | no
fuse_220387145 |  | AD | node_intto1_8107402_200904910 | node_8107402_200904910 | GOOD | GOOD | GOOD |  | 40 |  |  | 8107402 | no | no |  |  | no
fuse_220387151 |  | AD | node_intto1_8107402_200903866 | node_8107402_200903866 | GOOD | GOOD | GOOD |  | 30 |  |  | 8107402 | no | no |  |  | no
fuse_220387162 |  | AN | node_intto1_8107402_200972381 | node_8107402_200972381 | GOOD | GOOD | GOOD |  | 100 |  |  | 8107402 | no | no |  |  | no
fuse_220387165 |  | AD | node_intto1_8107402_201004575 | node_8107402_201004575 | GOOD | GOOD | GOOD |  | 75 |  |  | 8107402 | no | no |  |  | no
fuse_220387166 |  | ABCN | node_intto1_220387166 | node_220387166 | GOOD | GOOD | GOOD |  | 20 |  |  | 8107402 | no | no |  |  | no
fuse_220387167 |  | ABCN | node_intto1_8107402_200905836 | node_8107402_200905836 | GOOD | GOOD | GOOD |  | 8 |  |  | 8107402 | no | no |  |  | no
fuse_220387169 |  | AN | node_intto1_220387169 | node_220387169 | GOOD | GOOD | GOOD |  | 8 |  |  | 8107402 | no | no |  |  | no
fuse_220387170 |  | AD | node_intto1_8107402_200905882 | node_8107402_200905882 | GOOD | GOOD | GOOD |  | 75 |  |  | 8107402 | no | no |  |  | no
fuse_220387176 |  | ABCN | node_intto1_220387176 | node_220387176 | GOOD | GOOD | GOOD |  | 8 |  |  | 8107402 | no | no |  |  | no
fuse_220387177 |  | AD | node_intto1_8107402_201056323 | node_8107402_201056323 | GOOD | GOOD | GOOD |  | 30 |  |  | 8107402 | no | no |  |  | no
fuse_220387179 |  | AN | node_intto1_8107402_200905822 | node_8107402_200905822 | GOOD | GOOD | GOOD |  | 40 |  |  | 8107402 | no | no |  |  | no
fuse_220387187 |  | AD | node_intto1_8107402_200903859 | node_8107402_200903859 | GOOD | GOOD | GOOD |  | 300 |  |  | 8107402 | no | no |  |  | no
fuse_220387200 |  | AN | node_intto1_220387200 | node_220387200 | GOOD | GOOD | GOOD |  | 12 |  |  | 8107402 | no | no |  |  | no
fuse_220387205 |  | ABCN | node_intto1_8107402_200905734 | node_8107402_200905734 | GOOD | GOOD | GOOD |  | 8 |  |  | 8107402 | no | no |  |  | no
fuse_220387209 |  | ABCN | node_intto1_8107402_201047394 | node_8107402_201047394 | GOOD | GOOD | GOOD |  | 100 |  |  | 8107402 | no | no |  |  | no
fuse_220387211 |  | AD | node_intto1_8107402_200905061 | node_8107402_200905061 | GOOD | GOOD | GOOD |  | 40 |  |  | 8107402 | no | no |  |  | no
fuse_220387220 |  | AN | node_intto1_8107402_201047277 | node_8107402_201047277 | GOOD | GOOD | GOOD |  | 40 |  |  | 8107402 | no | no |  |  | no
fuse_220387225 |  | AN | node_intto1_220387225 | node_220387225 | GOOD | GOOD | GOOD |  | 20 |  |  | 8107402 | no | no |  |  | no
fuse_220387252 |  | ABCN | node_intto1_8107402_200915518 | node_8107402_200915518 | GOOD | GOOD | GOOD |  | 100 |  |  | 8107402 | no | no |  |  | no
fuse_220387255 |  | AN | node_intto1_8107402_200901613 | node_8107402_200901613 | GOOD | GOOD | GOOD |  | 40 |  |  | 8107402 | no | no |  |  | no
fuse_220387256 |  | AN | node_intto1_8107402_200902524 | node_8107402_200902524 | GOOD | GOOD | GOOD |  | 40 |  |  | 8107402 | no | no |  |  | no
fuse_220387260 |  | AD | node_intto1_8107402_200901532 | node_8107402_200901532 | GOOD | GOOD | GOOD |  | 85 |  |  | 8107402 | no | no |  |  | no
fuse_220387261 |  | AN | node_intto1_220387261 | node_220387261 | GOOD | GOOD | GOOD |  | 25 |  |  | 8107402 | no | no |  |  | no
fuse_220387262 |  | ABCD | node_intto1_8107402_200901501 | node_8107402_200901501 | GOOD | GOOD | GOOD |  | 65 |  |  | 8107402 | no | no |  |  | no
fuse_220387267 |  | AN | node_intto1_8107402_200901566 | node_8107402_200901566 | GOOD | GOOD | GOOD |  | 2 |  |  | 8107402 | no | no |  |  | no
fuse_220387340 |  | ABCN | node_intto1_220387340 | node_220387340 | GOOD | GOOD | GOOD |  | 8 |  |  | 8107402 | no | no |  |  | no
fuse_220387354 |  | AN | node_intto1_8107402_200902509 | node_8107402_200902509 | GOOD | GOOD | GOOD |  | 40 |  |  | 8107402 | no | no |  |  | no
fuse_220387361 |  | AD | node_intto1_8107402_200902032 | node_8107402_200902032 | GOOD | GOOD | GOOD |  | 65 |  |  | 8107402 | no | no |  |  | no
fuse_220387685 |  | AD | node_intto1_8107402_200892359 | node_8107402_200892359 | GOOD | GOOD | GOOD |  | 50 |  |  | 8107402 | no | no |  |  | no
fuse_220387686 |  | AD | node_intto1_8107402_200893313 | node_8107402_200893313 | GOOD | GOOD | GOOD |  | 60 |  |  | 8107402 | no | no |  |  | no
fuse_220387687 |  | AD | node_intto1_8107402_200892342 | node_8107402_200892342 | GOOD | GOOD | GOOD |  | 40 |  |  | 8107402 | no | no |  |  | no
fuse_220387739 |  | AN | node_intto1_8107402_200893685 | node_8107402_200893685 | GOOD | GOOD | GOOD |  | 25 |  |  | 8107402 | no | no |  |  | no
fuse_220387769 |  | AD | node_intto1_8107402_200892880 | node_8107402_200892880 | GOOD | GOOD | GOOD |  | 30 |  |  | 8107402 | no | no |  |  | no
fuse_220387770 |  | ABCN | node_intto1_8107402_200893568 | node_8107402_200893568 | GOOD | GOOD | GOOD |  | 20 |  |  | 8107402 | no | no |  |  | no
fuse_220387794 |  | AD | node_intto1_8107402_200893448 | node_8107402_200893448 | GOOD | GOOD | GOOD |  | 40 |  |  | 8107402 | no | no |  |  | no
fuse_220387795 |  | AD | node_intto1_8107402_200893186 | node_8107402_200893186 | GOOD | GOOD | GOOD |  | 30 |  |  | 8107402 | no | no |  |  | no
fuse_220387796 |  | AN | node_intto1_220387796 | node_220387796 | GOOD | GOOD | GOOD |  | 8 |  |  | 8107402 | no | no |  |  | no
fuse_220387798 |  | AD | node_intto1_8107402_200893560 | node_8107402_200893560 | GOOD | GOOD | GOOD |  | 40 |  |  | 8107402 | no | no |  |  | no
fuse_220436647 |  | AN | node_intto1_8107402_200904232 | node_8107402_200904232 | GOOD | GOOD | GOOD |  | 40 |  |  | 8107402 | no | no |  |  | no
fuse_220436648 |  | AN | node_intto1_8107402_200904243 | node_8107402_200904243 | GOOD | GOOD | GOOD |  | 40 |  |  | 8107402 | no | no |  |  | no
fuse_220436649 |  | AN | node_intto1_8107402_200904253 | node_8107402_200904253 | GOOD | GOOD | GOOD |  | 40 |  |  | 8107402 | no | no |  |  | no
fuse_220436650 |  | AN | node_intto1_8107402_200904262 | node_8107402_200904262 | GOOD | GOOD | GOOD |  | 40 |  |  | 8107402 | no | no |  |  | no
fuse_220436651 |  | AN | node_intto1_8107402_200905141 | node_8107402_200905141 | GOOD | GOOD | GOOD |  | 40 |  |  | 8107402 | no | no |  |  | no
fuse_220436652 |  | AN | node_intto1_8107402_200905195 | node_8107402_200905195 | GOOD | GOOD | GOOD |  | 40 |  |  | 8107402 | no | no |  |  | no
fuse_220436656 |  | ABCN | node_intto1_8107402_200905242 | node_8107402_200905242 | GOOD | GOOD | GOOD |  | 100 |  |  | 8107402 | no | no |  |  | no
fuse_220436658 |  | ABCN | node_intto1_8107402_200905716 | node_8107402_200905716 | GOOD | GOOD | GOOD |  | 40 |  |  | 8107402 | no | no |  |  | no
fuse_220436659 |  | ABN | node_intto1_8107402_200905458 | node_8107402_200905458 | GOOD | GOOD | GOOD |  | 65 |  |  | 8107402 | no | no |  |  | no
fuse_220436660 |  | AN | node_intto1_220436660 | node_220436660 | GOOD | GOOD | GOOD |  | 8 |  |  | 8107402 | no | no |  |  | no
fuse_220436663 |  | ABCN | node_intto1_8107402_200905811 | node_8107402_200905811 | GOOD | GOOD | GOOD |  | 40 |  |  | 8107402 | no | no |  |  | no
fuse_220436664 |  | AN | node_intto1_8107402_200905816 | node_8107402_200905816 | GOOD | GOOD | GOOD |  | 40 |  |  | 8107402 | no | no |  |  | no
fuse_220436665 |  | AN | node_intto1_8107402_200905107 | node_8107402_200905107 | GOOD | GOOD | GOOD |  | 40 |  |  | 8107402 | no | no |  |  | no
fuse_220445941 |  | AN | node_intto1_8107402_201042116 | node_8107402_201042116 | GOOD | GOOD | GOOD |  | 15 |  |  | 8107402 | no | no |  |  | no
fuse_220521052 |  | AN | node_intto1_8107402_200972399 | node_8107402_200972399 | GOOD | GOOD | GOOD |  | 2 |  |  | 8107402 | no | no |  |  | no
fuse_220541188 |  | AN | node_intto1_8107402_200973304 | node_8107402_200973304 | GOOD | GOOD | GOOD |  | 50 |  |  | 8107402 | no | no |  |  | no
fuse_220546109 |  | AN | node_intto1_8107402_200981879 | node_8107402_200981879 | GOOD | GOOD | GOOD |  | 2 |  |  | 8107402 | no | no |  |  | no
fuse_220553388 |  | AN | node_intto1_8107402_200984482 | node_8107402_200984482 | GOOD | GOOD | GOOD |  | 20 |  |  | 8107402 | no | no |  |  | no
fuse_220553390 |  | AD | node_intto1_8107402_200903872 | node_8107402_200903872 | GOOD | GOOD | GOOD |  | 40 |  |  | 8107402 | no | no |  |  | no
fuse_220559136 |  | AN | node_intto1_8107402_200987601 | node_8107402_200987601 | GOOD | GOOD | GOOD |  | 20 |  |  | 8107402 | no | no |  |  | no
fuse_220565969 |  | AN | node_intto1_8107402_200895212 | node_8107402_200895212 | GOOD | GOOD | GOOD |  | 20 |  |  | 8107402 | no | no |  |  | no
fuse_220610515 |  | ABCN | node_intto1_220610515 | node_220610515 | GOOD | GOOD | GOOD |  | 6 |  |  | 8107402 | no | no |  |  | no
fuse_220615751 |  | AD | node_intto1_8107402_200899807 | node_8107402_200899807 | GOOD | GOOD | GOOD |  | 60 |  |  | 8107402 | no | no |  |  | no
fuse_220634338 |  | ABCN | node_intto1_8107402_201052347 | node_8107402_201052347 | GOOD | GOOD | GOOD |  | 20 |  |  | 8107402 | no | no |  |  | no
fuse_220645527 |  | AN | node_intto1_8107402_201058209 | node_8107402_201058209 | GOOD | GOOD | GOOD |  | 40 |  |  | 8107402 | no | no |  |  | no
fuse_220645873 |  | AN | node_intto1_8107402_200895255 | node_8107402_200895255 | GOOD | GOOD | GOOD |  | 65 |  |  | 8107402 | no | no |  |  | no
fuse_220647069 |  | AN | node_intto1_8107402_201058733 | node_8107402_201058733 | GOOD | GOOD | GOOD |  | 80 |  |  | 8107402 | no | no |  |  | no
fuse_220657034 |  | AN | node_intto1_8107402_201067478 | node_8107402_201067478 | GOOD | GOOD | GOOD |  | 40 |  |  | 8107402 | no | no |  |  | no
fuse_220657036 |  | AD | node_intto1_8107402_200895122 | node_8107402_200895122 | GOOD | GOOD | GOOD |  | 80 |  |  | 8107402 | no | no |  |  | no
fuse_310023481 |  | ABN | node_intto1_8107402_201058014 | node_8107402_201058014 | GOOD | GOOD | GOOD |  | 100 |  |  | 8107402 | no | no |  |  | no
fuse_310043497 |  | AN | node_intto1_8107402_310043496 | node_8107402_310043496 | GOOD | GOOD | GOOD |  | 20 |  |  | 8107402 | no | no |  |  | no
fuse_311923550 |  | ABCN | node_intto1_311923550 | node_311923550 | GOOD | GOOD | GOOD |  | 8 |  |  | 8107402 | no | no |  |  | no
fuse_311923553 |  | ABCD | node_intto1_311923553 | node_311923553 | GOOD | GOOD | GOOD |  | 300 |  |  | 8107402 | no | no |  |  | no
fuse_311990236 |  | AN | node_intto1_8107402_311990235 | node_8107402_311990235 | GOOD | GOOD | GOOD |  | 15 |  |  | 8107402 | no | no |  |  | no
fuse_312022412 |  | AD | node_intto1_8107402_200895111 | node_8107402_200895111 | GOOD | GOOD | GOOD |  | 100 |  |  | 8107402 | no | no |  |  | no
fuse_312022414 |  | AD | node_intto1_312022414 | node_312022414 | GOOD | GOOD | GOOD |  | 300 |  |  | 8107402 | no | no |  |  | no
fuse_312056933 |  | AD | node_intto1_312056933 | node_312056933 | GOOD | GOOD | GOOD |  | 300 |  |  | 8107402 | no | no |  |  | no
fuse_312070785 |  | AN | node_intto1_8107402_312070783 | node_8107402_312070783 | GOOD | GOOD | GOOD |  | 15 |  |  | 8107402 | no | no |  |  | no
fuse_312118425 |  | AD | node_intto1_8107402_200903527 | node_8107402_200903527 | GOOD | GOOD | GOOD |  | 50 |  |  | 8107402 | no | no |  |  | no
fuse_312118519 |  | AD | node_intto1_8107402_200905878 | node_8107402_200905878 | GOOD | GOOD | GOOD |  | 50 |  |  | 8107402 | no | no |  |  | no
fuse_312118834 |  | ABCN | node_intto1_8107402_200905117 | node_8107402_200905117 | GOOD | GOOD | GOOD |  | 100 |  |  | 8107402 | no | no |  |  | no
fuse_312120122 |  | AD | node_intto1_8107402_200896286 | node_8107402_200896286 | GOOD | GOOD | GOOD |  | 30 |  |  | 8107402 | no | no |  |  | no
fuse_312122110 |  | AD | node_intto1_8107402_312056034 | node_8107402_312056034 | GOOD | GOOD | GOOD |  | 20 |  |  | 8107402 | no | no |  |  | no
fuse_312122112 |  | AD | node_intto1_8107402_200898043 | node_8107402_200898043 | GOOD | GOOD | GOOD |  | 50 |  |  | 8107402 | no | no |  |  | no
fuse_312122114 |  | AN | node_intto1_8107402_200902046 | node_8107402_200902046 | GOOD | GOOD | GOOD |  | 40 |  |  | 8107402 | no | no |  |  | no
fuse_312122183 |  | AD | node_intto1_8107402_200895115 | node_8107402_200895115 | GOOD | GOOD | GOOD |  | 85 |  |  | 8107402 | no | no |  |  | no
fuse_312122190 |  | AD | node_intto1_8107402_200895098 | node_8107402_200895098 | GOOD | GOOD | GOOD |  | 100 |  |  | 8107402 | no | no |  |  | no
fuse_312123349 |  | AD | node_intto1_8107402_200904883 | node_8107402_200904883 | GOOD | GOOD | GOOD |  | 15 |  |  | 8107402 | no | no |  |  | no
fuse_312123728 |  | AD | node_intto1_8107402_200895850 | node_8107402_200895850 | GOOD | GOOD | GOOD |  | 50 |  |  | 8107402 | no | no |  |  | no
fuse_312123736 |  | ABN | node_intto1_8107402_200902012 | node_8107402_200902012 | GOOD | GOOD | GOOD |  | 25 |  |  | 8107402 | no | no |  |  | no
fuse_312135057 |  | AD | node_intto1_312135057 | node_312135057 | GOOD | GOOD | GOOD |  | 30 |  |  | 8107402 | no | no |  |  | no

## line_configuration
data_type | static
owner_type | feeder
owner | 8107402
object | line_configuration
name | groupid | conductor_A | conductor_B | conductor_C | conductor_N | spacing | z11 | z12 | z13 | z21 | z22 | z23 | z31 | z32 | z33 | c11 | c12 | c13 | c21 | c22 | c23 | c31 | c32 | c33 | dcircuit | selected | comments
bal_1P_1/0AA |  | oh_cond_1/0_AAAC | oh_cond_1/0_AAAC | oh_cond_1/0_AAAC |  |  | 0.972+1.499j | 0.095+0.781j | 0.095+0.781j | 0.095+0.781j | 0.972+1.499j | 0.095+0.781j | 0.095+0.781j | 0.095+0.781j | 0.972+1.499j | 12.796 | -3.172 | -3.172 | -3.172 | 12.796 | -3.172 | -3.172 | -3.172 | 12.796 |  | no
bal_1P_1/0AA_1/0AA(N) |  | oh_cond_1/0_AAAC | oh_cond_1/0_AAAC | oh_cond_1/0_AAAC | oh_cond_1/0_AAAC |  | 1.078+1.186j | 0.201+0.467j | 0.201+0.467j | 0.201+0.467j | 1.078+1.186j | 0.201+0.467j | 0.201+0.467j | 0.201+0.467j | 1.078+1.186j | 13.243 | -2.726 | -2.726 | -2.726 | 13.243 | -2.726 | -2.726 | -2.726 | 13.243 |  | no
bal_1P_1/0AC |  | oh_cond_1/0_ACSR | oh_cond_1/0_ACSR | oh_cond_1/0_ACSR |  |  | 0.983+1.218j | 0.095+0.781j | 0.095+0.781j | 0.095+0.781j | 0.983+1.218j | 0.095+0.781j | 0.095+0.781j | 0.095+0.781j | 0.983+1.218j | 12.796 | -3.172 | -3.172 | -3.172 | 12.796 | -3.172 | -3.172 | -3.172 | 12.796 |  | no
bal_1P_1/0AC_1/0AA(N) |  | oh_cond_1/0_ACSR | oh_cond_1/0_ACSR | oh_cond_1/0_ACSR | oh_cond_1/0_AAAC |  | 1.089+1.184j | 0.201+0.467j | 0.201+0.467j | 0.201+0.467j | 1.089+1.184j | 0.201+0.467j | 0.201+0.467j | 0.201+0.467j | 1.089+1.184j | 13.243 | -2.726 | -2.726 | -2.726 | 13.243 | -2.726 | -2.726 | -2.726 | 13.243 |  | no
bal_1P_1/0AC_1/0AC(N) |  | oh_cond_1/0_ACSR | oh_cond_1/0_ACSR | oh_cond_1/0_ACSR | oh_cond_1/0_ACSR |  | 1.091+1.185j | 0.203+0.469j | 0.203+0.469j | 0.203+0.469j | 1.091+1.185j | 0.203+0.469j | 0.203+0.469j | 0.203+0.469j | 1.091+1.185j | 13.243 | -2.726 | -2.726 | -2.726 | 13.243 | -2.726 | -2.726 | -2.726 | 13.243 |  | no
bal_1P_1/0AC_2AC(N) |  | oh_cond_1/0_ACSR | oh_cond_1/0_ACSR | oh_cond_1/0_ACSR | oh_cond_2_ACSR |  | 1.123+1.259j | 0.235+0.543j | 0.235+0.543j | 0.235+0.543j | 1.123+1.259j | 0.235+0.543j | 0.235+0.543j | 0.235+0.543j | 1.123+1.259j | 13.23 | -2.739 | -2.739 | -2.739 | 13.23 | -2.739 | -2.739 | -2.739 | 13.23 |  | no
bal_1P_1/0AC_4/0AL(N) |  | oh_cond_1/0_ACSR | oh_cond_1/0_ACSR | oh_cond_1/0_ACSR | oh_cond_4/0_AL |  | 1.022+1.12j | 0.134+0.404j | 0.134+0.404j | 0.134+0.404j | 1.022+1.12j | 0.134+0.404j | 0.134+0.404j | 0.134+0.404j | 1.022+1.12j | 13.261 | -2.707 | -2.707 | -2.707 | 13.261 | -2.707 | -2.707 | -2.707 | 13.261 |  | no
bal_1P_2AC |  | oh_cond_2_ACSR | oh_cond_2_ACSR | oh_cond_2_ACSR |  |  | 1.505+1.527j | 0.095+0.781j | 0.095+0.781j | 0.095+0.781j | 1.505+1.527j | 0.095+0.781j | 0.095+0.781j | 0.095+0.781j | 1.505+1.527j | 12.393 | -3.017 | -3.017 | -3.017 | 12.393 | -3.017 | -3.017 | -3.017 | 12.393 |  | no
bal_1P_2AC_1/0AC(N) |  | oh_cond_2_ACSR | oh_cond_2_ACSR | oh_cond_2_ACSR | oh_cond_1/0_ACSR |  | 1.613+1.215j | 0.203+0.469j | 0.203+0.469j | 0.203+0.469j | 1.613+1.215j | 0.203+0.469j | 0.203+0.469j | 0.203+0.469j | 1.613+1.215j | 12.826 | -2.585 | -2.585 | -2.585 | 12.826 | -2.585 | -2.585 | -2.585 | 12.826 |  | no
bal_1P_2AC_1/0AL(N) |  | oh_cond_2_ACSR | oh_cond_2_ACSR | oh_cond_2_ACSR | oh_cond_1/0_AL |  | 1.611+1.216j | 0.201+0.47j | 0.201+0.47j | 0.201+0.47j | 1.611+1.216j | 0.201+0.47j | 0.201+0.47j | 0.201+0.47j | 1.611+1.216j | 12.821 | -2.59 | -2.59 | -2.59 | 12.821 | -2.59 | -2.59 | -2.59 | 12.821 |  | no
bal_1P_2AC_2AC(N) |  | oh_cond_2_ACSR | oh_cond_2_ACSR | oh_cond_2_ACSR | oh_cond_2_ACSR |  | 1.645+1.289j | 0.235+0.543j | 0.235+0.543j | 0.235+0.543j | 1.645+1.289j | 0.235+0.543j | 0.235+0.543j | 0.235+0.543j | 1.645+1.289j | 12.813 | -2.597 | -2.597 | -2.597 | 12.813 | -2.597 | -2.597 | -2.597 | 12.813 |  | no
bal_1P_2AL |  | oh_cond_2_AL | oh_cond_2_AL | oh_cond_2_AL |  |  | 1.235+1.537j | 0.095+0.781j | 0.095+0.781j | 0.095+0.781j | 1.235+1.537j | 0.095+0.781j | 0.095+0.781j | 0.095+0.781j | 1.235+1.537j | 12.191 | -2.94 | -2.94 | -2.94 | 12.191 | -2.94 | -2.94 | -2.94 | 12.191 |  | no
bal_1P_2CU |  | oh_cond_2_CU | oh_cond_2_CU | oh_cond_2_CU |  |  | 0.968+1.536j | 0.095+0.781j | 0.095+0.781j | 0.095+0.781j | 0.968+1.536j | 0.095+0.781j | 0.095+0.781j | 0.095+0.781j | 0.968+1.536j | 12.191 | -2.94 | -2.94 | -2.94 | 12.191 | -2.94 | -2.94 | -2.94 | 12.191 |  | no
bal_1P_3-104CW |  | oh_cond_3_#104_CWD | oh_cond_3_#104_CWD | oh_cond_3_#104_CWD |  |  | 6.041+1.65j | 0.095+0.781j | 0.095+0.781j | 0.095+0.781j | 6.041+1.65j | 0.095+0.781j | 0.095+0.781j | 0.095+0.781j | 6.041+1.65j | 11.719 | -2.762 | -2.762 | -2.762 | 11.719 | -2.762 | -2.762 | -2.762 | 11.719 |  | no
bal_1P_4/0AC_1/0AA(N) |  | oh_cond_4/0_ACSR | oh_cond_4/0_ACSR | oh_cond_4/0_ACSR | oh_cond_1/0_AAAC |  | 0.646+1.144j | 0.201+0.467j | 0.201+0.467j | 0.201+0.467j | 0.646+1.144j | 0.201+0.467j | 0.201+0.467j | 0.201+0.467j | 0.646+1.144j | 14.027 | -2.996 | -2.996 | -2.996 | 14.027 | -2.996 | -2.996 | -2.996 | 14.027 |  | no
bal_1P_4/0AC_1/0AC(N) |  | oh_cond_4/0_ACSR | oh_cond_4/0_ACSR | oh_cond_4/0_ACSR | oh_cond_1/0_ACSR |  | 0.648+1.145j | 0.203+0.469j | 0.203+0.469j | 0.203+0.469j | 0.648+1.145j | 0.203+0.469j | 0.203+0.469j | 0.203+0.469j | 0.648+1.145j | 14.027 | -2.996 | -2.996 | -2.996 | 14.027 | -2.996 | -2.996 | -2.996 | 14.027 |  | no
bal_1P_4/0AC_4/0AC(N) |  | oh_cond_4/0_ACSR | oh_cond_4/0_ACSR | oh_cond_4/0_ACSR | oh_cond_4/0_ACSR |  | 0.581+1.079j | 0.136+0.403j | 0.136+0.403j | 0.136+0.403j | 0.581+1.079j | 0.136+0.403j | 0.136+0.403j | 0.136+0.403j | 0.581+1.079j | 14.052 | -2.971 | -2.971 | -2.971 | 14.052 | -2.971 | -2.971 | -2.971 | 14.052 |  | no
bal_1P_4/0AL |  | oh_cond_4/0_AL | oh_cond_4/0_AL | oh_cond_4/0_AL |  |  | 0.537+1.466j | 0.095+0.781j | 0.095+0.781j | 0.095+0.781j | 0.537+1.466j | 0.095+0.781j | 0.095+0.781j | 0.095+0.781j | 0.537+1.466j | 13.381 | -3.4 | -3.4 | -3.4 | 13.381 | -3.4 | -3.4 | -3.4 | 13.381 |  | no
bal_1P_4/0AL_4/0AL(N) |  | oh_cond_4/0_AL | oh_cond_4/0_AL | oh_cond_4/0_AL | oh_cond_4/0_AL |  | 0.576+1.089j | 0.134+0.404j | 0.134+0.404j | 0.134+0.404j | 0.576+1.089j | 0.134+0.404j | 0.134+0.404j | 0.134+0.404j | 0.576+1.089j | 13.867 | -2.914 | -2.914 | -2.914 | 13.867 | -2.914 | -2.914 | -2.914 | 13.867 |  | no
bal_1P_4AC |  | oh_cond_4_ACSR | oh_cond_4_ACSR | oh_cond_4_ACSR |  |  | 2.335+1.555j | 0.095+0.781j | 0.095+0.781j | 0.095+0.781j | 2.335+1.555j | 0.095+0.781j | 0.095+0.781j | 0.095+0.781j | 2.335+1.555j | 11.91 | -2.834 | -2.834 | -2.834 | 11.91 | -2.834 | -2.834 | -2.834 | 11.91 |  | no
bal_1P_4ACW |  | oh_cond_4A_CWD | oh_cond_4A_CWD | oh_cond_4A_CWD |  |  | 1.49+1.583j | 0.095+0.781j | 0.095+0.781j | 0.095+0.781j | 1.49+1.583j | 0.095+0.781j | 0.095+0.781j | 0.095+0.781j | 1.49+1.583j | 12.178 | -2.935 | -2.935 | -2.935 | 12.178 | -2.935 | -2.935 | -2.935 | 12.178 |  | no
bal_1P_4CU |  | oh_cond_4_CU | oh_cond_4_CU | oh_cond_4_CU |  |  | 1.483+1.565j | 0.095+0.781j | 0.095+0.781j | 0.095+0.781j | 1.483+1.565j | 0.095+0.781j | 0.095+0.781j | 0.095+0.781j | 1.483+1.565j | 11.78 | -2.785 | -2.785 | -2.785 | 11.78 | -2.785 | -2.785 | -2.785 | 11.78 |  | no
bal_1P_6ACW |  | oh_cond_6A_CWD | oh_cond_6A_CWD | oh_cond_6A_CWD |  |  | 2.305+1.611j | 0.095+0.781j | 0.095+0.781j | 0.095+0.781j | 2.305+1.611j | 0.095+0.781j | 0.095+0.781j | 0.095+0.781j | 2.305+1.611j | 11.765 | -2.779 | -2.779 | -2.779 | 11.765 | -2.779 | -2.779 | -2.779 | 11.765 |  | no
bal_1P_6CU |  | oh_cond_6_CU | oh_cond_6_CU | oh_cond_6_CU |  |  | 2.275+1.583j | 0.095+0.781j | 0.095+0.781j | 0.095+0.781j | 2.275+1.583j | 0.095+0.781j | 0.095+0.781j | 0.095+0.781j | 2.275+1.583j | 11.393 | -2.641 | -2.641 | -2.641 | 11.393 | -2.641 | -2.641 | -2.641 | 11.393 |  | no
bal_1P_6ST |  | oh_cond_6_STEEL | oh_cond_6_STEEL | oh_cond_6_STEEL |  |  | 10.495+1.587j | 0.095+0.781j | 0.095+0.781j | 0.095+0.781j | 10.495+1.587j | 0.095+0.781j | 0.095+0.781j | 0.095+0.781j | 10.495+1.587j | 11.393 | -2.641 | -2.641 | -2.641 | 11.393 | -2.641 | -2.641 | -2.641 | 11.393 |  | no
bal_1P_DELTACUST |  | oh_cond_2/0_CU | oh_cond_2/0_CU | oh_cond_2/0_CU | oh_cond_3_#7_CWD_30% |  | 0.66+1.378j | 0.22+0.666j | 0.22+0.666j | 0.22+0.666j | 0.66+1.378j | 0.22+0.666j | 0.22+0.666j | 0.22+0.666j | 0.66+1.378j | 13.24 | -2.712 | -2.712 | -2.712 | 13.24 | -2.712 | -2.712 | -2.712 | 13.24 |  | no
bal_1P_WYECUST |  | oh_cond_2/0_CU | oh_cond_2/0_CU | oh_cond_2/0_CU | oh_cond_3_#7_CWD_30% |  | 0.66+1.378j | 0.22+0.666j | 0.22+0.666j | 0.22+0.666j | 0.66+1.378j | 0.22+0.666j | 0.22+0.666j | 0.22+0.666j | 0.66+1.378j | 13.24 | -2.712 | -2.712 | -2.712 | 13.24 | -2.712 | -2.712 | -2.712 | 13.24 |  | no
bal_2P_1/0AA_1/0AA(N) |  | oh_cond_1/0_AAAC | oh_cond_1/0_AAAC | oh_cond_1/0_AAAC | oh_cond_1/0_AAAC |  | 1.078+1.186j | 0.201+0.467j | 0.201+0.467j | 0.201+0.467j | 1.078+1.186j | 0.201+0.467j | 0.201+0.467j | 0.201+0.467j | 1.078+1.186j | 13.243 | -2.726 | -2.726 | -2.726 | 13.243 | -2.726 | -2.726 | -2.726 | 13.243 |  | no
bal_2P_2AC_1/0AA(N) |  | oh_cond_2_ACSR | oh_cond_2_ACSR | oh_cond_2_ACSR | oh_cond_1/0_AAAC |  | 1.611+1.214j | 0.201+0.467j | 0.201+0.467j | 0.201+0.467j | 1.611+1.214j | 0.201+0.467j | 0.201+0.467j | 0.201+0.467j | 1.611+1.214j | 12.826 | -2.585 | -2.585 | -2.585 | 12.826 | -2.585 | -2.585 | -2.585 | 12.826 |  | no
bal_2P_477AL_4/0AC(N) |  | oh_cond_477_MCM_AL | oh_cond_477_MCM_AL | oh_cond_477_MCM_AL | oh_cond_4/0_ACSR |  | 0.334+1.032j | 0.136+0.403j | 0.136+0.403j | 0.136+0.403j | 0.334+1.032j | 0.136+0.403j | 0.136+0.403j | 0.136+0.403j | 0.334+1.032j | 14.927 | -3.279 | -3.279 | -3.279 | 14.927 | -3.279 | -3.279 | -3.279 | 14.927 |  | no
bal_3P_1/0AA_1/0AA(N) |  | oh_cond_1/0_AAAC | oh_cond_1/0_AAAC | oh_cond_1/0_AAAC | oh_cond_1/0_AAAC |  | 1.078+1.186j | 0.201+0.467j | 0.201+0.467j | 0.201+0.467j | 1.078+1.186j | 0.201+0.467j | 0.201+0.467j | 0.201+0.467j | 1.078+1.186j | 13.243 | -2.726 | -2.726 | -2.726 | 13.243 | -2.726 | -2.726 | -2.726 | 13.243 |  | no
bal_3P_1/0AA_4/0AL(N) |  | oh_cond_1/0_AAAC | oh_cond_1/0_AAAC | oh_cond_1/0_AAAC | oh_cond_4/0_AL |  | 1.011+1.123j | 0.134+0.404j | 0.134+0.404j | 0.134+0.404j | 1.011+1.123j | 0.134+0.404j | 0.134+0.404j | 0.134+0.404j | 1.011+1.123j | 13.261 | -2.707 | -2.707 | -2.707 | 13.261 | -2.707 | -2.707 | -2.707 | 13.261 |  | no
bal_3P_1/0AC |  | oh_cond_1/0_ACSR | oh_cond_1/0_ACSR | oh_cond_1/0_ACSR |  |  | 0.983+1.497j | 0.095+0.781j | 0.095+0.781j | 0.095+0.781j | 0.983+1.497j | 0.095+0.781j | 0.095+0.781j | 0.095+0.781j | 0.983+1.497j | 12.796 | -3.172 | -3.172 | -3.172 | 12.796 | -3.172 | -3.172 | -3.172 | 12.796 |  | no
bal_3P_1/0AC_1/0AA(N) |  | oh_cond_1/0_ACSR | oh_cond_1/0_ACSR | oh_cond_1/0_ACSR | oh_cond_1/0_AAAC |  | 1.089+1.184j | 0.201+0.467j | 0.201+0.467j | 0.201+0.467j | 1.089+1.184j | 0.201+0.467j | 0.201+0.467j | 0.201+0.467j | 1.089+1.184j | 13.243 | -2.726 | -2.726 | -2.726 | 13.243 | -2.726 | -2.726 | -2.726 | 13.243 |  | no
bal_3P_1/0AC_1/0AC(N) |  | oh_cond_1/0_ACSR | oh_cond_1/0_ACSR | oh_cond_1/0_ACSR | oh_cond_1/0_ACSR |  | 1.091+1.185j | 0.203+0.469j | 0.203+0.469j | 0.203+0.469j | 1.091+1.185j | 0.203+0.469j | 0.203+0.469j | 0.203+0.469j | 1.091+1.185j | 13.243 | -2.726 | -2.726 | -2.726 | 13.243 | -2.726 | -2.726 | -2.726 | 13.243 |  | no
bal_3P_1/0AC_2AC(N) |  | oh_cond_1/0_ACSR | oh_cond_1/0_ACSR | oh_cond_1/0_ACSR | oh_cond_2_ACSR |  | 1.123+1.259j | 0.235+0.543j | 0.235+0.543j | 0.235+0.543j | 1.123+1.259j | 0.235+0.543j | 0.235+0.543j | 0.235+0.543j | 1.123+1.259j | 13.23 | -2.739 | -2.739 | -2.739 | 13.23 | -2.739 | -2.739 | -2.739 | 13.23 |  | no
bal_3P_1/0AC_4/0AC(N) |  | oh_cond_1/0_ACSR | oh_cond_1/0_ACSR | oh_cond_1/0_ACSR | oh_cond_4/0_ACSR |  | 1.024+1.119j | 0.136+0.403j | 0.136+0.403j | 0.136+0.403j | 1.024+1.119j | 0.136+0.403j | 0.136+0.403j | 0.136+0.403j | 1.024+1.119j | 13.267 | -2.702 | -2.702 | -2.702 | 13.267 | -2.702 | -2.702 | -2.702 | 13.267 |  | no
bal_3P_1/0AL_1/0AL(N) |  | oh_cond_1/0_AL | oh_cond_1/0_AL | oh_cond_1/0_AL | oh_cond_1/0_AL |  | 1.086+1.198j | 0.201+0.47j | 0.201+0.47j | 0.201+0.47j | 1.086+1.198j | 0.201+0.47j | 0.201+0.47j | 0.201+0.47j | 1.086+1.198j | 13.073 | -2.675 | -2.675 | -2.675 | 13.073 | -2.675 | -2.675 | -2.675 | 13.073 |  | no
bal_3P_2AC |  | oh_cond_2_ACSR | oh_cond_2_ACSR | oh_cond_2_ACSR |  |  | 1.505+1.527j | 0.095+0.781j | 0.095+0.781j | 0.095+0.781j | 1.505+1.527j | 0.095+0.781j | 0.095+0.781j | 0.095+0.781j | 1.505+1.527j | 12.393 | -3.017 | -3.017 | -3.017 | 12.393 | -3.017 | -3.017 | -3.017 | 12.393 |  | no
bal_3P_2AC_1/0AA(N) |  | oh_cond_2_ACSR | oh_cond_2_ACSR | oh_cond_2_ACSR | oh_cond_1/0_AAAC |  | 1.611+1.214j | 0.201+0.467j | 0.201+0.467j | 0.201+0.467j | 1.611+1.214j | 0.201+0.467j | 0.201+0.467j | 0.201+0.467j | 1.611+1.214j | 12.826 | -2.585 | -2.585 | -2.585 | 12.826 | -2.585 | -2.585 | -2.585 | 12.826 |  | no
bal_3P_2AC_1/0AC(N) |  | oh_cond_2_ACSR | oh_cond_2_ACSR | oh_cond_2_ACSR | oh_cond_1/0_ACSR |  | 1.613+1.215j | 0.203+0.469j | 0.203+0.469j | 0.203+0.469j | 1.613+1.215j | 0.203+0.469j | 0.203+0.469j | 0.203+0.469j | 1.613+1.215j | 12.826 | -2.585 | -2.585 | -2.585 | 12.826 | -2.585 | -2.585 | -2.585 | 12.826 |  | no
bal_3P_2AC_2AC(N) |  | oh_cond_2_ACSR | oh_cond_2_ACSR | oh_cond_2_ACSR | oh_cond_2_ACSR |  | 1.645+1.289j | 0.235+0.543j | 0.235+0.543j | 0.235+0.543j | 1.645+1.289j | 0.235+0.543j | 0.235+0.543j | 0.235+0.543j | 1.645+1.289j | 12.813 | -2.597 | -2.597 | -2.597 | 12.813 | -2.597 | -2.597 | -2.597 | 12.813 |  | no
bal_3P_4/0AA_1/0AA(N) |  | oh_cond_4/0_AAAC | oh_cond_4/0_AAAC | oh_cond_4/0_AAAC | oh_cond_1/0_AAAC |  | 0.64+1.144j | 0.201+0.467j | 0.201+0.467j | 0.201+0.467j | 0.64+1.144j | 0.201+0.467j | 0.201+0.467j | 0.201+0.467j | 0.64+1.144j | 14.027 | -2.996 | -2.996 | -2.996 | 14.027 | -2.996 | -2.996 | -2.996 | 14.027 |  | no
bal_3P_4/0AA_1/0AC(N) |  | oh_cond_4/0_AAAC | oh_cond_4/0_AAAC | oh_cond_4/0_AAAC | oh_cond_1/0_ACSR |  | 0.642+1.145j | 0.203+0.469j | 0.203+0.469j | 0.203+0.469j | 0.642+1.145j | 0.203+0.469j | 0.203+0.469j | 0.203+0.469j | 0.642+1.145j | 14.027 | -2.996 | -2.996 | -2.996 | 14.027 | -2.996 | -2.996 | -2.996 | 14.027 |  | no
bal_3P_4/0AA_1/0AL(N) |  | oh_cond_4/0_AAAC | oh_cond_4/0_AAAC | oh_cond_4/0_AAAC | oh_cond_1/0_AL |  | 0.64+1.146j | 0.201+0.47j | 0.201+0.47j | 0.201+0.47j | 0.64+1.146j | 0.201+0.47j | 0.201+0.47j | 0.201+0.47j | 0.64+1.146j | 14.021 | -3.002 | -3.002 | -3.002 | 14.021 | -3.002 | -3.002 | -3.002 | 14.021 |  | no
bal_3P_4/0AC_1/0AC(N) |  | oh_cond_4/0_ACSR | oh_cond_4/0_ACSR | oh_cond_4/0_ACSR | oh_cond_1/0_ACSR |  | 0.648+1.145j | 0.203+0.469j | 0.203+0.469j | 0.203+0.469j | 0.648+1.145j | 0.203+0.469j | 0.203+0.469j | 0.203+0.469j | 0.648+1.145j | 14.027 | -2.996 | -2.996 | -2.996 | 14.027 | -2.996 | -2.996 | -2.996 | 14.027 |  | no
bal_3P_4/0AC_4/0AC(N) |  | oh_cond_4/0_ACSR | oh_cond_4/0_ACSR | oh_cond_4/0_ACSR | oh_cond_4/0_ACSR |  | 0.581+1.079j | 0.136+0.403j | 0.136+0.403j | 0.136+0.403j | 0.581+1.079j | 0.136+0.403j | 0.136+0.403j | 0.136+0.403j | 0.581+1.079j | 14.052 | -2.971 | -2.971 | -2.971 | 14.052 | -2.971 | -2.971 | -2.971 | 14.052 |  | no
bal_3P_4/0AC_4/0AL(N) |  | oh_cond_4/0_ACSR | oh_cond_4/0_ACSR | oh_cond_4/0_ACSR | oh_cond_4/0_AL |  | 0.579+1.081j | 0.134+0.404j | 0.134+0.404j | 0.134+0.404j | 0.579+1.081j | 0.134+0.404j | 0.134+0.404j | 0.134+0.404j | 0.579+1.081j | 14.046 | -2.976 | -2.976 | -2.976 | 14.046 | -2.976 | -2.976 | -2.976 | 14.046 |  | no
bal_3P_4/0AL_1/0AA(N) |  | oh_cond_4/0_AL | oh_cond_4/0_AL | oh_cond_4/0_AL | oh_cond_1/0_AAAC |  | 0.643+1.153j | 0.201+0.467j | 0.201+0.467j | 0.201+0.467j | 0.643+1.153j | 0.201+0.467j | 0.201+0.467j | 0.201+0.467j | 0.643+1.153j | 13.848 | -2.934 | -2.934 | -2.934 | 13.848 | -2.934 | -2.934 | -2.934 | 13.848 |  | no
bal_3P_4/0AL_1/0AC(N) |  | oh_cond_4/0_AL | oh_cond_4/0_AL | oh_cond_4/0_AL | oh_cond_1/0_ACSR |  | 0.645+1.154j | 0.203+0.469j | 0.203+0.469j | 0.203+0.469j | 0.645+1.154j | 0.203+0.469j | 0.203+0.469j | 0.203+0.469j | 0.645+1.154j | 13.848 | -2.934 | -2.934 | -2.934 | 13.848 | -2.934 | -2.934 | -2.934 | 13.848 |  | no
bal_3P_4/0AL_4/0AL(N) |  | oh_cond_4/0_AL | oh_cond_4/0_AL | oh_cond_4/0_AL | oh_cond_4/0_AL |  | 0.576+1.089j | 0.134+0.404j | 0.134+0.404j | 0.134+0.404j | 0.576+1.089j | 0.134+0.404j | 0.134+0.404j | 0.134+0.404j | 0.576+1.089j | 13.867 | -2.914 | -2.914 | -2.914 | 13.867 | -2.914 | -2.914 | -2.914 | 13.867 |  | no
bal_3P_477AC_4/0AC(N) |  | oh_cond_477_ACSR | oh_cond_477_ACSR | oh_cond_477_ACSR | oh_cond_4/0_ACSR |  | 0.332+1.017j | 0.136+0.403j | 0.136+0.403j | 0.136+0.403j | 0.332+1.017j | 0.136+0.403j | 0.136+0.403j | 0.136+0.403j | 0.332+1.017j | 15.118 | -3.347 | -3.347 | -3.347 | 15.118 | -3.347 | -3.347 | -3.347 | 15.118 |  | no
bal_3P_477AC_4/0AL(N) |  | oh_cond_477_ACSR | oh_cond_477_ACSR | oh_cond_477_ACSR | oh_cond_4/0_AL |  | 0.33+1.018j | 0.134+0.404j | 0.134+0.404j | 0.134+0.404j | 0.33+1.018j | 0.134+0.404j | 0.134+0.404j | 0.134+0.404j | 0.33+1.018j | 15.112 | -3.353 | -3.353 | -3.353 | 15.112 | -3.353 | -3.353 | -3.353 | 15.112 |  | no
bal_3P_477AL_1/0AC(N) |  | oh_cond_477_MCM_AL | oh_cond_477_MCM_AL | oh_cond_477_MCM_AL | oh_cond_1/0_ACSR |  | 0.401+1.098j | 0.203+0.469j | 0.203+0.469j | 0.203+0.469j | 0.401+1.098j | 0.203+0.469j | 0.203+0.469j | 0.203+0.469j | 0.401+1.098j | 14.9 | -3.306 | -3.306 | -3.306 | 14.9 | -3.306 | -3.306 | -3.306 | 14.9 |  | no
bal_3P_477AL_4/0AA(N) |  | oh_cond_477_MCM_AL | oh_cond_477_MCM_AL | oh_cond_477_MCM_AL | oh_cond_4/0_AAAC |  | 0.332+1.031j | 0.134+0.402j | 0.134+0.402j | 0.134+0.402j | 0.332+1.031j | 0.134+0.402j | 0.134+0.402j | 0.134+0.402j | 0.332+1.031j | 14.927 | -3.279 | -3.279 | -3.279 | 14.927 | -3.279 | -3.279 | -3.279 | 14.927 |  | no
bal_3P_477AL_4/0AC(N) |  | oh_cond_477_MCM_AL | oh_cond_477_MCM_AL | oh_cond_477_MCM_AL | oh_cond_4/0_ACSR |  | 0.334+1.032j | 0.136+0.403j | 0.136+0.403j | 0.136+0.403j | 0.334+1.032j | 0.136+0.403j | 0.136+0.403j | 0.136+0.403j | 0.334+1.032j | 14.927 | -3.279 | -3.279 | -3.279 | 14.927 | -3.279 | -3.279 | -3.279 | 14.927 |  | no
bal_3P_477AL_4/0AL(N) |  | oh_cond_477_MCM_AL | oh_cond_477_MCM_AL | oh_cond_477_MCM_AL | oh_cond_4/0_AL |  | 0.332+1.034j | 0.134+0.404j | 0.134+0.404j | 0.134+0.404j | 0.332+1.034j | 0.134+0.404j | 0.134+0.404j | 0.134+0.404j | 0.332+1.034j | 14.921 | -3.285 | -3.285 | -3.285 | 14.921 | -3.285 | -3.285 | -3.285 | 14.921 |  | no
bal_3P_WYECUST |  | oh_cond_2/0_CU | oh_cond_2/0_CU | oh_cond_2/0_CU | oh_cond_3_#7_CWD_30% |  | 0.66+1.378j | 0.22+0.666j | 0.22+0.666j | 0.22+0.666j | 0.66+1.378j | 0.22+0.666j | 0.22+0.666j | 0.22+0.666j | 0.66+1.378j | 13.24 | -2.712 | -2.712 | -2.712 | 13.24 | -2.712 | -2.712 | -2.712 | 13.24 |  | no
unb_3P_2-1/0AC_1/0AA |  | oh_cond_1/0_ACSR | oh_cond_1/0_ACSR | oh_cond_1/0_AAAC |  |  | 0.983+1.497j | 0.095+0.781j | 0.095+0.781j | 0.095+0.781j | 0.983+1.497j | 0.095+0.781j | 0.095+0.781j | 0.095+0.781j | 0.972+1.499j | 12.809 | -3.176 | -3.176 | -3.176 | 12.809 | -3.176 | -3.176 | -3.176 | 12.809 |  | no
unb_TAPWIRE_OH |  | oh_cond_WP-4/0-CU | oh_cond_WP-4/0-CU | oh_cond_WP-4/0-CU | oh_cond_WP-4/0-CU |  | 0.365+1.097j | 0.093+0.433j | 0.094+0.34j | 0.093+0.433j | 0.368+1.078j | 0.095+0.401j | 0.094+0.34j | 0.095+0.401j | 0.368+1.077j | 14.911 | -4.341 | -1.953 | -4.341 | 15.781 | -3.724 | -1.953 | -3.724 | 14.818 |  | no
und_1P_1/0ALURD |  | und_cond_1P_1/0ALURD | und_cond_1P_1/0ALURD | und_cond_1P_1/0ALURD |  |  | 0.518+0.155j | 0.0+0.0j | 0.0+0.0j | 0.0+0.0j | 0.518+0.155j | 0.0+0.0j | 0.0+0.0j | 0.0+0.0j | 0.518+0.155j | 512.874 | 0 | 0 | 0 | 512.874 | 0 | 0 | 0 | 512.874 |  | no
und_1P_1/0ALURD_1/0AL(N) |  | und_cond_1P_1/0ALURD_1/0AL(N) | und_cond_1P_1/0ALURD_1/0AL(N) | und_cond_1P_1/0ALURD_1/0AL(N) |  |  | 1.674+0.526j | 0.0+0.0j | 0.0+0.0j | 0.0+0.0j | 1.674+0.526j | 0.0+0.0j | 0.0+0.0j | 0.0+0.0j | 1.674+0.526j | 530.19 | 0 | 0 | 0 | 530.19 | 0 | 0 | 0 | 530.19 |  | no
und_1P_2ALURD |  | und_cond_1P_2ALURD | und_cond_1P_2ALURD | und_cond_1P_2ALURD |  |  | 2.379+0.823j | 0.0+0.0j | 0.0+0.0j | 0.0+0.0j | 2.379+0.823j | 0.0+0.0j | 0.0+0.0j | 0.0+0.0j | 2.379+0.823j | 401.497 | 0 | 0 | 0 | 401.497 | 0 | 0 | 0 | 401.497 |  | no
und_1P_2ALURD_2AL(N) |  | und_cond_1P_2ALURD_2AL(N) | und_cond_1P_2ALURD_2AL(N) | und_cond_1P_2ALURD_2AL(N) |  |  | 2.379+0.823j | 0.0+0.0j | 0.0+0.0j | 0.0+0.0j | 2.379+0.823j | 0.0+0.0j | 0.0+0.0j | 0.0+0.0j | 2.379+0.823j | 401.497 | 0 | 0 | 0 | 401.497 | 0 | 0 | 0 | 401.497 |  | no
und_1P_2ALURD_10-14CU(N) |  | und_cond_1P_2ALURD_10-14CU(N) | und_cond_1P_2ALURD_10-14CU(N) | und_cond_1P_2ALURD_10-14CU(N) |  |  | 2.379+0.823j | 0.0+0.0j | 0.0+0.0j | 0.0+0.0j | 2.379+0.823j | 0.0+0.0j | 0.0+0.0j | 0.0+0.0j | 2.379+0.823j | 401.497 | 0 | 0 | 0 | 401.497 | 0 | 0 | 0 | 401.497 |  | no
und_1P_2CUURD_2CU(N) |  | und_cond_1P_2CUURD_2CU(N) | und_cond_1P_2CUURD_2CU(N) | und_cond_1P_2CUURD_2CU(N) |  |  | 1.645+0.542j | 0.0+0.0j | 0.0+0.0j | 0.0+0.0j | 1.645+0.542j | 0.0+0.0j | 0.0+0.0j | 0.0+0.0j | 1.645+0.542j | 401.497 | 0 | 0 | 0 | 401.497 | 0 | 0 | 0 | 401.497 |  | no
und_1P_DELTACUST |  | und_cond_1P_DELTACUST | und_cond_1P_DELTACUST | und_cond_1P_DELTACUST |  |  | 0.179+0.233j | 0.061-0.024j | 0.061-0.024j | 0.061-0.024j | 0.179+0.233j | 0.061-0.024j | 0.061-0.024j | 0.061-0.024j | 0.179+0.233j | 324.124 | 0 | 0 | 0 | 324.124 | 0 | 0 | 0 | 324.124 |  | no
und_1P_WYECUST |  | und_cond_1P_WYECUST | und_cond_1P_WYECUST | und_cond_1P_WYECUST |  |  | 0.179+0.233j | 0.061-0.024j | 0.061-0.024j | 0.061-0.024j | 0.179+0.233j | 0.061-0.024j | 0.061-0.024j | 0.061-0.024j | 0.179+0.233j | 324.124 | 0 | 0 | 0 | 324.124 | 0 | 0 | 0 | 324.124 |  | no
und_2P_1/0ALURD_1/0AL(N) |  | und_cond_2P_1/0ALURD_1/0AL(N) | und_cond_2P_1/0ALURD_1/0AL(N) | und_cond_2P_1/0ALURD_1/0AL(N) |  |  | 1.603+0.541j | 0.507+0.17j | 0.507+0.17j | 0.507+0.17j | 1.603+0.541j | 0.507+0.17j | 0.507+0.17j | 0.507+0.17j | 1.603+0.541j | 575.194 | 0 | 0 | 0 | 575.194 | 0 | 0 | 0 | 575.194 |  | no
und_2P_2ALURD_2AL(N) |  | und_cond_2P_2ALURD_2AL(N) | und_cond_2P_2ALURD_2AL(N) | und_cond_2P_2ALURD_2AL(N) |  |  | 2.238+0.566j | 0.507+0.168j | 0.507+0.168j | 0.507+0.168j | 2.238+0.566j | 0.507+0.168j | 0.507+0.168j | 0.507+0.168j | 2.238+0.566j | 401.498 | 0 | 0 | 0 | 401.498 | 0 | 0 | 0 | 401.498 |  | no
und_3P_1/0ALURD_1/0AL(N) |  | und_cond_3P_1/0ALURD_1/0AL(N) | und_cond_3P_1/0ALURD_1/0AL(N) | und_cond_3P_1/0ALURD_1/0AL(N) |  |  | 1.489+0.467j | 0.385+0.07j | 0.385+0.07j | 0.385+0.07j | 1.489+0.467j | 0.385+0.07j | 0.385+0.07j | 0.385+0.07j | 1.489+0.467j | 530.19 | 0 | 0 | 0 | 530.19 | 0 | 0 | 0 | 530.19 |  | no
und_3P_2ALURD_2AL(N) |  | und_cond_3P_2ALURD_2AL(N) | und_cond_3P_2ALURD_2AL(N) | und_cond_3P_2ALURD_2AL(N) |  |  | 2.125+0.49j | 0.384+0.067j | 0.384+0.067j | 0.384+0.067j | 2.125+0.49j | 0.384+0.067j | 0.384+0.067j | 0.384+0.067j | 2.125+0.49j | 401.497 | 0 | 0 | 0 | 401.497 | 0 | 0 | 0 | 401.497 |  | no
und_3P_4/0ALURD_4/0AL(N) |  | und_cond_3P_4/0ALURD_4/0AL(N) | und_cond_3P_4/0ALURD_4/0AL(N) | und_cond_3P_4/0ALURD_4/0AL(N) |  |  | 0.54+0.256j | 0.113-0.045j | 0.113-0.045j | 0.113-0.045j | 0.54+0.256j | 0.113-0.045j | 0.113-0.045j | 0.113-0.045j | 0.54+0.256j | 617.704 | 0 | 0 | 0 | 617.704 | 0 | 0 | 0 | 617.704 |  | no
und_3P_WYECUST |  | und_cond_3P_WYECUST | und_cond_3P_WYECUST | und_cond_3P_WYECUST |  |  | 0.179+0.233j | 0.061-0.024j | 0.061-0.024j | 0.061-0.024j | 0.179+0.233j | 0.061-0.024j | 0.061-0.024j | 0.061-0.024j | 0.179+0.233j | 324.124 | 0 | 0 | 0 | 324.124 | 0 | 0 | 0 | 324.124 |  | no
und_TAPWIRE_UG |  | und_cond_TAPWIRE_UG | und_cond_TAPWIRE_UG | und_cond_TAPWIRE_UG |  |  | 0.001+0.001j | 0.0+0.0j | 0.0+0.0j | 0.0+0.0j | 0.001+0.001j | 0.0+0.0j | 0.0+0.0j | 0.0+0.0j | 0.001+0.001j | 0 | 0 | 0 | 0 | 0 | 0 | 0 | 0 | 0 |  | no

## load
data_type | static
owner_type | feeder
owner | 8107402
object | load
name | groupid | parent | bustype | phases | nominal_voltage | load_class | constant_power_A | constant_power_B | constant_power_C | constant_current_A | constant_current_B | constant_current_C | constant_impedance_A | constant_impedance_B | constant_impedance_C | base_power_A | base_power_B | base_power_C | power_pf_A | power_pf_B | power_pf_C | current_pf_A | current_pf_B | current_pf_C | impedance_pf_A | impedance_pf_B | impedance_pf_C | power_fraction_A | power_fraction_B | power_fraction_C | current_fraction_A | current_fraction_B | current_fraction_C | impedance_fraction_A | impedance_fraction_B | impedance_fraction_C | dcircuit | selected | monitored | monitored_fields | class_monitored_fields | played | played_fields | base_kw_A | base_kw_B | base_kw_C | kw_A | kw_B | kw_C | comments | critical_load | dem_resp_lb | dem_resp_ub | dem_resp_shortage_cost | dem_resp_surplus_cost | num_customers
load_220359134 |  | node_1293145_728_15279846_936 |  | AN | 0 | Residential | 4096.8+1745.229j | 0 | 0 | 0 | 0 | 0 | [24 empty] | 8107402 | no | no |  |  | no |  | 0 | 0 | 0 | 0 | 0 | 0 |  | 1 | 1 | 1 | 0 | 0 | 0
load_220359135 |  | node_1293173_753_15279570_435 |  | AN | 0 | Residential | 20174.4+8594.258j | 0 | 0 | 0 | 0 | 0 | [24 empty] | 8107402 | no | no |  |  | no |  | 0 | 0 | 0 | 0 | 0 | 0 |  | 1 | 1 | 1 | 0 | 0 | 0
load_220359136 |  | node_1293266_038_15279124_802 |  | AN | 0 | Residential | 23061.6+9824.2j | 0 | 0 | 0 | 0 | 0 | [24 empty] | 8107402 | no | no |  |  | no |  | 0 | 0 | 0 | 0 | 0 | 0 |  | 1 | 1 | 1 | 0 | 0 | 0
load_220359137 |  | node_1292815_144_15279143_542 |  | AN | 0 | Residential | 9136.8+3892.261j | 0 | 0 | 0 | 0 | 0 | [24 empty] | 8107402 | no | no |  |  | no |  | 0 | 0 | 0 | 0 | 0 | 0 |  | 1 | 1 | 1 | 0 | 0 | 0
load_220359138 |  | node_1293448_296_15278791_221 |  | AN | 0 | Residential | 2383.2+1015.239j | 0 | 0 | 0 | 0 | 0 | [24 empty] | 8107402 | no | no |  |  | no |  | 0 | 0 | 0 | 0 | 0 | 0 |  | 1 | 1 | 1 | 0 | 0 | 0
load_220359139 |  | node_1293518_953_15278388_667 |  | AN | 0 | Residential | 3988.8+1699.222j | 0 | 0 | 0 | 0 | 0 | [24 empty] | 8107402 | no | no |  |  | no |  | 0 | 0 | 0 | 0 | 0 | 0 |  | 1 | 1 | 1 | 0 | 0 | 0
load_220359140 |  | node_1293709_068_15278040_665 |  | AN | 0 | Residential | 5076+2162.367j | 0 | 0 | 0 | 0 | 0 | [24 empty] | 8107402 | no | no |  |  | no |  | 0 | 0 | 0 | 0 | 0 | 0 |  | 1 | 1 | 1 | 0 | 0 | 0
load_220359141 |  | node_1293774_912_15277436_346 |  | AN | 0 | Residential | 12513.6+5330.771j | 0 | 0 | 0 | 0 | 0 | [24 empty] | 8107402 | no | no |  |  | no |  | 0 | 0 | 0 | 0 | 0 | 0 |  | 1 | 1 | 1 | 0 | 0 | 0
load_220359142 |  | node_1293764_296_15276997_28 |  | AN | 0 | Residential | 18669.6+7953.216j | 0 | 0 | 0 | 0 | 0 | [24 empty] | 8107402 | no | no |  |  | no |  | 0 | 0 | 0 | 0 | 0 | 0 |  | 1 | 1 | 1 | 0 | 0 | 0
load_220359144 |  | node_1291555_267_15280534_309 |  | AN | 0 | Residential | 4788+2039.679j | 0 | 0 | 0 | 0 | 0 | [24 empty] | 8107402 | no | no |  |  | no |  | 0 | 0 | 0 | 0 | 0 | 0 |  | 1 | 1 | 1 | 0 | 0 | 0
load_220359145 |  | node_1291763_12_15280535_007 |  | AN | 0 | Residential | 5479.2+2334.129j | 0 | 0 | 0 | 0 | 0 | [24 empty] | 8107402 | no | no |  |  | no |  | 0 | 0 | 0 | 0 | 0 | 0 |  | 1 | 1 | 1 | 0 | 0 | 0
load_220359146 |  | node_1292013_626_15280605_083 |  | AN | 0 | Residential | 5313.6+2263.584j | 0 | 0 | 0 | 0 | 0 | [24 empty] | 8107402 | no | no |  |  | no |  | 0 | 0 | 0 | 0 | 0 | 0 |  | 1 | 1 | 1 | 0 | 0 | 0
load_220359147 |  | node_1292422_779_15280638_228 |  | AN | 0 | Residential | 8517.6+3628.482j | 0 | 0 | 0 | 0 | 0 | [24 empty] | 8107402 | no | no |  |  | no |  | 0 | 0 | 0 | 0 | 0 | 0 |  | 1 | 1 | 1 | 0 | 0 | 0
load_220359148 |  | node_1292706_141_15280670_724 |  | AN | 0 | Residential | 12427.2+5293.965j | 0 | 0 | 0 | 0 | 0 | [24 empty] | 8107402 | no | no |  |  | no |  | 0 | 0 | 0 | 0 | 0 | 0 |  | 1 | 1 | 1 | 0 | 0 | 0
load_220359149 |  | node_1293396_297_15280495_843 |  | AN | 0 | NonResidential | 4147.2+1766.7j | 0 | 0 | 0 | 0 | 0 | [24 empty] | 8107402 | no | no |  |  | no |  | 0 | 0 | 0 | 0 | 0 | 0 |  | 1 | 1 | 1 | 0 | 0 | 0
load_220359150 |  | node_1294016_116_15285502_455 |  | AN | 0 | Residential | 6055.2+2579.504j | 0 | 0 | 0 | 0 | 0 | [24 empty] | 8107402 | no | no |  |  | no |  | 0 | 0 | 0 | 0 | 0 | 0 |  | 1 | 1 | 1 | 0 | 0 | 0
load_220359151 |  | node_1294061_169_15285688_479 |  | AN | 0 | Residential | 18900+8051.366j | 0 | 0 | 0 | 0 | 0 | [24 empty] | 8107402 | no | no |  |  | no |  | 0 | 0 | 0 | 0 | 0 | 0 |  | 1 | 1 | 1 | 0 | 0 | 0
load_220359152 |  | node_1294397_707_15287041_387 |  | AN | 0 | Residential | 7149.6+3045.717j | 0 | 0 | 0 | 0 | 0 | [24 empty] | 8107402 | no | no |  |  | no |  | 0 | 0 | 0 | 0 | 0 | 0 |  | 1 | 1 | 1 | 0 | 0 | 0
load_220359153 |  | node_1294421_554_15287303_391 |  | AN | 0 | Residential | 0 | 0 | 0 | 0 | 0 | 0 | [24 empty] | 8107402 | no | no |  |  | no |  | 0 | 0 | 0 | 0 | 0 | 0 |  | 1 | 1 | 1 | 0 | 0 | 0
load_220359155 |  | node_1293953_07_15283092_7 |  | AN | 0 | Residential | 8258.4+3518.064j | 0 | 0 | 0 | 0 | 0 | [24 empty] | 8107402 | no | no |  |  | no |  | 0 | 0 | 0 | 0 | 0 | 0 |  | 1 | 1 | 1 | 0 | 0 | 0
load_220359156 |  | node_1294124_859_15283629_981 |  | AN | 0 | Residential | 17107.2+7287.637j | 0 | 0 | 0 | 0 | 0 | [24 empty] | 8107402 | no | no |  |  | no |  | 0 | 0 | 0 | 0 | 0 | 0 |  | 1 | 1 | 1 | 0 | 0 | 0
load_220359157 |  | node_1294156_592_15283894_87 |  | AN | 0 | Residential | 21506.4+9161.688j | 0 | 0 | 0 | 0 | 0 | [24 empty] | 8107402 | no | no |  |  | no |  | 0 | 0 | 0 | 0 | 0 | 0 |  | 1 | 1 | 1 | 0 | 0 | 0
load_220359159 |  | node_1293957_531_15285148_209 |  | AN | 0 | Residential | 8388+3573.273j | 0 | 0 | 0 | 0 | 0 | [24 empty] | 8107402 | no | no |  |  | no |  | 0 | 0 | 0 | 0 | 0 | 0 |  | 1 | 1 | 1 | 0 | 0 | 0
load_220359324 |  | node_1288371_456_15279182_803 |  | AN | 0 | Residential | 2188.8+932.425j | 0 | 0 | 0 | 0 | 0 | [24 empty] | 8107402 | no | no |  |  | no |  | 0 | 0 | 0 | 0 | 0 | 0 |  | 1 | 1 | 1 | 0 | 0 | 0
load_220359325 |  | node_1288038_509_15279238_556 |  | AN | 0 | Residential | 15775.2+6720.207j | 0 | 0 | 0 | 0 | 0 | [24 empty] | 8107402 | no | no |  |  | no |  | 0 | 0 | 0 | 0 | 0 | 0 |  | 1 | 1 | 1 | 0 | 0 | 0
load_220359326 |  | node_1286409_782_15278645_415 |  | AN | 0 | Residential | 10490.4+4468.892j | 0 | 0 | 0 | 0 | 0 | [24 empty] | 8107402 | no | no |  |  | no |  | 0 | 0 | 0 | 0 | 0 | 0 |  | 1 | 1 | 1 | 0 | 0 | 0
load_220359327 |  | node_1286180_895_15278825_401 |  | AN | 0 | Other | 0 | 0 | 0 | 0 | 0 | 0 | [24 empty] | 8107402 | no | no |  |  | no |  | 0 | 0 | 0 | 0 | 0 | 0 |  | 1 | 1 | 1 | 0 | 0 | 0
load_220359328 |  | node_1289259_28_15279849_03 |  | AN | 0 | Residential | 9741.6+4149.904j | 0 | 0 | 0 | 0 | 0 | [24 empty] | 8107402 | no | no |  |  | no |  | 0 | 0 | 0 | 0 | 0 | 0 |  | 1 | 1 | 1 | 0 | 0 | 0
load_220359329 |  | node_1289087_746_15279687_291 |  | AN | 0 | Residential | 3816+1625.609j | 0 | 0 | 0 | 0 | 0 | [24 empty] | 8107402 | no | no |  |  | no |  | 0 | 0 | 0 | 0 | 0 | 0 |  | 1 | 1 | 1 | 0 | 0 | 0
load_220359330 |  | node_1288764_781_15279204_355 |  | AN | 0 | Other | 0 | 0 | 0 | 0 | 0 | 0 | [24 empty] | 8107402 | no | no |  |  | no |  | 0 | 0 | 0 | 0 | 0 | 0 |  | 1 | 1 | 1 | 0 | 0 | 0
load_220359331 |  | node_1288565_014_15279193_319 |  | AN | 0 | Residential | 3506.4+1493.72j | 0 | 0 | 0 | 0 | 0 | [24 empty] | 8107402 | no | no |  |  | no |  | 0 | 0 | 0 | 0 | 0 | 0 |  | 1 | 1 | 1 | 0 | 0 | 0
load_220359363 |  | node_1293798_512_15275661_917 |  | AN | 0 | Residential | 6516+2775.804j | 0 | 0 | 0 | 0 | 0 | [24 empty] | 8107402 | no | no |  |  | no |  | 0 | 0 | 0 | 0 | 0 | 0 |  | 1 | 1 | 1 | 0 | 0 | 0
load_220359450 |  | node_1280237_175_15282217_257 |  | AN | 0 | Other | 0 | 0 | 0 | 0 | 0 | 0 | [24 empty] | 8107402 | no | no |  |  | no |  | 0 | 0 | 0 | 0 | 0 | 0 |  | 1 | 1 | 1 | 0 | 0 | 0
load_220359451 |  | node_1280019_791_15283355_207 |  | AN | 0 | NonResidential | 9302.4+3962.806j | 0 | 0 | 0 | 0 | 0 | [24 empty] | 8107402 | no | no |  |  | no |  | 0 | 0 | 0 | 0 | 0 | 0 |  | 1 | 1 | 1 | 0 | 0 | 0
load_220359452 |  | node_1280745_512_15283718_069 |  | AN | 0 | Residential | 5176.8+2205.308j | 0 | 0 | 0 | 0 | 0 | [24 empty] | 8107402 | no | no |  |  | no |  | 0 | 0 | 0 | 0 | 0 | 0 |  | 1 | 1 | 1 | 0 | 0 | 0
load_220359453 |  | node_1280933_346_15283798_721 |  | AN | 0 | Residential | 2844+1211.539j | 0 | 0 | 0 | 0 | 0 | [24 empty] | 8107402 | no | no |  |  | no |  | 0 | 0 | 0 | 0 | 0 | 0 |  | 1 | 1 | 1 | 0 | 0 | 0
load_220359454 |  | node_1281067_909_15284381_923 |  | AN | 0 | Residential | 8380.8+3570.206j | 0 | 0 | 0 | 0 | 0 | [24 empty] | 8107402 | no | no |  |  | no |  | 0 | 0 | 0 | 0 | 0 | 0 |  | 1 | 1 | 1 | 0 | 0 | 0
load_220359455 |  | node_1281424_551_15284647_471 |  | AN | 0 | Residential | 4262.4+1815.775j | 0 | 0 | 0 | 0 | 0 | [24 empty] | 8107402 | no | no |  |  | no |  | 0 | 0 | 0 | 0 | 0 | 0 |  | 1 | 1 | 1 | 0 | 0 | 0
load_220359456 |  | node_1281335_948_15284979_35 |  | AN | 0 | Residential | 2239.2+953.895j | 0 | 0 | 0 | 0 | 0 | [24 empty] | 8107402 | no | no |  |  | no |  | 0 | 0 | 0 | 0 | 0 | 0 |  | 1 | 1 | 1 | 0 | 0 | 0
load_220359457 |  | node_1281481_79_15285252_944 |  | AN | 0 | Residential | 7862.4+3349.368j | 0 | 0 | 0 | 0 | 0 | [24 empty] | 8107402 | no | no |  |  | no |  | 0 | 0 | 0 | 0 | 0 | 0 |  | 1 | 1 | 1 | 0 | 0 | 0
load_220359458 |  | node_1281754_735_15285123_298 |  | AN | 0 | Residential | 2268+966.164j | 0 | 0 | 0 | 0 | 0 | [24 empty] | 8107402 | no | no |  |  | no |  | 0 | 0 | 0 | 0 | 0 | 0 |  | 1 | 1 | 1 | 0 | 0 | 0
load_220359461 |  | node_1282110_252_15286502_587 |  | AN | 0 | Residential | 11383.2+4849.223j | 0 | 0 | 0 | 0 | 0 | [24 empty] | 8107402 | no | no |  |  | no |  | 0 | 0 | 0 | 0 | 0 | 0 |  | 1 | 1 | 1 | 0 | 0 | 0
load_220359462 |  | node_1282467_322_15286925_46 |  | AN | 0 | Residential | 7574.4+3226.681j | 0 | 0 | 0 | 0 | 0 | [24 empty] | 8107402 | no | no |  |  | no |  | 0 | 0 | 0 | 0 | 0 | 0 |  | 1 | 1 | 1 | 0 | 0 | 0
load_220359463 |  | node_1282238_946_15287165_225 |  | AN | 0 | Residential | 1886.4+803.603j | 0 | 0 | 0 | 0 | 0 | [24 empty] | 8107402 | no | no |  |  | no |  | 0 | 0 | 0 | 0 | 0 | 0 |  | 1 | 1 | 1 | 0 | 0 | 0
load_220359465 |  | node_1285961_016_15287644_011 |  | AN | 0 | Residential | 5284.8+2251.315j | 0 | 0 | 0 | 0 | 0 | [24 empty] | 8107402 | no | no |  |  | no |  | 0 | 0 | 0 | 0 | 0 | 0 |  | 1 | 1 | 1 | 0 | 0 | 0
load_220359482 |  | node_1284376_234_15282585_721 |  | AN | 0 | Residential | 12117.6+5162.076j | 0 | 0 | 0 | 0 | 0 | [24 empty] | 8107402 | no | no |  |  | no |  | 0 | 0 | 0 | 0 | 0 | 0 |  | 1 | 1 | 1 | 0 | 0 | 0
load_220359483 |  | node_1284700_635_15282773_759 |  | AN | 0 | Residential | 6580.8+2803.409j | 0 | 0 | 0 | 0 | 0 | [24 empty] | 8107402 | no | no |  |  | no |  | 0 | 0 | 0 | 0 | 0 | 0 |  | 1 | 1 | 1 | 0 | 0 | 0
load_220359484 |  | node_1285053_036_15282980_337 |  | AN | 0 | Residential | 3103.2+1321.958j | 0 | 0 | 0 | 0 | 0 | [24 empty] | 8107402 | no | no |  |  | no |  | 0 | 0 | 0 | 0 | 0 | 0 |  | 1 | 1 | 1 | 0 | 0 | 0
load_220359485 |  | node_1285457_314_15283202_651 |  | AN | 0 | Residential | 9043.2+3852.387j | 0 | 0 | 0 | 0 | 0 | [24 empty] | 8107402 | no | no |  |  | no |  | 0 | 0 | 0 | 0 | 0 | 0 |  | 1 | 1 | 1 | 0 | 0 | 0
load_220359486 |  | node_1285678_262_15283341_702 |  | AN | 0 | Residential | 3103.2+1321.958j | 0 | 0 | 0 | 0 | 0 | [24 empty] | 8107402 | no | no |  |  | no |  | 0 | 0 | 0 | 0 | 0 | 0 |  | 1 | 1 | 1 | 0 | 0 | 0
load_220359487 |  | node_1286281_762_15283602_282 |  | AN | 0 | Residential | 6328.8+2696.058j | 0 | 0 | 0 | 0 | 0 | [24 empty] | 8107402 | no | no |  |  | no |  | 0 | 0 | 0 | 0 | 0 | 0 |  | 1 | 1 | 1 | 0 | 0 | 0
load_220359488 |  | node_1286549_051_15283838_762 |  | AN | 0 | NonResidential | 3060+1303.555j | 0 | 0 | 0 | 0 | 0 | [24 empty] | 8107402 | no | no |  |  | no |  | 0 | 0 | 0 | 0 | 0 | 0 |  | 1 | 1 | 1 | 0 | 0 | 0
load_220359489 |  | node_1286730_318_15284093_101 |  | AN | 0 | Residential | 5832+2484.422j | 0 | 0 | 0 | 0 | 0 | [24 empty] | 8107402 | no | no |  |  | no |  | 0 | 0 | 0 | 0 | 0 | 0 |  | 1 | 1 | 1 | 0 | 0 | 0
load_220359490 |  | node_1286981_758_15284229_593 |  | AN | 0 | Residential | 11671.2+4971.91j | 0 | 0 | 0 | 0 | 0 | [24 empty] | 8107402 | no | no |  |  | no |  | 0 | 0 | 0 | 0 | 0 | 0 |  | 1 | 1 | 1 | 0 | 0 | 0
load_220359491 |  | node_1287224_384_15284590_978 |  | AN | 0 | Residential | 22694.4+9667.774j | 0 | 0 | 0 | 0 | 0 | [24 empty] | 8107402 | no | no |  |  | no |  | 0 | 0 | 0 | 0 | 0 | 0 |  | 1 | 1 | 1 | 0 | 0 | 0
load_220359492 |  | node_1287496_27_15284739_858 |  | AN | 0 | Residential | 13442.4+5726.438j | 0 | 0 | 0 | 0 | 0 | [24 empty] | 8107402 | no | no |  |  | no |  | 0 | 0 | 0 | 0 | 0 | 0 |  | 1 | 1 | 1 | 0 | 0 | 0
load_220359493 |  | node_1287800_452_15284909_2 |  | AN | 0 | Residential | 5853.6+2493.623j | 0 | 0 | 0 | 0 | 0 | [24 empty] | 8107402 | no | no |  |  | no |  | 0 | 0 | 0 | 0 | 0 | 0 |  | 1 | 1 | 1 | 0 | 0 | 0
load_220359494 |  | node_1288141_445_15285026_884 |  | AN | 0 | NonResidential | 324+138.023j | 0 | 0 | 0 | 0 | 0 | [24 empty] | 8107402 | no | no |  |  | no |  | 0 | 0 | 0 | 0 | 0 | 0 |  | 1 | 1 | 1 | 0 | 0 | 0
load_220359495 |  | node_1288068_235_15285313_626 |  | AN | 0 | Residential | 7581.6+3229.748j | 0 | 0 | 0 | 0 | 0 | [24 empty] | 8107402 | no | no |  |  | no |  | 0 | 0 | 0 | 0 | 0 | 0 |  | 1 | 1 | 1 | 0 | 0 | 0
load_220359496 |  | node_1288480_713_15285246_707 |  | AN | 0 | Residential | 8863.2+3775.707j | 0 | 0 | 0 | 0 | 0 | [24 empty] | 8107402 | no | no |  |  | no |  | 0 | 0 | 0 | 0 | 0 | 0 |  | 1 | 1 | 1 | 0 | 0 | 0
load_220359497 |  | node_1288453_064_15285464_936 |  | AN | 0 | Other | 0 | 0 | 0 | 0 | 0 | 0 | [24 empty] | 8107402 | no | no |  |  | no |  | 0 | 0 | 0 | 0 | 0 | 0 |  | 1 | 1 | 1 | 0 | 0 | 0
load_220359498 |  | node_1288506_485_15284825_768 |  | AN | 0 | Residential | 5371.2+2288.122j | 0 | 0 | 0 | 0 | 0 | [24 empty] | 8107402 | no | no |  |  | no |  | 0 | 0 | 0 | 0 | 0 | 0 |  | 1 | 1 | 1 | 0 | 0 | 0
load_220359499 |  | node_1288585_912_15284483_569 |  | AN | 0 | Residential | 0 | 0 | 0 | 0 | 0 | 0 | [24 empty] | 8107402 | no | no |  |  | no |  | 0 | 0 | 0 | 0 | 0 | 0 |  | 1 | 1 | 1 | 0 | 0 | 0
load_220359500 |  | node_1288862_593_15285335_763 |  | AN | 0 | Residential | 4608+1963j | 0 | 0 | 0 | 0 | 0 | [24 empty] | 8107402 | no | no |  |  | no |  | 0 | 0 | 0 | 0 | 0 | 0 |  | 1 | 1 | 1 | 0 | 0 | 0
load_220359501 |  | node_1289300_984_15285461_996 |  | AN | 0 | Residential | 7855.2+3346.301j | 0 | 0 | 0 | 0 | 0 | [24 empty] | 8107402 | no | no |  |  | no |  | 0 | 0 | 0 | 0 | 0 | 0 |  | 1 | 1 | 1 | 0 | 0 | 0
load_220359502 |  | node_1289394_853_15285173_794 |  | AN | 0 | Residential | 5328+2269.718j | 0 | 0 | 0 | 0 | 0 | [24 empty] | 8107402 | no | no |  |  | no |  | 0 | 0 | 0 | 0 | 0 | 0 |  | 1 | 1 | 1 | 0 | 0 | 0
load_220359503 |  | node_1289817_543_15285539_254 |  | AN | 0 | Residential | 6818.4+2904.626j | 0 | 0 | 0 | 0 | 0 | [24 empty] | 8107402 | no | no |  |  | no |  | 0 | 0 | 0 | 0 | 0 | 0 |  | 1 | 1 | 1 | 0 | 0 | 0
load_220359504 |  | node_1290171_961_15285582_007 |  | AN | 0 | NonResidential | 7048.8+3002.776j | 0 | 0 | 0 | 0 | 0 | [24 empty] | 8107402 | no | no |  |  | no |  | 0 | 0 | 0 | 0 | 0 | 0 |  | 1 | 1 | 1 | 0 | 0 | 0
load_220359505 |  | node_1290361_332_15285649_929 |  | AN | 0 | Residential | 27640.8+11774.931j | 0 | 0 | 0 | 0 | 0 | [24 empty] | 8107402 | no | no |  |  | no |  | 0 | 0 | 0 | 0 | 0 | 0 |  | 1 | 1 | 1 | 0 | 0 | 0
load_220359506 |  | node_1291636_425_15286040_511 |  | AN | 0 | Residential | 7876.8+3355.503j | 0 | 0 | 0 | 0 | 0 | [24 empty] | 8107402 | no | no |  |  | no |  | 0 | 0 | 0 | 0 | 0 | 0 |  | 1 | 1 | 1 | 0 | 0 | 0
load_220359507 |  | node_1291828_775_15286185_209 |  | AN | 0 | Residential | 4334.4+1846.447j | 0 | 0 | 0 | 0 | 0 | [24 empty] | 8107402 | no | no |  |  | no |  | 0 | 0 | 0 | 0 | 0 | 0 |  | 1 | 1 | 1 | 0 | 0 | 0
load_220359509 |  | node_1292296_512_15286180_768 |  | AN | 0 | Residential | 13939.2+5938.074j | 0 | 0 | 0 | 0 | 0 | [24 empty] | 8107402 | no | no |  |  | no |  | 0 | 0 | 0 | 0 | 0 | 0 |  | 1 | 1 | 1 | 0 | 0 | 0
load_220359511 |  | node_1292664_925_15286510_804 |  | AN | 0 | Residential | 10418.4+4438.22j | 0 | 0 | 0 | 0 | 0 | [24 empty] | 8107402 | no | no |  |  | no |  | 0 | 0 | 0 | 0 | 0 | 0 |  | 1 | 1 | 1 | 0 | 0 | 0
load_220359512 |  | node_1292948_931_15286558_308 |  | AN | 0 | Residential | 10987.2+4680.528j | 0 | 0 | 0 | 0 | 0 | [24 empty] | 8107402 | no | no |  |  | no |  | 0 | 0 | 0 | 0 | 0 | 0 |  | 1 | 1 | 1 | 0 | 0 | 0
load_220359513 |  | node_1293167_241_15286813_987 |  | AN | 0 | Residential | 2822.4+1202.337j | 0 | 0 | 0 | 0 | 0 | [24 empty] | 8107402 | no | no |  |  | no |  | 0 | 0 | 0 | 0 | 0 | 0 |  | 1 | 1 | 1 | 0 | 0 | 0
load_220359554 |  | node_1283615_608_15279440_942 |  | AN | 0 | Residential | 3938.4+1677.751j | 0 | 0 | 0 | 0 | 0 | [24 empty] | 8107402 | no | no |  |  | no |  | 0 | 0 | 0 | 0 | 0 | 0 |  | 1 | 1 | 1 | 0 | 0 | 0
load_220359556 |  | node_1284187_085_15279554_936 |  | AN | 0 | Residential | 3564+1518.258j | 0 | 0 | 0 | 0 | 0 | [24 empty] | 8107402 | no | no |  |  | no |  | 0 | 0 | 0 | 0 | 0 | 0 |  | 1 | 1 | 1 | 0 | 0 | 0
load_220359557 |  | node_1294122_263_15285196_163 |  | AN | 0 | Residential | 5868+2499.758j | 0 | 0 | 0 | 0 | 0 | [24 empty] | 8107402 | no | no |  |  | no |  | 0 | 0 | 0 | 0 | 0 | 0 |  | 1 | 1 | 1 | 0 | 0 | 0
load_220359558 |  | node_1294458_459_15285365_586 |  | AN | 0 | Residential | 11923.2+5079.262j | 0 | 0 | 0 | 0 | 0 | [24 empty] | 8107402 | no | no |  |  | no |  | 0 | 0 | 0 | 0 | 0 | 0 |  | 1 | 1 | 1 | 0 | 0 | 0
load_220359565 |  | node_1285592_505_15282870_128 |  | AN | 0 | Residential | 4183.2+1782.036j | 0 | 0 | 0 | 0 | 0 | [24 empty] | 8107402 | no | no |  |  | no |  | 0 | 0 | 0 | 0 | 0 | 0 |  | 1 | 1 | 1 | 0 | 0 | 0
load_220359566 |  | node_1285828_355_15282511_195 |  | AN | 0 | Residential | 3945.6+1680.819j | 0 | 0 | 0 | 0 | 0 | [24 empty] | 8107402 | no | no |  |  | no |  | 0 | 0 | 0 | 0 | 0 | 0 |  | 1 | 1 | 1 | 0 | 0 | 0
load_220359567 |  | node_1286095_764_15282554_801 |  | AN | 0 | Residential | 11865.6+5054.724j | 0 | 0 | 0 | 0 | 0 | [24 empty] | 8107402 | no | no |  |  | no |  | 0 | 0 | 0 | 0 | 0 | 0 |  | 1 | 1 | 1 | 0 | 0 | 0
load_220359568 |  | node_1286462_129_15282298_057 |  | AN | 0 | Residential | 10245.6+4364.607j | 0 | 0 | 0 | 0 | 0 | [24 empty] | 8107402 | no | no |  |  | no |  | 0 | 0 | 0 | 0 | 0 | 0 |  | 1 | 1 | 1 | 0 | 0 | 0
load_220359569 |  | node_1286864_255_15282053_473 |  | AN | 0 | Residential | 0 | 0 | 0 | 0 | 0 | 0 | [24 empty] | 8107402 | no | no |  |  | no |  | 0 | 0 | 0 | 0 | 0 | 0 |  | 1 | 1 | 1 | 0 | 0 | 0
load_220359570 |  | node_1290114_892_15280338_154 |  | AN | 0 | Residential | 8582.4+3656.087j | 0 | 0 | 0 | 0 | 0 | [24 empty] | 8107402 | no | no |  |  | no |  | 0 | 0 | 0 | 0 | 0 | 0 |  | 1 | 1 | 1 | 0 | 0 | 0
load_220359571 |  | node_1282003_31_15287092_825 |  | AN | 0 | Residential | 8488.8+3616.214j | 0 | 0 | 0 | 0 | 0 | [24 empty] | 8107402 | no | no |  |  | no |  | 0 | 0 | 0 | 0 | 0 | 0 |  | 1 | 1 | 1 | 0 | 0 | 0
load_220359572 |  | node_1281756_386_15287296_239 |  | AN | 0 | Residential | 439.2+187.098j | 0 | 0 | 0 | 0 | 0 | [24 empty] | 8107402 | no | no |  |  | no |  | 0 | 0 | 0 | 0 | 0 | 0 |  | 1 | 1 | 1 | 0 | 0 | 0
load_220359573 |  | node_1281173_839_15287084_182 |  | AN | 0 | Residential | 17899.2+7625.027j | 0 | 0 | 0 | 0 | 0 | [24 empty] | 8107402 | no | no |  |  | no |  | 0 | 0 | 0 | 0 | 0 | 0 |  | 1 | 1 | 1 | 0 | 0 | 0
load_220359574 |  | node_1280417_728_15286803_102 |  | AN | 0 | Residential | 20044.8+8539.049j | 0 | 0 | 0 | 0 | 0 | [24 empty] | 8107402 | no | no |  |  | no |  | 0 | 0 | 0 | 0 | 0 | 0 |  | 1 | 1 | 1 | 0 | 0 | 0
load_220359611 |  | node_1292158_617_15275727_673 |  | AN | 0 | Residential | 1908+812.805j | 0 | 0 | 0 | 0 | 0 | [24 empty] | 8107402 | no | no |  |  | no |  | 0 | 0 | 0 | 0 | 0 | 0 |  | 1 | 1 | 1 | 0 | 0 | 0
load_220359612 |  | node_1293307_305_15277563_682 |  | AN | 0 | Residential | 6249.6+2662.318j | 0 | 0 | 0 | 0 | 0 | [24 empty] | 8107402 | no | no |  |  | no |  | 0 | 0 | 0 | 0 | 0 | 0 |  | 1 | 1 | 1 | 0 | 0 | 0
load_220359613 |  | node_1293187_756_15277180_126 |  | AN | 0 | Residential | 14774.4+6293.868j | 0 | 0 | 0 | 0 | 0 | [24 empty] | 8107402 | no | no |  |  | no |  | 0 | 0 | 0 | 0 | 0 | 0 |  | 1 | 1 | 1 | 0 | 0 | 0
load_220359614 |  | node_1293001_387_15277071_006 |  | AN | 0 | Residential | 12765.6+5438.123j | 0 | 0 | 0 | 0 | 0 | [24 empty] | 8107402 | no | no |  |  | no |  | 0 | 0 | 0 | 0 | 0 | 0 |  | 1 | 1 | 1 | 0 | 0 | 0
load_220359615 |  | node_1292878_553_15276946_317 |  | AN | 0 | Residential | 9820.8+4183.643j | 0 | 0 | 0 | 0 | 0 | [24 empty] | 8107402 | no | no |  |  | no |  | 0 | 0 | 0 | 0 | 0 | 0 |  | 1 | 1 | 1 | 0 | 0 | 0
load_220359616 |  | node_1292787_192_15276721_82 |  | AN | 0 | Residential | 26164.8+11146.158j | 0 | 0 | 0 | 0 | 0 | [24 empty] | 8107402 | no | no |  |  | no |  | 0 | 0 | 0 | 0 | 0 | 0 |  | 1 | 1 | 1 | 0 | 0 | 0
load_220359651 |  | node_1294396_103_15289090_153 |  | AN | 0 | Residential | 6760.8+2880.089j | 0 | 0 | 0 | 0 | 0 | [24 empty] | 8107402 | no | no |  |  | no |  | 0 | 0 | 0 | 0 | 0 | 0 |  | 1 | 1 | 1 | 0 | 0 | 0
load_220359652 |  | node_1293389_273_15288881_689 |  | AN | 0 | NonResidential | 6000+2555.989j | 0 | 0 | 0 | 0 | 0 | [24 empty] | 8107402 | no | no |  |  | no |  | 0 | 0 | 0 | 0 | 0 | 0 |  | 1 | 1 | 1 | 0 | 0 | 0
load_220360061 |  | node_1294670_522_15276801_28 |  | AN | 0 | Residential | 10159.2+4327.801j | 0 | 0 | 0 | 0 | 0 | [24 empty] | 8107402 | no | no |  |  | no |  | 0 | 0 | 0 | 0 | 0 | 0 |  | 1 | 1 | 1 | 0 | 0 | 0
load_220360062 |  | node_1294923_656_15277121_872 |  | AN | 0 | Residential | 5673.6+2416.943j | 0 | 0 | 0 | 0 | 0 | [24 empty] | 8107402 | no | no |  |  | no |  | 0 | 0 | 0 | 0 | 0 | 0 |  | 1 | 1 | 1 | 0 | 0 | 0
load_220360064 |  | node_1295868_514_15276870_836 |  | AN | 0 | Residential | 9252+3941.335j | 0 | 0 | 0 | 0 | 0 | [24 empty] | 8107402 | no | no |  |  | no |  | 0 | 0 | 0 | 0 | 0 | 0 |  | 1 | 1 | 1 | 0 | 0 | 0
load_220360066 |  | node_1297673_796_15276660_824 |  | AN | 0 | Residential | 10915.2+4649.856j | 0 | 0 | 0 | 0 | 0 | [24 empty] | 8107402 | no | no |  |  | no |  | 0 | 0 | 0 | 0 | 0 | 0 |  | 1 | 1 | 1 | 0 | 0 | 0
load_220360067 |  | node_1297731_123_15275927_79 |  | AN | 0 | Residential | 6422.4+2735.931j | 0 | 0 | 0 | 0 | 0 | [24 empty] | 8107402 | no | no |  |  | no |  | 0 | 0 | 0 | 0 | 0 | 0 |  | 1 | 1 | 1 | 0 | 0 | 0
load_220360068 |  | node_1297927_128_15275229_518 |  | AN | 0 | Residential | 2772+1180.867j | 0 | 0 | 0 | 0 | 0 | [24 empty] | 8107402 | no | no |  |  | no |  | 0 | 0 | 0 | 0 | 0 | 0 |  | 1 | 1 | 1 | 0 | 0 | 0
load_220360069 |  | node_1298152_656_15274888_785 |  | AN | 0 | Residential | 5716.8+2435.347j | 0 | 0 | 0 | 0 | 0 | [24 empty] | 8107402 | no | no |  |  | no |  | 0 | 0 | 0 | 0 | 0 | 0 |  | 1 | 1 | 1 | 0 | 0 | 0
load_220360070 |  | node_1298727_179_15274318_788 |  | AN | 0 | NonResidential | 8359.2+3561.004j | 0 | 0 | 0 | 0 | 0 | [24 empty] | 8107402 | no | no |  |  | no |  | 0 | 0 | 0 | 0 | 0 | 0 |  | 1 | 1 | 1 | 0 | 0 | 0
load_220360071 |  | node_1298578_132_15273777_907 |  | AN | 0 | Residential | 0 | 0 | 0 | 0 | 0 | 0 | [24 empty] | 8107402 | no | no |  |  | no |  | 0 | 0 | 0 | 0 | 0 | 0 |  | 1 | 1 | 1 | 0 | 0 | 0
load_220360072 |  | node_1298464_011_15272621_975 |  | AN | 0 | Residential | 11988+5106.867j | 0 | 0 | 0 | 0 | 0 | [24 empty] | 8107402 | no | no |  |  | no |  | 0 | 0 | 0 | 0 | 0 | 0 |  | 1 | 1 | 1 | 0 | 0 | 0
load_220360073 |  | node_1297765_53_15272627_67 |  | AN | 0 | Residential | 8524.8+3631.55j | 0 | 0 | 0 | 0 | 0 | [24 empty] | 8107402 | no | no |  |  | no |  | 0 | 0 | 0 | 0 | 0 | 0 |  | 1 | 1 | 1 | 0 | 0 | 0
load_220360074 |  | node_1298622_93_15272315_095 |  | AN | 0 | Residential | 1670.4+711.587j | 0 | 0 | 0 | 0 | 0 | [24 empty] | 8107402 | no | no |  |  | no |  | 0 | 0 | 0 | 0 | 0 | 0 |  | 1 | 1 | 1 | 0 | 0 | 0
load_220360075 |  | node_1298579_145_15272024_655 |  | AN | 0 | Residential | 5004+2131.695j | 0 | 0 | 0 | 0 | 0 | [24 empty] | 8107402 | no | no |  |  | no |  | 0 | 0 | 0 | 0 | 0 | 0 |  | 1 | 1 | 1 | 0 | 0 | 0
load_220360076 |  | node_1298613_651_15271475_121 |  | AN | 0 | Residential | 15976.8+6806.088j | 0 | 0 | 0 | 0 | 0 | [24 empty] | 8107402 | no | no |  |  | no |  | 0 | 0 | 0 | 0 | 0 | 0 |  | 1 | 1 | 1 | 0 | 0 | 0
load_220360077 |  | node_1298666_118_15270648_141 |  | AN | 0 | Residential | 5342.4+2275.853j | 0 | 0 | 0 | 0 | 0 | [24 empty] | 8107402 | no | no |  |  | no |  | 0 | 0 | 0 | 0 | 0 | 0 |  | 1 | 1 | 1 | 0 | 0 | 0
load_220360081 |  | node_1298900_811_15267744_309 |  | AN | 0 | Residential | 6739.2+2870.887j | 0 | 0 | 0 | 0 | 0 | [24 empty] | 8107402 | no | no |  |  | no |  | 0 | 0 | 0 | 0 | 0 | 0 |  | 1 | 1 | 1 | 0 | 0 | 0
load_220360082 |  | node_1299003_856_15267355_774 |  | AN | 0 | Residential | 4183.2+1782.036j | 0 | 0 | 0 | 0 | 0 | [24 empty] | 8107402 | no | no |  |  | no |  | 0 | 0 | 0 | 0 | 0 | 0 |  | 1 | 1 | 1 | 0 | 0 | 0
load_220360084 |  | node_1297818_772_15265879_938 |  | AN | 0 | Residential | 6739.2+2870.887j | 0 | 0 | 0 | 0 | 0 | [24 empty] | 8107402 | no | no |  |  | no |  | 0 | 0 | 0 | 0 | 0 | 0 |  | 1 | 1 | 1 | 0 | 0 | 0
load_220360085 |  | node_1297680_073_15265690_414 |  | AN | 0 | Residential | 5788.8+2466.018j | 0 | 0 | 0 | 0 | 0 | [24 empty] | 8107402 | no | no |  |  | no |  | 0 | 0 | 0 | 0 | 0 | 0 |  | 1 | 1 | 1 | 0 | 0 | 0
load_220360086 |  | node_1297291_726_15265381_761 |  | AN | 0 | Residential | 8546.4+3640.751j | 0 | 0 | 0 | 0 | 0 | [24 empty] | 8107402 | no | no |  |  | no |  | 0 | 0 | 0 | 0 | 0 | 0 |  | 1 | 1 | 1 | 0 | 0 | 0
load_220360087 |  | node_1297096_7_15264990_429 |  | AN | 0 | Residential | 4500+1916.992j | 0 | 0 | 0 | 0 | 0 | [24 empty] | 8107402 | no | no |  |  | no |  | 0 | 0 | 0 | 0 | 0 | 0 |  | 1 | 1 | 1 | 0 | 0 | 0
load_220360088 |  | node_1296609_493_15264849_8 |  | AN | 0 | Residential | 5212.8+2220.644j | 0 | 0 | 0 | 0 | 0 | [24 empty] | 8107402 | no | no |  |  | no |  | 0 | 0 | 0 | 0 | 0 | 0 |  | 1 | 1 | 1 | 0 | 0 | 0
load_220360089 |  | node_1296495_511_15264476_986 |  | AN | 0 | NonResidential | 252+107.352j | 0 | 0 | 0 | 0 | 0 | [24 empty] | 8107402 | no | no |  |  | no |  | 0 | 0 | 0 | 0 | 0 | 0 |  | 1 | 1 | 1 | 0 | 0 | 0
load_220360090 |  | node_1296428_644_15264099_947 |  | AN | 0 | Residential | 12297.6+5238.756j | 0 | 0 | 0 | 0 | 0 | [24 empty] | 8107402 | no | no |  |  | no |  | 0 | 0 | 0 | 0 | 0 | 0 |  | 1 | 1 | 1 | 0 | 0 | 0
load_220360091 |  | node_1296430_808_15263662_124 |  | AN | 0 | Residential | 4053.6+1726.826j | 0 | 0 | 0 | 0 | 0 | [24 empty] | 8107402 | no | no |  |  | no |  | 0 | 0 | 0 | 0 | 0 | 0 |  | 1 | 1 | 1 | 0 | 0 | 0
load_220360093 |  | node_1296779_141_15261465_674 |  | AN | 0 | Residential | 5155.2+2196.106j | 0 | 0 | 0 | 0 | 0 | [24 empty] | 8107402 | no | no |  |  | no |  | 0 | 0 | 0 | 0 | 0 | 0 |  | 1 | 1 | 1 | 0 | 0 | 0
load_220360095 |  | node_1296246_516_15260891_343 |  | AN | 0 | Residential | 39924+17007.553j | 0 | 0 | 0 | 0 | 0 | [24 empty] | 8107402 | no | no |  |  | no |  | 0 | 0 | 0 | 0 | 0 | 0 |  | 1 | 1 | 1 | 0 | 0 | 0
load_220360097 |  | node_1295399_661_15287856_738 |  | AN | 0 | NonResidential | 0 | 0 | 0 | 0 | 0 | 0 | [24 empty] | 8107402 | no | no |  |  | no |  | 0 | 0 | 0 | 0 | 0 | 0 |  | 1 | 1 | 1 | 0 | 0 | 0
load_220360098 |  | node_1295535_42_15288319_383 |  | AN | 0 | Residential | 6976.8+2972.104j | 0 | 0 | 0 | 0 | 0 | [24 empty] | 8107402 | no | no |  |  | no |  | 0 | 0 | 0 | 0 | 0 | 0 |  | 1 | 1 | 1 | 0 | 0 | 0
load_220360099 |  | node_1295451_942_15288515_421 |  | AN | 0 | Residential | 37627.2+16029.12j | 0 | 0 | 0 | 0 | 0 | [24 empty] | 8107402 | no | no |  |  | no |  | 0 | 0 | 0 | 0 | 0 | 0 |  | 1 | 1 | 1 | 0 | 0 | 0
load_220360100 |  | node_1295344_879_15289126_203 |  | AN | 0 | NonResidential | 626.4+266.845j | 0 | 0 | 0 | 0 | 0 | [24 empty] | 8107402 | no | no |  |  | no |  | 0 | 0 | 0 | 0 | 0 | 0 |  | 1 | 1 | 1 | 0 | 0 | 0
load_220360103 |  | node_1301108_657_15262770_609 |  | AN | 0 | Residential | 3196.8+1361.831j | 0 | 0 | 0 | 0 | 0 | [24 empty] | 8107402 | no | no |  |  | no |  | 0 | 0 | 0 | 0 | 0 | 0 |  | 1 | 1 | 1 | 0 | 0 | 0
load_220360104 |  | node_1300819_259_15263451_437 |  | AN | 0 | Residential | 10540.8+4490.362j | 0 | 0 | 0 | 0 | 0 | [24 empty] | 8107402 | no | no |  |  | no |  | 0 | 0 | 0 | 0 | 0 | 0 |  | 1 | 1 | 1 | 0 | 0 | 0
load_220360105 |  | node_1301618_499_15262960_811 |  | AN | 0 | Residential | 266.4+113.486j | 0 | 0 | 0 | 0 | 0 | [24 empty] | 8107402 | no | no |  |  | no |  | 0 | 0 | 0 | 0 | 0 | 0 |  | 1 | 1 | 1 | 0 | 0 | 0
load_220360106 |  | node_1302493_265_15263059_551 |  | AN | 0 | Residential | 11858.4+5051.657j | 0 | 0 | 0 | 0 | 0 | [24 empty] | 8107402 | no | no |  |  | no |  | 0 | 0 | 0 | 0 | 0 | 0 |  | 1 | 1 | 1 | 0 | 0 | 0
load_220360107 |  | node_1303138_782_15263233_631 |  | AN | 0 | Residential | 806.4+343.525j | 0 | 0 | 0 | 0 | 0 | [24 empty] | 8107402 | no | no |  |  | no |  | 0 | 0 | 0 | 0 | 0 | 0 |  | 1 | 1 | 1 | 0 | 0 | 0
load_220360108 |  | node_1304041_409_15263508_192 |  | AN | 0 | Residential | 9374.4+3993.478j | 0 | 0 | 0 | 0 | 0 | [24 empty] | 8107402 | no | no |  |  | no |  | 0 | 0 | 0 | 0 | 0 | 0 |  | 1 | 1 | 1 | 0 | 0 | 0
load_220360109 |  | node_1304425_645_15263610_3 |  | AN | 0 | Residential | 4723.2+2012.075j | 0 | 0 | 0 | 0 | 0 | [24 empty] | 8107402 | no | no |  |  | no |  | 0 | 0 | 0 | 0 | 0 | 0 |  | 1 | 1 | 1 | 0 | 0 | 0
load_220360110 |  | node_1304744_838_15263792_783 |  | AN | 0 | NonResidential | 0 | 0 | 0 | 0 | 0 | 0 | [24 empty] | 8107402 | no | no |  |  | no |  | 0 | 0 | 0 | 0 | 0 | 0 |  | 1 | 1 | 1 | 0 | 0 | 0
load_220360111 |  | node_1305075_386_15263897_84 |  | AN | 0 | Residential | 8222.4+3502.728j | 0 | 0 | 0 | 0 | 0 | [24 empty] | 8107402 | no | no |  |  | no |  | 0 | 0 | 0 | 0 | 0 | 0 |  | 1 | 1 | 1 | 0 | 0 | 0
load_220360112 |  | node_1305556_582_15263944_749 |  | AN | 0 | Residential | 19742.4+8410.227j | 0 | 0 | 0 | 0 | 0 | [24 empty] | 8107402 | no | no |  |  | no |  | 0 | 0 | 0 | 0 | 0 | 0 |  | 1 | 1 | 1 | 0 | 0 | 0
load_220360113 |  | node_1304900_799_15262735_339 |  | AN | 0 | Residential | 5133.6+2186.904j | 0 | 0 | 0 | 0 | 0 | [24 empty] | 8107402 | no | no |  |  | no |  | 0 | 0 | 0 | 0 | 0 | 0 |  | 1 | 1 | 1 | 0 | 0 | 0
load_220360114 |  | node_1304726_984_15261303_83 |  | AN | 0 | Residential | 8337.6+3551.803j | 0 | 0 | 0 | 0 | 0 | [24 empty] | 8107402 | no | no |  |  | no |  | 0 | 0 | 0 | 0 | 0 | 0 |  | 1 | 1 | 1 | 0 | 0 | 0
load_220360115 |  | node_1298181_117_15260405_218 |  | AN | 0 | Residential | 5284.8+2251.315j | 0 | 0 | 0 | 0 | 0 | [24 empty] | 8107402 | no | no |  |  | no |  | 0 | 0 | 0 | 0 | 0 | 0 |  | 1 | 1 | 1 | 0 | 0 | 0
load_220360116 |  | node_1299662_714_15262131_892 |  | AN | 0 | Residential | 6379.2+2717.528j | 0 | 0 | 0 | 0 | 0 | [24 empty] | 8107402 | no | no |  |  | no |  | 0 | 0 | 0 | 0 | 0 | 0 |  | 1 | 1 | 1 | 0 | 0 | 0
load_220360118 |  | node_1297142_122_15285969_409 |  | AN | 0 | Residential | 5248.8+2235.979j | 0 | 0 | 0 | 0 | 0 | [24 empty] | 8107402 | no | no |  |  | no |  | 0 | 0 | 0 | 0 | 0 | 0 |  | 1 | 1 | 1 | 0 | 0 | 0
load_220360119 |  | node_1297372_985_15285756_598 |  | AN | 0 | Residential | 15091.2+6428.824j | 0 | 0 | 0 | 0 | 0 | [24 empty] | 8107402 | no | no |  |  | no |  | 0 | 0 | 0 | 0 | 0 | 0 |  | 1 | 1 | 1 | 0 | 0 | 0
load_220360120 |  | node_1297779_794_15285129_656 |  | AN | 0 | Residential | 12880.8+5487.198j | 0 | 0 | 0 | 0 | 0 | [24 empty] | 8107402 | no | no |  |  | no |  | 0 | 0 | 0 | 0 | 0 | 0 |  | 1 | 1 | 1 | 0 | 0 | 0
load_220360121 |  | node_1297734_192_15284436_738 |  | AN | 0 | Residential | 1828.8+779.066j | 0 | 0 | 0 | 0 | 0 | [24 empty] | 8107402 | no | no |  |  | no |  | 0 | 0 | 0 | 0 | 0 | 0 |  | 1 | 1 | 1 | 0 | 0 | 0
load_220360122 |  | node_1295694_106_15287450_242 |  | AN | 0 | NonResidential | 3945.6+1680.819j | 0 | 0 | 0 | 0 | 0 | [24 empty] | 8107402 | no | no |  |  | no |  | 0 | 0 | 0 | 0 | 0 | 0 |  | 1 | 1 | 1 | 0 | 0 | 0
load_220360125 |  | node_1298404_356_15283744_029 |  | AN | 0 | Residential | 6084+2591.773j | 0 | 0 | 0 | 0 | 0 | [24 empty] | 8107402 | no | no |  |  | no |  | 0 | 0 | 0 | 0 | 0 | 0 |  | 1 | 1 | 1 | 0 | 0 | 0
load_220360126 |  | node_1298669_245_15283268_208 |  | AN | 0 | Residential | 12787.2+5447.324j | 0 | 0 | 0 | 0 | 0 | [24 empty] | 8107402 | no | no |  |  | no |  | 0 | 0 | 0 | 0 | 0 | 0 |  | 1 | 1 | 1 | 0 | 0 | 0
load_220360127 |  | node_1298739_121_15283094_999 |  | AN | 0 | Residential | 11714.4+4990.314j | 0 | 0 | 0 | 0 | 0 | [24 empty] | 8107402 | no | no |  |  | no |  | 0 | 0 | 0 | 0 | 0 | 0 |  | 1 | 1 | 1 | 0 | 0 | 0
load_220360128 |  | node_1299132_208_15282776_794 |  | AN | 0 | Residential | 4996.8+2128.628j | 0 | 0 | 0 | 0 | 0 | [24 empty] | 8107402 | no | no |  |  | no |  | 0 | 0 | 0 | 0 | 0 | 0 |  | 1 | 1 | 1 | 0 | 0 | 0
load_220360129 |  | node_1299517_68_15282407_138 |  | AN | 0 | Residential | 4528.8+1929.261j | 0 | 0 | 0 | 0 | 0 | [24 empty] | 8107402 | no | no |  |  | no |  | 0 | 0 | 0 | 0 | 0 | 0 |  | 1 | 1 | 1 | 0 | 0 | 0
load_220360130 |  | node_1300453_65_15281337_203 |  | AN | 0 | Residential | 9468+4033.351j | 0 | 0 | 0 | 0 | 0 | [24 empty] | 8107402 | no | no |  |  | no |  | 0 | 0 | 0 | 0 | 0 | 0 |  | 1 | 1 | 1 | 0 | 0 | 0
load_220360131 |  | node_1300812_737_15280838_747 |  | AN | 0 | Residential | 4694.4+1999.806j | 0 | 0 | 0 | 0 | 0 | [24 empty] | 8107402 | no | no |  |  | no |  | 0 | 0 | 0 | 0 | 0 | 0 |  | 1 | 1 | 1 | 0 | 0 | 0
load_220360132 |  | node_1300730_976_15279773_558 |  | AN | 0 | Residential | 9273.6+3950.537j | 0 | 0 | 0 | 0 | 0 | [24 empty] | 8107402 | no | no |  |  | no |  | 0 | 0 | 0 | 0 | 0 | 0 |  | 1 | 1 | 1 | 0 | 0 | 0
load_220360133 |  | node_1300554_684_15279521_458 |  | AN | 0 | NonResidential | 576+245.375j | 0 | 0 | 0 | 0 | 0 | [24 empty] | 8107402 | no | no |  |  | no |  | 0 | 0 | 0 | 0 | 0 | 0 |  | 1 | 1 | 1 | 0 | 0 | 0
load_220360134 |  | node_1300606_246_15279350_825 |  | AN | 0 | Residential | 3751.2+1598.005j | 0 | 0 | 0 | 0 | 0 | [24 empty] | 8107402 | no | no |  |  | no |  | 0 | 0 | 0 | 0 | 0 | 0 |  | 1 | 1 | 1 | 0 | 0 | 0
load_220360135 |  | node_1300419_944_15279106_829 |  | AN | 0 | Residential | 4622.4+1969.134j | 0 | 0 | 0 | 0 | 0 | [24 empty] | 8107402 | no | no |  |  | no |  | 0 | 0 | 0 | 0 | 0 | 0 |  | 1 | 1 | 1 | 0 | 0 | 0
load_220360136 |  | node_1300314_815_15278684_589 |  | AN | 0 | Residential | 23450.4+9989.829j | 0 | 0 | 0 | 0 | 0 | [24 empty] | 8107402 | no | no |  |  | no |  | 0 | 0 | 0 | 0 | 0 | 0 |  | 1 | 1 | 1 | 0 | 0 | 0
load_220360137 |  | node_1299988_274_15277670_302 |  | AN | 0 | Residential | 10634.4+4530.235j | 0 | 0 | 0 | 0 | 0 | [24 empty] | 8107402 | no | no |  |  | no |  | 0 | 0 | 0 | 0 | 0 | 0 |  | 1 | 1 | 1 | 0 | 0 | 0
load_220360143 |  | node_1296501_328_15281241_173 |  | AN | 0 | Residential | 3283.2+1398.637j | 0 | 0 | 0 | 0 | 0 | [24 empty] | 8107402 | no | no |  |  | no |  | 0 | 0 | 0 | 0 | 0 | 0 |  | 1 | 1 | 1 | 0 | 0 | 0
load_220360144 |  | node_1296329_579_15281567_04 |  | AN | 0 | Residential | 4788+2039.679j | 0 | 0 | 0 | 0 | 0 | [24 empty] | 8107402 | no | no |  |  | no |  | 0 | 0 | 0 | 0 | 0 | 0 |  | 1 | 1 | 1 | 0 | 0 | 0
load_220360145 |  | node_1297147_133_15283188_507 |  | AN | 0 | Residential | 30535.2+13007.941j | 0 | 0 | 0 | 0 | 0 | [24 empty] | 8107402 | no | no |  |  | no |  | 0 | 0 | 0 | 0 | 0 | 0 |  | 1 | 1 | 1 | 0 | 0 | 0
load_220360146 |  | node_1297545_497_15278946_648 |  | AN | 0 | Residential | 0 | 0 | 0 | 0 | 0 | 0 | [24 empty] | 8107402 | no | no |  |  | no |  | 0 | 0 | 0 | 0 | 0 | 0 |  | 1 | 1 | 1 | 0 | 0 | 0
load_220360147 |  | node_1296633_154_15280217_841 |  | AN | 0 | Residential | 14263.2+6076.098j | 0 | 0 | 0 | 0 | 0 | [24 empty] | 8107402 | no | no |  |  | no |  | 0 | 0 | 0 | 0 | 0 | 0 |  | 1 | 1 | 1 | 0 | 0 | 0
load_220360148 |  | node_1303954_595_15274157_436 |  | AN | 0 | Residential | 3369.6+1435.444j | 0 | 0 | 0 | 0 | 0 | [24 empty] | 8107402 | no | no |  |  | no |  | 0 | 0 | 0 | 0 | 0 | 0 |  | 1 | 1 | 1 | 0 | 0 | 0
load_220360149 |  | node_1303796_649_15273443_888 |  | AN | 0 | Residential | 3319.2+1413.973j | 0 | 0 | 0 | 0 | 0 | [24 empty] | 8107402 | no | no |  |  | no |  | 0 | 0 | 0 | 0 | 0 | 0 |  | 1 | 1 | 1 | 0 | 0 | 0
load_220360150 |  | node_1303857_195_15272118_143 |  | AN | 0 | Residential | 4888.8+2082.62j | 0 | 0 | 0 | 0 | 0 | [24 empty] | 8107402 | no | no |  |  | no |  | 0 | 0 | 0 | 0 | 0 | 0 |  | 1 | 1 | 1 | 0 | 0 | 0
load_220360151 |  | node_1304234_411_15272390_233 |  | AN | 0 | Residential | 6278.4+2674.587j | 0 | 0 | 0 | 0 | 0 | [24 empty] | 8107402 | no | no |  |  | no |  | 0 | 0 | 0 | 0 | 0 | 0 |  | 1 | 1 | 1 | 0 | 0 | 0
load_220360152 |  | node_1305683_84_15278462_264 |  | AN | 0 | Other | 0 | 0 | 0 | 0 | 0 | 0 | [24 empty] | 8107402 | no | no |  |  | no |  | 0 | 0 | 0 | 0 | 0 | 0 |  | 1 | 1 | 1 | 0 | 0 | 0
load_220360153 |  | node_1305632_801_15278687_709 |  | AN | 0 | Residential | 1728+736.125j | 0 | 0 | 0 | 0 | 0 | [24 empty] | 8107402 | no | no |  |  | no |  | 0 | 0 | 0 | 0 | 0 | 0 |  | 1 | 1 | 1 | 0 | 0 | 0
load_220360154 |  | node_1303934_753_15271589_689 |  | AN | 0 | Residential | 6573.6+2800.342j | 0 | 0 | 0 | 0 | 0 | [24 empty] | 8107402 | no | no |  |  | no |  | 0 | 0 | 0 | 0 | 0 | 0 |  | 1 | 1 | 1 | 0 | 0 | 0
load_220360155 |  | node_1303750_935_15271109_473 |  | AN | 0 | Residential | 22723.2+9680.043j | 0 | 0 | 0 | 0 | 0 | [24 empty] | 8107402 | no | no |  |  | no |  | 0 | 0 | 0 | 0 | 0 | 0 |  | 1 | 1 | 1 | 0 | 0 | 0
load_220360156 |  | node_1303618_508_15270936_002 |  | AN | 0 | Residential | 11073.6+4717.334j | 0 | 0 | 0 | 0 | 0 | [24 empty] | 8107402 | no | no |  |  | no |  | 0 | 0 | 0 | 0 | 0 | 0 |  | 1 | 1 | 1 | 0 | 0 | 0
load_220360157 |  | node_1303589_848_15270678_551 |  | AN | 0 | Residential | 24170.4+10296.547j | 0 | 0 | 0 | 0 | 0 | [24 empty] | 8107402 | no | no |  |  | no |  | 0 | 0 | 0 | 0 | 0 | 0 |  | 1 | 1 | 1 | 0 | 0 | 0
load_220360158 |  | node_1303388_584_15270181_788 |  | AN | 0 | NonResidential | 345.6+147.225j | 0 | 0 | 0 | 0 | 0 | [24 empty] | 8107402 | no | no |  |  | no |  | 0 | 0 | 0 | 0 | 0 | 0 |  | 1 | 1 | 1 | 0 | 0 | 0
load_220360159 |  | node_1303770_396_15270244_469 |  | AN | 0 | Residential | 4932+2101.023j | 0 | 0 | 0 | 0 | 0 | [24 empty] | 8107402 | no | no |  |  | no |  | 0 | 0 | 0 | 0 | 0 | 0 |  | 1 | 1 | 1 | 0 | 0 | 0
load_220360160 |  | node_1303013_847_15269344_16 |  | AN | 0 | Other | 0 | 0 | 0 | 0 | 0 | 0 | [24 empty] | 8107402 | no | no |  |  | no |  | 0 | 0 | 0 | 0 | 0 | 0 |  | 1 | 1 | 1 | 0 | 0 | 0
load_220360161 |  | node_1303192_373_15269945_568 |  | AN | 0 | Residential | 9597.6+4088.56j | 0 | 0 | 0 | 0 | 0 | [24 empty] | 8107402 | no | no |  |  | no |  | 0 | 0 | 0 | 0 | 0 | 0 |  | 1 | 1 | 1 | 0 | 0 | 0
load_220360162 |  | node_1302950_729_15268941_082 |  | AN | 0 | Residential | 2678.4+1140.994j | 0 | 0 | 0 | 0 | 0 | [24 empty] | 8107402 | no | no |  |  | no |  | 0 | 0 | 0 | 0 | 0 | 0 |  | 1 | 1 | 1 | 0 | 0 | 0
load_220360163 |  | node_1305298_962_15276836_304 |  | AN | 0 | Residential | 13377.6+5698.834j | 0 | 0 | 0 | 0 | 0 | [24 empty] | 8107402 | no | no |  |  | no |  | 0 | 0 | 0 | 0 | 0 | 0 |  | 1 | 1 | 1 | 0 | 0 | 0
load_220360182 |  | node_1304246_895_15268045_418 |  | AN | 0 | Residential | 4298.4+1831.111j | 0 | 0 | 0 | 0 | 0 | [24 empty] | 8107402 | no | no |  |  | no |  | 0 | 0 | 0 | 0 | 0 | 0 |  | 1 | 1 | 1 | 0 | 0 | 0
load_220360183 |  | node_1303757_128_15268146_837 |  | AN | 0 | Residential | 4687.2+1996.739j | 0 | 0 | 0 | 0 | 0 | [24 empty] | 8107402 | no | no |  |  | no |  | 0 | 0 | 0 | 0 | 0 | 0 |  | 1 | 1 | 1 | 0 | 0 | 0
load_220360184 |  | node_1304174_397_15267541_675 |  | AN | 0 | Residential | 5004+2131.695j | 0 | 0 | 0 | 0 | 0 | [24 empty] | 8107402 | no | no |  |  | no |  | 0 | 0 | 0 | 0 | 0 | 0 |  | 1 | 1 | 1 | 0 | 0 | 0
load_220360185 |  | node_1303714_28_15266989_672 |  | AN | 0 | Residential | 5875.2+2502.825j | 0 | 0 | 0 | 0 | 0 | [24 empty] | 8107402 | no | no |  |  | no |  | 0 | 0 | 0 | 0 | 0 | 0 |  | 1 | 1 | 1 | 0 | 0 | 0
load_220360186 |  | node_1308659_374_15267972_303 |  | AN | 0 | Residential | 8604+3665.289j | 0 | 0 | 0 | 0 | 0 | [24 empty] | 8107402 | no | no |  |  | no |  | 0 | 0 | 0 | 0 | 0 | 0 |  | 1 | 1 | 1 | 0 | 0 | 0
load_220360187 |  | node_1303876_921_15266661_274 |  | AN | 0 | Residential | 5320.8+2266.651j | 0 | 0 | 0 | 0 | 0 | [24 empty] | 8107402 | no | no |  |  | no |  | 0 | 0 | 0 | 0 | 0 | 0 |  | 1 | 1 | 1 | 0 | 0 | 0
load_220360188 |  | node_1303559_888_15266788_8 |  | AN | 0 | Residential | 5529.6+2355.6j | 0 | 0 | 0 | 0 | 0 | [24 empty] | 8107402 | no | no |  |  | no |  | 0 | 0 | 0 | 0 | 0 | 0 |  | 1 | 1 | 1 | 0 | 0 | 0
load_220360189 |  | node_1301832_892_15267092_166 |  | AN | 0 | Residential | 5932.8+2527.362j | 0 | 0 | 0 | 0 | 0 | [24 empty] | 8107402 | no | no |  |  | no |  | 0 | 0 | 0 | 0 | 0 | 0 |  | 1 | 1 | 1 | 0 | 0 | 0
load_220360218 |  | node_1296428_834_15259348_933 |  | AN | 0 | Other | 0 | 0 | 0 | 0 | 0 | 0 | [24 empty] | 8107402 | no | no |  |  | no |  | 0 | 0 | 0 | 0 | 0 | 0 |  | 1 | 1 | 1 | 0 | 0 | 0
load_220360219 |  | node_1295649_417_15257859_144 |  | AN | 0 | Residential | 6609.6+2815.678j | 0 | 0 | 0 | 0 | 0 | [24 empty] | 8107402 | no | no |  |  | no |  | 0 | 0 | 0 | 0 | 0 | 0 |  | 1 | 1 | 1 | 0 | 0 | 0
load_220360346 |  | node_1294726_544_15272255_739 |  | AN | 0 | Residential | 3211.2+1367.965j | 0 | 0 | 0 | 0 | 0 | [24 empty] | 8107402 | no | no |  |  | no |  | 0 | 0 | 0 | 0 | 0 | 0 |  | 1 | 1 | 1 | 0 | 0 | 0
load_220360347 |  | node_1294621_725_15272472_966 |  | AN | 0 | Residential | 8452.8+3600.878j | 0 | 0 | 0 | 0 | 0 | [24 empty] | 8107402 | no | no |  |  | no |  | 0 | 0 | 0 | 0 | 0 | 0 |  | 1 | 1 | 1 | 0 | 0 | 0
load_220360348 |  | node_1294658_501_15272810_141 |  | AN | 0 | Residential | 10778.4+4591.579j | 0 | 0 | 0 | 0 | 0 | [24 empty] | 8107402 | no | no |  |  | no |  | 0 | 0 | 0 | 0 | 0 | 0 |  | 1 | 1 | 1 | 0 | 0 | 0
load_220360349 |  | node_1294575_743_15273337_144 |  | AN | 0 | Residential | 3996+1702.289j | 0 | 0 | 0 | 0 | 0 | [24 empty] | 8107402 | no | no |  |  | no |  | 0 | 0 | 0 | 0 | 0 | 0 |  | 1 | 1 | 1 | 0 | 0 | 0
load_220360350 |  | node_1294252_618_15272437_727 |  | AN | 0 | Residential | 5364+2285.054j | 0 | 0 | 0 | 0 | 0 | [24 empty] | 8107402 | no | no |  |  | no |  | 0 | 0 | 0 | 0 | 0 | 0 |  | 1 | 1 | 1 | 0 | 0 | 0
load_220360351 |  | node_1295777_979_15272315_182 |  | AN | 0 | Residential | 3448.8+1469.183j | 0 | 0 | 0 | 0 | 0 | [24 empty] | 8107402 | no | no |  |  | no |  | 0 | 0 | 0 | 0 | 0 | 0 |  | 1 | 1 | 1 | 0 | 0 | 0
load_220360352 |  | node_1295470_16_15272312_133 |  | AN | 0 | Residential | 10231.2+4358.473j | 0 | 0 | 0 | 0 | 0 | [24 empty] | 8107402 | no | no |  |  | no |  | 0 | 0 | 0 | 0 | 0 | 0 |  | 1 | 1 | 1 | 0 | 0 | 0
load_220360353 |  | node_1299864_962_15272276_644 |  | AN | 0 | Residential | 7452+3174.539j | 0 | 0 | 0 | 0 | 0 | [24 empty] | 8107402 | no | no |  |  | no |  | 0 | 0 | 0 | 0 | 0 | 0 |  | 1 | 1 | 1 | 0 | 0 | 0
load_220360354 |  | node_1300702_907_15272509_323 |  | AN | 0 | Residential | 14364+6119.038j | 0 | 0 | 0 | 0 | 0 | [24 empty] | 8107402 | no | no |  |  | no |  | 0 | 0 | 0 | 0 | 0 | 0 |  | 1 | 1 | 1 | 0 | 0 | 0
load_220360355 |  | node_1301634_882_15272543_476 |  | AN | 0 | Residential | 4629.6+1972.201j | 0 | 0 | 0 | 0 | 0 | [24 empty] | 8107402 | no | no |  |  | no |  | 0 | 0 | 0 | 0 | 0 | 0 |  | 1 | 1 | 1 | 0 | 0 | 0
load_220360356 |  | node_1302239_844_15272571_929 |  | AN | 0 | Residential | 12513.6+5330.771j | 0 | 0 | 0 | 0 | 0 | [24 empty] | 8107402 | no | no |  |  | no |  | 0 | 0 | 0 | 0 | 0 | 0 |  | 1 | 1 | 1 | 0 | 0 | 0
load_220360357 |  | node_1301475_261_15272315_794 |  | AN | 0 | Residential | 2721.6+1159.397j | 0 | 0 | 0 | 0 | 0 | [24 empty] | 8107402 | no | no |  |  | no |  | 0 | 0 | 0 | 0 | 0 | 0 |  | 1 | 1 | 1 | 0 | 0 | 0
load_220360358 |  | node_1301937_828_15272293_983 |  | AN | 0 | Residential | 9842.4+4192.845j | 0 | 0 | 0 | 0 | 0 | [24 empty] | 8107402 | no | no |  |  | no |  | 0 | 0 | 0 | 0 | 0 | 0 |  | 1 | 1 | 1 | 0 | 0 | 0
load_220360473 |  | node_1310503_245_15268330_971 |  | AN | 0 | Residential | 15638.4+6661.931j | 0 | 0 | 0 | 0 | 0 | [24 empty] | 8107402 | no | no |  |  | no |  | 0 | 0 | 0 | 0 | 0 | 0 |  | 1 | 1 | 1 | 0 | 0 | 0
load_220360506 |  | node_1294005_346_15275230_391 |  | AN | 0 | Residential | 12729.6+5422.787j | 0 | 0 | 0 | 0 | 0 | [24 empty] | 8107402 | no | no |  |  | no |  | 0 | 0 | 0 | 0 | 0 | 0 |  | 1 | 1 | 1 | 0 | 0 | 0
load_220360507 |  | node_1294071_404_15275099_35 |  | AN | 0 | Other | 0 | 0 | 0 | 0 | 0 | 0 | [24 empty] | 8107402 | no | no |  |  | no |  | 0 | 0 | 0 | 0 | 0 | 0 |  | 1 | 1 | 1 | 0 | 0 | 0
load_220360508 |  | node_1294211_965_15274803_587 |  | AN | 0 | Residential | 18540+7898.007j | 0 | 0 | 0 | 0 | 0 | [24 empty] | 8107402 | no | no |  |  | no |  | 0 | 0 | 0 | 0 | 0 | 0 |  | 1 | 1 | 1 | 0 | 0 | 0
load_220360509 |  | node_1294329_582_15274687_631 |  | AN | 0 | Residential | 8906.4+3794.111j | 0 | 0 | 0 | 0 | 0 | [24 empty] | 8107402 | no | no |  |  | no |  | 0 | 0 | 0 | 0 | 0 | 0 |  | 1 | 1 | 1 | 0 | 0 | 0
load_220360510 |  | node_1294414_014_15274477_628 |  | AN | 0 | Residential | 18655.2+7947.082j | 0 | 0 | 0 | 0 | 0 | [24 empty] | 8107402 | no | no |  |  | no |  | 0 | 0 | 0 | 0 | 0 | 0 |  | 1 | 1 | 1 | 0 | 0 | 0
load_220360511 |  | node_1294389_022_15274150_736 |  | AN | 0 | Residential | 6141.6+2616.311j | 0 | 0 | 0 | 0 | 0 | [24 empty] | 8107402 | no | no |  |  | no |  | 0 | 0 | 0 | 0 | 0 | 0 |  | 1 | 1 | 1 | 0 | 0 | 0
load_220360512 |  | node_1294315_827_15273860_818 |  | AN | 0 | Residential | 0 | 0 | 0 | 0 | 0 | 0 | [24 empty] | 8107402 | no | no |  |  | no |  | 0 | 0 | 0 | 0 | 0 | 0 |  | 1 | 1 | 1 | 0 | 0 | 0
load_220360539 |  | node_1298707_419_15266317_964 |  | AN | 0 | Residential | 1944+828.141j | 0 | 0 | 0 | 0 | 0 | [24 empty] | 8107402 | no | no |  |  | no |  | 0 | 0 | 0 | 0 | 0 | 0 |  | 1 | 1 | 1 | 0 | 0 | 0
load_220360540 |  | node_1298553_103_15266061_117 |  | AN | 0 | Other | 0 | 0 | 0 | 0 | 0 | 0 | [24 empty] | 8107402 | no | no |  |  | no |  | 0 | 0 | 0 | 0 | 0 | 0 |  | 1 | 1 | 1 | 0 | 0 | 0
load_220360541 |  | node_1300916_881_15264991_117 |  | AN | 0 | Residential | 3816+1625.609j | 0 | 0 | 0 | 0 | 0 | [24 empty] | 8107402 | no | no |  |  | no |  | 0 | 0 | 0 | 0 | 0 | 0 |  | 1 | 1 | 1 | 0 | 0 | 0
load_220360543 |  | node_1300871_132_15265862_85 |  | AN | 0 | Residential | 4744.8+2021.276j | 0 | 0 | 0 | 0 | 0 | [24 empty] | 8107402 | no | no |  |  | no |  | 0 | 0 | 0 | 0 | 0 | 0 |  | 1 | 1 | 1 | 0 | 0 | 0
load_220360559 |  | node_1294846_732_15285421_255 |  | AN | 0 | Residential | 266.4+113.486j | 0 | 0 | 0 | 0 | 0 | [24 empty] | 8107402 | no | no |  |  | no |  | 0 | 0 | 0 | 0 | 0 | 0 |  | 1 | 1 | 1 | 0 | 0 | 0
load_220360560 |  | node_1295123_602_15285264_972 |  | AN | 0 | Residential | 4168.8+1775.901j | 0 | 0 | 0 | 0 | 0 | [24 empty] | 8107402 | no | no |  |  | no |  | 0 | 0 | 0 | 0 | 0 | 0 |  | 1 | 1 | 1 | 0 | 0 | 0
load_220361196 |  | node_1302195_361_15286683_569 |  | AN | 0 | Residential | 8949.6+3812.514j | 0 | 0 | 0 | 0 | 0 | [24 empty] | 8107402 | no | no |  |  | no |  | 0 | 0 | 0 | 0 | 0 | 0 |  | 1 | 1 | 1 | 0 | 0 | 0
load_220361197 |  | node_1302253_849_15286289_763 |  | AN | 0 | Residential | 5968.8+2542.698j | 0 | 0 | 0 | 0 | 0 | [24 empty] | 8107402 | no | no |  |  | no |  | 0 | 0 | 0 | 0 | 0 | 0 |  | 1 | 1 | 1 | 0 | 0 | 0
load_220361198 |  | node_1302037_101_15285726_616 |  | AN | 0 | Residential | 10195.2+4343.137j | 0 | 0 | 0 | 0 | 0 | [24 empty] | 8107402 | no | no |  |  | no |  | 0 | 0 | 0 | 0 | 0 | 0 |  | 1 | 1 | 1 | 0 | 0 | 0
load_220361538 |  | node_1300000_481_15289256_083 |  | AN | 0 | Residential | 15292.8+6514.706j | 0 | 0 | 0 | 0 | 0 | [24 empty] | 8107402 | no | no |  |  | no |  | 0 | 0 | 0 | 0 | 0 | 0 |  | 1 | 1 | 1 | 0 | 0 | 0
load_220361540 |  | node_1299364_587_15289761_468 |  | AN | 0 | Residential | 14112+6011.687j | 0 | 0 | 0 | 0 | 0 | [24 empty] | 8107402 | no | no |  |  | no |  | 0 | 0 | 0 | 0 | 0 | 0 |  | 1 | 1 | 1 | 0 | 0 | 0
load_220361541 |  | node_1299228_404_15290207_437 |  | AN | 0 | Residential | 27360+11655.311j | 0 | 0 | 0 | 0 | 0 | [24 empty] | 8107402 | no | no |  |  | no |  | 0 | 0 | 0 | 0 | 0 | 0 |  | 1 | 1 | 1 | 0 | 0 | 0
load_220361542 |  | node_1299181_395_15290442_848 |  | AN | 0 | Residential | 28296+12054.046j | 0 | 0 | 0 | 0 | 0 | [24 empty] | 8107402 | no | no |  |  | no |  | 0 | 0 | 0 | 0 | 0 | 0 |  | 1 | 1 | 1 | 0 | 0 | 0
load_220361543 |  | node_1301378_217_15288811_233 |  | AN | 0 | Residential | 5508+2346.398j | 0 | 0 | 0 | 0 | 0 | [24 empty] | 8107402 | no | no |  |  | no |  | 0 | 0 | 0 | 0 | 0 | 0 |  | 1 | 1 | 1 | 0 | 0 | 0
load_220361544 |  | node_1300976_678_15289089_045 |  | AN | 0 | Residential | 16783.2+7149.613j | 0 | 0 | 0 | 0 | 0 | [24 empty] | 8107402 | no | no |  |  | no |  | 0 | 0 | 0 | 0 | 0 | 0 |  | 1 | 1 | 1 | 0 | 0 | 0
load_220361545 |  | node_1300919_963_15288938_741 |  | AN | 0 | NonResidential | 583.2+248.442j | 0 | 0 | 0 | 0 | 0 | [24 empty] | 8107402 | no | no |  |  | no |  | 0 | 0 | 0 | 0 | 0 | 0 |  | 1 | 1 | 1 | 0 | 0 | 0
load_220361546 |  | node_1301192_344_15288568_538 |  | AN | 0 | Residential | 28893.6+12308.622j | 0 | 0 | 0 | 0 | 0 | [24 empty] | 8107402 | no | no |  |  | no |  | 0 | 0 | 0 | 0 | 0 | 0 |  | 1 | 1 | 1 | 0 | 0 | 0
load_220361547 |  | node_1300554_625_15289282_922 |  | AN | 0 | Residential | 27417.6+11679.849j | 0 | 0 | 0 | 0 | 0 | [24 empty] | 8107402 | no | no |  |  | no |  | 0 | 0 | 0 | 0 | 0 | 0 |  | 1 | 1 | 1 | 0 | 0 | 0
load_220361548 |  | node_1300341_54_15289322_465 |  | AN | 0 | Residential | 5515.2+2349.465j | 0 | 0 | 0 | 0 | 0 | [24 empty] | 8107402 | no | no |  |  | no |  | 0 | 0 | 0 | 0 | 0 | 0 |  | 1 | 1 | 1 | 0 | 0 | 0
load_220361553 |  | node_1301310_316_15288269_628 |  | AN | 0 | Residential | 13896+5919.671j | 0 | 0 | 0 | 0 | 0 | [24 empty] | 8107402 | no | no |  |  | no |  | 0 | 0 | 0 | 0 | 0 | 0 |  | 1 | 1 | 1 | 0 | 0 | 0
load_220361554 |  | node_1301482_41_15288014_438 |  | AN | 0 | Residential | 14306.4+6094.501j | 0 | 0 | 0 | 0 | 0 | [24 empty] | 8107402 | no | no |  |  | no |  | 0 | 0 | 0 | 0 | 0 | 0 |  | 1 | 1 | 1 | 0 | 0 | 0
load_220361555 |  | node_1301609_061_15287661_253 |  | AN | 0 | Residential | 6336+2699.125j | 0 | 0 | 0 | 0 | 0 | [24 empty] | 8107402 | no | no |  |  | no |  | 0 | 0 | 0 | 0 | 0 | 0 |  | 1 | 1 | 1 | 0 | 0 | 0
load_220361557 |  | node_1298347_133_15283168_404 |  | AN | 0 | Residential | 5860.8+2496.69j | 0 | 0 | 0 | 0 | 0 | [24 empty] | 8107402 | no | no |  |  | no |  | 0 | 0 | 0 | 0 | 0 | 0 |  | 1 | 1 | 1 | 0 | 0 | 0
load_220361562 |  | node_1297026_789_15272441_214 |  | AN | 0 | Residential | 2649.6+1128.725j | 0 | 0 | 0 | 0 | 0 | [24 empty] | 8107402 | no | no |  |  | no |  | 0 | 0 | 0 | 0 | 0 | 0 |  | 1 | 1 | 1 | 0 | 0 | 0
load_220361563 |  | node_1296623_729_15272543_553 |  | AN | 0 | Residential | 8532+3634.617j | 0 | 0 | 0 | 0 | 0 | [24 empty] | 8107402 | no | no |  |  | no |  | 0 | 0 | 0 | 0 | 0 | 0 |  | 1 | 1 | 1 | 0 | 0 | 0
load_220361564 |  | node_1296300_552_15272560_588 |  | AN | 0 | Residential | 7725.6+3291.092j | 0 | 0 | 0 | 0 | 0 | [24 empty] | 8107402 | no | no |  |  | no |  | 0 | 0 | 0 | 0 | 0 | 0 |  | 1 | 1 | 1 | 0 | 0 | 0
load_220361566 |  | node_1296197_377_15265521_456 |  | AN | 0 | Residential | 8791.2+3745.036j | 0 | 0 | 0 | 0 | 0 | [24 empty] | 8107402 | no | no |  |  | no |  | 0 | 0 | 0 | 0 | 0 | 0 |  | 1 | 1 | 1 | 0 | 0 | 0
load_220361567 |  | node_1295640_422_15265516_673 |  | AN | 0 | Residential | 1051.2+447.809j | 0 | 0 | 0 | 0 | 0 | [24 empty] | 8107402 | no | no |  |  | no |  | 0 | 0 | 0 | 0 | 0 | 0 |  | 1 | 1 | 1 | 0 | 0 | 0
load_220361601 |  | node_1303617_064_15273433_295 |  | AN | 0 | Residential | 11440.8+4873.76j | 0 | 0 | 0 | 0 | 0 | [24 empty] | 8107402 | no | no |  |  | no |  | 0 | 0 | 0 | 0 | 0 | 0 |  | 1 | 1 | 1 | 0 | 0 | 0
load_220361602 |  | node_1303309_095_15272929_008 |  | AN | 0 | Residential | 3333.6+1420.108j | 0 | 0 | 0 | 0 | 0 | [24 empty] | 8107402 | no | no |  |  | no |  | 0 | 0 | 0 | 0 | 0 | 0 |  | 1 | 1 | 1 | 0 | 0 | 0
load_220361603 |  | node_1302857_011_15272557_362 |  | AN | 0 | Residential | 2210.4+941.626j | 0 | 0 | 0 | 0 | 0 | [24 empty] | 8107402 | no | no |  |  | no |  | 0 | 0 | 0 | 0 | 0 | 0 |  | 1 | 1 | 1 | 0 | 0 | 0
load_220361615 |  | node_1302366_39_15285891_296 |  | AN | 0 | Residential | 10346.4+4407.548j | 0 | 0 | 0 | 0 | 0 | [24 empty] | 8107402 | no | no |  |  | no |  | 0 | 0 | 0 | 0 | 0 | 0 |  | 1 | 1 | 1 | 0 | 0 | 0
load_220361616 |  | node_1302446_42_15285677_438 |  | AN | 0 | Residential | 14731.2+6275.465j | 0 | 0 | 0 | 0 | 0 | [24 empty] | 8107402 | no | no |  |  | no |  | 0 | 0 | 0 | 0 | 0 | 0 |  | 1 | 1 | 1 | 0 | 0 | 0
load_220361617 |  | node_1302719_745_15285503_602 |  | AN | 0 | Residential | 7992+3404.578j | 0 | 0 | 0 | 0 | 0 | [24 empty] | 8107402 | no | no |  |  | no |  | 0 | 0 | 0 | 0 | 0 | 0 |  | 1 | 1 | 1 | 0 | 0 | 0
load_220361618 |  | node_1294674_295_15271624_35 |  | AN | 0 | Residential | 7236+3082.523j | 0 | 0 | 0 | 0 | 0 | [24 empty] | 8107402 | no | no |  |  | no |  | 0 | 0 | 0 | 0 | 0 | 0 |  | 1 | 1 | 1 | 0 | 0 | 0
load_220361619 |  | node_1294742_995_15271340_664 |  | AN | 0 | Residential | 9324+3972.007j | 0 | 0 | 0 | 0 | 0 | [24 empty] | 8107402 | no | no |  |  | no |  | 0 | 0 | 0 | 0 | 0 | 0 |  | 1 | 1 | 1 | 0 | 0 | 0
load_220361620 |  | node_1294595_621_15270795_279 |  | AN | 0 | Residential | 12542.4+5343.04j | 0 | 0 | 0 | 0 | 0 | [24 empty] | 8107402 | no | no |  |  | no |  | 0 | 0 | 0 | 0 | 0 | 0 |  | 1 | 1 | 1 | 0 | 0 | 0
load_220361736 |  | node_1304063_428_15266635_69 |  | AN | 0 | Residential | 7581.6+3229.748j | 0 | 0 | 0 | 0 | 0 | [24 empty] | 8107402 | no | no |  |  | no |  | 0 | 0 | 0 | 0 | 0 | 0 |  | 1 | 1 | 1 | 0 | 0 | 0
load_220361737 |  | node_1302848_347_15265517_228 |  | AN | 0 | Residential | 11988+5106.867j | 0 | 0 | 0 | 0 | 0 | [24 empty] | 8107402 | no | no |  |  | no |  | 0 | 0 | 0 | 0 | 0 | 0 |  | 1 | 1 | 1 | 0 | 0 | 0
load_220361738 |  | node_1302507_223_15265557_159 |  | AN | 0 | Residential | 22932+9768.991j | 0 | 0 | 0 | 0 | 0 | [24 empty] | 8107402 | no | no |  |  | no |  | 0 | 0 | 0 | 0 | 0 | 0 |  | 1 | 1 | 1 | 0 | 0 | 0
load_220361739 |  | node_1303033_316_15265247_35 |  | AN | 0 | Residential | 16156.8+6882.768j | 0 | 0 | 0 | 0 | 0 | [24 empty] | 8107402 | no | no |  |  | no |  | 0 | 0 | 0 | 0 | 0 | 0 |  | 1 | 1 | 1 | 0 | 0 | 0
load_220361775 |  | node_1300919_467_15266603_804 |  | AN | 0 | Residential | 7243.2+3085.59j | 0 | 0 | 0 | 0 | 0 | [24 empty] | 8107402 | no | no |  |  | no |  | 0 | 0 | 0 | 0 | 0 | 0 |  | 1 | 1 | 1 | 0 | 0 | 0
load_220361875 |  | node_1302956_471_15293919_946 |  | AN | 0 | NonResidential | 4000+1703.993j | 0 | 0 | 0 | 0 | 0 | [24 empty] | 8107402 | no | no |  |  | no |  | 0 | 0 | 0 | 0 | 0 | 0 |  | 1 | 1 | 1 | 0 | 0 | 0
load_220361876 |  | node_1303978_16_15293247_943 |  | AN | 0 | NonResidential | 48000+20447.914j | 0 | 0 | 0 | 0 | 0 | [24 empty] | 8107402 | no | no |  |  | no |  | 0 | 0 | 0 | 0 | 0 | 0 |  | 1 | 1 | 1 | 0 | 0 | 0
load_220361930 |  | node_1306515_351_15278214_72 |  | AN | 0 | Residential | 6199.2+2640.848j | 0 | 0 | 0 | 0 | 0 | [24 empty] | 8107402 | no | no |  |  | no |  | 0 | 0 | 0 | 0 | 0 | 0 |  | 1 | 1 | 1 | 0 | 0 | 0
load_220361931 |  | node_1306585_695_15277601_605 |  | AN | 0 | Residential | 9187.2+3913.731j | 0 | 0 | 0 | 0 | 0 | [24 empty] | 8107402 | no | no |  |  | no |  | 0 | 0 | 0 | 0 | 0 | 0 |  | 1 | 1 | 1 | 0 | 0 | 0
load_220361932 |  | node_1306603_35_15277374_972 |  | AN | 0 | Residential | 1749.6+745.326j | 0 | 0 | 0 | 0 | 0 | [24 empty] | 8107402 | no | no |  |  | no |  | 0 | 0 | 0 | 0 | 0 | 0 |  | 1 | 1 | 1 | 0 | 0 | 0
load_220361933 |  | node_1306943_709_15276434_844 |  | AN | 0 | Residential | 5162.4+2199.173j | 0 | 0 | 0 | 0 | 0 | [24 empty] | 8107402 | no | no |  |  | no |  | 0 | 0 | 0 | 0 | 0 | 0 |  | 1 | 1 | 1 | 0 | 0 | 0
load_220361934 |  | node_1306431_796_15275152_208 |  | AN | 0 | Residential | 7423.2+3162.27j | 0 | 0 | 0 | 0 | 0 | [24 empty] | 8107402 | no | no |  |  | no |  | 0 | 0 | 0 | 0 | 0 | 0 |  | 1 | 1 | 1 | 0 | 0 | 0
load_220361937 |  | node_1307327_461_15272777_616 |  | AN | 0 | Residential | 4255.2+1812.708j | 0 | 0 | 0 | 0 | 0 | [24 empty] | 8107402 | no | no |  |  | no |  | 0 | 0 | 0 | 0 | 0 | 0 |  | 1 | 1 | 1 | 0 | 0 | 0
load_220361938 |  | node_1307953_538_15271841_409 |  | AN | 0 | Residential | 6134.4+2613.243j | 0 | 0 | 0 | 0 | 0 | [24 empty] | 8107402 | no | no |  |  | no |  | 0 | 0 | 0 | 0 | 0 | 0 |  | 1 | 1 | 1 | 0 | 0 | 0
load_220361939 |  | node_1307878_406_15271360_472 |  | AN | 0 | Residential | 4795.2+2042.747j | 0 | 0 | 0 | 0 | 0 | [24 empty] | 8107402 | no | no |  |  | no |  | 0 | 0 | 0 | 0 | 0 | 0 |  | 1 | 1 | 1 | 0 | 0 | 0
load_220361940 |  | node_1308434_96_15270590_838 |  | AN | 0 | Residential | 7840.8+3340.167j | 0 | 0 | 0 | 0 | 0 | [24 empty] | 8107402 | no | no |  |  | no |  | 0 | 0 | 0 | 0 | 0 | 0 |  | 1 | 1 | 1 | 0 | 0 | 0
load_220361941 |  | node_1308773_924_15269760_206 |  | AN | 0 | Residential | 33062.4+14084.523j | 0 | 0 | 0 | 0 | 0 | [24 empty] | 8107402 | no | no |  |  | no |  | 0 | 0 | 0 | 0 | 0 | 0 |  | 1 | 1 | 1 | 0 | 0 | 0
load_220361942 |  | node_1308825_627_15269625_499 |  | AN | 0 | Residential | 11750.4+5005.649j | 0 | 0 | 0 | 0 | 0 | [24 empty] | 8107402 | no | no |  |  | no |  | 0 | 0 | 0 | 0 | 0 | 0 |  | 1 | 1 | 1 | 0 | 0 | 0
load_220361943 |  | node_1309401_714_15268372_802 |  | AN | 0 | Other | 0 | 0 | 0 | 0 | 0 | 0 | [24 empty] | 8107402 | no | no |  |  | no |  | 0 | 0 | 0 | 0 | 0 | 0 |  | 1 | 1 | 1 | 0 | 0 | 0
load_220361946 |  | node_1310663_75_15266738_761 |  | AN | 0 | Residential | 23868+10167.725j | 0 | 0 | 0 | 0 | 0 | [24 empty] | 8107402 | no | no |  |  | no |  | 0 | 0 | 0 | 0 | 0 | 0 |  | 1 | 1 | 1 | 0 | 0 | 0
load_220361968 |  | node_1302367_878_15286651_497 |  | AN | 0 | Residential | 23738.4+10112.516j | 0 | 0 | 0 | 0 | 0 | [24 empty] | 8107402 | no | no |  |  | no |  | 0 | 0 | 0 | 0 | 0 | 0 |  | 1 | 1 | 1 | 0 | 0 | 0
load_220361969 |  | node_1302696_671_15286345_501 |  | AN | 0 | Residential | 4276.8+1821.909j | 0 | 0 | 0 | 0 | 0 | [24 empty] | 8107402 | no | no |  |  | no |  | 0 | 0 | 0 | 0 | 0 | 0 |  | 1 | 1 | 1 | 0 | 0 | 0
load_220361970 |  | node_1303183_896_15285675_88 |  | AN | 0 | Residential | 8056.8+3432.182j | 0 | 0 | 0 | 0 | 0 | [24 empty] | 8107402 | no | no |  |  | no |  | 0 | 0 | 0 | 0 | 0 | 0 |  | 1 | 1 | 1 | 0 | 0 | 0
load_220361971 |  | node_1303141_292_15285413_293 |  | AN | 0 | Residential | 21981.6+9364.122j | 0 | 0 | 0 | 0 | 0 | [24 empty] | 8107402 | no | no |  |  | no |  | 0 | 0 | 0 | 0 | 0 | 0 |  | 1 | 1 | 1 | 0 | 0 | 0
load_220361972 |  | node_1303621_588_15285821_317 |  | AN | 0 | Residential | 14688+6257.062j | 0 | 0 | 0 | 0 | 0 | [24 empty] | 8107402 | no | no |  |  | no |  | 0 | 0 | 0 | 0 | 0 | 0 |  | 1 | 1 | 1 | 0 | 0 | 0
load_220361973 |  | node_1303979_262_15285757_322 |  | AN | 0 | Residential | 13248+5643.624j | 0 | 0 | 0 | 0 | 0 | [24 empty] | 8107402 | no | no |  |  | no |  | 0 | 0 | 0 | 0 | 0 | 0 |  | 1 | 1 | 1 | 0 | 0 | 0
load_220361974 |  | node_1304232_487_15285814_804 |  | AN | 0 | Residential | 9374.4+3993.478j | 0 | 0 | 0 | 0 | 0 | [24 empty] | 8107402 | no | no |  |  | no |  | 0 | 0 | 0 | 0 | 0 | 0 |  | 1 | 1 | 1 | 0 | 0 | 0
load_220361975 |  | node_1304528_294_15285733_702 |  | AN | 0 | Residential | 9900+4217.382j | 0 | 0 | 0 | 0 | 0 | [24 empty] | 8107402 | no | no |  |  | no |  | 0 | 0 | 0 | 0 | 0 | 0 |  | 1 | 1 | 1 | 0 | 0 | 0
load_220361976 |  | node_1304741_542_15285232_918 |  | AN | 0 | Residential | 4550.4+1938.462j | 0 | 0 | 0 | 0 | 0 | [24 empty] | 8107402 | no | no |  |  | no |  | 0 | 0 | 0 | 0 | 0 | 0 |  | 1 | 1 | 1 | 0 | 0 | 0
load_220361977 |  | node_1305043_2_15284667_387 |  | AN | 0 | Residential | 13341.6+5683.498j | 0 | 0 | 0 | 0 | 0 | [24 empty] | 8107402 | no | no |  |  | no |  | 0 | 0 | 0 | 0 | 0 | 0 |  | 1 | 1 | 1 | 0 | 0 | 0
load_220361978 |  | node_1305219_814_15283976_56 |  | AN | 0 | Residential | 8510.4+3625.415j | 0 | 0 | 0 | 0 | 0 | [24 empty] | 8107402 | no | no |  |  | no |  | 0 | 0 | 0 | 0 | 0 | 0 |  | 1 | 1 | 1 | 0 | 0 | 0
load_220361980 |  | node_1305365_938_15283438_17 |  | AN | 0 | Residential | 4572+1947.664j | 0 | 0 | 0 | 0 | 0 | [24 empty] | 8107402 | no | no |  |  | no |  | 0 | 0 | 0 | 0 | 0 | 0 |  | 1 | 1 | 1 | 0 | 0 | 0
load_220361982 |  | node_1305493_379_15282980_131 |  | AN | 0 | Residential | 4809.6+2048.881j | 0 | 0 | 0 | 0 | 0 | [24 empty] | 8107402 | no | no |  |  | no |  | 0 | 0 | 0 | 0 | 0 | 0 |  | 1 | 1 | 1 | 0 | 0 | 0
load_220361983 |  | node_1305548_775_15282792_812 |  | AN | 0 | Residential | 3139.2+1337.294j | 0 | 0 | 0 | 0 | 0 | [24 empty] | 8107402 | no | no |  |  | no |  | 0 | 0 | 0 | 0 | 0 | 0 |  | 1 | 1 | 1 | 0 | 0 | 0
load_220361984 |  | node_1305531_527_15282595_075 |  | AN | 0 | Residential | 5940+2530.429j | 0 | 0 | 0 | 0 | 0 | [24 empty] | 8107402 | no | no |  |  | no |  | 0 | 0 | 0 | 0 | 0 | 0 |  | 1 | 1 | 1 | 0 | 0 | 0
load_220361985 |  | node_1305383_473_15282347_318 |  | AN | 0 | Residential | 2289.6+975.366j | 0 | 0 | 0 | 0 | 0 | [24 empty] | 8107402 | no | no |  |  | no |  | 0 | 0 | 0 | 0 | 0 | 0 |  | 1 | 1 | 1 | 0 | 0 | 0
load_220361986 |  | node_1305740_934_15281849_803 |  | AN | 0 | Residential | 14680.8+6253.995j | 0 | 0 | 0 | 0 | 0 | [24 empty] | 8107402 | no | no |  |  | no |  | 0 | 0 | 0 | 0 | 0 | 0 |  | 1 | 1 | 1 | 0 | 0 | 0
load_220361987 |  | node_1305793_272_15281360_88 |  | AN | 0 | Residential | 29512.8+12572.4j | 0 | 0 | 0 | 0 | 0 | [24 empty] | 8107402 | no | no |  |  | no |  | 0 | 0 | 0 | 0 | 0 | 0 |  | 1 | 1 | 1 | 0 | 0 | 0
load_220361988 |  | node_1305833_964_15281008_553 |  | AN | 0 | Residential | 12168+5183.546j | 0 | 0 | 0 | 0 | 0 | [24 empty] | 8107402 | no | no |  |  | no |  | 0 | 0 | 0 | 0 | 0 | 0 |  | 1 | 1 | 1 | 0 | 0 | 0
load_220361989 |  | node_1305912_783_15280331_65 |  | AN | 0 | Residential | 2628+1119.523j | 0 | 0 | 0 | 0 | 0 | [24 empty] | 8107402 | no | no |  |  | no |  | 0 | 0 | 0 | 0 | 0 | 0 |  | 1 | 1 | 1 | 0 | 0 | 0
load_220361990 |  | node_1305945_05_15280005_446 |  | AN | 0 | Residential | 6393.6+2723.662j | 0 | 0 | 0 | 0 | 0 | [24 empty] | 8107402 | no | no |  |  | no |  | 0 | 0 | 0 | 0 | 0 | 0 |  | 1 | 1 | 1 | 0 | 0 | 0
load_220361991 |  | node_1305989_973_15279642_631 |  | AN | 0 | Residential | 13377.6+5698.834j | 0 | 0 | 0 | 0 | 0 | [24 empty] | 8107402 | no | no |  |  | no |  | 0 | 0 | 0 | 0 | 0 | 0 |  | 1 | 1 | 1 | 0 | 0 | 0
load_220361992 |  | node_1306272_914_15279636_577 |  | AN | 0 | Residential | 64800+27604.684j | 0 | 0 | 0 | 0 | 0 | [24 empty] | 8107402 | no | no |  |  | no |  | 0 | 0 | 0 | 0 | 0 | 0 |  | 1 | 1 | 1 | 0 | 0 | 0
load_220361993 |  | node_1306224_545_15279201_436 |  | AN | 0 | Residential | 19324.8+8232.33j | 0 | 0 | 0 | 0 | 0 | [24 empty] | 8107402 | no | no |  |  | no |  | 0 | 0 | 0 | 0 | 0 | 0 |  | 1 | 1 | 1 | 0 | 0 | 0
load_220362044 |  | node_1298633_629_15289338_934 |  | AN | 0 | Residential | 16704+7115.874j | 0 | 0 | 0 | 0 | 0 | [24 empty] | 8107402 | no | no |  |  | no |  | 0 | 0 | 0 | 0 | 0 | 0 |  | 1 | 1 | 1 | 0 | 0 | 0
load_220362047 |  | node_1301701_283_15290218_981 |  | AN | 0 | Residential | 29764.8+12679.752j | 0 | 0 | 0 | 0 | 0 | [24 empty] | 8107402 | no | no |  |  | no |  | 0 | 0 | 0 | 0 | 0 | 0 |  | 1 | 1 | 1 | 0 | 0 | 0
load_220362048 |  | node_1301985_247_15290194_38 |  | AN | 0 | Residential | 16653.6+7094.404j | 0 | 0 | 0 | 0 | 0 | [24 empty] | 8107402 | no | no |  |  | no |  | 0 | 0 | 0 | 0 | 0 | 0 |  | 1 | 1 | 1 | 0 | 0 | 0
load_220362049 |  | node_1299595_638_15289707_652 |  | AN | 0 | Residential | 5263.2+2242.114j | 0 | 0 | 0 | 0 | 0 | [24 empty] | 8107402 | no | no |  |  | no |  | 0 | 0 | 0 | 0 | 0 | 0 |  | 1 | 1 | 1 | 0 | 0 | 0
load_220362051 |  | node_1299947_699_15289802_096 |  | AN | 0 | Residential | 30060+12805.506j | 0 | 0 | 0 | 0 | 0 | [24 empty] | 8107402 | no | no |  |  | no |  | 0 | 0 | 0 | 0 | 0 | 0 |  | 1 | 1 | 1 | 0 | 0 | 0
load_220362052 |  | node_1300803_182_15290068_044 |  | AN | 0 | Residential | 71884.8+30622.797j | 0 | 0 | 0 | 0 | 0 | [24 empty] | 8107402 | no | no |  |  | no |  | 0 | 0 | 0 | 0 | 0 | 0 |  | 1 | 1 | 1 | 0 | 0 | 0
load_220362054 |  | node_1301497_239_15287077_259 |  | AN | 0 | Residential | 4924.8+2097.956j | 0 | 0 | 0 | 0 | 0 | [24 empty] | 8107402 | no | no |  |  | no |  | 0 | 0 | 0 | 0 | 0 | 0 |  | 1 | 1 | 1 | 0 | 0 | 0
load_220362055 |  | node_1301393_754_15287099_503 |  | AN | 0 | Residential | 6105.6+2600.975j | 0 | 0 | 0 | 0 | 0 | [24 empty] | 8107402 | no | no |  |  | no |  | 0 | 0 | 0 | 0 | 0 | 0 |  | 1 | 1 | 1 | 0 | 0 | 0
load_220362056 |  | node_1301465_978_15286730_011 |  | AN | 0 | Residential | 17143.2+7302.973j | 0 | 0 | 0 | 0 | 0 | [24 empty] | 8107402 | no | no |  |  | no |  | 0 | 0 | 0 | 0 | 0 | 0 |  | 1 | 1 | 1 | 0 | 0 | 0
load_220362531 |  | node_1300499_299_15293863_559 |  | AN | 0 | NonResidential | 16000+6815.971j | 0 | 0 | 0 | 0 | 0 | [24 empty] | 8107402 | no | no |  |  | no |  | 0 | 0 | 0 | 0 | 0 | 0 |  | 1 | 1 | 1 | 0 | 0 | 0
load_220362532 |  | node_1300283_447_15293641_921 |  | AN | 0 | Residential | 14270.4+6079.165j | 0 | 0 | 0 | 0 | 0 | [24 empty] | 8107402 | no | no |  |  | no |  | 0 | 0 | 0 | 0 | 0 | 0 |  | 1 | 1 | 1 | 0 | 0 | 0
load_220362533 |  | node_1300226_506_15293261_553 |  | AN | 0 | Residential | 15184.8+6468.698j | 0 | 0 | 0 | 0 | 0 | [24 empty] | 8107402 | no | no |  |  | no |  | 0 | 0 | 0 | 0 | 0 | 0 |  | 1 | 1 | 1 | 0 | 0 | 0
load_220362534 |  | node_1300589_177_15293315_896 |  | AN | 0 | Residential | 49982.4+21292.413j | 0 | 0 | 0 | 0 | 0 | [24 empty] | 8107402 | no | no |  |  | no |  | 0 | 0 | 0 | 0 | 0 | 0 |  | 1 | 1 | 1 | 0 | 0 | 0
load_220362536 |  | node_1301701_402_15294527_579 |  | AN | 0 | Residential | 13212+5628.288j | 0 | 0 | 0 | 0 | 0 | [24 empty] | 8107402 | no | no |  |  | no |  | 0 | 0 | 0 | 0 | 0 | 0 |  | 1 | 1 | 1 | 0 | 0 | 0
load_220362537 |  | node_1301997_4_15294705_387 |  | AN | 0 | Residential | 3276+1395.57j | 0 | 0 | 0 | 0 | 0 | [24 empty] | 8107402 | no | no |  |  | no |  | 0 | 0 | 0 | 0 | 0 | 0 |  | 1 | 1 | 1 | 0 | 0 | 0
load_220362538 |  | node_1300364_192_15294972_179 |  | AN | 0 | Residential | 24069.6+10253.607j | 0 | 0 | 0 | 0 | 0 | [24 empty] | 8107402 | no | no |  |  | no |  | 0 | 0 | 0 | 0 | 0 | 0 |  | 1 | 1 | 1 | 0 | 0 | 0
load_220362539 |  | node_1301444_957_15294874_263 |  | AN | 0 | Residential | 6408+2729.797j | 0 | 0 | 0 | 0 | 0 | [24 empty] | 8107402 | no | no |  |  | no |  | 0 | 0 | 0 | 0 | 0 | 0 |  | 1 | 1 | 1 | 0 | 0 | 0
load_220362540 |  | node_1301125_434_15295080_337 |  | AN | 0 | NonResidential | 6333.333+2697.989j | 0 | 0 | 0 | 0 | 0 | [24 empty] | 8107402 | no | no |  |  | no |  | 0 | 0 | 0 | 0 | 0 | 0 |  | 1 | 1 | 1 | 0 | 0 | 0
load_220362541 |  | node_1301107_129_15295090_373 |  | BN | 0 | NonResidential | 0 | 6333.333+2697.989j | 0 | 0 | 0 | 0 | [24 empty] | 8107402 | no | no |  |  | no |  | 0 | 0 | 0 | 0 | 0 | 0 |  | 1 | 1 | 1 | 0 | 0 | 0
load_220362542 |  | node_1301141_138_15295064_259 |  | CN | 0 | NonResidential | 0 | 0 | 6333.333+2697.989j | 0 | 0 | 0 | [24 empty] | 8107402 | no | no |  |  | no |  | 0 | 0 | 0 | 0 | 0 | 0 |  | 1 | 1 | 1 | 0 | 0 | 0
load_220362543 |  | node_1300840_835_15295123_03 |  | AN | 0 | Residential | 4838.4+2061.15j | 0 | 0 | 0 | 0 | 0 | [24 empty] | 8107402 | no | no |  |  | no |  | 0 | 0 | 0 | 0 | 0 | 0 |  | 1 | 1 | 1 | 0 | 0 | 0
load_220362544 |  | node_1299522_278_15292101_47 |  | AN | 0 | Residential | 84693.6+36079.323j | 0 | 0 | 0 | 0 | 0 | [24 empty] | 8107402 | no | no |  |  | no |  | 0 | 0 | 0 | 0 | 0 | 0 |  | 1 | 1 | 1 | 0 | 0 | 0
load_220362546 |  | node_1299444_792_15293610_772 |  | AN | 0 | Residential | 23004+9799.663j | 0 | 0 | 0 | 0 | 0 | [24 empty] | 8107402 | no | no |  |  | no |  | 0 | 0 | 0 | 0 | 0 | 0 |  | 1 | 1 | 1 | 0 | 0 | 0
load_220362547 |  | node_1299655_763_15293449_259 |  | AN | 0 | Residential | 15264+6502.437j | 0 | 0 | 0 | 0 | 0 | [24 empty] | 8107402 | no | no |  |  | no |  | 0 | 0 | 0 | 0 | 0 | 0 |  | 1 | 1 | 1 | 0 | 0 | 0
load_220362548 |  | node_1299596_875_15292939_019 |  | AN | 0 | Residential | 79416+33831.074j | 0 | 0 | 0 | 0 | 0 | [24 empty] | 8107402 | no | no |  |  | no |  | 0 | 0 | 0 | 0 | 0 | 0 |  | 1 | 1 | 1 | 0 | 0 | 0
load_220362549 |  | node_1299228_674_15292905_687 |  | AN | 0 | Residential | 15516+6609.788j | 0 | 0 | 0 | 0 | 0 | [24 empty] | 8107402 | no | no |  |  | no |  | 0 | 0 | 0 | 0 | 0 | 0 |  | 1 | 1 | 1 | 0 | 0 | 0
load_220362550 |  | node_1300044_127_15293463_525 |  | AN | 0 | Residential | 39722.4+16921.672j | 0 | 0 | 0 | 0 | 0 | [24 empty] | 8107402 | no | no |  |  | no |  | 0 | 0 | 0 | 0 | 0 | 0 |  | 1 | 1 | 1 | 0 | 0 | 0
load_220362551 |  | node_1300002_827_15293192_483 |  | AN | 0 | Residential | 49039.2+20890.612j | 0 | 0 | 0 | 0 | 0 | [24 empty] | 8107402 | no | no |  |  | no |  | 0 | 0 | 0 | 0 | 0 | 0 |  | 1 | 1 | 1 | 0 | 0 | 0
load_220362552 |  | node_1299884_97_15292765_737 |  | AN | 0 | Residential | 25718.4+10955.993j | 0 | 0 | 0 | 0 | 0 | [24 empty] | 8107402 | no | no |  |  | no |  | 0 | 0 | 0 | 0 | 0 | 0 |  | 1 | 1 | 1 | 0 | 0 | 0
load_220362553 |  | node_1299917_602_15292363_702 |  | AN | 0 | Residential | 59169.6+25206.144j | 0 | 0 | 0 | 0 | 0 | [24 empty] | 8107402 | no | no |  |  | no |  | 0 | 0 | 0 | 0 | 0 | 0 |  | 1 | 1 | 1 | 0 | 0 | 0
load_220362554 |  | node_1299343_651_15293276_857 |  | AN | 0 | Residential | 59400+25304.294j | 0 | 0 | 0 | 0 | 0 | [24 empty] | 8107402 | no | no |  |  | no |  | 0 | 0 | 0 | 0 | 0 | 0 |  | 1 | 1 | 1 | 0 | 0 | 0
load_220362555 |  | node_1299248_923_15292477_144 |  | AN | 0 | NonResidential | 5212.8+2220.644j | 0 | 0 | 0 | 0 | 0 | [24 empty] | 8107402 | no | no |  |  | no |  | 0 | 0 | 0 | 0 | 0 | 0 |  | 1 | 1 | 1 | 0 | 0 | 0
load_220362558 |  | node_1296513_619_15291310_855 |  | AN | 0 | NonResidential | 7000+2981.988j | 0 | 0 | 0 | 0 | 0 | [24 empty] | 8107402 | no | no |  |  | no |  | 0 | 0 | 0 | 0 | 0 | 0 |  | 1 | 1 | 1 | 0 | 0 | 0
load_220362559 |  | node_1296505_751_15291335_205 |  | AN | 0 | NonResidential | 7000+2981.988j | 0 | 0 | 0 | 0 | 0 | [24 empty] | 8107402 | no | no |  |  | no |  | 0 | 0 | 0 | 0 | 0 | 0 |  | 1 | 1 | 1 | 0 | 0 | 0
load_220362560 |  | node_1296125_987_15293276_135 |  | AN | 0 | NonResidential | 25666.667+10933.954j | 0 | 0 | 0 | 0 | 0 | [24 empty] | 8107402 | no | no |  |  | no |  | 0 | 0 | 0 | 0 | 0 | 0 |  | 1 | 1 | 1 | 0 | 0 | 0
load_220362561 |  | node_1296139_377_15293295_938 |  | BN | 0 | NonResidential | 0 | 25666.667+10933.954j | 0 | 0 | 0 | 0 | [24 empty] | 8107402 | no | no |  |  | no |  | 0 | 0 | 0 | 0 | 0 | 0 |  | 1 | 1 | 1 | 0 | 0 | 0
load_220362562 |  | node_1296109_266_15293261_614 |  | CN | 0 | NonResidential | 0 | 0 | 25666.667+10933.954j | 0 | 0 | 0 | [24 empty] | 8107402 | no | no |  |  | no |  | 0 | 0 | 0 | 0 | 0 | 0 |  | 1 | 1 | 1 | 0 | 0 | 0
load_220362563 |  | node_1295687_182_15293038_058 |  | AN | 0 | Other | 0 | 0 | 0 | 0 | 0 | 0 | [24 empty] | 8107402 | no | no |  |  | no |  | 0 | 0 | 0 | 0 | 0 | 0 |  | 1 | 1 | 1 | 0 | 0 | 0
load_220362572 |  | node_1298963_62_15291160_909 |  | AN | 0 | Residential | 9684+4125.367j | 0 | 0 | 0 | 0 | 0 | [24 empty] | 8107402 | no | no |  |  | no |  | 0 | 0 | 0 | 0 | 0 | 0 |  | 1 | 1 | 1 | 0 | 0 | 0
load_220362573 |  | node_1298723_331_15291707_665 |  | AN | 0 | Residential | 14637.6+6235.591j | 0 | 0 | 0 | 0 | 0 | [24 empty] | 8107402 | no | no |  |  | no |  | 0 | 0 | 0 | 0 | 0 | 0 |  | 1 | 1 | 1 | 0 | 0 | 0
load_220362574 |  | node_1298590_487_15291919_366 |  | AN | 0 | Other | 0 | 0 | 0 | 0 | 0 | 0 | [24 empty] | 8107402 | no | no |  |  | no |  | 0 | 0 | 0 | 0 | 0 | 0 |  | 1 | 1 | 1 | 0 | 0 | 0
load_220362575 |  | node_1298270_416_15291849_029 |  | AN | 0 | Residential | 5896.8+2512.026j | 0 | 0 | 0 | 0 | 0 | [24 empty] | 8107402 | no | no |  |  | no |  | 0 | 0 | 0 | 0 | 0 | 0 |  | 1 | 1 | 1 | 0 | 0 | 0
load_220362576 |  | node_1298375_426_15292295_501 |  | AN | 0 | NonResidential | 1094.4+466.212j | 0 | 0 | 0 | 0 | 0 | [24 empty] | 8107402 | no | no |  |  | no |  | 0 | 0 | 0 | 0 | 0 | 0 |  | 1 | 1 | 1 | 0 | 0 | 0
load_220362588 |  | node_1294939_136_15293031_715 |  | AN | 0 | Residential | 1166.4+496.884j | 0 | 0 | 0 | 0 | 0 | [24 empty] | 8107402 | no | no |  |  | no |  | 0 | 0 | 0 | 0 | 0 | 0 |  | 1 | 1 | 1 | 0 | 0 | 0
load_220362723 |  | node_1300067_453_15294156_176 |  | AN | 0 | Residential | 10108.8+4306.331j | 0 | 0 | 0 | 0 | 0 | [24 empty] | 8107402 | no | no |  |  | no |  | 0 | 0 | 0 | 0 | 0 | 0 |  | 1 | 1 | 1 | 0 | 0 | 0
load_220362725 |  | node_1300116_514_15294336_163 |  | AN | 0 | NonResidential | 4000+1703.993j | 0 | 0 | 0 | 0 | 0 | [24 empty] | 8107402 | no | no |  |  | no |  | 0 | 0 | 0 | 0 | 0 | 0 |  | 1 | 1 | 1 | 0 | 0 | 0
load_220362730 |  | node_1300681_396_15294187_311 |  | AN | 0 | NonResidential | 6000+2555.989j | 0 | 0 | 0 | 0 | 0 | [24 empty] | 8107402 | no | no |  |  | no |  | 0 | 0 | 0 | 0 | 0 | 0 |  | 1 | 1 | 1 | 0 | 0 | 0
load_220362731 |  | node_1300871_056_15294207_874 |  | AN | 0 | Residential | 11563.2+4925.903j | 0 | 0 | 0 | 0 | 0 | [24 empty] | 8107402 | no | no |  |  | no |  | 0 | 0 | 0 | 0 | 0 | 0 |  | 1 | 1 | 1 | 0 | 0 | 0
load_220362732 |  | node_1301598_655_15294431_079 |  | AN | 0 | Residential | 9324+3972.007j | 0 | 0 | 0 | 0 | 0 | [24 empty] | 8107402 | no | no |  |  | no |  | 0 | 0 | 0 | 0 | 0 | 0 |  | 1 | 1 | 1 | 0 | 0 | 0
load_220362733 |  | node_1298302_992_15292853_97 |  | AN | 0 | Residential | 19166.4+8164.852j | 0 | 0 | 0 | 0 | 0 | [24 empty] | 8107402 | no | no |  |  | no |  | 0 | 0 | 0 | 0 | 0 | 0 |  | 1 | 1 | 1 | 0 | 0 | 0
load_220362734 |  | node_1301857_352_15294399_775 |  | AN | 0 | Residential | 18446.4+7858.133j | 0 | 0 | 0 | 0 | 0 | [24 empty] | 8107402 | no | no |  |  | no |  | 0 | 0 | 0 | 0 | 0 | 0 |  | 1 | 1 | 1 | 0 | 0 | 0
load_220362735 |  | node_1302036_659_15294215_408 |  | AN | 0 | Residential | 11743.2+5002.582j | 0 | 0 | 0 | 0 | 0 | [24 empty] | 8107402 | no | no |  |  | no |  | 0 | 0 | 0 | 0 | 0 | 0 |  | 1 | 1 | 1 | 0 | 0 | 0
load_220362736 |  | node_1302253_523_15294177_85 |  | AN | 0 | Residential | 22125.6+9425.466j | 0 | 0 | 0 | 0 | 0 | [24 empty] | 8107402 | no | no |  |  | no |  | 0 | 0 | 0 | 0 | 0 | 0 |  | 1 | 1 | 1 | 0 | 0 | 0
load_220362737 |  | node_1298798_797_15293599_305 |  | AN | 0 | NonResidential | 1389.6+591.967j | 0 | 0 | 0 | 0 | 0 | [24 empty] | 8107402 | no | no |  |  | no |  | 0 | 0 | 0 | 0 | 0 | 0 |  | 1 | 1 | 1 | 0 | 0 | 0
load_220362738 |  | node_1299186_061_15293544_566 |  | AN | 0 | NonResidential | 1044+444.742j | 0 | 0 | 0 | 0 | 0 | [24 empty] | 8107402 | no | no |  |  | no |  | 0 | 0 | 0 | 0 | 0 | 0 |  | 1 | 1 | 1 | 0 | 0 | 0
load_220362739 |  | node_1299329_332_15293922_825 |  | AN | 0 | NonResidential | 2500+1064.996j | 0 | 0 | 0 | 0 | 0 | [24 empty] | 8107402 | no | no |  |  | no |  | 0 | 0 | 0 | 0 | 0 | 0 |  | 1 | 1 | 1 | 0 | 0 | 0
load_220362740 |  | node_1299323_215_15293897_423 |  | AN | 0 | NonResidential | 2500+1064.996j | 0 | 0 | 0 | 0 | 0 | [24 empty] | 8107402 | no | no |  |  | no |  | 0 | 0 | 0 | 0 | 0 | 0 |  | 1 | 1 | 1 | 0 | 0 | 0
load_220362741 |  | node_1299689_459_15294218_022 |  | AN | 0 | Other | 0 | 0 | 0 | 0 | 0 | 0 | [24 empty] | 8107402 | no | no |  |  | no |  | 0 | 0 | 0 | 0 | 0 | 0 |  | 1 | 1 | 1 | 0 | 0 | 0
load_220362742 |  | node_1299845_395_15294264_092 |  | AN | 0 | Residential | 2476.8+1055.112j | 0 | 0 | 0 | 0 | 0 | [24 empty] | 8107402 | no | no |  |  | no |  | 0 | 0 | 0 | 0 | 0 | 0 |  | 1 | 1 | 1 | 0 | 0 | 0
load_220362804 |  | node_1294665_971_15293309_79 |  | AN | 0 | NonResidential | 12000+5111.979j | 0 | 0 | 0 | 0 | 0 | [24 empty] | 8107402 | no | no |  |  | no |  | 0 | 0 | 0 | 0 | 0 | 0 |  | 1 | 1 | 1 | 0 | 0 | 0
load_220362854 |  | node_1296395_808_15292709_151 |  | AN | 0 | Residential | 8215.2+3499.661j | 0 | 0 | 0 | 0 | 0 | [24 empty] | 8107402 | no | no |  |  | no |  | 0 | 0 | 0 | 0 | 0 | 0 |  | 1 | 1 | 1 | 0 | 0 | 0
load_220362855 |  | node_1296410_614_15292727_046 |  | AN | 0 | Residential | 8215.2+3499.661j | 0 | 0 | 0 | 0 | 0 | [24 empty] | 8107402 | no | no |  |  | no |  | 0 | 0 | 0 | 0 | 0 | 0 |  | 1 | 1 | 1 | 0 | 0 | 0
load_220362883 |  | node_1296425_726_15290374_83 |  | AN | 0 | Residential | 108+46.008j | 0 | 0 | 0 | 0 | 0 | [24 empty] | 8107402 | no | no |  |  | no |  | 0 | 0 | 0 | 0 | 0 | 0 |  | 1 | 1 | 1 | 0 | 0 | 0
load_220362884 |  | node_1297890_301_15291986_21 |  | AN | 0 | Other | 0 | 0 | 0 | 0 | 0 | 0 | [24 empty] | 8107402 | no | no |  |  | no |  | 0 | 0 | 0 | 0 | 0 | 0 |  | 1 | 1 | 1 | 0 | 0 | 0
load_220362885 |  | node_1297673_593_15291815_519 |  | AN | 0 | Residential | 32551.2+13866.753j | 0 | 0 | 0 | 0 | 0 | [24 empty] | 8107402 | no | no |  |  | no |  | 0 | 0 | 0 | 0 | 0 | 0 |  | 1 | 1 | 1 | 0 | 0 | 0
load_220362886 |  | node_1297343_852_15291383_624 |  | AN | 0 | NonResidential | 11000+4685.98j | 0 | 0 | 0 | 0 | 0 | [24 empty] | 8107402 | no | no |  |  | no |  | 0 | 0 | 0 | 0 | 0 | 0 |  | 1 | 1 | 1 | 0 | 0 | 0
load_220362887 |  | node_1298392_477_15291650_497 |  | AN | 0 | Residential | 17474.4+7444.063j | 0 | 0 | 0 | 0 | 0 | [24 empty] | 8107402 | no | no |  |  | no |  | 0 | 0 | 0 | 0 | 0 | 0 |  | 1 | 1 | 1 | 0 | 0 | 0
load_220362889 |  | node_1298208_924_15290725_809 |  | AN | 0 | Residential | 15883.2+6766.215j | 0 | 0 | 0 | 0 | 0 | [24 empty] | 8107402 | no | no |  |  | no |  | 0 | 0 | 0 | 0 | 0 | 0 |  | 1 | 1 | 1 | 0 | 0 | 0
load_220363190 |  | node_1288370_875_15289924_292 |  | AN | 0 | Residential | 46526.4+19820.163j | 0 | 0 | 0 | 0 | 0 | [24 empty] | 8107402 | no | no |  |  | no |  | 0 | 0 | 0 | 0 | 0 | 0 |  | 1 | 1 | 1 | 0 | 0 | 0
load_220363191 |  | node_1288767_693_15290005_984 |  | AN | 0 | Residential | 75808.8+32294.414j | 0 | 0 | 0 | 0 | 0 | [24 empty] | 8107402 | no | no |  |  | no |  | 0 | 0 | 0 | 0 | 0 | 0 |  | 1 | 1 | 1 | 0 | 0 | 0
load_220363192 |  | node_1288467_927_15289804_958 |  | AN | 0 | Residential | 59767.2+25460.721j | 0 | 0 | 0 | 0 | 0 | [24 empty] | 8107402 | no | no |  |  | no |  | 0 | 0 | 0 | 0 | 0 | 0 |  | 1 | 1 | 1 | 0 | 0 | 0
load_220363201 |  | node_1290321_287_15295069_957 |  | AN | 0 | Residential | 33804+14400.444j | 0 | 0 | 0 | 0 | 0 | [24 empty] | 8107402 | no | no |  |  | no |  | 0 | 0 | 0 | 0 | 0 | 0 |  | 1 | 1 | 1 | 0 | 0 | 0
load_220363202 |  | node_1289942_871_15295399_251 |  | AN | 0 | Residential | 28137.6+11986.567j | 0 | 0 | 0 | 0 | 0 | [24 empty] | 8107402 | no | no |  |  | no |  | 0 | 0 | 0 | 0 | 0 | 0 |  | 1 | 1 | 1 | 0 | 0 | 0
load_220363205 |  | node_1280425_495_15293803_968 |  | AN | 0 | Residential | 11167.2+4757.207j | 0 | 0 | 0 | 0 | 0 | [24 empty] | 8107402 | no | no |  |  | no |  | 0 | 0 | 0 | 0 | 0 | 0 |  | 1 | 1 | 1 | 0 | 0 | 0
load_220363206 |  | node_1279849_755_15294190_263 |  | AN | 0 | NonResidential | 79.2+33.739j | 0 | 0 | 0 | 0 | 0 | [24 empty] | 8107402 | no | no |  |  | no |  | 0 | 0 | 0 | 0 | 0 | 0 |  | 1 | 1 | 1 | 0 | 0 | 0
load_220363207 |  | node_1279065_829_15294121_494 |  | AN | 0 | Residential | 0 | 0 | 0 | 0 | 0 | 0 | [24 empty] | 8107402 | no | no |  |  | no |  | 0 | 0 | 0 | 0 | 0 | 0 |  | 1 | 1 | 1 | 0 | 0 | 0
load_220363210 |  | node_1279251_454_15295010_761 |  | AN | 0 | Residential | 30240+12882.186j | 0 | 0 | 0 | 0 | 0 | [24 empty] | 8107402 | no | no |  |  | no |  | 0 | 0 | 0 | 0 | 0 | 0 |  | 1 | 1 | 1 | 0 | 0 | 0
load_220363211 |  | node_1278505_679_15295307_101 |  | AN | 0 | Residential | 12816+5459.593j | 0 | 0 | 0 | 0 | 0 | [24 empty] | 8107402 | no | no |  |  | no |  | 0 | 0 | 0 | 0 | 0 | 0 |  | 1 | 1 | 1 | 0 | 0 | 0
load_220363212 |  | node_1278358_627_15294936_41 |  | AN | 0 | Residential | 7509.6+3199.076j | 0 | 0 | 0 | 0 | 0 | [24 empty] | 8107402 | no | no |  |  | no |  | 0 | 0 | 0 | 0 | 0 | 0 |  | 1 | 1 | 1 | 0 | 0 | 0
load_220363213 |  | node_1278007_529_15295225_859 |  | AN | 0 | Residential | 6861.6+2923.029j | 0 | 0 | 0 | 0 | 0 | [24 empty] | 8107402 | no | no |  |  | no |  | 0 | 0 | 0 | 0 | 0 | 0 |  | 1 | 1 | 1 | 0 | 0 | 0
load_220363214 |  | node_1278285_381_15295487_578 |  | AN | 0 | Residential | 1296+552.094j | 0 | 0 | 0 | 0 | 0 | [24 empty] | 8107402 | no | no |  |  | no |  | 0 | 0 | 0 | 0 | 0 | 0 |  | 1 | 1 | 1 | 0 | 0 | 0
load_220363215 |  | node_1278048_138_15295595_657 |  | AN | 0 | Residential | 15271.2+6505.504j | 0 | 0 | 0 | 0 | 0 | [24 empty] | 8107402 | no | no |  |  | no |  | 0 | 0 | 0 | 0 | 0 | 0 |  | 1 | 1 | 1 | 0 | 0 | 0
load_220363216 |  | node_1277580_019_15296102_016 |  | AN | 0 | Residential | 6206.4+2643.915j | 0 | 0 | 0 | 0 | 0 | [24 empty] | 8107402 | no | no |  |  | no |  | 0 | 0 | 0 | 0 | 0 | 0 |  | 1 | 1 | 1 | 0 | 0 | 0
load_220363217 |  | node_1283499_889_15292241_508 |  | AN | 0 | Residential | 12139.2+5171.278j | 0 | 0 | 0 | 0 | 0 | [24 empty] | 8107402 | no | no |  |  | no |  | 0 | 0 | 0 | 0 | 0 | 0 |  | 1 | 1 | 1 | 0 | 0 | 0
load_220363218 |  | node_1283426_501_15292517_23 |  | AN | 0 | Residential | 15033.6+6404.287j | 0 | 0 | 0 | 0 | 0 | [24 empty] | 8107402 | no | no |  |  | no |  | 0 | 0 | 0 | 0 | 0 | 0 |  | 1 | 1 | 1 | 0 | 0 | 0
load_220363219 |  | node_1277061_726_15295773_924 |  | AN | 0 | Residential | 20145.6+8581.99j | 0 | 0 | 0 | 0 | 0 | [24 empty] | 8107402 | no | no |  |  | no |  | 0 | 0 | 0 | 0 | 0 | 0 |  | 1 | 1 | 1 | 0 | 0 | 0
load_220363220 |  | node_1276835_332_15295387_614 |  | AN | 0 | Residential | 10195.2+4343.137j | 0 | 0 | 0 | 0 | 0 | [24 empty] | 8107402 | no | no |  |  | no |  | 0 | 0 | 0 | 0 | 0 | 0 |  | 1 | 1 | 1 | 0 | 0 | 0
load_220363221 |  | node_1276435_342_15295284_535 |  | AN | 0 | Residential | 1209.6+515.287j | 0 | 0 | 0 | 0 | 0 | [24 empty] | 8107402 | no | no |  |  | no |  | 0 | 0 | 0 | 0 | 0 | 0 |  | 1 | 1 | 1 | 0 | 0 | 0
load_220363222 |  | node_1276167_163_15295606_546 |  | AN | 0 | Residential | 7516.8+3202.143j | 0 | 0 | 0 | 0 | 0 | [24 empty] | 8107402 | no | no |  |  | no |  | 0 | 0 | 0 | 0 | 0 | 0 |  | 1 | 1 | 1 | 0 | 0 | 0
load_220363223 |  | node_1275730_271_15295243_257 |  | AN | 0 | Residential | 0 | 0 | 0 | 0 | 0 | 0 | [24 empty] | 8107402 | no | no |  |  | no |  | 0 | 0 | 0 | 0 | 0 | 0 |  | 1 | 1 | 1 | 0 | 0 | 0
load_220363224 |  | node_1275500_889_15294553_062 |  | AN | 0 | Residential | 22845.6+9732.185j | 0 | 0 | 0 | 0 | 0 | [24 empty] | 8107402 | no | no |  |  | no |  | 0 | 0 | 0 | 0 | 0 | 0 |  | 1 | 1 | 1 | 0 | 0 | 0
load_220363225 |  | node_1275257_817_15294807_754 |  | AN | 0 | Residential | 12621.6+5376.779j | 0 | 0 | 0 | 0 | 0 | [24 empty] | 8107402 | no | no |  |  | no |  | 0 | 0 | 0 | 0 | 0 | 0 |  | 1 | 1 | 1 | 0 | 0 | 0
load_220363226 |  | node_1274857_377_15294605_555 |  | AN | 0 | Residential | 3045.6+1297.42j | 0 | 0 | 0 | 0 | 0 | [24 empty] | 8107402 | no | no |  |  | no |  | 0 | 0 | 0 | 0 | 0 | 0 |  | 1 | 1 | 1 | 0 | 0 | 0
load_220363227 |  | node_1274558_982_15294617_668 |  | AN | 0 | Residential | 3758.4+1601.072j | 0 | 0 | 0 | 0 | 0 | [24 empty] | 8107402 | no | no |  |  | no |  | 0 | 0 | 0 | 0 | 0 | 0 |  | 1 | 1 | 1 | 0 | 0 | 0
load_220363228 |  | node_1274517_329_15294921_767 |  | AN | 0 | Residential | 5133.6+2186.904j | 0 | 0 | 0 | 0 | 0 | [24 empty] | 8107402 | no | no |  |  | no |  | 0 | 0 | 0 | 0 | 0 | 0 |  | 1 | 1 | 1 | 0 | 0 | 0
load_220363229 |  | node_1274030_013_15295436_988 |  | AN | 0 | Residential | 5205.6+2217.576j | 0 | 0 | 0 | 0 | 0 | [24 empty] | 8107402 | no | no |  |  | no |  | 0 | 0 | 0 | 0 | 0 | 0 |  | 1 | 1 | 1 | 0 | 0 | 0
load_220363230 |  | node_1283315_331_15292682_934 |  | AN | 0 | Residential | 3931.2+1674.684j | 0 | 0 | 0 | 0 | 0 | [24 empty] | 8107402 | no | no |  |  | no |  | 0 | 0 | 0 | 0 | 0 | 0 |  | 1 | 1 | 1 | 0 | 0 | 0
load_220363232 |  | node_1273250_622_15294063_751 |  | AN | 0 | Residential | 6602.4+2812.611j | 0 | 0 | 0 | 0 | 0 | [24 empty] | 8107402 | no | no |  |  | no |  | 0 | 0 | 0 | 0 | 0 | 0 |  | 1 | 1 | 1 | 0 | 0 | 0
load_220363233 |  | node_1272892_994_15294547_709 |  | AN | 0 | Residential | 10281.6+4379.943j | 0 | 0 | 0 | 0 | 0 | [24 empty] | 8107402 | no | no |  |  | no |  | 0 | 0 | 0 | 0 | 0 | 0 |  | 1 | 1 | 1 | 0 | 0 | 0
load_220363236 |  | node_1282962_765_15293014_252 |  | AN | 0 | Residential | 3981.6+1696.154j | 0 | 0 | 0 | 0 | 0 | [24 empty] | 8107402 | no | no |  |  | no |  | 0 | 0 | 0 | 0 | 0 | 0 |  | 1 | 1 | 1 | 0 | 0 | 0
load_220363237 |  | node_1282596_489_15292924_662 |  | AN | 0 | Residential | 0 | 0 | 0 | 0 | 0 | 0 | [24 empty] | 8107402 | no | no |  |  | no |  | 0 | 0 | 0 | 0 | 0 | 0 |  | 1 | 1 | 1 | 0 | 0 | 0
load_220363238 |  | node_1282196_237_15293572_9 |  | AN | 0 | Residential | 5724+2438.414j | 0 | 0 | 0 | 0 | 0 | [24 empty] | 8107402 | no | no |  |  | no |  | 0 | 0 | 0 | 0 | 0 | 0 |  | 1 | 1 | 1 | 0 | 0 | 0
load_220363239 |  | node_1282001_474_15293855_988 |  | AN | 0 | Residential | 12607.2+5370.645j | 0 | 0 | 0 | 0 | 0 | [24 empty] | 8107402 | no | no |  |  | no |  | 0 | 0 | 0 | 0 | 0 | 0 |  | 1 | 1 | 1 | 0 | 0 | 0
load_220363240 |  | node_1282012_676_15293502_76 |  | AN | 0 | Residential | 24904.8+10609.4j | 0 | 0 | 0 | 0 | 0 | [24 empty] | 8107402 | no | no |  |  | no |  | 0 | 0 | 0 | 0 | 0 | 0 |  | 1 | 1 | 1 | 0 | 0 | 0
load_220363241 |  | node_1281683_741_15294199_54 |  | AN | 0 | Residential | 10144.8+4321.667j | 0 | 0 | 0 | 0 | 0 | [24 empty] | 8107402 | no | no |  |  | no |  | 0 | 0 | 0 | 0 | 0 | 0 |  | 1 | 1 | 1 | 0 | 0 | 0
load_220363242 |  | node_1281199_522_15294124_668 |  | AN | 0 | Residential | 31888.8+13584.572j | 0 | 0 | 0 | 0 | 0 | [24 empty] | 8107402 | no | no |  |  | no |  | 0 | 0 | 0 | 0 | 0 | 0 |  | 1 | 1 | 1 | 0 | 0 | 0
load_220363243 |  | node_1280745_313_15293980_152 |  | AN | 0 | Residential | 20527.2+8744.551j | 0 | 0 | 0 | 0 | 0 | [24 empty] | 8107402 | no | no |  |  | no |  | 0 | 0 | 0 | 0 | 0 | 0 |  | 1 | 1 | 1 | 0 | 0 | 0
load_220363346 |  | node_1287495_206_15294021_622 |  | AN | 0 | Residential | 41738.4+17780.484j | 0 | 0 | 0 | 0 | 0 | [24 empty] | 8107402 | no | no |  |  | no |  | 0 | 0 | 0 | 0 | 0 | 0 |  | 1 | 1 | 1 | 0 | 0 | 0
load_220363347 |  | node_1284403_551_15295855_046 |  | AN | 0 | Other | 0 | 0 | 0 | 0 | 0 | 0 | [24 empty] | 8107402 | no | no |  |  | no |  | 0 | 0 | 0 | 0 | 0 | 0 |  | 1 | 1 | 1 | 0 | 0 | 0
load_220363348 |  | node_1284117_027_15295944_439 |  | AN | 0 | Residential | 8683.2+3699.028j | 0 | 0 | 0 | 0 | 0 | [24 empty] | 8107402 | no | no |  |  | no |  | 0 | 0 | 0 | 0 | 0 | 0 |  | 1 | 1 | 1 | 0 | 0 | 0
load_220363349 |  | node_1283869_723_15295918_742 |  | AN | 0 | Residential | 0 | 0 | 0 | 0 | 0 | 0 | [24 empty] | 8107402 | no | no |  |  | no |  | 0 | 0 | 0 | 0 | 0 | 0 |  | 1 | 1 | 1 | 0 | 0 | 0
load_220363350 |  | node_1282592_47_15296933_487 |  | AN | 0 | Residential | 7387.2+3146.934j | 0 | 0 | 0 | 0 | 0 | [24 empty] | 8107402 | no | no |  |  | no |  | 0 | 0 | 0 | 0 | 0 | 0 |  | 1 | 1 | 1 | 0 | 0 | 0
load_220363351 |  | node_1287075_357_15294289_697 |  | AN | 0 | Residential | 8949.6+3812.514j | 0 | 0 | 0 | 0 | 0 | [24 empty] | 8107402 | no | no |  |  | no |  | 0 | 0 | 0 | 0 | 0 | 0 |  | 1 | 1 | 1 | 0 | 0 | 0
load_220363352 |  | node_1286696_901_15294530_932 |  | AN | 0 | Residential | 8755.2+3729.7j | 0 | 0 | 0 | 0 | 0 | [24 empty] | 8107402 | no | no |  |  | no |  | 0 | 0 | 0 | 0 | 0 | 0 |  | 1 | 1 | 1 | 0 | 0 | 0
load_220363354 |  | node_1285996_003_15295197_206 |  | AN | 0 | Residential | 14349.6+6112.904j | 0 | 0 | 0 | 0 | 0 | [24 empty] | 8107402 | no | no |  |  | no |  | 0 | 0 | 0 | 0 | 0 | 0 |  | 1 | 1 | 1 | 0 | 0 | 0
load_220363355 |  | node_1285228_963_15295448_301 |  | AN | 0 | Residential | 5536.8+2358.667j | 0 | 0 | 0 | 0 | 0 | [24 empty] | 8107402 | no | no |  |  | no |  | 0 | 0 | 0 | 0 | 0 | 0 |  | 1 | 1 | 1 | 0 | 0 | 0
load_220363356 |  | node_1284601_074_15295812_379 |  | AN | 0 | Residential | 2628+1119.523j | 0 | 0 | 0 | 0 | 0 | [24 empty] | 8107402 | no | no |  |  | no |  | 0 | 0 | 0 | 0 | 0 | 0 |  | 1 | 1 | 1 | 0 | 0 | 0
load_220363435 |  | node_1278810_321_15291849_902 |  | AN | 0 | Residential | 5061.6+2156.233j | 0 | 0 | 0 | 0 | 0 | [24 empty] | 8107402 | no | no |  |  | no |  | 0 | 0 | 0 | 0 | 0 | 0 |  | 1 | 1 | 1 | 0 | 0 | 0
load_220363436 |  | node_1275784_762_15294346_941 |  | AN | 0 | Residential | 3427.2+1459.981j | 0 | 0 | 0 | 0 | 0 | [24 empty] | 8107402 | no | no |  |  | no |  | 0 | 0 | 0 | 0 | 0 | 0 |  | 1 | 1 | 1 | 0 | 0 | 0
load_220363437 |  | node_1277630_945_15292389_318 |  | AN | 0 | Residential | 2570.4+1094.986j | 0 | 0 | 0 | 0 | 0 | [24 empty] | 8107402 | no | no |  |  | no |  | 0 | 0 | 0 | 0 | 0 | 0 |  | 1 | 1 | 1 | 0 | 0 | 0
load_220363438 |  | node_1277806_397_15292365_209 |  | AN | 0 | Residential | 568.8+242.308j | 0 | 0 | 0 | 0 | 0 | [24 empty] | 8107402 | no | no |  |  | no |  | 0 | 0 | 0 | 0 | 0 | 0 |  | 1 | 1 | 1 | 0 | 0 | 0
load_220363439 |  | node_1277759_523_15292017_279 |  | AN | 0 | Residential | 8301.6+3536.467j | 0 | 0 | 0 | 0 | 0 | [24 empty] | 8107402 | no | no |  |  | no |  | 0 | 0 | 0 | 0 | 0 | 0 |  | 1 | 1 | 1 | 0 | 0 | 0
load_220363440 |  | node_1278377_24_15291838_738 |  | AN | 0 | Residential | 7437.6+3168.404j | 0 | 0 | 0 | 0 | 0 | [24 empty] | 8107402 | no | no |  |  | no |  | 0 | 0 | 0 | 0 | 0 | 0 |  | 1 | 1 | 1 | 0 | 0 | 0
load_220363441 |  | node_1276655_509_15293406_464 |  | AN | 0 | Residential | 4989.6+2125.561j | 0 | 0 | 0 | 0 | 0 | [24 empty] | 8107402 | no | no |  |  | no |  | 0 | 0 | 0 | 0 | 0 | 0 |  | 1 | 1 | 1 | 0 | 0 | 0
load_220363442 |  | node_1276824_405_15293238_043 |  | AN | 0 | Residential | 6199.2+2640.848j | 0 | 0 | 0 | 0 | 0 | [24 empty] | 8107402 | no | no |  |  | no |  | 0 | 0 | 0 | 0 | 0 | 0 |  | 1 | 1 | 1 | 0 | 0 | 0
load_220363443 |  | node_1277012_769_15293138_903 |  | AN | 0 | Residential | 13176+5612.952j | 0 | 0 | 0 | 0 | 0 | [24 empty] | 8107402 | no | no |  |  | no |  | 0 | 0 | 0 | 0 | 0 | 0 |  | 1 | 1 | 1 | 0 | 0 | 0
load_220363444 |  | node_1277246_465_15292887_885 |  | AN | 0 | NonResidential | 1231.2+524.489j | 0 | 0 | 0 | 0 | 0 | [24 empty] | 8107402 | no | no |  |  | no |  | 0 | 0 | 0 | 0 | 0 | 0 |  | 1 | 1 | 1 | 0 | 0 | 0
load_220363445 |  | node_1277341_518_15292695_794 |  | AN | 0 | Residential | 3405.6+1450.78j | 0 | 0 | 0 | 0 | 0 | [24 empty] | 8107402 | no | no |  |  | no |  | 0 | 0 | 0 | 0 | 0 | 0 |  | 1 | 1 | 1 | 0 | 0 | 0
load_220363490 |  | node_1277118_534_15282220_211 |  | AN | 0 | Other | 0 | 0 | 0 | 0 | 0 | 0 | [24 empty] | 8107402 | no | no |  |  | no |  | 0 | 0 | 0 | 0 | 0 | 0 |  | 1 | 1 | 1 | 0 | 0 | 0
load_220363491 |  | node_1276911_426_15282658_854 |  | AN | 0 | Residential | 15508.8+6606.721j | 0 | 0 | 0 | 0 | 0 | [24 empty] | 8107402 | no | no |  |  | no |  | 0 | 0 | 0 | 0 | 0 | 0 |  | 1 | 1 | 1 | 0 | 0 | 0
load_220363492 |  | node_1277509_255_15282971_318 |  | AN | 0 | Residential | 14212.8+6054.627j | 0 | 0 | 0 | 0 | 0 | [24 empty] | 8107402 | no | no |  |  | no |  | 0 | 0 | 0 | 0 | 0 | 0 |  | 1 | 1 | 1 | 0 | 0 | 0
load_220363493 |  | node_1277727_238_15283474_286 |  | AN | 0 | Residential | 3261.6+1389.436j | 0 | 0 | 0 | 0 | 0 | [24 empty] | 8107402 | no | no |  |  | no |  | 0 | 0 | 0 | 0 | 0 | 0 |  | 1 | 1 | 1 | 0 | 0 | 0
load_220363494 |  | node_1277577_978_15283687_337 |  | AN | 0 | Residential | 17280+7361.249j | 0 | 0 | 0 | 0 | 0 | [24 empty] | 8107402 | no | no |  |  | no |  | 0 | 0 | 0 | 0 | 0 | 0 |  | 1 | 1 | 1 | 0 | 0 | 0
load_220363495 |  | node_1277948_357_15284334_079 |  | AN | 0 | Residential | 576+245.375j | 0 | 0 | 0 | 0 | 0 | [24 empty] | 8107402 | no | no |  |  | no |  | 0 | 0 | 0 | 0 | 0 | 0 |  | 1 | 1 | 1 | 0 | 0 | 0
load_220363496 |  | node_1275550_578_15280183_643 |  | AN | 0 | Residential | 2534.4+1079.65j | 0 | 0 | 0 | 0 | 0 | [24 empty] | 8107402 | no | no |  |  | no |  | 0 | 0 | 0 | 0 | 0 | 0 |  | 1 | 1 | 1 | 0 | 0 | 0
load_220363497 |  | node_1275850_855_15280522_774 |  | AN | 0 | Residential | 9208.8+3922.932j | 0 | 0 | 0 | 0 | 0 | [24 empty] | 8107402 | no | no |  |  | no |  | 0 | 0 | 0 | 0 | 0 | 0 |  | 1 | 1 | 1 | 0 | 0 | 0
load_220363498 |  | node_1275784_073_15280742_963 |  | AN | 0 | NonResidential | 6940.8+2956.768j | 0 | 0 | 0 | 0 | 0 | [24 empty] | 8107402 | no | no |  |  | no |  | 0 | 0 | 0 | 0 | 0 | 0 |  | 1 | 1 | 1 | 0 | 0 | 0
load_220363499 |  | node_1275510_38_15281056_078 |  | AN | 0 | Residential | 13384.8+5701.901j | 0 | 0 | 0 | 0 | 0 | [24 empty] | 8107402 | no | no |  |  | no |  | 0 | 0 | 0 | 0 | 0 | 0 |  | 1 | 1 | 1 | 0 | 0 | 0
load_220363500 |  | node_1275677_684_15281210_263 |  | AN | 0 | Residential | 7970.4+3395.376j | 0 | 0 | 0 | 0 | 0 | [24 empty] | 8107402 | no | no |  |  | no |  | 0 | 0 | 0 | 0 | 0 | 0 |  | 1 | 1 | 1 | 0 | 0 | 0
load_220363502 |  | node_1276745_156_15280915_06 |  | AN | 0 | Residential | 7444.8+3171.472j | 0 | 0 | 0 | 0 | 0 | [24 empty] | 8107402 | no | no |  |  | no |  | 0 | 0 | 0 | 0 | 0 | 0 |  | 1 | 1 | 1 | 0 | 0 | 0
load_220363503 |  | node_1276934_168_15281179_116 |  | AN | 0 | Residential | 9964.8+4244.987j | 0 | 0 | 0 | 0 | 0 | [24 empty] | 8107402 | no | no |  |  | no |  | 0 | 0 | 0 | 0 | 0 | 0 |  | 1 | 1 | 1 | 0 | 0 | 0
load_220363504 |  | node_1276464_766_15281225_844 |  | AN | 0 | Residential | 2527.2+1076.583j | 0 | 0 | 0 | 0 | 0 | [24 empty] | 8107402 | no | no |  |  | no |  | 0 | 0 | 0 | 0 | 0 | 0 |  | 1 | 1 | 1 | 0 | 0 | 0
load_220363506 |  | node_1276684_383_15281623_005 |  | AN | 0 | Residential | 13312.8+5671.229j | 0 | 0 | 0 | 0 | 0 | [24 empty] | 8107402 | no | no |  |  | no |  | 0 | 0 | 0 | 0 | 0 | 0 |  | 1 | 1 | 1 | 0 | 0 | 0
load_220363507 |  | node_1276979_744_15281945_583 |  | AN | 0 | Other | 0 | 0 | 0 | 0 | 0 | 0 | [24 empty] | 8107402 | no | no |  |  | no |  | 0 | 0 | 0 | 0 | 0 | 0 |  | 1 | 1 | 1 | 0 | 0 | 0
load_220363549 |  | node_1274377_789_15290188_66 |  | AN | 0 | Residential | 3736.8+1591.87j | 0 | 0 | 0 | 0 | 0 | [24 empty] | 8107402 | no | no |  |  | no |  | 0 | 0 | 0 | 0 | 0 | 0 |  | 1 | 1 | 1 | 0 | 0 | 0
load_220363550 |  | node_1274772_815_15289512_254 |  | AN | 0 | Other | 0 | 0 | 0 | 0 | 0 | 0 | [24 empty] | 8107402 | no | no |  |  | no |  | 0 | 0 | 0 | 0 | 0 | 0 |  | 1 | 1 | 1 | 0 | 0 | 0
load_220363551 |  | node_1275039_123_15288966_442 |  | AN | 0 | Residential | 6033.6+2570.303j | 0 | 0 | 0 | 0 | 0 | [24 empty] | 8107402 | no | no |  |  | no |  | 0 | 0 | 0 | 0 | 0 | 0 |  | 1 | 1 | 1 | 0 | 0 | 0
load_220363552 |  | node_1275280_791_15288945_156 |  | AN | 0 | Residential | 5709.6+2432.279j | 0 | 0 | 0 | 0 | 0 | [24 empty] | 8107402 | no | no |  |  | no |  | 0 | 0 | 0 | 0 | 0 | 0 |  | 1 | 1 | 1 | 0 | 0 | 0
load_220363554 |  | node_1275886_27_15287665_125 |  | AN | 0 | Residential | 13478.4+5741.774j | 0 | 0 | 0 | 0 | 0 | [24 empty] | 8107402 | no | no |  |  | no |  | 0 | 0 | 0 | 0 | 0 | 0 |  | 1 | 1 | 1 | 0 | 0 | 0
load_220363555 |  | node_1275774_932_15287435_971 |  | AN | 0 | Residential | 6357.6+2708.326j | 0 | 0 | 0 | 0 | 0 | [24 empty] | 8107402 | no | no |  |  | no |  | 0 | 0 | 0 | 0 | 0 | 0 |  | 1 | 1 | 1 | 0 | 0 | 0
load_220363556 |  | node_1275995_997_15292025_523 |  | AN | 0 | Residential | 9669.6+4119.232j | 0 | 0 | 0 | 0 | 0 | [24 empty] | 8107402 | no | no |  |  | no |  | 0 | 0 | 0 | 0 | 0 | 0 |  | 1 | 1 | 1 | 0 | 0 | 0
load_220363557 |  | node_1275967_163_15291672_123 |  | AN | 0 | Residential | 3751.2+1598.005j | 0 | 0 | 0 | 0 | 0 | [24 empty] | 8107402 | no | no |  |  | no |  | 0 | 0 | 0 | 0 | 0 | 0 |  | 1 | 1 | 1 | 0 | 0 | 0
load_220363558 |  | node_1275753_37_15291329_369 |  | AN | 0 | Residential | 5745.6+2447.615j | 0 | 0 | 0 | 0 | 0 | [24 empty] | 8107402 | no | no |  |  | no |  | 0 | 0 | 0 | 0 | 0 | 0 |  | 1 | 1 | 1 | 0 | 0 | 0
load_220363559 |  | node_1275265_937_15291126_043 |  | AN | 0 | Residential | 8503.2+3622.348j | 0 | 0 | 0 | 0 | 0 | [24 empty] | 8107402 | no | no |  |  | no |  | 0 | 0 | 0 | 0 | 0 | 0 |  | 1 | 1 | 1 | 0 | 0 | 0
load_220363560 |  | node_1275258_684_15290808_276 |  | AN | 0 | Residential | 4730.4+2015.142j | 0 | 0 | 0 | 0 | 0 | [24 empty] | 8107402 | no | no |  |  | no |  | 0 | 0 | 0 | 0 | 0 | 0 |  | 1 | 1 | 1 | 0 | 0 | 0
load_220363561 |  | node_1274776_067_15290821_92 |  | AN | 0 | Residential | 23572.8+10041.971j | 0 | 0 | 0 | 0 | 0 | [24 empty] | 8107402 | no | no |  |  | no |  | 0 | 0 | 0 | 0 | 0 | 0 |  | 1 | 1 | 1 | 0 | 0 | 0
load_220363730 |  | node_1277960_472_15287836_077 |  | AN | 0 | Residential | 7848+3343.234j | 0 | 0 | 0 | 0 | 0 | [24 empty] | 8107402 | no | no |  |  | no |  | 0 | 0 | 0 | 0 | 0 | 0 |  | 1 | 1 | 1 | 0 | 0 | 0
load_220363731 |  | node_1277825_579_15288019_608 |  | AN | 0 | Other | 0 | 0 | 0 | 0 | 0 | 0 | [24 empty] | 8107402 | no | no |  |  | no |  | 0 | 0 | 0 | 0 | 0 | 0 |  | 1 | 1 | 1 | 0 | 0 | 0
load_220363734 |  | node_1277017_152_15287004_047 |  | AN | 0 | Residential | 11736+4999.515j | 0 | 0 | 0 | 0 | 0 | [24 empty] | 8107402 | no | no |  |  | no |  | 0 | 0 | 0 | 0 | 0 | 0 |  | 1 | 1 | 1 | 0 | 0 | 0
load_220363735 |  | node_1276748_469_15286832_832 |  | AN | 0 | Residential | 0 | 0 | 0 | 0 | 0 | 0 | [24 empty] | 8107402 | no | no |  |  | no |  | 0 | 0 | 0 | 0 | 0 | 0 |  | 1 | 1 | 1 | 0 | 0 | 0
load_220363736 |  | node_1276536_462_15286603_145 |  | AN | 0 | Residential | 16754.4+7137.345j | 0 | 0 | 0 | 0 | 0 | [24 empty] | 8107402 | no | no |  |  | no |  | 0 | 0 | 0 | 0 | 0 | 0 |  | 1 | 1 | 1 | 0 | 0 | 0
load_220363737 |  | node_1278280_188_15288209_986 |  | AN | 0 | Other | 0 | 0 | 0 | 0 | 0 | 0 | [24 empty] | 8107402 | no | no |  |  | no |  | 0 | 0 | 0 | 0 | 0 | 0 |  | 1 | 1 | 1 | 0 | 0 | 0
load_220363743 |  | node_1280664_022_15292287_359 |  | AN | 0 | Residential | 19029.6+8106.576j | 0 | 0 | 0 | 0 | 0 | [24 empty] | 8107402 | no | no |  |  | no |  | 0 | 0 | 0 | 0 | 0 | 0 |  | 1 | 1 | 1 | 0 | 0 | 0
load_220363744 |  | node_1280187_672_15292219_953 |  | AN | 0 | Residential | 6840+2913.828j | 0 | 0 | 0 | 0 | 0 | [24 empty] | 8107402 | no | no |  |  | no |  | 0 | 0 | 0 | 0 | 0 | 0 |  | 1 | 1 | 1 | 0 | 0 | 0
load_220363747 |  | node_1282057_71_15292730_077 |  | AN | 0 | Residential | 12470.4+5312.368j | 0 | 0 | 0 | 0 | 0 | [24 empty] | 8107402 | no | no |  |  | no |  | 0 | 0 | 0 | 0 | 0 | 0 |  | 1 | 1 | 1 | 0 | 0 | 0
load_220363748 |  | node_1281841_015_15292686_121 |  | AN | 0 | Residential | 2116.8+901.753j | 0 | 0 | 0 | 0 | 0 | [24 empty] | 8107402 | no | no |  |  | no |  | 0 | 0 | 0 | 0 | 0 | 0 |  | 1 | 1 | 1 | 0 | 0 | 0
load_220363804 |  | node_1287733_217_15294425_319 |  | AN | 0 | Residential | 53251.2+22684.916j | 0 | 0 | 0 | 0 | 0 | [24 empty] | 8107402 | no | no |  |  | no |  | 0 | 0 | 0 | 0 | 0 | 0 |  | 1 | 1 | 1 | 0 | 0 | 0
load_220363819 |  | node_1289283_918_15294444_529 |  | AN | 0 | Residential | 11095.2+4726.535j | 0 | 0 | 0 | 0 | 0 | [24 empty] | 8107402 | no | no |  |  | no |  | 0 | 0 | 0 | 0 | 0 | 0 |  | 1 | 1 | 1 | 0 | 0 | 0
load_220363820 |  | node_1288901_742_15294570_32 |  | AN | 0 | Residential | 28800+12268.749j | 0 | 0 | 0 | 0 | 0 | [24 empty] | 8107402 | no | no |  |  | no |  | 0 | 0 | 0 | 0 | 0 | 0 |  | 1 | 1 | 1 | 0 | 0 | 0
load_220363834 |  | node_1288135_157_15289194_65 |  | AN | 0 | Residential | 37238.4+15863.492j | 0 | 0 | 0 | 0 | 0 | [24 empty] | 8107402 | no | no |  |  | no |  | 0 | 0 | 0 | 0 | 0 | 0 |  | 1 | 1 | 1 | 0 | 0 | 0
load_220363835 |  | node_1288617_92_15288798_251 |  | AN | 0 | Residential | 36172.8+15409.548j | 0 | 0 | 0 | 0 | 0 | [24 empty] | 8107402 | no | no |  |  | no |  | 0 | 0 | 0 | 0 | 0 | 0 |  | 1 | 1 | 1 | 0 | 0 | 0
load_220363871 |  | node_1287932_113_15290083_656 |  | AN | 0 | Other | 0 | 0 | 0 | 0 | 0 | 0 | [24 empty] | 8107402 | no | no |  |  | no |  | 0 | 0 | 0 | 0 | 0 | 0 |  | 1 | 1 | 1 | 0 | 0 | 0
load_220363880 |  | node_1289453_263_15291686_953 |  | AN | 0 | Residential | 9496.8+4045.62j | 0 | 0 | 0 | 0 | 0 | [24 empty] | 8107402 | no | no |  |  | no |  | 0 | 0 | 0 | 0 | 0 | 0 |  | 1 | 1 | 1 | 0 | 0 | 0
load_220363881 |  | node_1289262_221_15291944_69 |  | AN | 0 | Residential | 7704+3281.89j | 0 | 0 | 0 | 0 | 0 | [24 empty] | 8107402 | no | no |  |  | no |  | 0 | 0 | 0 | 0 | 0 | 0 |  | 1 | 1 | 1 | 0 | 0 | 0
load_220363958 |  | node_1281891_446_15289497_114 |  | AN | 0 | Residential | 7315.2+3116.262j | 0 | 0 | 0 | 0 | 0 | [24 empty] | 8107402 | no | no |  |  | no |  | 0 | 0 | 0 | 0 | 0 | 0 |  | 1 | 1 | 1 | 0 | 0 | 0
load_220363959 |  | node_1282205_825_15289937_624 |  | AN | 0 | Residential | 22543.2+9603.363j | 0 | 0 | 0 | 0 | 0 | [24 empty] | 8107402 | no | no |  |  | no |  | 0 | 0 | 0 | 0 | 0 | 0 |  | 1 | 1 | 1 | 0 | 0 | 0
load_220363962 |  | node_1287365_842_15289492_837 |  | AN | 0 | NonResidential | 6854.4+2919.962j | 0 | 0 | 0 | 0 | 0 | [24 empty] | 8107402 | no | no |  |  | no |  | 0 | 0 | 0 | 0 | 0 | 0 |  | 1 | 1 | 1 | 0 | 0 | 0
load_220363963 |  | node_1287414_909_15289319_369 |  | AN | 0 | Residential | 31946.4+13609.109j | 0 | 0 | 0 | 0 | 0 | [24 empty] | 8107402 | no | no |  |  | no |  | 0 | 0 | 0 | 0 | 0 | 0 |  | 1 | 1 | 1 | 0 | 0 | 0
load_220363965 |  | node_1289117_363_15295429_779 |  | AN | 0 | Residential | 13132.8+5594.549j | 0 | 0 | 0 | 0 | 0 | [24 empty] | 8107402 | no | no |  |  | no |  | 0 | 0 | 0 | 0 | 0 | 0 |  | 1 | 1 | 1 | 0 | 0 | 0
load_220363966 |  | node_1288056_259_15294518_813 |  | AN | 0 | Residential | 49334.4+21016.366j | 0 | 0 | 0 | 0 | 0 | [24 empty] | 8107402 | no | no |  |  | no |  | 0 | 0 | 0 | 0 | 0 | 0 |  | 1 | 1 | 1 | 0 | 0 | 0
load_220363967 |  | node_1288203_666_15294936_622 |  | AN | 0 | Residential | 10670.4+4545.571j | 0 | 0 | 0 | 0 | 0 | [24 empty] | 8107402 | no | no |  |  | no |  | 0 | 0 | 0 | 0 | 0 | 0 |  | 1 | 1 | 1 | 0 | 0 | 0
load_220363969 |  | node_1288792_681_15295338_769 |  | AN | 0 | Residential | 15156+6456.429j | 0 | 0 | 0 | 0 | 0 | [24 empty] | 8107402 | no | no |  |  | no |  | 0 | 0 | 0 | 0 | 0 | 0 |  | 1 | 1 | 1 | 0 | 0 | 0
load_220363970 |  | node_1289179_974_15295070_351 |  | AN | 0 | Residential | 11044.8+4705.065j | 0 | 0 | 0 | 0 | 0 | [24 empty] | 8107402 | no | no |  |  | no |  | 0 | 0 | 0 | 0 | 0 | 0 |  | 1 | 1 | 1 | 0 | 0 | 0
load_220364007 |  | node_1288773_313_15290220_359 |  | AN | 0 | Residential | 37663.2+16044.456j | 0 | 0 | 0 | 0 | 0 | [24 empty] | 8107402 | no | no |  |  | no |  | 0 | 0 | 0 | 0 | 0 | 0 |  | 1 | 1 | 1 | 0 | 0 | 0
load_220364011 |  | node_1293526_138_15292970_731 |  | AN | 0 | Residential | 10411.2+4435.153j | 0 | 0 | 0 | 0 | 0 | [24 empty] | 8107402 | no | no |  |  | no |  | 0 | 0 | 0 | 0 | 0 | 0 |  | 1 | 1 | 1 | 0 | 0 | 0
load_220364012 |  | node_1293103_403_15293051_675 |  | AN | 0 | Residential | 4863.6+2071.885j | 0 | 0 | 0 | 0 | 0 | [24 empty] | 8107402 | no | no |  |  | no |  | 0 | 0 | 0 | 0 | 0 | 0 |  | 1 | 1 | 1 | 0 | 0 | 0
load_220364013 |  | node_1293083_568_15293051_452 |  | AN | 0 | Residential | 4863.6+2071.885j | 0 | 0 | 0 | 0 | 0 | [24 empty] | 8107402 | no | no |  |  | no |  | 0 | 0 | 0 | 0 | 0 | 0 |  | 1 | 1 | 1 | 0 | 0 | 0
load_220364014 |  | node_1292626_275_15292686_723 |  | AN | 0 | NonResidential | 12333.333+5253.978j | 0 | 0 | 0 | 0 | 0 | [24 empty] | 8107402 | no | no |  |  | no |  | 0 | 0 | 0 | 0 | 0 | 0 |  | 1 | 1 | 1 | 0 | 0 | 0
load_220364015 |  | node_1292629_814_15292739_352 |  | BN | 0 | NonResidential | 0 | 12333.333+5253.978j | 0 | 0 | 0 | 0 | [24 empty] | 8107402 | no | no |  |  | no |  | 0 | 0 | 0 | 0 | 0 | 0 |  | 1 | 1 | 1 | 0 | 0 | 0
load_220364017 |  | node_1292656_947_15292435_945 |  | AN | 0 | NonResidential | 8500+3620.985j | 0 | 0 | 0 | 0 | 0 | [24 empty] | 8107402 | no | no |  |  | no |  | 0 | 0 | 0 | 0 | 0 | 0 |  | 1 | 1 | 1 | 0 | 0 | 0
load_220364018 |  | node_1292676_709_15292433_883 |  | AN | 0 | NonResidential | 8500+3620.985j | 0 | 0 | 0 | 0 | 0 | [24 empty] | 8107402 | no | no |  |  | no |  | 0 | 0 | 0 | 0 | 0 | 0 |  | 1 | 1 | 1 | 0 | 0 | 0
load_220364019 |  | node_1292878_715_15293108_274 |  | AN | 0 | NonResidential | 10666.667+4543.981j | 0 | 0 | 0 | 0 | 0 | [24 empty] | 8107402 | no | no |  |  | no |  | 0 | 0 | 0 | 0 | 0 | 0 |  | 1 | 1 | 1 | 0 | 0 | 0
load_220364020 |  | node_1292883_034_15293134_315 |  | BN | 0 | NonResidential | 0 | 10666.667+4543.981j | 0 | 0 | 0 | 0 | [24 empty] | 8107402 | no | no |  |  | no |  | 0 | 0 | 0 | 0 | 0 | 0 |  | 1 | 1 | 1 | 0 | 0 | 0
load_220364022 |  | node_1292616_207_15293011_538 |  | AN | 0 | Residential | 6458.4+2751.267j | 0 | 0 | 0 | 0 | 0 | [24 empty] | 8107402 | no | no |  |  | no |  | 0 | 0 | 0 | 0 | 0 | 0 |  | 1 | 1 | 1 | 0 | 0 | 0
load_220364023 |  | node_1292085_767_15293089_741 |  | AN | 0 | Residential | 8546.4+3640.751j | 0 | 0 | 0 | 0 | 0 | [24 empty] | 8107402 | no | no |  |  | no |  | 0 | 0 | 0 | 0 | 0 | 0 |  | 1 | 1 | 1 | 0 | 0 | 0
load_220364024 |  | node_1291867_727_15293155_833 |  | AN | 0 | Residential | 3549.6+1512.123j | 0 | 0 | 0 | 0 | 0 | [24 empty] | 8107402 | no | no |  |  | no |  | 0 | 0 | 0 | 0 | 0 | 0 |  | 1 | 1 | 1 | 0 | 0 | 0
load_220364027 |  | node_1291095_584_15293340_318 |  | AN | 0 | NonResidential | 7000+2981.988j | 0 | 0 | 0 | 0 | 0 | [24 empty] | 8107402 | no | no |  |  | no |  | 0 | 0 | 0 | 0 | 0 | 0 |  | 1 | 1 | 1 | 0 | 0 | 0
load_220364028 |  | node_1291083_232_15293319_334 |  | AN | 0 | Residential | 10641.6+4533.303j | 0 | 0 | 0 | 0 | 0 | [24 empty] | 8107402 | no | no |  |  | no |  | 0 | 0 | 0 | 0 | 0 | 0 |  | 1 | 1 | 1 | 0 | 0 | 0
load_220364030 |  | node_1290729_437_15293275_943 |  | AN | 0 | NonResidential | 6666.667+2839.988j | 0 | 0 | 0 | 0 | 0 | [24 empty] | 8107402 | no | no |  |  | no |  | 0 | 0 | 0 | 0 | 0 | 0 |  | 1 | 1 | 1 | 0 | 0 | 0
load_220364031 |  | node_1290741_797_15293296_918 |  | BN | 0 | NonResidential | 0 | 6666.667+2839.988j | 0 | 0 | 0 | 0 | [24 empty] | 8107402 | no | no |  |  | no |  | 0 | 0 | 0 | 0 | 0 | 0 |  | 1 | 1 | 1 | 0 | 0 | 0
load_220364032 |  | node_1290615_601_15292804_888 |  | AN | 0 | Residential | 13996.8+5962.612j | 0 | 0 | 0 | 0 | 0 | [24 empty] | 8107402 | no | no |  |  | no |  | 0 | 0 | 0 | 0 | 0 | 0 |  | 1 | 1 | 1 | 0 | 0 | 0
load_220364033 |  | node_1290286_181_15292558_072 |  | AN | 0 | Residential | 2642.4+1125.658j | 0 | 0 | 0 | 0 | 0 | [24 empty] | 8107402 | no | no |  |  | no |  | 0 | 0 | 0 | 0 | 0 | 0 |  | 1 | 1 | 1 | 0 | 0 | 0
load_220364034 |  | node_1288761_347_15291028_128 |  | AN | 0 | Residential | 6105.6+2600.975j | 0 | 0 | 0 | 0 | 0 | [24 empty] | 8107402 | no | no |  |  | no |  | 0 | 0 | 0 | 0 | 0 | 0 |  | 1 | 1 | 1 | 0 | 0 | 0
load_220364035 |  | node_1288734_203_15290567_977 |  | AN | 0 | Residential | 4147.2+1766.7j | 0 | 0 | 0 | 0 | 0 | [24 empty] | 8107402 | no | no |  |  | no |  | 0 | 0 | 0 | 0 | 0 | 0 |  | 1 | 1 | 1 | 0 | 0 | 0
load_220364036 |  | node_1288984_251_15290254_254 |  | AN | 0 | Residential | 9957.6+4241.92j | 0 | 0 | 0 | 0 | 0 | [24 empty] | 8107402 | no | no |  |  | no |  | 0 | 0 | 0 | 0 | 0 | 0 |  | 1 | 1 | 1 | 0 | 0 | 0
load_220364038 |  | node_1288224_936_15290510_181 |  | AN | 0 | Residential | 468+199.367j | 0 | 0 | 0 | 0 | 0 | [24 empty] | 8107402 | no | no |  |  | no |  | 0 | 0 | 0 | 0 | 0 | 0 |  | 1 | 1 | 1 | 0 | 0 | 0
load_220364039 |  | node_1288245_037_15290223_001 |  | AN | 0 | Residential | 48074.4+20479.609j | 0 | 0 | 0 | 0 | 0 | [24 empty] | 8107402 | no | no |  |  | no |  | 0 | 0 | 0 | 0 | 0 | 0 |  | 1 | 1 | 1 | 0 | 0 | 0
load_220364040 |  | node_1287794_271_15290111_021 |  | AN | 0 | Residential | 8488.8+3616.214j | 0 | 0 | 0 | 0 | 0 | [24 empty] | 8107402 | no | no |  |  | no |  | 0 | 0 | 0 | 0 | 0 | 0 |  | 1 | 1 | 1 | 0 | 0 | 0
load_220364041 |  | node_1287505_768_15289658_776 |  | AN | 0 | Residential | 8020.8+3416.846j | 0 | 0 | 0 | 0 | 0 | [24 empty] | 8107402 | no | no |  |  | no |  | 0 | 0 | 0 | 0 | 0 | 0 |  | 1 | 1 | 1 | 0 | 0 | 0
load_220364042 |  | node_1287180_583_15290116_483 |  | AN | 0 | Residential | 1125.6+479.504j | 0 | 0 | 0 | 0 | 0 | [24 empty] | 8107402 | no | no |  |  | no |  | 0 | 0 | 0 | 0 | 0 | 0 |  | 1 | 1 | 1 | 0 | 0 | 0
load_220364043 |  | node_1287168_916_15290137_876 |  | BN | 0 | Residential | 0 | 1125.6+479.504j | 0 | 0 | 0 | 0 | [24 empty] | 8107402 | no | no |  |  | no |  | 0 | 0 | 0 | 0 | 0 | 0 |  | 1 | 1 | 1 | 0 | 0 | 0
load_220364044 |  | node_1287187_7_15290091_715 |  | CN | 0 | Residential | 0 | 0 | 1125.6+479.504j | 0 | 0 | 0 | [24 empty] | 8107402 | no | no |  |  | no |  | 0 | 0 | 0 | 0 | 0 | 0 |  | 1 | 1 | 1 | 0 | 0 | 0
load_220364045 |  | node_1286984_953_15290259_624 |  | AN | 0 | Other | 0 | 0 | 0 | 0 | 0 | 0 | [24 empty] | 8107402 | no | no |  |  | no |  | 0 | 0 | 0 | 0 | 0 | 0 |  | 1 | 1 | 1 | 0 | 0 | 0
load_220364046 |  | node_1286379_495_15289708_745 |  | AN | 0 | NonResidential | 6000+2555.989j | 0 | 0 | 0 | 0 | 0 | [24 empty] | 8107402 | no | no |  |  | no |  | 0 | 0 | 0 | 0 | 0 | 0 |  | 1 | 1 | 1 | 0 | 0 | 0
load_220364047 |  | node_1286360_583_15289700_474 |  | AN | 0 | NonResidential | 6000+2555.989j | 0 | 0 | 0 | 0 | 0 | [24 empty] | 8107402 | no | no |  |  | no |  | 0 | 0 | 0 | 0 | 0 | 0 |  | 1 | 1 | 1 | 0 | 0 | 0
load_220364048 |  | node_1285992_45_15289435_816 |  | AN | 0 | Residential | 10224+4355.406j | 0 | 0 | 0 | 0 | 0 | [24 empty] | 8107402 | no | no |  |  | no |  | 0 | 0 | 0 | 0 | 0 | 0 |  | 1 | 1 | 1 | 0 | 0 | 0
load_220364050 |  | node_1285025_426_15289406_15 |  | AN | 0 | NonResidential | 5155.2+2196.106j | 0 | 0 | 0 | 0 | 0 | [24 empty] | 8107402 | no | no |  |  | no |  | 0 | 0 | 0 | 0 | 0 | 0 |  | 1 | 1 | 1 | 0 | 0 | 0
load_220364051 |  | node_1284515_121_15289348_138 |  | AN | 0 | Residential | 12787.2+5447.324j | 0 | 0 | 0 | 0 | 0 | [24 empty] | 8107402 | no | no |  |  | no |  | 0 | 0 | 0 | 0 | 0 | 0 |  | 1 | 1 | 1 | 0 | 0 | 0
load_220364052 |  | node_1284282_974_15289390_359 |  | AN | 0 | Other | 0 | 0 | 0 | 0 | 0 | 0 | [24 empty] | 8107402 | no | no |  |  | no |  | 0 | 0 | 0 | 0 | 0 | 0 |  | 1 | 1 | 1 | 0 | 0 | 0
load_220364056 |  | node_1282934_666_15289262_167 |  | AN | 0 | Residential | 6624+2821.812j | 0 | 0 | 0 | 0 | 0 | [24 empty] | 8107402 | no | no |  |  | no |  | 0 | 0 | 0 | 0 | 0 | 0 |  | 1 | 1 | 1 | 0 | 0 | 0
load_220364057 |  | node_1281642_745_15289265_433 |  | AN | 0 | Other | 0 | 0 | 0 | 0 | 0 | 0 | [24 empty] | 8107402 | no | no |  |  | no |  | 0 | 0 | 0 | 0 | 0 | 0 |  | 1 | 1 | 1 | 0 | 0 | 0
load_220364058 |  | node_1281323_175_15289075_647 |  | AN | 0 | NonResidential | 8000+3407.986j | 0 | 0 | 0 | 0 | 0 | [24 empty] | 8107402 | no | no |  |  | no |  | 0 | 0 | 0 | 0 | 0 | 0 |  | 1 | 1 | 1 | 0 | 0 | 0
load_220364059 |  | node_1281102_401_15289110_275 |  | AN | 0 | Other | 0 | 0 | 0 | 0 | 0 | 0 | [24 empty] | 8107402 | no | no |  |  | no |  | 0 | 0 | 0 | 0 | 0 | 0 |  | 1 | 1 | 1 | 0 | 0 | 0
load_220364060 |  | node_1281088_074_15289091_678 |  | BN | 0 | Other | 0 | 0 | 0 | 0 | 0 | 0 | [24 empty] | 8107402 | no | no |  |  | no |  | 0 | 0 | 0 | 0 | 0 | 0 |  | 1 | 1 | 1 | 0 | 0 | 0
load_220364061 |  | node_1281077_787_15289068_782 |  | CN | 0 | Other | 0 | 0 | 0 | 0 | 0 | 0 | [24 empty] | 8107402 | no | no |  |  | no |  | 0 | 0 | 0 | 0 | 0 | 0 |  | 1 | 1 | 1 | 0 | 0 | 0
load_220364062 |  | node_1281134_061_15288779_36 |  | AN | 0 | Residential | 15364.8+6545.377j | 0 | 0 | 0 | 0 | 0 | [24 empty] | 8107402 | no | no |  |  | no |  | 0 | 0 | 0 | 0 | 0 | 0 |  | 1 | 1 | 1 | 0 | 0 | 0
load_220364063 |  | node_1280593_779_15288478_698 |  | AN | 0 | NonResidential | 1180.8+503.019j | 0 | 0 | 0 | 0 | 0 | [24 empty] | 8107402 | no | no |  |  | no |  | 0 | 0 | 0 | 0 | 0 | 0 |  | 1 | 1 | 1 | 0 | 0 | 0
load_220364065 |  | node_1291821_663_15294241_458 |  | AN | 0 | Residential | 19879.2+8468.504j | 0 | 0 | 0 | 0 | 0 | [24 empty] | 8107402 | no | no |  |  | no |  | 0 | 0 | 0 | 0 | 0 | 0 |  | 1 | 1 | 1 | 0 | 0 | 0
load_220364066 |  | node_1291621_197_15294401_051 |  | AN | 0 | Residential | 4197.6+1788.17j | 0 | 0 | 0 | 0 | 0 | [24 empty] | 8107402 | no | no |  |  | no |  | 0 | 0 | 0 | 0 | 0 | 0 |  | 1 | 1 | 1 | 0 | 0 | 0
load_220364068 |  | node_1291350_652_15293408_319 |  | AN | 0 | NonResidential | 2059.2+877.216j | 0 | 0 | 0 | 0 | 0 | [24 empty] | 8107402 | no | no |  |  | no |  | 0 | 0 | 0 | 0 | 0 | 0 |  | 1 | 1 | 1 | 0 | 0 | 0
load_220364069 |  | node_1291576_292_15293642_942 |  | AN | 0 | Residential | 9028.8+3846.253j | 0 | 0 | 0 | 0 | 0 | [24 empty] | 8107402 | no | no |  |  | no |  | 0 | 0 | 0 | 0 | 0 | 0 |  | 1 | 1 | 1 | 0 | 0 | 0
load_220364071 |  | node_1292609_703_15297290_213 |  | AN | 0 | Residential | 10987.2+4680.528j | 0 | 0 | 0 | 0 | 0 | [24 empty] | 8107402 | no | no |  |  | no |  | 0 | 0 | 0 | 0 | 0 | 0 |  | 1 | 1 | 1 | 0 | 0 | 0
load_220364072 |  | node_1292337_432_15297662_15 |  | AN | 0 | Residential | 15861.6+6757.013j | 0 | 0 | 0 | 0 | 0 | [24 empty] | 8107402 | no | no |  |  | no |  | 0 | 0 | 0 | 0 | 0 | 0 |  | 1 | 1 | 1 | 0 | 0 | 0
load_220364073 |  | node_1292505_972_15297159_197 |  | AN | 0 | Residential | 4204.8+1791.237j | 0 | 0 | 0 | 0 | 0 | [24 empty] | 8107402 | no | no |  |  | no |  | 0 | 0 | 0 | 0 | 0 | 0 |  | 1 | 1 | 1 | 0 | 0 | 0
load_220364075 |  | node_1292037_839_15296558_091 |  | AN | 0 | Residential | 41752.8+17786.618j | 0 | 0 | 0 | 0 | 0 | [24 empty] | 8107402 | no | no |  |  | no |  | 0 | 0 | 0 | 0 | 0 | 0 |  | 1 | 1 | 1 | 0 | 0 | 0
load_220364076 |  | node_1292121_332_15296337_908 |  | AN | 0 | Residential | 5616+2392.406j | 0 | 0 | 0 | 0 | 0 | [24 empty] | 8107402 | no | no |  |  | no |  | 0 | 0 | 0 | 0 | 0 | 0 |  | 1 | 1 | 1 | 0 | 0 | 0
load_220364081 |  | node_1291418_432_15295919_29 |  | AN | 0 | Residential | 4950+2108.691j | 0 | 0 | 0 | 0 | 0 | [24 empty] | 8107402 | no | no |  |  | no |  | 0 | 0 | 0 | 0 | 0 | 0 |  | 1 | 1 | 1 | 0 | 0 | 0
load_220364082 |  | node_1291427_972_15295942_75 |  | AN | 0 | Residential | 4950+2108.691j | 0 | 0 | 0 | 0 | 0 | [24 empty] | 8107402 | no | no |  |  | no |  | 0 | 0 | 0 | 0 | 0 | 0 |  | 1 | 1 | 1 | 0 | 0 | 0
load_220364083 |  | node_1290845_298_15295762_627 |  | AN | 0 | Residential | 3304.8+1407.839j | 0 | 0 | 0 | 0 | 0 | [24 empty] | 8107402 | no | no |  |  | no |  | 0 | 0 | 0 | 0 | 0 | 0 |  | 1 | 1 | 1 | 0 | 0 | 0
load_220364085 |  | node_1291029_349_15295124_593 |  | AN | 0 | Residential | 1900.8+809.737j | 0 | 0 | 0 | 0 | 0 | [24 empty] | 8107402 | no | no |  |  | no |  | 0 | 0 | 0 | 0 | 0 | 0 |  | 1 | 1 | 1 | 0 | 0 | 0
load_220364086 |  | node_1290884_844_15295183_214 |  | AN | 0 | NonResidential | 4147.2+1766.7j | 0 | 0 | 0 | 0 | 0 | [24 empty] | 8107402 | no | no |  |  | no |  | 0 | 0 | 0 | 0 | 0 | 0 |  | 1 | 1 | 1 | 0 | 0 | 0
load_220364087 |  | node_1290703_568_15295363_596 |  | AN | 0 | NonResidential | 2894.4+1233.009j | 0 | 0 | 0 | 0 | 0 | [24 empty] | 8107402 | no | no |  |  | no |  | 0 | 0 | 0 | 0 | 0 | 0 |  | 1 | 1 | 1 | 0 | 0 | 0
load_220364088 |  | node_1290759_185_15294741_648 |  | AN | 0 | NonResidential | 6000+2555.989j | 0 | 0 | 0 | 0 | 0 | [24 empty] | 8107402 | no | no |  |  | no |  | 0 | 0 | 0 | 0 | 0 | 0 |  | 1 | 1 | 1 | 0 | 0 | 0
load_220364090 |  | node_1290537_757_15294655_439 |  | AN | 0 | Residential | 19072.8+8124.979j | 0 | 0 | 0 | 0 | 0 | [24 empty] | 8107402 | no | no |  |  | no |  | 0 | 0 | 0 | 0 | 0 | 0 |  | 1 | 1 | 1 | 0 | 0 | 0
load_220364092 |  | node_1290006_598_15294412_227 |  | AN | 0 | Residential | 35028+14921.866j | 0 | 0 | 0 | 0 | 0 | [24 empty] | 8107402 | no | no |  |  | no |  | 0 | 0 | 0 | 0 | 0 | 0 |  | 1 | 1 | 1 | 0 | 0 | 0
load_220364094 |  | node_1289287_946_15294350_112 |  | AN | 0 | NonResidential | 136.8+58.277j | 0 | 0 | 0 | 0 | 0 | [24 empty] | 8107402 | no | no |  |  | no |  | 0 | 0 | 0 | 0 | 0 | 0 |  | 1 | 1 | 1 | 0 | 0 | 0
load_220364095 |  | node_1289408_487_15294035_641 |  | AN | 0 | NonResidential | 18333.333+7809.967j | 0 | 0 | 0 | 0 | 0 | [24 empty] | 8107402 | no | no |  |  | no |  | 0 | 0 | 0 | 0 | 0 | 0 |  | 1 | 1 | 1 | 0 | 0 | 0
load_220364096 |  | node_1289372_736_15294013_203 |  | BN | 0 | NonResidential | 0 | 18333.333+7809.967j | 0 | 0 | 0 | 0 | [24 empty] | 8107402 | no | no |  |  | no |  | 0 | 0 | 0 | 0 | 0 | 0 |  | 1 | 1 | 1 | 0 | 0 | 0
load_220364097 |  | node_1289391_69_15294021_276 |  | CN | 0 | NonResidential | 0 | 0 | 18333.333+7809.967j | 0 | 0 | 0 | [24 empty] | 8107402 | no | no |  |  | no |  | 0 | 0 | 0 | 0 | 0 | 0 |  | 1 | 1 | 1 | 0 | 0 | 0
load_220364100 |  | node_1288848_357_15294318_18 |  | AN | 0 | Residential | 11743.2+5002.582j | 0 | 0 | 0 | 0 | 0 | [24 empty] | 8107402 | no | no |  |  | no |  | 0 | 0 | 0 | 0 | 0 | 0 |  | 1 | 1 | 1 | 0 | 0 | 0
load_220364101 |  | node_1288424_108_15294328_838 |  | AN | 0 | Residential | 45331.2+19311.01j | 0 | 0 | 0 | 0 | 0 | [24 empty] | 8107402 | no | no |  |  | no |  | 0 | 0 | 0 | 0 | 0 | 0 |  | 1 | 1 | 1 | 0 | 0 | 0
load_220364103 |  | node_1287593_295_15293702_631 |  | AN | 0 | Residential | 16581.6+7063.732j | 0 | 0 | 0 | 0 | 0 | [24 empty] | 8107402 | no | no |  |  | no |  | 0 | 0 | 0 | 0 | 0 | 0 |  | 1 | 1 | 1 | 0 | 0 | 0
load_220364104 |  | node_1287202_721_15293299_732 |  | AN | 0 | Other | 0 | 0 | 0 | 0 | 0 | 0 | [24 empty] | 8107402 | no | no |  |  | no |  | 0 | 0 | 0 | 0 | 0 | 0 |  | 1 | 1 | 1 | 0 | 0 | 0
load_220364104-L-1 |  | node_1287202_721_15293299_732 |  | AN | 0 | Residential | 0 | 0 | 0 | 0 | 0 | 0 | [24 empty] | 8107402 | no | no |  |  | no |  | 0 | 0 | 0 | 0 | 0 | 0 |  | 1 | 1 | 1 | 0 | 0 | 0
load_220364105 |  | node_1287104_589_15293116_947 |  | AN | 0 | Residential | 11916+5076.195j | 0 | 0 | 0 | 0 | 0 | [24 empty] | 8107402 | no | no |  |  | no |  | 0 | 0 | 0 | 0 | 0 | 0 |  | 1 | 1 | 1 | 0 | 0 | 0
load_220364106 |  | node_1286919_753_15293097_626 |  | AN | 0 | NonResidential | 8863.2+3775.707j | 0 | 0 | 0 | 0 | 0 | [24 empty] | 8107402 | no | no |  |  | no |  | 0 | 0 | 0 | 0 | 0 | 0 |  | 1 | 1 | 1 | 0 | 0 | 0
load_220364107 |  | node_1286688_208_15293136_748 |  | AN | 0 | NonResidential | 2000+851.996j | 0 | 0 | 0 | 0 | 0 | [24 empty] | 8107402 | no | no |  |  | no |  | 0 | 0 | 0 | 0 | 0 | 0 |  | 1 | 1 | 1 | 0 | 0 | 0
load_220364108 |  | node_1292993_031_15297945_828 |  | AN | 0 | Residential | 15638.4+6661.931j | 0 | 0 | 0 | 0 | 0 | [24 empty] | 8107402 | no | no |  |  | no |  | 0 | 0 | 0 | 0 | 0 | 0 |  | 1 | 1 | 1 | 0 | 0 | 0
load_220364109 |  | node_1286365_308_15293324_742 |  | AN | 0 | Other | 0 | 0 | 0 | 0 | 0 | 0 | [24 empty] | 8107402 | no | no |  |  | no |  | 0 | 0 | 0 | 0 | 0 | 0 |  | 1 | 1 | 1 | 0 | 0 | 0
load_220364110 |  | node_1286095_888_15293092_448 |  | AN | 0 | NonResidential | 1584+674.781j | 0 | 0 | 0 | 0 | 0 | [24 empty] | 8107402 | no | no |  |  | no |  | 0 | 0 | 0 | 0 | 0 | 0 |  | 1 | 1 | 1 | 0 | 0 | 0
load_220364112 |  | node_1285676_034_15292977_741 |  | AN | 0 | Residential | 8064+3435.25j | 0 | 0 | 0 | 0 | 0 | [24 empty] | 8107402 | no | no |  |  | no |  | 0 | 0 | 0 | 0 | 0 | 0 |  | 1 | 1 | 1 | 0 | 0 | 0
load_220364113 |  | node_1285520_219_15292795_543 |  | AN | 0 | Residential | 4773.6+2033.545j | 0 | 0 | 0 | 0 | 0 | [24 empty] | 8107402 | no | no |  |  | no |  | 0 | 0 | 0 | 0 | 0 | 0 |  | 1 | 1 | 1 | 0 | 0 | 0
load_220364114 |  | node_1285140_011_15292636_493 |  | AN | 0 | Residential | 14652+6241.726j | 0 | 0 | 0 | 0 | 0 | [24 empty] | 8107402 | no | no |  |  | no |  | 0 | 0 | 0 | 0 | 0 | 0 |  | 1 | 1 | 1 | 0 | 0 | 0
load_220364115 |  | node_1284670_18_15292517_579 |  | AN | 0 | Residential | 3319.2+1413.973j | 0 | 0 | 0 | 0 | 0 | [24 empty] | 8107402 | no | no |  |  | no |  | 0 | 0 | 0 | 0 | 0 | 0 |  | 1 | 1 | 1 | 0 | 0 | 0
load_220364117 |  | node_1284474_475_15292521_036 |  | AN | 0 | Residential | 4183.2+1782.036j | 0 | 0 | 0 | 0 | 0 | [24 empty] | 8107402 | no | no |  |  | no |  | 0 | 0 | 0 | 0 | 0 | 0 |  | 1 | 1 | 1 | 0 | 0 | 0
load_220364118 |  | node_1284203_987_15291842_73 |  | AN | 0 | Residential | 5652+2407.742j | 0 | 0 | 0 | 0 | 0 | [24 empty] | 8107402 | no | no |  |  | no |  | 0 | 0 | 0 | 0 | 0 | 0 |  | 1 | 1 | 1 | 0 | 0 | 0
load_220364119 |  | node_1283916_923_15291588_241 |  | AN | 0 | Residential | 15084+6425.757j | 0 | 0 | 0 | 0 | 0 | [24 empty] | 8107402 | no | no |  |  | no |  | 0 | 0 | 0 | 0 | 0 | 0 |  | 1 | 1 | 1 | 0 | 0 | 0
load_220364120 |  | node_1283722_619_15291512_067 |  | AN | 0 | Residential | 16459.2+7011.59j | 0 | 0 | 0 | 0 | 0 | [24 empty] | 8107402 | no | no |  |  | no |  | 0 | 0 | 0 | 0 | 0 | 0 |  | 1 | 1 | 1 | 0 | 0 | 0
load_220364121 |  | node_1283588_319_15291259_008 |  | AN | 0 | Residential | 11685.6+4978.045j | 0 | 0 | 0 | 0 | 0 | [24 empty] | 8107402 | no | no |  |  | no |  | 0 | 0 | 0 | 0 | 0 | 0 |  | 1 | 1 | 1 | 0 | 0 | 0
load_220425698 |  | node_1276570_311_15281381_702 |  | AN | 0 | Residential | 4716+2009.008j | 0 | 0 | 0 | 0 | 0 | [24 empty] | 8107402 | no | no |  |  | no |  | 0 | 0 | 0 | 0 | 0 | 0 |  | 1 | 1 | 1 | 0 | 0 | 0
load_220431757 |  | node_1304378_301_15289779_421 |  | AN | 0 | Residential | 35899.2+15292.995j | 0 | 0 | 0 | 0 | 0 | [24 empty] | 8107402 | no | no |  |  | no |  | 0 | 0 | 0 | 0 | 0 | 0 |  | 1 | 1 | 1 | 0 | 0 | 0
load_220432256 |  | node_1298842_403_15290694_154 |  | ABCN | 0 | Other | 0 | 0 | 0 | 0 | 0 | 0 | [24 empty] | 8107402 | no | no |  |  | no |  | 0 | 0 | 0 | 0 | 0 | 0 |  | 1 | 1 | 1 | 0 | 0 | 0
load_220432256-L1-1 |  | node_1298842_403_15290694_154 |  | ABCN | 0 | Other | 0 | 0 | 0 | 0 | 0 | 0 | [24 empty] | 8107402 | no | no |  |  | no |  | 0 | 0 | 0 | 0 | 0 | 0 |  | 1 | 1 | 1 | 0 | 0 | 0
load_220439053 |  | node_1300108_835_15294311_521 |  | BN | 0 | NonResidential | 0 | 4000+1703.993j | 0 | 0 | 0 | 0 | [24 empty] | 8107402 | no | no |  |  | no |  | 0 | 0 | 0 | 0 | 0 | 0 |  | 1 | 1 | 1 | 0 | 0 | 0
load_220440315 |  | node_1284423_665_15292011_719 |  | AN | 0 | Residential | 5090.4+2168.501j | 0 | 0 | 0 | 0 | 0 | [24 empty] | 8107402 | no | no |  |  | no |  | 0 | 0 | 0 | 0 | 0 | 0 |  | 1 | 1 | 1 | 0 | 0 | 0
load_220446767 |  | node_1276139_25_15280795_746 |  | AN | 0 | Residential | 4327.2+1843.379j | 0 | 0 | 0 | 0 | 0 | [24 empty] | 8107402 | no | no |  |  | no |  | 0 | 0 | 0 | 0 | 0 | 0 |  | 1 | 1 | 1 | 0 | 0 | 0
load_220474790 |  | node_1291461_502_15293352_71 |  | AN | 0 | NonResidential | 5000+2129.991j | 0 | 0 | 0 | 0 | 0 | [24 empty] | 8107402 | no | no |  |  | no |  | 0 | 0 | 0 | 0 | 0 | 0 |  | 1 | 1 | 1 | 0 | 0 | 0
load_220474834 |  | node_1291442_379_15293359_55 |  | AN | 0 | Residential | 6490.8+2765.069j | 0 | 0 | 0 | 0 | 0 | [24 empty] | 8107402 | no | no |  |  | no |  | 0 | 0 | 0 | 0 | 0 | 0 |  | 1 | 1 | 1 | 0 | 0 | 0
load_220474835 |  | node_1290721_513_15293251_436 |  | CN | 0 | NonResidential | 0 | 0 | 6666.667+2839.988j | 0 | 0 | 0 | [24 empty] | 8107402 | no | no |  |  | no |  | 0 | 0 | 0 | 0 | 0 | 0 |  | 1 | 1 | 1 | 0 | 0 | 0
load_220475016 |  | node_1296453_463_15263313_84 |  | AN | 0 | Residential | 16257.6+6925.709j | 0 | 0 | 0 | 0 | 0 | [24 empty] | 8107402 | no | no |  |  | no |  | 0 | 0 | 0 | 0 | 0 | 0 |  | 1 | 1 | 1 | 0 | 0 | 0
load_220475279 |  | node_1295811_34_15292728_095 |  | AN | 0 | Other | 0 | 0 | 0 | 0 | 0 | 0 | [24 empty] | 8107402 | no | no |  |  | no |  | 0 | 0 | 0 | 0 | 0 | 0 |  | 1 | 1 | 1 | 0 | 0 | 0
load_220476120 |  | node_1305457_287_15264086_41 |  | AN | 0 | Residential | 18108+7713.976j | 0 | 0 | 0 | 0 | 0 | [24 empty] | 8107402 | no | no |  |  | no |  | 0 | 0 | 0 | 0 | 0 | 0 |  | 1 | 1 | 1 | 0 | 0 | 0
load_220491338 |  | node_1288543_915_15290495_598 |  | AN | 0 | Residential | 7596+3235.882j | 0 | 0 | 0 | 0 | 0 | [24 empty] | 8107402 | no | no |  |  | no |  | 0 | 0 | 0 | 0 | 0 | 0 |  | 1 | 1 | 1 | 0 | 0 | 0
load_220491340 |  | node_1298032_935_15283873_617 |  | AN | 0 | Residential | 1490.4+634.908j | 0 | 0 | 0 | 0 | 0 | [24 empty] | 8107402 | no | no |  |  | no |  | 0 | 0 | 0 | 0 | 0 | 0 |  | 1 | 1 | 1 | 0 | 0 | 0
load_220491352 |  | node_1292869_532_15293084_561 |  | CN | 0 | NonResidential | 0 | 0 | 10666.667+4543.981j | 0 | 0 | 0 | [24 empty] | 8107402 | no | no |  |  | no |  | 0 | 0 | 0 | 0 | 0 | 0 |  | 1 | 1 | 1 | 0 | 0 | 0
load_220497471 |  | node_1302064_239_15287141_992 |  | AN | 0 | Residential | 6638.4+2827.947j | 0 | 0 | 0 | 0 | 0 | [24 empty] | 8107402 | no | no |  |  | no |  | 0 | 0 | 0 | 0 | 0 | 0 |  | 1 | 1 | 1 | 0 | 0 | 0
load_220506408 |  | node_1300196_874_15278505_064 |  | AN | 0 | Other | 0 | 0 | 0 | 0 | 0 | 0 | [24 empty] | 8107402 | no | no |  |  | no |  | 0 | 0 | 0 | 0 | 0 | 0 |  | 1 | 1 | 1 | 0 | 0 | 0
load_220508185 |  | node_1278507_417_15286318_305 |  | AN | 0 | Residential | 16171.2+6888.902j | 0 | 0 | 0 | 0 | 0 | [24 empty] | 8107402 | no | no |  |  | no |  | 0 | 0 | 0 | 0 | 0 | 0 |  | 1 | 1 | 1 | 0 | 0 | 0
load_220512999 |  | node_1303517_219_15262737_515 |  | AN | 0 | NonResidential | 33000+14057.941j | 0 | 0 | 0 | 0 | 0 | [24 empty] | 8107402 | no | no |  |  | no |  | 0 | 0 | 0 | 0 | 0 | 0 |  | 1 | 1 | 1 | 0 | 0 | 0
load_220514805 |  | node_1295283_15_15289425_223 |  | AN | 0 | NonResidential | 10000+4259.982j | 0 | 0 | 0 | 0 | 0 | [24 empty] | 8107402 | no | no |  |  | no |  | 0 | 0 | 0 | 0 | 0 | 0 |  | 1 | 1 | 1 | 0 | 0 | 0
load_220514891 |  | node_1280493_694_15291865_141 |  | AN | 0 | Residential | 12254.4+5220.353j | 0 | 0 | 0 | 0 | 0 | [24 empty] | 8107402 | no | no |  |  | no |  | 0 | 0 | 0 | 0 | 0 | 0 |  | 1 | 1 | 1 | 0 | 0 | 0
load_220517750 |  | node_1298181_706_15291310_474 |  | AN | 0 | Residential | 21607.2+9204.629j | 0 | 0 | 0 | 0 | 0 | [24 empty] | 8107402 | no | no |  |  | no |  | 0 | 0 | 0 | 0 | 0 | 0 |  | 1 | 1 | 1 | 0 | 0 | 0
load_220521164 |  | node_1288568_784_15295189_07 |  | AN | 0 | Residential | 7754.4+3303.361j | 0 | 0 | 0 | 0 | 0 | [24 empty] | 8107402 | no | no |  |  | no |  | 0 | 0 | 0 | 0 | 0 | 0 |  | 1 | 1 | 1 | 0 | 0 | 0
load_220522727 |  | node_1278196_624_15288603_02 |  | AN | 0 | Other | 0 | 0 | 0 | 0 | 0 | 0 | [24 empty] | 8107402 | no | no |  |  | no |  | 0 | 0 | 0 | 0 | 0 | 0 |  | 1 | 1 | 1 | 0 | 0 | 0
load_220528544 |  | node_1304130_403_15292836_498 |  | AN | 0 | NonResidential | 70000+29819.875j | 0 | 0 | 0 | 0 | 0 | [24 empty] | 8107402 | no | no |  |  | no |  | 0 | 0 | 0 | 0 | 0 | 0 |  | 1 | 1 | 1 | 0 | 0 | 0
load_220528726 |  | node_1305137_607_15282770_162 |  | AN | 0 | Residential | 4874.4+2076.486j | 0 | 0 | 0 | 0 | 0 | [24 empty] | 8107402 | no | no |  |  | no |  | 0 | 0 | 0 | 0 | 0 | 0 |  | 1 | 1 | 1 | 0 | 0 | 0
load_220528762 |  | node_1278723_736_15298242_967 |  | AN | 0 | Residential | 7704+3281.89j | 0 | 0 | 0 | 0 | 0 | [24 empty] | 8107402 | no | no |  |  | no |  | 0 | 0 | 0 | 0 | 0 | 0 |  | 1 | 1 | 1 | 0 | 0 | 0
load_220529932 |  | node_1284431_665_15297309_303 |  | AN | 0 | Residential | 6789.6+2892.357j | 0 | 0 | 0 | 0 | 0 | [24 empty] | 8107402 | no | no |  |  | no |  | 0 | 0 | 0 | 0 | 0 | 0 |  | 1 | 1 | 1 | 0 | 0 | 0
load_220529958 |  | node_1296573_224_15292041_914 |  | ABCN | 0 | NonResidential | 41333.333+17607.926j | 41333.333+17607.926j | 41333.333+17607.926j | 0 | 0 | 0 | [24 empty] | 8107402 | no | no |  |  | no |  | 0 | 0 | 0 | 0 | 0 | 0 |  | 1 | 1 | 1 | 0 | 0 | 0
load_220530136 |  | node_1291352_431_15296756_996 |  | AN | 0 | Residential | 5738.4+2444.548j | 0 | 0 | 0 | 0 | 0 | [24 empty] | 8107402 | no | no |  |  | no |  | 0 | 0 | 0 | 0 | 0 | 0 |  | 1 | 1 | 1 | 0 | 0 | 0
load_220530188 |  | node_1297108_406_15262698_783 |  | AN | 0 | NonResidential | 0 | 0 | 0 | 0 | 0 | 0 | [24 empty] | 8107402 | no | no |  |  | no |  | 0 | 0 | 0 | 0 | 0 | 0 |  | 1 | 1 | 1 | 0 | 0 | 0
load_220530270 |  | node_1293005_563_15289354_113 |  | AN | 0 | Other | 0 | 0 | 0 | 0 | 0 | 0 | [24 empty] | 8107402 | no | no |  |  | no |  | 0 | 0 | 0 | 0 | 0 | 0 |  | 1 | 1 | 1 | 0 | 0 | 0
load_220530270-L1-1 |  | node_1293005_563_15289354_113 |  | AN | 0 | Other | 0 | 0 | 0 | 0 | 0 | 0 | [24 empty] | 8107402 | no | no |  |  | no |  | 0 | 0 | 0 | 0 | 0 | 0 |  | 1 | 1 | 1 | 0 | 0 | 0
load_220530271 |  | node_1278776_016_15297694_029 |  | AN | 0 | Residential | 9792+4171.375j | 0 | 0 | 0 | 0 | 0 | [24 empty] | 8107402 | no | no |  |  | no |  | 0 | 0 | 0 | 0 | 0 | 0 |  | 1 | 1 | 1 | 0 | 0 | 0
load_220530981 |  | node_1295827_93_15291463_057 |  | AN | 0 | NonResidential | 0 | 0 | 0 | 0 | 0 | 0 | [24 empty] | 8107402 | no | no |  |  | no |  | 0 | 0 | 0 | 0 | 0 | 0 |  | 1 | 1 | 1 | 0 | 0 | 0
load_220531835 |  | node_1300355_717_15277808_253 |  | AN | 0 | Residential | 8308.8+3539.534j | 0 | 0 | 0 | 0 | 0 | [24 empty] | 8107402 | no | no |  |  | no |  | 0 | 0 | 0 | 0 | 0 | 0 |  | 1 | 1 | 1 | 0 | 0 | 0
load_220532508 |  | node_1286460_133_15294740_094 |  | AN | 0 | Residential | 10252.8+4367.675j | 0 | 0 | 0 | 0 | 0 | [24 empty] | 8107402 | no | no |  |  | no |  | 0 | 0 | 0 | 0 | 0 | 0 |  | 1 | 1 | 1 | 0 | 0 | 0
load_220533382 |  | node_1302409_125_15287087_094 |  | AN | 0 | Residential | 8726.4+3717.431j | 0 | 0 | 0 | 0 | 0 | [24 empty] | 8107402 | no | no |  |  | no |  | 0 | 0 | 0 | 0 | 0 | 0 |  | 1 | 1 | 1 | 0 | 0 | 0
load_220537666 |  | node_1275668_864_15281355_515 |  | AN | 0 | Residential | 7581.6+3229.748j | 0 | 0 | 0 | 0 | 0 | [24 empty] | 8107402 | no | no |  |  | no |  | 0 | 0 | 0 | 0 | 0 | 0 |  | 1 | 1 | 1 | 0 | 0 | 0
load_220539399 |  | node_1291608_586_15296244_811 |  | AN | 0 | Residential | 7675.2+3269.622j | 0 | 0 | 0 | 0 | 0 | [24 empty] | 8107402 | no | no |  |  | no |  | 0 | 0 | 0 | 0 | 0 | 0 |  | 1 | 1 | 1 | 0 | 0 | 0
load_220540188 |  | node_1292196_28_15276043_2 |  | AN | 0 | Residential | 29829.6+12707.356j | 0 | 0 | 0 | 0 | 0 | [24 empty] | 8107402 | no | no |  |  | no |  | 0 | 0 | 0 | 0 | 0 | 0 |  | 1 | 1 | 1 | 0 | 0 | 0
load_220540578 |  | node_1301708_713_15287289_176 |  | AN | 0 | NonResidential | 7.2+3.067j | 0 | 0 | 0 | 0 | 0 | [24 empty] | 8107402 | no | no |  |  | no |  | 0 | 0 | 0 | 0 | 0 | 0 |  | 1 | 1 | 1 | 0 | 0 | 0
load_220542429 |  | node_1299228_63_15291167_589 |  | AN | 0 | NonResidential | 9000+3833.984j | 0 | 0 | 0 | 0 | 0 | [24 empty] | 8107402 | no | no |  |  | no |  | 0 | 0 | 0 | 0 | 0 | 0 |  | 1 | 1 | 1 | 0 | 0 | 0
load_220543360 |  | node_1305457_743_15277284_032 |  | AN | 0 | Other | 0 | 0 | 0 | 0 | 0 | 0 | [24 empty] | 8107402 | no | no |  |  | no |  | 0 | 0 | 0 | 0 | 0 | 0 |  | 1 | 1 | 1 | 0 | 0 | 0
load_220544041 |  | node_1291413_02_15294567_675 |  | AN | 0 | NonResidential | 727.2+309.786j | 0 | 0 | 0 | 0 | 0 | [24 empty] | 8107402 | no | no |  |  | no |  | 0 | 0 | 0 | 0 | 0 | 0 |  | 1 | 1 | 1 | 0 | 0 | 0
load_220545502 |  | node_1303527_536_15263306_977 |  | AN | 0 | Residential | 15660+6671.132j | 0 | 0 | 0 | 0 | 0 | [24 empty] | 8107402 | no | no |  |  | no |  | 0 | 0 | 0 | 0 | 0 | 0 |  | 1 | 1 | 1 | 0 | 0 | 0
load_220549809 |  | node_1273855_912_15294698_182 |  | AN | 0 | Residential | 3016.8+1285.151j | 0 | 0 | 0 | 0 | 0 | [24 empty] | 8107402 | no | no |  |  | no |  | 0 | 0 | 0 | 0 | 0 | 0 |  | 1 | 1 | 1 | 0 | 0 | 0
load_220551485 |  | node_1309581_417_15266637_838 |  | AN | 0 | Residential | 41616+17728.342j | 0 | 0 | 0 | 0 | 0 | [24 empty] | 8107402 | no | no |  |  | no |  | 0 | 0 | 0 | 0 | 0 | 0 |  | 1 | 1 | 1 | 0 | 0 | 0
load_220551964 |  | node_1298359_057_15288838_65 |  | AN | 0 | Residential | 3297.6+1404.772j | 0 | 0 | 0 | 0 | 0 | [24 empty] | 8107402 | no | no |  |  | no |  | 0 | 0 | 0 | 0 | 0 | 0 |  | 1 | 1 | 1 | 0 | 0 | 0
load_220553380 |  | node_1289470_947_15294859_18 |  | AN | 0 | Residential | 10692+4554.773j | 0 | 0 | 0 | 0 | 0 | [24 empty] | 8107402 | no | no |  |  | no |  | 0 | 0 | 0 | 0 | 0 | 0 |  | 1 | 1 | 1 | 0 | 0 | 0
load_220563447 |  | node_1299658_346_15289435_087 |  | AN | 0 | Residential | 9172.8+3907.596j | 0 | 0 | 0 | 0 | 0 | [24 empty] | 8107402 | no | no |  |  | no |  | 0 | 0 | 0 | 0 | 0 | 0 |  | 1 | 1 | 1 | 0 | 0 | 0
load_220564149 |  | node_1291994_496_15286219_361 |  | AN | 0 | Residential | 7538.4+3211.345j | 0 | 0 | 0 | 0 | 0 | [24 empty] | 8107402 | no | no |  |  | no |  | 0 | 0 | 0 | 0 | 0 | 0 |  | 1 | 1 | 1 | 0 | 0 | 0
load_220571584 |  | node_1292625_466_15292713_319 |  | CN | 0 | NonResidential | 0 | 0 | 12333.333+5253.978j | 0 | 0 | 0 | [24 empty] | 8107402 | no | no |  |  | no |  | 0 | 0 | 0 | 0 | 0 | 0 |  | 1 | 1 | 1 | 0 | 0 | 0
load_220572310 |  | node_1277500_97_15284127_925 |  | AN | 0 | Residential | 12074.4+5143.673j | 0 | 0 | 0 | 0 | 0 | [24 empty] | 8107402 | no | no |  |  | no |  | 0 | 0 | 0 | 0 | 0 | 0 |  | 1 | 1 | 1 | 0 | 0 | 0
load_220572522 |  | node_1305296_932_15283638_563 |  | AN | 0 | Residential | 15847.2+6750.879j | 0 | 0 | 0 | 0 | 0 | [24 empty] | 8107402 | no | no |  |  | no |  | 0 | 0 | 0 | 0 | 0 | 0 |  | 1 | 1 | 1 | 0 | 0 | 0
load_220572735 |  | node_1277360_254_15287811_922 |  | AN | 0 | Other | 0 | 0 | 0 | 0 | 0 | 0 | [24 empty] | 8107402 | no | no |  |  | no |  | 0 | 0 | 0 | 0 | 0 | 0 |  | 1 | 1 | 1 | 0 | 0 | 0
load_220574700 |  | node_1306776_634_15267185_558 |  | AN | 0 | Residential | 10555.2+4496.496j | 0 | 0 | 0 | 0 | 0 | [24 empty] | 8107402 | no | no |  |  | no |  | 0 | 0 | 0 | 0 | 0 | 0 |  | 1 | 1 | 1 | 0 | 0 | 0
load_220576191 |  | node_1283787_821_15289242_132 |  | AN | 0 | Residential | 2800.8+1193.136j | 0 | 0 | 0 | 0 | 0 | [24 empty] | 8107402 | no | no |  |  | no |  | 0 | 0 | 0 | 0 | 0 | 0 |  | 1 | 1 | 1 | 0 | 0 | 0
load_220596330 |  | node_1287085_451_15284443_568 |  | AN | 0 | Other | 0 | 0 | 0 | 0 | 0 | 0 | [24 empty] | 8107402 | no | no |  |  | no |  | 0 | 0 | 0 | 0 | 0 | 0 |  | 1 | 1 | 1 | 0 | 0 | 0
load_220597347 |  | node_1281099_894_15292349_998 |  | AN | 0 | Residential | 6948+2959.836j | 0 | 0 | 0 | 0 | 0 | [24 empty] | 8107402 | no | no |  |  | no |  | 0 | 0 | 0 | 0 | 0 | 0 |  | 1 | 1 | 1 | 0 | 0 | 0
load_220597574 |  | node_1289446_657_15295375_231 |  | AN | 0 | Residential | 8892+3787.976j | 0 | 0 | 0 | 0 | 0 | [24 empty] | 8107402 | no | no |  |  | no |  | 0 | 0 | 0 | 0 | 0 | 0 |  | 1 | 1 | 1 | 0 | 0 | 0
load_220597746 |  | node_1294913_085_15293305_178 |  | AN | 0 | NonResidential | 11000+4685.98j | 0 | 0 | 0 | 0 | 0 | [24 empty] | 8107402 | no | no |  |  | no |  | 0 | 0 | 0 | 0 | 0 | 0 |  | 1 | 1 | 1 | 0 | 0 | 0
load_220597749 |  | node_1294903_925_15293318_753 |  | BN | 0 | NonResidential | 0 | 11000+4685.98j | 0 | 0 | 0 | 0 | [24 empty] | 8107402 | no | no |  |  | no |  | 0 | 0 | 0 | 0 | 0 | 0 |  | 1 | 1 | 1 | 0 | 0 | 0
load_220597750 |  | node_1294893_002_15293322_383 |  | CN | 0 | NonResidential | 0 | 0 | 11000+4685.98j | 0 | 0 | 0 | [24 empty] | 8107402 | no | no |  |  | no |  | 0 | 0 | 0 | 0 | 0 | 0 |  | 1 | 1 | 1 | 0 | 0 | 0
load_220600457 |  | node_1282391_456_15289282_822 |  | AN | 0 | NonResidential | 396+168.695j | 0 | 0 | 0 | 0 | 0 | [24 empty] | 8107402 | no | no |  |  | no |  | 0 | 0 | 0 | 0 | 0 | 0 |  | 1 | 1 | 1 | 0 | 0 | 0
load_220605840 |  | node_1283534_894_15289204_778 |  | AN | 0 | Residential | 20505.6+8735.349j | 0 | 0 | 0 | 0 | 0 | [24 empty] | 8107402 | no | no |  |  | no |  | 0 | 0 | 0 | 0 | 0 | 0 |  | 1 | 1 | 1 | 0 | 0 | 0
load_220606116 |  | node_1298816_69_15268675_45 |  | AN | 0 | Residential | 8827.2+3760.371j | 0 | 0 | 0 | 0 | 0 | [24 empty] | 8107402 | no | no |  |  | no |  | 0 | 0 | 0 | 0 | 0 | 0 |  | 1 | 1 | 1 | 0 | 0 | 0
load_220606368 |  | node_1308685_822_15269959_91 |  | AN | 0 | Residential | 10526.4+4484.228j | 0 | 0 | 0 | 0 | 0 | [24 empty] | 8107402 | no | no |  |  | no |  | 0 | 0 | 0 | 0 | 0 | 0 |  | 1 | 1 | 1 | 0 | 0 | 0
load_220614187 |  | node_1299825_019_15276527_209 |  | AN | 0 | NonResidential | 10000+4259.982j | 0 | 0 | 0 | 0 | 0 | [24 empty] | 8107402 | no | no |  |  | no |  | 0 | 0 | 0 | 0 | 0 | 0 |  | 1 | 1 | 1 | 0 | 0 | 0
load_220614842 |  | node_1293851_543_15282733_414 |  | AN | 0 | Residential | 24012+10229.069j | 0 | 0 | 0 | 0 | 0 | [24 empty] | 8107402 | no | no |  |  | no |  | 0 | 0 | 0 | 0 | 0 | 0 |  | 1 | 1 | 1 | 0 | 0 | 0
load_220615686 |  | node_1289042_395_15292149_196 |  | AN | 0 | NonResidential | 0 | 0 | 0 | 0 | 0 | 0 | [24 empty] | 8107402 | no | no |  |  | no |  | 0 | 0 | 0 | 0 | 0 | 0 |  | 1 | 1 | 1 | 0 | 0 | 0
load_220615843 |  | node_1277483_103_15287415_89 |  | AN | 0 | Other | 0 | 0 | 0 | 0 | 0 | 0 | [24 empty] | 8107402 | no | no |  |  | no |  | 0 | 0 | 0 | 0 | 0 | 0 |  | 1 | 1 | 1 | 0 | 0 | 0
load_220616432 |  | node_1284653_293_15292702_271 |  | AN | 0 | Residential | 6501.6+2769.67j | 0 | 0 | 0 | 0 | 0 | [24 empty] | 8107402 | no | no |  |  | no |  | 0 | 0 | 0 | 0 | 0 | 0 |  | 1 | 1 | 1 | 0 | 0 | 0
load_220616433 |  | node_1282685_902_15290264_616 |  | AN | 0 | Residential | 18590.4+7919.477j | 0 | 0 | 0 | 0 | 0 | [24 empty] | 8107402 | no | no |  |  | no |  | 0 | 0 | 0 | 0 | 0 | 0 |  | 1 | 1 | 1 | 0 | 0 | 0
load_220616444 |  | node_1282473_824_15290041_312 |  | AN | 0 | Residential | 3614.4+1539.728j | 0 | 0 | 0 | 0 | 0 | [24 empty] | 8107402 | no | no |  |  | no |  | 0 | 0 | 0 | 0 | 0 | 0 |  | 1 | 1 | 1 | 0 | 0 | 0
load_220616446 |  | node_1285892_028_15293090_361 |  | AN | 0 | Residential | 5630.4+2398.54j | 0 | 0 | 0 | 0 | 0 | [24 empty] | 8107402 | no | no |  |  | no |  | 0 | 0 | 0 | 0 | 0 | 0 |  | 1 | 1 | 1 | 0 | 0 | 0
load_220617186 |  | node_1298084_548_15283649_931 |  | AN | 0 | Residential | 7344+3128.531j | 0 | 0 | 0 | 0 | 0 | [24 empty] | 8107402 | no | no |  |  | no |  | 0 | 0 | 0 | 0 | 0 | 0 |  | 1 | 1 | 1 | 0 | 0 | 0
load_220618638 |  | node_1279691_346_15292070_434 |  | AN | 0 | Residential | 8985.6+3827.85j | 0 | 0 | 0 | 0 | 0 | [24 empty] | 8107402 | no | no |  |  | no |  | 0 | 0 | 0 | 0 | 0 | 0 |  | 1 | 1 | 1 | 0 | 0 | 0
load_220621671 |  | node_1303256_811_15290192_222 |  | AN | 0 | NonResidential | 1058.4+450.877j | 0 | 0 | 0 | 0 | 0 | [24 empty] | 8107402 | no | no |  |  | no |  | 0 | 0 | 0 | 0 | 0 | 0 |  | 1 | 1 | 1 | 0 | 0 | 0
load_220624234 |  | node_1298135_074_15266199_67 |  | AN | 0 | Residential | 11390.4+4852.29j | 0 | 0 | 0 | 0 | 0 | [24 empty] | 8107402 | no | no |  |  | no |  | 0 | 0 | 0 | 0 | 0 | 0 |  | 1 | 1 | 1 | 0 | 0 | 0
load_220624511 |  | node_1307162_303_15273061_55 |  | AN | 0 | Residential | 8337.6+3551.803j | 0 | 0 | 0 | 0 | 0 | [24 empty] | 8107402 | no | no |  |  | no |  | 0 | 0 | 0 | 0 | 0 | 0 |  | 1 | 1 | 1 | 0 | 0 | 0
load_220624961 |  | node_1289899_921_15289903_439 |  | AN | 0 | NonResidential | 7500+3194.987j | 0 | 0 | 0 | 0 | 0 | [24 empty] | 8107402 | no | no |  |  | no |  | 0 | 0 | 0 | 0 | 0 | 0 |  | 1 | 1 | 1 | 0 | 0 | 0
load_220624964 |  | node_1290243_547_15289939_891 |  | AN | 0 | NonResidential | 2000+851.996j | 0 | 0 | 0 | 0 | 0 | [24 empty] | 8107402 | no | no |  |  | no |  | 0 | 0 | 0 | 0 | 0 | 0 |  | 1 | 1 | 1 | 0 | 0 | 0
load_220624965 |  | node_1289911_264_15289881_731 |  | AN | 0 | NonResidential | 7500+3194.987j | 0 | 0 | 0 | 0 | 0 | [24 empty] | 8107402 | no | no |  |  | no |  | 0 | 0 | 0 | 0 | 0 | 0 |  | 1 | 1 | 1 | 0 | 0 | 0
load_220625852 |  | node_1290320_906_15290249_882 |  | AN | 0 | NonResidential | 568.8+242.308j | 0 | 0 | 0 | 0 | 0 | [24 empty] | 8107402 | no | no |  |  | no |  | 0 | 0 | 0 | 0 | 0 | 0 |  | 1 | 1 | 1 | 0 | 0 | 0
load_220627441 |  | node_1285231_558_15289345_356 |  | AN | 0 | NonResidential | 1116+475.414j | 0 | 0 | 0 | 0 | 0 | [24 empty] | 8107402 | no | no |  |  | no |  | 0 | 0 | 0 | 0 | 0 | 0 |  | 1 | 1 | 1 | 0 | 0 | 0
load_220634297 |  | node_1290587_752_15289263_852 |  | ABCN | 0 | NonResidential | 137666.667+58645.755j | 137666.667+58645.755j | 137666.667+58645.755j | 0 | 0 | 0 | [24 empty] | 8107402 | no | no |  |  | no |  | 0 | 0 | 0 | 0 | 0 | 0 |  | 1 | 1 | 1 | 0 | 0 | 0
load_220635943 |  | node_1287021_199_15294503_428 |  | AN | 0 | Residential | 5810.4+2475.22j | 0 | 0 | 0 | 0 | 0 | [24 empty] | 8107402 | no | no |  |  | no |  | 0 | 0 | 0 | 0 | 0 | 0 |  | 1 | 1 | 1 | 0 | 0 | 0
load_220636352 |  | node_1288866_48_15292514_554 |  | AN | 0 | NonResidential | 14000+5963.975j | 0 | 0 | 0 | 0 | 0 | [24 empty] | 8107402 | no | no |  |  | no |  | 0 | 0 | 0 | 0 | 0 | 0 |  | 1 | 1 | 1 | 0 | 0 | 0
load_220637572 |  | node_1292388_586_15296249_677 |  | AN | 0 | NonResidential | 7000+2981.988j | 0 | 0 | 0 | 0 | 0 | [24 empty] | 8107402 | no | no |  |  | no |  | 0 | 0 | 0 | 0 | 0 | 0 |  | 1 | 1 | 1 | 0 | 0 | 0
load_220646370 |  | node_1298795_398_15288868_872 |  | AN | 0 | Residential | 9288+3956.671j | 0 | 0 | 0 | 0 | 0 | [24 empty] | 8107402 | no | no |  |  | no |  | 0 | 0 | 0 | 0 | 0 | 0 |  | 1 | 1 | 1 | 0 | 0 | 0
load_220646495 |  | node_1275648_269_15288015_591 |  | AN | 0 | Residential | 6667.2+2840.215j | 0 | 0 | 0 | 0 | 0 | [24 empty] | 8107402 | no | no |  |  | no |  | 0 | 0 | 0 | 0 | 0 | 0 |  | 1 | 1 | 1 | 0 | 0 | 0
load_220646497 |  | node_1293118_549_15298300_917 |  | AN | 0 | Residential | 18432+7851.999j | 0 | 0 | 0 | 0 | 0 | [24 empty] | 8107402 | no | no |  |  | no |  | 0 | 0 | 0 | 0 | 0 | 0 |  | 1 | 1 | 1 | 0 | 0 | 0
load_220646516 |  | node_1279023_051_15294684_224 |  | AN | 0 | Residential | 3772.8+1607.206j | 0 | 0 | 0 | 0 | 0 | [24 empty] | 8107402 | no | no |  |  | no |  | 0 | 0 | 0 | 0 | 0 | 0 |  | 1 | 1 | 1 | 0 | 0 | 0
load_220646517 |  | node_1279221_197_15294466_465 |  | AN | 0 | Residential | 648+276.047j | 0 | 0 | 0 | 0 | 0 | [24 empty] | 8107402 | no | no |  |  | no |  | 0 | 0 | 0 | 0 | 0 | 0 |  | 1 | 1 | 1 | 0 | 0 | 0
load_220647791 |  | node_1294671_781_15289258_73 |  | AN | 0 | Residential | 4212+1794.304j | 0 | 0 | 0 | 0 | 0 | [24 empty] | 8107402 | no | no |  |  | no |  | 0 | 0 | 0 | 0 | 0 | 0 |  | 1 | 1 | 1 | 0 | 0 | 0
load_220647922 |  | node_1292876_701_15293367_696 |  | AN | 0 | Other | 0 | 0 | 0 | 0 | 0 | 0 | [24 empty] | 8107402 | no | no |  |  | no |  | 0 | 0 | 0 | 0 | 0 | 0 |  | 1 | 1 | 1 | 0 | 0 | 0
load_220648290 |  | node_1289687_839_15294336_828 |  | AN | 0 | Residential | 2505.6+1067.381j | 0 | 0 | 0 | 0 | 0 | [24 empty] | 8107402 | no | no |  |  | no |  | 0 | 0 | 0 | 0 | 0 | 0 |  | 1 | 1 | 1 | 0 | 0 | 0
load_220648602 |  | node_1286108_56_15289245_182 |  | AN | 0 | NonResidential | 12000+5111.979j | 0 | 0 | 0 | 0 | 0 | [24 empty] | 8107402 | no | no |  |  | no |  | 0 | 0 | 0 | 0 | 0 | 0 |  | 1 | 1 | 1 | 0 | 0 | 0
load_220648603 |  | node_1286127_609_15289252_85 |  | AN | 0 | NonResidential | 12000+5111.979j | 0 | 0 | 0 | 0 | 0 | [24 empty] | 8107402 | no | no |  |  | no |  | 0 | 0 | 0 | 0 | 0 | 0 |  | 1 | 1 | 1 | 0 | 0 | 0
load_220648608 |  | node_1288914_904_15290107_452 |  | AN | 0 | NonResidential | 9000+3833.984j | 0 | 0 | 0 | 0 | 0 | [24 empty] | 8107402 | no | no |  |  | no |  | 0 | 0 | 0 | 0 | 0 | 0 |  | 1 | 1 | 1 | 0 | 0 | 0
load_220648618 |  | node_1290249_684_15291578_934 |  | AN | 0 | NonResidential | 5335.2+2272.786j | 0 | 0 | 0 | 0 | 0 | [24 empty] | 8107402 | no | no |  |  | no |  | 0 | 0 | 0 | 0 | 0 | 0 |  | 1 | 1 | 1 | 0 | 0 | 0
load_220649023 |  | node_1298843_888_15268357_819 |  | AN | 0 | Residential | 2628+1119.523j | 0 | 0 | 0 | 0 | 0 | [24 empty] | 8107402 | no | no |  |  | no |  | 0 | 0 | 0 | 0 | 0 | 0 |  | 1 | 1 | 1 | 0 | 0 | 0
load_220649706 |  | node_1277674_482_15284800_155 |  | AN | 0 | Residential | 3614.4+1539.728j | 0 | 0 | 0 | 0 | 0 | [24 empty] | 8107402 | no | no |  |  | no |  | 0 | 0 | 0 | 0 | 0 | 0 |  | 1 | 1 | 1 | 0 | 0 | 0
load_220650216 |  | node_1288707_227_15285508_362 |  | AN | 0 | NonResidential | 576+245.375j | 0 | 0 | 0 | 0 | 0 | [24 empty] | 8107402 | no | no |  |  | no |  | 0 | 0 | 0 | 0 | 0 | 0 |  | 1 | 1 | 1 | 0 | 0 | 0
load_220651721 |  | node_1296767_645_15293048_216 |  | AN | 0 | NonResidential | 25000+10649.955j | 0 | 0 | 0 | 0 | 0 | [24 empty] | 8107402 | no | no |  |  | no |  | 0 | 0 | 0 | 0 | 0 | 0 |  | 1 | 1 | 1 | 0 | 0 | 0
load_220651722 |  | node_1296773_654_15293073_664 |  | BN | 0 | NonResidential | 0 | 25000+10649.955j | 0 | 0 | 0 | 0 | [24 empty] | 8107402 | no | no |  |  | no |  | 0 | 0 | 0 | 0 | 0 | 0 |  | 1 | 1 | 1 | 0 | 0 | 0
load_220651723 |  | node_1296756_948_15293025_665 |  | CN | 0 | NonResidential | 0 | 0 | 25000+10649.955j | 0 | 0 | 0 | [24 empty] | 8107402 | no | no |  |  | no |  | 0 | 0 | 0 | 0 | 0 | 0 |  | 1 | 1 | 1 | 0 | 0 | 0
load_220651724 |  | node_1296729_304_15293137_138 |  | AN | 0 | Residential | 3614.4+1539.728j | 0 | 0 | 0 | 0 | 0 | [24 empty] | 8107402 | no | no |  |  | no |  | 0 | 0 | 0 | 0 | 0 | 0 |  | 1 | 1 | 1 | 0 | 0 | 0
load_220655425 |  | node_1275565_526_15291239_493 |  | AN | 0 | Residential | 9684+4125.367j | 0 | 0 | 0 | 0 | 0 | [24 empty] | 8107402 | no | no |  |  | no |  | 0 | 0 | 0 | 0 | 0 | 0 |  | 1 | 1 | 1 | 0 | 0 | 0
load_220655619 |  | node_1298855_516_15270071_579 |  | AN | 0 | Residential | 5839.2+2487.489j | 0 | 0 | 0 | 0 | 0 | [24 empty] | 8107402 | no | no |  |  | no |  | 0 | 0 | 0 | 0 | 0 | 0 |  | 1 | 1 | 1 | 0 | 0 | 0
load_220657027 |  | node_1298814_899_15273142_473 |  | AN | 0 | Residential | 4989.6+2125.561j | 0 | 0 | 0 | 0 | 0 | [24 empty] | 8107402 | no | no |  |  | no |  | 0 | 0 | 0 | 0 | 0 | 0 |  | 1 | 1 | 1 | 0 | 0 | 0
load_310005653 |  | node_1282385_322_15287267_693 |  | AN | 0 | NonResidential | 424.8+180.964j | 0 | 0 | 0 | 0 | 0 | [24 empty] | 8107402 | no | no |  |  | no |  | 0 | 0 | 0 | 0 | 0 | 0 |  | 1 | 1 | 1 | 0 | 0 | 0
load_310005671 |  | node_1299586_888_15275993_039 |  | AN | 0 | NonResidential | 3000+1277.995j | 0 | 0 | 0 | 0 | 0 | [24 empty] | 8107402 | no | no |  |  | no |  | 0 | 0 | 0 | 0 | 0 | 0 |  | 1 | 1 | 1 | 0 | 0 | 0
load_310014318 |  | node_1297403_06_15271840_828 |  | AN | 0 | NonResidential | 11654000+4964583.211j | 0 | 0 | 0 | 0 | 0 | [24 empty] | 8107402 | no | no |  |  | no |  | 0 | 0 | 0 | 0 | 0 | 0 |  | 1 | 1 | 1 | 0 | 0 | 0
load_310014324 |  | node_1295920_417_15293286_839 |  | ABCN | 0 | NonResidential | 147333.333+62763.737j | 147333.333+62763.737j | 147333.333+62763.737j | 0 | 0 | 0 | [24 empty] | 8107402 | no | no |  |  | no |  | 0 | 0 | 0 | 0 | 0 | 0 |  | 1 | 1 | 1 | 0 | 0 | 0
load_310020946 |  | node_1289790_166_15294168_258 |  | CN | 0 | Other | 0 | 0 | 0 | 0 | 0 | 0 | [24 empty] | 8107402 | no | no |  |  | no |  | 0 | 0 | 0 | 0 | 0 | 0 |  | 1 | 1 | 1 | 0 | 0 | 0
load_310020947 |  | node_1289763_822_15294128_733 |  | AN | 0 | Other | 0 | 0 | 0 | 0 | 0 | 0 | [24 empty] | 8107402 | no | no |  |  | no |  | 0 | 0 | 0 | 0 | 0 | 0 |  | 1 | 1 | 1 | 0 | 0 | 0
load_310039221 |  | node_1294268_334_15270445_621 |  | AN | 0 | Other | 0 | 0 | 0 | 0 | 0 | 0 | [24 empty] | 8107402 | no | no |  |  | no |  | 0 | 0 | 0 | 0 | 0 | 0 |  | 1 | 1 | 1 | 0 | 0 | 0
load_310045812 |  | node_1276215_815_15292379_458 |  | AN | 0 | Residential | 8748+3726.632j | 0 | 0 | 0 | 0 | 0 | [24 empty] | 8107402 | no | no |  |  | no |  | 0 | 0 | 0 | 0 | 0 | 0 |  | 1 | 1 | 1 | 0 | 0 | 0
load_310045815 |  | node_1280010_78_15291645_973 |  | AN | 0 | NonResidential | 8000+3407.986j | 0 | 0 | 0 | 0 | 0 | [24 empty] | 8107402 | no | no |  |  | no |  | 0 | 0 | 0 | 0 | 0 | 0 |  | 1 | 1 | 1 | 0 | 0 | 0
load_310056723 |  | node_1296817_464_15286522_462 |  | AN | 0 | Residential | 4420.8+1883.253j | 0 | 0 | 0 | 0 | 0 | [24 empty] | 8107402 | no | no |  |  | no |  | 0 | 0 | 0 | 0 | 0 | 0 |  | 1 | 1 | 1 | 0 | 0 | 0
load_310056727 |  | node_1299171_133_15274396_678 |  | AN | 0 | NonResidential | 0 | 0 | 0 | 0 | 0 | 0 | [24 empty] | 8107402 | no | no |  |  | no |  | 0 | 0 | 0 | 0 | 0 | 0 |  | 1 | 1 | 1 | 0 | 0 | 0
load_310057156 |  | node_1288559_356_15292493_875 |  | CN | 0 | NonResidential | 0 | 0 | 7000+2981.988j | 0 | 0 | 0 | [24 empty] | 8107402 | no | no |  |  | no |  | 0 | 0 | 0 | 0 | 0 | 0 |  | 1 | 1 | 1 | 0 | 0 | 0
load_310057160 |  | node_1285652_759_15289449_586 |  | AN | 0 | Residential | 11239.2+4787.879j | 0 | 0 | 0 | 0 | 0 | [24 empty] | 8107402 | no | no |  |  | no |  | 0 | 0 | 0 | 0 | 0 | 0 |  | 1 | 1 | 1 | 0 | 0 | 0
load_310057262 |  | node_1286420_606_15296324_635 |  | AN | 0 | Residential | 17625.6+7508.474j | 0 | 0 | 0 | 0 | 0 | [24 empty] | 8107402 | no | no |  |  | no |  | 0 | 0 | 0 | 0 | 0 | 0 |  | 1 | 1 | 1 | 0 | 0 | 0
load_310061647 |  | node_1289778_917_15294146_191 |  | BN | 0 | Other | 0 | 0 | 0 | 0 | 0 | 0 | [24 empty] | 8107402 | no | no |  |  | no |  | 0 | 0 | 0 | 0 | 0 | 0 |  | 1 | 1 | 1 | 0 | 0 | 0
load_310064790 |  | node_1300353_801_15282472_17 |  | AN | 0 | Residential | 10548+4493.429j | 0 | 0 | 0 | 0 | 0 | [24 empty] | 8107402 | no | no |  |  | no |  | 0 | 0 | 0 | 0 | 0 | 0 |  | 1 | 1 | 1 | 0 | 0 | 0
load_310064833 |  | node_1288565_939_15292551_026 |  | AN | 0 | NonResidential | 7000+2981.988j | 0 | 0 | 0 | 0 | 0 | [24 empty] | 8107402 | no | no |  |  | no |  | 0 | 0 | 0 | 0 | 0 | 0 |  | 1 | 1 | 1 | 0 | 0 | 0
load_311902030 |  | node_1297845_489_15276190_42 |  | AN | 0 | Other | 0 | 0 | 0 | 0 | 0 | 0 | [24 empty] | 8107402 | no | no |  |  | no |  | 0 | 0 | 0 | 0 | 0 | 0 |  | 1 | 1 | 1 | 0 | 0 | 0
load_311903640 |  | node_1307029_949_15267538_331 |  | AN | 0 | Residential | 14752.8+6284.666j | 0 | 0 | 0 | 0 | 0 | [24 empty] | 8107402 | no | no |  |  | no |  | 0 | 0 | 0 | 0 | 0 | 0 |  | 1 | 1 | 1 | 0 | 0 | 0
load_311903703 |  | node_1288000_871_15294257_521 |  | AN | 0 | Residential | 17294.4+7367.384j | 0 | 0 | 0 | 0 | 0 | [24 empty] | 8107402 | no | no |  |  | no |  | 0 | 0 | 0 | 0 | 0 | 0 |  | 1 | 1 | 1 | 0 | 0 | 0
load_311903926 |  | node_1296891_562_15283195 |  | AN | 0 | Other | 0 | 0 | 0 | 0 | 0 | 0 | [24 empty] | 8107402 | no | no |  |  | no |  | 0 | 0 | 0 | 0 | 0 | 0 |  | 1 | 1 | 1 | 0 | 0 | 0
load_311904187 |  | node_1295009_357_15290092_895 |  | AN | 0 | NonResidential | 532.8+226.972j | 0 | 0 | 0 | 0 | 0 | [24 empty] | 8107402 | no | no |  |  | no |  | 0 | 0 | 0 | 0 | 0 | 0 |  | 1 | 1 | 1 | 0 | 0 | 0
load_311904775 |  | node_1288556_687_15292527_359 |  | BN | 0 | NonResidential | 0 | 7000+2981.988j | 0 | 0 | 0 | 0 | [24 empty] | 8107402 | no | no |  |  | no |  | 0 | 0 | 0 | 0 | 0 | 0 |  | 1 | 1 | 1 | 0 | 0 | 0
load_311905480 |  | node_1302937_666_15270458_836 |  | AN | 0 | Other | 0 | 0 | 0 | 0 | 0 | 0 | [24 empty] | 8107402 | no | no |  |  | no |  | 0 | 0 | 0 | 0 | 0 | 0 |  | 1 | 1 | 1 | 0 | 0 | 0
load_311908873 |  | node_1287837_49_15279118_438 |  | AN | 0 | Other | 0 | 0 | 0 | 0 | 0 | 0 | [24 empty] | 8107402 | no | no |  |  | no |  | 0 | 0 | 0 | 0 | 0 | 0 |  | 1 | 1 | 1 | 0 | 0 | 0
load_311924875 |  | node_1288968_309_15289669_538 |  | AN | 0 | Other | 0 | 0 | 0 | 0 | 0 | 0 | [24 empty] | 8107402 | no | no |  |  | no |  | 0 | 0 | 0 | 0 | 0 | 0 |  | 1 | 1 | 1 | 0 | 0 | 0
load_311929580 |  | node_1282257_486_15278790_301 |  | AN | 0 | Other | 0 | 0 | 0 | 0 | 0 | 0 | [24 empty] | 8107402 | no | no |  |  | no |  | 0 | 0 | 0 | 0 | 0 | 0 |  | 1 | 1 | 1 | 0 | 0 | 0
load_311931987 |  | node_1301161_13_15294299_857 |  | AN | 0 | Other | 0 | 0 | 0 | 0 | 0 | 0 | [24 empty] | 8107402 | no | no |  |  | no |  | 0 | 0 | 0 | 0 | 0 | 0 |  | 1 | 1 | 1 | 0 | 0 | 0
load_311932050 |  | node_1301182_997_15294027_623 |  | ABCN | 0 | Other | 0 | 0 | 0 | 0 | 0 | 0 | [24 empty] | 8107402 | no | no |  |  | no |  | 0 | 0 | 0 | 0 | 0 | 0 |  | 1 | 1 | 1 | 0 | 0 | 0
load_311990238 |  | node_1277138_069_15296570_03 |  | AN | 0 | Other | 0 | 0 | 0 | 0 | 0 | 0 | [24 empty] | 8107402 | no | no |  |  | no |  | 0 | 0 | 0 | 0 | 0 | 0 |  | 1 | 1 | 1 | 0 | 0 | 0
load_312058710 |  | node_1300486_305_15265941_855 |  | AN | 0 | Residential | 7264.8+3094.792j | 0 | 0 | 0 | 0 | 0 | [24 empty] | 8107402 | no | no |  |  | no |  | 0 | 0 | 0 | 0 | 0 | 0 |  | 1 | 1 | 1 | 0 | 0 | 0
load_312066778 |  | node_1305288_098_15283199_344 |  | AN | 0 | Residential | 8719.2+3714.364j | 0 | 0 | 0 | 0 | 0 | [24 empty] | 8107402 | no | no |  |  | no |  | 0 | 0 | 0 | 0 | 0 | 0 |  | 1 | 1 | 1 | 0 | 0 | 0
load_312070784 |  | node_1277696_341_15297388_588 |  | AN | 0 | Residential | 5220+2223.711j | 0 | 0 | 0 | 0 | 0 | [24 empty] | 8107402 | no | no |  |  | no |  | 0 | 0 | 0 | 0 | 0 | 0 |  | 1 | 1 | 1 | 0 | 0 | 0
load_312074678 |  | node_1304738_926_15275337_689 |  | AN | 0 | Other | 0 | 0 | 0 | 0 | 0 | 0 | [24 empty] | 8107402 | no | no |  |  | no |  | 0 | 0 | 0 | 0 | 0 | 0 |  | 1 | 1 | 1 | 0 | 0 | 0
load_312075508 |  | node_1295640_831_15287963_658 |  | AN | 0 | Other | 0 | 0 | 0 | 0 | 0 | 0 | [24 empty] | 8107402 | no | no |  |  | no |  | 0 | 0 | 0 | 0 | 0 | 0 |  | 1 | 1 | 1 | 0 | 0 | 0
load_312075508-L-1 |  | node_1295640_831_15287963_658 |  | AN | 0 | Residential | 0 | 0 | 0 | 0 | 0 | 0 | [24 empty] | 8107402 | no | no |  |  | no |  | 0 | 0 | 0 | 0 | 0 | 0 |  | 1 | 1 | 1 | 0 | 0 | 0
load_312082304 |  | node_1298708_116_15271727_025 |  | AN | 0 | Residential | 4845.6+2064.217j | 0 | 0 | 0 | 0 | 0 | [24 empty] | 8107402 | no | no |  |  | no |  | 0 | 0 | 0 | 0 | 0 | 0 |  | 1 | 1 | 1 | 0 | 0 | 0
load_312085895 |  | node_1294052_277_15284750_802 |  | AN | 0 | Other | 0 | 0 | 0 | 0 | 0 | 0 | [24 empty] | 8107402 | no | no |  |  | no |  | 0 | 0 | 0 | 0 | 0 | 0 |  | 1 | 1 | 1 | 0 | 0 | 0
load_312086049 |  | node_1281993_961_15278656_919 |  | ABCN | 0 | NonResidential | 2797000+1191517.011j | 2797000+1191517.011j | 2797000+1191517.011j | 0 | 0 | 0 | [24 empty] | 8107402 | no | no |  |  | no |  | 0 | 0 | 0 | 0 | 0 | 0 |  | 1 | 1 | 1 | 0 | 0 | 0
load_312092481 |  | node_1278276_028_15294318_154 |  | AN | 0 | Other | 0 | 0 | 0 | 0 | 0 | 0 | [24 empty] | 8107402 | no | no |  |  | no |  | 0 | 0 | 0 | 0 | 0 | 0 |  | 1 | 1 | 1 | 0 | 0 | 0
load_312102185 |  | node_1294065_409_15284639_588 |  | AN | 0 | Residential | 18799.2+8008.426j | 0 | 0 | 0 | 0 | 0 | [24 empty] | 8107402 | no | no |  |  | no |  | 0 | 0 | 0 | 0 | 0 | 0 |  | 1 | 1 | 1 | 0 | 0 | 0
load_312110254 |  | node_1295309_523_15272554_803 |  | AN | 0 | Other | 0 | 0 | 0 | 0 | 0 | 0 | [24 empty] | 8107402 | no | no |  |  | no |  | 0 | 0 | 0 | 0 | 0 | 0 |  | 1 | 1 | 1 | 0 | 0 | 0
load_312135059 |  | node_1293949_496_15276685_301 |  | AN | 0 | Other | 0 | 0 | 0 | 0 | 0 | 0 | [24 empty] | 8107402 | no | no |  |  | no |  | 0 | 0 | 0 | 0 | 0 | 0 |  | 1 | 1 | 1 | 0 | 0 | 0

## node
data_type | static
owner_type | feeder
owner | 8107402
object | node
name | groupid | parent | bustype | phases | nominal_voltage | dcircuit | selected | monitored | monitored_fields | class_monitored_fields | played | played_fields | subsystem | x | y | comments | dist_to_slack
node_513-SW2-312103493 |  |  | PQ | ABCN | 19918.584 | 8107402 | no | no |  |  | no |  |  | 1291450.2 | 15293549.562 |  | -1
node_540-R2-311929589 |  |  | PQ | ABCN | 19918.584 | 8107402 | no | no |  |  | no |  |  | 1281999.195 | 15278748.514 |  | -1
node_540-SW6-312130439 |  |  | PQ | AD | 2771.281 | 8107402 | no | no |  |  | no |  |  | 1298601.133 | 15273715.24 |  | -1
node_540-SW8-312130463 |  |  | PQ | ABCD | 2771.281 | 8107402 | no | no |  |  | no |  |  | 1301196.617 | 15294285.125 |  | -1
node_540-SW19-312130437 |  |  | PQ | AD | 2771.281 | 8107402 | no | no |  |  | no |  |  | 1281774.277 | 15287269.115 |  | -1
node_540Y5-220557346 |  |  | PQ | ABCN | 19918.584 | 8107402 | no | no |  |  | no |  |  | 1291324.455 | 15293424.758 |  | -1
node_540Y6-220557340 |  |  | PQ | ABCN | 19918.584 | 8107402 | no | no |  |  | no |  |  | 1291227.529 | 15293329.115 |  | -1
node_1272892_994_15294547_709 |  |  | PQ | AN | 2771.281 | 8107402 | no | no |  |  | no |  |  | 1272892.994 | 15294547.709 |  | -1
node_1273250_622_15294063_751 |  |  | PQ | AN | 2771.281 | 8107402 | no | no |  |  | no |  |  | 1273250.622 | 15294063.751 |  | -1
node_1273855_912_15294698_182 |  |  | PQ | AN | 2771.281 | 8107402 | no | no |  |  | no |  |  | 1273855.912 | 15294698.182 |  | -1
node_1274030_013_15295436_988 |  |  | PQ | AN | 2771.281 | 8107402 | no | no |  |  | no |  |  | 1274030.013 | 15295436.988 |  | -1
node_1274377_789_15290188_66 |  |  | PQ | AN | 2771.281 | 8107402 | no | no |  |  | no |  |  | 1274377.789 | 15290188.66 |  | -1
node_1274517_329_15294921_767 |  |  | PQ | AN | 2771.281 | 8107402 | no | no |  |  | no |  |  | 1274517.329 | 15294921.767 |  | -1
node_1274558_982_15294617_668 |  |  | PQ | AN | 2771.281 | 8107402 | no | no |  |  | no |  |  | 1274558.982 | 15294617.668 |  | -1
node_1274772_815_15289512_254 |  |  | PQ | AN | 2771.281 | 8107402 | no | no |  |  | no |  |  | 1274772.815 | 15289512.254 |  | -1
node_1274776_067_15290821_92 |  |  | PQ | AN | 2771.281 | 8107402 | no | no |  |  | no |  |  | 1274776.067 | 15290821.92 |  | -1
node_1274857_377_15294605_555 |  |  | PQ | AN | 2771.281 | 8107402 | no | no |  |  | no |  |  | 1274857.377 | 15294605.555 |  | -1
node_1275039_123_15288966_442 |  |  | PQ | AN | 2771.281 | 8107402 | no | no |  |  | no |  |  | 1275039.123 | 15288966.442 |  | -1
node_1275257_817_15294807_754 |  |  | PQ | AN | 2771.281 | 8107402 | no | no |  |  | no |  |  | 1275257.817 | 15294807.754 |  | -1
node_1275258_684_15290808_276 |  |  | PQ | AN | 2771.281 | 8107402 | no | no |  |  | no |  |  | 1275258.684 | 15290808.276 |  | -1
node_1275265_937_15291126_043 |  |  | PQ | AN | 2771.281 | 8107402 | no | no |  |  | no |  |  | 1275265.937 | 15291126.043 |  | -1
node_1275280_791_15288945_156 |  |  | PQ | AN | 2771.281 | 8107402 | no | no |  |  | no |  |  | 1275280.791 | 15288945.156 |  | -1
node_1275500_889_15294553_062 |  |  | PQ | AN | 2771.281 | 8107402 | no | no |  |  | no |  |  | 1275500.889 | 15294553.062 |  | -1
node_1275510_38_15281056_078 |  |  | PQ | AN | 19918.584 | 8107402 | no | no |  |  | no |  |  | 1275510.38 | 15281056.078 |  | -1
node_1275535_214_15294549_707 |  |  | PQ | AD | 2771.281 | 8107402 | no | no |  |  | no |  |  | 1275535.214 | 15294549.707 |  | -1
node_1275550_578_15280183_643 |  |  | PQ | ABCN | 19918.584 | 8107402 | no | no |  |  | no |  |  | 1275550.578 | 15280183.643 |  | -1
node_1275565_526_15291239_493 |  |  | PQ | AN | 2771.281 | 8107402 | no | no |  |  | no |  |  | 1275565.526 | 15291239.493 |  | -1
node_1275648_269_15288015_591 |  |  | PQ | AN | 2771.281 | 8107402 | no | no |  |  | no |  |  | 1275648.269 | 15288015.591 |  | -1
node_1275668_864_15281355_515 |  |  | PQ | AN | 19918.584 | 8107402 | no | no |  |  | no |  |  | 1275668.864 | 15281355.515 |  | -1
node_1275677_684_15281210_263 |  |  | PQ | AN | 19918.584 | 8107402 | no | no |  |  | no |  |  | 1275677.684 | 15281210.263 |  | -1
node_1275730_271_15295243_257 |  |  | PQ | AN | 2771.281 | 8107402 | no | no |  |  | no |  |  | 1275730.271 | 15295243.257 |  | -1
node_1275753_37_15291329_369 |  |  | PQ | AN | 2771.281 | 8107402 | no | no |  |  | no |  |  | 1275753.37 | 15291329.369 |  | -1
node_1275774_932_15287435_971 |  |  | PQ | AN | 2771.281 | 8107402 | no | no |  |  | no |  |  | 1275774.932 | 15287435.971 |  | -1
node_1275784_073_15280742_963 |  |  | PQ | AN | 19918.584 | 8107402 | no | no |  |  | no |  |  | 1275784.073 | 15280742.963 |  | -1
node_1275784_762_15294346_941 |  |  | PQ | AN | 2771.281 | 8107402 | no | no |  |  | no |  |  | 1275784.762 | 15294346.941 |  | -1
node_1275850_855_15280522_774 |  |  | PQ | ABCN | 19918.584 | 8107402 | no | no |  |  | no |  |  | 1275850.855 | 15280522.774 |  | -1
node_1275886_27_15287665_125 |  |  | PQ | AN | 2771.281 | 8107402 | no | no |  |  | no |  |  | 1275886.27 | 15287665.125 |  | -1
node_1275967_163_15291672_123 |  |  | PQ | AN | 2771.281 | 8107402 | no | no |  |  | no |  |  | 1275967.163 | 15291672.123 |  | -1
node_1275995_997_15292025_523 |  |  | PQ | AN | 2771.281 | 8107402 | no | no |  |  | no |  |  | 1275995.997 | 15292025.523 |  | -1
node_1276139_25_15280795_746 |  |  | PQ | ABCN | 19918.584 | 8107402 | no | no |  |  | no |  |  | 1276139.25 | 15280795.746 |  | -1
node_1276167_163_15295606_546 |  |  | PQ | AN | 2771.281 | 8107402 | no | no |  |  | no |  |  | 1276167.163 | 15295606.546 |  | -1
node_1276215_815_15292379_458 |  |  | PQ | AN | 2771.281 | 8107402 | no | no |  |  | no |  |  | 1276215.815 | 15292379.458 |  | -1
node_1276435_342_15295284_535 |  |  | PQ | AN | 2771.281 | 8107402 | no | no |  |  | no |  |  | 1276435.342 | 15295284.535 |  | -1
node_1276464_766_15281225_844 |  |  | PQ | ABCN | 19918.584 | 8107402 | no | no |  |  | no |  |  | 1276464.766 | 15281225.844 |  | -1
node_1276536_462_15286603_145 |  |  | PQ | AN | 2771.281 | 8107402 | no | no |  |  | no |  |  | 1276536.462 | 15286603.145 |  | -1
node_1276570_311_15281381_702 |  |  | PQ | ABCN | 19918.584 | 8107402 | no | no |  |  | no |  |  | 1276570.311 | 15281381.702 |  | -1
node_1276655_509_15293406_464 |  |  | PQ | AN | 2771.281 | 8107402 | no | no |  |  | no |  |  | 1276655.509 | 15293406.464 |  | -1
node_1276684_383_15281623_005 |  |  | PQ | ABCN | 19918.584 | 8107402 | no | no |  |  | no |  |  | 1276684.383 | 15281623.005 |  | -1
node_1276745_156_15280915_06 |  |  | PQ | AN | 19918.584 | 8107402 | no | no |  |  | no |  |  | 1276745.156 | 15280915.06 |  | -1
node_1276748_469_15286832_832 |  |  | PQ | AN | 2771.281 | 8107402 | no | no |  |  | no |  |  | 1276748.469 | 15286832.832 |  | -1
node_1276824_405_15293238_043 |  |  | PQ | AN | 2771.281 | 8107402 | no | no |  |  | no |  |  | 1276824.405 | 15293238.043 |  | -1
node_1276835_332_15295387_614 |  |  | PQ | AN | 2771.281 | 8107402 | no | no |  |  | no |  |  | 1276835.332 | 15295387.614 |  | -1
node_1276911_426_15282658_854 |  |  | PQ | AN | 19918.584 | 8107402 | no | no |  |  | no |  |  | 1276911.426 | 15282658.854 |  | -1
node_1276934_168_15281179_116 |  |  | PQ | AN | 19918.584 | 8107402 | no | no |  |  | no |  |  | 1276934.168 | 15281179.116 |  | -1
node_1276979_744_15281945_583 |  |  | PQ | ABCN | 19918.584 | 8107402 | no | no |  |  | no |  |  | 1276979.744 | 15281945.583 |  | -1
node_1277012_769_15293138_903 |  |  | PQ | AN | 2771.281 | 8107402 | no | no |  |  | no |  |  | 1277012.769 | 15293138.903 |  | -1
node_1277017_152_15287004_047 |  |  | PQ | AN | 2771.281 | 8107402 | no | no |  |  | no |  |  | 1277017.152 | 15287004.047 |  | -1
node_1277061_726_15295773_924 |  |  | PQ | AN | 2771.281 | 8107402 | no | no |  |  | no |  |  | 1277061.726 | 15295773.924 |  | -1
node_1277118_534_15282220_211 |  |  | PQ | ABCN | 19918.584 | 8107402 | no | no |  |  | no |  |  | 1277118.534 | 15282220.211 |  | -1
node_1277138_069_15296570_03 |  |  | PQ | AN | 2771.281 | 8107402 | no | no |  |  | no |  |  | 1277138.069 | 15296570.03 |  | -1
node_1277246_465_15292887_885 |  |  | PQ | AN | 2771.281 | 8107402 | no | no |  |  | no |  |  | 1277246.465 | 15292887.885 |  | -1
node_1277341_518_15292695_794 |  |  | PQ | AN | 2771.281 | 8107402 | no | no |  |  | no |  |  | 1277341.518 | 15292695.794 |  | -1
node_1277360_254_15287811_922 |  |  | PQ | AN | 2771.281 | 8107402 | no | no |  |  | no |  |  | 1277360.254 | 15287811.922 |  | -1
node_1277483_103_15287415_89 |  |  | PQ | AN | 2771.281 | 8107402 | no | no |  |  | no |  |  | 1277483.103 | 15287415.89 |  | -1
node_1277500_97_15284127_925 |  |  | PQ | AN | 19918.584 | 8107402 | no | no |  |  | no |  |  | 1277500.97 | 15284127.925 |  | -1
node_1277509_255_15282971_318 |  |  | PQ | ABCN | 19918.584 | 8107402 | no | no |  |  | no |  |  | 1277509.255 | 15282971.318 |  | -1
node_1277577_978_15283687_337 |  |  | PQ | AN | 19918.584 | 8107402 | no | no |  |  | no |  |  | 1277577.978 | 15283687.337 |  | -1
node_1277580_019_15296102_016 |  |  | PQ | AN | 2771.281 | 8107402 | no | no |  |  | no |  |  | 1277580.019 | 15296102.016 |  | -1
node_1277630_945_15292389_318 |  |  | PQ | AN | 2771.281 | 8107402 | no | no |  |  | no |  |  | 1277630.945 | 15292389.318 |  | -1
node_1277674_482_15284800_155 |  |  | PQ | AN | 19918.584 | 8107402 | no | no |  |  | no |  |  | 1277674.482 | 15284800.155 |  | -1
node_1277696_341_15297388_588 |  |  | PQ | AN | 2771.281 | 8107402 | no | no |  |  | no |  |  | 1277696.341 | 15297388.588 |  | -1
node_1277727_238_15283474_286 |  |  | PQ | ABCN | 19918.584 | 8107402 | no | no |  |  | no |  |  | 1277727.238 | 15283474.286 |  | -1
node_1277759_523_15292017_279 |  |  | PQ | AN | 2771.281 | 8107402 | no | no |  |  | no |  |  | 1277759.523 | 15292017.279 |  | -1
node_1277806_397_15292365_209 |  |  | PQ | AN | 2771.281 | 8107402 | no | no |  |  | no |  |  | 1277806.397 | 15292365.209 |  | -1
node_1277825_579_15288019_608 |  |  | PQ | AN | 2771.281 | 8107402 | no | no |  |  | no |  |  | 1277825.579 | 15288019.608 |  | -1
node_1277948_357_15284334_079 |  |  | PQ | ABCN | 19918.584 | 8107402 | no | no |  |  | no |  |  | 1277948.357 | 15284334.079 |  | -1
node_1277960_472_15287836_077 |  |  | PQ | AN | 2771.281 | 8107402 | no | no |  |  | no |  |  | 1277960.472 | 15287836.077 |  | -1
node_1278007_529_15295225_859 |  |  | PQ | AN | 2771.281 | 8107402 | no | no |  |  | no |  |  | 1278007.529 | 15295225.859 |  | -1
node_1278048_138_15295595_657 |  |  | PQ | AN | 2771.281 | 8107402 | no | no |  |  | no |  |  | 1278048.138 | 15295595.657 |  | -1
node_1278196_624_15288603_02 |  |  | PQ | AN | 2771.281 | 8107402 | no | no |  |  | no |  |  | 1278196.624 | 15288603.02 |  | -1
node_1278276_028_15294318_154 |  |  | PQ | AN | 2771.281 | 8107402 | no | no |  |  | no |  |  | 1278276.028 | 15294318.154 |  | -1
node_1278280_188_15288209_986 |  |  | PQ | AN | 2771.281 | 8107402 | no | no |  |  | no |  |  | 1278280.188 | 15288209.986 |  | -1
node_1278285_381_15295487_578 |  |  | PQ | AN | 2771.281 | 8107402 | no | no |  |  | no |  |  | 1278285.381 | 15295487.578 |  | -1
node_1278358_627_15294936_41 |  |  | PQ | AN | 2771.281 | 8107402 | no | no |  |  | no |  |  | 1278358.627 | 15294936.41 |  | -1
node_1278377_24_15291838_738 |  |  | PQ | AN | 2771.281 | 8107402 | no | no |  |  | no |  |  | 1278377.24 | 15291838.738 |  | -1
node_1278505_679_15295307_101 |  |  | PQ | AN | 2771.281 | 8107402 | no | no |  |  | no |  |  | 1278505.679 | 15295307.101 |  | -1
node_1278507_417_15286318_305 |  |  | PQ | ABCN | 19918.584 | 8107402 | no | no |  |  | no |  |  | 1278507.417 | 15286318.305 |  | -1
node_1278723_736_15298242_967 |  |  | PQ | AN | 2771.281 | 8107402 | no | no |  |  | no |  |  | 1278723.736 | 15298242.967 |  | -1
node_1278776_016_15297694_029 |  |  | PQ | AN | 2771.281 | 8107402 | no | no |  |  | no |  |  | 1278776.016 | 15297694.029 |  | -1
node_1278810_321_15291849_902 |  |  | PQ | AN | 2771.281 | 8107402 | no | no |  |  | no |  |  | 1278810.321 | 15291849.902 |  | -1
node_1279023_051_15294684_224 |  |  | PQ | AN | 2771.281 | 8107402 | no | no |  |  | no |  |  | 1279023.051 | 15294684.224 |  | -1
node_1279065_829_15294121_494 |  |  | PQ | AN | 2771.281 | 8107402 | no | no |  |  | no |  |  | 1279065.829 | 15294121.494 |  | -1
node_1279221_197_15294466_465 |  |  | PQ | AN | 2771.281 | 8107402 | no | no |  |  | no |  |  | 1279221.197 | 15294466.465 |  | -1
node_1279251_454_15295010_761 |  |  | PQ | AN | 2771.281 | 8107402 | no | no |  |  | no |  |  | 1279251.454 | 15295010.761 |  | -1
node_1279691_346_15292070_434 |  |  | PQ | AN | 2771.281 | 8107402 | no | no |  |  | no |  |  | 1279691.346 | 15292070.434 |  | -1
node_1279849_755_15294190_263 |  |  | PQ | AN | 2771.281 | 8107402 | no | no |  |  | no |  |  | 1279849.755 | 15294190.263 |  | -1
node_1280010_78_15291645_973 |  |  | PQ | AN | 2771.281 | 8107402 | no | no |  |  | no |  |  | 1280010.78 | 15291645.973 |  | -1
node_1280019_791_15283355_207 |  |  | PQ | AN | 19918.584 | 8107402 | no | no |  |  | no |  |  | 1280019.791 | 15283355.207 |  | -1
node_1280187_672_15292219_953 |  |  | PQ | AN | 2771.281 | 8107402 | no | no |  |  | no |  |  | 1280187.672 | 15292219.953 |  | -1
node_1280237_175_15282217_257 |  |  | PQ | ABCN | 19918.584 | 8107402 | no | no |  |  | no |  |  | 1280237.175 | 15282217.257 |  | -1
node_1280417_728_15286803_102 |  |  | PQ | AN | 2771.281 | 8107402 | no | no |  |  | no |  |  | 1280417.728 | 15286803.102 |  | -1
node_1280425_495_15293803_968 |  |  | PQ | AN | 2771.281 | 8107402 | no | no |  |  | no |  |  | 1280425.495 | 15293803.968 |  | -1
node_1280493_694_15291865_141 |  |  | PQ | AN | 2771.281 | 8107402 | no | no |  |  | no |  |  | 1280493.694 | 15291865.141 |  | -1
node_1280593_779_15288478_698 |  |  | PQ | ABCN | 19918.584 | 8107402 | no | no |  |  | no |  |  | 1280593.779 | 15288478.698 |  | -1
node_1280664_022_15292287_359 |  |  | PQ | AN | 2771.281 | 8107402 | no | no |  |  | no |  |  | 1280664.022 | 15292287.359 |  | -1
node_1280745_313_15293980_152 |  |  | PQ | AN | 2771.281 | 8107402 | no | no |  |  | no |  |  | 1280745.313 | 15293980.152 |  | -1
node_1280745_512_15283718_069 |  |  | PQ | ABCN | 19918.584 | 8107402 | no | no |  |  | no |  |  | 1280745.512 | 15283718.069 |  | -1
node_1280933_346_15283798_721 |  |  | PQ | ABCN | 19918.584 | 8107402 | no | no |  |  | no |  |  | 1280933.346 | 15283798.721 |  | -1
node_1281067_909_15284381_923 |  |  | PQ | ABCN | 19918.584 | 8107402 | no | no |  |  | no |  |  | 1281067.909 | 15284381.923 |  | -1
node_1281077_787_15289068_782 |  |  | PQ | ABCN | 19918.584 | 8107402 | no | no |  |  | no |  |  | 1281077.787 | 15289068.782 |  | -1
node_1281088_074_15289091_678 |  |  | PQ | ABCN | 19918.584 | 8107402 | no | no |  |  | no |  |  | 1281088.074 | 15289091.678 |  | -1
node_1281099_894_15292349_998 |  |  | PQ | AN | 2771.281 | 8107402 | no | no |  |  | no |  |  | 1281099.894 | 15292349.998 |  | -1
node_1281102_401_15289110_275 |  |  | PQ | ABCN | 19918.584 | 8107402 | no | no |  |  | no |  |  | 1281102.401 | 15289110.275 |  | -1
node_1281134_061_15288779_36 |  |  | PQ | ABCN | 19918.584 | 8107402 | no | no |  |  | no |  |  | 1281134.061 | 15288779.36 |  | -1
node_1281173_839_15287084_182 |  |  | PQ | AN | 2771.281 | 8107402 | no | no |  |  | no |  |  | 1281173.839 | 15287084.182 |  | -1
node_1281199_522_15294124_668 |  |  | PQ | AN | 2771.281 | 8107402 | no | no |  |  | no |  |  | 1281199.522 | 15294124.668 |  | -1
node_1281323_175_15289075_647 |  |  | PQ | ABCN | 19918.584 | 8107402 | no | no |  |  | no |  |  | 1281323.175 | 15289075.647 |  | -1
node_1281335_948_15284979_35 |  |  | PQ | ABCN | 19918.584 | 8107402 | no | no |  |  | no |  |  | 1281335.948 | 15284979.35 |  | -1
node_1281399_294_15294122_808 |  |  | PQ | AD | 2771.281 | 8107402 | no | no |  |  | no |  |  | 1281399.294 | 15294122.808 |  | -1
node_1281424_551_15284647_471 |  |  | PQ | AN | 19918.584 | 8107402 | no | no |  |  | no |  |  | 1281424.551 | 15284647.471 |  | -1
node_1281481_79_15285252_944 |  |  | PQ | ABCN | 19918.584 | 8107402 | no | no |  |  | no |  |  | 1281481.79 | 15285252.944 |  | -1
node_1281642_745_15289265_433 |  |  | PQ | ABCN | 19918.584 | 8107402 | no | no |  |  | no |  |  | 1281642.745 | 15289265.433 |  | -1
node_1281683_741_15294199_54 |  |  | PQ | AN | 2771.281 | 8107402 | no | no |  |  | no |  |  | 1281683.741 | 15294199.54 |  | -1
node_1281754_735_15285123_298 |  |  | PQ | AN | 19918.584 | 8107402 | no | no |  |  | no |  |  | 1281754.735 | 15285123.298 |  | -1
node_1281756_386_15287296_239 |  |  | PQ | AN | 2771.281 | 8107402 | no | no |  |  | no |  |  | 1281756.386 | 15287296.239 |  | -1
node_1281841_015_15292686_121 |  |  | PQ | AN | 2771.281 | 8107402 | no | no |  |  | no |  |  | 1281841.015 | 15292686.121 |  | -1
node_1281891_446_15289497_114 |  |  | PQ | AN | 19918.584 | 8107402 | no | no |  |  | no |  |  | 1281891.446 | 15289497.114 |  | -1
node_1281993_961_15278656_919 |  |  | PQ | ABCN | 19918.584 | 8107402 | no | no |  |  | no |  |  | 1281993.961 | 15278656.919 |  | -1
node_1282001_474_15293855_988 |  |  | PQ | AN | 2771.281 | 8107402 | no | no |  |  | no |  |  | 1282001.474 | 15293855.988 |  | -1
node_1282003_31_15287092_825 |  |  | PQ | AN | 2771.281 | 8107402 | no | no |  |  | no |  |  | 1282003.31 | 15287092.825 |  | -1
node_1282012_676_15293502_76 |  |  | PQ | AN | 2771.281 | 8107402 | no | no |  |  | no |  |  | 1282012.676 | 15293502.76 |  | -1
node_1282057_71_15292730_077 |  |  | PQ | AN | 2771.281 | 8107402 | no | no |  |  | no |  |  | 1282057.71 | 15292730.077 |  | -1
node_1282110_252_15286502_587 |  |  | PQ | AN | 2771.281 | 8107402 | no | no |  |  | no |  |  | 1282110.252 | 15286502.587 |  | -1
node_1282196_237_15293572_9 |  |  | PQ | AN | 2771.281 | 8107402 | no | no |  |  | no |  |  | 1282196.237 | 15293572.9 |  | -1
node_1282205_825_15289937_624 |  |  | PQ | AN | 19918.584 | 8107402 | no | no |  |  | no |  |  | 1282205.825 | 15289937.624 |  | -1
node_1282238_946_15287165_225 |  |  | PQ | AN | 2771.281 | 8107402 | no | no |  |  | no |  |  | 1282238.946 | 15287165.225 |  | -1
node_1282257_486_15278790_301 |  |  | PQ | ABCN | 19918.584 | 8107402 | no | no |  |  | no |  |  | 1282257.486 | 15278790.301 |  | -1
node_1282385_322_15287267_693 |  |  | PQ | AN | 2771.281 | 8107402 | no | no |  |  | no |  |  | 1282385.322 | 15287267.693 |  | -1
node_1282391_456_15289282_822 |  |  | PQ | ABCN | 19918.584 | 8107402 | no | no |  |  | no |  |  | 1282391.456 | 15289282.822 |  | -1
node_1282467_322_15286925_46 |  |  | PQ | AN | 2771.281 | 8107402 | no | no |  |  | no |  |  | 1282467.322 | 15286925.46 |  | -1
node_1282473_824_15290041_312 |  |  | PQ | AN | 19918.584 | 8107402 | no | no |  |  | no |  |  | 1282473.824 | 15290041.312 |  | -1
node_1282592_47_15296933_487 |  |  | PQ | AN | 2771.281 | 8107402 | no | no |  |  | no |  |  | 1282592.47 | 15296933.487 |  | -1
node_1282596_489_15292924_662 |  |  | PQ | AN | 2771.281 | 8107402 | no | no |  |  | no |  |  | 1282596.489 | 15292924.662 |  | -1
node_1282685_902_15290264_616 |  |  | PQ | AN | 19918.584 | 8107402 | no | no |  |  | no |  |  | 1282685.902 | 15290264.616 |  | -1
node_1282934_666_15289262_167 |  |  | PQ | ABCN | 19918.584 | 8107402 | no | no |  |  | no |  |  | 1282934.666 | 15289262.167 |  | -1
node_1282962_765_15293014_252 |  |  | PQ | AN | 2771.281 | 8107402 | no | no |  |  | no |  |  | 1282962.765 | 15293014.252 |  | -1
node_1283315_331_15292682_934 |  |  | PQ | AN | 2771.281 | 8107402 | no | no |  |  | no |  |  | 1283315.331 | 15292682.934 |  | -1
node_1283426_501_15292517_23 |  |  | PQ | AN | 2771.281 | 8107402 | no | no |  |  | no |  |  | 1283426.501 | 15292517.23 |  | -1
node_1283499_889_15292241_508 |  |  | PQ | AN | 2771.281 | 8107402 | no | no |  |  | no |  |  | 1283499.889 | 15292241.508 |  | -1
node_1283534_894_15289204_778 |  |  | PQ | ABCN | 19918.584 | 8107402 | no | no |  |  | no |  |  | 1283534.894 | 15289204.778 |  | -1
node_1283588_319_15291259_008 |  |  | PQ | AN | 2771.281 | 8107402 | no | no |  |  | no |  |  | 1283588.319 | 15291259.008 |  | -1
node_1283615_608_15279440_942 |  |  | PQ | AN | 2771.281 | 8107402 | no | no |  |  | no |  |  | 1283615.608 | 15279440.942 |  | -1
node_1283722_619_15291512_067 |  |  | PQ | AN | 2771.281 | 8107402 | no | no |  |  | no |  |  | 1283722.619 | 15291512.067 |  | -1
node_1283787_821_15289242_132 |  |  | PQ | ABCN | 19918.584 | 8107402 | no | no |  |  | no |  |  | 1283787.821 | 15289242.132 |  | -1
node_1283869_723_15295918_742 |  |  | PQ | AN | 2771.281 | 8107402 | no | no |  |  | no |  |  | 1283869.723 | 15295918.742 |  | -1
node_1283916_923_15291588_241 |  |  | PQ | AN | 2771.281 | 8107402 | no | no |  |  | no |  |  | 1283916.923 | 15291588.241 |  | -1
node_1284117_027_15295944_439 |  |  | PQ | AN | 2771.281 | 8107402 | no | no |  |  | no |  |  | 1284117.027 | 15295944.439 |  | -1
node_1284187_085_15279554_936 |  |  | PQ | AN | 2771.281 | 8107402 | no | no |  |  | no |  |  | 1284187.085 | 15279554.936 |  | -1
node_1284203_987_15291842_73 |  |  | PQ | AN | 2771.281 | 8107402 | no | no |  |  | no |  |  | 1284203.987 | 15291842.73 |  | -1
node_1284282_974_15289390_359 |  |  | PQ | ABCN | 19918.584 | 8107402 | no | no |  |  | no |  |  | 1284282.974 | 15289390.359 |  | -1
node_1284376_234_15282585_721 |  |  | PQ | AN | 2771.281 | 8107402 | no | no |  |  | no |  |  | 1284376.234 | 15282585.721 |  | -1
node_1284403_551_15295855_046 |  |  | PQ | AN | 2771.281 | 8107402 | no | no |  |  | no |  |  | 1284403.551 | 15295855.046 |  | -1
node_1284423_665_15292011_719 |  |  | PQ | AN | 2771.281 | 8107402 | no | no |  |  | no |  |  | 1284423.665 | 15292011.719 |  | -1
node_1284431_665_15297309_303 |  |  | PQ | AN | 2771.281 | 8107402 | no | no |  |  | no |  |  | 1284431.665 | 15297309.303 |  | -1
node_1284474_475_15292521_036 |  |  | PQ | AN | 2771.281 | 8107402 | no | no |  |  | no |  |  | 1284474.475 | 15292521.036 |  | -1
node_1284515_121_15289348_138 |  |  | PQ | ABCN | 19918.584 | 8107402 | no | no |  |  | no |  |  | 1284515.121 | 15289348.138 |  | -1
node_1284601_074_15295812_379 |  |  | PQ | AN | 2771.281 | 8107402 | no | no |  |  | no |  |  | 1284601.074 | 15295812.379 |  | -1
node_1284653_293_15292702_271 |  |  | PQ | AN | 2771.281 | 8107402 | no | no |  |  | no |  |  | 1284653.293 | 15292702.271 |  | -1
node_1284670_18_15292517_579 |  |  | PQ | AN | 2771.281 | 8107402 | no | no |  |  | no |  |  | 1284670.18 | 15292517.579 |  | -1
node_1284700_635_15282773_759 |  |  | PQ | AN | 2771.281 | 8107402 | no | no |  |  | no |  |  | 1284700.635 | 15282773.759 |  | -1
node_1285025_426_15289406_15 |  |  | PQ | ABCN | 19918.584 | 8107402 | no | no |  |  | no |  |  | 1285025.426 | 15289406.15 |  | -1
node_1285053_036_15282980_337 |  |  | PQ | AN | 2771.281 | 8107402 | no | no |  |  | no |  |  | 1285053.036 | 15282980.337 |  | -1
node_1285140_011_15292636_493 |  |  | PQ | AN | 2771.281 | 8107402 | no | no |  |  | no |  |  | 1285140.011 | 15292636.493 |  | -1
node_1285228_963_15295448_301 |  |  | PQ | AN | 2771.281 | 8107402 | no | no |  |  | no |  |  | 1285228.963 | 15295448.301 |  | -1
node_1285231_558_15289345_356 |  |  | PQ | ABCN | 19918.584 | 8107402 | no | no |  |  | no |  |  | 1285231.558 | 15289345.356 |  | -1
node_1285457_314_15283202_651 |  |  | PQ | AN | 2771.281 | 8107402 | no | no |  |  | no |  |  | 1285457.314 | 15283202.651 |  | -1
node_1285520_219_15292795_543 |  |  | PQ | AN | 2771.281 | 8107402 | no | no |  |  | no |  |  | 1285520.219 | 15292795.543 |  | -1
node_1285592_505_15282870_128 |  |  | PQ | AN | 2771.281 | 8107402 | no | no |  |  | no |  |  | 1285592.505 | 15282870.128 |  | -1
node_1285652_759_15289449_586 |  |  | PQ | ABCN | 19918.584 | 8107402 | no | no |  |  | no |  |  | 1285652.759 | 15289449.586 |  | -1
node_1285676_034_15292977_741 |  |  | PQ | AN | 2771.281 | 8107402 | no | no |  |  | no |  |  | 1285676.034 | 15292977.741 |  | -1
node_1285678_262_15283341_702 |  |  | PQ | AN | 2771.281 | 8107402 | no | no |  |  | no |  |  | 1285678.262 | 15283341.702 |  | -1
node_1285828_355_15282511_195 |  |  | PQ | AN | 2771.281 | 8107402 | no | no |  |  | no |  |  | 1285828.355 | 15282511.195 |  | -1
node_1285892_028_15293090_361 |  |  | PQ | AN | 2771.281 | 8107402 | no | no |  |  | no |  |  | 1285892.028 | 15293090.361 |  | -1
node_1285961_016_15287644_011 |  |  | PQ | AN | 2771.281 | 8107402 | no | no |  |  | no |  |  | 1285961.016 | 15287644.011 |  | -1
node_1285992_45_15289435_816 |  |  | PQ | ABCN | 19918.584 | 8107402 | no | no |  |  | no |  |  | 1285992.45 | 15289435.816 |  | -1
node_1285996_003_15295197_206 |  |  | PQ | AN | 2771.281 | 8107402 | no | no |  |  | no |  |  | 1285996.003 | 15295197.206 |  | -1
node_1286095_764_15282554_801 |  |  | PQ | AN | 2771.281 | 8107402 | no | no |  |  | no |  |  | 1286095.764 | 15282554.801 |  | -1
node_1286095_888_15293092_448 |  |  | PQ | AN | 2771.281 | 8107402 | no | no |  |  | no |  |  | 1286095.888 | 15293092.448 |  | -1
node_1286108_56_15289245_182 |  |  | PQ | ABCN | 19918.584 | 8107402 | no | no |  |  | no |  |  | 1286108.56 | 15289245.182 |  | -1
node_1286127_609_15289252_85 |  |  | PQ | ABCN | 19918.584 | 8107402 | no | no |  |  | no |  |  | 1286127.609 | 15289252.85 |  | -1
node_1286180_895_15278825_401 |  |  | PQ | AN | 2771.281 | 8107402 | no | no |  |  | no |  |  | 1286180.895 | 15278825.401 |  | -1
node_1286281_762_15283602_282 |  |  | PQ | AN | 2771.281 | 8107402 | no | no |  |  | no |  |  | 1286281.762 | 15283602.282 |  | -1
node_1286360_583_15289700_474 |  |  | PQ | ABCN | 19918.584 | 8107402 | no | no |  |  | no |  |  | 1286360.583 | 15289700.474 |  | -1
node_1286365_308_15293324_742 |  |  | PQ | AN | 2771.281 | 8107402 | no | no |  |  | no |  |  | 1286365.308 | 15293324.742 |  | -1
node_1286379_495_15289708_745 |  |  | PQ | ABCN | 19918.584 | 8107402 | no | no |  |  | no |  |  | 1286379.495 | 15289708.745 |  | -1
node_1286409_782_15278645_415 |  |  | PQ | AN | 2771.281 | 8107402 | no | no |  |  | no |  |  | 1286409.782 | 15278645.415 |  | -1
node_1286420_606_15296324_635 |  |  | PQ | AN | 2771.281 | 8107402 | no | no |  |  | no |  |  | 1286420.606 | 15296324.635 |  | -1
node_1286460_133_15294740_094 |  |  | PQ | AN | 2771.281 | 8107402 | no | no |  |  | no |  |  | 1286460.133 | 15294740.094 |  | -1
node_1286462_129_15282298_057 |  |  | PQ | AN | 2771.281 | 8107402 | no | no |  |  | no |  |  | 1286462.129 | 15282298.057 |  | -1
node_1286549_051_15283838_762 |  |  | PQ | AN | 2771.281 | 8107402 | no | no |  |  | no |  |  | 1286549.051 | 15283838.762 |  | -1
node_1286688_208_15293136_748 |  |  | PQ | AN | 2771.281 | 8107402 | no | no |  |  | no |  |  | 1286688.208 | 15293136.748 |  | -1
node_1286696_901_15294530_932 |  |  | PQ | AN | 2771.281 | 8107402 | no | no |  |  | no |  |  | 1286696.901 | 15294530.932 |  | -1
node_1286730_318_15284093_101 |  |  | PQ | AN | 2771.281 | 8107402 | no | no |  |  | no |  |  | 1286730.318 | 15284093.101 |  | -1
node_1286864_255_15282053_473 |  |  | PQ | AN | 2771.281 | 8107402 | no | no |  |  | no |  |  | 1286864.255 | 15282053.473 |  | -1
node_1286919_753_15293097_626 |  |  | PQ | AN | 2771.281 | 8107402 | no | no |  |  | no |  |  | 1286919.753 | 15293097.626 |  | -1
node_1286981_758_15284229_593 |  |  | PQ | AN | 2771.281 | 8107402 | no | no |  |  | no |  |  | 1286981.758 | 15284229.593 |  | -1
node_1286984_953_15290259_624 |  |  | PQ | AN | 19918.584 | 8107402 | no | no |  |  | no |  |  | 1286984.953 | 15290259.624 |  | -1
node_1287021_199_15294503_428 |  |  | PQ | AN | 2771.281 | 8107402 | no | no |  |  | no |  |  | 1287021.199 | 15294503.428 |  | -1
node_1287075_357_15294289_697 |  |  | PQ | AN | 2771.281 | 8107402 | no | no |  |  | no |  |  | 1287075.357 | 15294289.697 |  | -1
node_1287085_451_15284443_568 |  |  | PQ | AN | 2771.281 | 8107402 | no | no |  |  | no |  |  | 1287085.451 | 15284443.568 |  | -1
node_1287104_589_15293116_947 |  |  | PQ | AN | 2771.281 | 8107402 | no | no |  |  | no |  |  | 1287104.589 | 15293116.947 |  | -1
node_1287168_916_15290137_876 |  |  | PQ | ABCN | 19918.584 | 8107402 | no | no |  |  | no |  |  | 1287168.916 | 15290137.876 |  | -1
node_1287180_583_15290116_483 |  |  | PQ | ABCN | 19918.584 | 8107402 | no | no |  |  | no |  |  | 1287180.583 | 15290116.483 |  | -1
node_1287187_7_15290091_715 |  |  | PQ | ABCN | 19918.584 | 8107402 | no | no |  |  | no |  |  | 1287187.7 | 15290091.715 |  | -1
node_1287202_721_15293299_732 |  |  | PQ | AN | 2771.281 | 8107402 | no | no |  |  | no |  |  | 1287202.721 | 15293299.732 |  | -1
node_1287224_384_15284590_978 |  |  | PQ | AN | 2771.281 | 8107402 | no | no |  |  | no |  |  | 1287224.384 | 15284590.978 |  | -1
node_1287365_842_15289492_837 |  |  | PQ | AN | 19918.584 | 8107402 | no | no |  |  | no |  |  | 1287365.842 | 15289492.837 |  | -1
node_1287414_909_15289319_369 |  |  | PQ | AN | 19918.584 | 8107402 | no | no |  |  | no |  |  | 1287414.909 | 15289319.369 |  | -1
node_1287495_206_15294021_622 |  |  | PQ | AN | 2771.281 | 8107402 | no | no |  |  | no |  |  | 1287495.206 | 15294021.622 |  | -1
node_1287496_27_15284739_858 |  |  | PQ | AN | 2771.281 | 8107402 | no | no |  |  | no |  |  | 1287496.27 | 15284739.858 |  | -1
node_1287505_768_15289658_776 |  |  | PQ | AN | 19918.584 | 8107402 | no | no |  |  | no |  |  | 1287505.768 | 15289658.776 |  | -1
node_1287593_295_15293702_631 |  |  | PQ | AN | 2771.281 | 8107402 | no | no |  |  | no |  |  | 1287593.295 | 15293702.631 |  | -1
node_1287733_217_15294425_319 |  |  | PQ | AN | 2771.281 | 8107402 | no | no |  |  | no |  |  | 1287733.217 | 15294425.319 |  | -1
node_1287794_271_15290111_021 |  |  | PQ | ABCN | 19918.584 | 8107402 | no | no |  |  | no |  |  | 1287794.271 | 15290111.021 |  | -1
node_1287800_452_15284909_2 |  |  | PQ | AN | 2771.281 | 8107402 | no | no |  |  | no |  |  | 1287800.452 | 15284909.2 |  | -1
node_1287837_49_15279118_438 |  |  | PQ | AN | 2771.281 | 8107402 | no | no |  |  | no |  |  | 1287837.49 | 15279118.438 |  | -1
node_1287932_113_15290083_656 |  |  | PQ | AN | 19918.584 | 8107402 | no | no |  |  | no |  |  | 1287932.113 | 15290083.656 |  | -1
node_1288000_871_15294257_521 |  |  | PQ | AN | 2771.281 | 8107402 | no | no |  |  | no |  |  | 1288000.871 | 15294257.521 |  | -1
node_1288038_509_15279238_556 |  |  | PQ | AN | 2771.281 | 8107402 | no | no |  |  | no |  |  | 1288038.509 | 15279238.556 |  | -1
node_1288056_259_15294518_813 |  |  | PQ | AN | 2771.281 | 8107402 | no | no |  |  | no |  |  | 1288056.259 | 15294518.813 |  | -1
node_1288068_235_15285313_626 |  |  | PQ | AN | 2771.281 | 8107402 | no | no |  |  | no |  |  | 1288068.235 | 15285313.626 |  | -1
node_1288135_157_15289194_65 |  |  | PQ | AN | 19918.584 | 8107402 | no | no |  |  | no |  |  | 1288135.157 | 15289194.65 |  | -1
node_1288141_445_15285026_884 |  |  | PQ | AN | 2771.281 | 8107402 | no | no |  |  | no |  |  | 1288141.445 | 15285026.884 |  | -1
node_1288203_666_15294936_622 |  |  | PQ | AN | 2771.281 | 8107402 | no | no |  |  | no |  |  | 1288203.666 | 15294936.622 |  | -1
node_1288224_936_15290510_181 |  |  | PQ | ABCN | 19918.584 | 8107402 | no | no |  |  | no |  |  | 1288224.936 | 15290510.181 |  | -1
node_1288245_037_15290223_001 |  |  | PQ | AN | 19918.584 | 8107402 | no | no |  |  | no |  |  | 1288245.037 | 15290223.001 |  | -1
node_1288370_875_15289924_292 |  |  | PQ | AN | 7199.558 | 8107402 | no | no |  |  | no |  |  | 1288370.875 | 15289924.292 |  | -1
node_1288371_456_15279182_803 |  |  | PQ | AN | 2771.281 | 8107402 | no | no |  |  | no |  |  | 1288371.456 | 15279182.803 |  | -1
node_1288424_108_15294328_838 |  |  | PQ | AN | 2771.281 | 8107402 | no | no |  |  | no |  |  | 1288424.108 | 15294328.838 |  | -1
node_1288453_064_15285464_936 |  |  | PQ | AN | 2771.281 | 8107402 | no | no |  |  | no |  |  | 1288453.064 | 15285464.936 |  | -1
node_1288467_927_15289804_958 |  |  | PQ | AN | 7199.558 | 8107402 | no | no |  |  | no |  |  | 1288467.927 | 15289804.958 |  | -1
node_1288480_713_15285246_707 |  |  | PQ | AN | 2771.281 | 8107402 | no | no |  |  | no |  |  | 1288480.713 | 15285246.707 |  | -1
node_1288506_485_15284825_768 |  |  | PQ | AN | 2771.281 | 8107402 | no | no |  |  | no |  |  | 1288506.485 | 15284825.768 |  | -1
node_1288543_915_15290495_598 |  |  | PQ | AN | 19918.584 | 8107402 | no | no |  |  | no |  |  | 1288543.915 | 15290495.598 |  | -1
node_1288556_687_15292527_359 |  |  | PQ | ABCN | 19918.584 | 8107402 | no | no |  |  | no |  |  | 1288556.687 | 15292527.359 |  | -1
node_1288559_356_15292493_875 |  |  | PQ | ABCN | 19918.584 | 8107402 | no | no |  |  | no |  |  | 1288559.356 | 15292493.875 |  | -1
node_1288565_014_15279193_319 |  |  | PQ | AN | 2771.281 | 8107402 | no | no |  |  | no |  |  | 1288565.014 | 15279193.319 |  | -1
node_1288565_939_15292551_026 |  |  | PQ | ABCN | 19918.584 | 8107402 | no | no |  |  | no |  |  | 1288565.939 | 15292551.026 |  | -1
node_1288568_784_15295189_07 |  |  | PQ | AN | 2771.281 | 8107402 | no | no |  |  | no |  |  | 1288568.784 | 15295189.07 |  | -1
node_1288585_912_15284483_569 |  |  | PQ | AN | 2771.281 | 8107402 | no | no |  |  | no |  |  | 1288585.912 | 15284483.569 |  | -1
node_1288617_92_15288798_251 |  |  | PQ | AN | 19918.584 | 8107402 | no | no |  |  | no |  |  | 1288617.92 | 15288798.251 |  | -1
node_1288707_227_15285508_362 |  |  | PQ | AN | 2771.281 | 8107402 | no | no |  |  | no |  |  | 1288707.227 | 15285508.362 |  | -1
node_1288734_203_15290567_977 |  |  | PQ | AN | 19918.584 | 8107402 | no | no |  |  | no |  |  | 1288734.203 | 15290567.977 |  | -1
node_1288761_347_15291028_128 |  |  | PQ | ABCN | 19918.584 | 8107402 | no | no |  |  | no |  |  | 1288761.347 | 15291028.128 |  | -1
node_1288764_781_15279204_355 |  |  | PQ | AN | 2771.281 | 8107402 | no | no |  |  | no |  |  | 1288764.781 | 15279204.355 |  | -1
node_1288767_693_15290005_984 |  |  | PQ | AN | 7199.558 | 8107402 | no | no |  |  | no |  |  | 1288767.693 | 15290005.984 |  | -1
node_1288773_313_15290220_359 |  |  | PQ | AN | 19918.584 | 8107402 | no | no |  |  | no |  |  | 1288773.313 | 15290220.359 |  | -1
node_1288792_681_15295338_769 |  |  | PQ | AN | 2771.281 | 8107402 | no | no |  |  | no |  |  | 1288792.681 | 15295338.769 |  | -1
node_1288848_357_15294318_18 |  |  | PQ | AN | 2771.281 | 8107402 | no | no |  |  | no |  |  | 1288848.357 | 15294318.18 |  | -1
node_1288862_593_15285335_763 |  |  | PQ | AN | 2771.281 | 8107402 | no | no |  |  | no |  |  | 1288862.593 | 15285335.763 |  | -1
node_1288866_48_15292514_554 |  |  | PQ | AN | 19918.584 | 8107402 | no | no |  |  | no |  |  | 1288866.48 | 15292514.554 |  | -1
node_1288901_742_15294570_32 |  |  | PQ | AN | 19918.584 | 8107402 | no | no |  |  | no |  |  | 1288901.742 | 15294570.32 |  | -1
node_1288914_904_15290107_452 |  |  | PQ | AN | 19918.584 | 8107402 | no | no |  |  | no |  |  | 1288914.904 | 15290107.452 |  | -1
node_1288968_309_15289669_538 |  |  | PQ | AN | 7199.558 | 8107402 | no | no |  |  | no |  |  | 1288968.309 | 15289669.538 |  | -1
node_1288984_251_15290254_254 |  |  | PQ | AN | 19918.584 | 8107402 | no | no |  |  | no |  |  | 1288984.251 | 15290254.254 |  | -1
node_1289042_395_15292149_196 |  |  | PQ | ABCN | 19918.584 | 8107402 | no | no |  |  | no |  |  | 1289042.395 | 15292149.196 |  | -1
node_1289087_746_15279687_291 |  |  | PQ | AN | 2771.281 | 8107402 | no | no |  |  | no |  |  | 1289087.746 | 15279687.291 |  | -1
node_1289117_363_15295429_779 |  |  | PQ | AN | 2771.281 | 8107402 | no | no |  |  | no |  |  | 1289117.363 | 15295429.779 |  | -1
node_1289179_974_15295070_351 |  |  | PQ | AN | 2771.281 | 8107402 | no | no |  |  | no |  |  | 1289179.974 | 15295070.351 |  | -1
node_1289259_28_15279849_03 |  |  | PQ | AN | 2771.281 | 8107402 | no | no |  |  | no |  |  | 1289259.28 | 15279849.03 |  | -1
node_1289262_221_15291944_69 |  |  | PQ | ABCN | 19918.584 | 8107402 | no | no |  |  | no |  |  | 1289262.221 | 15291944.69 |  | -1
node_1289283_918_15294444_529 |  |  | PQ | AN | 19918.584 | 8107402 | no | no |  |  | no |  |  | 1289283.918 | 15294444.529 |  | -1
node_1289287_946_15294350_112 |  |  | PQ | ABCN | 19918.584 | 8107402 | no | no |  |  | no |  |  | 1289287.946 | 15294350.112 |  | -1
node_1289300_984_15285461_996 |  |  | PQ | AN | 2771.281 | 8107402 | no | no |  |  | no |  |  | 1289300.984 | 15285461.996 |  | -1
node_1289372_736_15294013_203 |  |  | PQ | ABCN | 19918.584 | 8107402 | no | no |  |  | no |  |  | 1289372.736 | 15294013.203 |  | -1
node_1289391_69_15294021_276 |  |  | PQ | ABCN | 19918.584 | 8107402 | no | no |  |  | no |  |  | 1289391.69 | 15294021.276 |  | -1
node_1289394_853_15285173_794 |  |  | PQ | AN | 2771.281 | 8107402 | no | no |  |  | no |  |  | 1289394.853 | 15285173.794 |  | -1
node_1289408_487_15294035_641 |  |  | PQ | ABCN | 19918.584 | 8107402 | no | no |  |  | no |  |  | 1289408.487 | 15294035.641 |  | -1
node_1289446_657_15295375_231 |  |  | PQ | AN | 2771.281 | 8107402 | no | no |  |  | no |  |  | 1289446.657 | 15295375.231 |  | -1
node_1289453_263_15291686_953 |  |  | PQ | ABCN | 19918.584 | 8107402 | no | no |  |  | no |  |  | 1289453.263 | 15291686.953 |  | -1
node_1289470_947_15294859_18 |  |  | PQ | AN | 2771.281 | 8107402 | no | no |  |  | no |  |  | 1289470.947 | 15294859.18 |  | -1
node_1289687_839_15294336_828 |  |  | PQ | ABCN | 19918.584 | 8107402 | no | no |  |  | no |  |  | 1289687.839 | 15294336.828 |  | -1
node_1289763_822_15294128_733 |  |  | PQ | ABCN | 19918.584 | 8107402 | no | no |  |  | no |  |  | 1289763.822 | 15294128.733 |  | -1
node_1289778_917_15294146_191 |  |  | PQ | ABCN | 19918.584 | 8107402 | no | no |  |  | no |  |  | 1289778.917 | 15294146.191 |  | -1
node_1289790_166_15294168_258 |  |  | PQ | ABCN | 19918.584 | 8107402 | no | no |  |  | no |  |  | 1289790.166 | 15294168.258 |  | -1
node_1289817_543_15285539_254 |  |  | PQ | AN | 2771.281 | 8107402 | no | no |  |  | no |  |  | 1289817.543 | 15285539.254 |  | -1
node_1289899_921_15289903_439 |  |  | PQ | ABCN | 19918.584 | 8107402 | no | no |  |  | no |  |  | 1289899.921 | 15289903.439 |  | -1
node_1289911_264_15289881_731 |  |  | PQ | ABCN | 19918.584 | 8107402 | no | no |  |  | no |  |  | 1289911.264 | 15289881.731 |  | -1
node_1289942_871_15295399_251 |  |  | PQ | AN | 7199.558 | 8107402 | no | no |  |  | no |  |  | 1289942.871 | 15295399.251 |  | -1
node_1290006_598_15294412_227 |  |  | PQ | ABCN | 19918.584 | 8107402 | no | no |  |  | no |  |  | 1290006.598 | 15294412.227 |  | -1
node_1290114_892_15280338_154 |  |  | PQ | AN | 2771.281 | 8107402 | no | no |  |  | no |  |  | 1290114.892 | 15280338.154 |  | -1
node_1290171_961_15285582_007 |  |  | PQ | AN | 2771.281 | 8107402 | no | no |  |  | no |  |  | 1290171.961 | 15285582.007 |  | -1
node_1290243_547_15289939_891 |  |  | PQ | ABCN | 19918.584 | 8107402 | no | no |  |  | no |  |  | 1290243.547 | 15289939.891 |  | -1
node_1290249_684_15291578_934 |  |  | PQ | AN | 19918.584 | 8107402 | no | no |  |  | no |  |  | 1290249.684 | 15291578.934 |  | -1
node_1290286_181_15292558_072 |  |  | PQ | ABCN | 19918.584 | 8107402 | no | no |  |  | no |  |  | 1290286.181 | 15292558.072 |  | -1
node_1290320_906_15290249_882 |  |  | PQ | ABCN | 19918.584 | 8107402 | no | no |  |  | no |  |  | 1290320.906 | 15290249.882 |  | -1
node_1290321_287_15295069_957 |  |  | PQ | AN | 7199.558 | 8107402 | no | no |  |  | no |  |  | 1290321.287 | 15295069.957 |  | -1
node_1290361_332_15285649_929 |  |  | PQ | AN | 2771.281 | 8107402 | no | no |  |  | no |  |  | 1290361.332 | 15285649.929 |  | -1
node_1290505_989_15292651_188 |  |  | PQ | ABCN | 19918.584 | 8107402 | no | no |  |  | no |  |  | 1290505.989 | 15292651.188 |  | -1
node_1290537_757_15294655_439 |  |  | PQ | ABCN | 19918.584 | 8107402 | no | no |  |  | no |  |  | 1290537.757 | 15294655.439 |  | -1
node_1290587_752_15289263_852 |  |  | PQ | ABCN | 19918.584 | 8107402 | no | no |  |  | no |  |  | 1290587.752 | 15289263.852 |  | -1
node_1290615_601_15292804_888 |  |  | PQ | ABCN | 19918.584 | 8107402 | no | no |  |  | no |  |  | 1290615.601 | 15292804.888 |  | -1
node_1290703_568_15295363_596 |  |  | PQ | AN | 19918.584 | 8107402 | no | no |  |  | no |  |  | 1290703.568 | 15295363.596 |  | -1
node_1290721_513_15293251_436 |  |  | PQ | ABCN | 19918.584 | 8107402 | no | no |  |  | no |  |  | 1290721.513 | 15293251.436 |  | -1
node_1290729_437_15293275_943 |  |  | PQ | ABCN | 19918.584 | 8107402 | no | no |  |  | no |  |  | 1290729.437 | 15293275.943 |  | -1
node_1290741_797_15293296_918 |  |  | PQ | ABCN | 19918.584 | 8107402 | no | no |  |  | no |  |  | 1290741.797 | 15293296.918 |  | -1
node_1290759_185_15294741_648 |  |  | PQ | ABCN | 19918.584 | 8107402 | no | no |  |  | no |  |  | 1290759.185 | 15294741.648 |  | -1
node_1290845_298_15295762_627 |  |  | PQ | AN | 19918.584 | 8107402 | no | no |  |  | no |  |  | 1290845.298 | 15295762.627 |  | -1
node_1290884_844_15295183_214 |  |  | PQ | AN | 19918.584 | 8107402 | no | no |  |  | no |  |  | 1290884.844 | 15295183.214 |  | -1
node_1291029_349_15295124_593 |  |  | PQ | ABCN | 19918.584 | 8107402 | no | no |  |  | no |  |  | 1291029.349 | 15295124.593 |  | -1
node_1291083_232_15293319_334 |  |  | PQ | ABCN | 19918.584 | 8107402 | no | no |  |  | no |  |  | 1291083.232 | 15293319.334 |  | -1
node_1291095_584_15293340_318 |  |  | PQ | ABCN | 19918.584 | 8107402 | no | no |  |  | no |  |  | 1291095.584 | 15293340.318 |  | -1
node_1291350_652_15293408_319 |  |  | PQ | ABCN | 19918.584 | 8107402 | no | no |  |  | no |  |  | 1291350.652 | 15293408.319 |  | -1
node_1291352_431_15296756_996 |  |  | PQ | AN | 19918.584 | 8107402 | no | no |  |  | no |  |  | 1291352.431 | 15296756.996 |  | -1
node_1291413_02_15294567_675 |  |  | PQ | ABCN | 19918.584 | 8107402 | no | no |  |  | no |  |  | 1291413.02 | 15294567.675 |  | -1
node_1291418_432_15295919_29 |  |  | PQ | ABCN | 19918.584 | 8107402 | no | no |  |  | no |  |  | 1291418.432 | 15295919.29 |  | -1
node_1291427_972_15295942_75 |  |  | PQ | ABCN | 19918.584 | 8107402 | no | no |  |  | no |  |  | 1291427.972 | 15295942.75 |  | -1
node_1291442_379_15293359_55 |  |  | PQ | ABCN | 19918.584 | 8107402 | no | no |  |  | no |  |  | 1291442.379 | 15293359.55 |  | -1
node_1291461_502_15293352_71 |  |  | PQ | ABCN | 19918.584 | 8107402 | no | no |  |  | no |  |  | 1291461.502 | 15293352.71 |  | -1
node_1291555_267_15280534_309 |  |  | PQ | AN | 2771.281 | 8107402 | no | no |  |  | no |  |  | 1291555.267 | 15280534.309 |  | -1
node_1291576_292_15293642_942 |  |  | PQ | ABCN | 19918.584 | 8107402 | no | no |  |  | no |  |  | 1291576.292 | 15293642.942 |  | -1
node_1291608_586_15296244_811 |  |  | PQ | ABCN | 19918.584 | 8107402 | no | no |  |  | no |  |  | 1291608.586 | 15296244.811 |  | -1
node_1291621_197_15294401_051 |  |  | PQ | ABCN | 19918.584 | 8107402 | no | no |  |  | no |  |  | 1291621.197 | 15294401.051 |  | -1
node_1291636_425_15286040_511 |  |  | PQ | AN | 2771.281 | 8107402 | no | no |  |  | no |  |  | 1291636.425 | 15286040.511 |  | -1
node_1291763_12_15280535_007 |  |  | PQ | AN | 2771.281 | 8107402 | no | no |  |  | no |  |  | 1291763.12 | 15280535.007 |  | -1
node_1291821_663_15294241_458 |  |  | PQ | ABCN | 19918.584 | 8107402 | no | no |  |  | no |  |  | 1291821.663 | 15294241.458 |  | -1
node_1291828_775_15286185_209 |  |  | PQ | AN | 2771.281 | 8107402 | no | no |  |  | no |  |  | 1291828.775 | 15286185.209 |  | -1
node_1291867_727_15293155_833 |  |  | PQ | ABCN | 19918.584 | 8107402 | no | no |  |  | no |  |  | 1291867.727 | 15293155.833 |  | -1
node_1291994_496_15286219_361 |  |  | PQ | AN | 2771.281 | 8107402 | no | no |  |  | no |  |  | 1291994.496 | 15286219.361 |  | -1
node_1292013_626_15280605_083 |  |  | PQ | AN | 2771.281 | 8107402 | no | no |  |  | no |  |  | 1292013.626 | 15280605.083 |  | -1
node_1292037_839_15296558_091 |  |  | PQ | ABCN | 19918.584 | 8107402 | no | no |  |  | no |  |  | 1292037.839 | 15296558.091 |  | -1
node_1292085_767_15293089_741 |  |  | PQ | ABCN | 19918.584 | 8107402 | no | no |  |  | no |  |  | 1292085.767 | 15293089.741 |  | -1
node_1292121_332_15296337_908 |  |  | PQ | ABCN | 19918.584 | 8107402 | no | no |  |  | no |  |  | 1292121.332 | 15296337.908 |  | -1
node_1292158_617_15275727_673 |  |  | PQ | AN | 2771.281 | 8107402 | no | no |  |  | no |  |  | 1292158.617 | 15275727.673 |  | -1
node_1292196_28_15276043_2 |  |  | PQ | AN | 2771.281 | 8107402 | no | no |  |  | no |  |  | 1292196.28 | 15276043.2 |  | -1
node_1292296_512_15286180_768 |  |  | PQ | AN | 2771.281 | 8107402 | no | no |  |  | no |  |  | 1292296.512 | 15286180.768 |  | -1
node_1292337_432_15297662_15 |  |  | PQ | AN | 2771.281 | 8107402 | no | no |  |  | no |  |  | 1292337.432 | 15297662.15 |  | -1
node_1292388_586_15296249_677 |  |  | PQ | ABCN | 19918.584 | 8107402 | no | no |  |  | no |  |  | 1292388.586 | 15296249.677 |  | -1
node_1292422_779_15280638_228 |  |  | PQ | AN | 2771.281 | 8107402 | no | no |  |  | no |  |  | 1292422.779 | 15280638.228 |  | -1
node_1292505_972_15297159_197 |  |  | PQ | AN | 2771.281 | 8107402 | no | no |  |  | no |  |  | 1292505.972 | 15297159.197 |  | -1
node_1292609_703_15297290_213 |  |  | PQ | AN | 2771.281 | 8107402 | no | no |  |  | no |  |  | 1292609.703 | 15297290.213 |  | -1
node_1292616_207_15293011_538 |  |  | PQ | ABCN | 19918.584 | 8107402 | no | no |  |  | no |  |  | 1292616.207 | 15293011.538 |  | -1
node_1292625_466_15292713_319 |  |  | PQ | ABCN | 19918.584 | 8107402 | no | no |  |  | no |  |  | 1292625.466 | 15292713.319 |  | -1
node_1292626_275_15292686_723 |  |  | PQ | ABCN | 19918.584 | 8107402 | no | no |  |  | no |  |  | 1292626.275 | 15292686.723 |  | -1
node_1292629_814_15292739_352 |  |  | PQ | ABCN | 19918.584 | 8107402 | no | no |  |  | no |  |  | 1292629.814 | 15292739.352 |  | -1
node_1292656_947_15292435_945 |  |  | PQ | ABCN | 19918.584 | 8107402 | no | no |  |  | no |  |  | 1292656.947 | 15292435.945 |  | -1
node_1292664_925_15286510_804 |  |  | PQ | AN | 2771.281 | 8107402 | no | no |  |  | no |  |  | 1292664.925 | 15286510.804 |  | -1
node_1292676_709_15292433_883 |  |  | PQ | ABCN | 19918.584 | 8107402 | no | no |  |  | no |  |  | 1292676.709 | 15292433.883 |  | -1
node_1292706_141_15280670_724 |  |  | PQ | AN | 2771.281 | 8107402 | no | no |  |  | no |  |  | 1292706.141 | 15280670.724 |  | -1
node_1292787_192_15276721_82 |  |  | PQ | AN | 2771.281 | 8107402 | no | no |  |  | no |  |  | 1292787.192 | 15276721.82 |  | -1
node_1292815_144_15279143_542 |  |  | PQ | AN | 2771.281 | 8107402 | no | no |  |  | no |  |  | 1292815.144 | 15279143.542 |  | -1
node_1292869_532_15293084_561 |  |  | PQ | ABCN | 19918.584 | 8107402 | no | no |  |  | no |  |  | 1292869.532 | 15293084.561 |  | -1
node_1292876_701_15293367_696 |  |  | PQ | AN | 19918.584 | 8107402 | no | no |  |  | no |  |  | 1292876.701 | 15293367.696 |  | -1
node_1292878_553_15276946_317 |  |  | PQ | AN | 2771.281 | 8107402 | no | no |  |  | no |  |  | 1292878.553 | 15276946.317 |  | -1
node_1292878_715_15293108_274 |  |  | PQ | ABCN | 19918.584 | 8107402 | no | no |  |  | no |  |  | 1292878.715 | 15293108.274 |  | -1
node_1292883_034_15293134_315 |  |  | PQ | ABCN | 19918.584 | 8107402 | no | no |  |  | no |  |  | 1292883.034 | 15293134.315 |  | -1
node_1292948_931_15286558_308 |  |  | PQ | AN | 2771.281 | 8107402 | no | no |  |  | no |  |  | 1292948.931 | 15286558.308 |  | -1
node_1292993_031_15297945_828 |  |  | PQ | AN | 2771.281 | 8107402 | no | no |  |  | no |  |  | 1292993.031 | 15297945.828 |  | -1
node_1293001_387_15277071_006 |  |  | PQ | AN | 2771.281 | 8107402 | no | no |  |  | no |  |  | 1293001.387 | 15277071.006 |  | -1
node_1293005_563_15289354_113 |  |  | PQ | AN | 7199.558 | 8107402 | no | no |  |  | no |  |  | 1293005.563 | 15289354.113 |  | -1
node_1293083_568_15293051_452 |  |  | PQ | ABCN | 19918.584 | 8107402 | no | no |  |  | no |  |  | 1293083.568 | 15293051.452 |  | -1
node_1293103_403_15293051_675 |  |  | PQ | ABCN | 19918.584 | 8107402 | no | no |  |  | no |  |  | 1293103.403 | 15293051.675 |  | -1
node_1293118_549_15298300_917 |  |  | PQ | AN | 2771.281 | 8107402 | no | no |  |  | no |  |  | 1293118.549 | 15298300.917 |  | -1
node_1293145_728_15279846_936 |  |  | PQ | AN | 2771.281 | 8107402 | no | no |  |  | no |  |  | 1293145.728 | 15279846.936 |  | -1
node_1293167_241_15286813_987 |  |  | PQ | AN | 2771.281 | 8107402 | no | no |  |  | no |  |  | 1293167.241 | 15286813.987 |  | -1
node_1293173_753_15279570_435 |  |  | PQ | AN | 2771.281 | 8107402 | no | no |  |  | no |  |  | 1293173.753 | 15279570.435 |  | -1
node_1293187_756_15277180_126 |  |  | PQ | AN | 2771.281 | 8107402 | no | no |  |  | no |  |  | 1293187.756 | 15277180.126 |  | -1
node_1293266_038_15279124_802 |  |  | PQ | AN | 2771.281 | 8107402 | no | no |  |  | no |  |  | 1293266.038 | 15279124.802 |  | -1
node_1293307_305_15277563_682 |  |  | PQ | AN | 2771.281 | 8107402 | no | no |  |  | no |  |  | 1293307.305 | 15277563.682 |  | -1
node_1293389_273_15288881_689 |  |  | PQ | AN | 7199.558 | 8107402 | no | no |  |  | no |  |  | 1293389.273 | 15288881.689 |  | -1
node_1293396_297_15280495_843 |  |  | PQ | AN | 2771.281 | 8107402 | no | no |  |  | no |  |  | 1293396.297 | 15280495.843 |  | -1
node_1293448_296_15278791_221 |  |  | PQ | AN | 2771.281 | 8107402 | no | no |  |  | no |  |  | 1293448.296 | 15278791.221 |  | -1
node_1293518_953_15278388_667 |  |  | PQ | AN | 2771.281 | 8107402 | no | no |  |  | no |  |  | 1293518.953 | 15278388.667 |  | -1
node_1293526_138_15292970_731 |  |  | PQ | ABCN | 19918.584 | 8107402 | no | no |  |  | no |  |  | 1293526.138 | 15292970.731 |  | -1
node_1293624_69_15281347_808 |  |  | PQ | AD | 2771.281 | 8107402 | no | no |  |  | no |  |  | 1293624.69 | 15281347.808 |  | -1
node_1293709_068_15278040_665 |  |  | PQ | AN | 2771.281 | 8107402 | no | no |  |  | no |  |  | 1293709.068 | 15278040.665 |  | -1
node_1293764_296_15276997_28 |  |  | PQ | AN | 2771.281 | 8107402 | no | no |  |  | no |  |  | 1293764.296 | 15276997.28 |  | -1
node_1293774_912_15277436_346 |  |  | PQ | AN | 2771.281 | 8107402 | no | no |  |  | no |  |  | 1293774.912 | 15277436.346 |  | -1
node_1293798_512_15275661_917 |  |  | PQ | AN | 2771.281 | 8107402 | no | no |  |  | no |  |  | 1293798.512 | 15275661.917 |  | -1
node_1293851_543_15282733_414 |  |  | PQ | AN | 2771.281 | 8107402 | no | no |  |  | no |  |  | 1293851.543 | 15282733.414 |  | -1
node_1293935_859_15275449_576 |  |  | PQ | AD | 2771.281 | 8107402 | no | no |  |  | no |  |  | 1293935.859 | 15275449.576 |  | -1
node_1293949_496_15276685_301 |  |  | PQ | AN | 2771.281 | 8107402 | no | no |  |  | no |  |  | 1293949.496 | 15276685.301 |  | -1
node_1293953_07_15283092_7 |  |  | PQ | AN | 2771.281 | 8107402 | no | no |  |  | no |  |  | 1293953.07 | 15283092.7 |  | -1
node_1293957_531_15285148_209 |  |  | PQ | AN | 2771.281 | 8107402 | no | no |  |  | no |  |  | 1293957.531 | 15285148.209 |  | -1
node_1294005_346_15275230_391 |  |  | PQ | AN | 2771.281 | 8107402 | no | no |  |  | no |  |  | 1294005.346 | 15275230.391 |  | -1
node_1294016_116_15285502_455 |  |  | PQ | AN | 2771.281 | 8107402 | no | no |  |  | no |  |  | 1294016.116 | 15285502.455 |  | -1
node_1294052_277_15284750_802 |  |  | PQ | AN | 2771.281 | 8107402 | no | no |  |  | no |  |  | 1294052.277 | 15284750.802 |  | -1
node_1294054_733_15276697_989 |  |  | PQ | AD | 2771.281 | 8107402 | no | no |  |  | no |  |  | 1294054.733 | 15276697.989 |  | -1
node_1294061_169_15285688_479 |  |  | PQ | AN | 2771.281 | 8107402 | no | no |  |  | no |  |  | 1294061.169 | 15285688.479 |  | -1
node_1294065_409_15284639_588 |  |  | PQ | AN | 2771.281 | 8107402 | no | no |  |  | no |  |  | 1294065.409 | 15284639.588 |  | -1
node_1294071_404_15275099_35 |  |  | PQ | AN | 2771.281 | 8107402 | no | no |  |  | no |  |  | 1294071.404 | 15275099.35 |  | -1
node_1294122_263_15285196_163 |  |  | PQ | AN | 2771.281 | 8107402 | no | no |  |  | no |  |  | 1294122.263 | 15285196.163 |  | -1
node_1294124_859_15283629_981 |  |  | PQ | AN | 2771.281 | 8107402 | no | no |  |  | no |  |  | 1294124.859 | 15283629.981 |  | -1
node_1294156_592_15283894_87 |  |  | PQ | AN | 2771.281 | 8107402 | no | no |  |  | no |  |  | 1294156.592 | 15283894.87 |  | -1
node_1294211_965_15274803_587 |  |  | PQ | AN | 2771.281 | 8107402 | no | no |  |  | no |  |  | 1294211.965 | 15274803.587 |  | -1
node_1294252_618_15272437_727 |  |  | PQ | AN | 2771.281 | 8107402 | no | no |  |  | no |  |  | 1294252.618 | 15272437.727 |  | -1
node_1294268_334_15270445_621 |  |  | PQ | AN | 2771.281 | 8107402 | no | no |  |  | no |  |  | 1294268.334 | 15270445.621 |  | -1
node_1294315_827_15273860_818 |  |  | PQ | AN | 2771.281 | 8107402 | no | no |  |  | no |  |  | 1294315.827 | 15273860.818 |  | -1
node_1294329_582_15274687_631 |  |  | PQ | AN | 2771.281 | 8107402 | no | no |  |  | no |  |  | 1294329.582 | 15274687.631 |  | -1
node_1294389_022_15274150_736 |  |  | PQ | AN | 2771.281 | 8107402 | no | no |  |  | no |  |  | 1294389.022 | 15274150.736 |  | -1
node_1294396_103_15289090_153 |  |  | PQ | AN | 7199.558 | 8107402 | no | no |  |  | no |  |  | 1294396.103 | 15289090.153 |  | -1
node_1294397_707_15287041_387 |  |  | PQ | AN | 2771.281 | 8107402 | no | no |  |  | no |  |  | 1294397.707 | 15287041.387 |  | -1
node_1294414_014_15274477_628 |  |  | PQ | AN | 2771.281 | 8107402 | no | no |  |  | no |  |  | 1294414.014 | 15274477.628 |  | -1
node_1294421_554_15287303_391 |  |  | PQ | AN | 2771.281 | 8107402 | no | no |  |  | no |  |  | 1294421.554 | 15287303.391 |  | -1
node_1294458_459_15285365_586 |  |  | PQ | AN | 2771.281 | 8107402 | no | no |  |  | no |  |  | 1294458.459 | 15285365.586 |  | -1
node_1294575_743_15273337_144 |  |  | PQ | AN | 2771.281 | 8107402 | no | no |  |  | no |  |  | 1294575.743 | 15273337.144 |  | -1
node_1294595_621_15270795_279 |  |  | PQ | AN | 2771.281 | 8107402 | no | no |  |  | no |  |  | 1294595.621 | 15270795.279 |  | -1
node_1294621_725_15272472_966 |  |  | PQ | AN | 2771.281 | 8107402 | no | no |  |  | no |  |  | 1294621.725 | 15272472.966 |  | -1
node_1294658_501_15272810_141 |  |  | PQ | AN | 2771.281 | 8107402 | no | no |  |  | no |  |  | 1294658.501 | 15272810.141 |  | -1
node_1294665_971_15293309_79 |  |  | PQ | ABCN | 19918.584 | 8107402 | no | no |  |  | no |  |  | 1294665.971 | 15293309.79 |  | -1
node_1294670_522_15276801_28 |  |  | PQ | AN | 2771.281 | 8107402 | no | no |  |  | no |  |  | 1294670.522 | 15276801.28 |  | -1
node_1294671_781_15289258_73 |  |  | PQ | AN | 7199.558 | 8107402 | no | no |  |  | no |  |  | 1294671.781 | 15289258.73 |  | -1
node_1294674_295_15271624_35 |  |  | PQ | AN | 2771.281 | 8107402 | no | no |  |  | no |  |  | 1294674.295 | 15271624.35 |  | -1
node_1294674_396_15293387_046 |  |  | PQ | ABCN | 19918.584 | 8107402 | no | no |  |  | no |  |  | 1294674.396 | 15293387.046 |  | -1
node_1294726_544_15272255_739 |  |  | PQ | AN | 2771.281 | 8107402 | no | no |  |  | no |  |  | 1294726.544 | 15272255.739 |  | -1
node_1294742_995_15271340_664 |  |  | PQ | AN | 2771.281 | 8107402 | no | no |  |  | no |  |  | 1294742.995 | 15271340.664 |  | -1
node_1294846_732_15285421_255 |  |  | PQ | AN | 2771.281 | 8107402 | no | no |  |  | no |  |  | 1294846.732 | 15285421.255 |  | -1
node_1294880_782_15293212_777 |  |  | PQ | ABCN | 19918.584 | 8107402 | no | no |  |  | no |  |  | 1294880.782 | 15293212.777 |  | -1
node_1294893_002_15293322_383 |  |  | PQ | ABCN | 19918.584 | 8107402 | no | no |  |  | no |  |  | 1294893.002 | 15293322.383 |  | -1
node_1294903_925_15293318_753 |  |  | PQ | ABCN | 19918.584 | 8107402 | no | no |  |  | no |  |  | 1294903.925 | 15293318.753 |  | -1
node_1294913_085_15293305_178 |  |  | PQ | ABCN | 19918.584 | 8107402 | no | no |  |  | no |  |  | 1294913.085 | 15293305.178 |  | -1
node_1294923_656_15277121_872 |  |  | PQ | AN | 2771.281 | 8107402 | no | no |  |  | no |  |  | 1294923.656 | 15277121.872 |  | -1
node_1294939_136_15293031_715 |  |  | PQ | ABCN | 19918.584 | 8107402 | no | no |  |  | no |  |  | 1294939.136 | 15293031.715 |  | -1
node_1295009_357_15290092_895 |  |  | PQ | ABN | 19918.584 | 8107402 | no | no |  |  | no |  |  | 1295009.357 | 15290092.895 |  | -1
node_1295123_602_15285264_972 |  |  | PQ | AN | 2771.281 | 8107402 | no | no |  |  | no |  |  | 1295123.602 | 15285264.972 |  | -1
node_1295283_15_15289425_223 |  |  | PQ | ABN | 19918.584 | 8107402 | no | no |  |  | no |  |  | 1295283.15 | 15289425.223 |  | -1
node_1295309_523_15272554_803 |  |  | PQ | AN | 2771.281 | 8107402 | no | no |  |  | no |  |  | 1295309.523 | 15272554.803 |  | -1
node_1295344_879_15289126_203 |  |  | PQ | ABN | 19918.584 | 8107402 | no | no |  |  | no |  |  | 1295344.879 | 15289126.203 |  | -1
node_1295399_661_15287856_738 |  |  | PQ | ABN | 19918.584 | 8107402 | no | no |  |  | no |  |  | 1295399.661 | 15287856.738 |  | -1
node_1295451_942_15288515_421 |  |  | PQ | ABN | 19918.584 | 8107402 | no | no |  |  | no |  |  | 1295451.942 | 15288515.421 |  | -1
node_1295470_16_15272312_133 |  |  | PQ | AN | 2771.281 | 8107402 | no | no |  |  | no |  |  | 1295470.16 | 15272312.133 |  | -1
node_1295535_42_15288319_383 |  |  | PQ | ABN | 19918.584 | 8107402 | no | no |  |  | no |  |  | 1295535.42 | 15288319.383 |  | -1
node_1295640_422_15265516_673 |  |  | PQ | AN | 2771.281 | 8107402 | no | no |  |  | no |  |  | 1295640.422 | 15265516.673 |  | -1
node_1295640_831_15287963_658 |  |  | PQ | ABN | 19918.584 | 8107402 | no | no |  |  | no |  |  | 1295640.831 | 15287963.658 |  | -1
node_1295649_417_15257859_144 |  |  | PQ | AN | 2771.281 | 8107402 | no | no |  |  | no |  |  | 1295649.417 | 15257859.144 |  | -1
node_1295687_182_15293038_058 |  |  | PQ | ABCN | 19918.584 | 8107402 | no | no |  |  | no |  |  | 1295687.182 | 15293038.058 |  | -1
node_1295694_106_15287450_242 |  |  | PQ | AN | 19918.584 | 8107402 | no | no |  |  | no |  |  | 1295694.106 | 15287450.242 |  | -1
node_1295777_979_15272315_182 |  |  | PQ | AN | 2771.281 | 8107402 | no | no |  |  | no |  |  | 1295777.979 | 15272315.182 |  | -1
node_1295811_34_15292728_095 |  |  | PQ | ABCN | 19918.584 | 8107402 | no | no |  |  | no |  |  | 1295811.34 | 15292728.095 |  | -1
node_1295827_93_15291463_057 |  |  | PQ | AN | 19918.584 | 8107402 | no | no |  |  | no |  |  | 1295827.93 | 15291463.057 |  | -1
node_1295868_514_15276870_836 |  |  | PQ | AN | 2771.281 | 8107402 | no | no |  |  | no |  |  | 1295868.514 | 15276870.836 |  | -1
node_1295920_417_15293286_839 |  |  | PQ | ABCN | 19918.584 | 8107402 | no | no |  |  | no |  |  | 1295920.417 | 15293286.839 |  | -1
node_1296109_266_15293261_614 |  |  | PQ | ABCN | 19918.584 | 8107402 | no | no |  |  | no |  |  | 1296109.266 | 15293261.614 |  | -1
node_1296125_987_15293276_135 |  |  | PQ | ABCN | 19918.584 | 8107402 | no | no |  |  | no |  |  | 1296125.987 | 15293276.135 |  | -1
node_1296139_377_15293295_938 |  |  | PQ | ABCN | 19918.584 | 8107402 | no | no |  |  | no |  |  | 1296139.377 | 15293295.938 |  | -1
node_1296197_377_15265521_456 |  |  | PQ | AN | 2771.281 | 8107402 | no | no |  |  | no |  |  | 1296197.377 | 15265521.456 |  | -1
node_1296246_516_15260891_343 |  |  | PQ | AN | 2771.281 | 8107402 | no | no |  |  | no |  |  | 1296246.516 | 15260891.343 |  | -1
node_1296300_552_15272560_588 |  |  | PQ | AN | 2771.281 | 8107402 | no | no |  |  | no |  |  | 1296300.552 | 15272560.588 |  | -1
node_1296329_579_15281567_04 |  |  | PQ | AN | 2771.281 | 8107402 | no | no |  |  | no |  |  | 1296329.579 | 15281567.04 |  | -1
node_1296395_808_15292709_151 |  |  | PQ | ABCN | 19918.584 | 8107402 | no | no |  |  | no |  |  | 1296395.808 | 15292709.151 |  | -1
node_1296410_614_15292727_046 |  |  | PQ | ABCN | 19918.584 | 8107402 | no | no |  |  | no |  |  | 1296410.614 | 15292727.046 |  | -1
node_1296425_726_15290374_83 |  |  | PQ | AN | 19918.584 | 8107402 | no | no |  |  | no |  |  | 1296425.726 | 15290374.83 |  | -1
node_1296428_644_15264099_947 |  |  | PQ | AN | 2771.281 | 8107402 | no | no |  |  | no |  |  | 1296428.644 | 15264099.947 |  | -1
node_1296428_834_15259348_933 |  |  | PQ | AN | 2771.281 | 8107402 | no | no |  |  | no |  |  | 1296428.834 | 15259348.933 |  | -1
node_1296430_808_15263662_124 |  |  | PQ | AN | 2771.281 | 8107402 | no | no |  |  | no |  |  | 1296430.808 | 15263662.124 |  | -1
node_1296447_233_15263031_186 |  |  | PQ | AD | 2771.281 | 8107402 | no | no |  |  | no |  |  | 1296447.233 | 15263031.186 |  | -1
node_1296453_463_15263313_84 |  |  | PQ | AN | 2771.281 | 8107402 | no | no |  |  | no |  |  | 1296453.463 | 15263313.84 |  | -1
node_1296495_511_15264476_986 |  |  | PQ | AN | 2771.281 | 8107402 | no | no |  |  | no |  |  | 1296495.511 | 15264476.986 |  | -1
node_1296501_328_15281241_173 |  |  | PQ | AN | 2771.281 | 8107402 | no | no |  |  | no |  |  | 1296501.328 | 15281241.173 |  | -1
node_1296505_751_15291335_205 |  |  | PQ | ABCN | 19918.584 | 8107402 | no | no |  |  | no |  |  | 1296505.751 | 15291335.205 |  | -1
node_1296513_619_15291310_855 |  |  | PQ | ABCN | 19918.584 | 8107402 | no | no |  |  | no |  |  | 1296513.619 | 15291310.855 |  | -1
node_1296573_224_15292041_914 |  |  | PQ | ABCN | 19918.584 | 8107402 | no | no |  |  | no |  |  | 1296573.224 | 15292041.914 |  | -1
node_1296609_493_15264849_8 |  |  | PQ | AN | 2771.281 | 8107402 | no | no |  |  | no |  |  | 1296609.493 | 15264849.8 |  | -1
node_1296623_729_15272543_553 |  |  | PQ | AN | 2771.281 | 8107402 | no | no |  |  | no |  |  | 1296623.729 | 15272543.553 |  | -1
node_1296633_154_15280217_841 |  |  | PQ | AN | 2771.281 | 8107402 | no | no |  |  | no |  |  | 1296633.154 | 15280217.841 |  | -1
node_1296729_304_15293137_138 |  |  | PQ | ABCN | 19918.584 | 8107402 | no | no |  |  | no |  |  | 1296729.304 | 15293137.138 |  | -1
node_1296756_948_15293025_665 |  |  | PQ | ABCN | 19918.584 | 8107402 | no | no |  |  | no |  |  | 1296756.948 | 15293025.665 |  | -1
node_1296767_645_15293048_216 |  |  | PQ | ABCN | 19918.584 | 8107402 | no | no |  |  | no |  |  | 1296767.645 | 15293048.216 |  | -1
node_1296773_654_15293073_664 |  |  | PQ | ABCN | 19918.584 | 8107402 | no | no |  |  | no |  |  | 1296773.654 | 15293073.664 |  | -1
node_1296779_141_15261465_674 |  |  | PQ | AN | 2771.281 | 8107402 | no | no |  |  | no |  |  | 1296779.141 | 15261465.674 |  | -1
node_1296817_464_15286522_462 |  |  | PQ | AN | 19918.584 | 8107402 | no | no |  |  | no |  |  | 1296817.464 | 15286522.462 |  | -1
node_1296891_562_15283195 |  |  | PQ | AN | 2771.281 | 8107402 | no | no |  |  | no |  |  | 1296891.562 | 15283195 |  | -1
node_1296947_841_15291260_513 |  |  | PQ | ABCN | 19918.584 | 8107402 | no | no |  |  | no |  |  | 1296947.841 | 15291260.513 |  | -1
node_1297026_789_15272441_214 |  |  | PQ | AN | 2771.281 | 8107402 | no | no |  |  | no |  |  | 1297026.789 | 15272441.214 |  | -1
node_1297096_7_15264990_429 |  |  | PQ | AN | 2771.281 | 8107402 | no | no |  |  | no |  |  | 1297096.7 | 15264990.429 |  | -1
node_1297108_406_15262698_783 |  |  | PQ | AN | 2771.281 | 8107402 | no | no |  |  | no |  |  | 1297108.406 | 15262698.783 |  | -1
node_1297142_122_15285969_409 |  |  | PQ | AN | 19918.584 | 8107402 | no | no |  |  | no |  |  | 1297142.122 | 15285969.409 |  | -1
node_1297147_133_15283188_507 |  |  | PQ | AN | 2771.281 | 8107402 | no | no |  |  | no |  |  | 1297147.133 | 15283188.507 |  | -1
node_1297291_726_15265381_761 |  |  | PQ | AN | 2771.281 | 8107402 | no | no |  |  | no |  |  | 1297291.726 | 15265381.761 |  | -1
node_1297343_852_15291383_624 |  |  | PQ | ABCN | 19918.584 | 8107402 | no | no |  |  | no |  |  | 1297343.852 | 15291383.624 |  | -1
node_1297372_985_15285756_598 |  |  | PQ | AN | 19918.584 | 8107402 | no | no |  |  | no |  |  | 1297372.985 | 15285756.598 |  | -1
node_1297403_06_15271840_828 |  |  | PQ | AN | 2771.281 | 8107402 | no | no |  |  | no |  |  | 1297403.06 | 15271840.828 |  | -1
node_1297545_497_15278946_648 |  |  | PQ | AN | 2771.281 | 8107402 | no | no |  |  | no |  |  | 1297545.497 | 15278946.648 |  | -1
node_1297673_593_15291815_519 |  |  | PQ | ABCN | 19918.584 | 8107402 | no | no |  |  | no |  |  | 1297673.593 | 15291815.519 |  | -1
node_1297673_796_15276660_824 |  |  | PQ | AN | 2771.281 | 8107402 | no | no |  |  | no |  |  | 1297673.796 | 15276660.824 |  | -1
node_1297680_073_15265690_414 |  |  | PQ | AN | 2771.281 | 8107402 | no | no |  |  | no |  |  | 1297680.073 | 15265690.414 |  | -1
node_1297731_123_15275927_79 |  |  | PQ | AN | 2771.281 | 8107402 | no | no |  |  | no |  |  | 1297731.123 | 15275927.79 |  | -1
node_1297734_192_15284436_738 |  |  | PQ | AN | 19918.584 | 8107402 | no | no |  |  | no |  |  | 1297734.192 | 15284436.738 |  | -1
node_1297765_53_15272627_67 |  |  | PQ | AN | 2771.281 | 8107402 | no | no |  |  | no |  |  | 1297765.53 | 15272627.67 |  | -1
node_1297779_794_15285129_656 |  |  | PQ | AN | 19918.584 | 8107402 | no | no |  |  | no |  |  | 1297779.794 | 15285129.656 |  | -1
node_1297818_772_15265879_938 |  |  | PQ | AN | 2771.281 | 8107402 | no | no |  |  | no |  |  | 1297818.772 | 15265879.938 |  | -1
node_1297845_489_15276190_42 |  |  | PQ | AN | 2771.281 | 8107402 | no | no |  |  | no |  |  | 1297845.489 | 15276190.42 |  | -1
node_1297890_301_15291986_21 |  |  | PQ | ABCN | 19918.584 | 8107402 | no | no |  |  | no |  |  | 1297890.301 | 15291986.21 |  | -1
node_1297927_128_15275229_518 |  |  | PQ | AN | 2771.281 | 8107402 | no | no |  |  | no |  |  | 1297927.128 | 15275229.518 |  | -1
node_1298032_935_15283873_617 |  |  | PQ | AN | 19918.584 | 8107402 | no | no |  |  | no |  |  | 1298032.935 | 15283873.617 |  | -1
node_1298084_548_15283649_931 |  |  | PQ | AN | 19918.584 | 8107402 | no | no |  |  | no |  |  | 1298084.548 | 15283649.931 |  | -1
node_1298135_074_15266199_67 |  |  | PQ | AN | 2771.281 | 8107402 | no | no |  |  | no |  |  | 1298135.074 | 15266199.67 |  | -1
node_1298152_656_15274888_785 |  |  | PQ | AN | 2771.281 | 8107402 | no | no |  |  | no |  |  | 1298152.656 | 15274888.785 |  | -1
node_1298181_117_15260405_218 |  |  | PQ | AN | 2771.281 | 8107402 | no | no |  |  | no |  |  | 1298181.117 | 15260405.218 |  | -1
node_1298181_706_15291310_474 |  |  | PQ | AN | 19918.584 | 8107402 | no | no |  |  | no |  |  | 1298181.706 | 15291310.474 |  | -1
node_1298208_924_15290725_809 |  |  | PQ | AN | 19918.584 | 8107402 | no | no |  |  | no |  |  | 1298208.924 | 15290725.809 |  | -1
node_1298270_416_15291849_029 |  |  | PQ | AN | 19918.584 | 8107402 | no | no |  |  | no |  |  | 1298270.416 | 15291849.029 |  | -1
node_1298302_992_15292853_97 |  |  | PQ | ABCN | 19918.584 | 8107402 | no | no |  |  | no |  |  | 1298302.992 | 15292853.97 |  | -1
node_1298347_133_15283168_404 |  |  | PQ | AN | 19918.584 | 8107402 | no | no |  |  | no |  |  | 1298347.133 | 15283168.404 |  | -1
node_1298359_057_15288838_65 |  |  | PQ | AN | 19918.584 | 8107402 | no | no |  |  | no |  |  | 1298359.057 | 15288838.65 |  | -1
node_1298375_426_15292295_501 |  |  | PQ | ABCN | 19918.584 | 8107402 | no | no |  |  | no |  |  | 1298375.426 | 15292295.501 |  | -1
node_1298392_477_15291650_497 |  |  | PQ | AN | 19918.584 | 8107402 | no | no |  |  | no |  |  | 1298392.477 | 15291650.497 |  | -1
node_1298404_356_15283744_029 |  |  | PQ | AN | 19918.584 | 8107402 | no | no |  |  | no |  |  | 1298404.356 | 15283744.029 |  | -1
node_1298464_011_15272621_975 |  |  | PQ | AN | 2771.281 | 8107402 | no | no |  |  | no |  |  | 1298464.011 | 15272621.975 |  | -1
node_1298553_103_15266061_117 |  |  | PQ | AN | 2771.281 | 8107402 | no | no |  |  | no |  |  | 1298553.103 | 15266061.117 |  | -1
node_1298578_132_15273777_907 |  |  | PQ | AN | 2771.281 | 8107402 | no | no |  |  | no |  |  | 1298578.132 | 15273777.907 |  | -1
node_1298579_145_15272024_655 |  |  | PQ | AN | 2771.281 | 8107402 | no | no |  |  | no |  |  | 1298579.145 | 15272024.655 |  | -1
node_1298590_487_15291919_366 |  |  | PQ | ABCN | 19918.584 | 8107402 | no | no |  |  | no |  |  | 1298590.487 | 15291919.366 |  | -1
node_1298613_651_15271475_121 |  |  | PQ | AN | 2771.281 | 8107402 | no | no |  |  | no |  |  | 1298613.651 | 15271475.121 |  | -1
node_1298622_93_15272315_095 |  |  | PQ | AN | 2771.281 | 8107402 | no | no |  |  | no |  |  | 1298622.93 | 15272315.095 |  | -1
node_1298633_629_15289338_934 |  |  | PQ | AN | 19918.584 | 8107402 | no | no |  |  | no |  |  | 1298633.629 | 15289338.934 |  | -1
node_1298657_482_15271266_482 |  |  | PQ | AD | 2771.281 | 8107402 | no | no |  |  | no |  |  | 1298657.482 | 15271266.482 |  | -1
node_1298666_118_15270648_141 |  |  | PQ | AN | 2771.281 | 8107402 | no | no |  |  | no |  |  | 1298666.118 | 15270648.141 |  | -1
node_1298669_245_15283268_208 |  |  | PQ | AN | 19918.584 | 8107402 | no | no |  |  | no |  |  | 1298669.245 | 15283268.208 |  | -1
node_1298707_419_15266317_964 |  |  | PQ | AN | 2771.281 | 8107402 | no | no |  |  | no |  |  | 1298707.419 | 15266317.964 |  | -1
node_1298708_116_15271727_025 |  |  | PQ | AN | 2771.281 | 8107402 | no | no |  |  | no |  |  | 1298708.116 | 15271727.025 |  | -1
node_1298723_331_15291707_665 |  |  | PQ | ABCN | 19918.584 | 8107402 | no | no |  |  | no |  |  | 1298723.331 | 15291707.665 |  | -1
node_1298727_179_15274318_788 |  |  | PQ | AN | 2771.281 | 8107402 | no | no |  |  | no |  |  | 1298727.179 | 15274318.788 |  | -1
node_1298739_121_15283094_999 |  |  | PQ | AN | 19918.584 | 8107402 | no | no |  |  | no |  |  | 1298739.121 | 15283094.999 |  | -1
node_1298795_398_15288868_872 |  |  | PQ | AN | 19918.584 | 8107402 | no | no |  |  | no |  |  | 1298795.398 | 15288868.872 |  | -1
node_1298798_797_15293599_305 |  |  | PQ | AN | 19918.584 | 8107402 | no | no |  |  | no |  |  | 1298798.797 | 15293599.305 |  | -1
node_1298814_899_15273142_473 |  |  | PQ | AN | 2771.281 | 8107402 | no | no |  |  | no |  |  | 1298814.899 | 15273142.473 |  | -1
node_1298816_69_15268675_45 |  |  | PQ | AN | 2771.281 | 8107402 | no | no |  |  | no |  |  | 1298816.69 | 15268675.45 |  | -1
node_1298842_403_15290694_154 |  |  | PQ | ABCN | 19918.584 | 8107402 | no | no |  |  | no |  |  | 1298842.403 | 15290694.154 |  | -1
node_1298843_888_15268357_819 |  |  | PQ | AN | 2771.281 | 8107402 | no | no |  |  | no |  |  | 1298843.888 | 15268357.819 |  | -1
node_1298855_516_15270071_579 |  |  | PQ | AN | 2771.281 | 8107402 | no | no |  |  | no |  |  | 1298855.516 | 15270071.579 |  | -1
node_1298900_811_15267744_309 |  |  | PQ | AN | 2771.281 | 8107402 | no | no |  |  | no |  |  | 1298900.811 | 15267744.309 |  | -1
node_1298963_62_15291160_909 |  |  | PQ | ABCN | 19918.584 | 8107402 | no | no |  |  | no |  |  | 1298963.62 | 15291160.909 |  | -1
node_1299003_856_15267355_774 |  |  | PQ | AN | 2771.281 | 8107402 | no | no |  |  | no |  |  | 1299003.856 | 15267355.774 |  | -1
node_1299132_208_15282776_794 |  |  | PQ | AN | 19918.584 | 8107402 | no | no |  |  | no |  |  | 1299132.208 | 15282776.794 |  | -1
node_1299171_133_15274396_678 |  |  | PQ | AN | 2771.281 | 8107402 | no | no |  |  | no |  |  | 1299171.133 | 15274396.678 |  | -1
node_1299181_395_15290442_848 |  |  | PQ | ABCN | 19918.584 | 8107402 | no | no |  |  | no |  |  | 1299181.395 | 15290442.848 |  | -1
node_1299186_061_15293544_566 |  |  | PQ | ABCN | 19918.584 | 8107402 | no | no |  |  | no |  |  | 1299186.061 | 15293544.566 |  | -1
node_1299228_63_15291167_589 |  |  | PQ | AN | 19918.584 | 8107402 | no | no |  |  | no |  |  | 1299228.63 | 15291167.589 |  | -1
node_1299228_404_15290207_437 |  |  | PQ | ABCN | 19918.584 | 8107402 | no | no |  |  | no |  |  | 1299228.404 | 15290207.437 |  | -1
node_1299228_674_15292905_687 |  |  | PQ | AN | 2771.281 | 8107402 | no | no |  |  | no |  |  | 1299228.674 | 15292905.687 |  | -1
node_1299248_923_15292477_144 |  |  | PQ | AN | 2771.281 | 8107402 | no | no |  |  | no |  |  | 1299248.923 | 15292477.144 |  | -1
node_1299323_215_15293897_423 |  |  | PQ | ABCN | 19918.584 | 8107402 | no | no |  |  | no |  |  | 1299323.215 | 15293897.423 |  | -1
node_1299329_332_15293922_825 |  |  | PQ | ABCN | 19918.584 | 8107402 | no | no |  |  | no |  |  | 1299329.332 | 15293922.825 |  | -1
node_1299343_651_15293276_857 |  |  | PQ | AN | 2771.281 | 8107402 | no | no |  |  | no |  |  | 1299343.651 | 15293276.857 |  | -1
node_1299364_587_15289761_468 |  |  | PQ | ABCN | 19918.584 | 8107402 | no | no |  |  | no |  |  | 1299364.587 | 15289761.468 |  | -1
node_1299444_792_15293610_772 |  |  | PQ | AN | 2771.281 | 8107402 | no | no |  |  | no |  |  | 1299444.792 | 15293610.772 |  | -1
node_1299517_68_15282407_138 |  |  | PQ | AN | 19918.584 | 8107402 | no | no |  |  | no |  |  | 1299517.68 | 15282407.138 |  | -1
node_1299522_278_15292101_47 |  |  | PQ | AN | 2771.281 | 8107402 | no | no |  |  | no |  |  | 1299522.278 | 15292101.47 |  | -1
node_1299586_888_15275993_039 |  |  | PQ | AN | 19918.584 | 8107402 | no | no |  |  | no |  |  | 1299586.888 | 15275993.039 |  | -1
node_1299595_638_15289707_652 |  |  | PQ | AN | 19918.584 | 8107402 | no | no |  |  | no |  |  | 1299595.638 | 15289707.652 |  | -1
node_1299596_875_15292939_019 |  |  | PQ | AN | 2771.281 | 8107402 | no | no |  |  | no |  |  | 1299596.875 | 15292939.019 |  | -1
node_1299655_763_15293449_259 |  |  | PQ | AN | 2771.281 | 8107402 | no | no |  |  | no |  |  | 1299655.763 | 15293449.259 |  | -1
node_1299658_346_15289435_087 |  |  | PQ | ABCN | 19918.584 | 8107402 | no | no |  |  | no |  |  | 1299658.346 | 15289435.087 |  | -1
node_1299662_714_15262131_892 |  |  | PQ | AN | 2771.281 | 8107402 | no | no |  |  | no |  |  | 1299662.714 | 15262131.892 |  | -1
node_1299689_459_15294218_022 |  |  | PQ | AN | 19918.584 | 8107402 | no | no |  |  | no |  |  | 1299689.459 | 15294218.022 |  | -1
node_1299825_019_15276527_209 |  |  | PQ | AN | 19918.584 | 8107402 | no | no |  |  | no |  |  | 1299825.019 | 15276527.209 |  | -1
node_1299845_395_15294264_092 |  |  | PQ | AN | 19918.584 | 8107402 | no | no |  |  | no |  |  | 1299845.395 | 15294264.092 |  | -1
node_1299864_962_15272276_644 |  |  | PQ | AN | 2771.281 | 8107402 | no | no |  |  | no |  |  | 1299864.962 | 15272276.644 |  | -1
node_1299884_97_15292765_737 |  |  | PQ | AN | 2771.281 | 8107402 | no | no |  |  | no |  |  | 1299884.97 | 15292765.737 |  | -1
node_1299917_602_15292363_702 |  |  | PQ | AN | 2771.281 | 8107402 | no | no |  |  | no |  |  | 1299917.602 | 15292363.702 |  | -1
node_1299947_699_15289802_096 |  |  | PQ | AN | 2771.281 | 8107402 | no | no |  |  | no |  |  | 1299947.699 | 15289802.096 |  | -1
node_1299988_274_15277670_302 |  |  | PQ | AN | 19918.584 | 8107402 | no | no |  |  | no |  |  | 1299988.274 | 15277670.302 |  | -1
node_1300000_481_15289256_083 |  |  | PQ | ABCN | 19918.584 | 8107402 | no | no |  |  | no |  |  | 1300000.481 | 15289256.083 |  | -1
node_1300002_827_15293192_483 |  |  | PQ | AN | 2771.281 | 8107402 | no | no |  |  | no |  |  | 1300002.827 | 15293192.483 |  | -1
node_1300044_127_15293463_525 |  |  | PQ | AN | 2771.281 | 8107402 | no | no |  |  | no |  |  | 1300044.127 | 15293463.525 |  | -1
node_1300067_453_15294156_176 |  |  | PQ | ABCN | 19918.584 | 8107402 | no | no |  |  | no |  |  | 1300067.453 | 15294156.176 |  | -1
node_1300108_835_15294311_521 |  |  | PQ | ABN | 19918.584 | 8107402 | no | no |  |  | no |  |  | 1300108.835 | 15294311.521 |  | -1
node_1300116_514_15294336_163 |  |  | PQ | ABN | 19918.584 | 8107402 | no | no |  |  | no |  |  | 1300116.514 | 15294336.163 |  | -1
node_1300196_874_15278505_064 |  |  | PQ | AN | 19918.584 | 8107402 | no | no |  |  | no |  |  | 1300196.874 | 15278505.064 |  | -1
node_1300226_506_15293261_553 |  |  | PQ | ABN | 7199.558 | 8107402 | no | no |  |  | no |  |  | 1300226.506 | 15293261.553 |  | -1
node_1300283_447_15293641_921 |  |  | PQ | ABCN | 7199.558 | 8107402 | no | no |  |  | no |  |  | 1300283.447 | 15293641.921 |  | -1
node_1300314_815_15278684_589 |  |  | PQ | AN | 19918.584 | 8107402 | no | no |  |  | no |  |  | 1300314.815 | 15278684.589 |  | -1
node_1300341_54_15289322_465 |  |  | PQ | ABCN | 19918.584 | 8107402 | no | no |  |  | no |  |  | 1300341.54 | 15289322.465 |  | -1
node_1300353_801_15282472_17 |  |  | PQ | AN | 19918.584 | 8107402 | no | no |  |  | no |  |  | 1300353.801 | 15282472.17 |  | -1
node_1300355_717_15277808_253 |  |  | PQ | AN | 19918.584 | 8107402 | no | no |  |  | no |  |  | 1300355.717 | 15277808.253 |  | -1
node_1300364_192_15294972_179 |  |  | PQ | AN | 2771.281 | 8107402 | no | no |  |  | no |  |  | 1300364.192 | 15294972.179 |  | -1
node_1300419_944_15279106_829 |  |  | PQ | AN | 19918.584 | 8107402 | no | no |  |  | no |  |  | 1300419.944 | 15279106.829 |  | -1
node_1300453_65_15281337_203 |  |  | PQ | AN | 19918.584 | 8107402 | no | no |  |  | no |  |  | 1300453.65 | 15281337.203 |  | -1
node_1300486_305_15265941_855 |  |  | PQ | AN | 2771.281 | 8107402 | no | no |  |  | no |  |  | 1300486.305 | 15265941.855 |  | -1
node_1300499_299_15293863_559 |  |  | PQ | AN | 7199.558 | 8107402 | no | no |  |  | no |  |  | 1300499.299 | 15293863.559 |  | -1
node_1300535_957_15266040_18 |  |  | PQ | AD | 2771.281 | 8107402 | no | no |  |  | no |  |  | 1300535.957 | 15266040.18 |  | -1
node_1300554_625_15289282_922 |  |  | PQ | ABCN | 19918.584 | 8107402 | no | no |  |  | no |  |  | 1300554.625 | 15289282.922 |  | -1
node_1300554_684_15279521_458 |  |  | PQ | AN | 19918.584 | 8107402 | no | no |  |  | no |  |  | 1300554.684 | 15279521.458 |  | -1
node_1300589_177_15293315_896 |  |  | PQ | AN | 7199.558 | 8107402 | no | no |  |  | no |  |  | 1300589.177 | 15293315.896 |  | -1
node_1300606_246_15279350_825 |  |  | PQ | AN | 19918.584 | 8107402 | no | no |  |  | no |  |  | 1300606.246 | 15279350.825 |  | -1
node_1300681_396_15294187_311 |  |  | PQ | ABCN | 19918.584 | 8107402 | no | no |  |  | no |  |  | 1300681.396 | 15294187.311 |  | -1
node_1300702_907_15272509_323 |  |  | PQ | AN | 2771.281 | 8107402 | no | no |  |  | no |  |  | 1300702.907 | 15272509.323 |  | -1
node_1300730_976_15279773_558 |  |  | PQ | AN | 19918.584 | 8107402 | no | no |  |  | no |  |  | 1300730.976 | 15279773.558 |  | -1
node_1300803_182_15290068_044 |  |  | PQ | AN | 2771.281 | 8107402 | no | no |  |  | no |  |  | 1300803.182 | 15290068.044 |  | -1
node_1300812_737_15280838_747 |  |  | PQ | AN | 19918.584 | 8107402 | no | no |  |  | no |  |  | 1300812.737 | 15280838.747 |  | -1
node_1300819_259_15263451_437 |  |  | PQ | AN | 2771.281 | 8107402 | no | no |  |  | no |  |  | 1300819.259 | 15263451.437 |  | -1
node_1300840_835_15295123_03 |  |  | PQ | AN | 2771.281 | 8107402 | no | no |  |  | no |  |  | 1300840.835 | 15295123.03 |  | -1
node_1300871_056_15294207_874 |  |  | PQ | ABCN | 19918.584 | 8107402 | no | no |  |  | no |  |  | 1300871.056 | 15294207.874 |  | -1
node_1300871_132_15265862_85 |  |  | PQ | AN | 2771.281 | 8107402 | no | no |  |  | no |  |  | 1300871.132 | 15265862.85 |  | -1
node_1300916_881_15264991_117 |  |  | PQ | AN | 2771.281 | 8107402 | no | no |  |  | no |  |  | 1300916.881 | 15264991.117 |  | -1
node_1300919_467_15266603_804 |  |  | PQ | AN | 2771.281 | 8107402 | no | no |  |  | no |  |  | 1300919.467 | 15266603.804 |  | -1
node_1300919_963_15288938_741 |  |  | PQ | AN | 19918.584 | 8107402 | no | no |  |  | no |  |  | 1300919.963 | 15288938.741 |  | -1
node_1300976_678_15289089_045 |  |  | PQ | ABCN | 19918.584 | 8107402 | no | no |  |  | no |  |  | 1300976.678 | 15289089.045 |  | -1
node_1301107_129_15295090_373 |  |  | PQ | ABCN | 2771.281 | 8107402 | no | no |  |  | no |  |  | 1301107.129 | 15295090.373 |  | -1
node_1301108_657_15262770_609 |  |  | PQ | AN | 2771.281 | 8107402 | no | no |  |  | no |  |  | 1301108.657 | 15262770.609 |  | -1
node_1301125_434_15295080_337 |  |  | PQ | ABCN | 2771.281 | 8107402 | no | no |  |  | no |  |  | 1301125.434 | 15295080.337 |  | -1
node_1301141_138_15295064_259 |  |  | PQ | ABCN | 2771.281 | 8107402 | no | no |  |  | no |  |  | 1301141.138 | 15295064.259 |  | -1
node_1301161_13_15294299_857 |  |  | PQ | ABCN | 2771.281 | 8107402 | no | no |  |  | no |  |  | 1301161.13 | 15294299.857 |  | -1
node_1301182_997_15294027_623 |  |  | PQ | ABCN | 19918.584 | 8107402 | no | no |  |  | no |  |  | 1301182.997 | 15294027.623 |  | -1
node_1301192_344_15288568_538 |  |  | PQ | AN | 19918.584 | 8107402 | no | no |  |  | no |  |  | 1301192.344 | 15288568.538 |  | -1
node_1301310_316_15288269_628 |  |  | PQ | AN | 19918.584 | 8107402 | no | no |  |  | no |  |  | 1301310.316 | 15288269.628 |  | -1
node_1301378_217_15288811_233 |  |  | PQ | ABCN | 19918.584 | 8107402 | no | no |  |  | no |  |  | 1301378.217 | 15288811.233 |  | -1
node_1301393_754_15287099_503 |  |  | PQ | AN | 2771.281 | 8107402 | no | no |  |  | no |  |  | 1301393.754 | 15287099.503 |  | -1
node_1301444_957_15294874_263 |  |  | PQ | ABCN | 2771.281 | 8107402 | no | no |  |  | no |  |  | 1301444.957 | 15294874.263 |  | -1
node_1301465_978_15286730_011 |  |  | PQ | AN | 2771.281 | 8107402 | no | no |  |  | no |  |  | 1301465.978 | 15286730.011 |  | -1
node_1301475_261_15272315_794 |  |  | PQ | AN | 2771.281 | 8107402 | no | no |  |  | no |  |  | 1301475.261 | 15272315.794 |  | -1
node_1301482_41_15288014_438 |  |  | PQ | AN | 19918.584 | 8107402 | no | no |  |  | no |  |  | 1301482.41 | 15288014.438 |  | -1
node_1301497_239_15287077_259 |  |  | PQ | AN | 2771.281 | 8107402 | no | no |  |  | no |  |  | 1301497.239 | 15287077.259 |  | -1
node_1301598_655_15294431_079 |  |  | PQ | ABCN | 2771.281 | 8107402 | no | no |  |  | no |  |  | 1301598.655 | 15294431.079 |  | -1
node_1301609_061_15287661_253 |  |  | PQ | AN | 19918.584 | 8107402 | no | no |  |  | no |  |  | 1301609.061 | 15287661.253 |  | -1
node_1301618_499_15262960_811 |  |  | PQ | AN | 2771.281 | 8107402 | no | no |  |  | no |  |  | 1301618.499 | 15262960.811 |  | -1
node_1301634_882_15272543_476 |  |  | PQ | AN | 2771.281 | 8107402 | no | no |  |  | no |  |  | 1301634.882 | 15272543.476 |  | -1
node_1301701_283_15290218_981 |  |  | PQ | AN | 2771.281 | 8107402 | no | no |  |  | no |  |  | 1301701.283 | 15290218.981 |  | -1
node_1301701_402_15294527_579 |  |  | PQ | ABCN | 2771.281 | 8107402 | no | no |  |  | no |  |  | 1301701.402 | 15294527.579 |  | -1
node_1301708_713_15287289_176 |  |  | PQ | AN | 2771.281 | 8107402 | no | no |  |  | no |  |  | 1301708.713 | 15287289.176 |  | -1
node_1301832_892_15267092_166 |  |  | PQ | AN | 2771.281 | 8107402 | no | no |  |  | no |  |  | 1301832.892 | 15267092.166 |  | -1
node_1301857_352_15294399_775 |  |  | PQ | AN | 2771.281 | 8107402 | no | no |  |  | no |  |  | 1301857.352 | 15294399.775 |  | -1
node_1301937_828_15272293_983 |  |  | PQ | AN | 2771.281 | 8107402 | no | no |  |  | no |  |  | 1301937.828 | 15272293.983 |  | -1
node_1301985_247_15290194_38 |  |  | PQ | AN | 2771.281 | 8107402 | no | no |  |  | no |  |  | 1301985.247 | 15290194.38 |  | -1
node_1301997_4_15294705_387 |  |  | PQ | AN | 2771.281 | 8107402 | no | no |  |  | no |  |  | 1301997.4 | 15294705.387 |  | -1
node_1302036_659_15294215_408 |  |  | PQ | AN | 2771.281 | 8107402 | no | no |  |  | no |  |  | 1302036.659 | 15294215.408 |  | -1
node_1302037_101_15285726_616 |  |  | PQ | AN | 2771.281 | 8107402 | no | no |  |  | no |  |  | 1302037.101 | 15285726.616 |  | -1
node_1302064_239_15287141_992 |  |  | PQ | AN | 2771.281 | 8107402 | no | no |  |  | no |  |  | 1302064.239 | 15287141.992 |  | -1
node_1302195_361_15286683_569 |  |  | PQ | AN | 2771.281 | 8107402 | no | no |  |  | no |  |  | 1302195.361 | 15286683.569 |  | -1
node_1302239_844_15272571_929 |  |  | PQ | AN | 2771.281 | 8107402 | no | no |  |  | no |  |  | 1302239.844 | 15272571.929 |  | -1
node_1302253_523_15294177_85 |  |  | PQ | AN | 2771.281 | 8107402 | no | no |  |  | no |  |  | 1302253.523 | 15294177.85 |  | -1
node_1302253_849_15286289_763 |  |  | PQ | AN | 2771.281 | 8107402 | no | no |  |  | no |  |  | 1302253.849 | 15286289.763 |  | -1
node_1302366_39_15285891_296 |  |  | PQ | AN | 2771.281 | 8107402 | no | no |  |  | no |  |  | 1302366.39 | 15285891.296 |  | -1
node_1302367_878_15286651_497 |  |  | PQ | AN | 2771.281 | 8107402 | no | no |  |  | no |  |  | 1302367.878 | 15286651.497 |  | -1
node_1302409_125_15287087_094 |  |  | PQ | AN | 2771.281 | 8107402 | no | no |  |  | no |  |  | 1302409.125 | 15287087.094 |  | -1
node_1302446_42_15285677_438 |  |  | PQ | AN | 2771.281 | 8107402 | no | no |  |  | no |  |  | 1302446.42 | 15285677.438 |  | -1
node_1302493_265_15263059_551 |  |  | PQ | AN | 2771.281 | 8107402 | no | no |  |  | no |  |  | 1302493.265 | 15263059.551 |  | -1
node_1302507_223_15265557_159 |  |  | PQ | AN | 2771.281 | 8107402 | no | no |  |  | no |  |  | 1302507.223 | 15265557.159 |  | -1
node_1302696_671_15286345_501 |  |  | PQ | AN | 2771.281 | 8107402 | no | no |  |  | no |  |  | 1302696.671 | 15286345.501 |  | -1
node_1302719_745_15285503_602 |  |  | PQ | AN | 2771.281 | 8107402 | no | no |  |  | no |  |  | 1302719.745 | 15285503.602 |  | -1
node_1302848_347_15265517_228 |  |  | PQ | AN | 2771.281 | 8107402 | no | no |  |  | no |  |  | 1302848.347 | 15265517.228 |  | -1
node_1302857_011_15272557_362 |  |  | PQ | AN | 2771.281 | 8107402 | no | no |  |  | no |  |  | 1302857.011 | 15272557.362 |  | -1
node_1302937_666_15270458_836 |  |  | PQ | AN | 2771.281 | 8107402 | no | no |  |  | no |  |  | 1302937.666 | 15270458.836 |  | -1
node_1302950_729_15268941_082 |  |  | PQ | AN | 2771.281 | 8107402 | no | no |  |  | no |  |  | 1302950.729 | 15268941.082 |  | -1
node_1302956_471_15293919_946 |  |  | PQ | AN | 2771.281 | 8107402 | no | no |  |  | no |  |  | 1302956.471 | 15293919.946 |  | -1
node_1303013_847_15269344_16 |  |  | PQ | AN | 2771.281 | 8107402 | no | no |  |  | no |  |  | 1303013.847 | 15269344.16 |  | -1
node_1303033_316_15265247_35 |  |  | PQ | AN | 2771.281 | 8107402 | no | no |  |  | no |  |  | 1303033.316 | 15265247.35 |  | -1
node_1303138_782_15263233_631 |  |  | PQ | AN | 2771.281 | 8107402 | no | no |  |  | no |  |  | 1303138.782 | 15263233.631 |  | -1
node_1303141_292_15285413_293 |  |  | PQ | AN | 2771.281 | 8107402 | no | no |  |  | no |  |  | 1303141.292 | 15285413.293 |  | -1
node_1303183_896_15285675_88 |  |  | PQ | AN | 2771.281 | 8107402 | no | no |  |  | no |  |  | 1303183.896 | 15285675.88 |  | -1
node_1303192_373_15269945_568 |  |  | PQ | AN | 2771.281 | 8107402 | no | no |  |  | no |  |  | 1303192.373 | 15269945.568 |  | -1
node_1303256_811_15290192_222 |  |  | PQ | AN | 2771.281 | 8107402 | no | no |  |  | no |  |  | 1303256.811 | 15290192.222 |  | -1
node_1303309_095_15272929_008 |  |  | PQ | AN | 2771.281 | 8107402 | no | no |  |  | no |  |  | 1303309.095 | 15272929.008 |  | -1
node_1303388_584_15270181_788 |  |  | PQ | AN | 2771.281 | 8107402 | no | no |  |  | no |  |  | 1303388.584 | 15270181.788 |  | -1
node_1303517_219_15262737_515 |  |  | PQ | AN | 2771.281 | 8107402 | no | no |  |  | no |  |  | 1303517.219 | 15262737.515 |  | -1
node_1303527_536_15263306_977 |  |  | PQ | AN | 2771.281 | 8107402 | no | no |  |  | no |  |  | 1303527.536 | 15263306.977 |  | -1
node_1303559_888_15266788_8 |  |  | PQ | AN | 2771.281 | 8107402 | no | no |  |  | no |  |  | 1303559.888 | 15266788.8 |  | -1
node_1303589_848_15270678_551 |  |  | PQ | AN | 2771.281 | 8107402 | no | no |  |  | no |  |  | 1303589.848 | 15270678.551 |  | -1
node_1303617_064_15273433_295 |  |  | PQ | AN | 2771.281 | 8107402 | no | no |  |  | no |  |  | 1303617.064 | 15273433.295 |  | -1
node_1303618_508_15270936_002 |  |  | PQ | AN | 2771.281 | 8107402 | no | no |  |  | no |  |  | 1303618.508 | 15270936.002 |  | -1
node_1303621_588_15285821_317 |  |  | PQ | AN | 2771.281 | 8107402 | no | no |  |  | no |  |  | 1303621.588 | 15285821.317 |  | -1
node_1303714_28_15266989_672 |  |  | PQ | AN | 2771.281 | 8107402 | no | no |  |  | no |  |  | 1303714.28 | 15266989.672 |  | -1
node_1303750_935_15271109_473 |  |  | PQ | AN | 2771.281 | 8107402 | no | no |  |  | no |  |  | 1303750.935 | 15271109.473 |  | -1
node_1303757_128_15268146_837 |  |  | PQ | AN | 2771.281 | 8107402 | no | no |  |  | no |  |  | 1303757.128 | 15268146.837 |  | -1
node_1303770_396_15270244_469 |  |  | PQ | AN | 2771.281 | 8107402 | no | no |  |  | no |  |  | 1303770.396 | 15270244.469 |  | -1
node_1303796_649_15273443_888 |  |  | PQ | AN | 2771.281 | 8107402 | no | no |  |  | no |  |  | 1303796.649 | 15273443.888 |  | -1
node_1303857_195_15272118_143 |  |  | PQ | AN | 2771.281 | 8107402 | no | no |  |  | no |  |  | 1303857.195 | 15272118.143 |  | -1
node_1303876_921_15266661_274 |  |  | PQ | AN | 2771.281 | 8107402 | no | no |  |  | no |  |  | 1303876.921 | 15266661.274 |  | -1
node_1303934_753_15271589_689 |  |  | PQ | AN | 2771.281 | 8107402 | no | no |  |  | no |  |  | 1303934.753 | 15271589.689 |  | -1
node_1303954_595_15274157_436 |  |  | PQ | AN | 2771.281 | 8107402 | no | no |  |  | no |  |  | 1303954.595 | 15274157.436 |  | -1
node_1303978_16_15293247_943 |  |  | PQ | AN | 2771.281 | 8107402 | no | no |  |  | no |  |  | 1303978.16 | 15293247.943 |  | -1
node_1303979_262_15285757_322 |  |  | PQ | AN | 2771.281 | 8107402 | no | no |  |  | no |  |  | 1303979.262 | 15285757.322 |  | -1
node_1304041_409_15263508_192 |  |  | PQ | AN | 2771.281 | 8107402 | no | no |  |  | no |  |  | 1304041.409 | 15263508.192 |  | -1
node_1304063_428_15266635_69 |  |  | PQ | AN | 2771.281 | 8107402 | no | no |  |  | no |  |  | 1304063.428 | 15266635.69 |  | -1
node_1304130_403_15292836_498 |  |  | PQ | AN | 2771.281 | 8107402 | no | no |  |  | no |  |  | 1304130.403 | 15292836.498 |  | -1
node_1304174_397_15267541_675 |  |  | PQ | AN | 2771.281 | 8107402 | no | no |  |  | no |  |  | 1304174.397 | 15267541.675 |  | -1
node_1304232_487_15285814_804 |  |  | PQ | AN | 2771.281 | 8107402 | no | no |  |  | no |  |  | 1304232.487 | 15285814.804 |  | -1
node_1304234_411_15272390_233 |  |  | PQ | AN | 2771.281 | 8107402 | no | no |  |  | no |  |  | 1304234.411 | 15272390.233 |  | -1
node_1304246_895_15268045_418 |  |  | PQ | AN | 2771.281 | 8107402 | no | no |  |  | no |  |  | 1304246.895 | 15268045.418 |  | -1
node_1304378_301_15289779_421 |  |  | PQ | AN | 2771.281 | 8107402 | no | no |  |  | no |  |  | 1304378.301 | 15289779.421 |  | -1
node_1304425_645_15263610_3 |  |  | PQ | AN | 2771.281 | 8107402 | no | no |  |  | no |  |  | 1304425.645 | 15263610.3 |  | -1
node_1304528_294_15285733_702 |  |  | PQ | AN | 2771.281 | 8107402 | no | no |  |  | no |  |  | 1304528.294 | 15285733.702 |  | -1
node_1304726_984_15261303_83 |  |  | PQ | AN | 2771.281 | 8107402 | no | no |  |  | no |  |  | 1304726.984 | 15261303.83 |  | -1
node_1304738_926_15275337_689 |  |  | PQ | AN | 2771.281 | 8107402 | no | no |  |  | no |  |  | 1304738.926 | 15275337.689 |  | -1
node_1304741_542_15285232_918 |  |  | PQ | AN | 2771.281 | 8107402 | no | no |  |  | no |  |  | 1304741.542 | 15285232.918 |  | -1
node_1304744_838_15263792_783 |  |  | PQ | AN | 2771.281 | 8107402 | no | no |  |  | no |  |  | 1304744.838 | 15263792.783 |  | -1
node_1304900_799_15262735_339 |  |  | PQ | AN | 2771.281 | 8107402 | no | no |  |  | no |  |  | 1304900.799 | 15262735.339 |  | -1
node_1305043_2_15284667_387 |  |  | PQ | AN | 2771.281 | 8107402 | no | no |  |  | no |  |  | 1305043.2 | 15284667.387 |  | -1
node_1305075_386_15263897_84 |  |  | PQ | AN | 2771.281 | 8107402 | no | no |  |  | no |  |  | 1305075.386 | 15263897.84 |  | -1
node_1305137_607_15282770_162 |  |  | PQ | AN | 2771.281 | 8107402 | no | no |  |  | no |  |  | 1305137.607 | 15282770.162 |  | -1
node_1305219_814_15283976_56 |  |  | PQ | AN | 2771.281 | 8107402 | no | no |  |  | no |  |  | 1305219.814 | 15283976.56 |  | -1
node_1305288_098_15283199_344 |  |  | PQ | AN | 2771.281 | 8107402 | no | no |  |  | no |  |  | 1305288.098 | 15283199.344 |  | -1
node_1305296_932_15283638_563 |  |  | PQ | AN | 2771.281 | 8107402 | no | no |  |  | no |  |  | 1305296.932 | 15283638.563 |  | -1
node_1305298_962_15276836_304 |  |  | PQ | AN | 2771.281 | 8107402 | no | no |  |  | no |  |  | 1305298.962 | 15276836.304 |  | -1
node_1305365_938_15283438_17 |  |  | PQ | AN | 2771.281 | 8107402 | no | no |  |  | no |  |  | 1305365.938 | 15283438.17 |  | -1
node_1305383_473_15282347_318 |  |  | PQ | AN | 2771.281 | 8107402 | no | no |  |  | no |  |  | 1305383.473 | 15282347.318 |  | -1
node_1305457_287_15264086_41 |  |  | PQ | AN | 2771.281 | 8107402 | no | no |  |  | no |  |  | 1305457.287 | 15264086.41 |  | -1
node_1305457_743_15277284_032 |  |  | PQ | AN | 2771.281 | 8107402 | no | no |  |  | no |  |  | 1305457.743 | 15277284.032 |  | -1
node_1305493_379_15282980_131 |  |  | PQ | AN | 2771.281 | 8107402 | no | no |  |  | no |  |  | 1305493.379 | 15282980.131 |  | -1
node_1305531_527_15282595_075 |  |  | PQ | AN | 2771.281 | 8107402 | no | no |  |  | no |  |  | 1305531.527 | 15282595.075 |  | -1
node_1305548_775_15282792_812 |  |  | PQ | AN | 2771.281 | 8107402 | no | no |  |  | no |  |  | 1305548.775 | 15282792.812 |  | -1
node_1305556_582_15263944_749 |  |  | PQ | AN | 2771.281 | 8107402 | no | no |  |  | no |  |  | 1305556.582 | 15263944.749 |  | -1
node_1305632_801_15278687_709 |  |  | PQ | AN | 2771.281 | 8107402 | no | no |  |  | no |  |  | 1305632.801 | 15278687.709 |  | -1
node_1305683_84_15278462_264 |  |  | PQ | AN | 2771.281 | 8107402 | no | no |  |  | no |  |  | 1305683.84 | 15278462.264 |  | -1
node_1305740_934_15281849_803 |  |  | PQ | AN | 2771.281 | 8107402 | no | no |  |  | no |  |  | 1305740.934 | 15281849.803 |  | -1
node_1305793_272_15281360_88 |  |  | PQ | AN | 2771.281 | 8107402 | no | no |  |  | no |  |  | 1305793.272 | 15281360.88 |  | -1
node_1305833_964_15281008_553 |  |  | PQ | AN | 2771.281 | 8107402 | no | no |  |  | no |  |  | 1305833.964 | 15281008.553 |  | -1
node_1305912_783_15280331_65 |  |  | PQ | AN | 2771.281 | 8107402 | no | no |  |  | no |  |  | 1305912.783 | 15280331.65 |  | -1
node_1305945_05_15280005_446 |  |  | PQ | AN | 2771.281 | 8107402 | no | no |  |  | no |  |  | 1305945.05 | 15280005.446 |  | -1
node_1305989_973_15279642_631 |  |  | PQ | AN | 2771.281 | 8107402 | no | no |  |  | no |  |  | 1305989.973 | 15279642.631 |  | -1
node_1306224_545_15279201_436 |  |  | PQ | AN | 2771.281 | 8107402 | no | no |  |  | no |  |  | 1306224.545 | 15279201.436 |  | -1
node_1306272_914_15279636_577 |  |  | PQ | AN | 2771.281 | 8107402 | no | no |  |  | no |  |  | 1306272.914 | 15279636.577 |  | -1
node_1306431_796_15275152_208 |  |  | PQ | AN | 2771.281 | 8107402 | no | no |  |  | no |  |  | 1306431.796 | 15275152.208 |  | -1
node_1306515_351_15278214_72 |  |  | PQ | AN | 2771.281 | 8107402 | no | no |  |  | no |  |  | 1306515.351 | 15278214.72 |  | -1
node_1306585_695_15277601_605 |  |  | PQ | AN | 2771.281 | 8107402 | no | no |  |  | no |  |  | 1306585.695 | 15277601.605 |  | -1
node_1306603_35_15277374_972 |  |  | PQ | AN | 2771.281 | 8107402 | no | no |  |  | no |  |  | 1306603.35 | 15277374.972 |  | -1
node_1306776_634_15267185_558 |  |  | PQ | AN | 2771.281 | 8107402 | no | no |  |  | no |  |  | 1306776.634 | 15267185.558 |  | -1
node_1306943_709_15276434_844 |  |  | PQ | AN | 2771.281 | 8107402 | no | no |  |  | no |  |  | 1306943.709 | 15276434.844 |  | -1
node_1307029_949_15267538_331 |  |  | PQ | AN | 2771.281 | 8107402 | no | no |  |  | no |  |  | 1307029.949 | 15267538.331 |  | -1
node_1307162_303_15273061_55 |  |  | PQ | AN | 2771.281 | 8107402 | no | no |  |  | no |  |  | 1307162.303 | 15273061.55 |  | -1
node_1307327_461_15272777_616 |  |  | PQ | AN | 2771.281 | 8107402 | no | no |  |  | no |  |  | 1307327.461 | 15272777.616 |  | -1
node_1307878_406_15271360_472 |  |  | PQ | AN | 2771.281 | 8107402 | no | no |  |  | no |  |  | 1307878.406 | 15271360.472 |  | -1
node_1307953_538_15271841_409 |  |  | PQ | AN | 2771.281 | 8107402 | no | no |  |  | no |  |  | 1307953.538 | 15271841.409 |  | -1
node_1308434_96_15270590_838 |  |  | PQ | AN | 2771.281 | 8107402 | no | no |  |  | no |  |  | 1308434.96 | 15270590.838 |  | -1
node_1308659_374_15267972_303 |  |  | PQ | AN | 2771.281 | 8107402 | no | no |  |  | no |  |  | 1308659.374 | 15267972.303 |  | -1
node_1308685_822_15269959_91 |  |  | PQ | AN | 2771.281 | 8107402 | no | no |  |  | no |  |  | 1308685.822 | 15269959.91 |  | -1
node_1308773_924_15269760_206 |  |  | PQ | AN | 2771.281 | 8107402 | no | no |  |  | no |  |  | 1308773.924 | 15269760.206 |  | -1
node_1308825_627_15269625_499 |  |  | PQ | AN | 2771.281 | 8107402 | no | no |  |  | no |  |  | 1308825.627 | 15269625.499 |  | -1
node_1309000_354_15269279_001 |  |  | PQ | AD | 2771.281 | 8107402 | no | no |  |  | no |  |  | 1309000.354 | 15269279.001 |  | -1
node_1309401_714_15268372_802 |  |  | PQ | AN | 2771.281 | 8107402 | no | no |  |  | no |  |  | 1309401.714 | 15268372.802 |  | -1
node_1309581_417_15266637_838 |  |  | PQ | AN | 2771.281 | 8107402 | no | no |  |  | no |  |  | 1309581.417 | 15266637.838 |  | -1
node_1310503_245_15268330_971 |  |  | PQ | AN | 2771.281 | 8107402 | no | no |  |  | no |  |  | 1310503.245 | 15268330.971 |  | -1
node_1310663_75_15266738_761 |  |  | PQ | AN | 2771.281 | 8107402 | no | no |  |  | no |  |  | 1310663.75 | 15266738.761 |  | -1
node_8107402_200892261 |  |  | PQ | ABCN | 7199.558 | 8107402 | no | no |  |  | no |  |  | 1281454.047 | 15281227.35 |  | -1
node_8107402_200892309 |  |  | PQ | AD | 2771.281 | 8107402 | no | no |  |  | no |  |  | 1290531.055 | 15280445.054 |  | -1
node_8107402_200892310 |  |  | PQ | AN | 2771.281 | 8107402 | no | no |  |  | no |  |  | 1293172.001 | 15279845.73 |  | -1
node_8107402_200892311 |  |  | PQ | AN | 2771.281 | 8107402 | no | no |  |  | no |  |  | 1293195.475 | 15279537.884 |  | -1
node_8107402_200892314 |  |  | PQ | AN | 2771.281 | 8107402 | no | no |  |  | no |  |  | 1293282.926 | 15279161.719 |  | -1
node_8107402_200892315 |  |  | PQ | AD | 2771.281 | 8107402 | no | no |  |  | no |  |  | 1293017.071 | 15279111.879 |  | -1
node_8107402_200892316 |  |  | PQ | AN | 2771.281 | 8107402 | no | no |  |  | no |  |  | 1292847.657 | 15279139.211 |  | -1
node_8107402_200892318 |  |  | PQ | AN | 2771.281 | 8107402 | no | no |  |  | no |  |  | 1293417.552 | 15278781.734 |  | -1
node_8107402_200892320 |  |  | PQ | AN | 2771.281 | 8107402 | no | no |  |  | no |  |  | 1293545.976 | 15278382.448 |  | -1
node_8107402_200892321 |  |  | PQ | AN | 2771.281 | 8107402 | no | no |  |  | no |  |  | 1293673.975 | 15278035.999 |  | -1
node_8107402_200892323 |  |  | PQ | AD | 2771.281 | 8107402 | no | no |  |  | no |  |  | 1293705.95 | 15277770.669 |  | -1
node_8107402_200892324 |  |  | PQ | AN | 2771.281 | 8107402 | no | no |  |  | no |  |  | 1293746.56 | 15277442.319 |  | -1
node_8107402_200892325 |  |  | PQ | AD | 2771.281 | 8107402 | no | no |  |  | no |  |  | 1293623.226 | 15277450.256 |  | -1
node_8107402_200892326 |  |  | PQ | AN | 2771.281 | 8107402 | no | no |  |  | no |  |  | 1293794.157 | 15277006.408 |  | -1
node_8107402_200892330 |  |  | PQ | AD | 2771.281 | 8107402 | no | no |  |  | no |  |  | 1290840.506 | 15280555.813 |  | -1
node_8107402_200892331 |  |  | PQ | AD | 2771.281 | 8107402 | no | no |  |  | no |  |  | 1291171.125 | 15280561.814 |  | -1
node_8107402_200892332 |  |  | PQ | AN | 2771.281 | 8107402 | no | no |  |  | no |  |  | 1291555.864 | 15280572.147 |  | -1
node_8107402_200892334 |  |  | PQ | AN | 2771.281 | 8107402 | no | no |  |  | no |  |  | 1291757.246 | 15280567.839 |  | -1
node_8107402_200892336 |  |  | PQ | AN | 2771.281 | 8107402 | no | no |  |  | no |  |  | 1292016.024 | 15280565.404 |  | -1
node_8107402_200892337 |  |  | PQ | AN | 2771.281 | 8107402 | no | no |  |  | no |  |  | 1292429.429 | 15280608.905 |  | -1
node_8107402_200892339 |  |  | PQ | AN | 2771.281 | 8107402 | no | no |  |  | no |  |  | 1292708.441 | 15280639.551 |  | -1
node_8107402_200892341 |  |  | PQ | AD | 2771.281 | 8107402 | no | no |  |  | no |  |  | 1292988.858 | 15280678.116 |  | -1
node_8107402_200892342 |  |  | PQ | AD | 2771.281 | 8107402 | no | no |  |  | no |  |  | 1293074.823 | 15280683.334 |  | -1
node_8107402_200892343 |  |  | PQ | AD | 2771.281 | 8107402 | no | no |  |  | no |  |  | 1293511.061 | 15280731.593 |  | -1
node_8107402_200892344 |  |  | PQ | AN | 2771.281 | 8107402 | no | no |  |  | no |  |  | 1293429.076 | 15280485.64 |  | -1
node_8107402_200892347 |  |  | PQ | AD | 2771.281 | 8107402 | no | no |  |  | no |  |  | 1293620.507 | 15281325.056 |  | -1
node_8107402_200892348 |  |  | PQ | AN | 2771.281 | 8107402 | no | no |  |  | no |  |  | 1294044.959 | 15285515.682 |  | -1
node_8107402_200892349 |  |  | PQ | AN | 2771.281 | 8107402 | no | no |  |  | no |  |  | 1294035.323 | 15285699.445 |  | -1
node_8107402_200892351 |  |  | PQ | AD | 2771.281 | 8107402 | no | no |  |  | no |  |  | 1294065.536 | 15285870.375 |  | -1
node_8107402_200892352 |  |  | PQ | AD | 2771.281 | 8107402 | no | no |  |  | no |  |  | 1294042.535 | 15286186.476 |  | -1
node_8107402_200892353 |  |  | PQ | AD | 2771.281 | 8107402 | no | no |  |  | no |  |  | 1294112.794 | 15286396.508 |  | -1
node_8107402_200892355 |  |  | PQ | AD | 2771.281 | 8107402 | no | no |  |  | no |  |  | 1294254.952 | 15286663.669 |  | -1
node_8107402_200892356 |  |  | PQ | AN | 2771.281 | 8107402 | no | no |  |  | no |  |  | 1294374.186 | 15287080.828 |  | -1
node_8107402_200892357 |  |  | PQ | AN | 2771.281 | 8107402 | no | no |  |  | no |  |  | 1294371.377 | 15287281.736 |  | -1
node_8107402_200892358 |  |  | PQ | AD | 2771.281 | 8107402 | no | no |  |  | no |  |  | 1294571.115 | 15287344.569 |  | -1
node_8107402_200892359 |  |  | PQ | AD | 2771.281 | 8107402 | no | no |  |  | no |  |  | 1293731.432 | 15281928.403 |  | -1
node_8107402_200892360 |  |  | PQ | AD | 2771.281 | 8107402 | no | no |  |  | no |  |  | 1293806.49 | 15282359.658 |  | -1
node_8107402_200892361 |  |  | PQ | AN | 2771.281 | 8107402 | no | no |  |  | no |  |  | 1293870.286 | 15282708.085 |  | -1
node_8107402_200892364 |  |  | PQ | AN | 2771.281 | 8107402 | no | no |  |  | no |  |  | 1293986.979 | 15283090.258 |  | -1
node_8107402_200892365 |  |  | PQ | AN | 2771.281 | 8107402 | no | no |  |  | no |  |  | 1294150.468 | 15283631.401 |  | -1
node_8107402_200892367 |  |  | PQ | AN | 2771.281 | 8107402 | no | no |  |  | no |  |  | 1294124.69 | 15283894.247 |  | -1
node_8107402_200892370 |  |  | PQ | AD | 2771.281 | 8107402 | no | no |  |  | no |  |  | 1294076.014 | 15284134.831 |  | -1
node_8107402_200892371 |  |  | PQ | AN | 2771.281 | 8107402 | no | no |  |  | no |  |  | 1294046.994 | 15284639.213 |  | -1
node_8107402_200892372 |  |  | PQ | AD | 2771.281 | 8107402 | no | no |  |  | no |  |  | 1293994.653 | 15284924.521 |  | -1
node_8107402_200892373 |  |  | PQ | AN | 2771.281 | 8107402 | no | no |  |  | no |  |  | 1293989.989 | 15285143.484 |  | -1
node_8107402_200892788 |  |  | PQ | AD | 2771.281 | 8107402 | no | no |  |  | no |  |  | 1289930.729 | 15280209.845 |  | -1
node_8107402_200892789 |  |  | PQ | AN | 2771.281 | 8107402 | no | no |  |  | no |  |  | 1288366.257 | 15279208.846 |  | -1
node_8107402_200892791 |  |  | PQ | AN | 2771.281 | 8107402 | no | no |  |  | no |  |  | 1288035.266 | 15279200.725 |  | -1
node_8107402_200892792 |  |  | PQ | AD | 2771.281 | 8107402 | no | no |  |  | no |  |  | 1287634.783 | 15279150.386 |  | -1
node_8107402_200892793 |  |  | PQ | AD | 2771.281 | 8107402 | no | no |  |  | no |  |  | 1287319.766 | 15278968.156 |  | -1
node_8107402_200892794 |  |  | PQ | AD | 2771.281 | 8107402 | no | no |  |  | no |  |  | 1287017.194 | 15278911.351 |  | -1
node_8107402_200892795 |  |  | PQ | AD | 2771.281 | 8107402 | no | no |  |  | no |  |  | 1286630.921 | 15278735.008 |  | -1
node_8107402_200892796 |  |  | PQ | AN | 2771.281 | 8107402 | no | no |  |  | no |  |  | 1286414.584 | 15278690.8 |  | -1
node_8107402_200892797 |  |  | PQ | AN | 2771.281 | 8107402 | no | no |  |  | no |  |  | 1286165.408 | 15278791.671 |  | -1
node_8107402_200892799 |  |  | PQ | AD | 2771.281 | 8107402 | no | no |  |  | no |  |  | 1285854.105 | 15278897.472 |  | -1
node_8107402_200892800 |  |  | PQ | AD | 2771.281 | 8107402 | no | no |  |  | no |  |  | 1285518.47 | 15278923.662 |  | -1
node_8107402_200892801 |  |  | PQ | AD | 2771.281 | 8107402 | no | no |  |  | no |  |  | 1285168.053 | 15278894.857 |  | -1
node_8107402_200892802 |  |  | PQ | AD | 2771.281 | 8107402 | no | no |  |  | no |  |  | 1289717.892 | 15280112.565 |  | -1
node_8107402_200892803 |  |  | PQ | AD | 2771.281 | 8107402 | no | no |  |  | no |  |  | 1284838.788 | 15279054.521 |  | -1
node_8107402_200892804 |  |  | PQ | AD | 2771.281 | 8107402 | no | no |  |  | no |  |  | 1284585.37 | 15279173.735 |  | -1
node_8107402_200892805 |  |  | PQ | AD | 2771.281 | 8107402 | no | no |  |  | no |  |  | 1284312.434 | 15279461.98 |  | -1
node_8107402_200892806 |  |  | PQ | AD | 2771.281 | 8107402 | no | no |  |  | no |  |  | 1289398.283 | 15279926.835 |  | -1
node_8107402_200892807 |  |  | PQ | AN | 2771.281 | 8107402 | no | no |  |  | no |  |  | 1289275.24 | 15279821.758 |  | -1
node_8107402_200892808 |  |  | PQ | AN | 2771.281 | 8107402 | no | no |  |  | no |  |  | 1289117.508 | 15279666.792 |  | -1
node_8107402_200892809 |  |  | PQ | AD | 2771.281 | 8107402 | no | no |  |  | no |  |  | 1289059.129 | 15279481.628 |  | -1
node_8107402_200892810 |  |  | PQ | AD | 2771.281 | 8107402 | no | no |  |  | no |  |  | 1288981.918 | 15279292.031 |  | -1
node_8107402_200892811 |  |  | PQ | AN | 2771.281 | 8107402 | no | no |  |  | no |  |  | 1288757.913 | 15279228.082 |  | -1
node_8107402_200892812 |  |  | PQ | AN | 2771.281 | 8107402 | no | no |  |  | no |  |  | 1288561.635 | 15279223.883 |  | -1
node_8107402_200892878 |  |  | PQ | AD | 2771.281 | 8107402 | no | no |  |  | no |  |  | 1293918.259 | 15276358.654 |  | -1
node_8107402_200892879 |  |  | PQ | AD | 2771.281 | 8107402 | no | no |  |  | no |  |  | 1293787.58 | 15276023.474 |  | -1
node_8107402_200892880 |  |  | PQ | AN | 2771.281 | 8107402 | no | no |  |  | no |  |  | 1293827.208 | 15275672.955 |  | -1
node_8107402_200892881 |  |  | PQ | AD | 2771.281 | 8107402 | no | no |  |  | no |  |  | 1293940.313 | 15275440.419 |  | -1
node_8107402_200893149 |  |  | PQ | ABCN | 19918.584 | 8107402 | no | no |  |  | no |  |  | 1279453.897 | 15281430.077 |  | -1
node_8107402_200893150 |  |  | PQ | ABCN | 19918.584 | 8107402 | no | no |  |  | no |  |  | 1279649.105 | 15281568.011 |  | -1
node_8107402_200893151 |  |  | PQ | ABCN | 19918.584 | 8107402 | no | no |  |  | no |  |  | 1279880.667 | 15281736.95 |  | -1
node_8107402_200893153 |  |  | PQ | ABCN | 19918.584 | 8107402 | no | no |  |  | no |  |  | 1280054.794 | 15281979.428 |  | -1
node_8107402_200893155 |  |  | PQ | ABCN | 19918.584 | 8107402 | no | no |  |  | no |  |  | 1280303.747 | 15282513.124 |  | -1
node_8107402_200893156 |  |  | PQ | ABCN | 19918.584 | 8107402 | no | no |  |  | no |  |  | 1280384.619 | 15282772.086 |  | -1
node_8107402_200893157 |  |  | PQ | ABCN | 19918.584 | 8107402 | no | no |  |  | no |  |  | 1280387.263 | 15283046.08 |  | -1
node_8107402_200893158 |  |  | PQ | ABCN | 19918.584 | 8107402 | no | no |  |  | no |  |  | 1280261.322 | 15283082.513 |  | -1
node_8107402_200893159 |  |  | PQ | AN | 19918.584 | 8107402 | no | no |  |  | no |  |  | 1280049.341 | 15283344.371 |  | -1
node_8107402_200893160 |  |  | PQ | ABCN | 19918.584 | 8107402 | no | no |  |  | no |  |  | 1280461.68 | 15283058.407 |  | -1
node_8107402_200893161 |  |  | PQ | ABCN | 19918.584 | 8107402 | no | no |  |  | no |  |  | 1280479.488 | 15283221.449 |  | -1
node_8107402_200893162 |  |  | PQ | ABCN | 19918.584 | 8107402 | no | no |  |  | no |  |  | 1280632.324 | 15283445.02 |  | -1
node_8107402_200893166 |  |  | PQ | AN | 19918.584 | 8107402 | no | no |  |  | no |  |  | 1280992.781 | 15284316.479 |  | -1
node_8107402_200893167 |  |  | PQ | ABCN | 19918.584 | 8107402 | no | no |  |  | no |  |  | 1281085.344 | 15284383.967 |  | -1
node_8107402_200893170 |  |  | PQ | ABCN | 19918.584 | 8107402 | no | no |  |  | no |  |  | 1281235.854 | 15284698.383 |  | -1
node_8107402_200893171 |  |  | PQ | AN | 19918.584 | 8107402 | no | no |  |  | no |  |  | 1281393.886 | 15284672.441 |  | -1
node_8107402_200893172 |  |  | PQ | ABCN | 19918.584 | 8107402 | no | no |  |  | no |  |  | 1281372.439 | 15284973.765 |  | -1
node_8107402_200893173 |  |  | PQ | ABCN | 19918.584 | 8107402 | no | no |  |  | no |  |  | 1281508.376 | 15285235.316 |  | -1
node_8107402_200893174 |  |  | PQ | AN | 19918.584 | 8107402 | no | no |  |  | no |  |  | 1281720.254 | 15285129.468 |  | -1
node_8107402_200893175 |  |  | PQ | ABCN | 19918.584 | 8107402 | no | no |  |  | no |  |  | 1281608.305 | 15285418.862 |  | -1
node_8107402_200893179 |  |  | PQ | AN | 2771.281 | 8107402 | no | no |  |  | no |  |  | 1281796.878 | 15285618.061 |  | -1
node_8107402_200893180 |  |  | PQ | AD | 2771.281 | 8107402 | no | no |  |  | no |  |  | 1281933.082 | 15286023.753 |  | -1
node_8107402_200893181 |  |  | PQ | AD | 2771.281 | 8107402 | no | no |  |  | no |  |  | 1281974.764 | 15286191.186 |  | -1
node_8107402_200893186 |  |  | PQ | AN | 2771.281 | 8107402 | no | no |  |  | no |  |  | 1282076.163 | 15286509.039 |  | -1
node_8107402_200893187 |  |  | PQ | AD | 2771.281 | 8107402 | no | no |  |  | no |  |  | 1282110.611 | 15286631.531 |  | -1
node_8107402_200893188 |  |  | PQ | AD | 2771.281 | 8107402 | no | no |  |  | no |  |  | 1282174.84 | 15286871.448 |  | -1
node_8107402_200893189 |  |  | PQ | AN | 2771.281 | 8107402 | no | no |  |  | no |  |  | 1282432.069 | 15286963.446 |  | -1
node_8107402_200893190 |  |  | PQ | AN | 2771.281 | 8107402 | no | no |  |  | no |  |  | 1282263.62 | 15287149.905 |  | -1
node_8107402_200893191 |  |  | PQ | AN | 2771.281 | 8107402 | no | no |  |  | no |  |  | 1282359.484 | 15287298.905 |  | -1
node_8107402_200893193 |  |  | PQ | AD | 2771.281 | 8107402 | no | no |  |  | no |  |  | 1282515.039 | 15287374.604 |  | -1
node_8107402_200893195 |  |  | PQ | AD | 2771.281 | 8107402 | no | no |  |  | no |  |  | 1282765.842 | 15287479.935 |  | -1
node_8107402_200893196 |  |  | PQ | AD | 2771.281 | 8107402 | no | no |  |  | no |  |  | 1283026.955 | 15287540.998 |  | -1
node_8107402_200893197 |  |  | PQ | AD | 2771.281 | 8107402 | no | no |  |  | no |  |  | 1283372.528 | 15287620.587 |  | -1
node_8107402_200893199 |  |  | PQ | AD | 2771.281 | 8107402 | no | no |  |  | no |  |  | 1283693.931 | 15287635.119 |  | -1
node_8107402_200893200 |  |  | PQ | AD | 2771.281 | 8107402 | no | no |  |  | no |  |  | 1283988.406 | 15287644.771 |  | -1
node_8107402_200893201 |  |  | PQ | AD | 2771.281 | 8107402 | no | no |  |  | no |  |  | 1284300.299 | 15287656.742 |  | -1
node_8107402_200893203 |  |  | PQ | AD | 2771.281 | 8107402 | no | no |  |  | no |  |  | 1284624.543 | 15287649.654 |  | -1
node_8107402_200893204 |  |  | PQ | AD | 2771.281 | 8107402 | no | no |  |  | no |  |  | 1284949.415 | 15287642.409 |  | -1
node_8107402_200893207 |  |  | PQ | AD | 2771.281 | 8107402 | no | no |  |  | no |  |  | 1285260.06 | 15287631.075 |  | -1
node_8107402_200893209 |  |  | PQ | AN | 2771.281 | 8107402 | no | no |  |  | no |  |  | 1285931.902 | 15287647.166 |  | -1
node_8107402_200893239 |  |  | PQ | ABCN | 19918.584 | 8107402 | no | no |  |  | no |  |  | 1279629.241 | 15281414.439 |  | -1
node_8107402_200893257 |  |  | PQ | AD | 2771.281 | 8107402 | no | no |  |  | no |  |  | 1284177.185 | 15282433.395 |  | -1
node_8107402_200893258 |  |  | PQ | AN | 2771.281 | 8107402 | no | no |  |  | no |  |  | 1284383.834 | 15282558.586 |  | -1
node_8107402_200893259 |  |  | PQ | AN | 2771.281 | 8107402 | no | no |  |  | no |  |  | 1284717.462 | 15282751.565 |  | -1
node_8107402_200893260 |  |  | PQ | AN | 2771.281 | 8107402 | no | no |  |  | no |  |  | 1285068.099 | 15282951.008 |  | -1
node_8107402_200893261 |  |  | PQ | AN | 2771.281 | 8107402 | no | no |  |  | no |  |  | 1285448.737 | 15283161.448 |  | -1
node_8107402_200893266 |  |  | PQ | AN | 2771.281 | 8107402 | no | no |  |  | no |  |  | 1286253.816 | 15283617.646 |  | -1
node_8107402_200893267 |  |  | PQ | AN | 2771.281 | 8107402 | no | no |  |  | no |  |  | 1286522.848 | 15283861.644 |  | -1
node_8107402_200893269 |  |  | PQ | AN | 2771.281 | 8107402 | no | no |  |  | no |  |  | 1286747.236 | 15284059.414 |  | -1
node_8107402_200893270 |  |  | PQ | AN | 2771.281 | 8107402 | no | no |  |  | no |  |  | 1286956.012 | 15284251.633 |  | -1
node_8107402_200893272 |  |  | PQ | AN | 2771.281 | 8107402 | no | no |  |  | no |  |  | 1287103.95 | 15284415.003 |  | -1
node_8107402_200893273 |  |  | PQ | AN | 2771.281 | 8107402 | no | no |  |  | no |  |  | 1287246.272 | 15284560.236 |  | -1
node_8107402_200893275 |  |  | PQ | AN | 2771.281 | 8107402 | no | no |  |  | no |  |  | 1287507.904 | 15284706.696 |  | -1
node_8107402_200893276 |  |  | PQ | AN | 2771.281 | 8107402 | no | no |  |  | no |  |  | 1287811.751 | 15284877.883 |  | -1
node_8107402_200893278 |  |  | PQ | AN | 2771.281 | 8107402 | no | no |  |  | no |  |  | 1288121.403 | 15285046.602 |  | -1
node_8107402_200893279 |  |  | PQ | AN | 2771.281 | 8107402 | no | no |  |  | no |  |  | 1288067.96 | 15285280.682 |  | -1
node_8107402_200893280 |  |  | PQ | AD | 2771.281 | 8107402 | no | no |  |  | no |  |  | 1288326.924 | 15285153.911 |  | -1
node_8107402_200893281 |  |  | PQ | AN | 2771.281 | 8107402 | no | no |  |  | no |  |  | 1288500.359 | 15285235.631 |  | -1
node_8107402_200893282 |  |  | PQ | AN | 2771.281 | 8107402 | no | no |  |  | no |  |  | 1288476.286 | 15285444.12 |  | -1
node_8107402_200893283 |  |  | PQ | AN | 2771.281 | 8107402 | no | no |  |  | no |  |  | 1288543.528 | 15284823.46 |  | -1
node_8107402_200893284 |  |  | PQ | AN | 2771.281 | 8107402 | no | no |  |  | no |  |  | 1288574.648 | 15284509.681 |  | -1
node_8107402_200893285 |  |  | PQ | AN | 2771.281 | 8107402 | no | no |  |  | no |  |  | 1288842.575 | 15285371.197 |  | -1
node_8107402_200893286 |  |  | PQ | AD | 2771.281 | 8107402 | no | no |  |  | no |  |  | 1289051.634 | 15285390.548 |  | -1
node_8107402_200893287 |  |  | PQ | AN | 2771.281 | 8107402 | no | no |  |  | no |  |  | 1289291.598 | 15285427.376 |  | -1
node_8107402_200893289 |  |  | PQ | AD | 2771.281 | 8107402 | no | no |  |  | no |  |  | 1289410.945 | 15285444.568 |  | -1
node_8107402_200893290 |  |  | PQ | AN | 2771.281 | 8107402 | no | no |  |  | no |  |  | 1289396.108 | 15285199.482 |  | -1
node_8107402_200893291 |  |  | PQ | AN | 2771.281 | 8107402 | no | no |  |  | no |  |  | 1289816.621 | 15285500.317 |  | -1
node_8107402_200893292 |  |  | PQ | AN | 2771.281 | 8107402 | no | no |  |  | no |  |  | 1290163.21 | 15285624.862 |  | -1
node_8107402_200893293 |  |  | PQ | AN | 2771.281 | 8107402 | no | no |  |  | no |  |  | 1290355.636 | 15285696.138 |  | -1
node_8107402_200893295 |  |  | PQ | AD | 2771.281 | 8107402 | no | no |  |  | no |  |  | 1290529.054 | 15285755.517 |  | -1
node_8107402_200893296 |  |  | PQ | AD | 2771.281 | 8107402 | no | no |  |  | no |  |  | 1290637.795 | 15285798.253 |  | -1
node_8107402_200893300 |  |  | PQ | AD | 2771.281 | 8107402 | no | no |  |  | no |  |  | 1290798.385 | 15285853.739 |  | -1
node_8107402_200893301 |  |  | PQ | AD | 2771.281 | 8107402 | no | no |  |  | no |  |  | 1290966.999 | 15285896.768 |  | -1
node_8107402_200893302 |  |  | PQ | AD | 2771.281 | 8107402 | no | no |  |  | no |  |  | 1291286.067 | 15285990.705 |  | -1
node_8107402_200893303 |  |  | PQ | AN | 2771.281 | 8107402 | no | no |  |  | no |  |  | 1291616.858 | 15286066.023 |  | -1
node_8107402_200893304 |  |  | PQ | AN | 2771.281 | 8107402 | no | no |  |  | no |  |  | 1291840.048 | 15286160.891 |  | -1
node_8107402_200893305 |  |  | PQ | AN | 2771.281 | 8107402 | no | no |  |  | no |  |  | 1291998.587 | 15286193.338 |  | -1
node_8107402_200893306 |  |  | PQ | AN | 2771.281 | 8107402 | no | no |  |  | no |  |  | 1292276.683 | 15286216.239 |  | -1
node_8107402_200893307 |  |  | PQ | AD | 2771.281 | 8107402 | no | no |  |  | no |  |  | 1292495.062 | 15286337.65 |  | -1
node_8107402_200893308 |  |  | PQ | AN | 2771.281 | 8107402 | no | no |  |  | no |  |  | 1292688.465 | 15286491.334 |  | -1
node_8107402_200893309 |  |  | PQ | AN | 2771.281 | 8107402 | no | no |  |  | no |  |  | 1292952.882 | 15286596.475 |  | -1
node_8107402_200893310 |  |  | PQ | AN | 2771.281 | 8107402 | no | no |  |  | no |  |  | 1293154.24 | 15286786.072 |  | -1
node_8107402_200893312 |  |  | PQ | AD | 2771.281 | 8107402 | no | no |  |  | no |  |  | 1293179.628 | 15286558.014 |  | -1
node_8107402_200893313 |  |  | PQ | AD | 2771.281 | 8107402 | no | no |  |  | no |  |  | 1293617.589 | 15286475.957 |  | -1
node_8107402_200893419 |  |  | PQ | AN | 2771.281 | 8107402 | no | no |  |  | no |  |  | 1283646.317 | 15279443.979 |  | -1
node_8107402_200893420 |  |  | PQ | AD | 2771.281 | 8107402 | no | no |  |  | no |  |  | 1283886.183 | 15279492.301 |  | -1
node_8107402_200893421 |  |  | PQ | AD | 2771.281 | 8107402 | no | no |  |  | no |  |  | 1283814.337 | 15279528.025 |  | -1
node_8107402_200893422 |  |  | PQ | AD | 2771.281 | 8107402 | no | no |  |  | no |  |  | 1283859.208 | 15279781.421 |  | -1
node_8107402_200893423 |  |  | PQ | AN | 2771.281 | 8107402 | no | no |  |  | no |  |  | 1284184.094 | 15279525.103 |  | -1
node_8107402_200893424 |  |  | PQ | AN | 2771.281 | 8107402 | no | no |  |  | no |  |  | 1294141.525 | 15285240.815 |  | -1
node_8107402_200893425 |  |  | PQ | AD | 2771.281 | 8107402 | no | no |  |  | no |  |  | 1294294.977 | 15285333.046 |  | -1
node_8107402_200893426 |  |  | PQ | AN | 2771.281 | 8107402 | no | no |  |  | no |  |  | 1294447.069 | 15285407.649 |  | -1
node_8107402_200893448 |  |  | PQ | AD | 2771.281 | 8107402 | no | no |  |  | no |  |  | 1285533.282 | 15283021.817 |  | -1
node_8107402_200893449 |  |  | PQ | AN | 2771.281 | 8107402 | no | no |  |  | no |  |  | 1285616.432 | 15282882.903 |  | -1
node_8107402_200893450 |  |  | PQ | AD | 2771.281 | 8107402 | no | no |  |  | no |  |  | 1285717.747 | 15282715.058 |  | -1
node_8107402_200893451 |  |  | PQ | AN | 2771.281 | 8107402 | no | no |  |  | no |  |  | 1285832.889 | 15282539.704 |  | -1
node_8107402_200893452 |  |  | PQ | AN | 2771.281 | 8107402 | no | no |  |  | no |  |  | 1286085.913 | 15282418.622 |  | -1
node_8107402_200893453 |  |  | PQ | AN | 2771.281 | 8107402 | no | no |  |  | no |  |  | 1286461.784 | 15282217.025 |  | -1
node_8107402_200893455 |  |  | PQ | AN | 2771.281 | 8107402 | no | no |  |  | no |  |  | 1286821.029 | 15282044.241 |  | -1
node_8107402_200893456 |  |  | PQ | AN | 2771.281 | 8107402 | no | no |  |  | no |  |  | 1290130.335 | 15280311.091 |  | -1
node_8107402_200893459 |  |  | PQ | AN | 2771.281 | 8107402 | no | no |  |  | no |  |  | 1281984.605 | 15287069.556 |  | -1
node_8107402_200893460 |  |  | PQ | AN | 2771.281 | 8107402 | no | no |  |  | no |  |  | 1281788.175 | 15287273.809 |  | -1
node_8107402_200893461 |  |  | PQ | AD | 2771.281 | 8107402 | no | no |  |  | no |  |  | 1281481.521 | 15287170.231 |  | -1
node_8107402_200893462 |  |  | PQ | AN | 2771.281 | 8107402 | no | no |  |  | no |  |  | 1281177.992 | 15287067.46 |  | -1
node_8107402_200893463 |  |  | PQ | AD | 2771.281 | 8107402 | no | no |  |  | no |  |  | 1281020.433 | 15287022.656 |  | -1
node_8107402_200893464 |  |  | PQ | AD | 2771.281 | 8107402 | no | no |  |  | no |  |  | 1280832.29 | 15286941.517 |  | -1
node_8107402_200893465 |  |  | PQ | AD | 2771.281 | 8107402 | no | no |  |  | no |  |  | 1280607.018 | 15286877.21 |  | -1
node_8107402_200893466 |  |  | PQ | AN | 2771.281 | 8107402 | no | no |  |  | no |  |  | 1280444.133 | 15286816.704 |  | -1
node_8107402_200893555 |  |  | PQ | AD | 2771.281 | 8107402 | no | no |  |  | no |  |  | 1293510.202 | 15277683.089 |  | -1
node_8107402_200893556 |  |  | PQ | AD | 2771.281 | 8107402 | no | no |  |  | no |  |  | 1292313.426 | 15276472.654 |  | -1
node_8107402_200893557 |  |  | PQ | AD | 2771.281 | 8107402 | no | no |  |  | no |  |  | 1292197.615 | 15276296.603 |  | -1
node_8107402_200893558 |  |  | PQ | AN | 2771.281 | 8107402 | no | no |  |  | no |  |  | 1292228.001 | 15276045.535 |  | -1
node_8107402_200893559 |  |  | PQ | AN | 2771.281 | 8107402 | no | no |  |  | no |  |  | 1292163.008 | 15275757.192 |  | -1
node_8107402_200893560 |  |  | PQ | AN | 2771.281 | 8107402 | no | no |  |  | no |  |  | 1293348.035 | 15277554.096 |  | -1
node_8107402_200893561 |  |  | PQ | AD | 2771.281 | 8107402 | no | no |  |  | no |  |  | 1293241.535 | 15277360.19 |  | -1
node_8107402_200893562 |  |  | PQ | AN | 2771.281 | 8107402 | no | no |  |  | no |  |  | 1293165.62 | 15277190.418 |  | -1
node_8107402_200893563 |  |  | PQ | AN | 2771.281 | 8107402 | no | no |  |  | no |  |  | 1293025.683 | 15277046.617 |  | -1
node_8107402_200893564 |  |  | PQ | AN | 2771.281 | 8107402 | no | no |  |  | no |  |  | 1292909.913 | 15276917.203 |  | -1
node_8107402_200893565 |  |  | PQ | AN | 2771.281 | 8107402 | no | no |  |  | no |  |  | 1292766.557 | 15276754.705 |  | -1
node_8107402_200893566 |  |  | PQ | AD | 2771.281 | 8107402 | no | no |  |  | no |  |  | 1292548.585 | 15276690.399 |  | -1
node_8107402_200893567 |  |  | PQ | AD | 2771.281 | 8107402 | no | no |  |  | no |  |  | 1292383.73 | 15276640.94 |  | -1
node_8107402_200893568 |  |  | PQ | ABCN | 19918.584 | 8107402 | no | no |  |  | no |  |  | 1281012.725 | 15284968.372 |  | -1
node_8107402_200893569 |  |  | PQ | ABCN | 19918.584 | 8107402 | no | no |  |  | no |  |  | 1280791.524 | 15285178.071 |  | -1
node_8107402_200893679 |  |  | PQ | AN | 7199.558 | 8107402 | no | no |  |  | no |  |  | 1294687.16 | 15289223.968 |  | -1
node_8107402_200893681 |  |  | PQ | AN | 7199.558 | 8107402 | no | no |  |  | no |  |  | 1294399.639 | 15289064.693 |  | -1
node_8107402_200893682 |  |  | PQ | AN | 7199.558 | 8107402 | no | no |  |  | no |  |  | 1294174.596 | 15288905.292 |  | -1
node_8107402_200893683 |  |  | PQ | AN | 7199.558 | 8107402 | no | no |  |  | no |  |  | 1293895.863 | 15288736.441 |  | -1
node_8107402_200893684 |  |  | PQ | AN | 7199.558 | 8107402 | no | no |  |  | no |  |  | 1293588.479 | 15288719.569 |  | -1
node_8107402_200893685 |  |  | PQ | AN | 7199.558 | 8107402 | no | no |  |  | no |  |  | 1293310.733 | 15288894.371 |  | -1
node_8107402_200893695 |  |  | PQ | ABCN | 19918.584 | 8107402 | no | no |  |  | no |  |  | 1280016.302 | 15286536.832 |  | -1
node_8107402_200893696 |  |  | PQ | ABCN | 19918.584 | 8107402 | no | no |  |  | no |  |  | 1280392.841 | 15286551.265 |  | -1
node_8107402_200893697 |  |  | PQ | ABCN | 19918.584 | 8107402 | no | no |  |  | no |  |  | 1280627.01 | 15286327.9 |  | -1
node_8107402_200893698 |  |  | PQ | ABCN | 19918.584 | 8107402 | no | no |  |  | no |  |  | 1280861.888 | 15286108.447 |  | -1
node_8107402_200893699 |  |  | PQ | ABCN | 19918.584 | 8107402 | no | no |  |  | no |  |  | 1281100.53 | 15285876.346 |  | -1
node_8107402_200893700 |  |  | PQ | ABCN | 19918.584 | 8107402 | no | no |  |  | no |  |  | 1281345.207 | 15285648.78 |  | -1
node_8107402_200895095 |  |  | PQ | AN | 2771.281 | 8107402 | no | no |  |  | no |  |  | 1297062.524 | 15262694.606 |  | -1
node_8107402_200895096 |  |  | PQ | AD | 2771.281 | 8107402 | no | no |  |  | no |  |  | 1298569.656 | 15273551.3 |  | -1
node_8107402_200895097 |  |  | PQ | AN | 2771.281 | 8107402 | no | no |  |  | no |  |  | 1294653.119 | 15276845.158 |  | -1
node_8107402_200895098 |  |  | PQ | AD | 2771.281 | 8107402 | no | no |  |  | no |  |  | 1294824.815 | 15276998.13 |  | -1
node_8107402_200895099 |  |  | PQ | AN | 2771.281 | 8107402 | no | no |  |  | no |  |  | 1294953.382 | 15277119.493 |  | -1
node_8107402_200895100 |  |  | PQ | AD | 2771.281 | 8107402 | no | no |  |  | no |  |  | 1295219.965 | 15277057.211 |  | -1
node_8107402_200895101 |  |  | PQ | AD | 2771.281 | 8107402 | no | no |  |  | no |  |  | 1295606.099 | 15276964.108 |  | -1
node_8107402_200895102 |  |  | PQ | AN | 2771.281 | 8107402 | no | no |  |  | no |  |  | 1295868.854 | 15276897.602 |  | -1
node_8107402_200895104 |  |  | PQ | AD | 2771.281 | 8107402 | no | no |  |  | no |  |  | 1296541.549 | 15276918.59 |  | -1
node_8107402_200895105 |  |  | PQ | AD | 2771.281 | 8107402 | no | no |  |  | no |  |  | 1297013.531 | 15276938.779 |  | -1
node_8107402_200895106 |  |  | PQ | AD | 2771.281 | 8107402 | no | no |  |  | no |  |  | 1297448.064 | 15276642.15 |  | -1
node_8107402_200895107 |  |  | PQ | AN | 2771.281 | 8107402 | no | no |  |  | no |  |  | 1297640.882 | 15276658.61 |  | -1
node_8107402_200895108 |  |  | PQ | AD | 2771.281 | 8107402 | no | no |  |  | no |  |  | 1297636.07 | 15276202.722 |  | -1
node_8107402_200895109 |  |  | PQ | AN | 2771.281 | 8107402 | no | no |  |  | no |  |  | 1297756.954 | 15275934.687 |  | -1
node_8107402_200895111 |  |  | PQ | AD | 2771.281 | 8107402 | no | no |  |  | no |  |  | 1297862.295 | 15275381.313 |  | -1
node_8107402_200895112 |  |  | PQ | AN | 2771.281 | 8107402 | no | no |  |  | no |  |  | 1297950.083 | 15275252.946 |  | -1
node_8107402_200895113 |  |  | PQ | AD | 2771.281 | 8107402 | no | no |  |  | no |  |  | 1298043.938 | 15275194.679 |  | -1
node_8107402_200895114 |  |  | PQ | AN | 2771.281 | 8107402 | no | no |  |  | no |  |  | 1298140.666 | 15274917.157 |  | -1
node_8107402_200895115 |  |  | PQ | AD | 2771.281 | 8107402 | no | no |  |  | no |  |  | 1298450.488 | 15274937.833 |  | -1
node_8107402_200895116 |  |  | PQ | AD | 2771.281 | 8107402 | no | no |  |  | no |  |  | 1298749.162 | 15274738.337 |  | -1
node_8107402_200895117 |  |  | PQ | AN | 2771.281 | 8107402 | no | no |  |  | no |  |  | 1298686.648 | 15274325.016 |  | -1
node_8107402_200895120 |  |  | PQ | AN | 2771.281 | 8107402 | no | no |  |  | no |  |  | 1298603.946 | 15273729.893 |  | -1
node_8107402_200895122 |  |  | PQ | AD | 2771.281 | 8107402 | no | no |  |  | no |  |  | 1298573.416 | 15272592.27 |  | -1
node_8107402_200895123 |  |  | PQ | AN | 2771.281 | 8107402 | no | no |  |  | no |  |  | 1298463.551 | 15272591.13 |  | -1
node_8107402_200895124 |  |  | PQ | AD | 2771.281 | 8107402 | no | no |  |  | no |  |  | 1298047.15 | 15272590.4 |  | -1
node_8107402_200895125 |  |  | PQ | AN | 2771.281 | 8107402 | no | no |  |  | no |  |  | 1297796.725 | 15272623.656 |  | -1
node_8107402_200895127 |  |  | PQ | AN | 2771.281 | 8107402 | no | no |  |  | no |  |  | 1298591.627 | 15272298.154 |  | -1
node_8107402_200895128 |  |  | PQ | AN | 2771.281 | 8107402 | no | no |  |  | no |  |  | 1298613.98 | 15272027.099 |  | -1
node_8107402_200895130 |  |  | PQ | AN | 2771.281 | 8107402 | no | no |  |  | no |  |  | 1298647.642 | 15271478.664 |  | -1
node_8107402_200895131 |  |  | PQ | AD | 2771.281 | 8107402 | no | no |  |  | no |  |  | 1298658.077 | 15271253.656 |  | -1
node_8107402_200895132 |  |  | PQ | AD | 2771.281 | 8107402 | no | no |  |  | no |  |  | 1298682.337 | 15270837.706 |  | -1
node_8107402_200895133 |  |  | PQ | AN | 2771.281 | 8107402 | no | no |  |  | no |  |  | 1298695.155 | 15270659.217 |  | -1
node_8107402_200895135 |  |  | PQ | AD | 2771.281 | 8107402 | no | no |  |  | no |  |  | 1298701.215 | 15270466.293 |  | -1
node_8107402_200895137 |  |  | PQ | AD | 2771.281 | 8107402 | no | no |  |  | no |  |  | 1298866.487 | 15269607.68 |  | -1
node_8107402_200895138 |  |  | PQ | AD | 2771.281 | 8107402 | no | no |  |  | no |  |  | 1298896.086 | 15269150.977 |  | -1
node_8107402_200895139 |  |  | PQ | AN | 2771.281 | 8107402 | no | no |  |  | no |  |  | 1298856.069 | 15268681.157 |  | -1
node_8107402_200895141 |  |  | PQ | AN | 2771.281 | 8107402 | no | no |  |  | no |  |  | 1298881.258 | 15268371.083 |  | -1
node_8107402_200895142 |  |  | PQ | AD | 2771.281 | 8107402 | no | no |  |  | no |  |  | 1298897.766 | 15268191.189 |  | -1
node_8107402_200895143 |  |  | PQ | AN | 2771.281 | 8107402 | no | no |  |  | no |  |  | 1298937.227 | 15267760.956 |  | -1
node_8107402_200895144 |  |  | PQ | AN | 2771.281 | 8107402 | no | no |  |  | no |  |  | 1298976.551 | 15267375.391 |  | -1
node_8107402_200895145 |  |  | PQ | AD | 2771.281 | 8107402 | no | no |  |  | no |  |  | 1298784.599 | 15267119.849 |  | -1
node_8107402_200895146 |  |  | PQ | AD | 2771.281 | 8107402 | no | no |  |  | no |  |  | 1298549.985 | 15266804.577 |  | -1
node_8107402_200895148 |  |  | PQ | AN | 2771.281 | 8107402 | no | no |  |  | no |  |  | 1298118.507 | 15266221.14 |  | -1
node_8107402_200895151 |  |  | PQ | AD | 2771.281 | 8107402 | no | no |  |  | no |  |  | 1297992.598 | 15266053.448 |  | -1
node_8107402_200895152 |  |  | PQ | AN | 2771.281 | 8107402 | no | no |  |  | no |  |  | 1297844.402 | 15265862.471 |  | -1
node_8107402_200895153 |  |  | PQ | AN | 2771.281 | 8107402 | no | no |  |  | no |  |  | 1297704.547 | 15265677.514 |  | -1
node_8107402_200895156 |  |  | PQ | AN | 2771.281 | 8107402 | no | no |  |  | no |  |  | 1297310.057 | 15265357.886 |  | -1
node_8107402_200895157 |  |  | PQ | AN | 2771.281 | 8107402 | no | no |  |  | no |  |  | 1297114.6 | 15265018.328 |  | -1
node_8107402_200895158 |  |  | PQ | AD | 2771.281 | 8107402 | no | no |  |  | no |  |  | 1296788.347 | 15264949.555 |  | -1
node_8107402_200895159 |  |  | PQ | AN | 2771.281 | 8107402 | no | no |  |  | no |  |  | 1296639.663 | 15264828.068 |  | -1
node_8107402_200895160 |  |  | PQ | AN | 2771.281 | 8107402 | no | no |  |  | no |  |  | 1296528.962 | 15264461.529 |  | -1
node_8107402_200895162 |  |  | PQ | AN | 2771.281 | 8107402 | no | no |  |  | no |  |  | 1296399.825 | 15264104.157 |  | -1
node_8107402_200895164 |  |  | PQ | AN | 2771.281 | 8107402 | no | no |  |  | no |  |  | 1296412.657 | 15263664.331 |  | -1
node_8107402_200895167 |  |  | PQ | AN | 2771.281 | 8107402 | no | no |  |  | no |  |  | 1296432.265 | 15263332.28 |  | -1
node_8107402_200895169 |  |  | PQ | AD | 2771.281 | 8107402 | no | no |  |  | no |  |  | 1296445.957 | 15263049.588 |  | -1
node_8107402_200895170 |  |  | PQ | AN | 2771.281 | 8107402 | no | no |  |  | no |  |  | 1296471.315 | 15262683.839 |  | -1
node_8107402_200895171 |  |  | PQ | AD | 2771.281 | 8107402 | no | no |  |  | no |  |  | 1296477.633 | 15262529.942 |  | -1
node_8107402_200895172 |  |  | PQ | AD | 2771.281 | 8107402 | no | no |  |  | no |  |  | 1296450.402 | 15262272.751 |  | -1
node_8107402_200895173 |  |  | PQ | AD | 2771.281 | 8107402 | no | no |  |  | no |  |  | 1296483.747 | 15261744.636 |  | -1
node_8107402_200895174 |  |  | PQ | AD | 2771.281 | 8107402 | no | no |  |  | no |  |  | 1296499.032 | 15261492.993 |  | -1
node_8107402_200895175 |  |  | PQ | AN | 2771.281 | 8107402 | no | no |  |  | no |  |  | 1296749.223 | 15261469.736 |  | -1
node_8107402_200895176 |  |  | PQ | AD | 2771.281 | 8107402 | no | no |  |  | no |  |  | 1296526.472 | 15261256.51 |  | -1
node_8107402_200895177 |  |  | PQ | AD | 2771.281 | 8107402 | no | no |  |  | no |  |  | 1296543.467 | 15261064.805 |  | -1
node_8107402_200895178 |  |  | PQ | AD | 2771.281 | 8107402 | no | no |  |  | no |  |  | 1296557.087 | 15260870.495 |  | -1
node_8107402_200895179 |  |  | PQ | AN | 2771.281 | 8107402 | no | no |  |  | no |  |  | 1296269.983 | 15260885.632 |  | -1
node_8107402_200895181 |  |  | PQ | AD | 2771.281 | 8107402 | no | no |  |  | no |  |  | 1296624.776 | 15260628.873 |  | -1
node_8107402_200895182 |  |  | PQ | AD | 2771.281 | 8107402 | no | no |  |  | no |  |  | 1296690.876 | 15260389.877 |  | -1
node_8107402_200895183 |  |  | PQ | AD | 2771.281 | 8107402 | no | no |  |  | no |  |  | 1294839.161 | 15287490.623 |  | -1
node_8107402_200895184 |  |  | PQ | AN | 2771.281 | 8107402 | no | no |  |  | no |  |  | 1295177.18 | 15287678.062 |  | -1
node_8107402_200895185 |  |  | PQ | ABN | 19918.584 | 8107402 | no | no |  |  | no |  |  | 1295433.263 | 15287856.459 |  | -1
node_8107402_200895187 |  |  | PQ | ABN | 19918.584 | 8107402 | no | no |  |  | no |  |  | 1295603.416 | 15287983.982 |  | -1
node_8107402_200895189 |  |  | PQ | ABN | 19918.584 | 8107402 | no | no |  |  | no |  |  | 1295622.305 | 15288182.124 |  | -1
node_8107402_200895190 |  |  | PQ | ABN | 19918.584 | 8107402 | no | no |  |  | no |  |  | 1295564.207 | 15288329.435 |  | -1
node_8107402_200895191 |  |  | PQ | ABN | 19918.584 | 8107402 | no | no |  |  | no |  |  | 1295489.647 | 15288522.246 |  | -1
node_8107402_200895192 |  |  | PQ | ABN | 19918.584 | 8107402 | no | no |  |  | no |  |  | 1295409.295 | 15288713.812 |  | -1
node_8107402_200895194 |  |  | PQ | ABN | 19918.584 | 8107402 | no | no |  |  | no |  |  | 1295390.319 | 15288928.274 |  | -1
node_8107402_200895195 |  |  | PQ | ABN | 19918.584 | 8107402 | no | no |  |  | no |  |  | 1295377.13 | 15289130.74 |  | -1
node_8107402_200895196 |  |  | PQ | ABN | 19918.584 | 8107402 | no | no |  |  | no |  |  | 1295369.327 | 15289291.332 |  | -1
node_8107402_200895198 |  |  | PQ | ABN | 19918.584 | 8107402 | no | no |  |  | no |  |  | 1295313.321 | 15289436.722 |  | -1
node_8107402_200895200 |  |  | PQ | ABN | 19918.584 | 8107402 | no | no |  |  | no |  |  | 1295194.182 | 15289691.545 |  | -1
node_8107402_200895201 |  |  | PQ | ABN | 19918.584 | 8107402 | no | no |  |  | no |  |  | 1295098.086 | 15289922.577 |  | -1
node_8107402_200895202 |  |  | PQ | AD | 2771.281 | 8107402 | no | no |  |  | no |  |  | 1297046.302 | 15260410.165 |  | -1
node_8107402_200895203 |  |  | PQ | AD | 2771.281 | 8107402 | no | no |  |  | no |  |  | 1300391.156 | 15262665.153 |  | -1
node_8107402_200895204 |  |  | PQ | AD | 2771.281 | 8107402 | no | no |  |  | no |  |  | 1300618.734 | 15262757.722 |  | -1
node_8107402_200895205 |  |  | PQ | AD | 2771.281 | 8107402 | no | no |  |  | no |  |  | 1300921.666 | 15262870.009 |  | -1
node_8107402_200895206 |  |  | PQ | AD | 2771.281 | 8107402 | no | no |  |  | no |  |  | 1300888.908 | 15263255.407 |  | -1
node_8107402_200895207 |  |  | PQ | AN | 2771.281 | 8107402 | no | no |  |  | no |  |  | 1301075.593 | 15262786.129 |  | -1
node_8107402_200895208 |  |  | PQ | AN | 2771.281 | 8107402 | no | no |  |  | no |  |  | 1300824.645 | 15263420.474 |  | -1
node_8107402_200895210 |  |  | PQ | AN | 2771.281 | 8107402 | no | no |  |  | no |  |  | 1301599.546 | 15262985.308 |  | -1
node_8107402_200895212 |  |  | PQ | AN | 2771.281 | 8107402 | no | no |  |  | no |  |  | 1302070.057 | 15263074.339 |  | -1
node_8107402_200895213 |  |  | PQ | AD | 2771.281 | 8107402 | no | no |  |  | no |  |  | 1302300.188 | 15263113.588 |  | -1
node_8107402_200895214 |  |  | PQ | AN | 2771.281 | 8107402 | no | no |  |  | no |  |  | 1302455.753 | 15263069.709 |  | -1
node_8107402_200895215 |  |  | PQ | AD | 2771.281 | 8107402 | no | no |  |  | no |  |  | 1302796.887 | 15263203.538 |  | -1
node_8107402_200895216 |  |  | PQ | AN | 2771.281 | 8107402 | no | no |  |  | no |  |  | 1303131.305 | 15263264.794 |  | -1
node_8107402_200895217 |  |  | PQ | AN | 2771.281 | 8107402 | no | no |  |  | no |  |  | 1303562.112 | 15263401.758 |  | -1
node_8107402_200895218 |  |  | PQ | AN | 2771.281 | 8107402 | no | no |  |  | no |  |  | 1304033.944 | 15263533.302 |  | -1
node_8107402_200895219 |  |  | PQ | AN | 2771.281 | 8107402 | no | no |  |  | no |  |  | 1304394.807 | 15263647.973 |  | -1
node_8107402_200895221 |  |  | PQ | AD | 2771.281 | 8107402 | no | no |  |  | no |  |  | 1297665.863 | 15260435.714 |  | -1
node_8107402_200895222 |  |  | PQ | AN | 2771.281 | 8107402 | no | no |  |  | no |  |  | 1304715.313 | 15263791.462 |  | -1
node_8107402_200895223 |  |  | PQ | AD | 2771.281 | 8107402 | no | no |  |  | no |  |  | 1304745.489 | 15263870.662 |  | -1
node_8107402_200895224 |  |  | PQ | AN | 2771.281 | 8107402 | no | no |  |  | no |  |  | 1305072.308 | 15263950.139 |  | -1
node_8107402_200895225 |  |  | PQ | AD | 2771.281 | 8107402 | no | no |  |  | no |  |  | 1305294.033 | 15263982.343 |  | -1
node_8107402_200895226 |  |  | PQ | AN | 2771.281 | 8107402 | no | no |  |  | no |  |  | 1305446.226 | 15264067.677 |  | -1
node_8107402_200895227 |  |  | PQ | AN | 2771.281 | 8107402 | no | no |  |  | no |  |  | 1305523.406 | 15263969.355 |  | -1
node_8107402_200895228 |  |  | PQ | AD | 2771.281 | 8107402 | no | no |  |  | no |  |  | 1304806.051 | 15263314.203 |  | -1
node_8107402_200895229 |  |  | PQ | AD | 2771.281 | 8107402 | no | no |  |  | no |  |  | 1304868.072 | 15262987.282 |  | -1
node_8107402_200895230 |  |  | PQ | AN | 2771.281 | 8107402 | no | no |  |  | no |  |  | 1304910.841 | 15262766.865 |  | -1
node_8107402_200895231 |  |  | PQ | AD | 2771.281 | 8107402 | no | no |  |  | no |  |  | 1304964.596 | 15262776.403 |  | -1
node_8107402_200895232 |  |  | PQ | AD | 2771.281 | 8107402 | no | no |  |  | no |  |  | 1304841.066 | 15262480.841 |  | -1
node_8107402_200895233 |  |  | PQ | AD | 2771.281 | 8107402 | no | no |  |  | no |  |  | 1304685.563 | 15262137.914 |  | -1
node_8107402_200895234 |  |  | PQ | AD | 2771.281 | 8107402 | no | no |  |  | no |  |  | 1304549.849 | 15261770.329 |  | -1
node_8107402_200895235 |  |  | PQ | AD | 2771.281 | 8107402 | no | no |  |  | no |  |  | 1304552.4 | 15261383.281 |  | -1
node_8107402_200895236 |  |  | PQ | AD | 2771.281 | 8107402 | no | no |  |  | no |  |  | 1304541.024 | 15261193.219 |  | -1
node_8107402_200895237 |  |  | PQ | AN | 2771.281 | 8107402 | no | no |  |  | no |  |  | 1304696.589 | 15261292.218 |  | -1
node_8107402_200895238 |  |  | PQ | AN | 2771.281 | 8107402 | no | no |  |  | no |  |  | 1298169.963 | 15260457.431 |  | -1
node_8107402_200895239 |  |  | PQ | AD | 2771.281 | 8107402 | no | no |  |  | no |  |  | 1298580.548 | 15260894.118 |  | -1
node_8107402_200895240 |  |  | PQ | AD | 2771.281 | 8107402 | no | no |  |  | no |  |  | 1298900.426 | 15261249.928 |  | -1
node_8107402_200895241 |  |  | PQ | AD | 2771.281 | 8107402 | no | no |  |  | no |  |  | 1299168.443 | 15261538.15 |  | -1
node_8107402_200895242 |  |  | PQ | AD | 2771.281 | 8107402 | no | no |  |  | no |  |  | 1299399.399 | 15261795.396 |  | -1
node_8107402_200895243 |  |  | PQ | AN | 2771.281 | 8107402 | no | no |  |  | no |  |  | 1299682.204 | 15262105.181 |  | -1
node_8107402_200895245 |  |  | PQ | AD | 2771.281 | 8107402 | no | no |  |  | no |  |  | 1300096.453 | 15262559.683 |  | -1
node_8107402_200895246 |  |  | PQ | AN | 19918.584 | 8107402 | no | no |  |  | no |  |  | 1295632.1 | 15287750.986 |  | -1
node_8107402_200895247 |  |  | PQ | AN | 19918.584 | 8107402 | no | no |  |  | no |  |  | 1296926.829 | 15286205.803 |  | -1
node_8107402_200895249 |  |  | PQ | AN | 19918.584 | 8107402 | no | no |  |  | no |  |  | 1297163.521 | 15285985.436 |  | -1
node_8107402_200895250 |  |  | PQ | AN | 19918.584 | 8107402 | no | no |  |  | no |  |  | 1297391.727 | 15285769.522 |  | -1
node_8107402_200895252 |  |  | PQ | AN | 19918.584 | 8107402 | no | no |  |  | no |  |  | 1297581.646 | 15285607.06 |  | -1
node_8107402_200895254 |  |  | PQ | AN | 19918.584 | 8107402 | no | no |  |  | no |  |  | 1297658.974 | 15285231.424 |  | -1
node_8107402_200895255 |  |  | PQ | AN | 19918.584 | 8107402 | no | no |  |  | no |  |  | 1297750.019 | 15285154.182 |  | -1
node_8107402_200895256 |  |  | PQ | AN | 19918.584 | 8107402 | no | no |  |  | no |  |  | 1297673.467 | 15284958.275 |  | -1
node_8107402_200895257 |  |  | PQ | AN | 19918.584 | 8107402 | no | no |  |  | no |  |  | 1297712.397 | 15284737.755 |  | -1
node_8107402_200895258 |  |  | PQ | AN | 19918.584 | 8107402 | no | no |  |  | no |  |  | 1297709.757 | 15284419.688 |  | -1
node_8107402_200895260 |  |  | PQ | AN | 19918.584 | 8107402 | no | no |  |  | no |  |  | 1297868.022 | 15284165.993 |  | -1
node_8107402_200895261 |  |  | PQ | AN | 19918.584 | 8107402 | no | no |  |  | no |  |  | 1295661.585 | 15287443.188 |  | -1
node_8107402_200895262 |  |  | PQ | AN | 19918.584 | 8107402 | no | no |  |  | no |  |  | 1298015.879 | 15283854.25 |  | -1
node_8107402_200895264 |  |  | PQ | AN | 19918.584 | 8107402 | no | no |  |  | no |  |  | 1298121.603 | 15283641.673 |  | -1
node_8107402_200895266 |  |  | PQ | AN | 19918.584 | 8107402 | no | no |  |  | no |  |  | 1298387.808 | 15283728.381 |  | -1
node_8107402_200895267 |  |  | PQ | AN | 19918.584 | 8107402 | no | no |  |  | no |  |  | 1298411.841 | 15283424.582 |  | -1
node_8107402_200895268 |  |  | PQ | AN | 19918.584 | 8107402 | no | no |  |  | no |  |  | 1298649.368 | 15283242.048 |  | -1
node_8107402_200895270 |  |  | PQ | AN | 19918.584 | 8107402 | no | no |  |  | no |  |  | 1298773.232 | 15283114.298 |  | -1
node_8107402_200895271 |  |  | PQ | AN | 19918.584 | 8107402 | no | no |  |  | no |  |  | 1298994.827 | 15282997.449 |  | -1
node_8107402_200895272 |  |  | PQ | AN | 19918.584 | 8107402 | no | no |  |  | no |  |  | 1299145.982 | 15282801.611 |  | -1
node_8107402_200895274 |  |  | PQ | AN | 19918.584 | 8107402 | no | no |  |  | no |  |  | 1299329.908 | 15282620.876 |  | -1
node_8107402_200895275 |  |  | PQ | AN | 19918.584 | 8107402 | no | no |  |  | no |  |  | 1299541.869 | 15282428.879 |  | -1
node_8107402_200895276 |  |  | PQ | AN | 19918.584 | 8107402 | no | no |  |  | no |  |  | 1299758.801 | 15282219.568 |  | -1
node_8107402_200895277 |  |  | PQ | AN | 19918.584 | 8107402 | no | no |  |  | no |  |  | 1295676.11 | 15287227.126 |  | -1
node_8107402_200895278 |  |  | PQ | AN | 19918.584 | 8107402 | no | no |  |  | no |  |  | 1295393.322 | 15287162.529 |  | -1
node_8107402_200895279 |  |  | PQ | AN | 19918.584 | 8107402 | no | no |  |  | no |  |  | 1299924.832 | 15281978.735 |  | -1
node_8107402_200895280 |  |  | PQ | AN | 19918.584 | 8107402 | no | no |  |  | no |  |  | 1300053.673 | 15281752.23 |  | -1
node_8107402_200895281 |  |  | PQ | AN | 19918.584 | 8107402 | no | no |  |  | no |  |  | 1300253.898 | 15281522.165 |  | -1
node_8107402_200895282 |  |  | PQ | AN | 19918.584 | 8107402 | no | no |  |  | no |  |  | 1300428.051 | 15281315.761 |  | -1
node_8107402_200895284 |  |  | PQ | AN | 19918.584 | 8107402 | no | no |  |  | no |  |  | 1300636.627 | 15281092.385 |  | -1
node_8107402_200895285 |  |  | PQ | AN | 19918.584 | 8107402 | no | no |  |  | no |  |  | 1300778.134 | 15280818.858 |  | -1
node_8107402_200895286 |  |  | PQ | AN | 19918.584 | 8107402 | no | no |  |  | no |  |  | 1300815.465 | 15280521.72 |  | -1
node_8107402_200895287 |  |  | PQ | AN | 19918.584 | 8107402 | no | no |  |  | no |  |  | 1300852.569 | 15280208.941 |  | -1
node_8107402_200895288 |  |  | PQ | AN | 19918.584 | 8107402 | no | no |  |  | no |  |  | 1300753.096 | 15279949.307 |  | -1
node_8107402_200895289 |  |  | PQ | AN | 19918.584 | 8107402 | no | no |  |  | no |  |  | 1300700.439 | 15279794.902 |  | -1
node_8107402_200895292 |  |  | PQ | AN | 19918.584 | 8107402 | no | no |  |  | no |  |  | 1295787.706 | 15287027.898 |  | -1
node_8107402_200895293 |  |  | PQ | AN | 19918.584 | 8107402 | no | no |  |  | no |  |  | 1300592.622 | 15279529.173 |  | -1
node_8107402_200895297 |  |  | PQ | AN | 19918.584 | 8107402 | no | no |  |  | no |  |  | 1300627.897 | 15279316.214 |  | -1
node_8107402_200895299 |  |  | PQ | AN | 19918.584 | 8107402 | no | no |  |  | no |  |  | 1300449.187 | 15279094.868 |  | -1
node_8107402_200895301 |  |  | PQ | AN | 19918.584 | 8107402 | no | no |  |  | no |  |  | 1300379.514 | 15278955.427 |  | -1
node_8107402_200895302 |  |  | PQ | AN | 19918.584 | 8107402 | no | no |  |  | no |  |  | 1300335.453 | 15278743.468 |  | -1
node_8107402_200895303 |  |  | PQ | AN | 19918.584 | 8107402 | no | no |  |  | no |  |  | 1300321.068 | 15278657.067 |  | -1
node_8107402_200895305 |  |  | PQ | AN | 19918.584 | 8107402 | no | no |  |  | no |  |  | 1300228.664 | 15278493.277 |  | -1
node_8107402_200895306 |  |  | PQ | AN | 19918.584 | 8107402 | no | no |  |  | no |  |  | 1300156.017 | 15278183.807 |  | -1
node_8107402_200895307 |  |  | PQ | AN | 19918.584 | 8107402 | no | no |  |  | no |  |  | 1300092.754 | 15277953.211 |  | -1
node_8107402_200895308 |  |  | PQ | AN | 19918.584 | 8107402 | no | no |  |  | no |  |  | 1300018.838 | 15277662.798 |  | -1
node_8107402_200895309 |  |  | PQ | AN | 19918.584 | 8107402 | no | no |  |  | no |  |  | 1299936.616 | 15277370.206 |  | -1
node_8107402_200895310 |  |  | PQ | AN | 19918.584 | 8107402 | no | no |  |  | no |  |  | 1295982.412 | 15286878.585 |  | -1
node_8107402_200895311 |  |  | PQ | AN | 19918.584 | 8107402 | no | no |  |  | no |  |  | 1299868.552 | 15277141.674 |  | -1
node_8107402_200895312 |  |  | PQ | AN | 19918.584 | 8107402 | no | no |  |  | no |  |  | 1299795.824 | 15276887.344 |  | -1
node_8107402_200895313 |  |  | PQ | AN | 19918.584 | 8107402 | no | no |  |  | no |  |  | 1299793.435 | 15276530.774 |  | -1
node_8107402_200895314 |  |  | PQ | AN | 19918.584 | 8107402 | no | no |  |  | no |  |  | 1299703.148 | 15276235.425 |  | -1
node_8107402_200895315 |  |  | PQ | AN | 19918.584 | 8107402 | no | no |  |  | no |  |  | 1299536.452 | 15276005.142 |  | -1
node_8107402_200895316 |  |  | PQ | AN | 19918.584 | 8107402 | no | no |  |  | no |  |  | 1299361.941 | 15275817.97 |  | -1
node_8107402_200895317 |  |  | PQ | AN | 19918.584 | 8107402 | no | no |  |  | no |  |  | 1299186.29 | 15275531.085 |  | -1
node_8107402_200895318 |  |  | PQ | AN | 2771.281 | 8107402 | no | no |  |  | no |  |  | 1298993.069 | 15275304.101 |  | -1
node_8107402_200895319 |  |  | PQ | AD | 2771.281 | 8107402 | no | no |  |  | no |  |  | 1298871.613 | 15275023.163 |  | -1
node_8107402_200895320 |  |  | PQ | AN | 19918.584 | 8107402 | no | no |  |  | no |  |  | 1296163.519 | 15286722.515 |  | -1
node_8107402_200895321 |  |  | PQ | AN | 19918.584 | 8107402 | no | no |  |  | no |  |  | 1296350.159 | 15286558.989 |  | -1
node_8107402_200895322 |  |  | PQ | AN | 19918.584 | 8107402 | no | no |  |  | no |  |  | 1296540.766 | 15286412.896 |  | -1
node_8107402_200895323 |  |  | PQ | AN | 19918.584 | 8107402 | no | no |  |  | no |  |  | 1296710.479 | 15286338.252 |  | -1
node_8107402_200895333 |  |  | PQ | AD | 2771.281 | 8107402 | no | no |  |  | no |  |  | 1297560.758 | 15277328.626 |  | -1
node_8107402_200895334 |  |  | PQ | AD | 2771.281 | 8107402 | no | no |  |  | no |  |  | 1296447.958 | 15280405.285 |  | -1
node_8107402_200895335 |  |  | PQ | AD | 2771.281 | 8107402 | no | no |  |  | no |  |  | 1296489.758 | 15280774.5 |  | -1
node_8107402_200895336 |  |  | PQ | AN | 2771.281 | 8107402 | no | no |  |  | no |  |  | 1296469.53 | 15281243.578 |  | -1
node_8107402_200895337 |  |  | PQ | AD | 2771.281 | 8107402 | no | no |  |  | no |  |  | 1296453.802 | 15281604.999 |  | -1
node_8107402_200895338 |  |  | PQ | AN | 2771.281 | 8107402 | no | no |  |  | no |  |  | 1296359.964 | 15281579.286 |  | -1
node_8107402_200895339 |  |  | PQ | AD | 2771.281 | 8107402 | no | no |  |  | no |  |  | 1296439.342 | 15281926.788 |  | -1
node_8107402_200895340 |  |  | PQ | AD | 2771.281 | 8107402 | no | no |  |  | no |  |  | 1296587.943 | 15282353.441 |  | -1
node_8107402_200895341 |  |  | PQ | AD | 2771.281 | 8107402 | no | no |  |  | no |  |  | 1296575.433 | 15282755.756 |  | -1
node_8107402_200895342 |  |  | PQ | AD | 2771.281 | 8107402 | no | no |  |  | no |  |  | 1296574.324 | 15283107.431 |  | -1
node_8107402_200895343 |  |  | PQ | AD | 2771.281 | 8107402 | no | no |  |  | no |  |  | 1296669.225 | 15283193.493 |  | -1
node_8107402_200895344 |  |  | PQ | AN | 2771.281 | 8107402 | no | no |  |  | no |  |  | 1296891.519 | 15283181.237 |  | -1
node_8107402_200895345 |  |  | PQ | AD | 2771.281 | 8107402 | no | no |  |  | no |  |  | 1297543.619 | 15277755.141 |  | -1
node_8107402_200895346 |  |  | PQ | AN | 2771.281 | 8107402 | no | no |  |  | no |  |  | 1297119.082 | 15283185.061 |  | -1
node_8107402_200895347 |  |  | PQ | AD | 2771.281 | 8107402 | no | no |  |  | no |  |  | 1297572.699 | 15278126.922 |  | -1
node_8107402_200895348 |  |  | PQ | AD | 2771.281 | 8107402 | no | no |  |  | no |  |  | 1297574.271 | 15278487.95 |  | -1
node_8107402_200895349 |  |  | PQ | AN | 2771.281 | 8107402 | no | no |  |  | no |  |  | 1297568.529 | 15278962.775 |  | -1
node_8107402_200895351 |  |  | PQ | AD | 2771.281 | 8107402 | no | no |  |  | no |  |  | 1297353.494 | 15279233.573 |  | -1
node_8107402_200895352 |  |  | PQ | AD | 2771.281 | 8107402 | no | no |  |  | no |  |  | 1297099.215 | 15279568.557 |  | -1
node_8107402_200895353 |  |  | PQ | AD | 2771.281 | 8107402 | no | no |  |  | no |  |  | 1296944.567 | 15279768.029 |  | -1
node_8107402_200895354 |  |  | PQ | AN | 2771.281 | 8107402 | no | no |  |  | no |  |  | 1296610.525 | 15280200.609 |  | -1
node_8107402_200895355 |  |  | PQ | AD | 2771.281 | 8107402 | no | no |  |  | no |  |  | 1306128.302 | 15278386.72 |  | -1
node_8107402_200895356 |  |  | PQ | AN | 2771.281 | 8107402 | no | no |  |  | no |  |  | 1304758.693 | 15275319.413 |  | -1
node_8107402_200895357 |  |  | PQ | AD | 2771.281 | 8107402 | no | no |  |  | no |  |  | 1304465.389 | 15274882.754 |  | -1
node_8107402_200895358 |  |  | PQ | AD | 2771.281 | 8107402 | no | no |  |  | no |  |  | 1304217.541 | 15274513.812 |  | -1
node_8107402_200895359 |  |  | PQ | AN | 2771.281 | 8107402 | no | no |  |  | no |  |  | 1303978.16 | 15274138.433 |  | -1
node_8107402_200895360 |  |  | PQ | AD | 2771.281 | 8107402 | no | no |  |  | no |  |  | 1303797.058 | 15273879.8 |  | -1
node_8107402_200895361 |  |  | PQ | AD | 2771.281 | 8107402 | no | no |  |  | no |  |  | 1303671.164 | 15273663.099 |  | -1
node_8107402_200895362 |  |  | PQ | AD | 2771.281 | 8107402 | no | no |  |  | no |  |  | 1303702.25 | 15273566.668 |  | -1
node_8107402_200895363 |  |  | PQ | AN | 2771.281 | 8107402 | no | no |  |  | no |  |  | 1303766.218 | 15273431.527 |  | -1
node_8107402_200895364 |  |  | PQ | AD | 2771.281 | 8107402 | no | no |  |  | no |  |  | 1303925.208 | 15273054.976 |  | -1
node_8107402_200895365 |  |  | PQ | AD | 2771.281 | 8107402 | no | no |  |  | no |  |  | 1304074.815 | 15272704.286 |  | -1
node_8107402_200895366 |  |  | PQ | AD | 2771.281 | 8107402 | no | no |  |  | no |  |  | 1304052.251 | 15272686.273 |  | -1
node_8107402_200895367 |  |  | PQ | AD | 2771.281 | 8107402 | no | no |  |  | no |  |  | 1304022.56 | 15272425.995 |  | -1
node_8107402_200895368 |  |  | PQ | AN | 2771.281 | 8107402 | no | no |  |  | no |  |  | 1303873.988 | 15272146.591 |  | -1
node_8107402_200895369 |  |  | PQ | AN | 2771.281 | 8107402 | no | no |  |  | no |  |  | 1304206.493 | 15272380.649 |  | -1
node_8107402_200895370 |  |  | PQ | AD | 2771.281 | 8107402 | no | no |  |  | no |  |  | 1305781.996 | 15278164.791 |  | -1
node_8107402_200895371 |  |  | PQ | AN | 2771.281 | 8107402 | no | no |  |  | no |  |  | 1305714.712 | 15278481.846 |  | -1
node_8107402_200895373 |  |  | PQ | AN | 2771.281 | 8107402 | no | no |  |  | no |  |  | 1305643.4 | 15278656.868 |  | -1
node_8107402_200895374 |  |  | PQ | AD | 2771.281 | 8107402 | no | no |  |  | no |  |  | 1304076.107 | 15272075.354 |  | -1
node_8107402_200895375 |  |  | PQ | AN | 2771.281 | 8107402 | no | no |  |  | no |  |  | 1303886.077 | 15271616.888 |  | -1
node_8107402_200895377 |  |  | PQ | AN | 2771.281 | 8107402 | no | no |  |  | no |  |  | 1303720.809 | 15271124.081 |  | -1
node_8107402_200895379 |  |  | PQ | AN | 2771.281 | 8107402 | no | no |  |  | no |  |  | 1303647.997 | 15270931.884 |  | -1
node_8107402_200895380 |  |  | PQ | AN | 2771.281 | 8107402 | no | no |  |  | no |  |  | 1303559.258 | 15270684.84 |  | -1
node_8107402_200895383 |  |  | PQ | AN | 2771.281 | 8107402 | no | no |  |  | no |  |  | 1303423.522 | 15270175.205 |  | -1
node_8107402_200895384 |  |  | PQ | AN | 2771.281 | 8107402 | no | no |  |  | no |  |  | 1303736.569 | 15270232.482 |  | -1
node_8107402_200895386 |  |  | PQ | AD | 2771.281 | 8107402 | no | no |  |  | no |  |  | 1303342.901 | 15269861.311 |  | -1
node_8107402_200895387 |  |  | PQ | AD | 2771.281 | 8107402 | no | no |  |  | no |  |  | 1303254.558 | 15269515.439 |  | -1
node_8107402_200895388 |  |  | PQ | AN | 2771.281 | 8107402 | no | no |  |  | no |  |  | 1303049.02 | 15269330.735 |  | -1
node_8107402_200895390 |  |  | PQ | AD | 2771.281 | 8107402 | no | no |  |  | no |  |  | 1303120.408 | 15269632.825 |  | -1
node_8107402_200895391 |  |  | PQ | AN | 2771.281 | 8107402 | no | no |  |  | no |  |  | 1303186.195 | 15269903.557 |  | -1
node_8107402_200895392 |  |  | PQ | AN | 2771.281 | 8107402 | no | no |  |  | no |  |  | 1302958.392 | 15268972.973 |  | -1
node_8107402_200895393 |  |  | PQ | AD | 2771.281 | 8107402 | no | no |  |  | no |  |  | 1305729.545 | 15277868.742 |  | -1
node_8107402_200895394 |  |  | PQ | AN | 2771.281 | 8107402 | no | no |  |  | no |  |  | 1305487.504 | 15277274.04 |  | -1
node_8107402_200895395 |  |  | PQ | AN | 2771.281 | 8107402 | no | no |  |  | no |  |  | 1305329.875 | 15276825.341 |  | -1
node_8107402_200895396 |  |  | PQ | AD | 2771.281 | 8107402 | no | no |  |  | no |  |  | 1305179.558 | 15276412.541 |  | -1
node_8107402_200895397 |  |  | PQ | AD | 2771.281 | 8107402 | no | no |  |  | no |  |  | 1305095.572 | 15276126.803 |  | -1
node_8107402_200895398 |  |  | PQ | AD | 2771.281 | 8107402 | no | no |  |  | no |  |  | 1304982.355 | 15275771.475 |  | -1
node_8107402_200895399 |  |  | PQ | AD | 2771.281 | 8107402 | no | no |  |  | no |  |  | 1304867.775 | 15275521.025 |  | -1
node_8107402_200895437 |  |  | PQ | AD | 2771.281 | 8107402 | no | no |  |  | no |  |  | 1309027.494 | 15268283 |  | -1
node_8107402_200895438 |  |  | PQ | AD | 2771.281 | 8107402 | no | no |  |  | no |  |  | 1306255.197 | 15268148.846 |  | -1
node_8107402_200895439 |  |  | PQ | AD | 2771.281 | 8107402 | no | no |  |  | no |  |  | 1305896.585 | 15268132.602 |  | -1
node_8107402_200895440 |  |  | PQ | AD | 2771.281 | 8107402 | no | no |  |  | no |  |  | 1305542.741 | 15268112.177 |  | -1
node_8107402_200895441 |  |  | PQ | AD | 2771.281 | 8107402 | no | no |  |  | no |  |  | 1305187.731 | 15268086.085 |  | -1
node_8107402_200895442 |  |  | PQ | AD | 2771.281 | 8107402 | no | no |  |  | no |  |  | 1304835.045 | 15268059.846 |  | -1
node_8107402_200895443 |  |  | PQ | AD | 2771.281 | 8107402 | no | no |  |  | no |  |  | 1304542.423 | 15268021.995 |  | -1
node_8107402_200895444 |  |  | PQ | AN | 2771.281 | 8107402 | no | no |  |  | no |  |  | 1304251.921 | 15268006.29 |  | -1
node_8107402_200895445 |  |  | PQ | AD | 2771.281 | 8107402 | no | no |  |  | no |  |  | 1304018.041 | 15267986.681 |  | -1
node_8107402_200895446 |  |  | PQ | AN | 2771.281 | 8107402 | no | no |  |  | no |  |  | 1303786.663 | 15268130.699 |  | -1
node_8107402_200895447 |  |  | PQ | AD | 2771.281 | 8107402 | no | no |  |  | no |  |  | 1304235.451 | 15267621.947 |  | -1
node_8107402_200895448 |  |  | PQ | AN | 2771.281 | 8107402 | no | no |  |  | no |  |  | 1304211.209 | 15267531.814 |  | -1
node_8107402_200895450 |  |  | PQ | AD | 2771.281 | 8107402 | no | no |  |  | no |  |  | 1304126.972 | 15267357.28 |  | -1
node_8107402_200895451 |  |  | PQ | AD | 2771.281 | 8107402 | no | no |  |  | no |  |  | 1304098.752 | 15267060.477 |  | -1
node_8107402_200895452 |  |  | PQ | AD | 2771.281 | 8107402 | no | no |  |  | no |  |  | 1304053.036 | 15266924.313 |  | -1
node_8107402_200895453 |  |  | PQ | AN | 2771.281 | 8107402 | no | no |  |  | no |  |  | 1303749.724 | 15266960.452 |  | -1
node_8107402_200895454 |  |  | PQ | AD | 2771.281 | 8107402 | no | no |  |  | no |  |  | 1308670.574 | 15268198.549 |  | -1
node_8107402_200895455 |  |  | PQ | AN | 2771.281 | 8107402 | no | no |  |  | no |  |  | 1308659.218 | 15268020.73 |  | -1
node_8107402_200895456 |  |  | PQ | AN | 2771.281 | 8107402 | no | no |  |  | no |  |  | 1303884.353 | 15266687.194 |  | -1
node_8107402_200895457 |  |  | PQ | AN | 2771.281 | 8107402 | no | no |  |  | no |  |  | 1303558.001 | 15266759.534 |  | -1
node_8107402_200895458 |  |  | PQ | AD | 2771.281 | 8107402 | no | no |  |  | no |  |  | 1303183.448 | 15266828.753 |  | -1
node_8107402_200895459 |  |  | PQ | AD | 2771.281 | 8107402 | no | no |  |  | no |  |  | 1302770.082 | 15266908.661 |  | -1
node_8107402_200895460 |  |  | PQ | AD | 2771.281 | 8107402 | no | no |  |  | no |  |  | 1302565.889 | 15266946.208 |  | -1
node_8107402_200895461 |  |  | PQ | AD | 2771.281 | 8107402 | no | no |  |  | no |  |  | 1302194.802 | 15267016.194 |  | -1
node_8107402_200895462 |  |  | PQ | AN | 2771.281 | 8107402 | no | no |  |  | no |  |  | 1301866.949 | 15267080.536 |  | -1
node_8107402_200895463 |  |  | PQ | AD | 2771.281 | 8107402 | no | no |  |  | no |  |  | 1308357.736 | 15268068.676 |  | -1
node_8107402_200895464 |  |  | PQ | AD | 2771.281 | 8107402 | no | no |  |  | no |  |  | 1307965.33 | 15267903.314 |  | -1
node_8107402_200895465 |  |  | PQ | AD | 2771.281 | 8107402 | no | no |  |  | no |  |  | 1307613.201 | 15267754.327 |  | -1
node_8107402_200895466 |  |  | PQ | AD | 2771.281 | 8107402 | no | no |  |  | no |  |  | 1307335.862 | 15267638.348 |  | -1
node_8107402_200895467 |  |  | PQ | AN | 2771.281 | 8107402 | no | no |  |  | no |  |  | 1307046.886 | 15267504.222 |  | -1
node_8107402_200895468 |  |  | PQ | AD | 2771.281 | 8107402 | no | no |  |  | no |  |  | 1306862.709 | 15267439.12 |  | -1
node_8107402_200895470 |  |  | PQ | AD | 2771.281 | 8107402 | no | no |  |  | no |  |  | 1306529.708 | 15267932.534 |  | -1
node_8107402_200895536 |  |  | PQ | AD | 2771.281 | 8107402 | no | no |  |  | no |  |  | 1296649.192 | 15260207.229 |  | -1
node_8107402_200895537 |  |  | PQ | AD | 2771.281 | 8107402 | no | no |  |  | no |  |  | 1296608.871 | 15260000.832 |  | -1
node_8107402_200895538 |  |  | PQ | AD | 2771.281 | 8107402 | no | no |  |  | no |  |  | 1296555.12 | 15259736.12 |  | -1
node_8107402_200895539 |  |  | PQ | AN | 2771.281 | 8107402 | no | no |  |  | no |  |  | 1296461.843 | 15259343.28 |  | -1
node_8107402_200895540 |  |  | PQ | AD | 2771.281 | 8107402 | no | no |  |  | no |  |  | 1296300.678 | 15259050.545 |  | -1
node_8107402_200895541 |  |  | PQ | AD | 2771.281 | 8107402 | no | no |  |  | no |  |  | 1296129.472 | 15258732.403 |  | -1
node_8107402_200895542 |  |  | PQ | AD | 2771.281 | 8107402 | no | no |  |  | no |  |  | 1295975.965 | 15258450.984 |  | -1
node_8107402_200895543 |  |  | PQ | AD | 2771.281 | 8107402 | no | no |  |  | no |  |  | 1295819.293 | 15258167.215 |  | -1
node_8107402_200895544 |  |  | PQ | AN | 2771.281 | 8107402 | no | no |  |  | no |  |  | 1295665.868 | 15257889.538 |  | -1
node_8107402_200895849 |  |  | PQ | AN | 2771.281 | 8107402 | no | no |  |  | no |  |  | 1297482.517 | 15271900.379 |  | -1
node_8107402_200895850 |  |  | PQ | AD | 2771.281 | 8107402 | no | no |  |  | no |  |  | 1298465.55 | 15272295.73 |  | -1
node_8107402_200895851 |  |  | PQ | AD | 2771.281 | 8107402 | no | no |  |  | no |  |  | 1298190.553 | 15272293.308 |  | -1
node_8107402_200895852 |  |  | PQ | AN | 2771.281 | 8107402 | no | no |  |  | no |  |  | 1294702.256 | 15272280.951 |  | -1
node_8107402_200895853 |  |  | PQ | AN | 2771.281 | 8107402 | no | no |  |  | no |  |  | 1294651.431 | 15272482.108 |  | -1
node_8107402_200895855 |  |  | PQ | AN | 2771.281 | 8107402 | no | no |  |  | no |  |  | 1294633.884 | 15272813.069 |  | -1
node_8107402_200895856 |  |  | PQ | AD | 2771.281 | 8107402 | no | no |  |  | no |  |  | 1294622.156 | 15273004.086 |  | -1
node_8107402_200895857 |  |  | PQ | AN | 2771.281 | 8107402 | no | no |  |  | no |  |  | 1294581.798 | 15273304.112 |  | -1
node_8107402_200895858 |  |  | PQ | AD | 2771.281 | 8107402 | no | no |  |  | no |  |  | 1294437.558 | 15272396.635 |  | -1
node_8107402_200895859 |  |  | PQ | AN | 2771.281 | 8107402 | no | no |  |  | no |  |  | 1294278.12 | 15272460.136 |  | -1
node_8107402_200895861 |  |  | PQ | AD | 2771.281 | 8107402 | no | no |  |  | no |  |  | 1297680.803 | 15272295.608 |  | -1
node_8107402_200895862 |  |  | PQ | AD | 2771.281 | 8107402 | no | no |  |  | no |  |  | 1297408.361 | 15272279.428 |  | -1
node_8107402_200895863 |  |  | PQ | AD | 2771.281 | 8107402 | no | no |  |  | no |  |  | 1297036.65 | 15272286.973 |  | -1
node_8107402_200895864 |  |  | PQ | AD | 2771.281 | 8107402 | no | no |  |  | no |  |  | 1296626.35 | 15272287.542 |  | -1
node_8107402_200895865 |  |  | PQ | AD | 2771.281 | 8107402 | no | no |  |  | no |  |  | 1296143.659 | 15272285.229 |  | -1
node_8107402_200895866 |  |  | PQ | AN | 2771.281 | 8107402 | no | no |  |  | no |  |  | 1295778.02 | 15272282.383 |  | -1
node_8107402_200895867 |  |  | PQ | AN | 2771.281 | 8107402 | no | no |  |  | no |  |  | 1295472.253 | 15272284.922 |  | -1
node_8107402_200895868 |  |  | PQ | AD | 2771.281 | 8107402 | no | no |  |  | no |  |  | 1295068.724 | 15272273.705 |  | -1
node_8107402_200895869 |  |  | PQ | AD | 2771.281 | 8107402 | no | no |  |  | no |  |  | 1298974.949 | 15272242.768 |  | -1
node_8107402_200895870 |  |  | PQ | AD | 2771.281 | 8107402 | no | no |  |  | no |  |  | 1299362.356 | 15272246.672 |  | -1
node_8107402_200895871 |  |  | PQ | AN | 2771.281 | 8107402 | no | no |  |  | no |  |  | 1299860.047 | 15272313.807 |  | -1
node_8107402_200895873 |  |  | PQ | AD | 2771.281 | 8107402 | no | no |  |  | no |  |  | 1300284.999 | 15272389.208 |  | -1
node_8107402_200895874 |  |  | PQ | AN | 2771.281 | 8107402 | no | no |  |  | no |  |  | 1300702.937 | 15272475.525 |  | -1
node_8107402_200895875 |  |  | PQ | AD | 2771.281 | 8107402 | no | no |  |  | no |  |  | 1301056.407 | 15272405.252 |  | -1
node_8107402_200895876 |  |  | PQ | AD | 2771.281 | 8107402 | no | no |  |  | no |  |  | 1301342.131 | 15272374.725 |  | -1
node_8107402_200895877 |  |  | PQ | AD | 2771.281 | 8107402 | no | no |  |  | no |  |  | 1301352.801 | 15272499.671 |  | -1
node_8107402_200895878 |  |  | PQ | AN | 2771.281 | 8107402 | no | no |  |  | no |  |  | 1301628.884 | 15272493.269 |  | -1
node_8107402_200895879 |  |  | PQ | AD | 2771.281 | 8107402 | no | no |  |  | no |  |  | 1301850.147 | 15272475.113 |  | -1
node_8107402_200895880 |  |  | PQ | AN | 2771.281 | 8107402 | no | no |  |  | no |  |  | 1302231.081 | 15272542.458 |  | -1
node_8107402_200895882 |  |  | PQ | AN | 2771.281 | 8107402 | no | no |  |  | no |  |  | 1301457.726 | 15272352.505 |  | -1
node_8107402_200895883 |  |  | PQ | AN | 2771.281 | 8107402 | no | no |  |  | no |  |  | 1301899.384 | 15272297.901 |  | -1
node_8107402_200896143 |  |  | PQ | AN | 2771.281 | 8107402 | no | no |  |  | no |  |  | 1310467.09 | 15268348.618 |  | -1
node_8107402_200896144 |  |  | PQ | AD | 2771.281 | 8107402 | no | no |  |  | no |  |  | 1310137.84 | 15268304.997 |  | -1
node_8107402_200896145 |  |  | PQ | AD | 2771.281 | 8107402 | no | no |  |  | no |  |  | 1309766.356 | 15268306.433 |  | -1
node_8107402_200896218 |  |  | PQ | AN | 2771.281 | 8107402 | no | no |  |  | no |  |  | 1294036.389 | 15275247.14 |  | -1
node_8107402_200896219 |  |  | PQ | AN | 2771.281 | 8107402 | no | no |  |  | no |  |  | 1294098.397 | 15275129.411 |  | -1
node_8107402_200896220 |  |  | PQ | AN | 2771.281 | 8107402 | no | no |  |  | no |  |  | 1294249.605 | 15274815.253 |  | -1
node_8107402_200896221 |  |  | PQ | AN | 2771.281 | 8107402 | no | no |  |  | no |  |  | 1294300.714 | 15274681.823 |  | -1
node_8107402_200896223 |  |  | PQ | AN | 2771.281 | 8107402 | no | no |  |  | no |  |  | 1294381.325 | 15274469.003 |  | -1
node_8107402_200896225 |  |  | PQ | AN | 2771.281 | 8107402 | no | no |  |  | no |  |  | 1294346.621 | 15274159.715 |  | -1
node_8107402_200896227 |  |  | PQ | AN | 2771.281 | 8107402 | no | no |  |  | no |  |  | 1294320.32 | 15273893.309 |  | -1
node_8107402_200896280 |  |  | PQ | AD | 2771.281 | 8107402 | no | no |  |  | no |  |  | 1298971.884 | 15266601.937 |  | -1
node_8107402_200896281 |  |  | PQ | AD | 2771.281 | 8107402 | no | no |  |  | no |  |  | 1298852.903 | 15266449.833 |  | -1
node_8107402_200896282 |  |  | PQ | AN | 2771.281 | 8107402 | no | no |  |  | no |  |  | 1298742.842 | 15266308.472 |  | -1
node_8107402_200896283 |  |  | PQ | AN | 2771.281 | 8107402 | no | no |  |  | no |  |  | 1298587.124 | 15266101.54 |  | -1
node_8107402_200896285 |  |  | PQ | AN | 2771.281 | 8107402 | no | no |  |  | no |  |  | 1300905.56 | 15265024.172 |  | -1
node_8107402_200896286 |  |  | PQ | AD | 2771.281 | 8107402 | no | no |  |  | no |  |  | 1299254.971 | 15266514.004 |  | -1
node_8107402_200896287 |  |  | PQ | AD | 2771.281 | 8107402 | no | no |  |  | no |  |  | 1299432.154 | 15266467.549 |  | -1
node_8107402_200896288 |  |  | PQ | AD | 2771.281 | 8107402 | no | no |  |  | no |  |  | 1299714.991 | 15266467.797 |  | -1
node_8107402_200896289 |  |  | PQ | AD | 2771.281 | 8107402 | no | no |  |  | no |  |  | 1299997.231 | 15266487.807 |  | -1
node_8107402_200896291 |  |  | PQ | AN | 2771.281 | 8107402 | no | no |  |  | no |  |  | 1300840.954 | 15265848.123 |  | -1
node_8107402_200896292 |  |  | PQ | AD | 2771.281 | 8107402 | no | no |  |  | no |  |  | 1300805.262 | 15265577.083 |  | -1
node_8107402_200896293 |  |  | PQ | AD | 2771.281 | 8107402 | no | no |  |  | no |  |  | 1300830.837 | 15265352.17 |  | -1
node_8107402_200896324 |  |  | PQ | AD | 2771.281 | 8107402 | no | no |  |  | no |  |  | 1294591.862 | 15285470.296 |  | -1
node_8107402_200896325 |  |  | PQ | AN | 2771.281 | 8107402 | no | no |  |  | no |  |  | 1294862.413 | 15285369.366 |  | -1
node_8107402_200896326 |  |  | PQ | AN | 2771.281 | 8107402 | no | no |  |  | no |  |  | 1295101.978 | 15285260.499 |  | -1
node_8107402_200898040 |  |  | PQ | AD | 2771.281 | 8107402 | no | no |  |  | no |  |  | 1302302.501 | 15286326.569 |  | -1
node_8107402_200898041 |  |  | PQ | AN | 2771.281 | 8107402 | no | no |  |  | no |  |  | 1302205.462 | 15286652.364 |  | -1
node_8107402_200898042 |  |  | PQ | AN | 2771.281 | 8107402 | no | no |  |  | no |  |  | 1302271.809 | 15286316.325 |  | -1
node_8107402_200898043 |  |  | PQ | AD | 2771.281 | 8107402 | no | no |  |  | no |  |  | 1302185.943 | 15285986.861 |  | -1
node_8107402_200898044 |  |  | PQ | AN | 2771.281 | 8107402 | no | no |  |  | no |  |  | 1302054.455 | 15285672.815 |  | -1
node_8107402_200898046 |  |  | PQ | AD | 2771.281 | 8107402 | no | no |  |  | no |  |  | 1301988.776 | 15285438.006 |  | -1
node_8107402_200898047 |  |  | PQ | AD | 2771.281 | 8107402 | no | no |  |  | no |  |  | 1301944.559 | 15285164.171 |  | -1
node_8107402_200898923 |  |  | PQ | ABCN | 19918.584 | 8107402 | no | no |  |  | no |  |  | 1301660.923 | 15288179.62 |  | -1
node_8107402_200898925 |  |  | PQ | ABCN | 19918.584 | 8107402 | no | no |  |  | no |  |  | 1300000.039 | 15289290.716 |  | -1
node_8107402_200898927 |  |  | PQ | ABCN | 19918.584 | 8107402 | no | no |  |  | no |  |  | 1299811.093 | 15289319.115 |  | -1
node_8107402_200898928 |  |  | PQ | ABCN | 19918.584 | 8107402 | no | no |  |  | no |  |  | 1299638.752 | 15289401.566 |  | -1
node_8107402_200898930 |  |  | PQ | ABCN | 19918.584 | 8107402 | no | no |  |  | no |  |  | 1299469.627 | 15289496.379 |  | -1
node_8107402_200898932 |  |  | PQ | ABCN | 19918.584 | 8107402 | no | no |  |  | no |  |  | 1299334.423 | 15289746.669 |  | -1
node_8107402_200898933 |  |  | PQ | AN | 19918.584 | 8107402 | no | no |  |  | no |  |  | 1299296.39 | 15289723.526 |  | -1
node_8107402_200898934 |  |  | PQ | ABCN | 19918.584 | 8107402 | no | no |  |  | no |  |  | 1299271.398 | 15289978.983 |  | -1
node_8107402_200898935 |  |  | PQ | ABCN | 19918.584 | 8107402 | no | no |  |  | no |  |  | 1299204.291 | 15290209.277 |  | -1
node_8107402_200898936 |  |  | PQ | ABCN | 19918.584 | 8107402 | no | no |  |  | no |  |  | 1299142.958 | 15290438.65 |  | -1
node_8107402_200898937 |  |  | PQ | ABCN | 19918.584 | 8107402 | no | no |  |  | no |  |  | 1299044.723 | 15290652.433 |  | -1
node_8107402_200898938 |  |  | PQ | ABCN | 19918.584 | 8107402 | no | no |  |  | no |  |  | 1299024.634 | 15290661.63 |  | -1
node_8107402_200898939 |  |  | PQ | ABCN | 19918.584 | 8107402 | no | no |  |  | no |  |  | 1299040.829 | 15290828.526 |  | -1
node_8107402_200898940 |  |  | PQ | ABCN | 19918.584 | 8107402 | no | no |  |  | no |  |  | 1301510.64 | 15288268.359 |  | -1
node_8107402_200898941 |  |  | PQ | ABCN | 19918.584 | 8107402 | no | no |  |  | no |  |  | 1301424.097 | 15288507.123 |  | -1
node_8107402_200898942 |  |  | PQ | ABCN | 19918.584 | 8107402 | no | no |  |  | no |  |  | 1301325.431 | 15288784.329 |  | -1
node_8107402_200898943 |  |  | PQ | ABCN | 19918.584 | 8107402 | no | no |  |  | no |  |  | 1301124.359 | 15288912.346 |  | -1
node_8107402_200898944 |  |  | PQ | ABCN | 19918.584 | 8107402 | no | no |  |  | no |  |  | 1300953.247 | 15289063.645 |  | -1
node_8107402_200898945 |  |  | PQ | ABCN | 19918.584 | 8107402 | no | no |  |  | no |  |  | 1300761.147 | 15289212.301 |  | -1
node_8107402_200898946 |  |  | PQ | AN | 19918.584 | 8107402 | no | no |  |  | no |  |  | 1300886.588 | 15288929.537 |  | -1
node_8107402_200898948 |  |  | PQ | AN | 19918.584 | 8107402 | no | no |  |  | no |  |  | 1300892.664 | 15288883.824 |  | -1
node_8107402_200898949 |  |  | PQ | AN | 19918.584 | 8107402 | no | no |  |  | no |  |  | 1301032.691 | 15288648.471 |  | -1
node_8107402_200898950 |  |  | PQ | AN | 19918.584 | 8107402 | no | no |  |  | no |  |  | 1301164.484 | 15288579.269 |  | -1
node_8107402_200898951 |  |  | PQ | ABCN | 19918.584 | 8107402 | no | no |  |  | no |  |  | 1300546.422 | 15289249.182 |  | -1
node_8107402_200898952 |  |  | PQ | ABCN | 19918.584 | 8107402 | no | no |  |  | no |  |  | 1300332.839 | 15289290.561 |  | -1
node_8107402_200898965 |  |  | PQ | AN | 19918.584 | 8107402 | no | no |  |  | no |  |  | 1301361.954 | 15288189.907 |  | -1
node_8107402_200898966 |  |  | PQ | AN | 19918.584 | 8107402 | no | no |  |  | no |  |  | 1301338.052 | 15288241.496 |  | -1
node_8107402_200898968 |  |  | PQ | AN | 19918.584 | 8107402 | no | no |  |  | no |  |  | 1301456.287 | 15288005.131 |  | -1
node_8107402_200898971 |  |  | PQ | AN | 19918.584 | 8107402 | no | no |  |  | no |  |  | 1301501.224 | 15287843.686 |  | -1
node_8107402_200898973 |  |  | PQ | AN | 19918.584 | 8107402 | no | no |  |  | no |  |  | 1301632.937 | 15287688.913 |  | -1
node_8107402_200898974 |  |  | PQ | AN | 19918.584 | 8107402 | no | no |  |  | no |  |  | 1301718.459 | 15287558.548 |  | -1
node_8107402_200898976 |  |  | PQ | AN | 19918.584 | 8107402 | no | no |  |  | no |  |  | 1298383.253 | 15283202.21 |  | -1
node_8107402_200898983 |  |  | PQ | AN | 2771.281 | 8107402 | no | no |  |  | no |  |  | 1297002.267 | 15272422.596 |  | -1
node_8107402_200898984 |  |  | PQ | AD | 2771.281 | 8107402 | no | no |  |  | no |  |  | 1296848.133 | 15272589.617 |  | -1
node_8107402_200898986 |  |  | PQ | AN | 2771.281 | 8107402 | no | no |  |  | no |  |  | 1296610.114 | 15272581.712 |  | -1
node_8107402_200898988 |  |  | PQ | AN | 2771.281 | 8107402 | no | no |  |  | no |  |  | 1296335.77 | 15272569.993 |  | -1
node_8107402_200898989 |  |  | PQ | AN | 7199.558 | 8107402 | no | no |  |  | no |  |  | 1295121.12 | 15289673.031 |  | -1
node_8107402_200898990 |  |  | PQ | AN | 7199.558 | 8107402 | no | no |  |  | no |  |  | 1294966.453 | 15289389.948 |  | -1
node_8107402_200898991 |  |  | PQ | AD | 2771.281 | 8107402 | no | no |  |  | no |  |  | 1296315.333 | 15265196.227 |  | -1
node_8107402_200898992 |  |  | PQ | AN | 2771.281 | 8107402 | no | no |  |  | no |  |  | 1296230.295 | 15265516.162 |  | -1
node_8107402_200898994 |  |  | PQ | AD | 2771.281 | 8107402 | no | no |  |  | no |  |  | 1296155.866 | 15265272.176 |  | -1
node_8107402_200898995 |  |  | PQ | AN | 2771.281 | 8107402 | no | no |  |  | no |  |  | 1295666.765 | 15265532.785 |  | -1
node_8107402_200899060 |  |  | PQ | AN | 2771.281 | 8107402 | no | no |  |  | no |  |  | 1303626.536 | 15273395.724 |  | -1
node_8107402_200899061 |  |  | PQ | AD | 2771.281 | 8107402 | no | no |  |  | no |  |  | 1303467.154 | 15273245.028 |  | -1
node_8107402_200899062 |  |  | PQ | AN | 2771.281 | 8107402 | no | no |  |  | no |  |  | 1303285.188 | 15272955.109 |  | -1
node_8107402_200899063 |  |  | PQ | AD | 2771.281 | 8107402 | no | no |  |  | no |  |  | 1303081.082 | 15272812.442 |  | -1
node_8107402_200899064 |  |  | PQ | AN | 2771.281 | 8107402 | no | no |  |  | no |  |  | 1302872.928 | 15272574.069 |  | -1
node_8107402_200899087 |  |  | PQ | AD | 2771.281 | 8107402 | no | no |  |  | no |  |  | 1302248.249 | 15285892.75 |  | -1
node_8107402_200899088 |  |  | PQ | AN | 2771.281 | 8107402 | no | no |  |  | no |  |  | 1302334.179 | 15285882.814 |  | -1
node_8107402_200899089 |  |  | PQ | AN | 2771.281 | 8107402 | no | no |  |  | no |  |  | 1302426.764 | 15285655.962 |  | -1
node_8107402_200899091 |  |  | PQ | AN | 2771.281 | 8107402 | no | no |  |  | no |  |  | 1302692.519 | 15285520.881 |  | -1
node_8107402_200899092 |  |  | PQ | AD | 2771.281 | 8107402 | no | no |  |  | no |  |  | 1294699.427 | 15271952.014 |  | -1
node_8107402_200899093 |  |  | PQ | AN | 2771.281 | 8107402 | no | no |  |  | no |  |  | 1294711.246 | 15271613.475 |  | -1
node_8107402_200899094 |  |  | PQ | AN | 2771.281 | 8107402 | no | no |  |  | no |  |  | 1294712.147 | 15271342.862 |  | -1
node_8107402_200899095 |  |  | PQ | AD | 2771.281 | 8107402 | no | no |  |  | no |  |  | 1294634.713 | 15271072.387 |  | -1
node_8107402_200899096 |  |  | PQ | AN | 2771.281 | 8107402 | no | no |  |  | no |  |  | 1294632.086 | 15270805.879 |  | -1
node_8107402_200899348 |  |  | PQ | AN | 2771.281 | 8107402 | no | no |  |  | no |  |  | 1304033.145 | 15266629.859 |  | -1
node_8107402_200899349 |  |  | PQ | AD | 2771.281 | 8107402 | no | no |  |  | no |  |  | 1303826.365 | 15266342.839 |  | -1
node_8107402_200899350 |  |  | PQ | AD | 2771.281 | 8107402 | no | no |  |  | no |  |  | 1303669.502 | 15266090.187 |  | -1
node_8107402_200899351 |  |  | PQ | AD | 2771.281 | 8107402 | no | no |  |  | no |  |  | 1303533.492 | 15265837.633 |  | -1
node_8107402_200899352 |  |  | PQ | AD | 2771.281 | 8107402 | no | no |  |  | no |  |  | 1303342.674 | 15265605.681 |  | -1
node_8107402_200899353 |  |  | PQ | AD | 2771.281 | 8107402 | no | no |  |  | no |  |  | 1303113.722 | 15265435.239 |  | -1
node_8107402_200899354 |  |  | PQ | AD | 2771.281 | 8107402 | no | no |  |  | no |  |  | 1303094.699 | 15265441.234 |  | -1
node_8107402_200899355 |  |  | PQ | AN | 2771.281 | 8107402 | no | no |  |  | no |  |  | 1302838.023 | 15265493.583 |  | -1
node_8107402_200899356 |  |  | PQ | AN | 2771.281 | 8107402 | no | no |  |  | no |  |  | 1302539.537 | 15265547.35 |  | -1
node_8107402_200899357 |  |  | PQ | AN | 2771.281 | 8107402 | no | no |  |  | no |  |  | 1303012.698 | 15265271.808 |  | -1
node_8107402_200899467 |  |  | PQ | AD | 2771.281 | 8107402 | no | no |  |  | no |  |  | 1300349.441 | 15266294.142 |  | -1
node_8107402_200899468 |  |  | PQ | AD | 2771.281 | 8107402 | no | no |  |  | no |  |  | 1300288.619 | 15266573.195 |  | -1
node_8107402_200899469 |  |  | PQ | AD | 2771.281 | 8107402 | no | no |  |  | no |  |  | 1300586.191 | 15266593.938 |  | -1
node_8107402_200899470 |  |  | PQ | AN | 2771.281 | 8107402 | no | no |  |  | no |  |  | 1300880.654 | 15266607.684 |  | -1
node_8107402_200899665 |  |  | PQ | AN | 2771.281 | 8107402 | no | no |  |  | no |  |  | 1304108.02 | 15292867.943 |  | -1
node_8107402_200899674 |  |  | PQ | AD | 2771.281 | 8107402 | no | no |  |  | no |  |  | 1302702.062 | 15294068.433 |  | -1
node_8107402_200899675 |  |  | PQ | AN | 2771.281 | 8107402 | no | no |  |  | no |  |  | 1302963.746 | 15293956.896 |  | -1
node_8107402_200899676 |  |  | PQ | AD | 2771.281 | 8107402 | no | no |  |  | no |  |  | 1303222.116 | 15293808.183 |  | -1
node_8107402_200899677 |  |  | PQ | AD | 2771.281 | 8107402 | no | no |  |  | no |  |  | 1303477.537 | 15293639.842 |  | -1
node_8107402_200899678 |  |  | PQ | AD | 2771.281 | 8107402 | no | no |  |  | no |  |  | 1303698.734 | 15293454.742 |  | -1
node_8107402_200899679 |  |  | PQ | AN | 2771.281 | 8107402 | no | no |  |  | no |  |  | 1303942.83 | 15293240.016 |  | -1
node_8107402_200899802 |  |  | PQ | AN | 2771.281 | 8107402 | no | no |  |  | no |  |  | 1305166.304 | 15282788.175 |  | -1
node_8107402_200899803 |  |  | PQ | AD | 2771.281 | 8107402 | no | no |  |  | no |  |  | 1306535.805 | 15273704.965 |  | -1
node_8107402_200899804 |  |  | PQ | AN | 2771.281 | 8107402 | no | no |  |  | no |  |  | 1306546.547 | 15278220.073 |  | -1
node_8107402_200899806 |  |  | PQ | AN | 2771.281 | 8107402 | no | no |  |  | no |  |  | 1306613.912 | 15277604.5 |  | -1
node_8107402_200899807 |  |  | PQ | AN | 2771.281 | 8107402 | no | no |  |  | no |  |  | 1306633.765 | 15277378.361 |  | -1
node_8107402_200899808 |  |  | PQ | AD | 2771.281 | 8107402 | no | no |  |  | no |  |  | 1306663.107 | 15277098.096 |  | -1
node_8107402_200899809 |  |  | PQ | AD | 2771.281 | 8107402 | no | no |  |  | no |  |  | 1306620.618 | 15276804.855 |  | -1
node_8107402_200899810 |  |  | PQ | AD | 2771.281 | 8107402 | no | no |  |  | no |  |  | 1306722.63 | 15276694.064 |  | -1
node_8107402_200899811 |  |  | PQ | AN | 2771.281 | 8107402 | no | no |  |  | no |  |  | 1306918.849 | 15276442.567 |  | -1
node_8107402_200899812 |  |  | PQ | AD | 2771.281 | 8107402 | no | no |  |  | no |  |  | 1306593.242 | 15276389.521 |  | -1
node_8107402_200899813 |  |  | PQ | AD | 2771.281 | 8107402 | no | no |  |  | no |  |  | 1306525.038 | 15275805.14 |  | -1
node_8107402_200899814 |  |  | PQ | AD | 2771.281 | 8107402 | no | no |  |  | no |  |  | 1306495.481 | 15275543.276 |  | -1
node_8107402_200899815 |  |  | PQ | AN | 2771.281 | 8107402 | no | no |  |  | no |  |  | 1306452.11 | 15275179.764 |  | -1
node_8107402_200899818 |  |  | PQ | AD | 2771.281 | 8107402 | no | no |  |  | no |  |  | 1306487.603 | 15274836.741 |  | -1
node_8107402_200899819 |  |  | PQ | AD | 2771.281 | 8107402 | no | no |  |  | no |  |  | 1306507.42 | 15274462.477 |  | -1
node_8107402_200899820 |  |  | PQ | AD | 2771.281 | 8107402 | no | no |  |  | no |  |  | 1306582.123 | 15274161.333 |  | -1
node_8107402_200899822 |  |  | PQ | AD | 2771.281 | 8107402 | no | no |  |  | no |  |  | 1306987.002 | 15273428.982 |  | -1
node_8107402_200899824 |  |  | PQ | AN | 2771.281 | 8107402 | no | no |  |  | no |  |  | 1307356.904 | 15272798.616 |  | -1
node_8107402_200899827 |  |  | PQ | AN | 2771.281 | 8107402 | no | no |  |  | no |  |  | 1307923.917 | 15271826.792 |  | -1
node_8107402_200899830 |  |  | PQ | AN | 2771.281 | 8107402 | no | no |  |  | no |  |  | 1307892.703 | 15271387.851 |  | -1
node_8107402_200899831 |  |  | PQ | AD | 2771.281 | 8107402 | no | no |  |  | no |  |  | 1308215.118 | 15271221.991 |  | -1
node_8107402_200899833 |  |  | PQ | AN | 2771.281 | 8107402 | no | no |  |  | no |  |  | 1308458.404 | 15270610.537 |  | -1
node_8107402_200899834 |  |  | PQ | AD | 2771.281 | 8107402 | no | no |  |  | no |  |  | 1308583.406 | 15270307.784 |  | -1
node_8107402_200899835 |  |  | PQ | AN | 2771.281 | 8107402 | no | no |  |  | no |  |  | 1308715.541 | 15269987.513 |  | -1
node_8107402_200899836 |  |  | PQ | AN | 2771.281 | 8107402 | no | no |  |  | no |  |  | 1308797.47 | 15269783.24 |  | -1
node_8107402_200899837 |  |  | PQ | AN | 2771.281 | 8107402 | no | no |  |  | no |  |  | 1308852.914 | 15269646.828 |  | -1
node_8107402_200899838 |  |  | PQ | AD | 2771.281 | 8107402 | no | no |  |  | no |  |  | 1308992.832 | 15269297.228 |  | -1
node_8107402_200899839 |  |  | PQ | AD | 2771.281 | 8107402 | no | no |  |  | no |  |  | 1309135.873 | 15268950.603 |  | -1
node_8107402_200899840 |  |  | PQ | AD | 2771.281 | 8107402 | no | no |  |  | no |  |  | 1309269.441 | 15268616.548 |  | -1
node_8107402_200899841 |  |  | PQ | AN | 2771.281 | 8107402 | no | no |  |  | no |  |  | 1309360.206 | 15268370.02 |  | -1
node_8107402_200899842 |  |  | PQ | AD | 2771.281 | 8107402 | no | no |  |  | no |  |  | 1309426.305 | 15268108.745 |  | -1
node_8107402_200899844 |  |  | PQ | AD | 2771.281 | 8107402 | no | no |  |  | no |  |  | 1309509.288 | 15267752.093 |  | -1
node_8107402_200899845 |  |  | PQ | AD | 2771.281 | 8107402 | no | no |  |  | no |  |  | 1309572.963 | 15267463.953 |  | -1
node_8107402_200899846 |  |  | PQ | AD | 2771.281 | 8107402 | no | no |  |  | no |  |  | 1309657.552 | 15267155.595 |  | -1
node_8107402_200899847 |  |  | PQ | AD | 2771.281 | 8107402 | no | no |  |  | no |  |  | 1309762.071 | 15266867.227 |  | -1
node_8107402_200899848 |  |  | PQ | AD | 2771.281 | 8107402 | no | no |  |  | no |  |  | 1309832.804 | 15266655.077 |  | -1
node_8107402_200899849 |  |  | PQ | AN | 2771.281 | 8107402 | no | no |  |  | no |  |  | 1309619.819 | 15266636.986 |  | -1
node_8107402_200899850 |  |  | PQ | AD | 2771.281 | 8107402 | no | no |  |  | no |  |  | 1310168.351 | 15266675.797 |  | -1
node_8107402_200899851 |  |  | PQ | AD | 2771.281 | 8107402 | no | no |  |  | no |  |  | 1310451.906 | 15266697.006 |  | -1
node_8107402_200899852 |  |  | PQ | AN | 2771.281 | 8107402 | no | no |  |  | no |  |  | 1310641.256 | 15266760.781 |  | -1
node_8107402_200899906 |  |  | PQ | AD | 2771.281 | 8107402 | no | no |  |  | no |  |  | 1301924.762 | 15287470.233 |  | -1
node_8107402_200899907 |  |  | PQ | AD | 2771.281 | 8107402 | no | no |  |  | no |  |  | 1302013.148 | 15287301.546 |  | -1
node_8107402_200899908 |  |  | PQ | AN | 2771.281 | 8107402 | no | no |  |  | no |  |  | 1302103.276 | 15287174.511 |  | -1
node_8107402_200899911 |  |  | PQ | AD | 2771.281 | 8107402 | no | no |  |  | no |  |  | 1302229.865 | 15286858.072 |  | -1
node_8107402_200899912 |  |  | PQ | AN | 2771.281 | 8107402 | no | no |  |  | no |  |  | 1302393.876 | 15286675.83 |  | -1
node_8107402_200899913 |  |  | PQ | AD | 2771.281 | 8107402 | no | no |  |  | no |  |  | 1302560.44 | 15286483.251 |  | -1
node_8107402_200899914 |  |  | PQ | AN | 2771.281 | 8107402 | no | no |  |  | no |  |  | 1302671.54 | 15286326.858 |  | -1
node_8107402_200899916 |  |  | PQ | AD | 2771.281 | 8107402 | no | no |  |  | no |  |  | 1302858.961 | 15286132.196 |  | -1
node_8107402_200899917 |  |  | PQ | AD | 2771.281 | 8107402 | no | no |  |  | no |  |  | 1302936.102 | 15285992.444 |  | -1
node_8107402_200899919 |  |  | PQ | AN | 2771.281 | 8107402 | no | no |  |  | no |  |  | 1303160.161 | 15285670.338 |  | -1
node_8107402_200899920 |  |  | PQ | AN | 2771.281 | 8107402 | no | no |  |  | no |  |  | 1303163.327 | 15285436.291 |  | -1
node_8107402_200899922 |  |  | PQ | AD | 2771.281 | 8107402 | no | no |  |  | no |  |  | 1303252.506 | 15285864.331 |  | -1
node_8107402_200899924 |  |  | PQ | AN | 2771.281 | 8107402 | no | no |  |  | no |  |  | 1303623.296 | 15285853.244 |  | -1
node_8107402_200899925 |  |  | PQ | AD | 2771.281 | 8107402 | no | no |  |  | no |  |  | 1303779.887 | 15285848.555 |  | -1
node_8107402_200899926 |  |  | PQ | AD | 2771.281 | 8107402 | no | no |  |  | no |  |  | 1303958.523 | 15285864.101 |  | -1
node_8107402_200899927 |  |  | PQ | AN | 2771.281 | 8107402 | no | no |  |  | no |  |  | 1303972.57 | 15285787.856 |  | -1
node_8107402_200899928 |  |  | PQ | AD | 2771.281 | 8107402 | no | no |  |  | no |  |  | 1304107.344 | 15285892.976 |  | -1
node_8107402_200899929 |  |  | PQ | AN | 2771.281 | 8107402 | no | no |  |  | no |  |  | 1304242.459 | 15285853.513 |  | -1
node_8107402_200899930 |  |  | PQ | AN | 2771.281 | 8107402 | no | no |  |  | no |  |  | 1304550.417 | 15285758.503 |  | -1
node_8107402_200899933 |  |  | PQ | AN | 2771.281 | 8107402 | no | no |  |  | no |  |  | 1304769.07 | 15285242.233 |  | -1
node_8107402_200899934 |  |  | PQ | AD | 2771.281 | 8107402 | no | no |  |  | no |  |  | 1304916.891 | 15284891.931 |  | -1
node_8107402_200899935 |  |  | PQ | AN | 2771.281 | 8107402 | no | no |  |  | no |  |  | 1305012.082 | 15284669.905 |  | -1
node_8107402_200899937 |  |  | PQ | AD | 2771.281 | 8107402 | no | no |  |  | no |  |  | 1305027.896 | 15284430.607 |  | -1
node_8107402_200899938 |  |  | PQ | AD | 2771.281 | 8107402 | no | no |  |  | no |  |  | 1305133.165 | 15284121.566 |  | -1
node_8107402_200899939 |  |  | PQ | AN | 2771.281 | 8107402 | no | no |  |  | no |  |  | 1305187.314 | 15283965.115 |  | -1
node_8107402_200899941 |  |  | PQ | AD | 2771.281 | 8107402 | no | no |  |  | no |  |  | 1305245.503 | 15283757.356 |  | -1
node_8107402_200899942 |  |  | PQ | AN | 2771.281 | 8107402 | no | no |  |  | no |  |  | 1305274.015 | 15283624.913 |  | -1
node_8107402_200899943 |  |  | PQ | AD | 2771.281 | 8107402 | no | no |  |  | no |  |  | 1305181.556 | 15283616.589 |  | -1
node_8107402_200899944 |  |  | PQ | AN | 2771.281 | 8107402 | no | no |  |  | no |  |  | 1305337.609 | 15283420.505 |  | -1
node_8107402_200899946 |  |  | PQ | AD | 2771.281 | 8107402 | no | no |  |  | no |  |  | 1305386.802 | 15283252.951 |  | -1
node_8107402_200899948 |  |  | PQ | AN | 2771.281 | 8107402 | no | no |  |  | no |  |  | 1305463.011 | 15282968.876 |  | -1
node_8107402_200899949 |  |  | PQ | AN | 2771.281 | 8107402 | no | no |  |  | no |  |  | 1305384.099 | 15282925.523 |  | -1
node_8107402_200899950 |  |  | PQ | AN | 2771.281 | 8107402 | no | no |  |  | no |  |  | 1305512.53 | 15282789.058 |  | -1
node_8107402_200899952 |  |  | PQ | AN | 2771.281 | 8107402 | no | no |  |  | no |  |  | 1305564.248 | 15282608.93 |  | -1
node_8107402_200899953 |  |  | PQ | AD | 2771.281 | 8107402 | no | no |  |  | no |  |  | 1305611.484 | 15282424.312 |  | -1
node_8107402_200899954 |  |  | PQ | AN | 2771.281 | 8107402 | no | no |  |  | no |  |  | 1305394.897 | 15282315.504 |  | -1
node_8107402_200899958 |  |  | PQ | AD | 2771.281 | 8107402 | no | no |  |  | no |  |  | 1305732.316 | 15282000.71 |  | -1
node_8107402_200899959 |  |  | PQ | AN | 2771.281 | 8107402 | no | no |  |  | no |  |  | 1305770.733 | 15281854.655 |  | -1
node_8107402_200899960 |  |  | PQ | AD | 2771.281 | 8107402 | no | no |  |  | no |  |  | 1305798.799 | 15281599.856 |  | -1
node_8107402_200899961 |  |  | PQ | AN | 2771.281 | 8107402 | no | no |  |  | no |  |  | 1305819.56 | 15281364.868 |  | -1
node_8107402_200899963 |  |  | PQ | AN | 2771.281 | 8107402 | no | no |  |  | no |  |  | 1305866.547 | 15281012.317 |  | -1
node_8107402_200899964 |  |  | PQ | AD | 2771.281 | 8107402 | no | no |  |  | no |  |  | 1305906.843 | 15280682.91 |  | -1
node_8107402_200899965 |  |  | PQ | AN | 2771.281 | 8107402 | no | no |  |  | no |  |  | 1305946.455 | 15280327.822 |  | -1
node_8107402_200899967 |  |  | PQ | AN | 2771.281 | 8107402 | no | no |  |  | no |  |  | 1305978.751 | 15280013.757 |  | -1
node_8107402_200899968 |  |  | PQ | AN | 2771.281 | 8107402 | no | no |  |  | no |  |  | 1306018.809 | 15279652.846 |  | -1
node_8107402_200899969 |  |  | PQ | AD | 2771.281 | 8107402 | no | no |  |  | no |  |  | 1306105.938 | 15279502.223 |  | -1
node_8107402_200899970 |  |  | PQ | AN | 2771.281 | 8107402 | no | no |  |  | no |  |  | 1306245.164 | 15279614.12 |  | -1
node_8107402_200899971 |  |  | PQ | AN | 2771.281 | 8107402 | no | no |  |  | no |  |  | 1306245.826 | 15279213.557 |  | -1
node_8107402_200899973 |  |  | PQ | AD | 2771.281 | 8107402 | no | no |  |  | no |  |  | 1306502.692 | 15278648.927 |  | -1
node_8107402_200900115 |  |  | PQ | ABN | 19918.584 | 8107402 | no | no |  |  | no |  |  | 1295167.807 | 15290273.044 |  | -1
node_8107402_200900120 |  |  | PQ | ABN | 19918.584 | 8107402 | no | no |  |  | no |  |  | 1295026.868 | 15290083.696 |  | -1
node_8107402_200900123 |  |  | PQ | AN | 19918.584 | 8107402 | no | no |  |  | no |  |  | 1299180.249 | 15289551.583 |  | -1
node_8107402_200900124 |  |  | PQ | AN | 19918.584 | 8107402 | no | no |  |  | no |  |  | 1299059.461 | 15289379.38 |  | -1
node_8107402_200900125 |  |  | PQ | AN | 19918.584 | 8107402 | no | no |  |  | no |  |  | 1298652.883 | 15289336.424 |  | -1
node_8107402_200900126 |  |  | PQ | AN | 19918.584 | 8107402 | no | no |  |  | no |  |  | 1298977.17 | 15289220.652 |  | -1
node_8107402_200900127 |  |  | PQ | AN | 19918.584 | 8107402 | no | no |  |  | no |  |  | 1298883.462 | 15289045.751 |  | -1
node_8107402_200900129 |  |  | PQ | AN | 2771.281 | 8107402 | no | no |  |  | no |  |  | 1304320.43 | 15289804.773 |  | -1
node_8107402_200900130 |  |  | PQ | AD | 2771.281 | 8107402 | no | no |  |  | no |  |  | 1304148.207 | 15289065.883 |  | -1
node_8107402_200900131 |  |  | PQ | AN | 19918.584 | 8107402 | no | no |  |  | no |  |  | 1299420.14 | 15289704.999 |  | -1
node_8107402_200900132 |  |  | PQ | AD | 2771.281 | 8107402 | no | no |  |  | no |  |  | 1301082.058 | 15290041.594 |  | -1
node_8107402_200900134 |  |  | PQ | AN | 2771.281 | 8107402 | no | no |  |  | no |  |  | 1301713.78 | 15290181.197 |  | -1
node_8107402_200900137 |  |  | PQ | AN | 2771.281 | 8107402 | no | no |  |  | no |  |  | 1301983.634 | 15290224.043 |  | -1
node_8107402_200900138 |  |  | PQ | AD | 2771.281 | 8107402 | no | no |  |  | no |  |  | 1302255.918 | 15290276.033 |  | -1
node_8107402_200900139 |  |  | PQ | AD | 2771.281 | 8107402 | no | no |  |  | no |  |  | 1302782.638 | 15290361.771 |  | -1
node_8107402_200900140 |  |  | PQ | AN | 2771.281 | 8107402 | no | no |  |  | no |  |  | 1303269.965 | 15290220.754 |  | -1
node_8107402_200900141 |  |  | PQ | AD | 2771.281 | 8107402 | no | no |  |  | no |  |  | 1303792.889 | 15290060.67 |  | -1
node_8107402_200900142 |  |  | PQ | AD | 2771.281 | 8107402 | no | no |  |  | no |  |  | 1304325.999 | 15289668.52 |  | -1
node_8107402_200900145 |  |  | PQ | AN | 19918.584 | 8107402 | no | no |  |  | no |  |  | 1299587.004 | 15289733.408 |  | -1
node_8107402_200900148 |  |  | PQ | AN | 2771.281 | 8107402 | no | no |  |  | no |  |  | 1299668.204 | 15289769.705 |  | -1
node_8107402_200900149 |  |  | PQ | AN | 2771.281 | 8107402 | no | no |  |  | no |  |  | 1299925.884 | 15289833.306 |  | -1
node_8107402_200900151 |  |  | PQ | AD | 2771.281 | 8107402 | no | no |  |  | no |  |  | 1299983.184 | 15289877.644 |  | -1
node_8107402_200900153 |  |  | PQ | AD | 2771.281 | 8107402 | no | no |  |  | no |  |  | 1300322.418 | 15289944.12 |  | -1
node_8107402_200900154 |  |  | PQ | AD | 2771.281 | 8107402 | no | no |  |  | no |  |  | 1300518.011 | 15289983.026 |  | -1
node_8107402_200900155 |  |  | PQ | AN | 2771.281 | 8107402 | no | no |  |  | no |  |  | 1300799.198 | 15290025.778 |  | -1
node_8107402_200900156 |  |  | PQ | AD | 2771.281 | 8107402 | no | no |  |  | no |  |  | 1300902.334 | 15290010.61 |  | -1
node_8107402_200900157 |  |  | PQ | AN | 2771.281 | 8107402 | no | no |  |  | no |  |  | 1301835.226 | 15287370.136 |  | -1
node_8107402_200900158 |  |  | PQ | AN | 2771.281 | 8107402 | no | no |  |  | no |  |  | 1301731.998 | 15287266.076 |  | -1
node_8107402_200900159 |  |  | PQ | AN | 2771.281 | 8107402 | no | no |  |  | no |  |  | 1301513.094 | 15287049.218 |  | -1
node_8107402_200900161 |  |  | PQ | AN | 2771.281 | 8107402 | no | no |  |  | no |  |  | 1301388.348 | 15287072.835 |  | -1
node_8107402_200900162 |  |  | PQ | AN | 2771.281 | 8107402 | no | no |  |  | no |  |  | 1301492.191 | 15286750.927 |  | -1
node_8107402_200901348 |  |  | PQ | ABCN | 7199.558 | 8107402 | no | no |  |  | no |  |  | 1300301.931 | 15294017.177 |  | -1
node_8107402_200901349 |  |  | PQ | ABCN | 7199.558 | 8107402 | no | no |  |  | no |  |  | 1300310.125 | 15293853.428 |  | -1
node_8107402_200901350 |  |  | PQ | AN | 7199.558 | 8107402 | no | no |  |  | no |  |  | 1300466.547 | 15293861.805 |  | -1
node_8107402_200901351 |  |  | PQ | ABCN | 7199.558 | 8107402 | no | no |  |  | no |  |  | 1300312.242 | 15293645.639 |  | -1
node_8107402_200901355 |  |  | PQ | ABN | 7199.558 | 8107402 | no | no |  |  | no |  |  | 1300382.967 | 15293462.797 |  | -1
node_8107402_200901356 |  |  | PQ | ABN | 7199.558 | 8107402 | no | no |  |  | no |  |  | 1300254.199 | 15293255.797 |  | -1
node_8107402_200901363 |  |  | PQ | AN | 7199.558 | 8107402 | no | no |  |  | no |  |  | 1300570.029 | 15293301.098 |  | -1
node_8107402_200901500 |  |  | PQ | ABCN | 2771.281 | 8107402 | no | no |  |  | no |  |  | 1301661.265 | 15294530.775 |  | -1
node_8107402_200901501 |  |  | PQ | ABCD | 2771.281 | 8107402 | no | no |  |  | no |  |  | 1301666.347 | 15294801.193 |  | -1
node_8107402_200901502 |  |  | PQ | AD | 2771.281 | 8107402 | no | no |  |  | no |  |  | 1301858.496 | 15294763.361 |  | -1
node_8107402_200901503 |  |  | PQ | AN | 2771.281 | 8107402 | no | no |  |  | no |  |  | 1301998.087 | 15294738.736 |  | -1
node_8107402_200901505 |  |  | PQ | AN | 2771.281 | 8107402 | no | no |  |  | no |  |  | 1300370.865 | 15294943.377 |  | -1
node_8107402_200901509 |  |  | PQ | ABCN | 2771.281 | 8107402 | no | no |  |  | no |  |  | 1301432.124 | 15294840.555 |  | -1
node_8107402_200901510 |  |  | PQ | ABCD | 2771.281 | 8107402 | no | no |  |  | no |  |  | 1301274.172 | 15294867.257 |  | -1
node_8107402_200901511 |  |  | PQ | ABCD | 2771.281 | 8107402 | no | no |  |  | no |  |  | 1301166.131 | 15294954.822 |  | -1
node_8107402_200901513 |  |  | PQ | ABCN | 2771.281 | 8107402 | no | no |  |  | no |  |  | 1301085.893 | 15294988.457 |  | -1
node_8107402_200901514 |  |  | PQ | AD | 2771.281 | 8107402 | no | no |  |  | no |  |  | 1300926.005 | 15295060.677 |  | -1
node_8107402_200901515 |  |  | PQ | AN | 2771.281 | 8107402 | no | no |  |  | no |  |  | 1300827.614 | 15295093.481 |  | -1
node_8107402_200901516 |  |  | PQ | AD | 2771.281 | 8107402 | no | no |  |  | no |  |  | 1300624.559 | 15295156.489 |  | -1
node_8107402_200901518 |  |  | PQ | AD | 2771.281 | 8107402 | no | no |  |  | no |  |  | 1300460.266 | 15295002.235 |  | -1
node_8107402_200901519 |  |  | PQ | AD | 2771.281 | 8107402 | no | no |  |  | no |  |  | 1299569.172 | 15292641.979 |  | -1
node_8107402_200901520 |  |  | PQ | AD | 2771.281 | 8107402 | no | no |  |  | no |  |  | 1299557.399 | 15292519.202 |  | -1
node_8107402_200901521 |  |  | PQ | AD | 2771.281 | 8107402 | no | no |  |  | no |  |  | 1299541 | 15292396.43 |  | -1
node_8107402_200901522 |  |  | PQ | AD | 2771.281 | 8107402 | no | no |  |  | no |  |  | 1299524.934 | 15292274.764 |  | -1
node_8107402_200901523 |  |  | PQ | AN | 2771.281 | 8107402 | no | no |  |  | no |  |  | 1299502.854 | 15292154.909 |  | -1
node_8107402_200901526 |  |  | PQ | AN | 2771.281 | 8107402 | no | no |  |  | no |  |  | 1299689.404 | 15293852.003 |  | -1
node_8107402_200901529 |  |  | PQ | AD | 2771.281 | 8107402 | no | no |  |  | no |  |  | 1299704.653 | 15293622.455 |  | -1
node_8107402_200901530 |  |  | PQ | AN | 2771.281 | 8107402 | no | no |  |  | no |  |  | 1299480.624 | 15293608.212 |  | -1
node_8107402_200901532 |  |  | PQ | AN | 2771.281 | 8107402 | no | no |  |  | no |  |  | 1299664.135 | 15293468.848 |  | -1
node_8107402_200901533 |  |  | PQ | AD | 2771.281 | 8107402 | no | no |  |  | no |  |  | 1299668.42 | 15293344.278 |  | -1
node_8107402_200901534 |  |  | PQ | AD | 2771.281 | 8107402 | no | no |  |  | no |  |  | 1299654.357 | 15293227.866 |  | -1
node_8107402_200901535 |  |  | PQ | AD | 2771.281 | 8107402 | no | no |  |  | no |  |  | 1299639.976 | 15293088.95 |  | -1
node_8107402_200901536 |  |  | PQ | AN | 2771.281 | 8107402 | no | no |  |  | no |  |  | 1299611.946 | 15292925.362 |  | -1
node_8107402_200901537 |  |  | PQ | AD | 2771.281 | 8107402 | no | no |  |  | no |  |  | 1299588.875 | 15292765.745 |  | -1
node_8107402_200901538 |  |  | PQ | AN | 2771.281 | 8107402 | no | no |  |  | no |  |  | 1299253.166 | 15292913.491 |  | -1
node_8107402_200901539 |  |  | PQ | AD | 2771.281 | 8107402 | no | no |  |  | no |  |  | 1299434.552 | 15292907.532 |  | -1
node_8107402_200901540 |  |  | PQ | AD | 2771.281 | 8107402 | no | no |  |  | no |  |  | 1299752.073 | 15292925.802 |  | -1
node_8107402_200901541 |  |  | PQ | AD | 2771.281 | 8107402 | no | no |  |  | no |  |  | 1299933.364 | 15292943.042 |  | -1
node_8107402_200901546 |  |  | PQ | AN | 2771.281 | 8107402 | no | no |  |  | no |  |  | 1300005.107 | 15293482.062 |  | -1
node_8107402_200901547 |  |  | PQ | AD | 2771.281 | 8107402 | no | no |  |  | no |  |  | 1299981.79 | 15293340.172 |  | -1
node_8107402_200901548 |  |  | PQ | AN | 2771.281 | 8107402 | no | no |  |  | no |  |  | 1299966.861 | 15293213.808 |  | -1
node_8107402_200901549 |  |  | PQ | AD | 2771.281 | 8107402 | no | no |  |  | no |  |  | 1299953.345 | 15293091.424 |  | -1
node_8107402_200901550 |  |  | PQ | AN | 2771.281 | 8107402 | no | no |  |  | no |  |  | 1299913.236 | 15292780.816 |  | -1
node_8107402_200901551 |  |  | PQ | AD | 2771.281 | 8107402 | no | no |  |  | no |  |  | 1299895.843 | 15292655.619 |  | -1
node_8107402_200901552 |  |  | PQ | AD | 2771.281 | 8107402 | no | no |  |  | no |  |  | 1299879.137 | 15292532.058 |  | -1
node_8107402_200901553 |  |  | PQ | AN | 2771.281 | 8107402 | no | no |  |  | no |  |  | 1299863.531 | 15292407.815 |  | -1
node_8107402_200901559 |  |  | PQ | AN | 2771.281 | 8107402 | no | no |  |  | no |  |  | 1299317.667 | 15293281.674 |  | -1
node_8107402_200901560 |  |  | PQ | AD | 2771.281 | 8107402 | no | no |  |  | no |  |  | 1299297.917 | 15293153.905 |  | -1
node_8107402_200901561 |  |  | PQ | AD | 2771.281 | 8107402 | no | no |  |  | no |  |  | 1299284.52 | 15293033.248 |  | -1
node_8107402_200901562 |  |  | PQ | AD | 2771.281 | 8107402 | no | no |  |  | no |  |  | 1299229.432 | 15292737.423 |  | -1
node_8107402_200901563 |  |  | PQ | AD | 2771.281 | 8107402 | no | no |  |  | no |  |  | 1299209.754 | 15292615.749 |  | -1
node_8107402_200901564 |  |  | PQ | AN | 2771.281 | 8107402 | no | no |  |  | no |  |  | 1299198.561 | 15292484.88 |  | -1
node_8107402_200901566 |  |  | PQ | AN | 19918.584 | 8107402 | no | no |  |  | no |  |  | 1295859.142 | 15291473.139 |  | -1
node_8107402_200901567 |  |  | PQ | ABCN | 19918.584 | 8107402 | no | no |  |  | no |  |  | 1296510.248 | 15292015.865 |  | -1
node_8107402_200901568 |  |  | PQ | ABCN | 19918.584 | 8107402 | no | no |  |  | no |  |  | 1296433.462 | 15291282.658 |  | -1
node_8107402_200901569 |  |  | PQ | ABCN | 19918.584 | 8107402 | no | no |  |  | no |  |  | 1296406.766 | 15291341.743 |  | -1
node_8107402_200901570 |  |  | PQ | ABCN | 19918.584 | 8107402 | no | no |  |  | no |  |  | 1295450.102 | 15293354.29 |  | -1
node_8107402_200901572 |  |  | PQ | ABCN | 19918.584 | 8107402 | no | no |  |  | no |  |  | 1295583.354 | 15293456.969 |  | -1
node_8107402_200901573 |  |  | PQ | ABCN | 19918.584 | 8107402 | no | no |  |  | no |  |  | 1295683.322 | 15293321.978 |  | -1
node_8107402_200901574 |  |  | PQ | ABCN | 19918.584 | 8107402 | no | no |  |  | no |  |  | 1295791.764 | 15293170.011 |  | -1
node_8107402_200901575 |  |  | PQ | ABCN | 19918.584 | 8107402 | no | no |  |  | no |  |  | 1295933.77 | 15293258.613 |  | -1
node_8107402_200901576 |  |  | PQ | ABCN | 19918.584 | 8107402 | no | no |  |  | no |  |  | 1296065.896 | 15293359.093 |  | -1
node_8107402_200901579 |  |  | PQ | ABCN | 19918.584 | 8107402 | no | no |  |  | no |  |  | 1296292.414 | 15291613.092 |  | -1
node_8107402_200901580 |  |  | PQ | ABCN | 19918.584 | 8107402 | no | no |  |  | no |  |  | 1296472.48 | 15291810.425 |  | -1
node_8107402_200901581 |  |  | PQ | ABCN | 19918.584 | 8107402 | no | no |  |  | no |  |  | 1296236.972 | 15291818.456 |  | -1
node_8107402_200901582 |  |  | PQ | ABCN | 19918.584 | 8107402 | no | no |  |  | no |  |  | 1296199.742 | 15291946.317 |  | -1
node_8107402_200901583 |  |  | PQ | ABCN | 19918.584 | 8107402 | no | no |  |  | no |  |  | 1295879.23 | 15292661.551 |  | -1
node_8107402_200901584 |  |  | PQ | ABCN | 19918.584 | 8107402 | no | no |  |  | no |  |  | 1295843.904 | 15292728.875 |  | -1
node_8107402_200901585 |  |  | PQ | ABCN | 19918.584 | 8107402 | no | no |  |  | no |  |  | 1295750.304 | 15292867.552 |  | -1
node_8107402_200901586 |  |  | PQ | ABCN | 19918.584 | 8107402 | no | no |  |  | no |  |  | 1295657.191 | 15293022.039 |  | -1
node_8107402_200901587 |  |  | PQ | ABCN | 19918.584 | 8107402 | no | no |  |  | no |  |  | 1295592.818 | 15293126.743 |  | -1
node_8107402_200901604 |  |  | PQ | ABCN | 19918.584 | 8107402 | no | no |  |  | no |  |  | 1298973.866 | 15291016.623 |  | -1
node_8107402_200901605 |  |  | PQ | ABCN | 19918.584 | 8107402 | no | no |  |  | no |  |  | 1298925.805 | 15291169.928 |  | -1
node_8107402_200901606 |  |  | PQ | ABCN | 19918.584 | 8107402 | no | no |  |  | no |  |  | 1298926.624 | 15291313.469 |  | -1
node_8107402_200901608 |  |  | PQ | ABCN | 19918.584 | 8107402 | no | no |  |  | no |  |  | 1298748.269 | 15291592.387 |  | -1
node_8107402_200901609 |  |  | PQ | ABCN | 19918.584 | 8107402 | no | no |  |  | no |  |  | 1298685.636 | 15291697.918 |  | -1
node_8107402_200901610 |  |  | PQ | ABCN | 19918.584 | 8107402 | no | no |  |  | no |  |  | 1298562.299 | 15291902.595 |  | -1
node_8107402_200901612 |  |  | PQ | ABCN | 19918.584 | 8107402 | no | no |  |  | no |  |  | 1298483.493 | 15292031.775 |  | -1
node_8107402_200901613 |  |  | PQ | AN | 19918.584 | 8107402 | no | no |  |  | no |  |  | 1298290.63 | 15291882.846 |  | -1
node_8107402_200901615 |  |  | PQ | ABCN | 19918.584 | 8107402 | no | no |  |  | no |  |  | 1298428.741 | 15292145.187 |  | -1
node_8107402_200901617 |  |  | PQ | ABCN | 19918.584 | 8107402 | no | no |  |  | no |  |  | 1298343.275 | 15292296.181 |  | -1
node_8107402_200901618 |  |  | PQ | ABCN | 19918.584 | 8107402 | no | no |  |  | no |  |  | 1298294.577 | 15292389.353 |  | -1
node_8107402_200901619 |  |  | PQ | ABCN | 19918.584 | 8107402 | no | no |  |  | no |  |  | 1298235.119 | 15292472.264 |  | -1
node_8107402_200901663 |  |  | PQ | ABCN | 19918.584 | 8107402 | no | no |  |  | no |  |  | 1294905.969 | 15293157.396 |  | -1
node_8107402_200901665 |  |  | PQ | ABCN | 19918.584 | 8107402 | no | no |  |  | no |  |  | 1294981.863 | 15293061.613 |  | -1
node_8107402_200901666 |  |  | PQ | ABCN | 19918.584 | 8107402 | no | no |  |  | no |  |  | 1295031.798 | 15292938.164 |  | -1
node_8107402_200901667 |  |  | PQ | ABCN | 19918.584 | 8107402 | no | no |  |  | no |  |  | 1295090.318 | 15292822.476 |  | -1
node_8107402_200901670 |  |  | PQ | ABCN | 19918.584 | 8107402 | no | no |  |  | no |  |  | 1295172.257 | 15292661.322 |  | -1
node_8107402_200902005 |  |  | PQ | ABCN | 19918.584 | 8107402 | no | no |  |  | no |  |  | 1298182.862 | 15292640.186 |  | -1
node_8107402_200902006 |  |  | PQ | ABCN | 19918.584 | 8107402 | no | no |  |  | no |  |  | 1298193.549 | 15292788.296 |  | -1
node_8107402_200902008 |  |  | PQ | ABCN | 19918.584 | 8107402 | no | no |  |  | no |  |  | 1299898.538 | 15294096.374 |  | -1
node_8107402_200902009 |  |  | PQ | ABCN | 19918.584 | 8107402 | no | no |  |  | no |  |  | 1300070.894 | 15294119.766 |  | -1
node_8107402_200902011 |  |  | PQ | ABCN | 19918.584 | 8107402 | no | no |  |  | no |  |  | 1300207.933 | 15294140.583 |  | -1
node_8107402_200902012 |  |  | PQ | ABN | 19918.584 | 8107402 | no | no |  |  | no |  |  | 1300179.488 | 15294279.797 |  | -1
node_8107402_200902014 |  |  | PQ | ABCN | 19918.584 | 8107402 | no | no |  |  | no |  |  | 1300280.509 | 15294154.013 |  | -1
node_8107402_200902015 |  |  | PQ | ABCN | 7199.558 | 8107402 | no | no |  |  | no |  |  | 1300321.745 | 15294134.326 |  | -1
node_8107402_200902016 |  |  | PQ | ABCN | 19918.584 | 8107402 | no | no |  |  | no |  |  | 1300485.793 | 15294183.784 |  | -1
node_8107402_200902017 |  |  | PQ | ABCN | 19918.584 | 8107402 | no | no |  |  | no |  |  | 1300674.495 | 15294214.551 |  | -1
node_8107402_200902019 |  |  | PQ | ABCN | 19918.584 | 8107402 | no | no |  |  | no |  |  | 1300871.354 | 15294235.543 |  | -1
node_8107402_200902020 |  |  | PQ | ABCN | 19918.584 | 8107402 | no | no |  |  | no |  |  | 1300970.066 | 15294249.904 |  | -1
node_8107402_200902021 |  |  | PQ | ABCN | 2771.281 | 8107402 | no | no |  |  | no |  |  | 1301097.72 | 15294268.476 |  | -1
node_8107402_200902022 |  |  | PQ | ABCN | 2771.281 | 8107402 | no | no |  |  | no |  |  | 1301182.325 | 15294280.785 |  | -1
node_8107402_200902025 |  |  | PQ | ABCD | 2771.281 | 8107402 | no | no |  |  | no |  |  | 1301326.115 | 15294324.446 |  | -1
node_8107402_200902026 |  |  | PQ | ABCN | 2771.281 | 8107402 | no | no |  |  | no |  |  | 1301625.941 | 15294398.023 |  | -1
node_8107402_200902029 |  |  | PQ | ABCN | 19918.584 | 8107402 | no | no |  |  | no |  |  | 1298279.649 | 15292873.738 |  | -1
node_8107402_200902030 |  |  | PQ | ABCN | 19918.584 | 8107402 | no | no |  |  | no |  |  | 1298417.571 | 15293004.391 |  | -1
node_8107402_200902031 |  |  | PQ | AN | 2771.281 | 8107402 | no | no |  |  | no |  |  | 1301845.738 | 15294364.218 |  | -1
node_8107402_200902032 |  |  | PQ | AN | 2771.281 | 8107402 | no | no |  |  | no |  |  | 1302046.109 | 15294240.887 |  | -1
node_8107402_200902033 |  |  | PQ | AN | 2771.281 | 8107402 | no | no |  |  | no |  |  | 1302258.022 | 15294204.328 |  | -1
node_8107402_200902035 |  |  | PQ | AD | 2771.281 | 8107402 | no | no |  |  | no |  |  | 1302468.594 | 15294157.961 |  | -1
node_8107402_200902036 |  |  | PQ | ABCN | 19918.584 | 8107402 | no | no |  |  | no |  |  | 1298571.254 | 15293117.754 |  | -1
node_8107402_200902037 |  |  | PQ | ABCN | 19918.584 | 8107402 | no | no |  |  | no |  |  | 1298779.989 | 15293243.14 |  | -1
node_8107402_200902038 |  |  | PQ | ABCN | 19918.584 | 8107402 | no | no |  |  | no |  |  | 1298981.369 | 15293375.311 |  | -1
node_8107402_200902039 |  |  | PQ | AN | 19918.584 | 8107402 | no | no |  |  | no |  |  | 1298831.128 | 15293581.99 |  | -1
node_8107402_200902040 |  |  | PQ | ABCN | 19918.584 | 8107402 | no | no |  |  | no |  |  | 1299171.737 | 15293566.403 |  | -1
node_8107402_200902041 |  |  | PQ | ABCN | 19918.584 | 8107402 | no | no |  |  | no |  |  | 1299279.926 | 15293723.459 |  | -1
node_8107402_200902042 |  |  | PQ | ABCN | 19918.584 | 8107402 | no | no |  |  | no |  |  | 1299399.129 | 15293884.987 |  | -1
node_8107402_200902044 |  |  | PQ | ABCN | 19918.584 | 8107402 | no | no |  |  | no |  |  | 1299500.743 | 15294094.603 |  | -1
node_8107402_200902045 |  |  | PQ | ABCN | 19918.584 | 8107402 | no | no |  |  | no |  |  | 1299728.442 | 15294159.239 |  | -1
node_8107402_200902046 |  |  | PQ | AN | 19918.584 | 8107402 | no | no |  |  | no |  |  | 1299691.107 | 15294184.158 |  | -1
node_8107402_200902047 |  |  | PQ | AN | 19918.584 | 8107402 | no | no |  |  | no |  |  | 1299805.232 | 15294243.271 |  | -1
node_8107402_200902206 |  |  | PQ | ABCN | 19918.584 | 8107402 | no | no |  |  | no |  |  | 1294682.424 | 15293335.809 |  | -1
node_8107402_200902208 |  |  | PQ | ABCN | 19918.584 | 8107402 | no | no |  |  | no |  |  | 1294541.249 | 15293326.708 |  | -1
node_8107402_200902212 |  |  | PQ | ABCN | 19918.584 | 8107402 | no | no |  |  | no |  |  | 1294376.129 | 15293278.703 |  | -1
node_8107402_200902213 |  |  | PQ | ABCN | 19918.584 | 8107402 | no | no |  |  | no |  |  | 1294230.09 | 15293225.722 |  | -1
node_8107402_200902214 |  |  | PQ | ABCN | 19918.584 | 8107402 | no | no |  |  | no |  |  | 1294053.975 | 15293182.181 |  | -1
node_8107402_200902353 |  |  | PQ | ABCN | 19918.584 | 8107402 | no | no |  |  | no |  |  | 1296711.622 | 15293110.345 |  | -1
node_8107402_200902354 |  |  | PQ | ABCN | 19918.584 | 8107402 | no | no |  |  | no |  |  | 1296698.678 | 15293080.991 |  | -1
node_8107402_200902355 |  |  | PQ | ABCN | 19918.584 | 8107402 | no | no |  |  | no |  |  | 1296593.297 | 15292924.647 |  | -1
node_8107402_200902356 |  |  | PQ | ABCN | 19918.584 | 8107402 | no | no |  |  | no |  |  | 1296519.676 | 15292873.713 |  | -1
node_8107402_200902357 |  |  | PQ | ABCN | 19918.584 | 8107402 | no | no |  |  | no |  |  | 1296347.79 | 15292790.054 |  | -1
node_8107402_200902358 |  |  | PQ | ABCN | 19918.584 | 8107402 | no | no |  |  | no |  |  | 1296268.301 | 15292750.799 |  | -1
node_8107402_200902359 |  |  | PQ | ABCN | 19918.584 | 8107402 | no | no |  |  | no |  |  | 1296086.736 | 15292706.28 |  | -1
node_8107402_200902360 |  |  | PQ | ABCN | 19918.584 | 8107402 | no | no |  |  | no |  |  | 1295867.149 | 15292665.57 |  | -1
node_8107402_200902361 |  |  | PQ | ABCN | 19918.584 | 8107402 | no | no |  |  | no |  |  | 1295805.629 | 15292691.848 |  | -1
node_8107402_200902362 |  |  | PQ | ABCN | 19918.584 | 8107402 | no | no |  |  | no |  |  | 1295669.595 | 15292674.722 |  | -1
node_8107402_200902364 |  |  | PQ | ABCN | 19918.584 | 8107402 | no | no |  |  | no |  |  | 1295486.214 | 15292603.033 |  | -1
node_8107402_200902365 |  |  | PQ | ABCN | 19918.584 | 8107402 | no | no |  |  | no |  |  | 1295245.408 | 15292533.49 |  | -1
node_8107402_200902504 |  |  | PQ | ABCN | 19918.584 | 8107402 | no | no |  |  | no |  |  | 1298109.725 | 15292372.469 |  | -1
node_8107402_200902505 |  |  | PQ | ABCN | 19918.584 | 8107402 | no | no |  |  | no |  |  | 1296712.844 | 15291213.052 |  | -1
node_8107402_200902506 |  |  | PQ | ABCN | 19918.584 | 8107402 | no | no |  |  | no |  |  | 1296491.979 | 15291151.157 |  | -1
node_8107402_200902507 |  |  | PQ | ABN | 19918.584 | 8107402 | no | no |  |  | no |  |  | 1296245.909 | 15291047.622 |  | -1
node_8107402_200902508 |  |  | PQ | ABN | 19918.584 | 8107402 | no | no |  |  | no |  |  | 1296046.053 | 15290945.186 |  | -1
node_8107402_200902509 |  |  | PQ | AN | 19918.584 | 8107402 | no | no |  |  | no |  |  | 1296030.101 | 15290794.866 |  | -1
node_8107402_200902510 |  |  | PQ | AN | 19918.584 | 8107402 | no | no |  |  | no |  |  | 1296086.322 | 15290562.983 |  | -1
node_8107402_200902511 |  |  | PQ | AN | 19918.584 | 8107402 | no | no |  |  | no |  |  | 1296148.852 | 15290345.268 |  | -1
node_8107402_200902512 |  |  | PQ | AN | 19918.584 | 8107402 | no | no |  |  | no |  |  | 1296343.685 | 15290362.964 |  | -1
node_8107402_200902513 |  |  | PQ | ABN | 19918.584 | 8107402 | no | no |  |  | no |  |  | 1295837.003 | 15290842.719 |  | -1
node_8107402_200902514 |  |  | PQ | ABN | 19918.584 | 8107402 | no | no |  |  | no |  |  | 1295670.08 | 15290650.761 |  | -1
node_8107402_200902515 |  |  | PQ | ABN | 19918.584 | 8107402 | no | no |  |  | no |  |  | 1295497.014 | 15290524.342 |  | -1
node_8107402_200902517 |  |  | PQ | ABCN | 19918.584 | 8107402 | no | no |  |  | no |  |  | 1297969.424 | 15292199.806 |  | -1
node_8107402_200902518 |  |  | PQ | ABCN | 19918.584 | 8107402 | no | no |  |  | no |  |  | 1297861.74 | 15292003.428 |  | -1
node_8107402_200902519 |  |  | PQ | ABCN | 19918.584 | 8107402 | no | no |  |  | no |  |  | 1297701.171 | 15291792.116 |  | -1
node_8107402_200902520 |  |  | PQ | ABCN | 19918.584 | 8107402 | no | no |  |  | no |  |  | 1297538.483 | 15291594.325 |  | -1
node_8107402_200902521 |  |  | PQ | ABCN | 19918.584 | 8107402 | no | no |  |  | no |  |  | 1297324.032 | 15291415.911 |  | -1
node_8107402_200902522 |  |  | PQ | ABCN | 19918.584 | 8107402 | no | no |  |  | no |  |  | 1297108.379 | 15291292.293 |  | -1
node_8107402_200902523 |  |  | PQ | ABCN | 19918.584 | 8107402 | no | no |  |  | no |  |  | 1296959.075 | 15291262.782 |  | -1
node_8107402_200902524 |  |  | PQ | AN | 19918.584 | 8107402 | no | no |  |  | no |  |  | 1298421.463 | 15291635.147 |  | -1
node_8107402_200902526 |  |  | PQ | AN | 19918.584 | 8107402 | no | no |  |  | no |  |  | 1298319.252 | 15291442.856 |  | -1
node_8107402_200902527 |  |  | PQ | AN | 19918.584 | 8107402 | no | no |  |  | no |  |  | 1298215.483 | 15291298.006 |  | -1
node_8107402_200902530 |  |  | PQ | AN | 19918.584 | 8107402 | no | no |  |  | no |  |  | 1298197.269 | 15291105.788 |  | -1
node_8107402_200902531 |  |  | PQ | AN | 19918.584 | 8107402 | no | no |  |  | no |  |  | 1298223.4 | 15290750.227 |  | -1
node_8107402_200903446 |  |  | PQ | AN | 7199.558 | 8107402 | no | no |  |  | no |  |  | 1288364.078 | 15289957.201 |  | -1
node_8107402_200903451 |  |  | PQ | AN | 7199.558 | 8107402 | no | no |  |  | no |  |  | 1288728.315 | 15289989.028 |  | -1
node_8107402_200903458 |  |  | PQ | AN | 7199.558 | 8107402 | no | no |  |  | no |  |  | 1288492.855 | 15289818.573 |  | -1
node_8107402_200903480 |  |  | PQ | AN | 7199.558 | 8107402 | no | no |  |  | no |  |  | 1290337.479 | 15295105.655 |  | -1
node_8107402_200903486 |  |  | PQ | AN | 7199.558 | 8107402 | no | no |  |  | no |  |  | 1289967.834 | 15295385.536 |  | -1
node_8107402_200903495 |  |  | PQ | AD | 2771.281 | 8107402 | no | no |  |  | no |  |  | 1284121.345 | 15291832.472 |  | -1
node_8107402_200903496 |  |  | PQ | AD | 2771.281 | 8107402 | no | no |  |  | no |  |  | 1283852.627 | 15291957.912 |  | -1
node_8107402_200903497 |  |  | PQ | AD | 2771.281 | 8107402 | no | no |  |  | no |  |  | 1283598.744 | 15292129.301 |  | -1
node_8107402_200903498 |  |  | PQ | AN | 2771.281 | 8107402 | no | no |  |  | no |  |  | 1280421.575 | 15293835.075 |  | -1
node_8107402_200903500 |  |  | PQ | AD | 2771.281 | 8107402 | no | no |  |  | no |  |  | 1280021.936 | 15294050.033 |  | -1
node_8107402_200903501 |  |  | PQ | AN | 2771.281 | 8107402 | no | no |  |  | no |  |  | 1279833.62 | 15294154.318 |  | -1
node_8107402_200903503 |  |  | PQ | AD | 2771.281 | 8107402 | no | no |  |  | no |  |  | 1279368.835 | 15294270.734 |  | -1
node_8107402_200903504 |  |  | PQ | AN | 2771.281 | 8107402 | no | no |  |  | no |  |  | 1279092.356 | 15294123.061 |  | -1
node_8107402_200903505 |  |  | PQ | AN | 2771.281 | 8107402 | no | no |  |  | no |  |  | 1279242.294 | 15294487.132 |  | -1
node_8107402_200903506 |  |  | PQ | AN | 2771.281 | 8107402 | no | no |  |  | no |  |  | 1279025.614 | 15294712.975 |  | -1
node_8107402_200903507 |  |  | PQ | AN | 2771.281 | 8107402 | no | no |  |  | no |  |  | 1279228.568 | 15294980.784 |  | -1
node_8107402_200903508 |  |  | PQ | AD | 2771.281 | 8107402 | no | no |  |  | no |  |  | 1278744.154 | 15295002.371 |  | -1
node_8107402_200903509 |  |  | PQ | AN | 2771.281 | 8107402 | no | no |  |  | no |  |  | 1278495.214 | 15295260.952 |  | -1
node_8107402_200903510 |  |  | PQ | AN | 2771.281 | 8107402 | no | no |  |  | no |  |  | 1278373.951 | 15294950.429 |  | -1
node_8107402_200903511 |  |  | PQ | AD | 2771.281 | 8107402 | no | no |  |  | no |  |  | 1278274.916 | 15295316.343 |  | -1
node_8107402_200903512 |  |  | PQ | AN | 2771.281 | 8107402 | no | no |  |  | no |  |  | 1278039.262 | 15295229.815 |  | -1
node_8107402_200903513 |  |  | PQ | AN | 2771.281 | 8107402 | no | no |  |  | no |  |  | 1278259.526 | 15295473.928 |  | -1
node_8107402_200903515 |  |  | PQ | AN | 2771.281 | 8107402 | no | no |  |  | no |  |  | 1278062.046 | 15295615.221 |  | -1
node_8107402_200903517 |  |  | PQ | AD | 2771.281 | 8107402 | no | no |  |  | no |  |  | 1277871.496 | 15295685.347 |  | -1
node_8107402_200903518 |  |  | PQ | AD | 2771.281 | 8107402 | no | no |  |  | no |  |  | 1277306.26 | 15295907.889 |  | -1
node_8107402_200903519 |  |  | PQ | AD | 2771.281 | 8107402 | no | no |  |  | no |  |  | 1277410.679 | 15295995.603 |  | -1
node_8107402_200903520 |  |  | PQ | AN | 2771.281 | 8107402 | no | no |  |  | no |  |  | 1277565.39 | 15296144.289 |  | -1
node_8107402_200903522 |  |  | PQ | AD | 2771.281 | 8107402 | no | no |  |  | no |  |  | 1277775.216 | 15296590.863 |  | -1
node_8107402_200903523 |  |  | PQ | AD | 2771.281 | 8107402 | no | no |  |  | no |  |  | 1277876.816 | 15296961.855 |  | -1
node_8107402_200903524 |  |  | PQ | AD | 2771.281 | 8107402 | no | no |  |  | no |  |  | 1278125.966 | 15297423.226 |  | -1
node_8107402_200903525 |  |  | PQ | AN | 2771.281 | 8107402 | no | no |  |  | no |  |  | 1278305.942 | 15297724.349 |  | -1
node_8107402_200903527 |  |  | PQ | AN | 2771.281 | 8107402 | no | no |  |  | no |  |  | 1283480.66 | 15292214.418 |  | -1
node_8107402_200903528 |  |  | PQ | AD | 2771.281 | 8107402 | no | no |  |  | no |  |  | 1283352.405 | 15292291.868 |  | -1
node_8107402_200903529 |  |  | PQ | AN | 2771.281 | 8107402 | no | no |  |  | no |  |  | 1283411.537 | 15292480.298 |  | -1
node_8107402_200903530 |  |  | PQ | AN | 2771.281 | 8107402 | no | no |  |  | no |  |  | 1277073.458 | 15295745.901 |  | -1
node_8107402_200903533 |  |  | PQ | AD | 2771.281 | 8107402 | no | no |  |  | no |  |  | 1276807.003 | 15295568.082 |  | -1
node_8107402_200903534 |  |  | PQ | AD | 2771.281 | 8107402 | no | no |  |  | no |  |  | 1276642.605 | 15295442.313 |  | -1
node_8107402_200903535 |  |  | PQ | AN | 2771.281 | 8107402 | no | no |  |  | no |  |  | 1276814.507 | 15295406.912 |  | -1
node_8107402_200903536 |  |  | PQ | AN | 2771.281 | 8107402 | no | no |  |  | no |  |  | 1276414.734 | 15295294.19 |  | -1
node_8107402_200903537 |  |  | PQ | AN | 2771.281 | 8107402 | no | no |  |  | no |  |  | 1276186.85 | 15295588.202 |  | -1
node_8107402_200903538 |  |  | PQ | AD | 2771.281 | 8107402 | no | no |  |  | no |  |  | 1276178.405 | 15295145.273 |  | -1
node_8107402_200903539 |  |  | PQ | AD | 2771.281 | 8107402 | no | no |  |  | no |  |  | 1275957.318 | 15294997.7 |  | -1
node_8107402_200903540 |  |  | PQ | AN | 2771.281 | 8107402 | no | no |  |  | no |  |  | 1275744.11 | 15295221.623 |  | -1
node_8107402_200903541 |  |  | PQ | AD | 2771.281 | 8107402 | no | no |  |  | no |  |  | 1275738.815 | 15294760.339 |  | -1
node_8107402_200903542 |  |  | PQ | AD | 2771.281 | 8107402 | no | no |  |  | no |  |  | 1275532.433 | 15294546.83 |  | -1
node_8107402_200903543 |  |  | PQ | AN | 2771.281 | 8107402 | no | no |  |  | no |  |  | 1275511.254 | 15294513.379 |  | -1
node_8107402_200903545 |  |  | PQ | AD | 2771.281 | 8107402 | no | no |  |  | no |  |  | 1275199.817 | 15294539.77 |  | -1
node_8107402_200903546 |  |  | PQ | AN | 2771.281 | 8107402 | no | no |  |  | no |  |  | 1275228.559 | 15294776.125 |  | -1
node_8107402_200903548 |  |  | PQ | AN | 2771.281 | 8107402 | no | no |  |  | no |  |  | 1274851.109 | 15294568.808 |  | -1
node_8107402_200903549 |  |  | PQ | AN | 2771.281 | 8107402 | no | no |  |  | no |  |  | 1274540.765 | 15294599.963 |  | -1
node_8107402_200903550 |  |  | PQ | AN | 2771.281 | 8107402 | no | no |  |  | no |  |  | 1274476.069 | 15294893.179 |  | -1
node_8107402_200903553 |  |  | PQ | AD | 2771.281 | 8107402 | no | no |  |  | no |  |  | 1274217.402 | 15295117.311 |  | -1
node_8107402_200903554 |  |  | PQ | AN | 2771.281 | 8107402 | no | no |  |  | no |  |  | 1274012.601 | 15295399.61 |  | -1
node_8107402_200903557 |  |  | PQ | AD | 2771.281 | 8107402 | no | no |  |  | no |  |  | 1283194.026 | 15292395.893 |  | -1
node_8107402_200903558 |  |  | PQ | AD | 2771.281 | 8107402 | no | no |  |  | no |  |  | 1283205.423 | 15292430.632 |  | -1
node_8107402_200903559 |  |  | PQ | AN | 2771.281 | 8107402 | no | no |  |  | no |  |  | 1283297.931 | 15292641.607 |  | -1
node_8107402_200903560 |  |  | PQ | AD | 2771.281 | 8107402 | no | no |  |  | no |  |  | 1274196.889 | 15294633.349 |  | -1
node_8107402_200903561 |  |  | PQ | AD | 2771.281 | 8107402 | no | no |  |  | no |  |  | 1274011.68 | 15294662.988 |  | -1
node_8107402_200903564 |  |  | PQ | AD | 2771.281 | 8107402 | no | no |  |  | no |  |  | 1273690.91 | 15294505.589 |  | -1
node_8107402_200903565 |  |  | PQ | AD | 2771.281 | 8107402 | no | no |  |  | no |  |  | 1273438.462 | 15294260.896 |  | -1
node_8107402_200903566 |  |  | PQ | AN | 2771.281 | 8107402 | no | no |  |  | no |  |  | 1273274.614 | 15294085.64 |  | -1
node_8107402_200903567 |  |  | PQ | AD | 2771.281 | 8107402 | no | no |  |  | no |  |  | 1273318.546 | 15294694.25 |  | -1
node_8107402_200903568 |  |  | PQ | AD | 2771.281 | 8107402 | no | no |  |  | no |  |  | 1273107.345 | 15294637.683 |  | -1
node_8107402_200903569 |  |  | PQ | AN | 2771.281 | 8107402 | no | no |  |  | no |  |  | 1272928.671 | 15294551.83 |  | -1
node_8107402_200903570 |  |  | PQ | AD | 2771.281 | 8107402 | no | no |  |  | no |  |  | 1282833.541 | 15292677.883 |  | -1
node_8107402_200903571 |  |  | PQ | AD | 2771.281 | 8107402 | no | no |  |  | no |  |  | 1282891.034 | 15292829.427 |  | -1
node_8107402_200903572 |  |  | PQ | AN | 2771.281 | 8107402 | no | no |  |  | no |  |  | 1282959.503 | 15292974.896 |  | -1
node_8107402_200903573 |  |  | PQ | AN | 2771.281 | 8107402 | no | no |  |  | no |  |  | 1282624.011 | 15292947.209 |  | -1
node_8107402_200903574 |  |  | PQ | AD | 2771.281 | 8107402 | no | no |  |  | no |  |  | 1282350.421 | 15293303.111 |  | -1
node_8107402_200903576 |  |  | PQ | AN | 2771.281 | 8107402 | no | no |  |  | no |  |  | 1282176.874 | 15293557.783 |  | -1
node_8107402_200903577 |  |  | PQ | AN | 2771.281 | 8107402 | no | no |  |  | no |  |  | 1281967.81 | 15293817.917 |  | -1
node_8107402_200903578 |  |  | PQ | AN | 2771.281 | 8107402 | no | no |  |  | no |  |  | 1282069.415 | 15293470.649 |  | -1
node_8107402_200903581 |  |  | PQ | AN | 2771.281 | 8107402 | no | no |  |  | no |  |  | 1281714.21 | 15294164.664 |  | -1
node_8107402_200903584 |  |  | PQ | AD | 2771.281 | 8107402 | no | no |  |  | no |  |  | 1281394.151 | 15294122.125 |  | -1
node_8107402_200903585 |  |  | PQ | AN | 2771.281 | 8107402 | no | no |  |  | no |  |  | 1281203.7 | 15294093.847 |  | -1
node_8107402_200903586 |  |  | PQ | AD | 2771.281 | 8107402 | no | no |  |  | no |  |  | 1280922.239 | 15294002.727 |  | -1
node_8107402_200903587 |  |  | PQ | AN | 2771.281 | 8107402 | no | no |  |  | no |  |  | 1280751.241 | 15293939.069 |  | -1
node_8107402_200903859 |  |  | PQ | AD | 2771.281 | 8107402 | no | no |  |  | no |  |  | 1287613.589 | 15293985.713 |  | -1
node_8107402_200903860 |  |  | PQ | AN | 2771.281 | 8107402 | no | no |  |  | no |  |  | 1287509.939 | 15294052.248 |  | -1
node_8107402_200903861 |  |  | PQ | AD | 2771.281 | 8107402 | no | no |  |  | no |  |  | 1287343.656 | 15294155.053 |  | -1
node_8107402_200903863 |  |  | PQ | AN | 2771.281 | 8107402 | no | no |  |  | no |  |  | 1284385.611 | 15295803.282 |  | -1
node_8107402_200903864 |  |  | PQ | AN | 2771.281 | 8107402 | no | no |  |  | no |  |  | 1284113.449 | 15295897.206 |  | -1
node_8107402_200903865 |  |  | PQ | AN | 2771.281 | 8107402 | no | no |  |  | no |  |  | 1283874.7 | 15295954.995 |  | -1
node_8107402_200903866 |  |  | PQ | AN | 2771.281 | 8107402 | no | no |  |  | no |  |  | 1283945.342 | 15296137.933 |  | -1
node_8107402_200903867 |  |  | PQ | AD | 2771.281 | 8107402 | no | no |  |  | no |  |  | 1283623.91 | 15296051.379 |  | -1
node_8107402_200903868 |  |  | PQ | AD | 2771.281 | 8107402 | no | no |  |  | no |  |  | 1283460.875 | 15296306.009 |  | -1
node_8107402_200903869 |  |  | PQ | AD | 2771.281 | 8107402 | no | no |  |  | no |  |  | 1283180.21 | 15296503.118 |  | -1
node_8107402_200903870 |  |  | PQ | AD | 2771.281 | 8107402 | no | no |  |  | no |  |  | 1282951.108 | 15296766.373 |  | -1
node_8107402_200903871 |  |  | PQ | AN | 2771.281 | 8107402 | no | no |  |  | no |  |  | 1282623.204 | 15296930.326 |  | -1
node_8107402_200903872 |  |  | PQ | AN | 2771.281 | 8107402 | no | no |  |  | no |  |  | 1287088.89 | 15294326.03 |  | -1
node_8107402_200903877 |  |  | PQ | AD | 2771.281 | 8107402 | no | no |  |  | no |  |  | 1285891.592 | 15295013.177 |  | -1
node_8107402_200903878 |  |  | PQ | AN | 2771.281 | 8107402 | no | no |  |  | no |  |  | 1285981.927 | 15295164.425 |  | -1
node_8107402_200903879 |  |  | PQ | AN | 2771.281 | 8107402 | no | no |  |  | no |  |  | 1285670.671 | 15295143.231 |  | -1
node_8107402_200903880 |  |  | PQ | AN | 2771.281 | 8107402 | no | no |  |  | no |  |  | 1285211.08 | 15295419.063 |  | -1
node_8107402_200903882 |  |  | PQ | AD | 2771.281 | 8107402 | no | no |  |  | no |  |  | 1284835.739 | 15295638.83 |  | -1
node_8107402_200903883 |  |  | PQ | AN | 2771.281 | 8107402 | no | no |  |  | no |  |  | 1284589.692 | 15295785.404 |  | -1
node_8107402_200904071 |  |  | PQ | AN | 2771.281 | 8107402 | no | no |  |  | no |  |  | 1278796.954 | 15291875.853 |  | -1
node_8107402_200904072 |  |  | PQ | AN | 2771.281 | 8107402 | no | no |  |  | no |  |  | 1275762.971 | 15294322.426 |  | -1
node_8107402_200904074 |  |  | PQ | AD | 2771.281 | 8107402 | no | no |  |  | no |  |  | 1277526.77 | 15292571.796 |  | -1
node_8107402_200904075 |  |  | PQ | AN | 2771.281 | 8107402 | no | no |  |  | no |  |  | 1277644.515 | 15292410.912 |  | -1
node_8107402_200904076 |  |  | PQ | AN | 2771.281 | 8107402 | no | no |  |  | no |  |  | 1277785.357 | 15292334.874 |  | -1
node_8107402_200904077 |  |  | PQ | AN | 2771.281 | 8107402 | no | no |  |  | no |  |  | 1277759.501 | 15292055.768 |  | -1
node_8107402_200904078 |  |  | PQ | AD | 2771.281 | 8107402 | no | no |  |  | no |  |  | 1278072.665 | 15292147.609 |  | -1
node_8107402_200904079 |  |  | PQ | AD | 2771.281 | 8107402 | no | no |  |  | no |  |  | 1278416.403 | 15292079.909 |  | -1
node_8107402_200904080 |  |  | PQ | AD | 2771.281 | 8107402 | no | no |  |  | no |  |  | 1278580.224 | 15292048.041 |  | -1
node_8107402_200904081 |  |  | PQ | AD | 2771.281 | 8107402 | no | no |  |  | no |  |  | 1278550.601 | 15292024.163 |  | -1
node_8107402_200904082 |  |  | PQ | AN | 2771.281 | 8107402 | no | no |  |  | no |  |  | 1278393.177 | 15291865.396 |  | -1
node_8107402_200904083 |  |  | PQ | AD | 2771.281 | 8107402 | no | no |  |  | no |  |  | 1278761.749 | 15292014.995 |  | -1
node_8107402_200904084 |  |  | PQ | AD | 2771.281 | 8107402 | no | no |  |  | no |  |  | 1278768.177 | 15291984.866 |  | -1
node_8107402_200904085 |  |  | PQ | AD | 2771.281 | 8107402 | no | no |  |  | no |  |  | 1276018.006 | 15294071.91 |  | -1
node_8107402_200904086 |  |  | PQ | AD | 2771.281 | 8107402 | no | no |  |  | no |  |  | 1276207.995 | 15293891.607 |  | -1
node_8107402_200904087 |  |  | PQ | AD | 2771.281 | 8107402 | no | no |  |  | no |  |  | 1276378.576 | 15293717.411 |  | -1
node_8107402_200904088 |  |  | PQ | AN | 2771.281 | 8107402 | no | no |  |  | no |  |  | 1276674.243 | 15293422.093 |  | -1
node_8107402_200904089 |  |  | PQ | AN | 2771.281 | 8107402 | no | no |  |  | no |  |  | 1276847.04 | 15293260.814 |  | -1
node_8107402_200904091 |  |  | PQ | AN | 2771.281 | 8107402 | no | no |  |  | no |  |  | 1276989.675 | 15293107.515 |  | -1
node_8107402_200904093 |  |  | PQ | AN | 2771.281 | 8107402 | no | no |  |  | no |  |  | 1277222.995 | 15292862.167 |  | -1
node_8107402_200904095 |  |  | PQ | AN | 2771.281 | 8107402 | no | no |  |  | no |  |  | 1277372.275 | 15292717.164 |  | -1
node_8107402_200904229 |  |  | PQ | ABCN | 19918.584 | 8107402 | no | no |  |  | no |  |  | 1277086.574 | 15282231.811 |  | -1
node_8107402_200904231 |  |  | PQ | ABCN | 19918.584 | 8107402 | no | no |  |  | no |  |  | 1277212.261 | 15282491.848 |  | -1
node_8107402_200904232 |  |  | PQ | AN | 19918.584 | 8107402 | no | no |  |  | no |  |  | 1277021.722 | 15282529.428 |  | -1
node_8107402_200904233 |  |  | PQ | AN | 19918.584 | 8107402 | no | no |  |  | no |  |  | 1276933.582 | 15282642.91 |  | -1
node_8107402_200904235 |  |  | PQ | ABCN | 19918.584 | 8107402 | no | no |  |  | no |  |  | 1277332.889 | 15282728.449 |  | -1
node_8107402_200904236 |  |  | PQ | ABCN | 19918.584 | 8107402 | no | no |  |  | no |  |  | 1277467.596 | 15283001.952 |  | -1
node_8107402_200904238 |  |  | PQ | ABCN | 19918.584 | 8107402 | no | no |  |  | no |  |  | 1277580.791 | 15283265.963 |  | -1
node_8107402_200904239 |  |  | PQ | ABCN | 19918.584 | 8107402 | no | no |  |  | no |  |  | 1277693.929 | 15283467.095 |  | -1
node_8107402_200904242 |  |  | PQ | ABCN | 19918.584 | 8107402 | no | no |  |  | no |  |  | 1277739.037 | 15283613.762 |  | -1
node_8107402_200904243 |  |  | PQ | AN | 19918.584 | 8107402 | no | no |  |  | no |  |  | 1277607.053 | 15283672.563 |  | -1
node_8107402_200904244 |  |  | PQ | ABCN | 19918.584 | 8107402 | no | no |  |  | no |  |  | 1277801.758 | 15283864.408 |  | -1
node_8107402_200904245 |  |  | PQ | ABCN | 19918.584 | 8107402 | no | no |  |  | no |  |  | 1277850.413 | 15284112.79 |  | -1
node_8107402_200904246 |  |  | PQ | ABCN | 19918.584 | 8107402 | no | no |  |  | no |  |  | 1277915.216 | 15284352.103 |  | -1
node_8107402_200904248 |  |  | PQ | ABCN | 19918.584 | 8107402 | no | no |  |  | no |  |  | 1275599.922 | 15280297.66 |  | -1
node_8107402_200904250 |  |  | PQ | ABCN | 19918.584 | 8107402 | no | no |  |  | no |  |  | 1275827.886 | 15280546.957 |  | -1
node_8107402_200904252 |  |  | PQ | ABCN | 19918.584 | 8107402 | no | no |  |  | no |  |  | 1275994.344 | 15280657.63 |  | -1
node_8107402_200904253 |  |  | PQ | AN | 19918.584 | 8107402 | no | no |  |  | no |  |  | 1275802.53 | 15280763.08 |  | -1
node_8107402_200904254 |  |  | PQ | AN | 19918.584 | 8107402 | no | no |  |  | no |  |  | 1275661.302 | 15280925.896 |  | -1
node_8107402_200904255 |  |  | PQ | AN | 19918.584 | 8107402 | no | no |  |  | no |  |  | 1275541.513 | 15281061.634 |  | -1
node_8107402_200904256 |  |  | PQ | AN | 19918.584 | 8107402 | no | no |  |  | no |  |  | 1275645.877 | 15281207.567 |  | -1
node_8107402_200904258 |  |  | PQ | ABCN | 19918.584 | 8107402 | no | no |  |  | no |  |  | 1276161.908 | 15280767.672 |  | -1
node_8107402_200904260 |  |  | PQ | ABCN | 19918.584 | 8107402 | no | no |  |  | no |  |  | 1276288.847 | 15280954.523 |  | -1
node_8107402_200904261 |  |  | PQ | ABCN | 19918.584 | 8107402 | no | no |  |  | no |  |  | 1276469.251 | 15281074.827 |  | -1
node_8107402_200904262 |  |  | PQ | AN | 19918.584 | 8107402 | no | no |  |  | no |  |  | 1276733.954 | 15280948.493 |  | -1
node_8107402_200904263 |  |  | PQ | AN | 19918.584 | 8107402 | no | no |  |  | no |  |  | 1276902.935 | 15281194.01 |  | -1
node_8107402_200904265 |  |  | PQ | ABCN | 19918.584 | 8107402 | no | no |  |  | no |  |  | 1276497.016 | 15281210.649 |  | -1
node_8107402_200904267 |  |  | PQ | ABCN | 19918.584 | 8107402 | no | no |  |  | no |  |  | 1276597.708 | 15281361.731 |  | -1
node_8107402_200904269 |  |  | PQ | ABCN | 19918.584 | 8107402 | no | no |  |  | no |  |  | 1276709.532 | 15281610.344 |  | -1
node_8107402_200904270 |  |  | PQ | ABCN | 19918.584 | 8107402 | no | no |  |  | no |  |  | 1276778.04 | 15281753.474 |  | -1
node_8107402_200904271 |  |  | PQ | ABCN | 19918.584 | 8107402 | no | no |  |  | no |  |  | 1276953.371 | 15281963.662 |  | -1
node_8107402_200904379 |  |  | PQ | AD | 2771.281 | 8107402 | no | no |  |  | no |  |  | 1277115.748 | 15292792.893 |  | -1
node_8107402_200904380 |  |  | PQ | AD | 2771.281 | 8107402 | no | no |  |  | no |  |  | 1276928.42 | 15292610.839 |  | -1
node_8107402_200904381 |  |  | PQ | AN | 2771.281 | 8107402 | no | no |  |  | no |  |  | 1274394.535 | 15290212.173 |  | -1
node_8107402_200904384 |  |  | PQ | AD | 2771.281 | 8107402 | no | no |  |  | no |  |  | 1274592.414 | 15289888.228 |  | -1
node_8107402_200904385 |  |  | PQ | AN | 2771.281 | 8107402 | no | no |  |  | no |  |  | 1274795.042 | 15289533.808 |  | -1
node_8107402_200904386 |  |  | PQ | AD | 2771.281 | 8107402 | no | no |  |  | no |  |  | 1274988.659 | 15289325.504 |  | -1
node_8107402_200904387 |  |  | PQ | AD | 2771.281 | 8107402 | no | no |  |  | no |  |  | 1275116.314 | 15289188.55 |  | -1
node_8107402_200904388 |  |  | PQ | AN | 2771.281 | 8107402 | no | no |  |  | no |  |  | 1275045.019 | 15289003.641 |  | -1
node_8107402_200904389 |  |  | PQ | AN | 2771.281 | 8107402 | no | no |  |  | no |  |  | 1275244.589 | 15288939.515 |  | -1
node_8107402_200904390 |  |  | PQ | AD | 2771.281 | 8107402 | no | no |  |  | no |  |  | 1275243.196 | 15288642.575 |  | -1
node_8107402_200904391 |  |  | PQ | AD | 2771.281 | 8107402 | no | no |  |  | no |  |  | 1275402.294 | 15288442.713 |  | -1
node_8107402_200904392 |  |  | PQ | AD | 2771.281 | 8107402 | no | no |  |  | no |  |  | 1275513.375 | 15288341.916 |  | -1
node_8107402_200904394 |  |  | PQ | AN | 2771.281 | 8107402 | no | no |  |  | no |  |  | 1275869.087 | 15287664.489 |  | -1
node_8107402_200904395 |  |  | PQ | AN | 2771.281 | 8107402 | no | no |  |  | no |  |  | 1275794.444 | 15287476.938 |  | -1
node_8107402_200904396 |  |  | PQ | AD | 2771.281 | 8107402 | no | no |  |  | no |  |  | 1276741.736 | 15292427.168 |  | -1
node_8107402_200904397 |  |  | PQ | AD | 2771.281 | 8107402 | no | no |  |  | no |  |  | 1276559.524 | 15292243.314 |  | -1
node_8107402_200904398 |  |  | PQ | AD | 2771.281 | 8107402 | no | no |  |  | no |  |  | 1276373.697 | 15292070.526 |  | -1
node_8107402_200904399 |  |  | PQ | AD | 2771.281 | 8107402 | no | no |  |  | no |  |  | 1276190.608 | 15291887.734 |  | -1
node_8107402_200904400 |  |  | PQ | AN | 2771.281 | 8107402 | no | no |  |  | no |  |  | 1276020.496 | 15292010.863 |  | -1
node_8107402_200904401 |  |  | PQ | AN | 2771.281 | 8107402 | no | no |  |  | no |  |  | 1275987.654 | 15291639.987 |  | -1
node_8107402_200904402 |  |  | PQ | AN | 2771.281 | 8107402 | no | no |  |  | no |  |  | 1275733.331 | 15291368.27 |  | -1
node_8107402_200904405 |  |  | PQ | AD | 2771.281 | 8107402 | no | no |  |  | no |  |  | 1275459.945 | 15291070.806 |  | -1
node_8107402_200904406 |  |  | PQ | AN | 2771.281 | 8107402 | no | no |  |  | no |  |  | 1275305.768 | 15291114.204 |  | -1
node_8107402_200904407 |  |  | PQ | AN | 2771.281 | 8107402 | no | no |  |  | no |  |  | 1275234.798 | 15290832.077 |  | -1
node_8107402_200904409 |  |  | PQ | AD | 2771.281 | 8107402 | no | no |  |  | no |  |  | 1274809.027 | 15290519.43 |  | -1
node_8107402_200904410 |  |  | PQ | AN | 2771.281 | 8107402 | no | no |  |  | no |  |  | 1274768.579 | 15290812.357 |  | -1
node_8107402_200904864 |  |  | PQ | AD | 2771.281 | 8107402 | no | no |  |  | no |  |  | 1279554.171 | 15287589.746 |  | -1
node_8107402_200904865 |  |  | PQ | AN | 2771.281 | 8107402 | no | no |  |  | no |  |  | 1277859.817 | 15287996.988 |  | -1
node_8107402_200904866 |  |  | PQ | AD | 2771.281 | 8107402 | no | no |  |  | no |  |  | 1277634.066 | 15287768.943 |  | -1
node_8107402_200904867 |  |  | PQ | AD | 2771.281 | 8107402 | no | no |  |  | no |  |  | 1277424.087 | 15287552.554 |  | -1
node_8107402_200904869 |  |  | PQ | AN | 2771.281 | 8107402 | no | no |  |  | no |  |  | 1277469.073 | 15287447.621 |  | -1
node_8107402_200904870 |  |  | PQ | AD | 2771.281 | 8107402 | no | no |  |  | no |  |  | 1277255.15 | 15287393.967 |  | -1
node_8107402_200904871 |  |  | PQ | AD | 2771.281 | 8107402 | no | no |  |  | no |  |  | 1277162.093 | 15287173.862 |  | -1
node_8107402_200904872 |  |  | PQ | AN | 2771.281 | 8107402 | no | no |  |  | no |  |  | 1276993.855 | 15287015.166 |  | -1
node_8107402_200904874 |  |  | PQ | AN | 2771.281 | 8107402 | no | no |  |  | no |  |  | 1276780.771 | 15286816.733 |  | -1
node_8107402_200904875 |  |  | PQ | AN | 2771.281 | 8107402 | no | no |  |  | no |  |  | 1276564.677 | 15286615.525 |  | -1
node_8107402_200904876 |  |  | PQ | AD | 2771.281 | 8107402 | no | no |  |  | no |  |  | 1279340.421 | 15287746.535 |  | -1
node_8107402_200904877 |  |  | PQ | AD | 2771.281 | 8107402 | no | no |  |  | no |  |  | 1279220.922 | 15287826.887 |  | -1
node_8107402_200904878 |  |  | PQ | AD | 2771.281 | 8107402 | no | no |  |  | no |  |  | 1279126.693 | 15287895.902 |  | -1
node_8107402_200904879 |  |  | PQ | AD | 2771.281 | 8107402 | no | no |  |  | no |  |  | 1279001.363 | 15287987.747 |  | -1
node_8107402_200904880 |  |  | PQ | AD | 2771.281 | 8107402 | no | no |  |  | no |  |  | 1278779.362 | 15288039.011 |  | -1
node_8107402_200904882 |  |  | PQ | AN | 2771.281 | 8107402 | no | no |  |  | no |  |  | 1278264.973 | 15288183.144 |  | -1
node_8107402_200904883 |  |  | PQ | AD | 2771.281 | 8107402 | no | no |  |  | no |  |  | 1278079.174 | 15288234.509 |  | -1
node_8107402_200904884 |  |  | PQ | AD | 2771.281 | 8107402 | no | no |  |  | no |  |  | 1278176.159 | 15288416.259 |  | -1
node_8107402_200904885 |  |  | PQ | AN | 2771.281 | 8107402 | no | no |  |  | no |  |  | 1278192.808 | 15288570.145 |  | -1
node_8107402_200904901 |  |  | PQ | AD | 2771.281 | 8107402 | no | no |  |  | no |  |  | 1282664.651 | 15292708.821 |  | -1
node_8107402_200904902 |  |  | PQ | AN | 2771.281 | 8107402 | no | no |  |  | no |  |  | 1280676.045 | 15292271.181 |  | -1
node_8107402_200904903 |  |  | PQ | AD | 2771.281 | 8107402 | no | no |  |  | no |  |  | 1280420.028 | 15292155.377 |  | -1
node_8107402_200904904 |  |  | PQ | AN | 2771.281 | 8107402 | no | no |  |  | no |  |  | 1280214.88 | 15292230.722 |  | -1
node_8107402_200904905 |  |  | PQ | AD | 2771.281 | 8107402 | no | no |  |  | no |  |  | 1280248.164 | 15292064.283 |  | -1
node_8107402_200904906 |  |  | PQ | AD | 2771.281 | 8107402 | no | no |  |  | no |  |  | 1280253.576 | 15292004.185 |  | -1
node_8107402_200904907 |  |  | PQ | AN | 2771.281 | 8107402 | no | no |  |  | no |  |  | 1280453.964 | 15291878.699 |  | -1
node_8107402_200904908 |  |  | PQ | AN | 2771.281 | 8107402 | no | no |  |  | no |  |  | 1280072.894 | 15291983.262 |  | -1
node_8107402_200904909 |  |  | PQ | AN | 2771.281 | 8107402 | no | no |  |  | no |  |  | 1279754.617 | 15292080.318 |  | -1
node_8107402_200904910 |  |  | PQ | AD | 2771.281 | 8107402 | no | no |  |  | no |  |  | 1282487.548 | 15292741.33 |  | -1
node_8107402_200904911 |  |  | PQ | AD | 2771.281 | 8107402 | no | no |  |  | no |  |  | 1282297.31 | 15292743.582 |  | -1
node_8107402_200904912 |  |  | PQ | AN | 2771.281 | 8107402 | no | no |  |  | no |  |  | 1282062.255 | 15292699.869 |  | -1
node_8107402_200904913 |  |  | PQ | AN | 2771.281 | 8107402 | no | no |  |  | no |  |  | 1281846.409 | 15292651.814 |  | -1
node_8107402_200904914 |  |  | PQ | AD | 2771.281 | 8107402 | no | no |  |  | no |  |  | 1281625.565 | 15292600.951 |  | -1
node_8107402_200904915 |  |  | PQ | AD | 2771.281 | 8107402 | no | no |  |  | no |  |  | 1281430.76 | 15292523.558 |  | -1
node_8107402_200904916 |  |  | PQ | AD | 2771.281 | 8107402 | no | no |  |  | no |  |  | 1281227.192 | 15292443.615 |  | -1
node_8107402_200904917 |  |  | PQ | AD | 2771.281 | 8107402 | no | no |  |  | no |  |  | 1280967.883 | 15292437 |  | -1
node_8107402_200905060 |  |  | PQ | AD | 2771.281 | 8107402 | no | no |  |  | no |  |  | 1287476.091 | 15294104.461 |  | -1
node_8107402_200905061 |  |  | PQ | AD | 2771.281 | 8107402 | no | no |  |  | no |  |  | 1287595.613 | 15294287.788 |  | -1
node_8107402_200905062 |  |  | PQ | AN | 2771.281 | 8107402 | no | no |  |  | no |  |  | 1287710.532 | 15294458.136 |  | -1
node_8107402_200905107 |  |  | PQ | AN | 19918.584 | 8107402 | no | no |  |  | no |  |  | 1289264.229 | 15294425.447 |  | -1
node_8107402_200905108 |  |  | PQ | AN | 19918.584 | 8107402 | no | no |  |  | no |  |  | 1289111.508 | 15294542.416 |  | -1
node_8107402_200905109 |  |  | PQ | AN | 19918.584 | 8107402 | no | no |  |  | no |  |  | 1289036.083 | 15294641.484 |  | -1
node_8107402_200905110 |  |  | PQ | AN | 19918.584 | 8107402 | no | no |  |  | no |  |  | 1288898.811 | 15294608.654 |  | -1
node_8107402_200905116 |  |  | PQ | ABCN | 19918.584 | 8107402 | no | no |  |  | no |  |  | 1289630.398 | 15291667.713 |  | -1
node_8107402_200905117 |  |  | PQ | ABCN | 19918.584 | 8107402 | no | no |  |  | no |  |  | 1289750.411 | 15291419.877 |  | -1
node_8107402_200905118 |  |  | PQ | ABCN | 19918.584 | 8107402 | no | no |  |  | no |  |  | 1289864.947 | 15291163.914 |  | -1
node_8107402_200905119 |  |  | PQ | ABCN | 19918.584 | 8107402 | no | no |  |  | no |  |  | 1289981.503 | 15290922.45 |  | -1
node_8107402_200905120 |  |  | PQ | ABCN | 19918.584 | 8107402 | no | no |  |  | no |  |  | 1290095.599 | 15290666.23 |  | -1
node_8107402_200905121 |  |  | PQ | ABCN | 19918.584 | 8107402 | no | no |  |  | no |  |  | 1290211.304 | 15290416.67 |  | -1
node_8107402_200905122 |  |  | PQ | ABCN | 19918.584 | 8107402 | no | no |  |  | no |  |  | 1290290.142 | 15290250.538 |  | -1
node_8107402_200905140 |  |  | PQ | AN | 19918.584 | 8107402 | no | no |  |  | no |  |  | 1287601.846 | 15289764.769 |  | -1
node_8107402_200905141 |  |  | PQ | AN | 19918.584 | 8107402 | no | no |  |  | no |  |  | 1287835.997 | 15289534.335 |  | -1
node_8107402_200905142 |  |  | PQ | AN | 19918.584 | 8107402 | no | no |  |  | no |  |  | 1287942.514 | 15289429.056 |  | -1
node_8107402_200905143 |  |  | PQ | AN | 19918.584 | 8107402 | no | no |  |  | no |  |  | 1288049.458 | 15289324.543 |  | -1
node_8107402_200905144 |  |  | PQ | AN | 19918.584 | 8107402 | no | no |  |  | no |  |  | 1288157.095 | 15289221.766 |  | -1
node_8107402_200905145 |  |  | PQ | AN | 19918.584 | 8107402 | no | no |  |  | no |  |  | 1288261.52 | 15289115.967 |  | -1
node_8107402_200905146 |  |  | PQ | AN | 19918.584 | 8107402 | no | no |  |  | no |  |  | 1288369.558 | 15289009.062 |  | -1
node_8107402_200905147 |  |  | PQ | AN | 19918.584 | 8107402 | no | no |  |  | no |  |  | 1288474.357 | 15288905.52 |  | -1
node_8107402_200905148 |  |  | PQ | AN | 19918.584 | 8107402 | no | no |  |  | no |  |  | 1288578.629 | 15288802.204 |  | -1
node_8107402_200905194 |  |  | PQ | AN | 19918.584 | 8107402 | no | no |  |  | no |  |  | 1277739.747 | 15284083.564 |  | -1
node_8107402_200905195 |  |  | PQ | AN | 19918.584 | 8107402 | no | no |  |  | no |  |  | 1277507.85 | 15284156.551 |  | -1
node_8107402_200905197 |  |  | PQ | AN | 19918.584 | 8107402 | no | no |  |  | no |  |  | 1277331.333 | 15284333.986 |  | -1
node_8107402_200905198 |  |  | PQ | AN | 19918.584 | 8107402 | no | no |  |  | no |  |  | 1277470.946 | 15284524.866 |  | -1
node_8107402_200905199 |  |  | PQ | AN | 19918.584 | 8107402 | no | no |  |  | no |  |  | 1277654.982 | 15284773.781 |  | -1
node_8107402_200905229 |  |  | PQ | AN | 19918.584 | 8107402 | no | no |  |  | no |  |  | 1287959.432 | 15290096.933 |  | -1
node_8107402_200905230 |  |  | PQ | AN | 7199.558 | 8107402 | no | no |  |  | no |  |  | 1288098.616 | 15289945.273 |  | -1
node_8107402_200905242 |  |  | PQ | ABCN | 19918.584 | 8107402 | no | no |  |  | no |  |  | 1289461.593 | 15291716.768 |  | -1
node_8107402_200905243 |  |  | PQ | ABCN | 19918.584 | 8107402 | no | no |  |  | no |  |  | 1289237.944 | 15291913.914 |  | -1
node_8107402_200905244 |  |  | PQ | ABCN | 19918.584 | 8107402 | no | no |  |  | no |  |  | 1289012.642 | 15292127.808 |  | -1
node_8107402_200905245 |  |  | PQ | ABCN | 19918.584 | 8107402 | no | no |  |  | no |  |  | 1288777.872 | 15292344.321 |  | -1
node_8107402_200905246 |  |  | PQ | ABCN | 19918.584 | 8107402 | no | no |  |  | no |  |  | 1288941.561 | 15292349.199 |  | -1
node_8107402_200905430 |  |  | PQ | ABCN | 19918.584 | 8107402 | no | no |  |  | no |  |  | 1279016.748 | 15286777.804 |  | -1
node_8107402_200905458 |  |  | PQ | ABN | 19918.584 | 8107402 | no | no |  |  | no |  |  | 1281781.121 | 15289421.852 |  | -1
node_8107402_200905459 |  |  | PQ | AN | 19918.584 | 8107402 | no | no |  |  | no |  |  | 1283274.748 | 15290928.379 |  | -1
node_8107402_200905460 |  |  | PQ | AN | 2771.281 | 8107402 | no | no |  |  | no |  |  | 1283468.963 | 15291127.417 |  | -1
node_8107402_200905461 |  |  | PQ | AN | 19918.584 | 8107402 | no | no |  |  | no |  |  | 1281864.797 | 15289520.775 |  | -1
node_8107402_200905462 |  |  | PQ | AN | 19918.584 | 8107402 | no | no |  |  | no |  |  | 1281944.853 | 15289610.87 |  | -1
node_8107402_200905463 |  |  | PQ | AN | 19918.584 | 8107402 | no | no |  |  | no |  |  | 1282115.054 | 15289789.416 |  | -1
node_8107402_200905464 |  |  | PQ | AN | 19918.584 | 8107402 | no | no |  |  | no |  |  | 1282224.776 | 15289908.954 |  | -1
node_8107402_200905465 |  |  | PQ | AN | 19918.584 | 8107402 | no | no |  |  | no |  |  | 1282449.964 | 15290075.572 |  | -1
node_8107402_200905469 |  |  | PQ | AN | 19918.584 | 8107402 | no | no |  |  | no |  |  | 1282864.191 | 15290501.534 |  | -1
node_8107402_200905471 |  |  | PQ | AN | 19918.584 | 8107402 | no | no |  |  | no |  |  | 1283066.286 | 15290712.797 |  | -1
node_8107402_200905472 |  |  | PQ | AN | 19918.584 | 8107402 | no | no |  |  | no |  |  | 1287339.147 | 15289693.764 |  | -1
node_8107402_200905473 |  |  | PQ | AN | 19918.584 | 8107402 | no | no |  |  | no |  |  | 1287391.178 | 15289504.994 |  | -1
node_8107402_200905474 |  |  | PQ | AN | 19918.584 | 8107402 | no | no |  |  | no |  |  | 1287443.308 | 15289331.524 |  | -1
node_8107402_200905484 |  |  | PQ | AD | 2771.281 | 8107402 | no | no |  |  | no |  |  | 1287876.208 | 15294486.408 |  | -1
node_8107402_200905485 |  |  | PQ | AN | 2771.281 | 8107402 | no | no |  |  | no |  |  | 1289089.926 | 15295456.372 |  | -1
node_8107402_200905489 |  |  | PQ | AN | 2771.281 | 8107402 | no | no |  |  | no |  |  | 1288045.411 | 15294539.839 |  | -1
node_8107402_200905490 |  |  | PQ | AD | 2771.281 | 8107402 | no | no |  |  | no |  |  | 1288215.166 | 15294595.615 |  | -1
node_8107402_200905491 |  |  | PQ | AD | 2771.281 | 8107402 | no | no |  |  | no |  |  | 1288340.351 | 15294635.104 |  | -1
node_8107402_200905492 |  |  | PQ | AD | 2771.281 | 8107402 | no | no |  |  | no |  |  | 1288320.742 | 15294732.842 |  | -1
node_8107402_200905493 |  |  | PQ | AN | 2771.281 | 8107402 | no | no |  |  | no |  |  | 1288237.042 | 15294941.468 |  | -1
node_8107402_200905494 |  |  | PQ | AD | 2771.281 | 8107402 | no | no |  |  | no |  |  | 1288307.184 | 15295139.697 |  | -1
node_8107402_200905495 |  |  | PQ | AN | 2771.281 | 8107402 | no | no |  |  | no |  |  | 1288556.791 | 15295225.09 |  | -1
node_8107402_200905496 |  |  | PQ | AN | 2771.281 | 8107402 | no | no |  |  | no |  |  | 1288804.017 | 15295310.736 |  | -1
node_8107402_200905499 |  |  | PQ | AD | 2771.281 | 8107402 | no | no |  |  | no |  |  | 1288950.817 | 15295144.343 |  | -1
node_8107402_200905500 |  |  | PQ | AN | 2771.281 | 8107402 | no | no |  |  | no |  |  | 1289166.073 | 15295052.025 |  | -1
node_8107402_200905615 |  |  | PQ | AN | 19918.584 | 8107402 | no | no |  |  | no |  |  | 1288793.261 | 15290236.226 |  | -1
node_8107402_200905617 |  |  | PQ | ABCN | 19918.584 | 8107402 | no | no |  |  | no |  |  | 1287263.224 | 15289996.655 |  | -1
node_8107402_200905619 |  |  | PQ | ABCN | 19918.584 | 8107402 | no | no |  |  | no |  |  | 1293786.445 | 15293049.636 |  | -1
node_8107402_200905620 |  |  | PQ | ABCN | 19918.584 | 8107402 | no | no |  |  | no |  |  | 1293648.603 | 15292994.173 |  | -1
node_8107402_200905622 |  |  | PQ | ABCN | 19918.584 | 8107402 | no | no |  |  | no |  |  | 1293522.954 | 15292945.342 |  | -1
node_8107402_200905626 |  |  | PQ | ABCN | 19918.584 | 8107402 | no | no |  |  | no |  |  | 1293250.044 | 15292930.881 |  | -1
node_8107402_200905627 |  |  | PQ | ABCN | 19918.584 | 8107402 | no | no |  |  | no |  |  | 1293088.544 | 15292943.957 |  | -1
node_8107402_200905628 |  |  | PQ | ABCN | 19918.584 | 8107402 | no | no |  |  | no |  |  | 1292970.284 | 15292964.537 |  | -1
node_8107402_200905629 |  |  | PQ | ABCN | 19918.584 | 8107402 | no | no |  |  | no |  |  | 1292846.268 | 15292962.325 |  | -1
node_8107402_200905630 |  |  | PQ | ABCN | 19918.584 | 8107402 | no | no |  |  | no |  |  | 1292720.954 | 15292970.741 |  | -1
node_8107402_200905631 |  |  | PQ | ABCN | 19918.584 | 8107402 | no | no |  |  | no |  |  | 1292720.211 | 15292893.383 |  | -1
node_8107402_200905632 |  |  | PQ | ABCN | 19918.584 | 8107402 | no | no |  |  | no |  |  | 1292693.259 | 15292700.755 |  | -1
node_8107402_200905633 |  |  | PQ | ABCN | 19918.584 | 8107402 | no | no |  |  | no |  |  | 1292668.127 | 15292542.125 |  | -1
node_8107402_200905634 |  |  | PQ | ABCN | 19918.584 | 8107402 | no | no |  |  | no |  |  | 1292808.746 | 15293147.154 |  | -1
node_8107402_200905635 |  |  | PQ | ABCN | 19918.584 | 8107402 | no | no |  |  | no |  |  | 1292604.383 | 15292972.749 |  | -1
node_8107402_200905636 |  |  | PQ | ABCN | 19918.584 | 8107402 | no | no |  |  | no |  |  | 1292487.894 | 15292985.507 |  | -1
node_8107402_200905638 |  |  | PQ | ABCN | 19918.584 | 8107402 | no | no |  |  | no |  |  | 1292282.88 | 15293022.606 |  | -1
node_8107402_200905640 |  |  | PQ | ABCN | 19918.584 | 8107402 | no | no |  |  | no |  |  | 1292078.999 | 15293059.88 |  | -1
node_8107402_200905642 |  |  | PQ | ABCN | 19918.584 | 8107402 | no | no |  |  | no |  |  | 1291934.987 | 15293051.454 |  | -1
node_8107402_200905643 |  |  | PQ | ABCN | 19918.584 | 8107402 | no | no |  |  | no |  |  | 1291851.526 | 15293128.55 |  | -1
node_8107402_200905644 |  |  | PQ | ABCN | 19918.584 | 8107402 | no | no |  |  | no |  |  | 1291721.314 | 15293171.17 |  | -1
node_8107402_200905645 |  |  | PQ | ABCN | 19918.584 | 8107402 | no | no |  |  | no |  |  | 1291565.768 | 15293219.195 |  | -1
node_8107402_200905646 |  |  | PQ | ABCN | 19918.584 | 8107402 | no | no |  |  | no |  |  | 1291433.849 | 15293263.004 |  | -1
node_8107402_200905648 |  |  | PQ | ABCN | 19918.584 | 8107402 | no | no |  |  | no |  |  | 1291331.215 | 15293296.057 |  | -1
node_8107402_200905649 |  |  | PQ | ABCN | 19918.584 | 8107402 | no | no |  |  | no |  |  | 1291224.677 | 15293326.196 |  | -1
node_8107402_200905651 |  |  | PQ | ABCN | 19918.584 | 8107402 | no | no |  |  | no |  |  | 1291154.705 | 15293277.807 |  | -1
node_8107402_200905652 |  |  | PQ | ABCN | 19918.584 | 8107402 | no | no |  |  | no |  |  | 1291034.153 | 15293180.755 |  | -1
node_8107402_200905654 |  |  | PQ | ABCN | 19918.584 | 8107402 | no | no |  |  | no |  |  | 1290953.288 | 15293098.05 |  | -1
node_8107402_200905655 |  |  | PQ | ABCN | 19918.584 | 8107402 | no | no |  |  | no |  |  | 1290795.981 | 15293230.629 |  | -1
node_8107402_200905656 |  |  | PQ | ABCN | 19918.584 | 8107402 | no | no |  |  | no |  |  | 1290913.537 | 15293066.88 |  | -1
node_8107402_200905657 |  |  | PQ | ABCN | 19918.584 | 8107402 | no | no |  |  | no |  |  | 1290731.504 | 15292885.356 |  | -1
node_8107402_200905658 |  |  | PQ | ABCN | 19918.584 | 8107402 | no | no |  |  | no |  |  | 1290637.386 | 15292786.593 |  | -1
node_8107402_200905659 |  |  | PQ | ABCN | 19918.584 | 8107402 | no | no |  |  | no |  |  | 1290505.056 | 15292653.344 |  | -1
node_8107402_200905660 |  |  | PQ | ABCN | 19918.584 | 8107402 | no | no |  |  | no |  |  | 1290312.749 | 15292550.031 |  | -1
node_8107402_200905662 |  |  | PQ | ABCN | 19918.584 | 8107402 | no | no |  |  | no |  |  | 1290128.525 | 15292270.711 |  | -1
node_8107402_200905663 |  |  | PQ | ABCN | 19918.584 | 8107402 | no | no |  |  | no |  |  | 1289930.63 | 15292080.654 |  | -1
node_8107402_200905664 |  |  | PQ | ABCN | 19918.584 | 8107402 | no | no |  |  | no |  |  | 1289741.736 | 15291888.32 |  | -1
node_8107402_200905665 |  |  | PQ | ABCN | 19918.584 | 8107402 | no | no |  |  | no |  |  | 1289553.61 | 15291702.871 |  | -1
node_8107402_200905666 |  |  | PQ | ABCN | 19918.584 | 8107402 | no | no |  |  | no |  |  | 1289450.713 | 15291601.332 |  | -1
node_8107402_200905667 |  |  | PQ | ABCN | 19918.584 | 8107402 | no | no |  |  | no |  |  | 1289269.041 | 15291420.807 |  | -1
node_8107402_200905668 |  |  | PQ | ABCN | 19918.584 | 8107402 | no | no |  |  | no |  |  | 1289093.936 | 15291245.216 |  | -1
node_8107402_200905669 |  |  | PQ | ABCN | 19918.584 | 8107402 | no | no |  |  | no |  |  | 1288916.782 | 15291064.157 |  | -1
node_8107402_200905670 |  |  | PQ | ABCN | 19918.584 | 8107402 | no | no |  |  | no |  |  | 1288763.481 | 15291002.622 |  | -1
node_8107402_200905671 |  |  | PQ | ABCN | 19918.584 | 8107402 | no | no |  |  | no |  |  | 1288586.038 | 15290815.897 |  | -1
node_8107402_200905672 |  |  | PQ | AN | 19918.584 | 8107402 | no | no |  |  | no |  |  | 1288612.509 | 15290742.705 |  | -1
node_8107402_200905673 |  |  | PQ | AN | 19918.584 | 8107402 | no | no |  |  | no |  |  | 1288750.076 | 15290593.689 |  | -1
node_8107402_200905675 |  |  | PQ | AN | 19918.584 | 8107402 | no | no |  |  | no |  |  | 1288902.39 | 15290384.193 |  | -1
node_8107402_200905676 |  |  | PQ | AN | 19918.584 | 8107402 | no | no |  |  | no |  |  | 1289001.884 | 15290266.373 |  | -1
node_8107402_200905677 |  |  | PQ | AN | 19918.584 | 8107402 | no | no |  |  | no |  |  | 1289108.846 | 15290151.03 |  | -1
node_8107402_200905678 |  |  | PQ | ABCN | 19918.584 | 8107402 | no | no |  |  | no |  |  | 1288422.173 | 15290670.596 |  | -1
node_8107402_200905679 |  |  | PQ | AN | 19918.584 | 8107402 | no | no |  |  | no |  |  | 1288563.334 | 15290509.099 |  | -1
node_8107402_200905680 |  |  | PQ | ABCN | 19918.584 | 8107402 | no | no |  |  | no |  |  | 1288238.071 | 15290495.038 |  | -1
node_8107402_200905682 |  |  | PQ | ABCN | 19918.584 | 8107402 | no | no |  |  | no |  |  | 1288105.393 | 15290411.023 |  | -1
node_8107402_200905683 |  |  | PQ | AN | 19918.584 | 8107402 | no | no |  |  | no |  |  | 1288224.098 | 15290256.787 |  | -1
node_8107402_200905684 |  |  | PQ | ABCN | 19918.584 | 8107402 | no | no |  |  | no |  |  | 1287952.334 | 15290237.993 |  | -1
node_8107402_200905685 |  |  | PQ | ABCN | 19918.584 | 8107402 | no | no |  |  | no |  |  | 1287812.122 | 15290095.96 |  | -1
node_8107402_200905686 |  |  | PQ | ABCN | 19918.584 | 8107402 | no | no |  |  | no |  |  | 1287750.23 | 15289928.861 |  | -1
node_8107402_200905687 |  |  | PQ | ABCN | 19918.584 | 8107402 | no | no |  |  | no |  |  | 1287611.202 | 15289843.489 |  | -1
node_8107402_200905688 |  |  | PQ | ABCN | 19918.584 | 8107402 | no | no |  |  | no |  |  | 1287485.067 | 15289773.473 |  | -1
node_8107402_200905689 |  |  | PQ | AN | 19918.584 | 8107402 | no | no |  |  | no |  |  | 1287498.454 | 15289697.252 |  | -1
node_8107402_200905690 |  |  | PQ | ABCN | 19918.584 | 8107402 | no | no |  |  | no |  |  | 1287314.481 | 15289796.775 |  | -1
node_8107402_200905691 |  |  | PQ | ABCN | 19918.584 | 8107402 | no | no |  |  | no |  |  | 1287209.404 | 15289950.192 |  | -1
node_8107402_200905692 |  |  | PQ | ABCN | 19918.584 | 8107402 | no | no |  |  | no |  |  | 1287113.138 | 15290082.738 |  | -1
node_8107402_200905693 |  |  | PQ | AN | 19918.584 | 8107402 | no | no |  |  | no |  |  | 1286998.624 | 15290230.612 |  | -1
node_8107402_200905694 |  |  | PQ | ABCN | 19918.584 | 8107402 | no | no |  |  | no |  |  | 1287117.184 | 15289751.099 |  | -1
node_8107402_200905697 |  |  | PQ | ABCN | 19918.584 | 8107402 | no | no |  |  | no |  |  | 1286921.61 | 15289706.564 |  | -1
node_8107402_200905698 |  |  | PQ | ABCN | 19918.584 | 8107402 | no | no |  |  | no |  |  | 1286733.144 | 15289659.092 |  | -1
node_8107402_200905700 |  |  | PQ | ABCN | 19918.584 | 8107402 | no | no |  |  | no |  |  | 1286562.085 | 15289633.154 |  | -1
node_8107402_200905702 |  |  | PQ | ABCN | 19918.584 | 8107402 | no | no |  |  | no |  |  | 1286393.319 | 15289616.301 |  | -1
node_8107402_200905704 |  |  | PQ | ABCN | 19918.584 | 8107402 | no | no |  |  | no |  |  | 1286212.749 | 15289600.198 |  | -1
node_8107402_200905705 |  |  | PQ | ABCN | 19918.584 | 8107402 | no | no |  |  | no |  |  | 1286076.009 | 15289575.675 |  | -1
node_8107402_200905706 |  |  | PQ | ABCN | 19918.584 | 8107402 | no | no |  |  | no |  |  | 1285979.401 | 15289477.111 |  | -1
node_8107402_200905707 |  |  | PQ | ABCN | 19918.584 | 8107402 | no | no |  |  | no |  |  | 1285728.788 | 15289440.127 |  | -1
node_8107402_200905708 |  |  | PQ | ABCN | 19918.584 | 8107402 | no | no |  |  | no |  |  | 1285488.443 | 15289404.206 |  | -1
node_8107402_200905710 |  |  | PQ | ABCN | 19918.584 | 8107402 | no | no |  |  | no |  |  | 1285028.83 | 15289387.378 |  | -1
node_8107402_200905711 |  |  | PQ | ABCN | 19918.584 | 8107402 | no | no |  |  | no |  |  | 1284817.621 | 15289385.625 |  | -1
node_8107402_200905712 |  |  | PQ | ABCN | 19918.584 | 8107402 | no | no |  |  | no |  |  | 1284516.085 | 15289389.986 |  | -1
node_8107402_200905714 |  |  | PQ | ABCN | 19918.584 | 8107402 | no | no |  |  | no |  |  | 1284292.132 | 15289366.252 |  | -1
node_8107402_200905716 |  |  | PQ | ABCN | 19918.584 | 8107402 | no | no |  |  | no |  |  | 1284032.239 | 15289341.794 |  | -1
node_8107402_200905717 |  |  | PQ | ABCN | 19918.584 | 8107402 | no | no |  |  | no |  |  | 1283784.593 | 15289284.996 |  | -1
node_8107402_200905719 |  |  | PQ | ABCN | 19918.584 | 8107402 | no | no |  |  | no |  |  | 1283544.189 | 15289253.677 |  | -1
node_8107402_200905721 |  |  | PQ | ABCN | 19918.584 | 8107402 | no | no |  |  | no |  |  | 1283229.698 | 15289254.73 |  | -1
node_8107402_200905722 |  |  | PQ | ABCN | 19918.584 | 8107402 | no | no |  |  | no |  |  | 1282940.465 | 15289230.779 |  | -1
node_8107402_200905723 |  |  | PQ | ABCN | 19918.584 | 8107402 | no | no |  |  | no |  |  | 1282716.901 | 15289198.035 |  | -1
node_8107402_200905724 |  |  | PQ | ABCN | 19918.584 | 8107402 | no | no |  |  | no |  |  | 1282533.579 | 15289221.35 |  | -1
node_8107402_200905725 |  |  | PQ | ABCN | 19918.584 | 8107402 | no | no |  |  | no |  |  | 1282386.381 | 15289246.932 |  | -1
node_8107402_200905726 |  |  | PQ | ABCN | 19918.584 | 8107402 | no | no |  |  | no |  |  | 1282222.871 | 15289273.434 |  | -1
node_8107402_200905727 |  |  | PQ | ABCN | 19918.584 | 8107402 | no | no |  |  | no |  |  | 1281967.224 | 15289313.338 |  | -1
node_8107402_200905728 |  |  | PQ | ABCN | 19918.584 | 8107402 | no | no |  |  | no |  |  | 1281776.494 | 15289288.675 |  | -1
node_8107402_200905729 |  |  | PQ | ABCN | 19918.584 | 8107402 | no | no |  |  | no |  |  | 1281659.059 | 15289228.393 |  | -1
node_8107402_200905730 |  |  | PQ | ABCN | 19918.584 | 8107402 | no | no |  |  | no |  |  | 1281447.506 | 15289123.998 |  | -1
node_8107402_200905732 |  |  | PQ | ABCN | 19918.584 | 8107402 | no | no |  |  | no |  |  | 1281339.184 | 15289052.648 |  | -1
node_8107402_200905733 |  |  | PQ | ABCN | 19918.584 | 8107402 | no | no |  |  | no |  |  | 1281211.034 | 15288965.455 |  | -1
node_8107402_200905734 |  |  | PQ | ABCN | 19918.584 | 8107402 | no | no |  |  | no |  |  | 1281137.45 | 15289018.806 |  | -1
node_8107402_200905735 |  |  | PQ | ABCN | 19918.584 | 8107402 | no | no |  |  | no |  |  | 1281131.726 | 15288812.012 |  | -1
node_8107402_200905738 |  |  | PQ | ABCN | 19918.584 | 8107402 | no | no |  |  | no |  |  | 1280867.83 | 15288632.042 |  | -1
node_8107402_200905739 |  |  | PQ | ABCN | 19918.584 | 8107402 | no | no |  |  | no |  |  | 1280608.999 | 15288456.67 |  | -1
node_8107402_200905740 |  |  | PQ | ABCN | 19918.584 | 8107402 | no | no |  |  | no |  |  | 1280367.073 | 15288289.63 |  | -1
node_8107402_200905741 |  |  | PQ | ABCN | 19918.584 | 8107402 | no | no |  |  | no |  |  | 1280180.942 | 15288207.598 |  | -1
node_8107402_200905742 |  |  | PQ | ABCN | 19918.584 | 8107402 | no | no |  |  | no |  |  | 1279995.086 | 15288029.488 |  | -1
node_8107402_200905743 |  |  | PQ | ABCN | 19918.584 | 8107402 | no | no |  |  | no |  |  | 1279831.779 | 15287836.951 |  | -1
node_8107402_200905744 |  |  | PQ | ABCN | 19918.584 | 8107402 | no | no |  |  | no |  |  | 1279661.051 | 15287610.747 |  | -1
node_8107402_200905745 |  |  | PQ | ABCN | 19918.584 | 8107402 | no | no |  |  | no |  |  | 1279457.138 | 15287419.33 |  | -1
node_8107402_200905746 |  |  | PQ | ABCN | 19918.584 | 8107402 | no | no |  |  | no |  |  | 1279272.959 | 15287216.269 |  | -1
node_8107402_200905747 |  |  | PQ | ABCN | 19918.584 | 8107402 | no | no |  |  | no |  |  | 1279089.793 | 15287006.238 |  | -1
node_8107402_200905748 |  |  | PQ | ABCN | 19918.584 | 8107402 | no | no |  |  | no |  |  | 1278954.93 | 15286877.576 |  | -1
node_8107402_200905749 |  |  | PQ | ABCN | 19918.584 | 8107402 | no | no |  |  | no |  |  | 1278829.99 | 15286732.964 |  | -1
node_8107402_200905750 |  |  | PQ | ABCN | 19918.584 | 8107402 | no | no |  |  | no |  |  | 1278678.947 | 15286520.432 |  | -1
node_8107402_200905751 |  |  | PQ | ABCN | 19918.584 | 8107402 | no | no |  |  | no |  |  | 1278525.464 | 15286300.882 |  | -1
node_8107402_200905754 |  |  | PQ | ABCN | 19918.584 | 8107402 | no | no |  |  | no |  |  | 1278416.099 | 15286084.277 |  | -1
node_8107402_200905755 |  |  | PQ | ABCN | 19918.584 | 8107402 | no | no |  |  | no |  |  | 1278404.185 | 15285948.798 |  | -1
node_8107402_200905756 |  |  | PQ | ABCN | 19918.584 | 8107402 | no | no |  |  | no |  |  | 1278338.972 | 15285743.544 |  | -1
node_8107402_200905757 |  |  | PQ | ABCN | 19918.584 | 8107402 | no | no |  |  | no |  |  | 1278279.231 | 15285555.97 |  | -1
node_8107402_200905758 |  |  | PQ | ABCN | 19918.584 | 8107402 | no | no |  |  | no |  |  | 1278204.21 | 15285334.159 |  | -1
node_8107402_200905759 |  |  | PQ | ABCN | 19918.584 | 8107402 | no | no |  |  | no |  |  | 1278101.033 | 15285159.311 |  | -1
node_8107402_200905760 |  |  | PQ | ABCN | 19918.584 | 8107402 | no | no |  |  | no |  |  | 1278069.961 | 15284934.858 |  | -1
node_8107402_200905761 |  |  | PQ | ABCN | 19918.584 | 8107402 | no | no |  |  | no |  |  | 1277983.924 | 15284603.174 |  | -1
node_8107402_200905762 |  |  | PQ | ABCN | 19918.584 | 8107402 | no | no |  |  | no |  |  | 1291754.528 | 15294082.041 |  | -1
node_8107402_200905763 |  |  | PQ | ABCN | 19918.584 | 8107402 | no | no |  |  | no |  |  | 1291802.646 | 15294209.184 |  | -1
node_8107402_200905765 |  |  | PQ | ABCN | 19918.584 | 8107402 | no | no |  |  | no |  |  | 1291600.264 | 15294373.076 |  | -1
node_8107402_200905766 |  |  | PQ | ABCN | 19918.584 | 8107402 | no | no |  |  | no |  |  | 1291392.126 | 15294542.273 |  | -1
node_8107402_200905767 |  |  | PQ | ABCN | 19918.584 | 8107402 | no | no |  |  | no |  |  | 1291169.998 | 15294716.639 |  | -1
node_8107402_200905769 |  |  | PQ | ABCN | 19918.584 | 8107402 | no | no |  |  | no |  |  | 1291332.07 | 15293432.272 |  | -1
node_8107402_200905770 |  |  | PQ | ABCN | 19918.584 | 8107402 | no | no |  |  | no |  |  | 1291441.277 | 15293538.493 |  | -1
node_8107402_200905771 |  |  | PQ | ABCN | 19918.584 | 8107402 | no | no |  |  | no |  |  | 1291547.576 | 15293670.352 |  | -1
node_8107402_200905773 |  |  | PQ | ABCN | 19918.584 | 8107402 | no | no |  |  | no |  |  | 1291696.594 | 15293955.941 |  | -1
node_8107402_200905778 |  |  | PQ | AD | 2771.281 | 8107402 | no | no |  |  | no |  |  | 1292797.604 | 15297556.16 |  | -1
node_8107402_200905780 |  |  | PQ | AD | 2771.281 | 8107402 | no | no |  |  | no |  |  | 1292684.696 | 15297432.259 |  | -1
node_8107402_200905781 |  |  | PQ | AN | 2771.281 | 8107402 | no | no |  |  | no |  |  | 1292580.156 | 15297316.957 |  | -1
node_8107402_200905782 |  |  | PQ | AD | 2771.281 | 8107402 | no | no |  |  | no |  |  | 1292417.958 | 15297511.992 |  | -1
node_8107402_200905783 |  |  | PQ | AN | 2771.281 | 8107402 | no | no |  |  | no |  |  | 1292303.253 | 15297644.314 |  | -1
node_8107402_200905785 |  |  | PQ | AN | 2771.281 | 8107402 | no | no |  |  | no |  |  | 1292481.077 | 15297171.163 |  | -1
node_8107402_200905787 |  |  | PQ | AD | 2771.281 | 8107402 | no | no |  |  | no |  |  | 1292286.431 | 15296887.282 |  | -1
node_8107402_200905788 |  |  | PQ | ABCN | 2771.281 | 8107402 | no | no |  |  | no |  |  | 1292204.972 | 15296769.358 |  | -1
node_8107402_200905791 |  |  | PQ | ABCN | 19918.584 | 8107402 | no | no |  |  | no |  |  | 1292009.586 | 15296582.792 |  | -1
node_8107402_200905793 |  |  | PQ | ABCN | 19918.584 | 8107402 | no | no |  |  | no |  |  | 1291911.015 | 15296478.201 |  | -1
node_8107402_200905794 |  |  | PQ | ABCN | 19918.584 | 8107402 | no | no |  |  | no |  |  | 1292139.895 | 15296370.135 |  | -1
node_8107402_200905795 |  |  | PQ | ABCN | 19918.584 | 8107402 | no | no |  |  | no |  |  | 1292361.664 | 15296274.989 |  | -1
node_8107402_200905798 |  |  | PQ | ABCN | 19918.584 | 8107402 | no | no |  |  | no |  |  | 1291769.263 | 15296342.876 |  | -1
node_8107402_200905800 |  |  | PQ | ABCN | 19918.584 | 8107402 | no | no |  |  | no |  |  | 1291629.596 | 15296219.561 |  | -1
node_8107402_200905802 |  |  | PQ | ABCN | 19918.584 | 8107402 | no | no |  |  | no |  |  | 1291491.977 | 15296095.544 |  | -1
node_8107402_200905803 |  |  | PQ | ABCN | 19918.584 | 8107402 | no | no |  |  | no |  |  | 1291355.366 | 15295982.97 |  | -1
node_8107402_200905804 |  |  | PQ | ABCN | 19918.584 | 8107402 | no | no |  |  | no |  |  | 1291224.831 | 15295843.338 |  | -1
node_8107402_200905805 |  |  | PQ | ABCN | 19918.584 | 8107402 | no | no |  |  | no |  |  | 1291104.712 | 15295719.357 |  | -1
node_8107402_200905806 |  |  | PQ | AN | 19918.584 | 8107402 | no | no |  |  | no |  |  | 1290876.927 | 15295754.77 |  | -1
node_8107402_200905810 |  |  | PQ | ABCN | 19918.584 | 8107402 | no | no |  |  | no |  |  | 1291086.396 | 15295408.702 |  | -1
node_8107402_200905811 |  |  | PQ | ABCN | 19918.584 | 8107402 | no | no |  |  | no |  |  | 1291059.944 | 15295113.58 |  | -1
node_8107402_200905813 |  |  | PQ | ABCN | 19918.584 | 8107402 | no | no |  |  | no |  |  | 1291016.584 | 15294971.402 |  | -1
node_8107402_200905814 |  |  | PQ | ABCN | 19918.584 | 8107402 | no | no |  |  | no |  |  | 1290942.376 | 15294919.054 |  | -1
node_8107402_200905815 |  |  | PQ | AN | 19918.584 | 8107402 | no | no |  |  | no |  |  | 1290855.571 | 15295167.364 |  | -1
node_8107402_200905816 |  |  | PQ | AN | 19918.584 | 8107402 | no | no |  |  | no |  |  | 1290689.447 | 15295340.712 |  | -1
node_8107402_200905820 |  |  | PQ | ABCN | 19918.584 | 8107402 | no | no |  |  | no |  |  | 1290778.514 | 15294798.605 |  | -1
node_8107402_200905821 |  |  | PQ | ABCN | 19918.584 | 8107402 | no | no |  |  | no |  |  | 1290739.916 | 15294769.772 |  | -1
node_8107402_200905822 |  |  | PQ | AN | 19918.584 | 8107402 | no | no |  |  | no |  |  | 1290709.718 | 15294820.647 |  | -1
node_8107402_200905823 |  |  | PQ | AN | 7199.558 | 8107402 | no | no |  |  | no |  |  | 1290590.941 | 15294900.262 |  | -1
node_8107402_200905824 |  |  | PQ | ABCN | 19918.584 | 8107402 | no | no |  |  | no |  |  | 1290561.043 | 15294633.227 |  | -1
node_8107402_200905825 |  |  | PQ | ABCN | 19918.584 | 8107402 | no | no |  |  | no |  |  | 1290423.369 | 15294529.412 |  | -1
node_8107402_200905826 |  |  | PQ | ABCN | 19918.584 | 8107402 | no | no |  |  | no |  |  | 1290275.496 | 15294397.615 |  | -1
node_8107402_200905827 |  |  | PQ | ABCN | 19918.584 | 8107402 | no | no |  |  | no |  |  | 1290154.948 | 15294387.326 |  | -1
node_8107402_200905828 |  |  | PQ | ABCN | 19918.584 | 8107402 | no | no |  |  | no |  |  | 1290010.326 | 15294374.495 |  | -1
node_8107402_200905829 |  |  | PQ | ABCN | 19918.584 | 8107402 | no | no |  |  | no |  |  | 1289841.261 | 15294373.515 |  | -1
node_8107402_200905830 |  |  | PQ | ABCN | 19918.584 | 8107402 | no | no |  |  | no |  |  | 1289722.319 | 15294358.209 |  | -1
node_8107402_200905832 |  |  | PQ | ABCN | 19918.584 | 8107402 | no | no |  |  | no |  |  | 1289574.5 | 15294340.881 |  | -1
node_8107402_200905833 |  |  | PQ | ABCN | 19918.584 | 8107402 | no | no |  |  | no |  |  | 1289392.553 | 15294335.756 |  | -1
node_8107402_200905834 |  |  | PQ | ABCN | 19918.584 | 8107402 | no | no |  |  | no |  |  | 1289286.441 | 15294325.458 |  | -1
node_8107402_200905835 |  |  | PQ | ABCN | 19918.584 | 8107402 | no | no |  |  | no |  |  | 1289298.486 | 15294297.034 |  | -1
node_8107402_200905836 |  |  | PQ | ABCN | 19918.584 | 8107402 | no | no |  |  | no |  |  | 1289355.948 | 15294119.496 |  | -1
node_8107402_200905837 |  |  | PQ | ABCN | 2771.281 | 8107402 | no | no |  |  | no |  |  | 1289161.425 | 15294313.499 |  | -1
node_8107402_200905840 |  |  | PQ | AD | 2771.281 | 8107402 | no | no |  |  | no |  |  | 1289002.208 | 15294297.776 |  | -1
node_8107402_200905842 |  |  | PQ | AD | 2771.281 | 8107402 | no | no |  |  | no |  |  | 1288618.123 | 15294303.585 |  | -1
node_8107402_200905843 |  |  | PQ | AN | 2771.281 | 8107402 | no | no |  |  | no |  |  | 1288417.526 | 15294293.957 |  | -1
node_8107402_200905844 |  |  | PQ | AD | 2771.281 | 8107402 | no | no |  |  | no |  |  | 1288224.393 | 15294288.207 |  | -1
node_8107402_200905845 |  |  | PQ | AN | 2771.281 | 8107402 | no | no |  |  | no |  |  | 1288017.384 | 15294236.097 |  | -1
node_8107402_200905846 |  |  | PQ | AD | 2771.281 | 8107402 | no | no |  |  | no |  |  | 1287871.468 | 15294059.389 |  | -1
node_8107402_200905847 |  |  | PQ | AD | 2771.281 | 8107402 | no | no |  |  | no |  |  | 1287779.828 | 15293880.599 |  | -1
node_8107402_200905848 |  |  | PQ | AD | 2771.281 | 8107402 | no | no |  |  | no |  |  | 1293034.819 | 15298091.274 |  | -1
node_8107402_200905850 |  |  | PQ | AD | 2771.281 | 8107402 | no | no |  |  | no |  |  | 1287706.754 | 15293789.96 |  | -1
node_8107402_200905851 |  |  | PQ | AN | 2771.281 | 8107402 | no | no |  |  | no |  |  | 1287615.85 | 15293673.845 |  | -1
node_8107402_200905852 |  |  | PQ | AD | 2771.281 | 8107402 | no | no |  |  | no |  |  | 1287499.233 | 15293533.021 |  | -1
node_8107402_200905853 |  |  | PQ | AD | 2771.281 | 8107402 | no | no |  |  | no |  |  | 1287375.768 | 15293416.894 |  | -1
node_8107402_200905855 |  |  | PQ | AN | 2771.281 | 8107402 | no | no |  |  | no |  |  | 1287220.008 | 15293272.937 |  | -1
node_8107402_200905856 |  |  | PQ | AN | 2771.281 | 8107402 | no | no |  |  | no |  |  | 1287087.2 | 15293148.368 |  | -1
node_8107402_200905857 |  |  | PQ | AN | 2771.281 | 8107402 | no | no |  |  | no |  |  | 1286910.728 | 15293123.684 |  | -1
node_8107402_200905858 |  |  | PQ | AN | 2771.281 | 8107402 | no | no |  |  | no |  |  | 1286684.806 | 15293105.765 |  | -1
node_8107402_200905860 |  |  | PQ | AN | 2771.281 | 8107402 | no | no |  |  | no |  |  | 1293015.528 | 15297952.078 |  | -1
node_8107402_200905863 |  |  | PQ | AN | 2771.281 | 8107402 | no | no |  |  | no |  |  | 1286372.122 | 15293298.498 |  | -1
node_8107402_200905865 |  |  | PQ | AD | 2771.281 | 8107402 | no | no |  |  | no |  |  | 1286186.398 | 15293058.231 |  | -1
node_8107402_200905866 |  |  | PQ | AN | 2771.281 | 8107402 | no | no |  |  | no |  |  | 1286088.199 | 15293058.051 |  | -1
node_8107402_200905869 |  |  | PQ | AN | 2771.281 | 8107402 | no | no |  |  | no |  |  | 1285495.004 | 15292821.36 |  | -1
node_8107402_200905871 |  |  | PQ | AN | 2771.281 | 8107402 | no | no |  |  | no |  |  | 1285151.919 | 15292603.311 |  | -1
node_8107402_200905873 |  |  | PQ | AD | 2771.281 | 8107402 | no | no |  |  | no |  |  | 1284787.228 | 15292468.347 |  | -1
node_8107402_200905874 |  |  | PQ | AN | 2771.281 | 8107402 | no | no |  |  | no |  |  | 1284655.792 | 15292496.094 |  | -1
node_8107402_200905875 |  |  | PQ | AD | 2771.281 | 8107402 | no | no |  |  | no |  |  | 1284855.336 | 15292477.873 |  | -1
node_8107402_200905877 |  |  | PQ | AN | 2771.281 | 8107402 | no | no |  |  | no |  |  | 1284506.363 | 15292508.456 |  | -1
node_8107402_200905878 |  |  | PQ | AD | 2771.281 | 8107402 | no | no |  |  | no |  |  | 1284561.966 | 15292169.482 |  | -1
node_8107402_200905879 |  |  | PQ | AN | 2771.281 | 8107402 | no | no |  |  | no |  |  | 1284186.721 | 15291856.373 |  | -1
node_8107402_200905880 |  |  | PQ | AD | 2771.281 | 8107402 | no | no |  |  | no |  |  | 1284070.471 | 15291758.522 |  | -1
node_8107402_200905881 |  |  | PQ | AN | 2771.281 | 8107402 | no | no |  |  | no |  |  | 1283902.175 | 15291610.6 |  | -1
node_8107402_200905882 |  |  | PQ | AN | 2771.281 | 8107402 | no | no |  |  | no |  |  | 1283749.857 | 15291500.309 |  | -1
node_8107402_200905884 |  |  | PQ | AN | 2771.281 | 8107402 | no | no |  |  | no |  |  | 1283557.717 | 15291280.699 |  | -1
node_8107402_200915506 |  |  | PQ | AD | 2771.281 | 8107402 | no | no |  |  | no |  |  | 1284539.509 | 15292149.438 |  | -1
node_8107402_200915518 |  |  | PQ | ABCN | 19918.584 | 8107402 | no | no |  |  | no |  |  | 1295951.465 | 15293291.215 |  | -1
node_8107402_200915519 |  |  | PQ | ABCN | 19918.584 | 8107402 | no | no |  |  | no |  |  | 1295920.66 | 15293331.309 |  | -1
node_8107402_200915543 |  |  | PQ | ABCN | 19918.584 | 8107402 | no | no |  |  | no |  |  | 1301723.032 | 15288057.594 |  | -1
node_8107402_200940918 |  |  | PQ | AN | 19918.584 | 8107402 | no | no |  |  | no |  |  | 1301791.149 | 15287433.866 |  | -1
node_8107402_200940927 |  |  | PQ | AD | 2771.281 | 8107402 | no | no |  |  | no |  |  | 1287004.388 | 15294376.241 |  | -1
node_8107402_200940928 |  |  | PQ | AN | 2771.281 | 8107402 | no | no |  |  | no |  |  | 1286713.907 | 15294559.438 |  | -1
node_8107402_200940929 |  |  | PQ | AN | 2771.281 | 8107402 | no | no |  |  | no |  |  | 1286433.625 | 15294713.714 |  | -1
node_8107402_200940930 |  |  | PQ | AD | 2771.281 | 8107402 | no | no |  |  | no |  |  | 1286153.353 | 15294862.072 |  | -1
node_8107402_200940936 |  |  | PQ | AN | 2771.281 | 8107402 | no | no |  |  | no |  |  | 1285685.656 | 15292946.396 |  | -1
node_8107402_200944334 |  |  | PQ | AN | 19918.584 | 8107402 | no | no |  |  | no |  |  | 1300134.955 | 15277881.368 |  | -1
node_8107402_200944357 |  |  | PQ | AN | 2771.281 | 8107402 | no | no |  |  | no |  |  | 1284400.388 | 15292039.425 |  | -1
node_8107402_200946528 |  |  | PQ | AN | 2771.281 | 8107402 | no | no |  |  | no |  |  | 1276441.668 | 15292199.84 |  | -1
node_8107402_200947713 |  |  | PQ | AN | 19918.584 | 8107402 | no | no |  |  | no |  |  | 1281012.425 | 15283546.171 |  | -1
node_8107402_200947714 |  |  | PQ | ABCN | 19918.584 | 8107402 | no | no |  |  | no |  |  | 1280749.246 | 15283702.456 |  | -1
node_8107402_200947715 |  |  | PQ | ABCN | 19918.584 | 8107402 | no | no |  |  | no |  |  | 1280911.894 | 15283835.348 |  | -1
node_8107402_200947716 |  |  | PQ | ABCN | 19918.584 | 8107402 | no | no |  |  | no |  |  | 1281017.786 | 15284006.563 |  | -1
node_8107402_200947718 |  |  | PQ | ABCN | 19918.584 | 8107402 | no | no |  |  | no |  |  | 1281198.83 | 15284220.441 |  | -1
node_8107402_200947719 |  |  | PQ | ABCN | 19918.584 | 8107402 | no | no |  |  | no |  |  | 1281107.268 | 15284439.85 |  | -1
node_8107402_200951517 |  |  | PQ | AD | 2771.281 | 8107402 | no | no |  |  | no |  |  | 1298629.879 | 15271716.037 |  | -1
node_8107402_200952804 |  |  | PQ | AD | 2771.281 | 8107402 | no | no |  |  | no |  |  | 1301430.599 | 15262958.299 |  | -1
node_8107402_200953157 |  |  | PQ | ABCN | 19918.584 | 8107402 | no | no |  |  | no |  |  | 1294897.424 | 15293245.744 |  | -1
node_8107402_200959283 |  |  | PQ | ABCN | 19918.584 | 8107402 | no | no |  |  | no |  |  | 1285657.63 | 15289425.85 |  | -1
node_8107402_200959305 |  |  | PQ | AN | 2771.281 | 8107402 | no | no |  |  | no |  |  | 1302165.155 | 15287029.626 |  | -1
node_8107402_200960083 |  |  | PQ | AN | 19918.584 | 8107402 | no | no |  |  | no |  |  | 1275622.61 | 15281546.528 |  | -1
node_8107402_200960084 |  |  | PQ | AN | 19918.584 | 8107402 | no | no |  |  | no |  |  | 1275640.715 | 15281348.107 |  | -1
node_8107402_200961077 |  |  | PQ | AD | 2771.281 | 8107402 | no | no |  |  | no |  |  | 1294635.82 | 15270609.903 |  | -1
node_8107402_200961078 |  |  | PQ | AD | 2771.281 | 8107402 | no | no |  |  | no |  |  | 1294365.667 | 15270605.821 |  | -1
node_8107402_200961079 |  |  | PQ | AN | 2771.281 | 8107402 | no | no |  |  | no |  |  | 1294228.92 | 15270493.066 |  | -1
node_8107402_200963350 |  |  | PQ | AN | 2771.281 | 8107402 | no | no |  |  | no |  |  | 1303519.7 | 15262770.22 |  | -1
node_8107402_200963492 |  |  | PQ | ABCN | 19918.584 | 8107402 | no | no |  |  | no |  |  | 1291644.182 | 15293866.663 |  | -1
node_8107402_200964590 |  |  | PQ | AD | 2771.281 | 8107402 | no | no |  |  | no |  |  | 1294967.604 | 15276992.442 |  | -1
node_8107402_200965680 |  |  | PQ | AN | 2771.281 | 8107402 | no | no |  |  | no |  |  | 1285685.833 | 15283306.9 |  | -1
node_8107402_200968526 |  |  | PQ | ABCN | 19918.584 | 8107402 | no | no |  |  | no |  |  | 1291808.324 | 15296392.929 |  | -1
node_8107402_200968839 |  |  | PQ | ABCN | 19918.584 | 8107402 | no | no |  |  | no |  |  | 1292149.463 | 15296694.598 |  | -1
node_8107402_200970991 |  |  | PQ | ABCN | 19918.584 | 8107402 | no | no |  |  | no |  |  | 1279998.146 | 15281359.847 |  | -1
node_8107402_200971810 |  |  | PQ | AD | 2771.281 | 8107402 | no | no |  |  | no |  |  | 1308077.701 | 15271551.797 |  | -1
node_8107402_200972183 |  |  | PQ | AN | 2771.281 | 8107402 | no | no |  |  | no |  |  | 1278698.301 | 15298217.379 |  | -1
node_8107402_200972381 |  |  | PQ | AN | 2771.281 | 8107402 | no | no |  |  | no |  |  | 1284411.34 | 15297278.077 |  | -1
node_8107402_200972399 |  |  | PQ | AN | 19918.584 | 8107402 | no | no |  |  | no |  |  | 1291377.998 | 15296733.208 |  | -1
node_8107402_200972415 |  |  | PQ | AN | 2771.281 | 8107402 | no | no |  |  | no |  |  | 1278740.399 | 15297697.018 |  | -1
node_8107402_200972844 |  |  | PQ | AN | 19918.584 | 8107402 | no | no |  |  | no |  |  | 1300324.644 | 15277818.756 |  | -1
node_8107402_200973304 |  |  | PQ | AN | 2771.281 | 8107402 | no | no |  |  | no |  |  | 1302407.896 | 15287050.404 |  | -1
node_8107402_200974637 |  |  | PQ | AD | 2771.281 | 8107402 | no | no |  |  | no |  |  | 1278483.476 | 15288123.532 |  | -1
node_8107402_200976733 |  |  | PQ | AD | 2771.281 | 8107402 | no | no |  |  | no |  |  | 1298220.765 | 15266369.351 |  | -1
node_8107402_200977867 |  |  | PQ | AD | 2771.281 | 8107402 | no | no |  |  | no |  |  | 1285582.143 | 15287622.904 |  | -1
node_8107402_200978121 |  |  | PQ | ABCN | 19918.584 | 8107402 | no | no |  |  | no |  |  | 1296209.767 | 15291943.007 |  | -1
node_8107402_200978122 |  |  | PQ | ABCN | 19918.584 | 8107402 | no | no |  |  | no |  |  | 1296192.454 | 15291941.986 |  | -1
node_8107402_200978123 |  |  | PQ | ABCN | 19918.584 | 8107402 | no | no |  |  | no |  |  | 1295914.551 | 15292664.812 |  | -1
node_8107402_200978124 |  |  | PQ | ABCN | 19918.584 | 8107402 | no | no |  |  | no |  |  | 1295891.121 | 15292657.489 |  | -1
node_8107402_200978152 |  |  | PQ | AD | 2771.281 | 8107402 | no | no |  |  | no |  |  | 1293322.225 | 15280240.247 |  | -1
node_8107402_200978404 |  |  | PQ | ABCN | 19918.584 | 8107402 | no | no |  |  | no |  |  | 1280207.671 | 15282230.655 |  | -1
node_8107402_200978854 |  |  | PQ | AN | 19918.584 | 8107402 | no | no |  |  | no |  |  | 1299203.045 | 15291159.278 |  | -1
node_8107402_200979708 |  |  | PQ | AN | 2771.281 | 8107402 | no | no |  |  | no |  |  | 1303555.534 | 15263303.31 |  | -1
node_8107402_200980030 |  |  | PQ | AN | 19918.584 | 8107402 | no | no |  |  | no |  |  | 1298809.164 | 15288896.82 |  | -1
node_8107402_200981879 |  |  | PQ | AN | 19918.584 | 8107402 | no | no |  |  | no |  |  | 1298374.542 | 15288786.009 |  | -1
node_8107402_200982422 |  |  | PQ | AD | 2771.281 | 8107402 | no | no |  |  | no |  |  | 1292896.748 | 15297688.84 |  | -1
node_8107402_200982799 |  |  | PQ | AN | 2771.281 | 8107402 | no | no |  |  | no |  |  | 1273841.859 | 15294726.522 |  | -1
node_8107402_200983006 |  |  | PQ | AN | 2771.281 | 8107402 | no | no |  |  | no |  |  | 1277378.456 | 15287767.901 |  | -1
node_8107402_200984481 |  |  | PQ | AN | 2771.281 | 8107402 | no | no |  |  | no |  |  | 1289333.613 | 15294915.853 |  | -1
node_8107402_200984482 |  |  | PQ | AN | 2771.281 | 8107402 | no | no |  |  | no |  |  | 1289420.418 | 15294852.963 |  | -1
node_8107402_200987601 |  |  | PQ | AN | 2771.281 | 8107402 | no | no |  |  | no |  |  | 1280058.041 | 15291648.49 |  | -1
node_8107402_200987951 |  |  | PQ | ABCN | 19918.584 | 8107402 | no | no |  |  | no |  |  | 1293401.448 | 15292935.066 |  | -1
node_8107402_201004311 |  |  | PQ | AN | 2771.281 | 8107402 | no | no |  |  | no |  |  | 1301839.077 | 15263031.306 |  | -1
node_8107402_201004575 |  |  | PQ | AN | 2771.281 | 8107402 | no | no |  |  | no |  |  | 1288847.935 | 15294287.893 |  | -1
node_8107402_201008242 |  |  | PQ | AD | 2771.281 | 8107402 | no | no |  |  | no |  |  | 1292952.697 | 15297811.206 |  | -1
node_8107402_201009728 |  |  | PQ | AD | 2771.281 | 8107402 | no | no |  |  | no |  |  | 1306697.793 | 15267681.762 |  | -1
node_8107402_201009729 |  |  | PQ | AN | 2771.281 | 8107402 | no | no |  |  | no |  |  | 1306792.548 | 15267222.622 |  | -1
node_8107402_201010662 |  |  | PQ | AN | 19918.584 | 8107402 | no | no |  |  | no |  |  | 1297606.265 | 15285538.257 |  | -1
node_8107402_201014701 |  |  | PQ | AN | 2771.281 | 8107402 | no | no |  |  | no |  |  | 1281072.827 | 15292368.525 |  | -1
node_8107402_201014751 |  |  | PQ | AD | 2771.281 | 8107402 | no | no |  |  | no |  |  | 1289141.274 | 15295577.487 |  | -1
node_8107402_201014763 |  |  | PQ | AD | 2771.281 | 8107402 | no | no |  |  | no |  |  | 1289358.211 | 15295524.465 |  | -1
node_8107402_201014764 |  |  | PQ | AN | 2771.281 | 8107402 | no | no |  |  | no |  |  | 1289416.115 | 15295411.373 |  | -1
node_8107402_201014815 |  |  | PQ | ABCN | 19918.584 | 8107402 | no | no |  |  | no |  |  | 1294886.167 | 15293282.071 |  | -1
node_8107402_201017082 |  |  | PQ | AD | 2771.281 | 8107402 | no | no |  |  | no |  |  | 1285954.261 | 15283462.705 |  | -1
node_8107402_201026884 |  |  | PQ | AD | 2771.281 | 8107402 | no | no |  |  | no |  |  | 1303035.077 | 15285862.461 |  | -1
node_8107402_201026885 |  |  | PQ | AD | 2771.281 | 8107402 | no | no |  |  | no |  |  | 1304652.701 | 15285515.554 |  | -1
node_8107402_201026886 |  |  | PQ | AD | 2771.281 | 8107402 | no | no |  |  | no |  |  | 1305660.516 | 15282248.804 |  | -1
node_8107402_201026887 |  |  | PQ | AD | 2771.281 | 8107402 | no | no |  |  | no |  |  | 1306360.312 | 15278939.101 |  | -1
node_8107402_201026888 |  |  | PQ | AD | 2771.281 | 8107402 | no | no |  |  | no |  |  | 1306590.245 | 15277795.17 |  | -1
node_8107402_201026889 |  |  | PQ | AD | 2771.281 | 8107402 | no | no |  |  | no |  |  | 1306799.561 | 15273550.139 |  | -1
node_8107402_201026890 |  |  | PQ | AN | 2771.281 | 8107402 | no | no |  |  | no |  |  | 1307187.769 | 15273083.814 |  | -1
node_8107402_201026891 |  |  | PQ | AD | 2771.281 | 8107402 | no | no |  |  | no |  |  | 1307483.686 | 15272581.47 |  | -1
node_8107402_201026892 |  |  | PQ | AD | 2771.281 | 8107402 | no | no |  |  | no |  |  | 1307703.052 | 15272203.372 |  | -1
node_8107402_201026893 |  |  | PQ | AD | 2771.281 | 8107402 | no | no |  |  | no |  |  | 1308347.941 | 15270897.835 |  | -1
node_8107402_201027917 |  |  | PQ | AN | 19918.584 | 8107402 | no | no |  |  | no |  |  | 1282660.317 | 15290290.687 |  | -1
node_8107402_201027918 |  |  | PQ | AD | 2771.281 | 8107402 | no | no |  |  | no |  |  | 1284880.45 | 15292426.413 |  | -1
node_8107402_201027919 |  |  | PQ | AN | 2771.281 | 8107402 | no | no |  |  | no |  |  | 1284674.106 | 15292678.82 |  | -1
node_8107402_201027920 |  |  | PQ | AN | 2771.281 | 8107402 | no | no |  |  | no |  |  | 1285889.407 | 15293062.39 |  | -1
node_8107402_201034095 |  |  | PQ | AD | 2771.281 | 8107402 | no | no |  |  | no |  |  | 1286458.584 | 15293084.102 |  | -1
node_8107402_201036286 |  |  | PQ | ABCN | 19918.584 | 8107402 | no | no |  |  | no |  |  | 1285238.312 | 15289402.738 |  | -1
node_8107402_201042116 |  |  | PQ | AN | 2771.281 | 8107402 | no | no |  |  | no |  |  | 1276246.86 | 15292392.837 |  | -1
node_8107402_201042216 |  |  | PQ | ABCN | 19918.584 | 8107402 | no | no |  |  | no |  |  | 1275452.333 | 15280104.974 |  | -1
node_8107402_201044888 |  |  | PQ | AN | 2771.281 | 8107402 | no | no |  |  | no |  |  | 1277985.879 | 15287857.124 |  | -1
node_8107402_201046132 |  |  | PQ | ABCN | 19918.584 | 8107402 | no | no |  |  | no |  |  | 1290442.954 | 15289590.956 |  | -1
node_8107402_201046675 |  |  | PQ | AN | 2771.281 | 8107402 | no | no |  |  | no |  |  | 1287029.518 | 15294470.238 |  | -1
node_8107402_201046986 |  |  | PQ | ABCN | 19918.584 | 8107402 | no | no |  |  | no |  |  | 1286103.164 | 15289362.359 |  | -1
node_8107402_201047105 |  |  | PQ | ABCN | 19918.584 | 8107402 | no | no |  |  | no |  |  | 1288629.266 | 15292491.201 |  | -1
node_8107402_201047226 |  |  | PQ | AN | 19918.584 | 8107402 | no | no |  |  | no |  |  | 1288879.249 | 15292496.264 |  | -1
node_8107402_201047277 |  |  | PQ | AN | 19918.584 | 8107402 | no | no |  |  | no |  |  | 1290234.935 | 15291600.481 |  | -1
node_8107402_201047394 |  |  | PQ | ABCN | 19918.584 | 8107402 | no | no |  |  | no |  |  | 1290205.502 | 15290115.399 |  | -1
node_8107402_201047395 |  |  | PQ | ABCN | 19918.584 | 8107402 | no | no |  |  | no |  |  | 1290350.254 | 15289788.412 |  | -1
node_8107402_201047396 |  |  | PQ | ABCN | 19918.584 | 8107402 | no | no |  |  | no |  |  | 1290279.685 | 15289949.184 |  | -1
node_8107402_201047397 |  |  | PQ | ABCN | 19918.584 | 8107402 | no | no |  |  | no |  |  | 1289974.787 | 15289946.858 |  | -1
node_8107402_201047418 |  |  | PQ | AN | 19918.584 | 8107402 | no | no |  |  | no |  |  | 1288879.156 | 15290117.965 |  | -1
node_8107402_201047634 |  |  | PQ | AN | 19918.584 | 8107402 | no | no |  |  | no |  |  | 1300348.842 | 15282446.344 |  | -1
node_8107402_201052347 |  |  | PQ | ABCN | 19918.584 | 8107402 | no | no |  |  | no |  |  | 1290559.493 | 15289280.504 |  | -1
node_8107402_201052396 |  |  | PQ | ABCN | 19918.584 | 8107402 | no | no |  |  | no |  |  | 1290384.6 | 15289383.558 |  | -1
node_8107402_201056323 |  |  | PQ | AD | 2771.281 | 8107402 | no | no |  |  | no |  |  | 1292386.424 | 15297034.836 |  | -1
node_8107402_201058014 |  |  | PQ | ABN | 19918.584 | 8107402 | no | no |  |  | no |  |  | 1295334.54 | 15290397.589 |  | -1
node_8107402_201058209 |  |  | PQ | AN | 19918.584 | 8107402 | no | no |  |  | no |  |  | 1296770.366 | 15286504.086 |  | -1
node_8107402_201058727 |  |  | PQ | AN | 2771.281 | 8107402 | no | no |  |  | no |  |  | 1298668.344 | 15274155.043 |  | -1
node_8107402_201058728 |  |  | PQ | AN | 2771.281 | 8107402 | no | no |  |  | no |  |  | 1299184.076 | 15274345.163 |  | -1
node_8107402_201058733 |  |  | PQ | AN | 2771.281 | 8107402 | no | no |  |  | no |  |  | 1298777.287 | 15274143.935 |  | -1
node_8107402_201058734 |  |  | PQ | AN | 2771.281 | 8107402 | no | no |  |  | no |  |  | 1298897.674 | 15274140.263 |  | -1
node_8107402_201058735 |  |  | PQ | AN | 2771.281 | 8107402 | no | no |  |  | no |  |  | 1299039.311 | 15274136.28 |  | -1
node_8107402_201060320 |  |  | PQ | AN | 2771.281 | 8107402 | no | no |  |  | no |  |  | 1275672.325 | 15288035.67 |  | -1
node_8107402_201060321 |  |  | PQ | AD | 2771.281 | 8107402 | no | no |  |  | no |  |  | 1279402.28 | 15294406.828 |  | -1
node_8107402_201060322 |  |  | PQ | AN | 2771.281 | 8107402 | no | no |  |  | no |  |  | 1293123.403 | 15298272.194 |  | -1
node_8107402_201060959 |  |  | PQ | AN | 2771.281 | 8107402 | no | no |  |  | no |  |  | 1288675.573 | 15285499.769 |  | -1
node_8107402_201061742 |  |  | PQ | AN | 2771.281 | 8107402 | no | no |  |  | no |  |  | 1275594.921 | 15291218.556 |  | -1
node_8107402_201062497 |  |  | PQ | AN | 19918.584 | 8107402 | no | no |  |  | no |  |  | 1292865.587 | 15293334.933 |  | -1
node_8107402_201063212 |  |  | PQ | ABCN | 19918.584 | 8107402 | no | no |  |  | no |  |  | 1300139.891 | 15289319.135 |  | -1
node_8107402_201063214 |  |  | PQ | ABCN | 19918.584 | 8107402 | no | no |  |  | no |  |  | 1298820.341 | 15291467.468 |  | -1
node_8107402_201063215 |  |  | PQ | AD | 2771.281 | 8107402 | no | no |  |  | no |  |  | 1303426.779 | 15285862.072 |  | -1
node_8107402_201066557 |  |  | PQ | AN | 2771.281 | 8107402 | no | no |  |  | no |  |  | 1298829.47 | 15270074.667 |  | -1
node_8107402_201066558 |  |  | PQ | AD | 2771.281 | 8107402 | no | no |  |  | no |  |  | 1298910.907 | 15267982.535 |  | -1
node_8107402_201066559 |  |  | PQ | AD | 2771.281 | 8107402 | no | no |  |  | no |  |  | 1298641.18 | 15273975.305 |  | -1
node_8107402_201067477 |  |  | PQ | AN | 2771.281 | 8107402 | no | no |  |  | no |  |  | 1298574.156 | 15273141.662 |  | -1
node_8107402_201067478 |  |  | PQ | AN | 2771.281 | 8107402 | no | no |  |  | no |  |  | 1298782.1 | 15273142.363 |  | -1
node_8107402_310000238 |  |  | PQ | ABCN | 7199.558 | 8107402 | no | no |  |  | no |  |  | 1282051.714 | 15280643.129 |  | -1
node_8107402_310020565 |  |  | PQ | AD | 2771.281 | 8107402 | no | no |  |  | no |  |  | 1284029.097 | 15282332.032 |  | -1
node_8107402_310020934 |  |  | PQ | ABCN | 19918.584 | 8107402 | no | no |  |  | no |  |  | 1289722.502 | 15294213.829 |  | -1
node_8107402_310038569 |  |  | PQ | AD | 2771.281 | 8107402 | no | no |  |  | no |  |  | 1305612.548 | 15277581.272 |  | -1
node_8107402_310043496 |  |  | PQ | AN | 2771.281 | 8107402 | no | no |  |  | no |  |  | 1286456.158 | 15296135.944 |  | -1
node_8107402_311874569 |  |  | PQ | AD | 2771.281 | 8107402 | no | no |  |  | no |  |  | 1304266.86 | 15289864.389 |  | -1
node_8107402_311875417 |  |  | PQ | AN | 19918.584 | 8107402 | no | no |  |  | no |  |  | 1299124.095 | 15289345.584 |  | -1
node_8107402_311875423 |  |  | PQ | ABCN | 19918.584 | 8107402 | no | no |  |  | no |  |  | 1296508.728 | 15291844.277 |  | -1
node_8107402_311890289 |  |  | PQ | AN | 19918.584 | 8107402 | no | no |  |  | no |  |  | 1290417.253 | 15294459.046 |  | -1
node_8107402_311891253 |  |  | PQ | ABCN | 19918.584 | 8107402 | no | no |  |  | no |  |  | 1275513.174 | 15280181.779 |  | -1
node_8107402_311902029 |  |  | PQ | AN | 2771.281 | 8107402 | no | no |  |  | no |  |  | 1297780.934 | 15276194.623 |  | -1
node_8107402_311905479 |  |  | PQ | AD | 2771.281 | 8107402 | no | no |  |  | no |  |  | 1303447.378 | 15270264.772 |  | -1
node_8107402_311908872 |  |  | PQ | AN | 2771.281 | 8107402 | no | no |  |  | no |  |  | 1287835.069 | 15279175.561 |  | -1
node_8107402_311914750 |  |  | PQ | ABCN | 7199.558 | 8107402 | no | no |  |  | no |  |  | 1280107.996 | 15281349.847 |  | -1
node_8107402_311914932 |  |  | PQ | AN | 2771.281 | 8107402 | no | no |  |  | no |  |  | 1279612.33 | 15287628.321 |  | -1
node_8107402_311925263 |  |  | PQ | AN | 7199.558 | 8107402 | no | no |  |  | no |  |  | 1288993.518 | 15289708.492 |  | -1
node_8107402_311929483 |  |  | PQ | ABCN | 19918.584 | 8107402 | no | no |  |  | no |  |  | 1280937.994 | 15280862.826 |  | -1
node_8107402_311929516 |  |  | PQ | ABCN | 19918.584 | 8107402 | no | no |  |  | no |  |  | 1282227.395 | 15278799.133 |  | -1
node_8107402_311929579 |  |  | PQ | ABCN | 19918.584 | 8107402 | no | no |  |  | no |  |  | 1282011.677 | 15278750.918 |  | -1
node_8107402_311931995 |  |  | PQ | ABCN | 19918.584 | 8107402 | no | no |  |  | no |  |  | 1301140.827 | 15294063.945 |  | -1
node_8107402_311934073 |  |  | PQ | ABCN | 19918.584 | 8107402 | no | no |  |  | no |  |  | 1279796.885 | 15281205.653 |  | -1
node_8107402_311934076 |  |  | PQ | ABCN | 19918.584 | 8107402 | no | no |  |  | no |  |  | 1280045.555 | 15281180.983 |  | -1
node_8107402_311934079 |  |  | PQ | ABCN | 19918.584 | 8107402 | no | no |  |  | no |  |  | 1280797.489 | 15280863.702 |  | -1
node_8107402_311934081 |  |  | PQ | ABCN | 19918.584 | 8107402 | no | no |  |  | no |  |  | 1281089.177 | 15280859.809 |  | -1
node_8107402_311934082 |  |  | PQ | ABCN | 19918.584 | 8107402 | no | no |  |  | no |  |  | 1281242.331 | 15280851.803 |  | -1
node_8107402_311934083 |  |  | PQ | ABCN | 19918.584 | 8107402 | no | no |  |  | no |  |  | 1281460.81 | 15280879.852 |  | -1
node_8107402_311934085 |  |  | PQ | ABCN | 19918.584 | 8107402 | no | no |  |  | no |  |  | 1281868.27 | 15281065.378 |  | -1
node_8107402_311934087 |  |  | PQ | ABCN | 19918.584 | 8107402 | no | no |  |  | no |  |  | 1282052.778 | 15281194.746 |  | -1
node_8107402_311934088 |  |  | PQ | ABCN | 19918.584 | 8107402 | no | no |  |  | no |  |  | 1282237.216 | 15281319.781 |  | -1
node_8107402_311934089 |  |  | PQ | ABCN | 19918.584 | 8107402 | no | no |  |  | no |  |  | 1282421.603 | 15281441.567 |  | -1
node_8107402_311934091 |  |  | PQ | ABCN | 19918.584 | 8107402 | no | no |  |  | no |  |  | 1282615.019 | 15281572.97 |  | -1
node_8107402_311934093 |  |  | PQ | ABCN | 19918.584 | 8107402 | no | no |  |  | no |  |  | 1280082.089 | 15281287.057 |  | -1
node_8107402_311934094 |  |  | PQ | ABCN | 19918.584 | 8107402 | no | no |  |  | no |  |  | 1280308.516 | 15281202.912 |  | -1
node_8107402_311934095 |  |  | PQ | ABCN | 19918.584 | 8107402 | no | no |  |  | no |  |  | 1280559.953 | 15281106.676 |  | -1
node_8107402_311934096 |  |  | PQ | ABCN | 19918.584 | 8107402 | no | no |  |  | no |  |  | 1280727.666 | 15281048.155 |  | -1
node_8107402_311934102 |  |  | PQ | ABCN | 19918.584 | 8107402 | no | no |  |  | no |  |  | 1281677.218 | 15280930.694 |  | -1
node_8107402_311934105 |  |  | PQ | ABCN | 19918.584 | 8107402 | no | no |  |  | no |  |  | 1282406.837 | 15278924.229 |  | -1
node_8107402_311934107 |  |  | PQ | ABCN | 19918.584 | 8107402 | no | no |  |  | no |  |  | 1282398.185 | 15278918.197 |  | -1
node_8107402_311934339 |  |  | PQ | ABCN | 19918.584 | 8107402 | no | no |  |  | no |  |  | 1282670.609 | 15281564.527 |  | -1
node_8107402_311934341 |  |  | PQ | ABCN | 19918.584 | 8107402 | no | no |  |  | no |  |  | 1282771.056 | 15281427.51 |  | -1
node_8107402_311934345 |  |  | PQ | ABCN | 19918.584 | 8107402 | no | no |  |  | no |  |  | 1282888.9 | 15281266.383 |  | -1
node_8107402_311934346 |  |  | PQ | ABCN | 19918.584 | 8107402 | no | no |  |  | no |  |  | 1283003.465 | 15281102.056 |  | -1
node_8107402_311934347 |  |  | PQ | ABCN | 19918.584 | 8107402 | no | no |  |  | no |  |  | 1283136.185 | 15280910.357 |  | -1
node_8107402_311934348 |  |  | PQ | ABCN | 19918.584 | 8107402 | no | no |  |  | no |  |  | 1283251.028 | 15280711.348 |  | -1
node_8107402_311934349 |  |  | PQ | ABCN | 19918.584 | 8107402 | no | no |  |  | no |  |  | 1283203.153 | 15280486.665 |  | -1
node_8107402_311934350 |  |  | PQ | ABCN | 19918.584 | 8107402 | no | no |  |  | no |  |  | 1283086.358 | 15280296.639 |  | -1
node_8107402_311934351 |  |  | PQ | ABCN | 19918.584 | 8107402 | no | no |  |  | no |  |  | 1282997.454 | 15280082.342 |  | -1
node_8107402_311934352 |  |  | PQ | ABCN | 19918.584 | 8107402 | no | no |  |  | no |  |  | 1282933.494 | 15279862.243 |  | -1
node_8107402_311934353 |  |  | PQ | ABCN | 19918.584 | 8107402 | no | no |  |  | no |  |  | 1282808.197 | 15279697.276 |  | -1
node_8107402_311934354 |  |  | PQ | ABCN | 19918.584 | 8107402 | no | no |  |  | no |  |  | 1282637.609 | 15279580.692 |  | -1
node_8107402_311934356 |  |  | PQ | ABCN | 19918.584 | 8107402 | no | no |  |  | no |  |  | 1282544.761 | 15279372.96 |  | -1
node_8107402_311934357 |  |  | PQ | ABCN | 19918.584 | 8107402 | no | no |  |  | no |  |  | 1282511.345 | 15279143.72 |  | -1
node_8107402_311934359 |  |  | PQ | ABCN | 19918.584 | 8107402 | no | no |  |  | no |  |  | 1282415.988 | 15278930.608 |  | -1
node_8107402_311934360 |  |  | PQ | ABCN | 19918.584 | 8107402 | no | no |  |  | no |  |  | 1281950.26 | 15278739.092 |  | -1
node_8107402_311990233 |  |  | PQ | AN | 2771.281 | 8107402 | no | no |  |  | no |  |  | 1277519.784 | 15296187.766 |  | -1
node_8107402_311990235 |  |  | PQ | AN | 2771.281 | 8107402 | no | no |  |  | no |  |  | 1277169.765 | 15296532.685 |  | -1
node_8107402_312027146 |  |  | PQ | AD | 2771.281 | 8107402 | no | no |  |  | no |  |  | 1293832.543 | 15276872.537 |  | -1
node_8107402_312056032 |  |  | PQ | AN | 2771.281 | 8107402 | no | no |  |  | no |  |  | 1302942.172 | 15270451.686 |  | -1
node_8107402_312056033 |  |  | PQ | AD | 2771.281 | 8107402 | no | no |  |  | no |  |  | 1303090.794 | 15270449.528 |  | -1
node_8107402_312056034 |  |  | PQ | AD | 2771.281 | 8107402 | no | no |  |  | no |  |  | 1303258.975 | 15270369.927 |  | -1
node_8107402_312058711 |  |  | PQ | AN | 2771.281 | 8107402 | no | no |  |  | no |  |  | 1300514.866 | 15265960.944 |  | -1
node_8107402_312066777 |  |  | PQ | AN | 2771.281 | 8107402 | no | no |  |  | no |  |  | 1305313.621 | 15283233.438 |  | -1
node_8107402_312070782 |  |  | PQ | AN | 2771.281 | 8107402 | no | no |  |  | no |  |  | 1278024.838 | 15297422.464 |  | -1
node_8107402_312070783 |  |  | PQ | AN | 2771.281 | 8107402 | no | no |  |  | no |  |  | 1277726.581 | 15297423.229 |  | -1
node_8107402_312082303 |  |  | PQ | AN | 2771.281 | 8107402 | no | no |  |  | no |  |  | 1298676.456 | 15271716.653 |  | -1
node_8107402_312082904 |  |  | PQ | AD | 2771.281 | 8107402 | no | no |  |  | no |  |  | 1300259.889 | 15266517.976 |  | -1
node_8107402_312083257 |  |  | PQ | ABCN | 19918.584 | 8107402 | no | no |  |  | no |  |  | 1281966.286 | 15278679.442 |  | -1
node_8107402_312085894 |  |  | PQ | AN | 2771.281 | 8107402 | no | no |  |  | no |  |  | 1294061.912 | 15284721.18 |  | -1
node_8107402_312092479 |  |  | PQ | AN | 2771.281 | 8107402 | no | no |  |  | no |  |  | 1278991.421 | 15294657.824 |  | -1
node_8107402_312092480 |  |  | PQ | AN | 2771.281 | 8107402 | no | no |  |  | no |  |  | 1278321.877 | 15294277.122 |  | -1
node_8107402_312101573 |  |  | PQ | AN | 7199.558 | 8107402 | no | no |  |  | no |  |  | 1293048.28 | 15289355.328 |  | -1
node_8107402_312101814 |  |  | PQ | ABCN | 19918.584 | 8107402 | no | no |  |  | no |  |  | 1298870.936 | 15290695.244 |  | -1
node_8107402_312102460 |  |  | PQ | ABCN | 19918.584 | 8107402 | no | no |  |  | no |  |  | 1294300.812 | 15293251.379 |  | -1
node_8107402_312110252 |  |  | PQ | AD | 2771.281 | 8107402 | no | no |  |  | no |  |  | 1295312.564 | 15272280.482 |  | -1
node_8107402_312110253 |  |  | PQ | AN | 2771.281 | 8107402 | no | no |  |  | no |  |  | 1295309.577 | 15272514.921 |  | -1
node_8107402_312115053 |  |  | PQ | AD | 2771.281 | 8107402 | no | no |  |  | no |  |  | 1294376.505 | 15276777.124 |  | -1
node_8107402_312118268 |  |  | PQ | ABCN | 19918.584 | 8107402 | no | no |  |  | no |  |  | 1295889.708 | 15292638.168 |  | -1
node_8107402_312135056 |  |  | PQ | AN | 2771.281 | 8107402 | no | no |  |  | no |  |  | 1293973.14 | 15276691.407 |  | -1
node_8107402_312152901 |  |  | PQ | AD | 2771.281 | 8107402 | no | no |  |  | no |  |  | 1299896.041 | 15262339.794 |  | -1
node_8107402_312160938 |  |  | PQ | ABCN | 19918.584 | 8107402 | no | no |  |  | no |  |  | 1291130.435 | 15295745.906 |  | -1
node_220386898 |  |  | PQ | AN | 19918.584 | 8107402 | no | no |  |  | no |  |  | 1299649.984 | 15289761.56 |  | -1
node_220386904 |  |  | PQ | AN | 19918.584 | 8107402 | no | no |  |  | no |  |  | 1301825.983 | 15287383.5 |  | -1
node_220386914 |  |  | PQ | AN | 2771.281 | 8107402 | no | no |  |  | no |  |  | 1301832.598 | 15287373.936 |  | -1
node_220386987 |  |  | PQ | AN | 19918.584 | 8107402 | no | no |  |  | no |  |  | 1299013.59 | 15275328.209 |  | -1
node_220386988 |  |  | PQ | AN | 19918.584 | 8107402 | no | no |  |  | no |  |  | 1295186.417 | 15289689.577 |  | -1
node_220386989 |  |  | PQ | AN | 19918.584 | 8107402 | no | no |  |  | no |  |  | 1295204.103 | 15287696.818 |  | -1
node_220387166 |  |  | PQ | ABCN | 19918.584 | 8107402 | no | no |  |  | no |  |  | 1289181.58 | 15294315.427 |  | -1
node_220387169 |  |  | PQ | AN | 19918.584 | 8107402 | no | no |  |  | no |  |  | 1290613.103 | 15294883.924 |  | -1
node_220387176 |  |  | PQ | ABCN | 19918.584 | 8107402 | no | no |  |  | no |  |  | 1292196.512 | 15296757.964 |  | -1
node_220387200 |  |  | PQ | AN | 19918.584 | 8107402 | no | no |  |  | no |  |  | 1288069.573 | 15289977.376 |  | -1
node_220387225 |  |  | PQ | AN | 19918.584 | 8107402 | no | no |  |  | no |  |  | 1283448.004 | 15291105.937 |  | -1
node_220387261 |  |  | PQ | AN | 19918.584 | 8107402 | no | no |  |  | no |  |  | 1299693.775 | 15293886.404 |  | -1
node_220387340 |  |  | PQ | ABCN | 19918.584 | 8107402 | no | no |  |  | no |  |  | 1300285.02 | 15294151.86 |  | -1
node_220387796 |  |  | PQ | AN | 19918.584 | 8107402 | no | no |  |  | no |  |  | 1281785.728 | 15285606.282 |  | -1
node_220415260 |  |  | PQ | AN | 7199.558 | 8107402 | no | no |  |  | no |  |  | 1290597.591 | 15294894.49 |  | -1
node_220415799 |  |  | PQ | AN | 7199.558 | 8107402 | no | no |  |  | no |  |  | 1295124.624 | 15289673.919 |  | -1
node_220425688 |  |  | PQ | AN | 19918.584 | 8107402 | no | no |  |  | no |  |  | 1301793.992 | 15287429.755 |  | -1
node_220436660 |  |  | PQ | AN | 19918.584 | 8107402 | no | no |  |  | no |  |  | 1279630.282 | 15287621.846 |  | -1
node_220465124 |  |  | PQ | AN | 2771.281 | 8107402 | no | no |  |  | no |  |  | 1281792.197 | 15285613.117 |  | -1
node_220465134 |  |  | PQ | AN | 2771.281 | 8107402 | no | no |  |  | no |  |  | 1299657.829 | 15289765.067 |  | -1
node_220465151 |  |  | PQ | AN | 7199.558 | 8107402 | no | no |  |  | no |  |  | 1295128.61 | 15289674.929 |  | -1
node_220465155 |  |  | PQ | AN | 2771.281 | 8107402 | no | no |  |  | no |  |  | 1283460.175 | 15291118.41 |  | -1
node_220465170 |  |  | PQ | AN | 7199.558 | 8107402 | no | no |  |  | no |  |  | 1288084.771 | 15289960.879 |  | -1
node_220465291 |  |  | PQ | AN | 2771.281 | 8107402 | no | no |  |  | no |  |  | 1299003.22 | 15275316.026 |  | -1
node_220465337 |  |  | PQ | AN | 7199.558 | 8107402 | no | no |  |  | no |  |  | 1290605.694 | 15294888.971 |  | -1
node_220465347 |  |  | PQ | ABCN | 2771.281 | 8107402 | no | no |  |  | no |  |  | 1289171.131 | 15294314.427 |  | -1
node_220465478 |  |  | PQ | ABCN | 2771.281 | 8107402 | no | no |  |  | no |  |  | 1292201.198 | 15296764.276 |  | -1
node_220465512 |  |  | PQ | ABCN | 2771.281 | 8107402 | no | no |  |  | no |  |  | 1301088.533 | 15294267.139 |  | -1
node_220465535 |  |  | PQ | AN | 2771.281 | 8107402 | no | no |  |  | no |  |  | 1295192.834 | 15287688.967 |  | -1
node_220522164 |  |  | PQ | AN | 2771.281 | 8107402 | no | no |  |  | no |  |  | 1299691.653 | 15293869.702 |  | -1
node_220523538 |  |  | PQ | AN | 2771.281 | 8107402 | no | no |  |  | no |  |  | 1279623.358 | 15287624.344 |  | -1
node_220554902 |  |  | PQ | ABCN | 7199.558 | 8107402 | no | no |  |  | no |  |  | 1300317.233 | 15294136.479 |  | -1
node_220594971 |  |  | PQ | AN | 2771.281 | 8107402 | no | no |  |  | no |  |  | 1301830.071 | 15287377.589 |  | -1
node_220610515 |  |  | PQ | ABCN | 19918.584 | 8107402 | no | no |  |  | no |  |  | 1296953.341 | 15291261.623 |  | -1
node_311923550 |  |  | PQ | ABCN | 19918.584 | 8107402 | no | no |  |  | no |  |  | 1300981.924 | 15294251.629 |  | -1
node_311923553 |  |  | PQ | ABCD | 2771.281 | 8107402 | no | no |  |  | no |  |  | 1301190.7 | 15294283.328 |  | -1
node_311929585 |  |  | PQ | ABCN | 19918.584 | 8107402 | no | no |  |  | no |  |  | 1282005.759 | 15278749.778 |  | -1
node_312022414 |  |  | PQ | AD | 2771.281 | 8107402 | no | no |  |  | no |  |  | 1298598.143 | 15273699.668 |  | -1
node_312056933 |  |  | PQ | AD | 2771.281 | 8107402 | no | no |  |  | no |  |  | 1281779.998 | 15287271.047 |  | -1
node_312103489 |  |  | PQ | ABCN | 19918.584 | 8107402 | no | no |  |  | no |  |  | 1291446.527 | 15293545.006 |  | -1
node_312103490 |  |  | PQ | ABCN | 19918.584 | 8107402 | no | no |  |  | no |  |  | 1291448.364 | 15293547.284 |  | -1
node_312118269 |  |  | PQ | ABCN | 19918.584 | 8107402 | no | no |  |  | no |  |  | 1295891.226 | 15292634.78 |  | -1
node_312135057 |  |  | PQ | AD | 2771.281 | 8107402 | no | no |  |  | no |  |  | 1293986.381 | 15276692.475 |  | -1
node_SOURCE_8107402 |  |  | SWING | ABCN | 19918.584 | 8107402 | no | no |  |  | no |  |  | 1301831.287 | 15288135.709 |  | -1
node_intto1_513-SW2-312103493 |  |  | PQ | ABCN | 19918.584 | 8107402 | no | no |  |  | no |  |  | 1291450.2 | 15293549.562 |  | -1
node_intto1_540-R2-311929589 |  |  | PQ | ABCN | 19918.584 | 8107402 | no | no |  |  | no |  |  | 1281999.195 | 15278748.514 |  | -1
node_intto1_540-SW6-312130439 |  |  | PQ | AD | 2771.281 | 8107402 | no | no |  |  | no |  |  | 1298601.133 | 15273715.24 |  | -1
node_intto1_540-SW8-312130463 |  |  | PQ | ABCD | 2771.281 | 8107402 | no | no |  |  | no |  |  | 1301196.617 | 15294285.125 |  | -1
node_intto1_540-SW19-312130437 |  |  | PQ | AD | 2771.281 | 8107402 | no | no |  |  | no |  |  | 1281774.277 | 15287269.115 |  | -1
node_intto1_540Y5-220557346 |  |  | PQ | ABCN | 19918.584 | 8107402 | no | no |  |  | no |  |  | 1291324.455 | 15293424.758 |  | -1
node_intto1_540Y6-220557340 |  |  | PQ | ABCN | 19918.584 | 8107402 | no | no |  |  | no |  |  | 1291227.529 | 15293329.115 |  | -1
node_intto1_1294674_396_15293387_046 |  |  | PQ | ABCN | 19918.584 | 8107402 | no | no |  |  | no |  |  | 1294674.396 | 15293387.046 |  | -1
node_intto1_1294880_782_15293212_777 |  |  | PQ | ABCN | 19918.584 | 8107402 | no | no |  |  | no |  |  | 1294880.782 | 15293212.777 |  | -1
node_intto1_8107402_200892310 |  |  | PQ | AD | 2771.281 | 8107402 | no | no |  |  | no |  |  | 1293172.001 | 15279845.73 |  | -1
node_intto1_8107402_200892342 |  |  | PQ | AD | 2771.281 | 8107402 | no | no |  |  | no |  |  | 1293074.823 | 15280683.334 |  | -1
node_intto1_8107402_200892358 |  |  | PQ | AD | 2771.281 | 8107402 | no | no |  |  | no |  |  | 1294571.115 | 15287344.569 |  | -1
node_intto1_8107402_200892359 |  |  | PQ | AD | 2771.281 | 8107402 | no | no |  |  | no |  |  | 1293731.432 | 15281928.403 |  | -1
node_intto1_8107402_200892880 |  |  | PQ | AD | 2771.281 | 8107402 | no | no |  |  | no |  |  | 1293827.208 | 15275672.955 |  | -1
node_intto1_8107402_200893186 |  |  | PQ | AD | 2771.281 | 8107402 | no | no |  |  | no |  |  | 1282076.163 | 15286509.039 |  | -1
node_intto1_8107402_200893261 |  |  | PQ | AD | 2771.281 | 8107402 | no | no |  |  | no |  |  | 1285448.737 | 15283161.448 |  | -1
node_intto1_8107402_200893293 |  |  | PQ | AD | 2771.281 | 8107402 | no | no |  |  | no |  |  | 1290355.636 | 15285696.138 |  | -1
node_intto1_8107402_200893313 |  |  | PQ | AD | 2771.281 | 8107402 | no | no |  |  | no |  |  | 1293617.589 | 15286475.957 |  | -1
node_intto1_8107402_200893448 |  |  | PQ | AD | 2771.281 | 8107402 | no | no |  |  | no |  |  | 1285533.282 | 15283021.817 |  | -1
node_intto1_8107402_200893560 |  |  | PQ | AD | 2771.281 | 8107402 | no | no |  |  | no |  |  | 1293348.035 | 15277554.096 |  | -1
node_intto1_8107402_200893568 |  |  | PQ | ABCN | 19918.584 | 8107402 | no | no |  |  | no |  |  | 1281012.725 | 15284968.372 |  | -1
node_intto1_8107402_200893685 |  |  | PQ | AN | 7199.558 | 8107402 | no | no |  |  | no |  |  | 1293310.733 | 15288894.371 |  | -1
node_intto1_8107402_200895095 |  |  | PQ | AN | 2771.281 | 8107402 | no | no |  |  | no |  |  | 1297062.524 | 15262694.606 |  | -1
node_intto1_8107402_200895098 |  |  | PQ | AD | 2771.281 | 8107402 | no | no |  |  | no |  |  | 1294824.815 | 15276998.13 |  | -1
node_intto1_8107402_200895111 |  |  | PQ | AD | 2771.281 | 8107402 | no | no |  |  | no |  |  | 1297862.295 | 15275381.313 |  | -1
node_intto1_8107402_200895115 |  |  | PQ | AD | 2771.281 | 8107402 | no | no |  |  | no |  |  | 1298450.488 | 15274937.833 |  | -1
node_intto1_8107402_200895116 |  |  | PQ | AD | 2771.281 | 8107402 | no | no |  |  | no |  |  | 1298749.162 | 15274738.337 |  | -1
node_intto1_8107402_200895122 |  |  | PQ | AD | 2771.281 | 8107402 | no | no |  |  | no |  |  | 1298573.416 | 15272592.27 |  | -1
node_intto1_8107402_200895128 |  |  | PQ | AD | 2771.281 | 8107402 | no | no |  |  | no |  |  | 1298613.98 | 15272027.099 |  | -1
node_intto1_8107402_200895156 |  |  | PQ | AD | 2771.281 | 8107402 | no | no |  |  | no |  |  | 1297310.057 | 15265357.886 |  | -1
node_intto1_8107402_200895173 |  |  | PQ | AD | 2771.281 | 8107402 | no | no |  |  | no |  |  | 1296483.747 | 15261744.636 |  | -1
node_intto1_8107402_200895200 |  |  | PQ | ABN | 19918.584 | 8107402 | no | no |  |  | no |  |  | 1295194.182 | 15289691.545 |  | -1
node_intto1_8107402_200895202 |  |  | PQ | AD | 2771.281 | 8107402 | no | no |  |  | no |  |  | 1297046.302 | 15260410.165 |  | -1
node_intto1_8107402_200895212 |  |  | PQ | AN | 2771.281 | 8107402 | no | no |  |  | no |  |  | 1302070.057 | 15263074.339 |  | -1
node_intto1_8107402_200895255 |  |  | PQ | AN | 19918.584 | 8107402 | no | no |  |  | no |  |  | 1297750.019 | 15285154.182 |  | -1
node_intto1_8107402_200895345 |  |  | PQ | AD | 2771.281 | 8107402 | no | no |  |  | no |  |  | 1297543.619 | 15277755.141 |  | -1
node_intto1_8107402_200895355 |  |  | PQ | AD | 2771.281 | 8107402 | no | no |  |  | no |  |  | 1306128.302 | 15278386.72 |  | -1
node_intto1_8107402_200895362 |  |  | PQ | AD | 2771.281 | 8107402 | no | no |  |  | no |  |  | 1303702.25 | 15273566.668 |  | -1
node_intto1_8107402_200895447 |  |  | PQ | AD | 2771.281 | 8107402 | no | no |  |  | no |  |  | 1304235.451 | 15267621.947 |  | -1
node_intto1_8107402_200895463 |  |  | PQ | AD | 2771.281 | 8107402 | no | no |  |  | no |  |  | 1308357.736 | 15268068.676 |  | -1
node_intto1_8107402_200895536 |  |  | PQ | AD | 2771.281 | 8107402 | no | no |  |  | no |  |  | 1296649.192 | 15260207.229 |  | -1
node_intto1_8107402_200895849 |  |  | PQ | AD | 2771.281 | 8107402 | no | no |  |  | no |  |  | 1297482.517 | 15271900.379 |  | -1
node_intto1_8107402_200895850 |  |  | PQ | AD | 2771.281 | 8107402 | no | no |  |  | no |  |  | 1298465.55 | 15272295.73 |  | -1
node_intto1_8107402_200895870 |  |  | PQ | AD | 2771.281 | 8107402 | no | no |  |  | no |  |  | 1299362.356 | 15272246.672 |  | -1
node_intto1_8107402_200896144 |  |  | PQ | AD | 2771.281 | 8107402 | no | no |  |  | no |  |  | 1310137.84 | 15268304.997 |  | -1
node_intto1_8107402_200896286 |  |  | PQ | AD | 2771.281 | 8107402 | no | no |  |  | no |  |  | 1299254.971 | 15266514.004 |  | -1
node_intto1_8107402_200898043 |  |  | PQ | AD | 2771.281 | 8107402 | no | no |  |  | no |  |  | 1302185.943 | 15285986.861 |  | -1
node_intto1_8107402_200898923 |  |  | PQ | ABCN | 19918.584 | 8107402 | no | no |  |  | no |  |  | 1301660.923 | 15288179.62 |  | -1
node_intto1_8107402_200898946 |  |  | PQ | AN | 19918.584 | 8107402 | no | no |  |  | no |  |  | 1300886.588 | 15288929.537 |  | -1
node_intto1_8107402_200898991 |  |  | PQ | AD | 2771.281 | 8107402 | no | no |  |  | no |  |  | 1296315.333 | 15265196.227 |  | -1
node_intto1_8107402_200899092 |  |  | PQ | AD | 2771.281 | 8107402 | no | no |  |  | no |  |  | 1294699.427 | 15271952.014 |  | -1
node_intto1_8107402_200899665 |  |  | PQ | AN | 2771.281 | 8107402 | no | no |  |  | no |  |  | 1304108.02 | 15292867.943 |  | -1
node_intto1_8107402_200899802 |  |  | PQ | AN | 2771.281 | 8107402 | no | no |  |  | no |  |  | 1305166.304 | 15282788.175 |  | -1
node_intto1_8107402_200899807 |  |  | PQ | AD | 2771.281 | 8107402 | no | no |  |  | no |  |  | 1306633.765 | 15277378.361 |  | -1
node_intto1_8107402_200899840 |  |  | PQ | AD | 2771.281 | 8107402 | no | no |  |  | no |  |  | 1309269.441 | 15268616.548 |  | -1
node_intto1_8107402_200899844 |  |  | PQ | AD | 2771.281 | 8107402 | no | no |  |  | no |  |  | 1309509.288 | 15267752.093 |  | -1
node_intto1_8107402_200899938 |  |  | PQ | AD | 2771.281 | 8107402 | no | no |  |  | no |  |  | 1305133.165 | 15284121.566 |  | -1
node_intto1_8107402_200899964 |  |  | PQ | AD | 2771.281 | 8107402 | no | no |  |  | no |  |  | 1305906.843 | 15280682.91 |  | -1
node_intto1_8107402_200900123 |  |  | PQ | AN | 19918.584 | 8107402 | no | no |  |  | no |  |  | 1299180.249 | 15289551.583 |  | -1
node_intto1_8107402_200900151 |  |  | PQ | AD | 2771.281 | 8107402 | no | no |  |  | no |  |  | 1299983.184 | 15289877.644 |  | -1
node_intto1_8107402_200901501 |  |  | PQ | ABCD | 2771.281 | 8107402 | no | no |  |  | no |  |  | 1301666.347 | 15294801.193 |  | -1
node_intto1_8107402_200901532 |  |  | PQ | AD | 2771.281 | 8107402 | no | no |  |  | no |  |  | 1299664.135 | 15293468.848 |  | -1
node_intto1_8107402_200901566 |  |  | PQ | AN | 19918.584 | 8107402 | no | no |  |  | no |  |  | 1295859.142 | 15291473.139 |  | -1
node_intto1_8107402_200901568 |  |  | PQ | ABCN | 19918.584 | 8107402 | no | no |  |  | no |  |  | 1296433.462 | 15291282.658 |  | -1
node_intto1_8107402_200901583 |  |  | PQ | ABCN | 19918.584 | 8107402 | no | no |  |  | no |  |  | 1295879.23 | 15292661.551 |  | -1
node_intto1_8107402_200901585 |  |  | PQ | ABCN | 19918.584 | 8107402 | no | no |  |  | no |  |  | 1295750.304 | 15292867.552 |  | -1
node_intto1_8107402_200901613 |  |  | PQ | AN | 19918.584 | 8107402 | no | no |  |  | no |  |  | 1298290.63 | 15291882.846 |  | -1
node_intto1_8107402_200901618 |  |  | PQ | ABCN | 19918.584 | 8107402 | no | no |  |  | no |  |  | 1298294.577 | 15292389.353 |  | -1
node_intto1_8107402_200902005 |  |  | PQ | ABCN | 19918.584 | 8107402 | no | no |  |  | no |  |  | 1298182.862 | 15292640.186 |  | -1
node_intto1_8107402_200902009 |  |  | PQ | ABCN | 19918.584 | 8107402 | no | no |  |  | no |  |  | 1300070.894 | 15294119.766 |  | -1
node_intto1_8107402_200902012 |  |  | PQ | ABN | 19918.584 | 8107402 | no | no |  |  | no |  |  | 1300179.488 | 15294279.797 |  | -1
node_intto1_8107402_200902032 |  |  | PQ | AD | 2771.281 | 8107402 | no | no |  |  | no |  |  | 1302046.109 | 15294240.887 |  | -1
node_intto1_8107402_200902046 |  |  | PQ | AN | 19918.584 | 8107402 | no | no |  |  | no |  |  | 1299691.107 | 15294184.158 |  | -1
node_intto1_8107402_200902213 |  |  | PQ | ABCN | 19918.584 | 8107402 | no | no |  |  | no |  |  | 1294230.09 | 15293225.722 |  | -1
node_intto1_8107402_200902361 |  |  | PQ | ABCN | 19918.584 | 8107402 | no | no |  |  | no |  |  | 1295805.629 | 15292691.848 |  | -1
node_intto1_8107402_200902362 |  |  | PQ | ABCN | 19918.584 | 8107402 | no | no |  |  | no |  |  | 1295669.595 | 15292674.722 |  | -1
node_intto1_8107402_200902504 |  |  | PQ | ABCN | 19918.584 | 8107402 | no | no |  |  | no |  |  | 1298109.725 | 15292372.469 |  | -1
node_intto1_8107402_200902509 |  |  | PQ | AN | 19918.584 | 8107402 | no | no |  |  | no |  |  | 1296030.101 | 15290794.866 |  | -1
node_intto1_8107402_200902517 |  |  | PQ | ABCN | 19918.584 | 8107402 | no | no |  |  | no |  |  | 1297969.424 | 15292199.806 |  | -1
node_intto1_8107402_200902524 |  |  | PQ | AN | 19918.584 | 8107402 | no | no |  |  | no |  |  | 1298421.463 | 15291635.147 |  | -1
node_intto1_8107402_200903519 |  |  | PQ | AD | 2771.281 | 8107402 | no | no |  |  | no |  |  | 1277410.679 | 15295995.603 |  | -1
node_intto1_8107402_200903527 |  |  | PQ | AD | 2771.281 | 8107402 | no | no |  |  | no |  |  | 1283480.66 | 15292214.418 |  | -1
node_intto1_8107402_200903545 |  |  | PQ | AD | 2771.281 | 8107402 | no | no |  |  | no |  |  | 1275199.817 | 15294539.77 |  | -1
node_intto1_8107402_200903859 |  |  | PQ | AD | 2771.281 | 8107402 | no | no |  |  | no |  |  | 1287613.589 | 15293985.713 |  | -1
node_intto1_8107402_200903866 |  |  | PQ | AD | 2771.281 | 8107402 | no | no |  |  | no |  |  | 1283945.342 | 15296137.933 |  | -1
node_intto1_8107402_200903872 |  |  | PQ | AD | 2771.281 | 8107402 | no | no |  |  | no |  |  | 1287088.89 | 15294326.03 |  | -1
node_intto1_8107402_200904232 |  |  | PQ | AN | 19918.584 | 8107402 | no | no |  |  | no |  |  | 1277021.722 | 15282529.428 |  | -1
node_intto1_8107402_200904243 |  |  | PQ | AN | 19918.584 | 8107402 | no | no |  |  | no |  |  | 1277607.053 | 15283672.563 |  | -1
node_intto1_8107402_200904253 |  |  | PQ | AN | 19918.584 | 8107402 | no | no |  |  | no |  |  | 1275802.53 | 15280763.08 |  | -1
node_intto1_8107402_200904262 |  |  | PQ | AN | 19918.584 | 8107402 | no | no |  |  | no |  |  | 1276733.954 | 15280948.493 |  | -1
node_intto1_8107402_200904270 |  |  | PQ | ABCN | 19918.584 | 8107402 | no | no |  |  | no |  |  | 1276778.04 | 15281753.474 |  | -1
node_intto1_8107402_200904380 |  |  | PQ | AD | 2771.281 | 8107402 | no | no |  |  | no |  |  | 1276928.42 | 15292610.839 |  | -1
node_intto1_8107402_200904864 |  |  | PQ | AD | 2771.281 | 8107402 | no | no |  |  | no |  |  | 1279554.171 | 15287589.746 |  | -1
node_intto1_8107402_200904883 |  |  | PQ | AD | 2771.281 | 8107402 | no | no |  |  | no |  |  | 1278079.174 | 15288234.509 |  | -1
node_intto1_8107402_200904910 |  |  | PQ | AD | 2771.281 | 8107402 | no | no |  |  | no |  |  | 1282487.548 | 15292741.33 |  | -1
node_intto1_8107402_200905061 |  |  | PQ | AD | 2771.281 | 8107402 | no | no |  |  | no |  |  | 1287595.613 | 15294287.788 |  | -1
node_intto1_8107402_200905107 |  |  | PQ | AN | 19918.584 | 8107402 | no | no |  |  | no |  |  | 1289264.229 | 15294425.447 |  | -1
node_intto1_8107402_200905117 |  |  | PQ | ABCN | 19918.584 | 8107402 | no | no |  |  | no |  |  | 1289750.411 | 15291419.877 |  | -1
node_intto1_8107402_200905141 |  |  | PQ | AN | 19918.584 | 8107402 | no | no |  |  | no |  |  | 1287835.997 | 15289534.335 |  | -1
node_intto1_8107402_200905195 |  |  | PQ | AN | 19918.584 | 8107402 | no | no |  |  | no |  |  | 1277507.85 | 15284156.551 |  | -1
node_intto1_8107402_200905242 |  |  | PQ | ABCN | 19918.584 | 8107402 | no | no |  |  | no |  |  | 1289461.593 | 15291716.768 |  | -1
node_intto1_8107402_200905430 |  |  | PQ | ABCN | 19918.584 | 8107402 | no | no |  |  | no |  |  | 1279016.748 | 15286777.804 |  | -1
node_intto1_8107402_200905458 |  |  | PQ | ABN | 19918.584 | 8107402 | no | no |  |  | no |  |  | 1281781.121 | 15289421.852 |  | -1
node_intto1_8107402_200905667 |  |  | PQ | ABCN | 19918.584 | 8107402 | no | no |  |  | no |  |  | 1289269.041 | 15291420.807 |  | -1
node_intto1_8107402_200905707 |  |  | PQ | ABCN | 19918.584 | 8107402 | no | no |  |  | no |  |  | 1285728.788 | 15289440.127 |  | -1
node_intto1_8107402_200905716 |  |  | PQ | ABCN | 19918.584 | 8107402 | no | no |  |  | no |  |  | 1284032.239 | 15289341.794 |  | -1
node_intto1_8107402_200905734 |  |  | PQ | ABCN | 19918.584 | 8107402 | no | no |  |  | no |  |  | 1281137.45 | 15289018.806 |  | -1
node_intto1_8107402_200905741 |  |  | PQ | ABCN | 19918.584 | 8107402 | no | no |  |  | no |  |  | 1280180.942 | 15288207.598 |  | -1
node_intto1_8107402_200905751 |  |  | PQ | ABCN | 19918.584 | 8107402 | no | no |  |  | no |  |  | 1278525.464 | 15286300.882 |  | -1
node_intto1_8107402_200905811 |  |  | PQ | ABCN | 19918.584 | 8107402 | no | no |  |  | no |  |  | 1291059.944 | 15295113.58 |  | -1
node_intto1_8107402_200905816 |  |  | PQ | AN | 19918.584 | 8107402 | no | no |  |  | no |  |  | 1290689.447 | 15295340.712 |  | -1
node_intto1_8107402_200905821 |  |  | PQ | ABCN | 19918.584 | 8107402 | no | no |  |  | no |  |  | 1290739.916 | 15294769.772 |  | -1
node_intto1_8107402_200905822 |  |  | PQ | AN | 19918.584 | 8107402 | no | no |  |  | no |  |  | 1290709.718 | 15294820.647 |  | -1
node_intto1_8107402_200905836 |  |  | PQ | ABCN | 19918.584 | 8107402 | no | no |  |  | no |  |  | 1289355.948 | 15294119.496 |  | -1
node_intto1_8107402_200905850 |  |  | PQ | AD | 2771.281 | 8107402 | no | no |  |  | no |  |  | 1287706.754 | 15293789.96 |  | -1
node_intto1_8107402_200905878 |  |  | PQ | AD | 2771.281 | 8107402 | no | no |  |  | no |  |  | 1284561.966 | 15292169.482 |  | -1
node_intto1_8107402_200905882 |  |  | PQ | AD | 2771.281 | 8107402 | no | no |  |  | no |  |  | 1283749.857 | 15291500.309 |  | -1
node_intto1_8107402_200915518 |  |  | PQ | ABCN | 19918.584 | 8107402 | no | no |  |  | no |  |  | 1295951.465 | 15293291.215 |  | -1
node_intto1_8107402_200940918 |  |  | PQ | AN | 19918.584 | 8107402 | no | no |  |  | no |  |  | 1301791.149 | 15287433.866 |  | -1
node_intto1_8107402_200947716 |  |  | PQ | ABCN | 19918.584 | 8107402 | no | no |  |  | no |  |  | 1281017.786 | 15284006.563 |  | -1
node_intto1_8107402_200972183 |  |  | PQ | AN | 2771.281 | 8107402 | no | no |  |  | no |  |  | 1278698.301 | 15298217.379 |  | -1
node_intto1_8107402_200972381 |  |  | PQ | AN | 2771.281 | 8107402 | no | no |  |  | no |  |  | 1284411.34 | 15297278.077 |  | -1
node_intto1_8107402_200972399 |  |  | PQ | AN | 19918.584 | 8107402 | no | no |  |  | no |  |  | 1291377.998 | 15296733.208 |  | -1
node_intto1_8107402_200972415 |  |  | PQ | AN | 2771.281 | 8107402 | no | no |  |  | no |  |  | 1278740.399 | 15297697.018 |  | -1
node_intto1_8107402_200973304 |  |  | PQ | AN | 2771.281 | 8107402 | no | no |  |  | no |  |  | 1302407.896 | 15287050.404 |  | -1
node_intto1_8107402_200978124 |  |  | PQ | ABCN | 19918.584 | 8107402 | no | no |  |  | no |  |  | 1295891.121 | 15292657.489 |  | -1
node_intto1_8107402_200981879 |  |  | PQ | AN | 19918.584 | 8107402 | no | no |  |  | no |  |  | 1298374.542 | 15288786.009 |  | -1
node_intto1_8107402_200984482 |  |  | PQ | AN | 2771.281 | 8107402 | no | no |  |  | no |  |  | 1289420.418 | 15294852.963 |  | -1
node_intto1_8107402_200987601 |  |  | PQ | AN | 2771.281 | 8107402 | no | no |  |  | no |  |  | 1280058.041 | 15291648.49 |  | -1
node_intto1_8107402_201004575 |  |  | PQ | AD | 2771.281 | 8107402 | no | no |  |  | no |  |  | 1288847.935 | 15294287.893 |  | -1
node_intto1_8107402_201042116 |  |  | PQ | AN | 2771.281 | 8107402 | no | no |  |  | no |  |  | 1276246.86 | 15292392.837 |  | -1
node_intto1_8107402_201047277 |  |  | PQ | AN | 19918.584 | 8107402 | no | no |  |  | no |  |  | 1290234.935 | 15291600.481 |  | -1
node_intto1_8107402_201047394 |  |  | PQ | ABCN | 19918.584 | 8107402 | no | no |  |  | no |  |  | 1290205.502 | 15290115.399 |  | -1
node_intto1_8107402_201052347 |  |  | PQ | ABCN | 19918.584 | 8107402 | no | no |  |  | no |  |  | 1290559.493 | 15289280.504 |  | -1
node_intto1_8107402_201056323 |  |  | PQ | AD | 2771.281 | 8107402 | no | no |  |  | no |  |  | 1292386.424 | 15297034.836 |  | -1
node_intto1_8107402_201058014 |  |  | PQ | ABN | 19918.584 | 8107402 | no | no |  |  | no |  |  | 1295334.54 | 15290397.589 |  | -1
node_intto1_8107402_201058209 |  |  | PQ | AN | 19918.584 | 8107402 | no | no |  |  | no |  |  | 1296770.366 | 15286504.086 |  | -1
node_intto1_8107402_201058733 |  |  | PQ | AN | 2771.281 | 8107402 | no | no |  |  | no |  |  | 1298777.287 | 15274143.935 |  | -1
node_intto1_8107402_201067478 |  |  | PQ | AN | 2771.281 | 8107402 | no | no |  |  | no |  |  | 1298782.1 | 15273142.363 |  | -1
node_intto1_8107402_310043496 |  |  | PQ | AN | 2771.281 | 8107402 | no | no |  |  | no |  |  | 1286456.158 | 15296135.944 |  | -1
node_intto1_8107402_311914750 |  |  | PQ | ABCN | 19918.584 | 8107402 | no | no |  |  | no |  |  | 1280107.996 | 15281349.847 |  | -1
node_intto1_8107402_311929516 |  |  | PQ | ABCN | 19918.584 | 8107402 | no | no |  |  | no |  |  | 1282227.395 | 15278799.133 |  | -1
node_intto1_8107402_311929579 |  |  | PQ | ABCN | 19918.584 | 8107402 | no | no |  |  | no |  |  | 1282011.677 | 15278750.918 |  | -1
node_intto1_8107402_311934076 |  |  | PQ | ABCN | 19918.584 | 8107402 | no | no |  |  | no |  |  | 1280045.555 | 15281180.983 |  | -1
node_intto1_8107402_311990235 |  |  | PQ | AN | 2771.281 | 8107402 | no | no |  |  | no |  |  | 1277169.765 | 15296532.685 |  | -1
node_intto1_8107402_312056034 |  |  | PQ | AD | 2771.281 | 8107402 | no | no |  |  | no |  |  | 1303258.975 | 15270369.927 |  | -1
node_intto1_8107402_312070783 |  |  | PQ | AN | 2771.281 | 8107402 | no | no |  |  | no |  |  | 1277726.581 | 15297423.229 |  | -1
node_intto1_8107402_312101814 |  |  | PQ | ABCN | 19918.584 | 8107402 | no | no |  |  | no |  |  | 1298870.936 | 15290695.244 |  | -1
node_intto1_220386898 |  |  | PQ | AN | 19918.584 | 8107402 | no | no |  |  | no |  |  | 1299649.984 | 15289761.56 |  | -1
node_intto1_220386904 |  |  | PQ | AN | 19918.584 | 8107402 | no | no |  |  | no |  |  | 1301825.983 | 15287383.5 |  | -1
node_intto1_220386914 |  |  | PQ | AN | 2771.281 | 8107402 | no | no |  |  | no |  |  | 1301832.598 | 15287373.936 |  | -1
node_intto1_220386987 |  |  | PQ | AN | 19918.584 | 8107402 | no | no |  |  | no |  |  | 1299013.59 | 15275328.209 |  | -1
node_intto1_220386988 |  |  | PQ | AN | 19918.584 | 8107402 | no | no |  |  | no |  |  | 1295186.417 | 15289689.577 |  | -1
node_intto1_220386989 |  |  | PQ | AN | 19918.584 | 8107402 | no | no |  |  | no |  |  | 1295204.103 | 15287696.818 |  | -1
node_intto1_220387166 |  |  | PQ | ABCN | 19918.584 | 8107402 | no | no |  |  | no |  |  | 1289181.58 | 15294315.427 |  | -1
node_intto1_220387169 |  |  | PQ | AN | 19918.584 | 8107402 | no | no |  |  | no |  |  | 1290613.103 | 15294883.924 |  | -1
node_intto1_220387176 |  |  | PQ | ABCN | 19918.584 | 8107402 | no | no |  |  | no |  |  | 1292196.512 | 15296757.964 |  | -1
node_intto1_220387200 |  |  | PQ | AN | 19918.584 | 8107402 | no | no |  |  | no |  |  | 1288069.573 | 15289977.376 |  | -1
node_intto1_220387225 |  |  | PQ | AN | 19918.584 | 8107402 | no | no |  |  | no |  |  | 1283448.004 | 15291105.937 |  | -1
node_intto1_220387261 |  |  | PQ | AN | 19918.584 | 8107402 | no | no |  |  | no |  |  | 1299693.775 | 15293886.404 |  | -1
node_intto1_220387340 |  |  | PQ | ABCN | 19918.584 | 8107402 | no | no |  |  | no |  |  | 1300285.02 | 15294151.86 |  | -1
node_intto1_220387796 |  |  | PQ | AN | 19918.584 | 8107402 | no | no |  |  | no |  |  | 1281785.728 | 15285606.282 |  | -1
node_intto1_220415260 |  |  | PQ | AN | 7199.558 | 8107402 | no | no |  |  | no |  |  | 1290597.591 | 15294894.49 |  | -1
node_intto1_220415799 |  |  | PQ | AN | 7199.558 | 8107402 | no | no |  |  | no |  |  | 1295124.624 | 15289673.919 |  | -1
node_intto1_220425688 |  |  | PQ | AN | 19918.584 | 8107402 | no | no |  |  | no |  |  | 1301793.992 | 15287429.755 |  | -1
node_intto1_220436660 |  |  | PQ | AN | 19918.584 | 8107402 | no | no |  |  | no |  |  | 1279630.282 | 15287621.846 |  | -1
node_intto1_220465124 |  |  | PQ | AN | 19918.584 | 8107402 | no | no |  |  | no |  |  | 1281792.197 | 15285613.117 |  | -1
node_intto1_220465134 |  |  | PQ | AN | 19918.584 | 8107402 | no | no |  |  | no |  |  | 1299657.829 | 15289765.067 |  | -1
node_intto1_220465151 |  |  | PQ | AN | 19918.584 | 8107402 | no | no |  |  | no |  |  | 1295128.61 | 15289674.929 |  | -1
node_intto1_220465155 |  |  | PQ | AN | 19918.584 | 8107402 | no | no |  |  | no |  |  | 1283460.175 | 15291118.41 |  | -1
node_intto1_220465170 |  |  | PQ | AN | 19918.584 | 8107402 | no | no |  |  | no |  |  | 1288084.771 | 15289960.879 |  | -1
node_intto1_220465291 |  |  | PQ | AN | 19918.584 | 8107402 | no | no |  |  | no |  |  | 1299003.22 | 15275316.026 |  | -1
node_intto1_220465337 |  |  | PQ | AN | 19918.584 | 8107402 | no | no |  |  | no |  |  | 1290605.694 | 15294888.971 |  | -1
node_intto1_220465347 |  |  | PQ | ABCN | 19918.584 | 8107402 | no | no |  |  | no |  |  | 1289171.131 | 15294314.427 |  | -1
node_intto1_220465478 |  |  | PQ | ABCN | 19918.584 | 8107402 | no | no |  |  | no |  |  | 1292201.198 | 15296764.276 |  | -1
node_intto1_220465512 |  |  | PQ | ABCN | 19918.584 | 8107402 | no | no |  |  | no |  |  | 1301088.533 | 15294267.139 |  | -1
node_intto1_220465535 |  |  | PQ | AN | 19918.584 | 8107402 | no | no |  |  | no |  |  | 1295192.834 | 15287688.967 |  | -1
node_intto1_220522164 |  |  | PQ | AN | 19918.584 | 8107402 | no | no |  |  | no |  |  | 1299691.653 | 15293869.702 |  | -1
node_intto1_220523538 |  |  | PQ | AN | 19918.584 | 8107402 | no | no |  |  | no |  |  | 1279623.358 | 15287624.344 |  | -1
node_intto1_220554902 |  |  | PQ | ABCN | 19918.584 | 8107402 | no | no |  |  | no |  |  | 1300317.233 | 15294136.479 |  | -1
node_intto1_220594971 |  |  | PQ | AN | 19918.584 | 8107402 | no | no |  |  | no |  |  | 1301830.071 | 15287377.589 |  | -1
node_intto1_220610515 |  |  | PQ | ABCN | 19918.584 | 8107402 | no | no |  |  | no |  |  | 1296953.341 | 15291261.623 |  | -1
node_intto1_311923550 |  |  | PQ | ABCN | 19918.584 | 8107402 | no | no |  |  | no |  |  | 1300981.924 | 15294251.629 |  | -1
node_intto1_311923553 |  |  | PQ | ABCD | 2771.281 | 8107402 | no | no |  |  | no |  |  | 1301190.7 | 15294283.328 |  | -1
node_intto1_311929585 |  |  | PQ | ABCN | 19918.584 | 8107402 | no | no |  |  | no |  |  | 1282005.759 | 15278749.778 |  | -1
node_intto1_312022414 |  |  | PQ | AD | 2771.281 | 8107402 | no | no |  |  | no |  |  | 1298598.143 | 15273699.668 |  | -1
node_intto1_312056933 |  |  | PQ | AD | 2771.281 | 8107402 | no | no |  |  | no |  |  | 1281779.998 | 15287271.047 |  | -1
node_intto1_312103489 |  |  | PQ | ABCN | 19918.584 | 8107402 | no | no |  |  | no |  |  | 1291446.527 | 15293545.006 |  | -1
node_intto1_312103490 |  |  | PQ | ABCN | 19918.584 | 8107402 | no | no |  |  | no |  |  | 1291448.364 | 15293547.284 |  | -1
node_intto1_312118269 |  |  | PQ | ABCN | 19918.584 | 8107402 | no | no |  |  | no |  |  | 1295891.226 | 15292634.78 |  | -1
node_intto1_312135057 |  |  | PQ | AD | 2771.281 | 8107402 | no | no |  |  | no |  |  | 1293986.381 | 15276692.475 |  | -1

## overhead_line
data_type | static
owner_type | feeder
owner | 8107402
object | overhead_line
name | groupid | phases | fr | to | length | configuration | dcircuit | selected | monitored | monitored_fields | class_monitored_fields | played | played_fields | comments | R | X | B | lim_kw
oh_line_8107402_200892309 |  | AD | node_8107402_200892330 | node_8107402_200892309 | 328.675 | bal_1P_2AC | 8107402 | no | no |  |  | no |  |  | 0 | 0 | 0 | 0
oh_line_8107402_200892310 |  | AD | node_8107402_200978152 | node_intto1_8107402_200892310 | 422.151 | bal_1P_2AC | 8107402 | no | no |  |  | no |  |  | 0 | 0 | 0 | 0
oh_line_8107402_200892311 |  | AD | node_8107402_200892310 | node_8107402_200892311 | 308.739 | bal_1P_2AC | 8107402 | no | no |  |  | no |  |  | 0 | 0 | 0 | 0
oh_line_8107402_200892314 |  | AD | node_8107402_200892311 | node_8107402_200892314 | 386.197 | bal_1P_2AC | 8107402 | no | no |  |  | no |  |  | 0 | 0 | 0 | 0
oh_line_8107402_200892315 |  | AD | node_8107402_200892314 | node_8107402_200892315 | 270.486 | bal_1P_1/0AA | 8107402 | no | no |  |  | no |  |  | 0 | 0 | 0 | 0
oh_line_8107402_200892316 |  | AD | node_8107402_200892315 | node_8107402_200892316 | 171.605 | bal_1P_1/0AA | 8107402 | no | no |  |  | no |  |  | 0 | 0 | 0 | 0
oh_line_8107402_200892318 |  | AD | node_8107402_200892314 | node_8107402_200892318 | 403.129 | bal_1P_2AC | 8107402 | no | no |  |  | no |  |  | 0 | 0 | 0 | 0
oh_line_8107402_200892320 |  | AD | node_8107402_200892318 | node_8107402_200892320 | 419.431 | bal_1P_2AC | 8107402 | no | no |  |  | no |  |  | 0 | 0 | 0 | 0
oh_line_8107402_200892321 |  | AD | node_8107402_200892320 | node_8107402_200892321 | 369.338 | bal_1P_2AC | 8107402 | no | no |  |  | no |  |  | 0 | 0 | 0 | 0
oh_line_8107402_200892323 |  | AD | node_8107402_200892321 | node_8107402_200892323 | 267.25 | bal_1P_2AC | 8107402 | no | no |  |  | no |  |  | 0 | 0 | 0 | 0
oh_line_8107402_200892324 |  | AD | node_8107402_200892323 | node_8107402_200892324 | 330.852 | bal_1P_2AC | 8107402 | no | no |  |  | no |  |  | 0 | 0 | 0 | 0
oh_line_8107402_200892325 |  | AD | node_8107402_200892324 | node_8107402_200892325 | 123.589 | bal_1P_2AL | 8107402 | no | no |  |  | no |  |  | 0 | 0 | 0 | 0
oh_line_8107402_200892326 |  | AD | node_8107402_200892324 | node_8107402_200892326 | 438.502 | bal_1P_2AC | 8107402 | no | no |  |  | no |  |  | 0 | 0 | 0 | 0
oh_line_8107402_200892330 |  | AD | node_8107402_200892331 | node_8107402_200892330 | 330.673 | bal_1P_2AC | 8107402 | no | no |  |  | no |  |  | 0 | 0 | 0 | 0
oh_line_8107402_200892331 |  | AD | node_8107402_200892332 | node_8107402_200892331 | 384.878 | bal_1P_2AC | 8107402 | no | no |  |  | no |  |  | 0 | 0 | 0 | 0
oh_line_8107402_200892332 |  | AD | node_8107402_200892334 | node_8107402_200892332 | 201.428 | bal_1P_2AC | 8107402 | no | no |  |  | no |  |  | 0 | 0 | 0 | 0
oh_line_8107402_200892334 |  | AD | node_8107402_200892336 | node_8107402_200892334 | 258.79 | bal_1P_2AC | 8107402 | no | no |  |  | no |  |  | 0 | 0 | 0 | 0
oh_line_8107402_200892336 |  | AD | node_8107402_200892337 | node_8107402_200892336 | 415.688 | bal_1P_2AC | 8107402 | no | no |  |  | no |  |  | 0 | 0 | 0 | 0
oh_line_8107402_200892337 |  | AD | node_8107402_200892339 | node_8107402_200892337 | 280.689 | bal_1P_2AC | 8107402 | no | no |  |  | no |  |  | 0 | 0 | 0 | 0
oh_line_8107402_200892339 |  | AD | node_8107402_200892341 | node_8107402_200892339 | 283.056 | bal_1P_2AC | 8107402 | no | no |  |  | no |  |  | 0 | 0 | 0 | 0
oh_line_8107402_200892341 |  | AD | node_8107402_200892342 | node_8107402_200892341 | 86.123 | bal_1P_2AC | 8107402 | no | no |  |  | no |  |  | 0 | 0 | 0 | 0
oh_line_8107402_200892342 |  | AD | node_8107402_200892343 | node_intto1_8107402_200892342 | 438.9 | bal_1P_2AC | 8107402 | no | no |  |  | no |  |  | 0 | 0 | 0 | 0
oh_line_8107402_200892343 |  | AD | node_8107402_200892347 | node_8107402_200892343 | 603.471 | bal_1P_2AC | 8107402 | no | no |  |  | no |  |  | 0 | 0 | 0 | 0
oh_line_8107402_200892344 |  | AD | node_8107402_200892343 | node_8107402_200892344 | 259.258 | bal_1P_2AC | 8107402 | no | no |  |  | no |  |  | 0 | 0 | 0 | 0
oh_line_8107402_200892347-1 |  | AD | node_8107402_200892359 | node_1293624_69_15281347_808 | 590.326 | bal_1P_2AC | 8107402 | no | no |  |  | no |  |  | 0 | 0 | 0 | 0
oh_line_8107402_200892347-2 |  | AD | node_1293624_69_15281347_808 | node_8107402_200892347 | 23.133 | bal_1P_2AC | 8107402 | no | no |  |  | no |  |  | 0 | 0 | 0 | 0
oh_line_8107402_200892348 |  | AD | node_8107402_200892349 | node_8107402_200892348 | 184.015 | bal_1P_2AC | 8107402 | no | no |  |  | no |  |  | 0 | 0 | 0 | 0
oh_line_8107402_200892349 |  | AD | node_8107402_200892351 | node_8107402_200892349 | 173.58 | bal_1P_2AC | 8107402 | no | no |  |  | no |  |  | 0 | 0 | 0 | 0
oh_line_8107402_200892351 |  | AD | node_8107402_200892352 | node_8107402_200892351 | 316.936 | bal_1P_2AC | 8107402 | no | no |  |  | no |  |  | 0 | 0 | 0 | 0
oh_line_8107402_200892352 |  | AD | node_8107402_200892353 | node_8107402_200892352 | 221.473 | bal_1P_2AC | 8107402 | no | no |  |  | no |  |  | 0 | 0 | 0 | 0
oh_line_8107402_200892353 |  | AD | node_8107402_200892355 | node_8107402_200892353 | 302.628 | bal_1P_2AC | 8107402 | no | no |  |  | no |  |  | 0 | 0 | 0 | 0
oh_line_8107402_200892355 |  | AD | node_8107402_200892356 | node_8107402_200892355 | 433.865 | bal_1P_2AC | 8107402 | no | no |  |  | no |  |  | 0 | 0 | 0 | 0
oh_line_8107402_200892356 |  | AD | node_8107402_200892358 | node_8107402_200892356 | 329.151 | bal_1P_2AC | 8107402 | no | no |  |  | no |  |  | 0 | 0 | 0 | 0
oh_line_8107402_200892357 |  | AD | node_8107402_200892356 | node_8107402_200892357 | 200.927 | bal_1P_1/0AC | 8107402 | no | no |  |  | no |  |  | 0 | 0 | 0 | 0
oh_line_8107402_200892358 |  | AD | node_8107402_200895183 | node_intto1_8107402_200892358 | 305.255 | bal_1P_2AC | 8107402 | no | no |  |  | no |  |  | 0 | 0 | 0 | 0
oh_line_8107402_200892359 |  | AD | node_8107402_200892360 | node_intto1_8107402_200892359 | 437.737 | bal_1P_2AC | 8107402 | no | no |  |  | no |  |  | 0 | 0 | 0 | 0
oh_line_8107402_200892360 |  | AD | node_8107402_200892361 | node_8107402_200892360 | 354.22 | bal_1P_2AC | 8107402 | no | no |  |  | no |  |  | 0 | 0 | 0 | 0
oh_line_8107402_200892361 |  | AD | node_8107402_200892364 | node_8107402_200892361 | 399.592 | bal_1P_4ACW | 8107402 | no | no |  |  | no |  |  | 0 | 0 | 0 | 0
oh_line_8107402_200892364 |  | AD | node_8107402_200892365 | node_8107402_200892364 | 565.3 | bal_1P_4ACW | 8107402 | no | no |  |  | no |  |  | 0 | 0 | 0 | 0
oh_line_8107402_200892365 |  | AD | node_8107402_200892367 | node_8107402_200892365 | 264.106 | bal_1P_4ACW | 8107402 | no | no |  |  | no |  |  | 0 | 0 | 0 | 0
oh_line_8107402_200892367 |  | AD | node_8107402_200892370 | node_8107402_200892367 | 245.459 | bal_1P_4ACW | 8107402 | no | no |  |  | no |  |  | 0 | 0 | 0 | 0
oh_line_8107402_200892370 |  | AD | node_8107402_200892371 | node_8107402_200892370 | 505.216 | bal_1P_4ACW | 8107402 | no | no |  |  | no |  |  | 0 | 0 | 0 | 0
oh_line_8107402_200892371 |  | AD | node_8107402_200892372 | node_8107402_200892371 | 290.069 | bal_1P_2AC | 8107402 | no | no |  |  | no |  |  | 0 | 0 | 0 | 0
oh_line_8107402_200892372 |  | AD | node_8107402_200892373 | node_8107402_200892372 | 219.013 | bal_1P_2AC | 8107402 | no | no |  |  | no |  |  | 0 | 0 | 0 | 0
oh_line_8107402_200892373 |  | AD | node_8107402_200892348 | node_8107402_200892373 | 376.236 | bal_1P_2AC | 8107402 | no | no |  |  | no |  |  | 0 | 0 | 0 | 0
oh_line_8107402_200892788 |  | AD | node_8107402_200893456 | node_8107402_200892788 | 223.816 | bal_1P_1/0AC | 8107402 | no | no |  |  | no |  |  | 0 | 0 | 0 | 0
oh_line_8107402_200892789 |  | AD | node_8107402_200892812 | node_8107402_200892789 | 195.956 | bal_1P_1/0AC | 8107402 | no | no |  |  | no |  |  | 0 | 0 | 0 | 0
oh_line_8107402_200892791 |  | AD | node_8107402_200892789 | node_8107402_200892791 | 331.09 | bal_1P_2AC | 8107402 | no | no |  |  | no |  |  | 0 | 0 | 0 | 0
oh_line_8107402_200892792 |  | AD | node_8107402_311908872 | node_8107402_200892792 | 201.863 | bal_1P_2AC | 8107402 | no | no |  |  | no |  |  | 0 | 0 | 0 | 0
oh_line_8107402_200892793 |  | AD | node_8107402_200892792 | node_8107402_200892793 | 363.928 | bal_1P_2AC | 8107402 | no | no |  |  | no |  |  | 0 | 0 | 0 | 0
oh_line_8107402_200892794 |  | AD | node_8107402_200892793 | node_8107402_200892794 | 307.858 | bal_1P_2AC | 8107402 | no | no |  |  | no |  |  | 0 | 0 | 0 | 0
oh_line_8107402_200892795 |  | AD | node_8107402_200892794 | node_8107402_200892795 | 424.622 | bal_1P_2AC | 8107402 | no | no |  |  | no |  |  | 0 | 0 | 0 | 0
oh_line_8107402_200892796 |  | AD | node_8107402_200892795 | node_8107402_200892796 | 220.807 | bal_1P_2AC | 8107402 | no | no |  |  | no |  |  | 0 | 0 | 0 | 0
oh_line_8107402_200892797 |  | AD | node_8107402_200892796 | node_8107402_200892797 | 268.819 | bal_1P_1/0AA | 8107402 | no | no |  |  | no |  |  | 0 | 0 | 0 | 0
oh_line_8107402_200892799 |  | AD | node_8107402_200892797 | node_8107402_200892799 | 328.791 | bal_1P_1/0AA | 8107402 | no | no |  |  | no |  |  | 0 | 0 | 0 | 0
oh_line_8107402_200892800 |  | AD | node_8107402_200892799 | node_8107402_200892800 | 336.656 | bal_1P_1/0AA | 8107402 | no | no |  |  | no |  |  | 0 | 0 | 0 | 0
oh_line_8107402_200892801 |  | AD | node_8107402_200892800 | node_8107402_200892801 | 351.599 | bal_1P_1/0AA | 8107402 | no | no |  |  | no |  |  | 0 | 0 | 0 | 0
oh_line_8107402_200892802 |  | AD | node_8107402_200892788 | node_8107402_200892802 | 234.015 | bal_1P_1/0AC | 8107402 | no | no |  |  | no |  |  | 0 | 0 | 0 | 0
oh_line_8107402_200892803 |  | AD | node_8107402_200892801 | node_8107402_200892803 | 365.935 | bal_1P_1/0AA | 8107402 | no | no |  |  | no |  |  | 0 | 0 | 0 | 0
oh_line_8107402_200892804 |  | AD | node_8107402_200892803 | node_8107402_200892804 | 280.058 | bal_1P_1/0AA | 8107402 | no | no |  |  | no |  |  | 0 | 0 | 0 | 0
oh_line_8107402_200892805 |  | AD | node_8107402_200892804 | node_8107402_200892805 | 396.962 | bal_1P_1/0AA | 8107402 | no | no |  |  | no |  |  | 0 | 0 | 0 | 0
oh_line_8107402_200892806 |  | AD | node_8107402_200892802 | node_8107402_200892806 | 369.656 | bal_1P_1/0AC | 8107402 | no | no |  |  | no |  |  | 0 | 0 | 0 | 0
oh_line_8107402_200892807 |  | AD | node_8107402_200892806 | node_8107402_200892807 | 161.804 | bal_1P_1/0AC | 8107402 | no | no |  |  | no |  |  | 0 | 0 | 0 | 0
oh_line_8107402_200892808 |  | AD | node_8107402_200892807 | node_8107402_200892808 | 221.119 | bal_1P_1/0AC | 8107402 | no | no |  |  | no |  |  | 0 | 0 | 0 | 0
oh_line_8107402_200892809 |  | AD | node_8107402_200892808 | node_8107402_200892809 | 194.149 | bal_1P_1/0AC | 8107402 | no | no |  |  | no |  |  | 0 | 0 | 0 | 0
oh_line_8107402_200892810 |  | AD | node_8107402_200892809 | node_8107402_200892810 | 204.715 | bal_1P_1/0AC | 8107402 | no | no |  |  | no |  |  | 0 | 0 | 0 | 0
oh_line_8107402_200892811 |  | AD | node_8107402_200892810 | node_8107402_200892811 | 232.955 | bal_1P_1/0AC | 8107402 | no | no |  |  | no |  |  | 0 | 0 | 0 | 0
oh_line_8107402_200892812 |  | AD | node_8107402_200892811 | node_8107402_200892812 | 196.323 | bal_1P_1/0AC | 8107402 | no | no |  |  | no |  |  | 0 | 0 | 0 | 0
oh_line_8107402_200892878 |  | AD | node_8107402_312135056 | node_8107402_200892878 | 337.248 | bal_1P_6CU | 8107402 | no | no |  |  | no |  |  | 0 | 0 | 0 | 0
oh_line_8107402_200892879 |  | AD | node_8107402_200892878 | node_8107402_200892879 | 359.754 | bal_1P_6CU | 8107402 | no | no |  |  | no |  |  | 0 | 0 | 0 | 0
oh_line_8107402_200892880 |  | AD | node_8107402_200892879 | node_intto1_8107402_200892880 | 352.751 | bal_1P_6CU | 8107402 | no | no |  |  | no |  |  | 0 | 0 | 0 | 0
oh_line_8107402_200892881-1 |  | AD | node_1293935_859_15275449_576 | node_8107402_200892881 | 10.183 | bal_1P_2AC | 8107402 | no | no |  |  | no |  |  | 0 | 0 | 0 | 0
oh_line_8107402_200892881-2 |  | AD | node_8107402_200892880 | node_1293935_859_15275449_576 | 248.402 | bal_1P_2AC | 8107402 | no | no |  |  | no |  |  | 0 | 0 | 0 | 0
oh_line_8107402_200893149 |  | ABCN | node_8107402_200893150 | node_8107402_200893149 | 239.023 | bal_3P_4/0AA_1/0AA(N) | 8107402 | no | no |  |  | no |  |  | 0 | 0 | 0 | 0
oh_line_8107402_200893150 |  | ABCN | node_8107402_200893151 | node_8107402_200893150 | 286.638 | bal_3P_4/0AA_1/0AA(N) | 8107402 | no | no |  |  | no |  |  | 0 | 0 | 0 | 0
oh_line_8107402_200893151 |  | ABCN | node_8107402_200893153 | node_8107402_200893151 | 298.523 | bal_3P_4/0AA_1/0AA(N) | 8107402 | no | no |  |  | no |  |  | 0 | 0 | 0 | 0
oh_line_8107402_200893153 |  | ABCN | node_8107402_200978404 | node_8107402_200893153 | 294.086 | bal_3P_4/0AA_1/0AA(N) | 8107402 | no | no |  |  | no |  |  | 0 | 0 | 0 | 0
oh_line_8107402_200893155 |  | ABCN | node_8107402_200893156 | node_8107402_200893155 | 271.297 | bal_3P_4/0AA_1/0AA(N) | 8107402 | no | no |  |  | no |  |  | 0 | 0 | 0 | 0
oh_line_8107402_200893156 |  | ABCN | node_8107402_200893157 | node_8107402_200893156 | 274.007 | bal_3P_4/0AA_1/0AA(N) | 8107402 | no | no |  |  | no |  |  | 0 | 0 | 0 | 0
oh_line_8107402_200893157 |  | ABCN | node_8107402_200893160 | node_8107402_200893157 | 75.431 | bal_3P_4/0AA_1/0AA(N) | 8107402 | no | no |  |  | no |  |  | 0 | 0 | 0 | 0
oh_line_8107402_200893158 |  | ABCN | node_8107402_200893157 | node_8107402_200893158 | 131.105 | bal_3P_4/0AA_1/0AA(N) | 8107402 | no | no |  |  | no |  |  | 0 | 0 | 0 | 0
oh_line_8107402_200893159 |  | AN | node_8107402_200893158 | node_8107402_200893159 | 336.906 | bal_1P_1/0AA_1/0AA(N) | 8107402 | no | no |  |  | no |  |  | 0 | 0 | 0 | 0
oh_line_8107402_200893160 |  | ABCN | node_8107402_200893161 | node_8107402_200893160 | 164.012 | bal_3P_4/0AA_1/0AA(N) | 8107402 | no | no |  |  | no |  |  | 0 | 0 | 0 | 0
oh_line_8107402_200893161 |  | ABCN | node_8107402_200893162 | node_8107402_200893161 | 270.819 | bal_3P_4/0AA_1/0AA(N) | 8107402 | no | no |  |  | no |  |  | 0 | 0 | 0 | 0
oh_line_8107402_200893162 |  | ABCN | node_8107402_200947714 | node_8107402_200893162 | 282.744 | bal_3P_4/0AA_1/0AA(N) | 8107402 | no | no |  |  | no |  |  | 0 | 0 | 0 | 0
oh_line_8107402_200893166 |  | AN | node_8107402_200947718 | node_8107402_200893166 | 227.331 | bal_1P_1/0AC_1/0AC(N) | 8107402 | no | no |  |  | no |  |  | 0 | 0 | 0 | 0
oh_line_8107402_200893167 |  | ABCN | node_8107402_200947719 | node_8107402_200893167 | 60.03 | bal_3P_4/0AC_1/0AC(N) | 8107402 | no | no |  |  | no |  |  | 0 | 0 | 0 | 0
oh_line_8107402_200893170 |  | ABCN | node_8107402_200893172 | node_8107402_200893170 | 307.394 | bal_3P_4/0AC_1/0AC(N) | 8107402 | no | no |  |  | no |  |  | 0 | 0 | 0 | 0
oh_line_8107402_200893171 |  | AN | node_8107402_200893170 | node_8107402_200893171 | 160.147 | bal_1P_1/0AA_1/0AA(N) | 8107402 | no | no |  |  | no |  |  | 0 | 0 | 0 | 0
oh_line_8107402_200893172 |  | ABCN | node_8107402_200893173 | node_8107402_200893172 | 294.767 | bal_3P_4/0AC_1/0AC(N) | 8107402 | no | no |  |  | no |  |  | 0 | 0 | 0 | 0
oh_line_8107402_200893173 |  | ABCN | node_8107402_200893175 | node_8107402_200893173 | 208.985 | bal_3P_4/0AC_1/0AC(N) | 8107402 | no | no |  |  | no |  |  | 0 | 0 | 0 | 0
oh_line_8107402_200893174 |  | AN | node_8107402_200893173 | node_8107402_200893174 | 236.846 | bal_1P_1/0AA_1/0AA(N) | 8107402 | no | no |  |  | no |  |  | 0 | 0 | 0 | 0
oh_line_8107402_200893175 |  | ABCN | node_8107402_200893700 | node_8107402_200893175 | 349.404 | bal_3P_4/0AC_1/0AC(N) | 8107402 | no | no |  |  | no |  |  | 0 | 0 | 0 | 0
oh_line_8107402_200893179-1 |  | AN | node_220465124 | node_8107402_200893179 | 6.808 | bal_1P_1/0AC_1/0AC(N) | 8107402 | no | no |  |  | no |  |  | 0 | 0 | 0 | 0
oh_line_8107402_200893179-2 |  | AN | node_220387796 | node_intto1_220465124 | 9.411 | bal_1P_1/0AC_1/0AC(N) | 8107402 | no | no |  |  | no |  |  | 0 | 0 | 0 | 0
oh_line_8107402_200893179-3 |  | AN | node_8107402_200893175 | node_intto1_220387796 | 258.08 | bal_1P_1/0AC_1/0AC(N) | 8107402 | no | no |  |  | no |  |  | 0 | 0 | 0 | 0
oh_line_8107402_200893180 |  | AD | node_8107402_200893179 | node_8107402_200893180 | 427.946 | bal_1P_1/0AA | 8107402 | no | no |  |  | no |  |  | 0 | 0 | 0 | 0
oh_line_8107402_200893181 |  | AD | node_8107402_200893180 | node_8107402_200893181 | 172.544 | bal_1P_1/0AA | 8107402 | no | no |  |  | no |  |  | 0 | 0 | 0 | 0
oh_line_8107402_200893186 |  | AD | node_8107402_200893181 | node_intto1_8107402_200893186 | 333.634 | bal_1P_1/0AA | 8107402 | no | no |  |  | no |  |  | 0 | 0 | 0 | 0
oh_line_8107402_200893187 |  | AD | node_8107402_200893186 | node_8107402_200893187 | 127.244 | bal_1P_1/0AA | 8107402 | no | no |  |  | no |  |  | 0 | 0 | 0 | 0
oh_line_8107402_200893188 |  | AD | node_8107402_200893187 | node_8107402_200893188 | 248.366 | bal_1P_1/0AA | 8107402 | no | no |  |  | no |  |  | 0 | 0 | 0 | 0
oh_line_8107402_200893189 |  | AD | node_8107402_200893188 | node_8107402_200893189 | 273.186 | bal_1P_2AC | 8107402 | no | no |  |  | no |  |  | 0 | 0 | 0 | 0
oh_line_8107402_200893190 |  | AD | node_8107402_200893188 | node_8107402_200893190 | 292.268 | bal_1P_2AC | 8107402 | no | no |  |  | no |  |  | 0 | 0 | 0 | 0
oh_line_8107402_200893191 |  | AD | node_8107402_200893190 | node_8107402_200893191 | 177.174 | bal_1P_2AC | 8107402 | no | no |  |  | no |  |  | 0 | 0 | 0 | 0
oh_line_8107402_200893193 |  | AD | node_8107402_200893191 | node_8107402_200893193 | 172.996 | bal_1P_2AC | 8107402 | no | no |  |  | no |  |  | 0 | 0 | 0 | 0
oh_line_8107402_200893195 |  | AD | node_8107402_200893193 | node_8107402_200893195 | 272.024 | bal_1P_2AC | 8107402 | no | no |  |  | no |  |  | 0 | 0 | 0 | 0
oh_line_8107402_200893196 |  | AD | node_8107402_200893195 | node_8107402_200893196 | 268.158 | bal_1P_2AC | 8107402 | no | no |  |  | no |  |  | 0 | 0 | 0 | 0
oh_line_8107402_200893197 |  | AD | node_8107402_200893196 | node_8107402_200893197 | 354.62 | bal_1P_2AC | 8107402 | no | no |  |  | no |  |  | 0 | 0 | 0 | 0
oh_line_8107402_200893199 |  | AD | node_8107402_200893197 | node_8107402_200893199 | 321.731 | bal_1P_2AC | 8107402 | no | no |  |  | no |  |  | 0 | 0 | 0 | 0
oh_line_8107402_200893200 |  | AD | node_8107402_200893199 | node_8107402_200893200 | 294.633 | bal_1P_2AC | 8107402 | no | no |  |  | no |  |  | 0 | 0 | 0 | 0
oh_line_8107402_200893201 |  | AD | node_8107402_200893200 | node_8107402_200893201 | 312.123 | bal_1P_2AC | 8107402 | no | no |  |  | no |  |  | 0 | 0 | 0 | 0
oh_line_8107402_200893203 |  | AD | node_8107402_200893201 | node_8107402_200893203 | 324.322 | bal_1P_2AC | 8107402 | no | no |  |  | no |  |  | 0 | 0 | 0 | 0
oh_line_8107402_200893204 |  | AD | node_8107402_200893203 | node_8107402_200893204 | 324.953 | bal_1P_2AC | 8107402 | no | no |  |  | no |  |  | 0 | 0 | 0 | 0
oh_line_8107402_200893207 |  | AD | node_8107402_200893204 | node_8107402_200893207 | 310.851 | bal_1P_2AC | 8107402 | no | no |  |  | no |  |  | 0 | 0 | 0 | 0
oh_line_8107402_200893209 |  | AD | node_8107402_200977867 | node_8107402_200893209 | 350.599 | bal_1P_2AC | 8107402 | no | no |  |  | no |  |  | 0 | 0 | 0 | 0
oh_line_8107402_200893239 |  | ABCN | node_8107402_200893149 | node_8107402_200893239 | 176.04 | bal_3P_4/0AA_1/0AA(N) | 8107402 | no | no |  |  | no |  |  | 0 | 0 | 0 | 0
oh_line_8107402_200893257 |  | AD | node_8107402_200893258 | node_8107402_200893257 | 241.612 | bal_1P_2CU | 8107402 | no | no |  |  | no |  |  | 0 | 0 | 0 | 0
oh_line_8107402_200893258 |  | AD | node_8107402_200893259 | node_8107402_200893258 | 385.42 | bal_1P_2CU | 8107402 | no | no |  |  | no |  |  | 0 | 0 | 0 | 0
oh_line_8107402_200893259 |  | AD | node_8107402_200893260 | node_8107402_200893259 | 403.39 | bal_1P_2CU | 8107402 | no | no |  |  | no |  |  | 0 | 0 | 0 | 0
oh_line_8107402_200893260 |  | AD | node_8107402_200893261 | node_8107402_200893260 | 434.938 | bal_1P_2CU | 8107402 | no | no |  |  | no |  |  | 0 | 0 | 0 | 0
oh_line_8107402_200893261 |  | AD | node_8107402_200965680 | node_intto1_8107402_200893261 | 278.156 | bal_1P_2CU | 8107402 | no | no |  |  | no |  |  | 0 | 0 | 0 | 0
oh_line_8107402_200893266 |  | AD | node_8107402_200893267 | node_8107402_200893266 | 363.198 | bal_1P_2AC | 8107402 | no | no |  |  | no |  |  | 0 | 0 | 0 | 0
oh_line_8107402_200893267 |  | AD | node_8107402_200893269 | node_8107402_200893267 | 299.104 | bal_1P_2AC | 8107402 | no | no |  |  | no |  |  | 0 | 0 | 0 | 0
oh_line_8107402_200893269 |  | AD | node_8107402_200893270 | node_8107402_200893269 | 283.788 | bal_1P_2AC | 8107402 | no | no |  |  | no |  |  | 0 | 0 | 0 | 0
oh_line_8107402_200893270 |  | AD | node_8107402_200893272 | node_8107402_200893270 | 220.399 | bal_1P_2AC | 8107402 | no | no |  |  | no |  |  | 0 | 0 | 0 | 0
oh_line_8107402_200893272 |  | AD | node_8107402_200893273 | node_8107402_200893272 | 203.342 | bal_1P_2AC | 8107402 | no | no |  |  | no |  |  | 0 | 0 | 0 | 0
oh_line_8107402_200893273 |  | AD | node_8107402_200893275 | node_8107402_200893273 | 299.837 | bal_1P_2AC | 8107402 | no | no |  |  | no |  |  | 0 | 0 | 0 | 0
oh_line_8107402_200893275 |  | AD | node_8107402_200893276 | node_8107402_200893275 | 348.752 | bal_1P_2AC | 8107402 | no | no |  |  | no |  |  | 0 | 0 | 0 | 0
oh_line_8107402_200893276 |  | AD | node_8107402_200893278 | node_8107402_200893276 | 352.634 | bal_1P_2AC | 8107402 | no | no |  |  | no |  |  | 0 | 0 | 0 | 0
oh_line_8107402_200893278 |  | AD | node_8107402_200893280 | node_8107402_200893278 | 231.849 | bal_1P_2AC | 8107402 | no | no |  |  | no |  |  | 0 | 0 | 0 | 0
oh_line_8107402_200893279 |  | AD | node_8107402_200893278 | node_8107402_200893279 | 240.104 | bal_1P_1/0AC | 8107402 | no | no |  |  | no |  |  | 0 | 0 | 0 | 0
oh_line_8107402_200893280 |  | AD | node_8107402_200893281 | node_8107402_200893280 | 191.723 | bal_1P_2AC | 8107402 | no | no |  |  | no |  |  | 0 | 0 | 0 | 0
oh_line_8107402_200893281 |  | AD | node_8107402_200893285 | node_8107402_200893281 | 368.09 | bal_1P_2AC | 8107402 | no | no |  |  | no |  |  | 0 | 0 | 0 | 0
oh_line_8107402_200893282 |  | AD | node_8107402_200893281 | node_8107402_200893282 | 209.874 | bal_1P_1/0AC | 8107402 | no | no |  |  | no |  |  | 0 | 0 | 0 | 0
oh_line_8107402_200893283 |  | AD | node_8107402_200893281 | node_8107402_200893283 | 414.426 | bal_1P_1/0AC | 8107402 | no | no |  |  | no |  |  | 0 | 0 | 0 | 0
oh_line_8107402_200893284 |  | AD | node_8107402_200893283 | node_8107402_200893284 | 315.319 | bal_1P_1/0AC | 8107402 | no | no |  |  | no |  |  | 0 | 0 | 0 | 0
oh_line_8107402_200893285 |  | AD | node_8107402_200893286 | node_8107402_200893285 | 209.953 | bal_1P_2AC | 8107402 | no | no |  |  | no |  |  | 0 | 0 | 0 | 0
oh_line_8107402_200893286 |  | AD | node_8107402_200893287 | node_8107402_200893286 | 242.774 | bal_1P_2AC | 8107402 | no | no |  |  | no |  |  | 0 | 0 | 0 | 0
oh_line_8107402_200893287 |  | AD | node_8107402_200893289 | node_8107402_200893287 | 120.578 | bal_1P_2AC | 8107402 | no | no |  |  | no |  |  | 0 | 0 | 0 | 0
oh_line_8107402_200893289 |  | AD | node_8107402_200893291 | node_8107402_200893289 | 409.488 | bal_1P_2AC | 8107402 | no | no |  |  | no |  |  | 0 | 0 | 0 | 0
oh_line_8107402_200893290 |  | AD | node_8107402_200893289 | node_8107402_200893290 | 245.535 | bal_1P_1/0AA | 8107402 | no | no |  |  | no |  |  | 0 | 0 | 0 | 0
oh_line_8107402_200893291 |  | AD | node_8107402_200893292 | node_8107402_200893291 | 368.287 | bal_1P_2AC | 8107402 | no | no |  |  | no |  |  | 0 | 0 | 0 | 0
oh_line_8107402_200893292 |  | AD | node_8107402_200893293 | node_8107402_200893292 | 205.202 | bal_1P_2AC | 8107402 | no | no |  |  | no |  |  | 0 | 0 | 0 | 0
oh_line_8107402_200893293 |  | AD | node_8107402_200893295 | node_intto1_8107402_200893293 | 183.303 | bal_1P_2AC | 8107402 | no | no |  |  | no |  |  | 0 | 0 | 0 | 0
oh_line_8107402_200893295 |  | AD | node_8107402_200893296 | node_8107402_200893295 | 116.837 | bal_1P_2AC | 8107402 | no | no |  |  | no |  |  | 0 | 0 | 0 | 0
oh_line_8107402_200893296 |  | AD | node_8107402_200893300 | node_8107402_200893296 | 169.905 | bal_1P_2AC | 8107402 | no | no |  |  | no |  |  | 0 | 0 | 0 | 0
oh_line_8107402_200893300 |  | AD | node_8107402_200893301 | node_8107402_200893300 | 174.018 | bal_1P_2AC | 8107402 | no | no |  |  | no |  |  | 0 | 0 | 0 | 0
oh_line_8107402_200893301 |  | AD | node_8107402_200893302 | node_8107402_200893301 | 332.609 | bal_1P_2AC | 8107402 | no | no |  |  | no |  |  | 0 | 0 | 0 | 0
oh_line_8107402_200893302 |  | AD | node_8107402_200893303 | node_8107402_200893302 | 339.257 | bal_1P_2AC | 8107402 | no | no |  |  | no |  |  | 0 | 0 | 0 | 0
oh_line_8107402_200893303 |  | AD | node_8107402_200893304 | node_8107402_200893303 | 242.516 | bal_1P_1/0AC | 8107402 | no | no |  |  | no |  |  | 0 | 0 | 0 | 0
oh_line_8107402_200893304 |  | AD | node_8107402_200893305 | node_8107402_200893304 | 161.826 | bal_1P_1/0AC | 8107402 | no | no |  |  | no |  |  | 0 | 0 | 0 | 0
oh_line_8107402_200893305 |  | AD | node_8107402_200893306 | node_8107402_200893305 | 279.037 | bal_1P_1/0AC | 8107402 | no | no |  |  | no |  |  | 0 | 0 | 0 | 0
oh_line_8107402_200893306 |  | AD | node_8107402_200893307 | node_8107402_200893306 | 249.859 | bal_1P_2AC | 8107402 | no | no |  |  | no |  |  | 0 | 0 | 0 | 0
oh_line_8107402_200893307 |  | AD | node_8107402_200893308 | node_8107402_200893307 | 247.029 | bal_1P_2AC | 8107402 | no | no |  |  | no |  |  | 0 | 0 | 0 | 0
oh_line_8107402_200893308 |  | AD | node_8107402_200893309 | node_8107402_200893308 | 284.554 | bal_1P_2AC | 8107402 | no | no |  |  | no |  |  | 0 | 0 | 0 | 0
oh_line_8107402_200893309 |  | AD | node_8107402_200893312 | node_8107402_200893309 | 229.985 | bal_1P_2AC | 8107402 | no | no |  |  | no |  |  | 0 | 0 | 0 | 0
oh_line_8107402_200893310 |  | AD | node_8107402_200893309 | node_8107402_200893310 | 276.572 | bal_1P_2AC | 8107402 | no | no |  |  | no |  |  | 0 | 0 | 0 | 0
oh_line_8107402_200893312 |  | AD | node_8107402_200893313 | node_8107402_200893312 | 445.582 | bal_1P_2AC | 8107402 | no | no |  |  | no |  |  | 0 | 0 | 0 | 0
oh_line_8107402_200893313 |  | AD | node_8107402_200892353 | node_intto1_8107402_200893313 | 501.538 | bal_1P_2AC | 8107402 | no | no |  |  | no |  |  | 0 | 0 | 0 | 0
oh_line_8107402_200893419 |  | AD | node_8107402_200893420 | node_8107402_200893419 | 244.685 | bal_1P_1/0AA | 8107402 | no | no |  |  | no |  |  | 0 | 0 | 0 | 0
oh_line_8107402_200893420 |  | AD | node_8107402_200893423 | node_8107402_200893420 | 299.712 | bal_1P_1/0AA | 8107402 | no | no |  |  | no |  |  | 0 | 0 | 0 | 0
oh_line_8107402_200893421 |  | AD | node_8107402_200893420 | node_8107402_200893421 | 80.237 | bal_1P_1/0AA | 8107402 | no | no |  |  | no |  |  | 0 | 0 | 0 | 0
oh_line_8107402_200893422 |  | AD | node_8107402_200893421 | node_8107402_200893422 | 257.337 | bal_1P_1/0AA | 8107402 | no | no |  |  | no |  |  | 0 | 0 | 0 | 0
oh_line_8107402_200893423 |  | AD | node_8107402_200892805 | node_8107402_200893423 | 143.023 | bal_1P_1/0AA | 8107402 | no | no |  |  | no |  |  | 0 | 0 | 0 | 0
oh_line_8107402_200893424 |  | AD | node_8107402_200892349 | node_8107402_200893424 | 470.766 | bal_1P_2AC | 8107402 | no | no |  |  | no |  |  | 0 | 0 | 0 | 0
oh_line_8107402_200893425 |  | AD | node_8107402_200893424 | node_8107402_200893425 | 179.037 | bal_1P_4CU | 8107402 | no | no |  |  | no |  |  | 0 | 0 | 0 | 0
oh_line_8107402_200893426 |  | AD | node_8107402_200893425 | node_8107402_200893426 | 169.404 | bal_1P_4CU | 8107402 | no | no |  |  | no |  |  | 0 | 0 | 0 | 0
oh_line_8107402_200893448 |  | AD | node_8107402_200893261 | node_intto1_8107402_200893448 | 163.231 | bal_1P_2CU | 8107402 | no | no |  |  | no |  |  | 0 | 0 | 0 | 0
oh_line_8107402_200893449 |  | AD | node_8107402_200893448 | node_8107402_200893449 | 161.898 | bal_1P_2CU | 8107402 | no | no |  |  | no |  |  | 0 | 0 | 0 | 0
oh_line_8107402_200893450 |  | AD | node_8107402_200893449 | node_8107402_200893450 | 196.054 | bal_1P_2CU | 8107402 | no | no |  |  | no |  |  | 0 | 0 | 0 | 0
oh_line_8107402_200893451 |  | AD | node_8107402_200893450 | node_8107402_200893451 | 209.777 | bal_1P_2CU | 8107402 | no | no |  |  | no |  |  | 0 | 0 | 0 | 0
oh_line_8107402_200893452 |  | AD | node_8107402_200893451 | node_8107402_200893452 | 280.503 | bal_1P_2CU | 8107402 | no | no |  |  | no |  |  | 0 | 0 | 0 | 0
oh_line_8107402_200893453 |  | AD | node_8107402_200893452 | node_8107402_200893453 | 426.521 | bal_1P_2CU | 8107402 | no | no |  |  | no |  |  | 0 | 0 | 0 | 0
oh_line_8107402_200893455 |  | AD | node_8107402_200893453 | node_8107402_200893455 | 398.636 | bal_1P_2AC | 8107402 | no | no |  |  | no |  |  | 0 | 0 | 0 | 0
oh_line_8107402_200893456 |  | AD | node_8107402_200892309 | node_8107402_200893456 | 422.519 | bal_1P_2AC | 8107402 | no | no |  |  | no |  |  | 0 | 0 | 0 | 0
oh_line_8107402_200893459 |  | AD | node_8107402_200893188 | node_8107402_200893459 | 274.657 | bal_1P_2AC | 8107402 | no | no |  |  | no |  |  | 0 | 0 | 0 | 0
oh_line_8107402_200893460 |  | AD | node_8107402_200893459 | node_8107402_200893460 | 283.38 | bal_1P_2AC | 8107402 | no | no |  |  | no |  |  | 0 | 0 | 0 | 0
oh_line_8107402_200893461-1 |  | AD | node_8107402_200893460 | node_intto1_312056933 | 8.631 | bal_1P_2AC | 8107402 | no | no |  |  | no |  |  | 0 | 0 | 0 | 0
oh_line_8107402_200893461-2 |  | AD | node_312056933 | node_intto1_540-SW19-312130437 | 6.038 | bal_1P_2AC | 8107402 | no | no |  |  | no |  |  | 0 | 0 | 0 | 0
oh_line_8107402_200893461-3 |  | AD | node_540-SW19-312130437 | node_8107402_200893461 | 309.005 | bal_1P_2AC | 8107402 | no | no |  |  | no |  |  | 0 | 0 | 0 | 0
oh_line_8107402_200893462 |  | AD | node_8107402_200893461 | node_8107402_200893462 | 320.455 | bal_1P_2AC | 8107402 | no | no |  |  | no |  |  | 0 | 0 | 0 | 0
oh_line_8107402_200893463 |  | AD | node_8107402_200893462 | node_8107402_200893463 | 163.805 | bal_1P_2AC | 8107402 | no | no |  |  | no |  |  | 0 | 0 | 0 | 0
oh_line_8107402_200893464 |  | AD | node_8107402_200893463 | node_8107402_200893464 | 204.893 | bal_1P_2AC | 8107402 | no | no |  |  | no |  |  | 0 | 0 | 0 | 0
oh_line_8107402_200893465 |  | AD | node_8107402_200893464 | node_8107402_200893465 | 234.272 | bal_1P_2AC | 8107402 | no | no |  |  | no |  |  | 0 | 0 | 0 | 0
oh_line_8107402_200893466 |  | AD | node_8107402_200893465 | node_8107402_200893466 | 173.76 | bal_1P_2AC | 8107402 | no | no |  |  | no |  |  | 0 | 0 | 0 | 0
oh_line_8107402_200893555 |  | AD | node_8107402_200892323 | node_8107402_200893555 | 214.447 | bal_1P_2AC | 8107402 | no | no |  |  | no |  |  | 0 | 0 | 0 | 0
oh_line_8107402_200893556 |  | AD | node_8107402_200893567 | node_8107402_200893556 | 182.381 | bal_1P_1/0AA | 8107402 | no | no |  |  | no |  |  | 0 | 0 | 0 | 0
oh_line_8107402_200893557 |  | AD | node_8107402_200893556 | node_8107402_200893557 | 210.728 | bal_1P_1/0AA | 8107402 | no | no |  |  | no |  |  | 0 | 0 | 0 | 0
oh_line_8107402_200893558 |  | AD | node_8107402_200893557 | node_8107402_200893558 | 252.901 | bal_1P_1/0AA | 8107402 | no | no |  |  | no |  |  | 0 | 0 | 0 | 0
oh_line_8107402_200893559 |  | AD | node_8107402_200893558 | node_8107402_200893559 | 295.576 | bal_1P_1/0AA | 8107402 | no | no |  |  | no |  |  | 0 | 0 | 0 | 0
oh_line_8107402_200893560 |  | AD | node_8107402_200893555 | node_intto1_8107402_200893560 | 207.213 | bal_1P_2AC | 8107402 | no | no |  |  | no |  |  | 0 | 0 | 0 | 0
oh_line_8107402_200893561 |  | AD | node_8107402_200893560 | node_8107402_200893561 | 221.228 | bal_1P_1/0AA | 8107402 | no | no |  |  | no |  |  | 0 | 0 | 0 | 0
oh_line_8107402_200893562 |  | AD | node_8107402_200893561 | node_8107402_200893562 | 185.972 | bal_1P_1/0AA | 8107402 | no | no |  |  | no |  |  | 0 | 0 | 0 | 0
oh_line_8107402_200893563 |  | AD | node_8107402_200893562 | node_8107402_200893563 | 200.651 | bal_1P_1/0AC | 8107402 | no | no |  |  | no |  |  | 0 | 0 | 0 | 0
oh_line_8107402_200893564 |  | AD | node_8107402_200893563 | node_8107402_200893564 | 173.64 | bal_1P_1/0AC | 8107402 | no | no |  |  | no |  |  | 0 | 0 | 0 | 0
oh_line_8107402_200893565 |  | AD | node_8107402_200893564 | node_8107402_200893565 | 216.695 | bal_1P_1/0AA | 8107402 | no | no |  |  | no |  |  | 0 | 0 | 0 | 0
oh_line_8107402_200893566 |  | AD | node_8107402_200893565 | node_8107402_200893566 | 227.259 | bal_1P_1/0AA | 8107402 | no | no |  |  | no |  |  | 0 | 0 | 0 | 0
oh_line_8107402_200893567 |  | AD | node_8107402_200893566 | node_8107402_200893567 | 172.114 | bal_1P_1/0AA | 8107402 | no | no |  |  | no |  |  | 0 | 0 | 0 | 0
oh_line_8107402_200893568 |  | ABCN | node_8107402_200893170 | node_intto1_8107402_200893568 | 350.258 | bal_3P_2AC_2AC(N) | 8107402 | no | no |  |  | no |  |  | 0 | 0 | 0 | 0
oh_line_8107402_200893569 |  | ABCN | node_8107402_200893568 | node_8107402_200893569 | 304.802 | bal_3P_2AC_2AC(N) | 8107402 | no | no |  |  | no |  |  | 0 | 0 | 0 | 0
oh_line_8107402_200893679 |  | AN | node_8107402_200898990 | node_8107402_200893679 | 324.891 | bal_1P_1/0AC_1/0AC(N) | 8107402 | no | no |  |  | no |  |  | 0 | 0 | 0 | 0
oh_line_8107402_200893681 |  | AN | node_8107402_200893679 | node_8107402_200893681 | 328.69 | bal_1P_1/0AC_1/0AC(N) | 8107402 | no | no |  |  | no |  |  | 0 | 0 | 0 | 0
oh_line_8107402_200893682 |  | AN | node_8107402_200893681 | node_8107402_200893682 | 275.777 | bal_1P_1/0AC_1/0AC(N) | 8107402 | no | no |  |  | no |  |  | 0 | 0 | 0 | 0
oh_line_8107402_200893683 |  | AN | node_8107402_200893682 | node_8107402_200893683 | 325.888 | bal_1P_1/0AC_1/0AC(N) | 8107402 | no | no |  |  | no |  |  | 0 | 0 | 0 | 0
oh_line_8107402_200893684 |  | AN | node_8107402_200893683 | node_8107402_200893684 | 307.846 | bal_1P_1/0AC_1/0AC(N) | 8107402 | no | no |  |  | no |  |  | 0 | 0 | 0 | 0
oh_line_8107402_200893685 |  | AN | node_8107402_200893684 | node_intto1_8107402_200893685 | 328.186 | bal_1P_1/0AC_1/0AC(N) | 8107402 | no | no |  |  | no |  |  | 0 | 0 | 0 | 0
oh_line_8107402_200893695 |  | ABCN | node_8107402_200905430 | node_8107402_200893695 | 1028.191 | bal_3P_4/0AC_1/0AC(N) | 8107402 | no | no |  |  | no |  |  | 0 | 0 | 0 | 0
oh_line_8107402_200893696 |  | ABCN | node_8107402_200893695 | node_8107402_200893696 | 376.815 | bal_3P_4/0AC_1/0AC(N) | 8107402 | no | no |  |  | no |  |  | 0 | 0 | 0 | 0
oh_line_8107402_200893697 |  | ABCN | node_8107402_200893696 | node_8107402_200893697 | 323.616 | bal_3P_4/0AC_1/0AC(N) | 8107402 | no | no |  |  | no |  |  | 0 | 0 | 0 | 0
oh_line_8107402_200893698 |  | ABCN | node_8107402_200893697 | node_8107402_200893698 | 321.445 | bal_3P_4/0AC_1/0AC(N) | 8107402 | no | no |  |  | no |  |  | 0 | 0 | 0 | 0
oh_line_8107402_200893699 |  | ABCN | node_8107402_200893698 | node_8107402_200893699 | 332.898 | bal_3P_4/0AC_1/0AC(N) | 8107402 | no | no |  |  | no |  |  | 0 | 0 | 0 | 0
oh_line_8107402_200893700 |  | ABCN | node_8107402_200893699 | node_8107402_200893700 | 334.145 | bal_3P_4/0AC_1/0AC(N) | 8107402 | no | no |  |  | no |  |  | 0 | 0 | 0 | 0
oh_line_8107402_200895096-1 |  | AD | node_8107402_200895120 | node_intto1_540-SW6-312130439 | 14.921 | bal_1P_2AC | 8107402 | no | no |  |  | no |  |  | 0 | 0 | 0 | 0
oh_line_8107402_200895096-2 |  | AD | node_540-SW6-312130439 | node_intto1_312022414 | 15.856 | bal_1P_2AC | 8107402 | no | no |  |  | no |  |  | 0 | 0 | 0 | 0
oh_line_8107402_200895096-3 |  | AD | node_312022414 | node_8107402_200895096 | 151.078 | bal_1P_2AC | 8107402 | no | no |  |  | no |  |  | 0 | 0 | 0 | 0
oh_line_8107402_200895097 |  | AD | node_8107402_312115053 | node_8107402_200895097 | 284.858 | bal_1P_2AC | 8107402 | no | no |  |  | no |  |  | 0 | 0 | 0 | 0
oh_line_8107402_200895098 |  | AD | node_8107402_200895097 | node_intto1_8107402_200895098 | 229.957 | bal_1P_2AC | 8107402 | no | no |  |  | no |  |  | 0 | 0 | 0 | 0
oh_line_8107402_200895099 |  | AD | node_8107402_200895100 | node_8107402_200895099 | 273.762 | bal_1P_2AC | 8107402 | no | no |  |  | no |  |  | 0 | 0 | 0 | 0
oh_line_8107402_200895100 |  | AD | node_8107402_200895101 | node_8107402_200895100 | 397.2 | bal_1P_2AC | 8107402 | no | no |  |  | no |  |  | 0 | 0 | 0 | 0
oh_line_8107402_200895101 |  | AD | node_8107402_200895102 | node_8107402_200895101 | 271.041 | bal_1P_2AC | 8107402 | no | no |  |  | no |  |  | 0 | 0 | 0 | 0
oh_line_8107402_200895102 |  | AD | node_8107402_200895104 | node_8107402_200895102 | 673.022 | bal_1P_2AC | 8107402 | no | no |  |  | no |  |  | 0 | 0 | 0 | 0
oh_line_8107402_200895104 |  | AD | node_8107402_200895105 | node_8107402_200895104 | 472.414 | bal_1P_2AC | 8107402 | no | no |  |  | no |  |  | 0 | 0 | 0 | 0
oh_line_8107402_200895105 |  | AD | node_8107402_200895106 | node_8107402_200895105 | 526.125 | bal_1P_2AC | 8107402 | no | no |  |  | no |  |  | 0 | 0 | 0 | 0
oh_line_8107402_200895106 |  | AD | node_8107402_200895108 | node_8107402_200895106 | 477.958 | bal_1P_2AC | 8107402 | no | no |  |  | no |  |  | 0 | 0 | 0 | 0
oh_line_8107402_200895107 |  | AD | node_8107402_200895106 | node_8107402_200895107 | 193.519 | bal_1P_1/0AA | 8107402 | no | no |  |  | no |  |  | 0 | 0 | 0 | 0
oh_line_8107402_200895108 |  | AD | node_8107402_200895109 | node_8107402_200895108 | 294.034 | bal_1P_2AC | 8107402 | no | no |  |  | no |  |  | 0 | 0 | 0 | 0
oh_line_8107402_200895109 |  | AD | node_8107402_200895111 | node_8107402_200895109 | 563.311 | bal_1P_2AC | 8107402 | no | no |  |  | no |  |  | 0 | 0 | 0 | 0
oh_line_8107402_200895111 |  | AD | node_8107402_200895112 | node_intto1_8107402_200895111 | 155.514 | bal_1P_2AC | 8107402 | no | no |  |  | no |  |  | 0 | 0 | 0 | 0
oh_line_8107402_200895112 |  | AD | node_8107402_200895113 | node_8107402_200895112 | 110.472 | bal_1P_2AC | 8107402 | no | no |  |  | no |  |  | 0 | 0 | 0 | 0
oh_line_8107402_200895113 |  | AD | node_8107402_200895115 | node_8107402_200895113 | 480.887 | bal_1P_2AC | 8107402 | no | no |  |  | no |  |  | 0 | 0 | 0 | 0
oh_line_8107402_200895114 |  | AD | node_8107402_200895113 | node_8107402_200895114 | 293.895 | bal_1P_2AC | 8107402 | no | no |  |  | no |  |  | 0 | 0 | 0 | 0
oh_line_8107402_200895115 |  | AD | node_8107402_200895116 | node_intto1_8107402_200895115 | 359.172 | bal_1P_2AC | 8107402 | no | no |  |  | no |  |  | 0 | 0 | 0 | 0
oh_line_8107402_200895116 |  | AD | node_8107402_200895319 | node_intto1_8107402_200895116 | 310.032 | bal_1P_1/0AA | 8107402 | no | no |  |  | no |  |  | 0 | 0 | 0 | 0
oh_line_8107402_200895117 |  | AD | node_8107402_200895116 | node_8107402_200895117 | 418.022 | bal_1P_2AC | 8107402 | no | no |  |  | no |  |  | 0 | 0 | 0 | 0
oh_line_8107402_200895120 |  | AD | node_8107402_201066559 | node_8107402_200895120 | 248.221 | bal_1P_2AC | 8107402 | no | no |  |  | no |  |  | 0 | 0 | 0 | 0
oh_line_8107402_200895122 |  | AD | node_8107402_201067477 | node_intto1_8107402_200895122 | 549.393 | bal_1P_2AC | 8107402 | no | no |  |  | no |  |  | 0 | 0 | 0 | 0
oh_line_8107402_200895123 |  | AD | node_8107402_200895122 | node_8107402_200895123 | 109.871 | bal_1P_2AC | 8107402 | no | no |  |  | no |  |  | 0 | 0 | 0 | 0
oh_line_8107402_200895124 |  | AD | node_8107402_200895123 | node_8107402_200895124 | 416.402 | bal_1P_2AC | 8107402 | no | no |  |  | no |  |  | 0 | 0 | 0 | 0
oh_line_8107402_200895125 |  | AD | node_8107402_200895124 | node_8107402_200895125 | 252.623 | bal_1P_2AC | 8107402 | no | no |  |  | no |  |  | 0 | 0 | 0 | 0
oh_line_8107402_200895127 |  | AD | node_8107402_200895122 | node_8107402_200895127 | 294.679 | bal_1P_2AC | 8107402 | no | no |  |  | no |  |  | 0 | 0 | 0 | 0
oh_line_8107402_200895128 |  | AD | node_8107402_200895127 | node_intto1_8107402_200895128 | 271.976 | bal_1P_2AC | 8107402 | no | no |  |  | no |  |  | 0 | 0 | 0 | 0
oh_line_8107402_200895130 |  | AD | node_8107402_200951517 | node_8107402_200895130 | 238.037 | bal_1P_2AC | 8107402 | no | no |  |  | no |  |  | 0 | 0 | 0 | 0
oh_line_8107402_200895131-1 |  | AD | node_1298657_482_15271266_482 | node_8107402_200895131 | 12.84 | bal_1P_2AC | 8107402 | no | no |  |  | no |  |  | 0 | 0 | 0 | 0
oh_line_8107402_200895131-2 |  | AD | node_8107402_200895130 | node_1298657_482_15271266_482 | 212.41 | bal_1P_2AC | 8107402 | no | no |  |  | no |  |  | 0 | 0 | 0 | 0
oh_line_8107402_200895132 |  | AD | node_8107402_200895131 | node_8107402_200895132 | 416.657 | bal_1P_2AC | 8107402 | no | no |  |  | no |  |  | 0 | 0 | 0 | 0
oh_line_8107402_200895133 |  | AD | node_8107402_200895132 | node_8107402_200895133 | 178.949 | bal_1P_2AC | 8107402 | no | no |  |  | no |  |  | 0 | 0 | 0 | 0
oh_line_8107402_200895135 |  | AD | node_8107402_200895133 | node_8107402_200895135 | 193.019 | bal_1P_2AC | 8107402 | no | no |  |  | no |  |  | 0 | 0 | 0 | 0
oh_line_8107402_200895137 |  | AD | node_8107402_201066557 | node_8107402_200895137 | 468.452 | bal_1P_2AC | 8107402 | no | no |  |  | no |  |  | 0 | 0 | 0 | 0
oh_line_8107402_200895138 |  | AD | node_8107402_200895137 | node_8107402_200895138 | 457.661 | bal_1P_2AC | 8107402 | no | no |  |  | no |  |  | 0 | 0 | 0 | 0
oh_line_8107402_200895139 |  | AD | node_8107402_200895138 | node_8107402_200895139 | 471.522 | bal_1P_2AC | 8107402 | no | no |  |  | no |  |  | 0 | 0 | 0 | 0
oh_line_8107402_200895141 |  | AD | node_8107402_200895139 | node_8107402_200895141 | 311.096 | bal_1P_2AC | 8107402 | no | no |  |  | no |  |  | 0 | 0 | 0 | 0
oh_line_8107402_200895142 |  | AD | node_8107402_200895141 | node_8107402_200895142 | 180.649 | bal_1P_2AC | 8107402 | no | no |  |  | no |  |  | 0 | 0 | 0 | 0
oh_line_8107402_200895143 |  | AD | node_8107402_201066558 | node_8107402_200895143 | 223.136 | bal_1P_2AC | 8107402 | no | no |  |  | no |  |  | 0 | 0 | 0 | 0
oh_line_8107402_200895144 |  | AD | node_8107402_200895143 | node_8107402_200895144 | 387.565 | bal_1P_2AC | 8107402 | no | no |  |  | no |  |  | 0 | 0 | 0 | 0
oh_line_8107402_200895145 |  | AD | node_8107402_200895144 | node_8107402_200895145 | 319.605 | bal_1P_2AC | 8107402 | no | no |  |  | no |  |  | 0 | 0 | 0 | 0
oh_line_8107402_200895146 |  | AD | node_8107402_200895145 | node_8107402_200895146 | 392.989 | bal_1P_2AC | 8107402 | no | no |  |  | no |  |  | 0 | 0 | 0 | 0
oh_line_8107402_200895148 |  | AD | node_8107402_200976733 | node_8107402_200895148 | 180.064 | bal_1P_2AC | 8107402 | no | no |  |  | no |  |  | 0 | 0 | 0 | 0
oh_line_8107402_200895151 |  | AD | node_8107402_200895148 | node_8107402_200895151 | 209.699 | bal_1P_2AC | 8107402 | no | no |  |  | no |  |  | 0 | 0 | 0 | 0
oh_line_8107402_200895152 |  | AD | node_8107402_200895151 | node_8107402_200895152 | 241.732 | bal_1P_2AC | 8107402 | no | no |  |  | no |  |  | 0 | 0 | 0 | 0
oh_line_8107402_200895153 |  | AD | node_8107402_200895152 | node_8107402_200895153 | 231.88 | bal_1P_2AC | 8107402 | no | no |  |  | no |  |  | 0 | 0 | 0 | 0
oh_line_8107402_200895156 |  | AD | node_8107402_200895153 | node_intto1_8107402_200895156 | 507.725 | bal_1P_2AC | 8107402 | no | no |  |  | no |  |  | 0 | 0 | 0 | 0
oh_line_8107402_200895157 |  | AD | node_8107402_200895156 | node_8107402_200895157 | 391.795 | bal_1P_1/0AC | 8107402 | no | no |  |  | no |  |  | 0 | 0 | 0 | 0
oh_line_8107402_200895158 |  | AD | node_8107402_200895156 | node_8107402_200895158 | 662.506 | bal_1P_2AC | 8107402 | no | no |  |  | no |  |  | 0 | 0 | 0 | 0
oh_line_8107402_200895159 |  | AD | node_8107402_200895158 | node_8107402_200895159 | 192.006 | bal_1P_2AC | 8107402 | no | no |  |  | no |  |  | 0 | 0 | 0 | 0
oh_line_8107402_200895160 |  | AD | node_8107402_200895159 | node_8107402_200895160 | 382.891 | bal_1P_2AC | 8107402 | no | no |  |  | no |  |  | 0 | 0 | 0 | 0
oh_line_8107402_200895162 |  | AD | node_8107402_200895160 | node_8107402_200895162 | 379.989 | bal_1P_2AC | 8107402 | no | no |  |  | no |  |  | 0 | 0 | 0 | 0
oh_line_8107402_200895164 |  | AD | node_8107402_200895162 | node_8107402_200895164 | 440.013 | bal_1P_2AC | 8107402 | no | no |  |  | no |  |  | 0 | 0 | 0 | 0
oh_line_8107402_200895167 |  | AD | node_8107402_200895164 | node_8107402_200895167 | 332.63 | bal_1P_2AC | 8107402 | no | no |  |  | no |  |  | 0 | 0 | 0 | 0
oh_line_8107402_200895169 |  | AD | node_8107402_200895167 | node_8107402_200895169 | 283.023 | bal_1P_2AC | 8107402 | no | no |  |  | no |  |  | 0 | 0 | 0 | 0
oh_line_8107402_200895170-1 |  | AD | node_1296447_233_15263031_186 | node_8107402_200895170 | 348.181 | bal_1P_2AC | 8107402 | no | no |  |  | no |  |  | 0 | 0 | 0 | 0
oh_line_8107402_200895170-2 |  | AD | node_8107402_200895169 | node_1296447_233_15263031_186 | 18.446 | bal_1P_2AC | 8107402 | no | no |  |  | no |  |  | 0 | 0 | 0 | 0
oh_line_8107402_200895171 |  | AD | node_8107402_200895170 | node_8107402_200895171 | 154.027 | bal_1P_2AC | 8107402 | no | no |  |  | no |  |  | 0 | 0 | 0 | 0
oh_line_8107402_200895172 |  | AD | node_8107402_200895171 | node_8107402_200895172 | 258.628 | bal_1P_2AC | 8107402 | no | no |  |  | no |  |  | 0 | 0 | 0 | 0
oh_line_8107402_200895173 |  | AD | node_8107402_200895172 | node_intto1_8107402_200895173 | 529.166 | bal_1P_2AC | 8107402 | no | no |  |  | no |  |  | 0 | 0 | 0 | 0
oh_line_8107402_200895174 |  | AD | node_8107402_200895173 | node_8107402_200895174 | 252.107 | bal_1P_2AC | 8107402 | no | no |  |  | no |  |  | 0 | 0 | 0 | 0
oh_line_8107402_200895175 |  | AD | node_8107402_200895174 | node_8107402_200895175 | 251.27 | bal_1P_1/0AA | 8107402 | no | no |  |  | no |  |  | 0 | 0 | 0 | 0
oh_line_8107402_200895176 |  | AD | node_8107402_200895174 | node_8107402_200895176 | 238.07 | bal_1P_2AC | 8107402 | no | no |  |  | no |  |  | 0 | 0 | 0 | 0
oh_line_8107402_200895177 |  | AD | node_8107402_200895176 | node_8107402_200895177 | 192.457 | bal_1P_2AC | 8107402 | no | no |  |  | no |  |  | 0 | 0 | 0 | 0
oh_line_8107402_200895178 |  | AD | node_8107402_200895177 | node_8107402_200895178 | 194.787 | bal_1P_2AC | 8107402 | no | no |  |  | no |  |  | 0 | 0 | 0 | 0
oh_line_8107402_200895179 |  | AD | node_8107402_200895178 | node_8107402_200895179 | 287.503 | bal_1P_1/0AC | 8107402 | no | no |  |  | no |  |  | 0 | 0 | 0 | 0
oh_line_8107402_200895181 |  | AD | node_8107402_200895178 | node_8107402_200895181 | 250.923 | bal_1P_2AC | 8107402 | no | no |  |  | no |  |  | 0 | 0 | 0 | 0
oh_line_8107402_200895182 |  | AD | node_8107402_200895181 | node_8107402_200895182 | 247.969 | bal_1P_2AC | 8107402 | no | no |  |  | no |  |  | 0 | 0 | 0 | 0
oh_line_8107402_200895183 |  | AD | node_8107402_200895184 | node_8107402_200895183 | 386.51 | bal_1P_2AC | 8107402 | no | no |  |  | no |  |  | 0 | 0 | 0 | 0
oh_line_8107402_200895184-1 |  | AN | node_8107402_200895185 | node_intto1_220386989 | 279.284 | bal_1P_4/0AC_1/0AC(N) | 8107402 | no | no |  |  | no |  |  | 0 | 0 | 0 | 0
oh_line_8107402_200895184-2 |  | AN | node_220386989 | node_intto1_220465535 | 13.734 | bal_1P_4/0AC_1/0AC(N) | 8107402 | no | no |  |  | no |  |  | 0 | 0 | 0 | 0
oh_line_8107402_200895184-3 |  | AN | node_220465535 | node_8107402_200895184 | 19.078 | bal_1P_4/0AC_1/0AC(N) | 8107402 | no | no |  |  | no |  |  | 0 | 0 | 0 | 0
oh_line_8107402_200895185 |  | ABN | node_8107402_200895187 | node_8107402_200895185 | 212.636 | bal_2P_477AL_4/0AC(N) | 8107402 | no | no |  |  | no |  |  | 0 | 0 | 0 | 0
oh_line_8107402_200895187 |  | ABN | node_8107402_200895189 | node_8107402_200895187 | 199.041 | bal_2P_477AL_4/0AC(N) | 8107402 | no | no |  |  | no |  |  | 0 | 0 | 0 | 0
oh_line_8107402_200895189 |  | ABN | node_8107402_200895190 | node_8107402_200895189 | 158.353 | bal_2P_477AL_4/0AC(N) | 8107402 | no | no |  |  | no |  |  | 0 | 0 | 0 | 0
oh_line_8107402_200895190 |  | ABN | node_8107402_200895191 | node_8107402_200895190 | 206.725 | bal_2P_477AL_4/0AC(N) | 8107402 | no | no |  |  | no |  |  | 0 | 0 | 0 | 0
oh_line_8107402_200895191 |  | ABN | node_8107402_200895192 | node_8107402_200895191 | 207.736 | bal_2P_477AL_4/0AC(N) | 8107402 | no | no |  |  | no |  |  | 0 | 0 | 0 | 0
oh_line_8107402_200895192 |  | ABN | node_8107402_200895194 | node_8107402_200895192 | 215.299 | bal_2P_477AL_4/0AC(N) | 8107402 | no | no |  |  | no |  |  | 0 | 0 | 0 | 0
oh_line_8107402_200895194 |  | ABN | node_8107402_200895195 | node_8107402_200895194 | 202.895 | bal_2P_477AL_4/0AC(N) | 8107402 | no | no |  |  | no |  |  | 0 | 0 | 0 | 0
oh_line_8107402_200895195 |  | ABN | node_8107402_200895196 | node_8107402_200895195 | 160.781 | bal_2P_477AL_4/0AC(N) | 8107402 | no | no |  |  | no |  |  | 0 | 0 | 0 | 0
oh_line_8107402_200895196 |  | ABN | node_8107402_200895198 | node_8107402_200895196 | 155.804 | bal_2P_477AL_4/0AC(N) | 8107402 | no | no |  |  | no |  |  | 0 | 0 | 0 | 0
oh_line_8107402_200895198 |  | ABN | node_8107402_200895200 | node_8107402_200895198 | 281.299 | bal_2P_477AL_4/0AC(N) | 8107402 | no | no |  |  | no |  |  | 0 | 0 | 0 | 0
oh_line_8107402_200895200 |  | ABN | node_8107402_200895201 | node_intto1_8107402_200895200 | 250.22 | bal_2P_477AL_4/0AC(N) | 8107402 | no | no |  |  | no |  |  | 0 | 0 | 0 | 0
oh_line_8107402_200895201 |  | ABN | node_8107402_200900120 | node_8107402_200895201 | 176.157 | bal_2P_477AL_4/0AC(N) | 8107402 | no | no |  |  | no |  |  | 0 | 0 | 0 | 0
oh_line_8107402_200895202 |  | AD | node_8107402_200895182 | node_intto1_8107402_200895202 | 356.005 | bal_1P_2AC | 8107402 | no | no |  |  | no |  |  | 0 | 0 | 0 | 0
oh_line_8107402_200895203 |  | AD | node_8107402_200895245 | node_8107402_200895203 | 313.008 | bal_1P_2AC | 8107402 | no | no |  |  | no |  |  | 0 | 0 | 0 | 0
oh_line_8107402_200895204 |  | AD | node_8107402_200895203 | node_8107402_200895204 | 245.684 | bal_1P_2AC | 8107402 | no | no |  |  | no |  |  | 0 | 0 | 0 | 0
oh_line_8107402_200895205 |  | AD | node_8107402_200895204 | node_8107402_200895205 | 323.073 | bal_1P_2AC | 8107402 | no | no |  |  | no |  |  | 0 | 0 | 0 | 0
oh_line_8107402_200895206 |  | AD | node_8107402_200895205 | node_8107402_200895206 | 386.788 | bal_1P_2AC | 8107402 | no | no |  |  | no |  |  | 0 | 0 | 0 | 0
oh_line_8107402_200895207 |  | AD | node_8107402_200895205 | node_8107402_200895207 | 175.298 | bal_1P_1/0AA | 8107402 | no | no |  |  | no |  |  | 0 | 0 | 0 | 0
oh_line_8107402_200895208 |  | AD | node_8107402_200895206 | node_8107402_200895208 | 177.135 | bal_1P_1/0AA | 8107402 | no | no |  |  | no |  |  | 0 | 0 | 0 | 0
oh_line_8107402_200895210 |  | AD | node_8107402_200952804 | node_8107402_200895210 | 171.092 | bal_1P_2AC | 8107402 | no | no |  |  | no |  |  | 0 | 0 | 0 | 0
oh_line_8107402_200895213 |  | AD | node_8107402_200895212 | node_8107402_200895213 | 233.455 | bal_1P_2AC | 8107402 | no | no |  |  | no |  |  | 0 | 0 | 0 | 0
oh_line_8107402_200895214 |  | AD | node_8107402_200895213 | node_8107402_200895214 | 161.635 | bal_1P_1/0AA | 8107402 | no | no |  |  | no |  |  | 0 | 0 | 0 | 0
oh_line_8107402_200895215 |  | AD | node_8107402_200895213 | node_8107402_200895215 | 504.777 | bal_1P_2AC | 8107402 | no | no |  |  | no |  |  | 0 | 0 | 0 | 0
oh_line_8107402_200895216 |  | AD | node_8107402_200895215 | node_8107402_200895216 | 339.982 | bal_1P_2AC | 8107402 | no | no |  |  | no |  |  | 0 | 0 | 0 | 0
oh_line_8107402_200895217 |  | AD | node_8107402_200895216 | node_8107402_200895217 | 452.055 | bal_1P_2AC | 8107402 | no | no |  |  | no |  |  | 0 | 0 | 0 | 0
oh_line_8107402_200895218 |  | AD | node_8107402_200895217 | node_8107402_200895218 | 489.826 | bal_1P_2AC | 8107402 | no | no |  |  | no |  |  | 0 | 0 | 0 | 0
oh_line_8107402_200895219 |  | AD | node_8107402_200895218 | node_8107402_200895219 | 378.644 | bal_1P_2AC | 8107402 | no | no |  |  | no |  |  | 0 | 0 | 0 | 0
oh_line_8107402_200895221 |  | AD | node_8107402_200895202 | node_8107402_200895221 | 620.087 | bal_1P_2AC | 8107402 | no | no |  |  | no |  |  | 0 | 0 | 0 | 0
oh_line_8107402_200895222 |  | AD | node_8107402_200895219 | node_8107402_200895222 | 351.16 | bal_1P_2AC | 8107402 | no | no |  |  | no |  |  | 0 | 0 | 0 | 0
oh_line_8107402_200895223 |  | AD | node_8107402_200895222 | node_8107402_200895223 | 84.754 | bal_1P_1/0AA | 8107402 | no | no |  |  | no |  |  | 0 | 0 | 0 | 0
oh_line_8107402_200895224 |  | AD | node_8107402_200895223 | node_8107402_200895224 | 336.344 | bal_1P_1/0AA | 8107402 | no | no |  |  | no |  |  | 0 | 0 | 0 | 0
oh_line_8107402_200895225 |  | AD | node_8107402_200895224 | node_8107402_200895225 | 224.052 | bal_1P_1/0AA | 8107402 | no | no |  |  | no |  |  | 0 | 0 | 0 | 0
oh_line_8107402_200895226 |  | AD | node_8107402_200895225 | node_8107402_200895226 | 174.483 | bal_1P_1/0AA | 8107402 | no | no |  |  | no |  |  | 0 | 0 | 0 | 0
oh_line_8107402_200895227 |  | AD | node_8107402_200895226 | node_8107402_200895227 | 124.995 | bal_1P_1/0AA | 8107402 | no | no |  |  | no |  |  | 0 | 0 | 0 | 0
oh_line_8107402_200895228 |  | AD | node_8107402_200895222 | node_8107402_200895228 | 485.808 | bal_1P_2AC | 8107402 | no | no |  |  | no |  |  | 0 | 0 | 0 | 0
oh_line_8107402_200895229 |  | AD | node_8107402_200895228 | node_8107402_200895229 | 332.752 | bal_1P_2AC | 8107402 | no | no |  |  | no |  |  | 0 | 0 | 0 | 0
oh_line_8107402_200895230 |  | AD | node_8107402_200895229 | node_8107402_200895230 | 224.528 | bal_1P_2AC | 8107402 | no | no |  |  | no |  |  | 0 | 0 | 0 | 0
oh_line_8107402_200895231 |  | AD | node_8107402_200895230 | node_8107402_200895231 | 54.595 | bal_1P_1/0AA | 8107402 | no | no |  |  | no |  |  | 0 | 0 | 0 | 0
oh_line_8107402_200895232 |  | AD | node_8107402_200895231 | node_8107402_200895232 | 320.338 | bal_1P_1/0AA | 8107402 | no | no |  |  | no |  |  | 0 | 0 | 0 | 0
oh_line_8107402_200895233 |  | AD | node_8107402_200895232 | node_8107402_200895233 | 376.537 | bal_1P_1/0AA | 8107402 | no | no |  |  | no |  |  | 0 | 0 | 0 | 0
oh_line_8107402_200895234 |  | AD | node_8107402_200895233 | node_8107402_200895234 | 391.838 | bal_1P_1/0AA | 8107402 | no | no |  |  | no |  |  | 0 | 0 | 0 | 0
oh_line_8107402_200895235 |  | AD | node_8107402_200895234 | node_8107402_200895235 | 387.056 | bal_1P_1/0AA | 8107402 | no | no |  |  | no |  |  | 0 | 0 | 0 | 0
oh_line_8107402_200895236 |  | AD | node_8107402_200895235 | node_8107402_200895236 | 190.402 | bal_1P_1/0AA | 8107402 | no | no |  |  | no |  |  | 0 | 0 | 0 | 0
oh_line_8107402_200895237 |  | AD | node_8107402_200895236 | node_8107402_200895237 | 184.394 | bal_1P_1/0AA | 8107402 | no | no |  |  | no |  |  | 0 | 0 | 0 | 0
oh_line_8107402_200895238 |  | AD | node_8107402_200895221 | node_8107402_200895238 | 504.567 | bal_1P_2AC | 8107402 | no | no |  |  | no |  |  | 0 | 0 | 0 | 0
oh_line_8107402_200895239 |  | AD | node_8107402_200895238 | node_8107402_200895239 | 599.396 | bal_1P_2AC | 8107402 | no | no |  |  | no |  |  | 0 | 0 | 0 | 0
oh_line_8107402_200895240 |  | AD | node_8107402_200895239 | node_8107402_200895240 | 478.459 | bal_1P_2AC | 8107402 | no | no |  |  | no |  |  | 0 | 0 | 0 | 0
oh_line_8107402_200895241 |  | AD | node_8107402_200895240 | node_8107402_200895241 | 393.579 | bal_1P_2AC | 8107402 | no | no |  |  | no |  |  | 0 | 0 | 0 | 0
oh_line_8107402_200895242 |  | AD | node_8107402_200895241 | node_8107402_200895242 | 345.711 | bal_1P_2AC | 8107402 | no | no |  |  | no |  |  | 0 | 0 | 0 | 0
oh_line_8107402_200895243 |  | AD | node_8107402_200895242 | node_8107402_200895243 | 419.459 | bal_1P_2AC | 8107402 | no | no |  |  | no |  |  | 0 | 0 | 0 | 0
oh_line_8107402_200895245 |  | AD | node_8107402_312152901 | node_8107402_200895245 | 297.517 | bal_1P_2AC | 8107402 | no | no |  |  | no |  |  | 0 | 0 | 0 | 0
oh_line_8107402_200895246 |  | AN | node_8107402_200895187 | node_8107402_200895246 | 234.755 | bal_1P_4/0AC_1/0AC(N) | 8107402 | no | no |  |  | no |  |  | 0 | 0 | 0 | 0
oh_line_8107402_200895247 |  | AN | node_8107402_200895323 | node_8107402_200895247 | 253.673 | bal_1P_4/0AC_1/0AC(N) | 8107402 | no | no |  |  | no |  |  | 0 | 0 | 0 | 0
oh_line_8107402_200895249 |  | AN | node_8107402_200895247 | node_8107402_200895249 | 323.395 | bal_1P_4/0AC_1/0AC(N) | 8107402 | no | no |  |  | no |  |  | 0 | 0 | 0 | 0
oh_line_8107402_200895250 |  | AN | node_8107402_200895249 | node_8107402_200895250 | 314.161 | bal_1P_4/0AC_1/0AC(N) | 8107402 | no | no |  |  | no |  |  | 0 | 0 | 0 | 0
oh_line_8107402_200895252 |  | AN | node_8107402_200895250 | node_8107402_200895252 | 249.926 | bal_1P_4/0AC_1/0AC(N) | 8107402 | no | no |  |  | no |  |  | 0 | 0 | 0 | 0
oh_line_8107402_200895254 |  | AN | node_8107402_201010662 | node_8107402_200895254 | 311.328 | bal_1P_4/0AC_1/0AC(N) | 8107402 | no | no |  |  | no |  |  | 0 | 0 | 0 | 0
oh_line_8107402_200895255 |  | AN | node_8107402_200895254 | node_intto1_8107402_200895255 | 119.397 | bal_1P_1/0AA_1/0AA(N) | 8107402 | no | no |  |  | no |  |  | 0 | 0 | 0 | 0
oh_line_8107402_200895256 |  | AN | node_8107402_200895254 | node_8107402_200895256 | 273.533 | bal_1P_1/0AA_1/0AA(N) | 8107402 | no | no |  |  | no |  |  | 0 | 0 | 0 | 0
oh_line_8107402_200895257 |  | AN | node_8107402_200895256 | node_8107402_200895257 | 223.93 | bal_1P_1/0AA_1/0AA(N) | 8107402 | no | no |  |  | no |  |  | 0 | 0 | 0 | 0
oh_line_8107402_200895258 |  | AN | node_8107402_200895257 | node_8107402_200895258 | 318.078 | bal_1P_1/0AA_1/0AA(N) | 8107402 | no | no |  |  | no |  |  | 0 | 0 | 0 | 0
oh_line_8107402_200895260 |  | AN | node_8107402_200895258 | node_8107402_200895260 | 299.014 | bal_1P_1/0AA_1/0AA(N) | 8107402 | no | no |  |  | no |  |  | 0 | 0 | 0 | 0
oh_line_8107402_200895261 |  | AN | node_8107402_200895246 | node_8107402_200895261 | 309.207 | bal_1P_4/0AC_1/0AC(N) | 8107402 | no | no |  |  | no |  |  | 0 | 0 | 0 | 0
oh_line_8107402_200895262 |  | AN | node_8107402_200895260 | node_8107402_200895262 | 345.029 | bal_1P_1/0AA_1/0AA(N) | 8107402 | no | no |  |  | no |  |  | 0 | 0 | 0 | 0
oh_line_8107402_200895264 |  | AN | node_8107402_200895262 | node_8107402_200895264 | 237.417 | bal_1P_1/0AA_1/0AA(N) | 8107402 | no | no |  |  | no |  |  | 0 | 0 | 0 | 0
oh_line_8107402_200895266 |  | AN | node_8107402_200895264 | node_8107402_200895266 | 279.97 | bal_1P_1/0AA_1/0AA(N) | 8107402 | no | no |  |  | no |  |  | 0 | 0 | 0 | 0
oh_line_8107402_200895267 |  | AN | node_8107402_200895264 | node_8107402_200895267 | 362.446 | bal_1P_1/0AA_1/0AA(N) | 8107402 | no | no |  |  | no |  |  | 0 | 0 | 0 | 0
oh_line_8107402_200895268 |  | AN | node_8107402_200895267 | node_8107402_200895268 | 299.563 | bal_1P_1/0AA_1/0AA(N) | 8107402 | no | no |  |  | no |  |  | 0 | 0 | 0 | 0
oh_line_8107402_200895270 |  | AN | node_8107402_200895268 | node_8107402_200895270 | 177.939 | bal_1P_1/0AA_1/0AA(N) | 8107402 | no | no |  |  | no |  |  | 0 | 0 | 0 | 0
oh_line_8107402_200895271 |  | AN | node_8107402_200895270 | node_8107402_200895271 | 250.515 | bal_1P_1/0AA_1/0AA(N) | 8107402 | no | no |  |  | no |  |  | 0 | 0 | 0 | 0
oh_line_8107402_200895272 |  | AN | node_8107402_200895271 | node_8107402_200895272 | 247.387 | bal_1P_1/0AA_1/0AA(N) | 8107402 | no | no |  |  | no |  |  | 0 | 0 | 0 | 0
oh_line_8107402_200895274 |  | AN | node_8107402_200895272 | node_8107402_200895274 | 257.865 | bal_1P_1/0AA_1/0AA(N) | 8107402 | no | no |  |  | no |  |  | 0 | 0 | 0 | 0
oh_line_8107402_200895275 |  | AN | node_8107402_200895274 | node_8107402_200895275 | 285.99 | bal_1P_1/0AA_1/0AA(N) | 8107402 | no | no |  |  | no |  |  | 0 | 0 | 0 | 0
oh_line_8107402_200895276 |  | AN | node_8107402_200895275 | node_8107402_200895276 | 301.448 | bal_1P_1/0AA_1/0AA(N) | 8107402 | no | no |  |  | no |  |  | 0 | 0 | 0 | 0
oh_line_8107402_200895277 |  | AN | node_8107402_200895261 | node_8107402_200895277 | 216.55 | bal_1P_4/0AC_1/0AC(N) | 8107402 | no | no |  |  | no |  |  | 0 | 0 | 0 | 0
oh_line_8107402_200895278 |  | AN | node_8107402_200895277 | node_8107402_200895278 | 290.073 | bal_1P_1/0AC_1/0AC(N) | 8107402 | no | no |  |  | no |  |  | 0 | 0 | 0 | 0
oh_line_8107402_200895279 |  | AN | node_8107402_200895276 | node_8107402_200895279 | 292.518 | bal_1P_1/0AA_1/0AA(N) | 8107402 | no | no |  |  | no |  |  | 0 | 0 | 0 | 0
oh_line_8107402_200895280 |  | AN | node_8107402_200895279 | node_8107402_200895280 | 260.585 | bal_1P_1/0AA_1/0AA(N) | 8107402 | no | no |  |  | no |  |  | 0 | 0 | 0 | 0
oh_line_8107402_200895281 |  | AN | node_8107402_200895280 | node_8107402_200895281 | 304.992 | bal_1P_1/0AA_1/0AA(N) | 8107402 | no | no |  |  | no |  |  | 0 | 0 | 0 | 0
oh_line_8107402_200895282 |  | AN | node_8107402_200895281 | node_8107402_200895282 | 270.059 | bal_1P_1/0AA_1/0AA(N) | 8107402 | no | no |  |  | no |  |  | 0 | 0 | 0 | 0
oh_line_8107402_200895284 |  | AN | node_8107402_200895282 | node_8107402_200895284 | 305.615 | bal_1P_1/0AA_1/0AA(N) | 8107402 | no | no |  |  | no |  |  | 0 | 0 | 0 | 0
oh_line_8107402_200895285 |  | AN | node_8107402_200895284 | node_8107402_200895285 | 307.963 | bal_1P_1/0AA_1/0AA(N) | 8107402 | no | no |  |  | no |  |  | 0 | 0 | 0 | 0
oh_line_8107402_200895286 |  | AN | node_8107402_200895285 | node_8107402_200895286 | 299.474 | bal_1P_1/0AA_1/0AA(N) | 8107402 | no | no |  |  | no |  |  | 0 | 0 | 0 | 0
oh_line_8107402_200895287 |  | AN | node_8107402_200895286 | node_8107402_200895287 | 314.973 | bal_1P_1/0AA_1/0AA(N) | 8107402 | no | no |  |  | no |  |  | 0 | 0 | 0 | 0
oh_line_8107402_200895288 |  | AN | node_8107402_200895287 | node_8107402_200895288 | 278.036 | bal_1P_1/0AA_1/0AA(N) | 8107402 | no | no |  |  | no |  |  | 0 | 0 | 0 | 0
oh_line_8107402_200895289 |  | AN | node_8107402_200895288 | node_8107402_200895289 | 163.138 | bal_1P_1/0AA_1/0AA(N) | 8107402 | no | no |  |  | no |  |  | 0 | 0 | 0 | 0
oh_line_8107402_200895292 |  | AN | node_8107402_200895277 | node_8107402_200895292 | 228.354 | bal_1P_4/0AC_1/0AC(N) | 8107402 | no | no |  |  | no |  |  | 0 | 0 | 0 | 0
oh_line_8107402_200895293 |  | AN | node_8107402_200895289 | node_8107402_200895293 | 286.768 | bal_1P_1/0AA_1/0AA(N) | 8107402 | no | no |  |  | no |  |  | 0 | 0 | 0 | 0
oh_line_8107402_200895297 |  | AN | node_8107402_200895293 | node_8107402_200895297 | 215.861 | bal_1P_1/0AA_1/0AA(N) | 8107402 | no | no |  |  | no |  |  | 0 | 0 | 0 | 0
oh_line_8107402_200895299 |  | AN | node_8107402_200895297 | node_8107402_200895299 | 284.484 | bal_1P_1/0AA_1/0AA(N) | 8107402 | no | no |  |  | no |  |  | 0 | 0 | 0 | 0
oh_line_8107402_200895301 |  | AN | node_8107402_200895299 | node_8107402_200895301 | 155.879 | bal_1P_1/0AA_1/0AA(N) | 8107402 | no | no |  |  | no |  |  | 0 | 0 | 0 | 0
oh_line_8107402_200895302 |  | AN | node_8107402_200895301 | node_8107402_200895302 | 216.491 | bal_1P_1/0AA_1/0AA(N) | 8107402 | no | no |  |  | no |  |  | 0 | 0 | 0 | 0
oh_line_8107402_200895303 |  | AN | node_8107402_200895302 | node_8107402_200895303 | 87.589 | bal_1P_1/0AA_1/0AA(N) | 8107402 | no | no |  |  | no |  |  | 0 | 0 | 0 | 0
oh_line_8107402_200895305 |  | AN | node_8107402_200895303 | node_8107402_200895305 | 188.058 | bal_1P_1/0AA_1/0AA(N) | 8107402 | no | no |  |  | no |  |  | 0 | 0 | 0 | 0
oh_line_8107402_200895306 |  | AN | node_8107402_200895305 | node_8107402_200895306 | 317.883 | bal_1P_1/0AA_1/0AA(N) | 8107402 | no | no |  |  | no |  |  | 0 | 0 | 0 | 0
oh_line_8107402_200895307 |  | AN | node_8107402_200895306 | node_8107402_200895307 | 239.116 | bal_1P_1/0AA_1/0AA(N) | 8107402 | no | no |  |  | no |  |  | 0 | 0 | 0 | 0
oh_line_8107402_200895308 |  | AN | node_8107402_200895307 | node_8107402_200895308 | 299.672 | bal_1P_1/0AA_1/0AA(N) | 8107402 | no | no |  |  | no |  |  | 0 | 0 | 0 | 0
oh_line_8107402_200895309 |  | AN | node_8107402_200895308 | node_8107402_200895309 | 303.926 | bal_1P_1/0AA_1/0AA(N) | 8107402 | no | no |  |  | no |  |  | 0 | 0 | 0 | 0
oh_line_8107402_200895310 |  | AN | node_8107402_200895292 | node_8107402_200895310 | 245.367 | bal_1P_4/0AC_1/0AC(N) | 8107402 | no | no |  |  | no |  |  | 0 | 0 | 0 | 0
oh_line_8107402_200895311 |  | AN | node_8107402_200895309 | node_8107402_200895311 | 238.452 | bal_1P_1/0AA_1/0AA(N) | 8107402 | no | no |  |  | no |  |  | 0 | 0 | 0 | 0
oh_line_8107402_200895312 |  | AN | node_8107402_200895311 | node_8107402_200895312 | 264.525 | bal_1P_1/0AA_1/0AA(N) | 8107402 | no | no |  |  | no |  |  | 0 | 0 | 0 | 0
oh_line_8107402_200895313 |  | AN | node_8107402_200895312 | node_8107402_200895313 | 356.578 | bal_1P_1/0AA_1/0AA(N) | 8107402 | no | no |  |  | no |  |  | 0 | 0 | 0 | 0
oh_line_8107402_200895314 |  | AN | node_8107402_200895313 | node_8107402_200895314 | 308.841 | bal_1P_1/0AA_1/0AA(N) | 8107402 | no | no |  |  | no |  |  | 0 | 0 | 0 | 0
oh_line_8107402_200895315 |  | AN | node_8107402_200895314 | node_8107402_200895315 | 284.285 | bal_1P_1/0AA_1/0AA(N) | 8107402 | no | no |  |  | no |  |  | 0 | 0 | 0 | 0
oh_line_8107402_200895316 |  | AN | node_8107402_200895315 | node_8107402_200895316 | 255.905 | bal_1P_1/0AA_1/0AA(N) | 8107402 | no | no |  |  | no |  |  | 0 | 0 | 0 | 0
oh_line_8107402_200895317 |  | AN | node_8107402_200895316 | node_8107402_200895317 | 336.387 | bal_1P_1/0AA_1/0AA(N) | 8107402 | no | no |  |  | no |  |  | 0 | 0 | 0 | 0
oh_line_8107402_200895318-1 |  | AN | node_8107402_200895317 | node_intto1_220386987 | 266.429 | bal_1P_1/0AA_1/0AA(N) | 8107402 | no | no |  |  | no |  |  | 0 | 0 | 0 | 0
oh_line_8107402_200895318-2 |  | AN | node_220386987 | node_intto1_220465291 | 15.999 | bal_1P_1/0AA_1/0AA(N) | 8107402 | no | no |  |  | no |  |  | 0 | 0 | 0 | 0
oh_line_8107402_200895318-3 |  | AN | node_220465291 | node_8107402_200895318 | 15.66 | bal_1P_1/0AA_1/0AA(N) | 8107402 | no | no |  |  | no |  |  | 0 | 0 | 0 | 0
oh_line_8107402_200895319 |  | AD | node_8107402_200895318 | node_8107402_200895319 | 306.068 | bal_1P_1/0AA | 8107402 | no | no |  |  | no |  |  | 0 | 0 | 0 | 0
oh_line_8107402_200895320 |  | AN | node_8107402_200895310 | node_8107402_200895320 | 239.076 | bal_1P_4/0AC_1/0AC(N) | 8107402 | no | no |  |  | no |  |  | 0 | 0 | 0 | 0
oh_line_8107402_200895321 |  | AN | node_8107402_200895320 | node_8107402_200895321 | 248.144 | bal_1P_4/0AC_1/0AC(N) | 8107402 | no | no |  |  | no |  |  | 0 | 0 | 0 | 0
oh_line_8107402_200895322 |  | AN | node_8107402_200895321 | node_8107402_200895322 | 240.154 | bal_1P_4/0AC_1/0AC(N) | 8107402 | no | no |  |  | no |  |  | 0 | 0 | 0 | 0
oh_line_8107402_200895323 |  | AN | node_8107402_200895322 | node_8107402_200895323 | 185.403 | bal_1P_4/0AC_1/0AC(N) | 8107402 | no | no |  |  | no |  |  | 0 | 0 | 0 | 0
oh_line_8107402_200895333 |  | AD | node_8107402_200895106 | node_8107402_200895333 | 695.665 | bal_1P_6ST | 8107402 | no | no |  |  | no |  |  | 0 | 0 | 0 | 0
oh_line_8107402_200895334 |  | AD | node_8107402_200895354 | node_8107402_200895334 | 261.381 | bal_1P_2AC | 8107402 | no | no |  |  | no |  |  | 0 | 0 | 0 | 0
oh_line_8107402_200895335 |  | AD | node_8107402_200895334 | node_8107402_200895335 | 371.573 | bal_1P_2AC | 8107402 | no | no |  |  | no |  |  | 0 | 0 | 0 | 0
oh_line_8107402_200895336 |  | AD | node_8107402_200895335 | node_8107402_200895336 | 469.514 | bal_1P_2AC | 8107402 | no | no |  |  | no |  |  | 0 | 0 | 0 | 0
oh_line_8107402_200895337 |  | AD | node_8107402_200895336 | node_8107402_200895337 | 361.764 | bal_1P_2AC | 8107402 | no | no |  |  | no |  |  | 0 | 0 | 0 | 0
oh_line_8107402_200895338 |  | AD | node_8107402_200895337 | node_8107402_200895338 | 97.297 | bal_1P_1/0AA | 8107402 | no | no |  |  | no |  |  | 0 | 0 | 0 | 0
oh_line_8107402_200895339 |  | AD | node_8107402_200895337 | node_8107402_200895339 | 322.113 | bal_1P_2AC | 8107402 | no | no |  |  | no |  |  | 0 | 0 | 0 | 0
oh_line_8107402_200895340 |  | AD | node_8107402_200895339 | node_8107402_200895340 | 451.792 | bal_1P_2AC | 8107402 | no | no |  |  | no |  |  | 0 | 0 | 0 | 0
oh_line_8107402_200895341 |  | AD | node_8107402_200895340 | node_8107402_200895341 | 402.51 | bal_1P_2AC | 8107402 | no | no |  |  | no |  |  | 0 | 0 | 0 | 0
oh_line_8107402_200895342 |  | AD | node_8107402_200895341 | node_8107402_200895342 | 351.676 | bal_1P_2AC | 8107402 | no | no |  |  | no |  |  | 0 | 0 | 0 | 0
oh_line_8107402_200895343 |  | AD | node_8107402_200895342 | node_8107402_200895343 | 128.112 | bal_1P_1/0AA | 8107402 | no | no |  |  | no |  |  | 0 | 0 | 0 | 0
oh_line_8107402_200895344 |  | AD | node_8107402_200895343 | node_8107402_200895344 | 222.633 | bal_1P_1/0AA | 8107402 | no | no |  |  | no |  |  | 0 | 0 | 0 | 0
oh_line_8107402_200895345 |  | AD | node_8107402_200895333 | node_intto1_8107402_200895345 | 426.859 | bal_1P_6ST | 8107402 | no | no |  |  | no |  |  | 0 | 0 | 0 | 0
oh_line_8107402_200895346 |  | AD | node_8107402_200895344 | node_8107402_200895346 | 227.595 | bal_1P_1/0AA | 8107402 | no | no |  |  | no |  |  | 0 | 0 | 0 | 0
oh_line_8107402_200895347 |  | AD | node_8107402_200895345 | node_8107402_200895347 | 372.916 | bal_1P_6ST | 8107402 | no | no |  |  | no |  |  | 0 | 0 | 0 | 0
oh_line_8107402_200895348 |  | AD | node_8107402_200895347 | node_8107402_200895348 | 361.031 | bal_1P_6ST | 8107402 | no | no |  |  | no |  |  | 0 | 0 | 0 | 0
oh_line_8107402_200895349 |  | AD | node_8107402_200895348 | node_8107402_200895349 | 474.86 | bal_1P_6ST | 8107402 | no | no |  |  | no |  |  | 0 | 0 | 0 | 0
oh_line_8107402_200895351 |  | AD | node_8107402_200895349 | node_8107402_200895351 | 345.792 | bal_1P_6ST | 8107402 | no | no |  |  | no |  |  | 0 | 0 | 0 | 0
oh_line_8107402_200895352 |  | AD | node_8107402_200895351 | node_8107402_200895352 | 420.562 | bal_1P_6ST | 8107402 | no | no |  |  | no |  |  | 0 | 0 | 0 | 0
oh_line_8107402_200895353 |  | AD | node_8107402_200895352 | node_8107402_200895353 | 252.399 | bal_1P_6ST | 8107402 | no | no |  |  | no |  |  | 0 | 0 | 0 | 0
oh_line_8107402_200895354 |  | AD | node_8107402_200895353 | node_8107402_200895354 | 546.543 | bal_1P_6ST | 8107402 | no | no |  |  | no |  |  | 0 | 0 | 0 | 0
oh_line_8107402_200895355 |  | AD | node_8107402_200899973 | node_intto1_8107402_200895355 | 457.078 | bal_1P_3-104CW | 8107402 | no | no |  |  | no |  |  | 0 | 0 | 0 | 0
oh_line_8107402_200895356 |  | AD | node_8107402_200895399 | node_8107402_200895356 | 229.23 | bal_1P_2AC | 8107402 | no | no |  |  | no |  |  | 0 | 0 | 0 | 0
oh_line_8107402_200895357 |  | AD | node_8107402_200895356 | node_8107402_200895357 | 526.022 | bal_1P_2AC | 8107402 | no | no |  |  | no |  |  | 0 | 0 | 0 | 0
oh_line_8107402_200895358 |  | AD | node_8107402_200895357 | node_8107402_200895358 | 444.462 | bal_1P_2AC | 8107402 | no | no |  |  | no |  |  | 0 | 0 | 0 | 0
oh_line_8107402_200895359 |  | AD | node_8107402_200895358 | node_8107402_200895359 | 445.211 | bal_1P_2AC | 8107402 | no | no |  |  | no |  |  | 0 | 0 | 0 | 0
oh_line_8107402_200895360 |  | AD | node_8107402_200895359 | node_8107402_200895360 | 315.735 | bal_1P_2AC | 8107402 | no | no |  |  | no |  |  | 0 | 0 | 0 | 0
oh_line_8107402_200895361 |  | AD | node_8107402_200895360 | node_8107402_200895361 | 250.617 | bal_1P_2AC | 8107402 | no | no |  |  | no |  |  | 0 | 0 | 0 | 0
oh_line_8107402_200895362 |  | AD | node_8107402_200895361 | node_intto1_8107402_200895362 | 101.318 | bal_1P_2AC | 8107402 | no | no |  |  | no |  |  | 0 | 0 | 0 | 0
oh_line_8107402_200895363 |  | AD | node_8107402_200895362 | node_8107402_200895363 | 149.516 | bal_1P_2AC | 8107402 | no | no |  |  | no |  |  | 0 | 0 | 0 | 0
oh_line_8107402_200895364 |  | AD | node_8107402_200895363 | node_8107402_200895364 | 408.739 | bal_1P_2AC | 8107402 | no | no |  |  | no |  |  | 0 | 0 | 0 | 0
oh_line_8107402_200895365 |  | AD | node_8107402_200895364 | node_8107402_200895365 | 381.269 | bal_1P_2AC | 8107402 | no | no |  |  | no |  |  | 0 | 0 | 0 | 0
oh_line_8107402_200895366 |  | AD | node_8107402_200895365 | node_8107402_200895366 | 28.872 | bal_1P_1/0AA | 8107402 | no | no |  |  | no |  |  | 0 | 0 | 0 | 0
oh_line_8107402_200895367 |  | AD | node_8107402_200895366 | node_8107402_200895367 | 261.966 | bal_1P_1/0AA | 8107402 | no | no |  |  | no |  |  | 0 | 0 | 0 | 0
oh_line_8107402_200895368 |  | AD | node_8107402_200895367 | node_8107402_200895368 | 316.449 | bal_1P_1/0AA | 8107402 | no | no |  |  | no |  |  | 0 | 0 | 0 | 0
oh_line_8107402_200895369 |  | AD | node_8107402_200895365 | node_8107402_200895369 | 349.4 | bal_1P_2AC | 8107402 | no | no |  |  | no |  |  | 0 | 0 | 0 | 0
oh_line_8107402_200895370 |  | AD | node_8107402_200895355 | node_8107402_200895370 | 411.315 | bal_1P_3-104CW | 8107402 | no | no |  |  | no |  |  | 0 | 0 | 0 | 0
oh_line_8107402_200895371 |  | AD | node_8107402_200895370 | node_8107402_200895371 | 324.116 | bal_1P_1/0AC | 8107402 | no | no |  |  | no |  |  | 0 | 0 | 0 | 0
oh_line_8107402_200895373 |  | AD | node_8107402_200895371 | node_8107402_200895373 | 188.993 | bal_1P_1/0AC | 8107402 | no | no |  |  | no |  |  | 0 | 0 | 0 | 0
oh_line_8107402_200895374 |  | AD | node_8107402_200895369 | node_8107402_200895374 | 331.972 | bal_1P_2AC | 8107402 | no | no |  |  | no |  |  | 0 | 0 | 0 | 0
oh_line_8107402_200895375 |  | AD | node_8107402_200895374 | node_8107402_200895375 | 496.288 | bal_1P_2AC | 8107402 | no | no |  |  | no |  |  | 0 | 0 | 0 | 0
oh_line_8107402_200895377 |  | AD | node_8107402_200895375 | node_8107402_200895377 | 519.781 | bal_1P_2AC | 8107402 | no | no |  |  | no |  |  | 0 | 0 | 0 | 0
oh_line_8107402_200895379 |  | AD | node_8107402_200895377 | node_8107402_200895379 | 205.527 | bal_1P_2AC | 8107402 | no | no |  |  | no |  |  | 0 | 0 | 0 | 0
oh_line_8107402_200895380 |  | AD | node_8107402_200895379 | node_8107402_200895380 | 262.498 | bal_1P_2AC | 8107402 | no | no |  |  | no |  |  | 0 | 0 | 0 | 0
oh_line_8107402_200895383 |  | AD | node_8107402_311905479 | node_8107402_200895383 | 92.689 | bal_1P_2AC | 8107402 | no | no |  |  | no |  |  | 0 | 0 | 0 | 0
oh_line_8107402_200895384 |  | AD | node_8107402_200895383 | node_8107402_200895384 | 318.244 | bal_1P_1/0AA | 8107402 | no | no |  |  | no |  |  | 0 | 0 | 0 | 0
oh_line_8107402_200895386 |  | AD | node_8107402_200895383 | node_8107402_200895386 | 324.082 | bal_1P_2AC | 8107402 | no | no |  |  | no |  |  | 0 | 0 | 0 | 0
oh_line_8107402_200895387 |  | AD | node_8107402_200895386 | node_8107402_200895387 | 356.975 | bal_1P_2AC | 8107402 | no | no |  |  | no |  |  | 0 | 0 | 0 | 0
oh_line_8107402_200895388 |  | AD | node_8107402_200895387 | node_8107402_200895388 | 276.336 | bal_1P_2AC | 8107402 | no | no |  |  | no |  |  | 0 | 0 | 0 | 0
oh_line_8107402_200895390 |  | AD | node_8107402_200895388 | node_8107402_200895390 | 310.41 | bal_1P_1/0AC | 8107402 | no | no |  |  | no |  |  | 0 | 0 | 0 | 0
oh_line_8107402_200895391 |  | AD | node_8107402_200895390 | node_8107402_200895391 | 278.611 | bal_1P_1/0AC | 8107402 | no | no |  |  | no |  |  | 0 | 0 | 0 | 0
oh_line_8107402_200895392 |  | AD | node_8107402_200895388 | node_8107402_200895392 | 369.063 | bal_1P_2AC | 8107402 | no | no |  |  | no |  |  | 0 | 0 | 0 | 0
oh_line_8107402_200895393 |  | AD | node_8107402_200895370 | node_8107402_200895393 | 300.659 | bal_1P_3-104CW | 8107402 | no | no |  |  | no |  |  | 0 | 0 | 0 | 0
oh_line_8107402_200895394 |  | AD | node_8107402_310038569 | node_8107402_200895394 | 331.704 | bal_1P_3-104CW | 8107402 | no | no |  |  | no |  |  | 0 | 0 | 0 | 0
oh_line_8107402_200895395 |  | AD | node_8107402_200895394 | node_8107402_200895395 | 475.581 | bal_1P_3-104CW | 8107402 | no | no |  |  | no |  |  | 0 | 0 | 0 | 0
oh_line_8107402_200895396 |  | AD | node_8107402_200895395 | node_8107402_200895396 | 439.317 | bal_1P_3-104CW | 8107402 | no | no |  |  | no |  |  | 0 | 0 | 0 | 0
oh_line_8107402_200895397 |  | AD | node_8107402_200895396 | node_8107402_200895397 | 297.825 | bal_1P_3-104CW | 8107402 | no | no |  |  | no |  |  | 0 | 0 | 0 | 0
oh_line_8107402_200895398 |  | AD | node_8107402_200895397 | node_8107402_200895398 | 372.929 | bal_1P_3-104CW | 8107402 | no | no |  |  | no |  |  | 0 | 0 | 0 | 0
oh_line_8107402_200895399 |  | AD | node_8107402_200895398 | node_8107402_200895399 | 275.416 | bal_1P_3-104CW | 8107402 | no | no |  |  | no |  |  | 0 | 0 | 0 | 0
oh_line_8107402_200895437 |  | AD | node_8107402_200899841 | node_8107402_200895437 | 343.904 | bal_1P_4AC | 8107402 | no | no |  |  | no |  |  | 0 | 0 | 0 | 0
oh_line_8107402_200895438 |  | AD | node_8107402_200895470 | node_8107402_200895438 | 349.495 | bal_1P_4AC | 8107402 | no | no |  |  | no |  |  | 0 | 0 | 0 | 0
oh_line_8107402_200895439 |  | AD | node_8107402_200895438 | node_8107402_200895439 | 358.98 | bal_1P_4AC | 8107402 | no | no |  |  | no |  |  | 0 | 0 | 0 | 0
oh_line_8107402_200895440 |  | AD | node_8107402_200895439 | node_8107402_200895440 | 354.432 | bal_1P_4AC | 8107402 | no | no |  |  | no |  |  | 0 | 0 | 0 | 0
oh_line_8107402_200895441 |  | AD | node_8107402_200895440 | node_8107402_200895441 | 355.968 | bal_1P_4AC | 8107402 | no | no |  |  | no |  |  | 0 | 0 | 0 | 0
oh_line_8107402_200895442 |  | AD | node_8107402_200895441 | node_8107402_200895442 | 353.661 | bal_1P_4AC | 8107402 | no | no |  |  | no |  |  | 0 | 0 | 0 | 0
oh_line_8107402_200895443 |  | AD | node_8107402_200895442 | node_8107402_200895443 | 295.06 | bal_1P_4AC | 8107402 | no | no |  |  | no |  |  | 0 | 0 | 0 | 0
oh_line_8107402_200895444 |  | AD | node_8107402_200895443 | node_8107402_200895444 | 290.926 | bal_1P_4AC | 8107402 | no | no |  |  | no |  |  | 0 | 0 | 0 | 0
oh_line_8107402_200895445 |  | AD | node_8107402_200895444 | node_8107402_200895445 | 234.7 | bal_1P_1/0AA | 8107402 | no | no |  |  | no |  |  | 0 | 0 | 0 | 0
oh_line_8107402_200895446 |  | AD | node_8107402_200895445 | node_8107402_200895446 | 272.538 | bal_1P_1/0AA | 8107402 | no | no |  |  | no |  |  | 0 | 0 | 0 | 0
oh_line_8107402_200895447 |  | AD | node_8107402_200895444 | node_intto1_8107402_200895447 | 384.696 | bal_1P_2AC | 8107402 | no | no |  |  | no |  |  | 0 | 0 | 0 | 0
oh_line_8107402_200895448 |  | AD | node_8107402_200895447 | node_8107402_200895448 | 93.336 | bal_1P_2AC | 8107402 | no | no |  |  | no |  |  | 0 | 0 | 0 | 0
oh_line_8107402_200895450 |  | AD | node_8107402_200895448 | node_8107402_200895450 | 193.798 | bal_1P_2AC | 8107402 | no | no |  |  | no |  |  | 0 | 0 | 0 | 0
oh_line_8107402_200895451 |  | AD | node_8107402_200895450 | node_8107402_200895451 | 298.142 | bal_1P_2AC | 8107402 | no | no |  |  | no |  |  | 0 | 0 | 0 | 0
oh_line_8107402_200895452 |  | AD | node_8107402_200895451 | node_8107402_200895452 | 143.634 | bal_1P_4AC | 8107402 | no | no |  |  | no |  |  | 0 | 0 | 0 | 0
oh_line_8107402_200895453 |  | AD | node_8107402_200895452 | node_8107402_200895453 | 305.457 | bal_1P_2AC | 8107402 | no | no |  |  | no |  |  | 0 | 0 | 0 | 0
oh_line_8107402_200895454 |  | AD | node_8107402_200895437 | node_8107402_200895454 | 366.774 | bal_1P_4AC | 8107402 | no | no |  |  | no |  |  | 0 | 0 | 0 | 0
oh_line_8107402_200895455 |  | AD | node_8107402_200895454 | node_8107402_200895455 | 178.181 | bal_1P_1/0AC | 8107402 | no | no |  |  | no |  |  | 0 | 0 | 0 | 0
oh_line_8107402_200895456 |  | AD | node_8107402_200895452 | node_8107402_200895456 | 290.996 | bal_1P_2AC | 8107402 | no | no |  |  | no |  |  | 0 | 0 | 0 | 0
oh_line_8107402_200895457 |  | AD | node_8107402_200895456 | node_8107402_200895457 | 334.273 | bal_1P_2AC | 8107402 | no | no |  |  | no |  |  | 0 | 0 | 0 | 0
oh_line_8107402_200895458 |  | AD | node_8107402_200895457 | node_8107402_200895458 | 380.896 | bal_1P_2AC | 8107402 | no | no |  |  | no |  |  | 0 | 0 | 0 | 0
oh_line_8107402_200895459 |  | AD | node_8107402_200895458 | node_8107402_200895459 | 421.018 | bal_1P_2AC | 8107402 | no | no |  |  | no |  |  | 0 | 0 | 0 | 0
oh_line_8107402_200895460 |  | AD | node_8107402_200895459 | node_8107402_200895460 | 207.617 | bal_1P_2AC | 8107402 | no | no |  |  | no |  |  | 0 | 0 | 0 | 0
oh_line_8107402_200895461 |  | AD | node_8107402_200895460 | node_8107402_200895461 | 377.628 | bal_1P_2AC | 8107402 | no | no |  |  | no |  |  | 0 | 0 | 0 | 0
oh_line_8107402_200895462 |  | AD | node_8107402_200895461 | node_8107402_200895462 | 334.107 | bal_1P_2AC | 8107402 | no | no |  |  | no |  |  | 0 | 0 | 0 | 0
oh_line_8107402_200895463 |  | AD | node_8107402_200895454 | node_intto1_8107402_200895463 | 338.725 | bal_1P_4AC | 8107402 | no | no |  |  | no |  |  | 0 | 0 | 0 | 0
oh_line_8107402_200895464 |  | AD | node_8107402_200895463 | node_8107402_200895464 | 425.825 | bal_1P_4AC | 8107402 | no | no |  |  | no |  |  | 0 | 0 | 0 | 0
oh_line_8107402_200895465 |  | AD | node_8107402_200895464 | node_8107402_200895465 | 382.35 | bal_1P_4AC | 8107402 | no | no |  |  | no |  |  | 0 | 0 | 0 | 0
oh_line_8107402_200895466 |  | AD | node_8107402_200895465 | node_8107402_200895466 | 300.613 | bal_1P_4AC | 8107402 | no | no |  |  | no |  |  | 0 | 0 | 0 | 0
oh_line_8107402_200895467 |  | AD | node_8107402_200895466 | node_8107402_200895467 | 318.586 | bal_1P_4AC | 8107402 | no | no |  |  | no |  |  | 0 | 0 | 0 | 0
oh_line_8107402_200895468 |  | AD | node_8107402_200895467 | node_8107402_200895468 | 195.344 | bal_1P_2AC | 8107402 | no | no |  |  | no |  |  | 0 | 0 | 0 | 0
oh_line_8107402_200895470 |  | AD | node_8107402_201009728 | node_8107402_200895470 | 301.893 | bal_1P_1/0AA | 8107402 | no | no |  |  | no |  |  | 0 | 0 | 0 | 0
oh_line_8107402_200895536 |  | AD | node_8107402_200895182 | node_intto1_8107402_200895536 | 187.344 | bal_1P_1/0AA | 8107402 | no | no |  |  | no |  |  | 0 | 0 | 0 | 0
oh_line_8107402_200895537 |  | AD | node_8107402_200895536 | node_8107402_200895537 | 210.299 | bal_1P_1/0AA | 8107402 | no | no |  |  | no |  |  | 0 | 0 | 0 | 0
oh_line_8107402_200895538 |  | AD | node_8107402_200895537 | node_8107402_200895538 | 270.114 | bal_1P_1/0AA | 8107402 | no | no |  |  | no |  |  | 0 | 0 | 0 | 0
oh_line_8107402_200895539 |  | AD | node_8107402_200895538 | node_8107402_200895539 | 403.761 | bal_1P_1/0AA | 8107402 | no | no |  |  | no |  |  | 0 | 0 | 0 | 0
oh_line_8107402_200895540 |  | AD | node_8107402_200895539 | node_8107402_200895540 | 334.169 | bal_1P_1/0AA | 8107402 | no | no |  |  | no |  |  | 0 | 0 | 0 | 0
oh_line_8107402_200895541 |  | AD | node_8107402_200895540 | node_8107402_200895541 | 361.283 | bal_1P_1/0AA | 8107402 | no | no |  |  | no |  |  | 0 | 0 | 0 | 0
oh_line_8107402_200895542 |  | AD | node_8107402_200895541 | node_8107402_200895542 | 320.563 | bal_1P_1/0AA | 8107402 | no | no |  |  | no |  |  | 0 | 0 | 0 | 0
oh_line_8107402_200895543 |  | AD | node_8107402_200895542 | node_8107402_200895543 | 324.147 | bal_1P_1/0AA | 8107402 | no | no |  |  | no |  |  | 0 | 0 | 0 | 0
oh_line_8107402_200895544 |  | AD | node_8107402_200895543 | node_8107402_200895544 | 317.243 | bal_1P_1/0AA | 8107402 | no | no |  |  | no |  |  | 0 | 0 | 0 | 0
oh_line_8107402_200895849 |  | AD | node_8107402_200895862 | node_intto1_8107402_200895849 | 386.235 | bal_1P_2AC | 8107402 | no | no |  |  | no |  |  | 0 | 0 | 0 | 0
oh_line_8107402_200895850 |  | AD | node_8107402_200895127 | node_intto1_8107402_200895850 | 126.1 | bal_1P_2AC | 8107402 | no | no |  |  | no |  |  | 0 | 0 | 0 | 0
oh_line_8107402_200895851 |  | AD | node_8107402_200895850 | node_8107402_200895851 | 275.008 | bal_1P_2AC | 8107402 | no | no |  |  | no |  |  | 0 | 0 | 0 | 0
oh_line_8107402_200895852 |  | AD | node_8107402_200895868 | node_8107402_200895852 | 366.54 | bal_1P_2AC | 8107402 | no | no |  |  | no |  |  | 0 | 0 | 0 | 0
oh_line_8107402_200895853 |  | AD | node_8107402_200895852 | node_8107402_200895853 | 207.478 | bal_1P_2AC | 8107402 | no | no |  |  | no |  |  | 0 | 0 | 0 | 0
oh_line_8107402_200895855 |  | AD | node_8107402_200895853 | node_8107402_200895855 | 331.426 | bal_1P_2AC | 8107402 | no | no |  |  | no |  |  | 0 | 0 | 0 | 0
oh_line_8107402_200895856 |  | AD | node_8107402_200895855 | node_8107402_200895856 | 191.377 | bal_1P_1/0AA | 8107402 | no | no |  |  | no |  |  | 0 | 0 | 0 | 0
oh_line_8107402_200895857 |  | AD | node_8107402_200895856 | node_8107402_200895857 | 302.728 | bal_1P_1/0AA | 8107402 | no | no |  |  | no |  |  | 0 | 0 | 0 | 0
oh_line_8107402_200895858 |  | AD | node_8107402_200895852 | node_8107402_200895858 | 288.873 | bal_1P_2AC | 8107402 | no | no |  |  | no |  |  | 0 | 0 | 0 | 0
oh_line_8107402_200895859 |  | AD | node_8107402_200895858 | node_8107402_200895859 | 171.618 | bal_1P_2AC | 8107402 | no | no |  |  | no |  |  | 0 | 0 | 0 | 0
oh_line_8107402_200895861 |  | AD | node_8107402_200895851 | node_8107402_200895861 | 509.755 | bal_1P_2AC | 8107402 | no | no |  |  | no |  |  | 0 | 0 | 0 | 0
oh_line_8107402_200895862 |  | AD | node_8107402_200895861 | node_8107402_200895862 | 272.922 | bal_1P_2AC | 8107402 | no | no |  |  | no |  |  | 0 | 0 | 0 | 0
oh_line_8107402_200895863 |  | AD | node_8107402_200895862 | node_8107402_200895863 | 371.787 | bal_1P_2AC | 8107402 | no | no |  |  | no |  |  | 0 | 0 | 0 | 0
oh_line_8107402_200895864 |  | AD | node_8107402_200895863 | node_8107402_200895864 | 410.301 | bal_1P_2AC | 8107402 | no | no |  |  | no |  |  | 0 | 0 | 0 | 0
oh_line_8107402_200895865 |  | AD | node_8107402_200895864 | node_8107402_200895865 | 482.696 | bal_1P_2AC | 8107402 | no | no |  |  | no |  |  | 0 | 0 | 0 | 0
oh_line_8107402_200895866 |  | AD | node_8107402_200895865 | node_8107402_200895866 | 365.651 | bal_1P_2AC | 8107402 | no | no |  |  | no |  |  | 0 | 0 | 0 | 0
oh_line_8107402_200895867 |  | AD | node_8107402_200895866 | node_8107402_200895867 | 305.777 | bal_1P_2AC | 8107402 | no | no |  |  | no |  |  | 0 | 0 | 0 | 0
oh_line_8107402_200895868 |  | AD | node_8107402_312110252 | node_8107402_200895868 | 243.934 | bal_1P_2AC | 8107402 | no | no |  |  | no |  |  | 0 | 0 | 0 | 0
oh_line_8107402_200895869 |  | AD | node_8107402_200895127 | node_8107402_200895869 | 387.303 | bal_1P_2AC | 8107402 | no | no |  |  | no |  |  | 0 | 0 | 0 | 0
oh_line_8107402_200895870 |  | AD | node_8107402_200895869 | node_intto1_8107402_200895870 | 387.426 | bal_1P_2AC | 8107402 | no | no |  |  | no |  |  | 0 | 0 | 0 | 0
oh_line_8107402_200895871 |  | AD | node_8107402_200895870 | node_8107402_200895871 | 502.199 | bal_1P_2AC | 8107402 | no | no |  |  | no |  |  | 0 | 0 | 0 | 0
oh_line_8107402_200895873 |  | AD | node_8107402_200895871 | node_8107402_200895873 | 431.59 | bal_1P_2AC | 8107402 | no | no |  |  | no |  |  | 0 | 0 | 0 | 0
oh_line_8107402_200895874 |  | AD | node_8107402_200895873 | node_8107402_200895874 | 426.758 | bal_1P_2AC | 8107402 | no | no |  |  | no |  |  | 0 | 0 | 0 | 0
oh_line_8107402_200895875 |  | AD | node_8107402_200895874 | node_8107402_200895875 | 360.388 | bal_1P_2AC | 8107402 | no | no |  |  | no |  |  | 0 | 0 | 0 | 0
oh_line_8107402_200895876 |  | AD | node_8107402_200895875 | node_8107402_200895876 | 287.35 | bal_1P_2AC | 8107402 | no | no |  |  | no |  |  | 0 | 0 | 0 | 0
oh_line_8107402_200895877 |  | AD | node_8107402_200895876 | node_8107402_200895877 | 125.401 | bal_1P_2AC | 8107402 | no | no |  |  | no |  |  | 0 | 0 | 0 | 0
oh_line_8107402_200895878 |  | AD | node_8107402_200895877 | node_8107402_200895878 | 276.157 | bal_1P_2AC | 8107402 | no | no |  |  | no |  |  | 0 | 0 | 0 | 0
oh_line_8107402_200895879 |  | AD | node_8107402_200895878 | node_8107402_200895879 | 222.007 | bal_1P_1/0AA | 8107402 | no | no |  |  | no |  |  | 0 | 0 | 0 | 0
oh_line_8107402_200895880 |  | AD | node_8107402_200895879 | node_8107402_200895880 | 386.84 | bal_1P_1/0AA | 8107402 | no | no |  |  | no |  |  | 0 | 0 | 0 | 0
oh_line_8107402_200895882 |  | AD | node_8107402_200895876 | node_8107402_200895882 | 117.712 | bal_1P_2AC | 8107402 | no | no |  |  | no |  |  | 0 | 0 | 0 | 0
oh_line_8107402_200895883 |  | AD | node_8107402_200895882 | node_8107402_200895883 | 445.021 | bal_1P_2AC | 8107402 | no | no |  |  | no |  |  | 0 | 0 | 0 | 0
oh_line_8107402_200896143 |  | AD | node_8107402_200896144 | node_8107402_200896143 | 332.127 | bal_1P_2AC | 8107402 | no | no |  |  | no |  |  | 0 | 0 | 0 | 0
oh_line_8107402_200896144 |  | AD | node_8107402_200896145 | node_intto1_8107402_200896144 | 371.487 | bal_1P_2AC | 8107402 | no | no |  |  | no |  |  | 0 | 0 | 0 | 0
oh_line_8107402_200896145 |  | AD | node_8107402_200899842 | node_8107402_200896145 | 393.339 | bal_1P_2AC | 8107402 | no | no |  |  | no |  |  | 0 | 0 | 0 | 0
oh_line_8107402_200896218 |  | AD | node_8107402_200892881 | node_8107402_200896218 | 215.841 | bal_1P_2AC | 8107402 | no | no |  |  | no |  |  | 0 | 0 | 0 | 0
oh_line_8107402_200896219 |  | AD | node_8107402_200896218 | node_8107402_200896219 | 133.061 | bal_1P_2AC | 8107402 | no | no |  |  | no |  |  | 0 | 0 | 0 | 0
oh_line_8107402_200896220 |  | AD | node_8107402_200896219 | node_8107402_200896220 | 348.653 | bal_1P_2AC | 8107402 | no | no |  |  | no |  |  | 0 | 0 | 0 | 0
oh_line_8107402_200896221 |  | AD | node_8107402_200896220 | node_8107402_200896221 | 142.884 | bal_1P_2AC | 8107402 | no | no |  |  | no |  |  | 0 | 0 | 0 | 0
oh_line_8107402_200896223 |  | AD | node_8107402_200896221 | node_8107402_200896223 | 227.575 | bal_1P_2AC | 8107402 | no | no |  |  | no |  |  | 0 | 0 | 0 | 0
oh_line_8107402_200896225 |  | AD | node_8107402_200896223 | node_8107402_200896225 | 311.229 | bal_1P_2AC | 8107402 | no | no |  |  | no |  |  | 0 | 0 | 0 | 0
oh_line_8107402_200896227 |  | AD | node_8107402_200896225 | node_8107402_200896227 | 267.701 | bal_1P_2AC | 8107402 | no | no |  |  | no |  |  | 0 | 0 | 0 | 0
oh_line_8107402_200896280 |  | AD | node_8107402_200895146 | node_8107402_200896280 | 468.04 | bal_1P_2AC | 8107402 | no | no |  |  | no |  |  | 0 | 0 | 0 | 0
oh_line_8107402_200896281 |  | AD | node_8107402_200896280 | node_8107402_200896281 | 193.111 | bal_1P_2AC | 8107402 | no | no |  |  | no |  |  | 0 | 0 | 0 | 0
oh_line_8107402_200896282 |  | AD | node_8107402_200896281 | node_8107402_200896282 | 179.155 | bal_1P_2AC | 8107402 | no | no |  |  | no |  |  | 0 | 0 | 0 | 0
oh_line_8107402_200896283 |  | AD | node_8107402_200896282 | node_8107402_200896283 | 258.976 | bal_1P_1/0AC | 8107402 | no | no |  |  | no |  |  | 0 | 0 | 0 | 0
oh_line_8107402_200896285 |  | AD | node_8107402_200896293 | node_8107402_200896285 | 336.401 | bal_1P_2AC | 8107402 | no | no |  |  | no |  |  | 0 | 0 | 0 | 0
oh_line_8107402_200896286 |  | AD | node_8107402_200896280 | node_intto1_8107402_200896286 | 296.43 | bal_1P_2AC | 8107402 | no | no |  |  | no |  |  | 0 | 0 | 0 | 0
oh_line_8107402_200896287 |  | AD | node_8107402_200896286 | node_8107402_200896287 | 183.172 | bal_1P_2AC | 8107402 | no | no |  |  | no |  |  | 0 | 0 | 0 | 0
oh_line_8107402_200896288 |  | AD | node_8107402_200896287 | node_8107402_200896288 | 282.837 | bal_1P_2AC | 8107402 | no | no |  |  | no |  |  | 0 | 0 | 0 | 0
oh_line_8107402_200896289 |  | AD | node_8107402_200896288 | node_8107402_200896289 | 282.948 | bal_1P_2AC | 8107402 | no | no |  |  | no |  |  | 0 | 0 | 0 | 0
oh_line_8107402_200896291 |  | AD | node_1300535_957_15266040_18 | node_8107402_200896291 | 360.429 | bal_1P_2AC | 8107402 | no | no |  |  | no |  |  | 0 | 0 | 0 | 0
oh_line_8107402_200896292 |  | AD | node_8107402_200896291 | node_8107402_200896292 | 273.38 | bal_1P_2AC | 8107402 | no | no |  |  | no |  |  | 0 | 0 | 0 | 0
oh_line_8107402_200896293 |  | AD | node_8107402_200896292 | node_8107402_200896293 | 226.363 | bal_1P_2AC | 8107402 | no | no |  |  | no |  |  | 0 | 0 | 0 | 0
oh_line_8107402_200896324 |  | AD | node_8107402_200893426 | node_8107402_200896324 | 157.765 | bal_1P_4CU | 8107402 | no | no |  |  | no |  |  | 0 | 0 | 0 | 0
oh_line_8107402_200896325 |  | AD | node_8107402_200896324 | node_8107402_200896325 | 288.764 | bal_1P_2AC | 8107402 | no | no |  |  | no |  |  | 0 | 0 | 0 | 0
oh_line_8107402_200896326 |  | AD | node_8107402_200896325 | node_8107402_200896326 | 263.141 | bal_1P_2AC | 8107402 | no | no |  |  | no |  |  | 0 | 0 | 0 | 0
oh_line_8107402_200898040 |  | AD | node_8107402_200899913 | node_8107402_200898040 | 301.798 | bal_1P_2AC | 8107402 | no | no |  |  | no |  |  | 0 | 0 | 0 | 0
oh_line_8107402_200898041 |  | AD | node_8107402_200898040 | node_8107402_200898041 | 339.939 | bal_1P_1/0AA | 8107402 | no | no |  |  | no |  |  | 0 | 0 | 0 | 0
oh_line_8107402_200898042 |  | AD | node_8107402_200898040 | node_8107402_200898042 | 32.356 | bal_1P_1/0AA | 8107402 | no | no |  |  | no |  |  | 0 | 0 | 0 | 0
oh_line_8107402_200898043 |  | AD | node_8107402_200898040 | node_intto1_8107402_200898043 | 359.149 | bal_1P_2AC | 8107402 | no | no |  |  | no |  |  | 0 | 0 | 0 | 0
oh_line_8107402_200898044 |  | AD | node_8107402_200898043 | node_8107402_200898044 | 340.461 | bal_1P_2AC | 8107402 | no | no |  |  | no |  |  | 0 | 0 | 0 | 0
oh_line_8107402_200898046 |  | AD | node_8107402_200898044 | node_8107402_200898046 | 243.822 | bal_1P_2AC | 8107402 | no | no |  |  | no |  |  | 0 | 0 | 0 | 0
oh_line_8107402_200898047 |  | AD | node_8107402_200898046 | node_8107402_200898047 | 277.382 | bal_1P_2AC | 8107402 | no | no |  |  | no |  |  | 0 | 0 | 0 | 0
oh_line_8107402_200898923 |  | ABCN | node_8107402_200915543 | node_intto1_8107402_200898923 | 136.923 | bal_3P_4/0AC_1/0AC(N) | 8107402 | no | no |  |  | no |  |  | 0 | 0 | 0 | 0
oh_line_8107402_200898925 |  | ABCN | node_8107402_201063212 | node_8107402_200898925 | 142.71 | bal_3P_4/0AC_1/0AC(N) | 8107402 | no | no |  |  | no |  |  | 0 | 0 | 0 | 0
oh_line_8107402_200898927 |  | ABCN | node_8107402_200898925 | node_8107402_200898927 | 191.069 | bal_3P_4/0AC_1/0AC(N) | 8107402 | no | no |  |  | no |  |  | 0 | 0 | 0 | 0
oh_line_8107402_200898928 |  | ABCN | node_8107402_200898927 | node_8107402_200898928 | 191.048 | bal_3P_4/0AC_1/0AC(N) | 8107402 | no | no |  |  | no |  |  | 0 | 0 | 0 | 0
oh_line_8107402_200898930 |  | ABCN | node_8107402_200898928 | node_8107402_200898930 | 193.889 | bal_3P_4/0AC_1/0AC(N) | 8107402 | no | no |  |  | no |  |  | 0 | 0 | 0 | 0
oh_line_8107402_200898932 |  | ABCN | node_8107402_200898930 | node_8107402_200898932 | 284.474 | bal_3P_4/0AC_1/0AC(N) | 8107402 | no | no |  |  | no |  |  | 0 | 0 | 0 | 0
oh_line_8107402_200898933 |  | AN | node_8107402_200898932 | node_8107402_200898933 | 44.521 | bal_1P_1/0AC_1/0AC(N) | 8107402 | no | no |  |  | no |  |  | 0 | 0 | 0 | 0
oh_line_8107402_200898934 |  | ABCN | node_8107402_200898932 | node_8107402_200898934 | 240.711 | bal_3P_4/0AC_1/0AC(N) | 8107402 | no | no |  |  | no |  |  | 0 | 0 | 0 | 0
oh_line_8107402_200898935 |  | ABCN | node_8107402_200898934 | node_8107402_200898935 | 239.873 | bal_3P_4/0AC_1/0AC(N) | 8107402 | no | no |  |  | no |  |  | 0 | 0 | 0 | 0
oh_line_8107402_200898936 |  | ABCN | node_8107402_200898935 | node_8107402_200898936 | 237.431 | bal_3P_4/0AC_1/0AC(N) | 8107402 | no | no |  |  | no |  |  | 0 | 0 | 0 | 0
oh_line_8107402_200898937 |  | ABCN | node_8107402_200898936 | node_8107402_200898937 | 235.272 | bal_3P_4/0AC_1/0AC(N) | 8107402 | no | no |  |  | no |  |  | 0 | 0 | 0 | 0
oh_line_8107402_200898938 |  | ABCN | node_8107402_200898937 | node_8107402_200898938 | 22.095 | bal_3P_1/0AA_1/0AA(N) | 8107402 | no | no |  |  | no |  |  | 0 | 0 | 0 | 0
oh_line_8107402_200898939 |  | ABCN | node_8107402_200898937 | node_8107402_200898939 | 176.136 | bal_3P_4/0AC_1/0AC(N) | 8107402 | no | no |  |  | no |  |  | 0 | 0 | 0 | 0
oh_line_8107402_200898940 |  | ABCN | node_8107402_200898923 | node_8107402_200898940 | 174.526 | bal_3P_4/0AC_1/0AC(N) | 8107402 | no | no |  |  | no |  |  | 0 | 0 | 0 | 0
oh_line_8107402_200898941 |  | ABCN | node_8107402_200898940 | node_8107402_200898941 | 253.965 | bal_3P_4/0AC_1/0AC(N) | 8107402 | no | no |  |  | no |  |  | 0 | 0 | 0 | 0
oh_line_8107402_200898942 |  | ABCN | node_8107402_200898941 | node_8107402_200898942 | 294.241 | bal_3P_4/0AC_1/0AC(N) | 8107402 | no | no |  |  | no |  |  | 0 | 0 | 0 | 0
oh_line_8107402_200898943 |  | ABCN | node_8107402_200898942 | node_8107402_200898943 | 238.366 | bal_3P_4/0AC_1/0AC(N) | 8107402 | no | no |  |  | no |  |  | 0 | 0 | 0 | 0
oh_line_8107402_200898944 |  | ABCN | node_8107402_200898943 | node_8107402_200898944 | 228.409 | bal_3P_4/0AC_1/0AC(N) | 8107402 | no | no |  |  | no |  |  | 0 | 0 | 0 | 0
oh_line_8107402_200898945 |  | ABCN | node_8107402_200898944 | node_8107402_200898945 | 242.901 | bal_3P_4/0AC_1/0AC(N) | 8107402 | no | no |  |  | no |  |  | 0 | 0 | 0 | 0
oh_line_8107402_200898946 |  | AN | node_8107402_200898945 | node_intto1_8107402_200898946 | 309.339 | bal_1P_1/0AA_1/0AA(N) | 8107402 | no | no |  |  | no |  |  | 0 | 0 | 0 | 0
oh_line_8107402_200898948 |  | AN | node_8107402_200898946 | node_8107402_200898948 | 46.115 | bal_1P_1/0AA_1/0AA(N) | 8107402 | no | no |  |  | no |  |  | 0 | 0 | 0 | 0
oh_line_8107402_200898949 |  | AN | node_8107402_200898948 | node_8107402_200898949 | 273.859 | bal_1P_1/0AA_1/0AA(N) | 8107402 | no | no |  |  | no |  |  | 0 | 0 | 0 | 0
oh_line_8107402_200898950 |  | AN | node_8107402_200898949 | node_8107402_200898950 | 148.857 | bal_1P_1/0AA_1/0AA(N) | 8107402 | no | no |  |  | no |  |  | 0 | 0 | 0 | 0
oh_line_8107402_200898951 |  | ABCN | node_8107402_200898945 | node_8107402_200898951 | 217.869 | bal_3P_4/0AC_4/0AC(N) | 8107402 | no | no |  |  | no |  |  | 0 | 0 | 0 | 0
oh_line_8107402_200898952 |  | ABCN | node_8107402_200898951 | node_8107402_200898952 | 217.554 | bal_3P_4/0AC_1/0AC(N) | 8107402 | no | no |  |  | no |  |  | 0 | 0 | 0 | 0
oh_line_8107402_200898965 |  | AN | node_8107402_200898966 | node_8107402_200898965 | 56.857 | bal_1P_4/0AC_1/0AC(N) | 8107402 | no | no |  |  | no |  |  | 0 | 0 | 0 | 0
oh_line_8107402_200898966 |  | AN | node_8107402_200898923 | node_8107402_200898966 | 328.746 | bal_1P_4/0AC_1/0AC(N) | 8107402 | no | no |  |  | no |  |  | 0 | 0 | 0 | 0
oh_line_8107402_200898968 |  | AN | node_8107402_200898965 | node_8107402_200898968 | 207.463 | bal_1P_4/0AC_1/0AC(N) | 8107402 | no | no |  |  | no |  |  | 0 | 0 | 0 | 0
oh_line_8107402_200898971 |  | AN | node_8107402_200898968 | node_8107402_200898971 | 167.582 | bal_1P_4/0AC_1/0AC(N) | 8107402 | no | no |  |  | no |  |  | 0 | 0 | 0 | 0
oh_line_8107402_200898973 |  | AN | node_8107402_200898971 | node_8107402_200898973 | 203.231 | bal_1P_4/0AC_1/0AC(N) | 8107402 | no | no |  |  | no |  |  | 0 | 0 | 0 | 0
oh_line_8107402_200898974 |  | AN | node_8107402_200898973 | node_8107402_200898974 | 155.914 | bal_1P_4/0AC_1/0AC(N) | 8107402 | no | no |  |  | no |  |  | 0 | 0 | 0 | 0
oh_line_8107402_200898976 |  | AN | node_8107402_200895268 | node_8107402_200898976 | 269.08 | bal_1P_2AC_2AC(N) | 8107402 | no | no |  |  | no |  |  | 0 | 0 | 0 | 0
oh_line_8107402_200898983 |  | AD | node_8107402_200895863 | node_8107402_200898983 | 139.913 | bal_1P_2AC | 8107402 | no | no |  |  | no |  |  | 0 | 0 | 0 | 0
oh_line_8107402_200898984 |  | AD | node_8107402_200898983 | node_8107402_200898984 | 227.274 | bal_1P_2AC | 8107402 | no | no |  |  | no |  |  | 0 | 0 | 0 | 0
oh_line_8107402_200898986 |  | AD | node_8107402_200898984 | node_8107402_200898986 | 238.15 | bal_1P_2AC | 8107402 | no | no |  |  | no |  |  | 0 | 0 | 0 | 0
oh_line_8107402_200898988 |  | AD | node_8107402_200898986 | node_8107402_200898988 | 274.594 | bal_1P_2AC | 8107402 | no | no |  |  | no |  |  | 0 | 0 | 0 | 0
oh_line_8107402_200898989-1 |  | AN | node_8107402_200895200 | node_intto1_220386988 | 8.011 | bal_1P_1/0AC_1/0AC(N) | 8107402 | no | no |  |  | no |  |  | 0 | 0 | 0 | 0
oh_line_8107402_200898989-2 |  | AN | node_220386988 | node_intto1_220465151 | 59.634 | bal_1P_1/0AC_1/0AC(N) | 8107402 | no | no |  |  | no |  |  | 0 | 0 | 0 | 0
oh_line_8107402_200898989-3 |  | AN | node_220465151 | node_intto1_220415799 | 4.112 | bal_1P_1/0AC_1/0AC(N) | 8107402 | no | no |  |  | no |  |  | 0 | 0 | 0 | 0
oh_line_8107402_200898989-4 |  | AN | node_220415799 | node_8107402_200898989 | 3.615 | bal_1P_1/0AC_1/0AC(N) | 8107402 | no | no |  |  | no |  |  | 0 | 0 | 0 | 0
oh_line_8107402_200898990 |  | AN | node_8107402_200898989 | node_8107402_200898990 | 322.58 | bal_1P_1/0AC_1/0AC(N) | 8107402 | no | no |  |  | no |  |  | 0 | 0 | 0 | 0
oh_line_8107402_200898991 |  | AD | node_8107402_200895158 | node_intto1_8107402_200898991 | 533.469 | bal_1P_1/0AC | 8107402 | no | no |  |  | no |  |  | 0 | 0 | 0 | 0
oh_line_8107402_200898992 |  | AD | node_8107402_200898991 | node_8107402_200898992 | 331.044 | bal_1P_1/0AC | 8107402 | no | no |  |  | no |  |  | 0 | 0 | 0 | 0
oh_line_8107402_200898994 |  | AD | node_8107402_200898991 | node_8107402_200898994 | 176.63 | bal_1P_1/0AC | 8107402 | no | no |  |  | no |  |  | 0 | 0 | 0 | 0
oh_line_8107402_200898995 |  | AD | node_8107402_200898994 | node_8107402_200898995 | 554.199 | bal_1P_1/0AC | 8107402 | no | no |  |  | no |  |  | 0 | 0 | 0 | 0
oh_line_8107402_200899060 |  | AD | node_8107402_200895363 | node_8107402_200899060 | 144.198 | bal_1P_1/0AC | 8107402 | no | no |  |  | no |  |  | 0 | 0 | 0 | 0
oh_line_8107402_200899061 |  | AD | node_8107402_200899060 | node_8107402_200899061 | 219.344 | bal_1P_1/0AC | 8107402 | no | no |  |  | no |  |  | 0 | 0 | 0 | 0
oh_line_8107402_200899062 |  | AD | node_8107402_200899061 | node_8107402_200899062 | 342.293 | bal_1P_1/0AC | 8107402 | no | no |  |  | no |  |  | 0 | 0 | 0 | 0
oh_line_8107402_200899063 |  | AD | node_8107402_200899062 | node_8107402_200899063 | 249.024 | bal_1P_1/0AA | 8107402 | no | no |  |  | no |  |  | 0 | 0 | 0 | 0
oh_line_8107402_200899064 |  | AD | node_8107402_200899063 | node_8107402_200899064 | 316.465 | bal_1P_1/0AA | 8107402 | no | no |  |  | no |  |  | 0 | 0 | 0 | 0
oh_line_8107402_200899087 |  | AD | node_8107402_200898043 | node_8107402_200899087 | 112.867 | bal_1P_1/0AA | 8107402 | no | no |  |  | no |  |  | 0 | 0 | 0 | 0
oh_line_8107402_200899088 |  | AD | node_8107402_200899087 | node_8107402_200899088 | 86.503 | bal_1P_2AC | 8107402 | no | no |  |  | no |  |  | 0 | 0 | 0 | 0
oh_line_8107402_200899089 |  | AD | node_8107402_200899087 | node_8107402_200899089 | 296.54 | bal_1P_1/0AA | 8107402 | no | no |  |  | no |  |  | 0 | 0 | 0 | 0
oh_line_8107402_200899091 |  | AD | node_8107402_200899089 | node_8107402_200899091 | 298.115 | bal_1P_1/0AA | 8107402 | no | no |  |  | no |  |  | 0 | 0 | 0 | 0
oh_line_8107402_200899092 |  | AD | node_8107402_200895852 | node_intto1_8107402_200899092 | 328.949 | bal_1P_2AC | 8107402 | no | no |  |  | no |  |  | 0 | 0 | 0 | 0
oh_line_8107402_200899093 |  | AD | node_8107402_200899092 | node_8107402_200899093 | 338.745 | bal_1P_2AC | 8107402 | no | no |  |  | no |  |  | 0 | 0 | 0 | 0
oh_line_8107402_200899094 |  | AD | node_8107402_200899093 | node_8107402_200899094 | 270.615 | bal_1P_2AC | 8107402 | no | no |  |  | no |  |  | 0 | 0 | 0 | 0
oh_line_8107402_200899095 |  | AD | node_8107402_200899094 | node_8107402_200899095 | 281.34 | bal_1P_1/0AC | 8107402 | no | no |  |  | no |  |  | 0 | 0 | 0 | 0
oh_line_8107402_200899096 |  | AD | node_8107402_200899095 | node_8107402_200899096 | 266.521 | bal_1P_1/0AC | 8107402 | no | no |  |  | no |  |  | 0 | 0 | 0 | 0
oh_line_8107402_200899348 |  | AD | node_8107402_200895456 | node_8107402_200899348 | 159.457 | bal_1P_1/0AA | 8107402 | no | no |  |  | no |  |  | 0 | 0 | 0 | 0
oh_line_8107402_200899349 |  | AD | node_8107402_200899348 | node_8107402_200899349 | 353.749 | bal_1P_1/0AA | 8107402 | no | no |  |  | no |  |  | 0 | 0 | 0 | 0
oh_line_8107402_200899350 |  | AD | node_8107402_200899349 | node_8107402_200899350 | 297.386 | bal_1P_1/0AA | 8107402 | no | no |  |  | no |  |  | 0 | 0 | 0 | 0
oh_line_8107402_200899351 |  | AD | node_8107402_200899350 | node_8107402_200899351 | 286.849 | bal_1P_1/0AA | 8107402 | no | no |  |  | no |  |  | 0 | 0 | 0 | 0
oh_line_8107402_200899352 |  | AD | node_8107402_200899351 | node_8107402_200899352 | 300.354 | bal_1P_1/0AA | 8107402 | no | no |  |  | no |  |  | 0 | 0 | 0 | 0
oh_line_8107402_200899353 |  | AD | node_8107402_200899352 | node_8107402_200899353 | 285.429 | bal_1P_1/0AA | 8107402 | no | no |  |  | no |  |  | 0 | 0 | 0 | 0
oh_line_8107402_200899354 |  | AD | node_8107402_200899353 | node_8107402_200899354 | 19.946 | bal_1P_1/0AA | 8107402 | no | no |  |  | no |  |  | 0 | 0 | 0 | 0
oh_line_8107402_200899355 |  | AD | node_8107402_200899354 | node_8107402_200899355 | 261.96 | bal_1P_1/0AA | 8107402 | no | no |  |  | no |  |  | 0 | 0 | 0 | 0
oh_line_8107402_200899356 |  | AD | node_8107402_200899355 | node_8107402_200899356 | 303.29 | bal_1P_1/0AA | 8107402 | no | no |  |  | no |  |  | 0 | 0 | 0 | 0
oh_line_8107402_200899357 |  | AD | node_8107402_200899353 | node_8107402_200899357 | 192.134 | bal_1P_1/0AA | 8107402 | no | no |  |  | no |  |  | 0 | 0 | 0 | 0
oh_line_8107402_200899467 |  | AD | node_8107402_200899467 | node_1300535_957_15266040_18 | 315.096 | bal_1P_1/0AA | 8107402 | no | no |  |  | no |  |  | 0 | 0 | 0 | 0
oh_line_8107402_200899468-1 |  | AD | node_8107402_200899468 | node_8107402_200899467 | 285.604 | bal_1P_1/0AA | 8107402 | no | no |  |  | no |  |  | 0 | 0 | 0 | 0
oh_line_8107402_200899468-2 |  | AD | node_8107402_312082904 | node_8107402_200899468 | 62.246 | bal_1P_2AC | 8107402 | no | no |  |  | no |  |  | 0 | 0 | 0 | 0
oh_line_8107402_200899469 |  | AD | node_8107402_200899468 | node_8107402_200899469 | 298.294 | bal_1P_1/0AA | 8107402 | no | no |  |  | no |  |  | 0 | 0 | 0 | 0
oh_line_8107402_200899470 |  | AD | node_8107402_200899469 | node_8107402_200899470 | 294.783 | bal_1P_1/0AA | 8107402 | no | no |  |  | no |  |  | 0 | 0 | 0 | 0
oh_line_8107402_200899674 |  | AD | node_8107402_200902035 | node_8107402_200899674 | 250.045 | bal_1P_1/0AC | 8107402 | no | no |  |  | no |  |  | 0 | 0 | 0 | 0
oh_line_8107402_200899675 |  | AD | node_8107402_200899674 | node_8107402_200899675 | 284.463 | bal_1P_1/0AA | 8107402 | no | no |  |  | no |  |  | 0 | 0 | 0 | 0
oh_line_8107402_200899676 |  | AD | node_8107402_200899675 | node_8107402_200899676 | 298.112 | bal_1P_1/0AA | 8107402 | no | no |  |  | no |  |  | 0 | 0 | 0 | 0
oh_line_8107402_200899677 |  | AD | node_8107402_200899676 | node_8107402_200899677 | 305.906 | bal_1P_1/0AA | 8107402 | no | no |  |  | no |  |  | 0 | 0 | 0 | 0
oh_line_8107402_200899678 |  | AD | node_8107402_200899677 | node_8107402_200899678 | 288.427 | bal_1P_1/0AA | 8107402 | no | no |  |  | no |  |  | 0 | 0 | 0 | 0
oh_line_8107402_200899679 |  | AD | node_8107402_200899678 | node_8107402_200899679 | 325.1 | bal_1P_1/0AA | 8107402 | no | no |  |  | no |  |  | 0 | 0 | 0 | 0
oh_line_8107402_200899803 |  | AD | node_8107402_200899820 | node_8107402_200899803 | 458.712 | bal_1P_4AC | 8107402 | no | no |  |  | no |  |  | 0 | 0 | 0 | 0
oh_line_8107402_200899804 |  | AD | node_8107402_200899973 | node_8107402_200899804 | 431.09 | bal_1P_4AC | 8107402 | no | no |  |  | no |  |  | 0 | 0 | 0 | 0
oh_line_8107402_200899806 |  | AD | node_8107402_201026888 | node_8107402_200899806 | 192.133 | bal_1P_4AC | 8107402 | no | no |  |  | no |  |  | 0 | 0 | 0 | 0
oh_line_8107402_200899807 |  | AD | node_8107402_200899806 | node_intto1_8107402_200899807 | 227.009 | bal_1P_4AC | 8107402 | no | no |  |  | no |  |  | 0 | 0 | 0 | 0
oh_line_8107402_200899808 |  | AD | node_8107402_200899807 | node_8107402_200899808 | 281.797 | bal_1P_4AC | 8107402 | no | no |  |  | no |  |  | 0 | 0 | 0 | 0
oh_line_8107402_200899809 |  | AD | node_8107402_200899808 | node_8107402_200899809 | 296.303 | bal_1P_4AC | 8107402 | no | no |  |  | no |  |  | 0 | 0 | 0 | 0
oh_line_8107402_200899810 |  | AD | node_8107402_200899809 | node_8107402_200899810 | 150.603 | bal_1P_2AC | 8107402 | no | no |  |  | no |  |  | 0 | 0 | 0 | 0
oh_line_8107402_200899811 |  | AD | node_8107402_200899810 | node_8107402_200899811 | 318.986 | bal_1P_2AC | 8107402 | no | no |  |  | no |  |  | 0 | 0 | 0 | 0
oh_line_8107402_200899812 |  | AD | node_8107402_200899809 | node_8107402_200899812 | 416.236 | bal_1P_4AC | 8107402 | no | no |  |  | no |  |  | 0 | 0 | 0 | 0
oh_line_8107402_200899813 |  | AD | node_8107402_200899812 | node_8107402_200899813 | 588.347 | bal_1P_4AC | 8107402 | no | no |  |  | no |  |  | 0 | 0 | 0 | 0
oh_line_8107402_200899814 |  | AD | node_8107402_200899813 | node_8107402_200899814 | 263.527 | bal_1P_4AC | 8107402 | no | no |  |  | no |  |  | 0 | 0 | 0 | 0
oh_line_8107402_200899815 |  | AD | node_8107402_200899814 | node_8107402_200899815 | 366.09 | bal_1P_4AC | 8107402 | no | no |  |  | no |  |  | 0 | 0 | 0 | 0
oh_line_8107402_200899818 |  | AD | node_8107402_200899815 | node_8107402_200899818 | 344.855 | bal_1P_4AC | 8107402 | no | no |  |  | no |  |  | 0 | 0 | 0 | 0
oh_line_8107402_200899819 |  | AD | node_8107402_200899818 | node_8107402_200899819 | 374.788 | bal_1P_4AC | 8107402 | no | no |  |  | no |  |  | 0 | 0 | 0 | 0
oh_line_8107402_200899820 |  | AD | node_8107402_200899819 | node_8107402_200899820 | 310.271 | bal_1P_4AC | 8107402 | no | no |  |  | no |  |  | 0 | 0 | 0 | 0
oh_line_8107402_200899822 |  | AD | node_8107402_201026889 | node_8107402_200899822 | 223.188 | bal_1P_4AC | 8107402 | no | no |  |  | no |  |  | 0 | 0 | 0 | 0
oh_line_8107402_200899824 |  | AD | node_8107402_201026890 | node_8107402_200899824 | 331.579 | bal_1P_4AC | 8107402 | no | no |  |  | no |  |  | 0 | 0 | 0 | 0
oh_line_8107402_200899827 |  | AD | node_8107402_201026892 | node_8107402_200899827 | 436.571 | bal_1P_4AC | 8107402 | no | no |  |  | no |  |  | 0 | 0 | 0 | 0
oh_line_8107402_200899830 |  | AD | node_8107402_200971810 | node_8107402_200899830 | 247.189 | bal_1P_4AC | 8107402 | no | no |  |  | no |  |  | 0 | 0 | 0 | 0
oh_line_8107402_200899831 |  | AD | node_8107402_200971810 | node_8107402_200899831 | 357.289 | bal_1P_4AC | 8107402 | no | no |  |  | no |  |  | 0 | 0 | 0 | 0
oh_line_8107402_200899833 |  | AD | node_8107402_201026893 | node_8107402_200899833 | 307.803 | bal_1P_4AC | 8107402 | no | no |  |  | no |  |  | 0 | 0 | 0 | 0
oh_line_8107402_200899834 |  | AD | node_8107402_200899833 | node_8107402_200899834 | 327.543 | bal_1P_4AC | 8107402 | no | no |  |  | no |  |  | 0 | 0 | 0 | 0
oh_line_8107402_200899835 |  | AD | node_8107402_200899834 | node_8107402_200899835 | 346.458 | bal_1P_4AC | 8107402 | no | no |  |  | no |  |  | 0 | 0 | 0 | 0
oh_line_8107402_200899836 |  | AD | node_8107402_200899835 | node_8107402_200899836 | 220.09 | bal_1P_4AC | 8107402 | no | no |  |  | no |  |  | 0 | 0 | 0 | 0
oh_line_8107402_200899837 |  | AD | node_8107402_200899836 | node_8107402_200899837 | 147.249 | bal_1P_4AC | 8107402 | no | no |  |  | no |  |  | 0 | 0 | 0 | 0
oh_line_8107402_200899838 |  | AD | node_8107402_200899837 | node_8107402_200899838 | 376.56 | bal_1P_4AC | 8107402 | no | no |  |  | no |  |  | 0 | 0 | 0 | 0
oh_line_8107402_200899839-1 |  | AD | node_1309000_354_15269279_001 | node_8107402_200899839 | 355.261 | bal_1P_4AC | 8107402 | no | no |  |  | no |  |  | 0 | 0 | 0 | 0
oh_line_8107402_200899839-2 |  | AD | node_8107402_200899838 | node_1309000_354_15269279_001 | 19.718 | bal_1P_4AC | 8107402 | no | no |  |  | no |  |  | 0 | 0 | 0 | 0
oh_line_8107402_200899840 |  | AD | node_8107402_200899839 | node_intto1_8107402_200899840 | 359.769 | bal_1P_4AC | 8107402 | no | no |  |  | no |  |  | 0 | 0 | 0 | 0
oh_line_8107402_200899841 |  | AD | node_8107402_200899840 | node_8107402_200899841 | 262.706 | bal_1P_4AC | 8107402 | no | no |  |  | no |  |  | 0 | 0 | 0 | 0
oh_line_8107402_200899842 |  | AD | node_8107402_200899841 | node_8107402_200899842 | 269.506 | bal_1P_4AC | 8107402 | no | no |  |  | no |  |  | 0 | 0 | 0 | 0
oh_line_8107402_200899844 |  | AD | node_8107402_200899842 | node_intto1_8107402_200899844 | 366.179 | bal_1P_4AC | 8107402 | no | no |  |  | no |  |  | 0 | 0 | 0 | 0
oh_line_8107402_200899845 |  | AD | node_8107402_200899844 | node_8107402_200899845 | 295.092 | bal_1P_4AC | 8107402 | no | no |  |  | no |  |  | 0 | 0 | 0 | 0
oh_line_8107402_200899846 |  | AD | node_8107402_200899845 | node_8107402_200899846 | 319.75 | bal_1P_4AC | 8107402 | no | no |  |  | no |  |  | 0 | 0 | 0 | 0
oh_line_8107402_200899847 |  | AD | node_8107402_200899846 | node_8107402_200899847 | 306.725 | bal_1P_4AC | 8107402 | no | no |  |  | no |  |  | 0 | 0 | 0 | 0
oh_line_8107402_200899848 |  | AD | node_8107402_200899847 | node_8107402_200899848 | 223.631 | bal_1P_4AC | 8107402 | no | no |  |  | no |  |  | 0 | 0 | 0 | 0
oh_line_8107402_200899849 |  | AD | node_8107402_200899848 | node_8107402_200899849 | 213.752 | bal_1P_4AC | 8107402 | no | no |  |  | no |  |  | 0 | 0 | 0 | 0
oh_line_8107402_200899850 |  | AD | node_8107402_200899848 | node_8107402_200899850 | 336.187 | bal_1P_4AC | 8107402 | no | no |  |  | no |  |  | 0 | 0 | 0 | 0
oh_line_8107402_200899851 |  | AD | node_8107402_200899850 | node_8107402_200899851 | 284.347 | bal_1P_4AC | 8107402 | no | no |  |  | no |  |  | 0 | 0 | 0 | 0
oh_line_8107402_200899852 |  | AD | node_8107402_200899851 | node_8107402_200899852 | 199.802 | bal_1P_4AC | 8107402 | no | no |  |  | no |  |  | 0 | 0 | 0 | 0
oh_line_8107402_200899906 |  | AD | node_8107402_200900157 | node_8107402_200899906 | 134.299 | bal_1P_1/0AC | 8107402 | no | no |  |  | no |  |  | 0 | 0 | 0 | 0
oh_line_8107402_200899907 |  | AD | node_8107402_200899906 | node_8107402_200899907 | 190.439 | bal_1P_1/0AC | 8107402 | no | no |  |  | no |  |  | 0 | 0 | 0 | 0
oh_line_8107402_200899908 |  | AD | node_8107402_200899907 | node_8107402_200899908 | 155.76 | bal_1P_1/0AC | 8107402 | no | no |  |  | no |  |  | 0 | 0 | 0 | 0
oh_line_8107402_200899911 |  | AD | node_8107402_200959305 | node_8107402_200899911 | 183.352 | bal_1P_1/0AC | 8107402 | no | no |  |  | no |  |  | 0 | 0 | 0 | 0
oh_line_8107402_200899912 |  | AD | node_8107402_200899911 | node_8107402_200899912 | 245.177 | bal_1P_1/0AC | 8107402 | no | no |  |  | no |  |  | 0 | 0 | 0 | 0
oh_line_8107402_200899913 |  | AD | node_8107402_200899912 | node_8107402_200899913 | 254.617 | bal_1P_1/0AC | 8107402 | no | no |  |  | no |  |  | 0 | 0 | 0 | 0
oh_line_8107402_200899914 |  | AD | node_8107402_200899913 | node_8107402_200899914 | 191.839 | bal_1P_2AC | 8107402 | no | no |  |  | no |  |  | 0 | 0 | 0 | 0
oh_line_8107402_200899916 |  | AD | node_8107402_200899914 | node_8107402_200899916 | 270.223 | bal_1P_2AC | 8107402 | no | no |  |  | no |  |  | 0 | 0 | 0 | 0
oh_line_8107402_200899917 |  | AD | node_8107402_200899916 | node_8107402_200899917 | 159.628 | bal_1P_2AC | 8107402 | no | no |  |  | no |  |  | 0 | 0 | 0 | 0
oh_line_8107402_200899919 |  | AD | node_8107402_201026884 | node_8107402_200899919 | 229.253 | bal_1P_2AC | 8107402 | no | no |  |  | no |  |  | 0 | 0 | 0 | 0
oh_line_8107402_200899920 |  | AD | node_8107402_200899919 | node_8107402_200899920 | 234.069 | bal_1P_1/0AA | 8107402 | no | no |  |  | no |  |  | 0 | 0 | 0 | 0
oh_line_8107402_200899922 |  | AD | node_8107402_201026884 | node_8107402_200899922 | 217.437 | bal_1P_2AC | 8107402 | no | no |  |  | no |  |  | 0 | 0 | 0 | 0
oh_line_8107402_200899924 |  | AD | node_8107402_201063215 | node_8107402_200899924 | 196.715 | bal_1P_2AC | 8107402 | no | no |  |  | no |  |  | 0 | 0 | 0 | 0
oh_line_8107402_200899925 |  | AD | node_8107402_200899924 | node_8107402_200899925 | 156.661 | bal_1P_2AC | 8107402 | no | no |  |  | no |  |  | 0 | 0 | 0 | 0
oh_line_8107402_200899926 |  | AD | node_8107402_200899925 | node_8107402_200899926 | 179.312 | bal_1P_2AC | 8107402 | no | no |  |  | no |  |  | 0 | 0 | 0 | 0
oh_line_8107402_200899927 |  | AD | node_8107402_200899926 | node_8107402_200899927 | 77.528 | bal_1P_1/0AA | 8107402 | no | no |  |  | no |  |  | 0 | 0 | 0 | 0
oh_line_8107402_200899928 |  | AD | node_8107402_200899926 | node_8107402_200899928 | 151.596 | bal_1P_2AC | 8107402 | no | no |  |  | no |  |  | 0 | 0 | 0 | 0
oh_line_8107402_200899929 |  | AD | node_8107402_200899928 | node_8107402_200899929 | 140.76 | bal_1P_2AC | 8107402 | no | no |  |  | no |  |  | 0 | 0 | 0 | 0
oh_line_8107402_200899930 |  | AD | node_8107402_200899929 | node_8107402_200899930 | 322.281 | bal_1P_2AC | 8107402 | no | no |  |  | no |  |  | 0 | 0 | 0 | 0
oh_line_8107402_200899933 |  | AD | node_8107402_201026885 | node_8107402_200899933 | 297.062 | bal_1P_2AC | 8107402 | no | no |  |  | no |  |  | 0 | 0 | 0 | 0
oh_line_8107402_200899934 |  | AD | node_8107402_200899933 | node_8107402_200899934 | 380.214 | bal_1P_2AC | 8107402 | no | no |  |  | no |  |  | 0 | 0 | 0 | 0
oh_line_8107402_200899935 |  | AD | node_8107402_200899934 | node_8107402_200899935 | 241.571 | bal_1P_2AC | 8107402 | no | no |  |  | no |  |  | 0 | 0 | 0 | 0
oh_line_8107402_200899937 |  | AD | node_8107402_200899935 | node_8107402_200899937 | 239.821 | bal_1P_2AC | 8107402 | no | no |  |  | no |  |  | 0 | 0 | 0 | 0
oh_line_8107402_200899938 |  | AD | node_8107402_200899937 | node_intto1_8107402_200899938 | 326.478 | bal_1P_2AC | 8107402 | no | no |  |  | no |  |  | 0 | 0 | 0 | 0
oh_line_8107402_200899939 |  | AD | node_8107402_200899938 | node_8107402_200899939 | 165.557 | bal_1P_2AC | 8107402 | no | no |  |  | no |  |  | 0 | 0 | 0 | 0
oh_line_8107402_200899941 |  | AD | node_8107402_200899939 | node_8107402_200899941 | 215.753 | bal_1P_2AC | 8107402 | no | no |  |  | no |  |  | 0 | 0 | 0 | 0
oh_line_8107402_200899942 |  | AD | node_8107402_200899941 | node_8107402_200899942 | 135.478 | bal_1P_2AC | 8107402 | no | no |  |  | no |  |  | 0 | 0 | 0 | 0
oh_line_8107402_200899943 |  | AD | node_8107402_200899942 | node_8107402_200899943 | 92.833 | bal_1P_1/0AA | 8107402 | no | no |  |  | no |  |  | 0 | 0 | 0 | 0
oh_line_8107402_200899944 |  | AD | node_8107402_200899942 | node_8107402_200899944 | 214.072 | bal_1P_2AC | 8107402 | no | no |  |  | no |  |  | 0 | 0 | 0 | 0
oh_line_8107402_200899946 |  | AD | node_8107402_200899944 | node_8107402_200899946 | 174.625 | bal_1P_2AC | 8107402 | no | no |  |  | no |  |  | 0 | 0 | 0 | 0
oh_line_8107402_200899948 |  | AD | node_8107402_200899946 | node_8107402_200899948 | 294.12 | bal_1P_2AC | 8107402 | no | no |  |  | no |  |  | 0 | 0 | 0 | 0
oh_line_8107402_200899949 |  | AD | node_8107402_200899948 | node_8107402_200899949 | 90.036 | bal_1P_1/0AA | 8107402 | no | no |  |  | no |  |  | 0 | 0 | 0 | 0
oh_line_8107402_200899950 |  | AD | node_8107402_200899948 | node_8107402_200899950 | 186.512 | bal_1P_2AC | 8107402 | no | no |  |  | no |  |  | 0 | 0 | 0 | 0
oh_line_8107402_200899952 |  | AD | node_8107402_200899950 | node_8107402_200899952 | 187.405 | bal_1P_2AC | 8107402 | no | no |  |  | no |  |  | 0 | 0 | 0 | 0
oh_line_8107402_200899953 |  | AD | node_8107402_200899952 | node_8107402_200899953 | 190.565 | bal_1P_2AC | 8107402 | no | no |  |  | no |  |  | 0 | 0 | 0 | 0
oh_line_8107402_200899954 |  | AD | node_8107402_200899953 | node_8107402_200899954 | 242.382 | bal_1P_2AC | 8107402 | no | no |  |  | no |  |  | 0 | 0 | 0 | 0
oh_line_8107402_200899958 |  | AD | node_8107402_201026886 | node_8107402_200899958 | 258.274 | bal_1P_2AC | 8107402 | no | no |  |  | no |  |  | 0 | 0 | 0 | 0
oh_line_8107402_200899959 |  | AD | node_8107402_200899958 | node_8107402_200899959 | 151.023 | bal_1P_2AC | 8107402 | no | no |  |  | no |  |  | 0 | 0 | 0 | 0
oh_line_8107402_200899960 |  | AD | node_8107402_200899959 | node_8107402_200899960 | 256.34 | bal_1P_2AC | 8107402 | no | no |  |  | no |  |  | 0 | 0 | 0 | 0
oh_line_8107402_200899961 |  | AD | node_8107402_200899960 | node_8107402_200899961 | 235.903 | bal_1P_2AC | 8107402 | no | no |  |  | no |  |  | 0 | 0 | 0 | 0
oh_line_8107402_200899963 |  | AD | node_8107402_200899961 | node_8107402_200899963 | 355.669 | bal_1P_2AC | 8107402 | no | no |  |  | no |  |  | 0 | 0 | 0 | 0
oh_line_8107402_200899964 |  | AD | node_8107402_200899963 | node_intto1_8107402_200899964 | 331.862 | bal_1P_2AC | 8107402 | no | no |  |  | no |  |  | 0 | 0 | 0 | 0
oh_line_8107402_200899965 |  | AD | node_8107402_200899964 | node_8107402_200899965 | 357.291 | bal_1P_2AC | 8107402 | no | no |  |  | no |  |  | 0 | 0 | 0 | 0
oh_line_8107402_200899967 |  | AD | node_8107402_200899965 | node_8107402_200899967 | 315.721 | bal_1P_2AC | 8107402 | no | no |  |  | no |  |  | 0 | 0 | 0 | 0
oh_line_8107402_200899968 |  | AD | node_8107402_200899967 | node_8107402_200899968 | 363.127 | bal_1P_2AC | 8107402 | no | no |  |  | no |  |  | 0 | 0 | 0 | 0
oh_line_8107402_200899969 |  | AD | node_8107402_200899968 | node_8107402_200899969 | 174.008 | bal_1P_2AC | 8107402 | no | no |  |  | no |  |  | 0 | 0 | 0 | 0
oh_line_8107402_200899970 |  | AD | node_8107402_200899969 | node_8107402_200899970 | 178.62 | bal_1P_2AC | 8107402 | no | no |  |  | no |  |  | 0 | 0 | 0 | 0
oh_line_8107402_200899971 |  | AD | node_8107402_200899969 | node_8107402_200899971 | 320.775 | bal_1P_6CU | 8107402 | no | no |  |  | no |  |  | 0 | 0 | 0 | 0
oh_line_8107402_200899973 |  | AD | node_8107402_201026887 | node_8107402_200899973 | 323.224 | bal_1P_2AC | 8107402 | no | no |  |  | no |  |  | 0 | 0 | 0 | 0
oh_line_8107402_200900115 |  | ABN | node_8107402_201058014 | node_8107402_200900115 | 208.114 | bal_2P_477AL_4/0AC(N) | 8107402 | no | no |  |  | no |  |  | 0 | 0 | 0 | 0
oh_line_8107402_200900120 |  | ABN | node_8107402_200900115 | node_8107402_200900120 | 236.044 | bal_2P_477AL_4/0AC(N) | 8107402 | no | no |  |  | no |  |  | 0 | 0 | 0 | 0
oh_line_8107402_200900123 |  | AN | node_8107402_200898933 | node_intto1_8107402_200900123 | 207.492 | bal_1P_1/0AC_1/0AC(N) | 8107402 | no | no |  |  | no |  |  | 0 | 0 | 0 | 0
oh_line_8107402_200900124 |  | AN | node_8107402_200900123 | node_8107402_200900124 | 210.342 | bal_1P_1/0AC_1/0AC(N) | 8107402 | no | no |  |  | no |  |  | 0 | 0 | 0 | 0
oh_line_8107402_200900125 |  | AN | node_8107402_200900124 | node_8107402_200900125 | 408.84 | bal_1P_1/0AA_1/0AA(N) | 8107402 | no | no |  |  | no |  |  | 0 | 0 | 0 | 0
oh_line_8107402_200900126 |  | AN | node_8107402_200900124 | node_8107402_200900126 | 178.791 | bal_1P_1/0AC_1/0AC(N) | 8107402 | no | no |  |  | no |  |  | 0 | 0 | 0 | 0
oh_line_8107402_200900127 |  | AN | node_8107402_200900126 | node_8107402_200900127 | 198.422 | bal_1P_1/0AC_1/0AC(N) | 8107402 | no | no |  |  | no |  |  | 0 | 0 | 0 | 0
oh_line_8107402_200900129 |  | AD | node_8107402_200900142 | node_8107402_200900129 | 136.366 | bal_1P_4CU | 8107402 | no | no |  |  | no |  |  | 0 | 0 | 0 | 0
oh_line_8107402_200900130 |  | AD | node_8107402_200900142 | node_8107402_200900130 | 628.316 | bal_1P_2AC | 8107402 | no | no |  |  | no |  |  | 0 | 0 | 0 | 0
oh_line_8107402_200900131 |  | AN | node_8107402_200898932 | node_8107402_200900131 | 95.309 | bal_1P_2AC_2AC(N) | 8107402 | no | no |  |  | no |  |  | 0 | 0 | 0 | 0
oh_line_8107402_200900132 |  | AD | node_8107402_200900156 | node_8107402_200900132 | 182.376 | bal_1P_2AC | 8107402 | no | no |  |  | no |  |  | 0 | 0 | 0 | 0
oh_line_8107402_200900134 |  | AD | node_8107402_200900132 | node_8107402_200900134 | 646.963 | bal_1P_2AC | 8107402 | no | no |  |  | no |  |  | 0 | 0 | 0 | 0
oh_line_8107402_200900137 |  | AD | node_8107402_200900134 | node_8107402_200900137 | 273.234 | bal_1P_2AC | 8107402 | no | no |  |  | no |  |  | 0 | 0 | 0 | 0
oh_line_8107402_200900138 |  | AD | node_8107402_200900137 | node_8107402_200900138 | 277.202 | bal_1P_2AC | 8107402 | no | no |  |  | no |  |  | 0 | 0 | 0 | 0
oh_line_8107402_200900139 |  | AD | node_8107402_200900138 | node_8107402_200900139 | 533.653 | bal_1P_2AC | 8107402 | no | no |  |  | no |  |  | 0 | 0 | 0 | 0
oh_line_8107402_200900140 |  | AD | node_8107402_200900139 | node_8107402_200900140 | 507.321 | bal_1P_2AC | 8107402 | no | no |  |  | no |  |  | 0 | 0 | 0 | 0
oh_line_8107402_200900141 |  | AD | node_8107402_200900140 | node_8107402_200900141 | 546.879 | bal_1P_2AC | 8107402 | no | no |  |  | no |  |  | 0 | 0 | 0 | 0
oh_line_8107402_200900142 |  | AD | node_8107402_200900141 | node_8107402_200900142 | 661.806 | bal_1P_2AC | 8107402 | no | no |  |  | no |  |  | 0 | 0 | 0 | 0
oh_line_8107402_200900145 |  | AN | node_8107402_200900131 | node_8107402_200900145 | 169.265 | bal_1P_2AC_2AC(N) | 8107402 | no | no |  |  | no |  |  | 0 | 0 | 0 | 0
oh_line_8107402_200900148-1 |  | AN | node_220465134 | node_8107402_200900148 | 11.364 | bal_1P_2AC_2AC(N) | 8107402 | no | no |  |  | no |  |  | 0 | 0 | 0 | 0
oh_line_8107402_200900148-2 |  | AN | node_220386898 | node_intto1_220465134 | 8.593 | bal_1P_2AC_2AC(N) | 8107402 | no | no |  |  | no |  |  | 0 | 0 | 0 | 0
oh_line_8107402_200900148-3 |  | AN | node_8107402_200900145 | node_intto1_220386898 | 68.986 | bal_1P_2AC_2AC(N) | 8107402 | no | no |  |  | no |  |  | 0 | 0 | 0 | 0
oh_line_8107402_200900149 |  | AD | node_8107402_200900148 | node_8107402_200900149 | 265.413 | bal_1P_2AC | 8107402 | no | no |  |  | no |  |  | 0 | 0 | 0 | 0
oh_line_8107402_200900151 |  | AD | node_8107402_200900149 | node_intto1_8107402_200900151 | 72.452 | bal_1P_2AC | 8107402 | no | no |  |  | no |  |  | 0 | 0 | 0 | 0
oh_line_8107402_200900153 |  | AD | node_8107402_200900151 | node_8107402_200900153 | 345.686 | bal_1P_2AC | 8107402 | no | no |  |  | no |  |  | 0 | 0 | 0 | 0
oh_line_8107402_200900154 |  | AD | node_8107402_200900153 | node_8107402_200900154 | 199.424 | bal_1P_2AC | 8107402 | no | no |  |  | no |  |  | 0 | 0 | 0 | 0
oh_line_8107402_200900155 |  | AD | node_8107402_200900154 | node_8107402_200900155 | 284.419 | bal_1P_2AC | 8107402 | no | no |  |  | no |  |  | 0 | 0 | 0 | 0
oh_line_8107402_200900156 |  | AD | node_8107402_200900155 | node_8107402_200900156 | 104.246 | bal_1P_2AC | 8107402 | no | no |  |  | no |  |  | 0 | 0 | 0 | 0
oh_line_8107402_200900157-1 |  | AN | node_220386914 | node_8107402_200900157 | 4.62 | bal_1P_4/0AL_4/0AL(N) | 8107402 | no | no |  |  | no |  |  | 0 | 0 | 0 | 0
oh_line_8107402_200900157-2 |  | AN | node_220594971 | node_intto1_220386914 | 4.442 | bal_1P_4/0AL_4/0AL(N) | 8107402 | no | no |  |  | no |  |  | 0 | 0 | 0 | 0
oh_line_8107402_200900157-3 |  | AN | node_220386904 | node_intto1_220594971 | 7.187 | bal_1P_4/0AL_4/0AL(N) | 8107402 | no | no |  |  | no |  |  | 0 | 0 | 0 | 0
oh_line_8107402_200900157-4 |  | AN | node_220425688 | node_intto1_220386904 | 56.24 | bal_1P_4/0AL_4/0AL(N) | 8107402 | no | no |  |  | no |  |  | 0 | 0 | 0 | 0
oh_line_8107402_200900157-5 |  | AN | node_8107402_200940918 | node_intto1_220425688 | 4.998 | bal_1P_4/0AL_4/0AL(N) | 8107402 | no | no |  |  | no |  |  | 0 | 0 | 0 | 0
oh_line_8107402_200900158 |  | AN | node_8107402_200900157 | node_8107402_200900158 | 146.576 | bal_1P_2AC_2AC(N) | 8107402 | no | no |  |  | no |  |  | 0 | 0 | 0 | 0
oh_line_8107402_200900159 |  | AN | node_8107402_200900158 | node_8107402_200900159 | 308.134 | bal_1P_2AC_2AC(N) | 8107402 | no | no |  |  | no |  |  | 0 | 0 | 0 | 0
oh_line_8107402_200900161 |  | AN | node_8107402_200900159 | node_8107402_200900161 | 126.961 | bal_1P_1/0AA_1/0AA(N) | 8107402 | no | no |  |  | no |  |  | 0 | 0 | 0 | 0
oh_line_8107402_200900162 |  | AN | node_8107402_200900159 | node_8107402_200900162 | 299.023 | bal_1P_2AC_2AC(N) | 8107402 | no | no |  |  | no |  |  | 0 | 0 | 0 | 0
oh_line_8107402_200901500 |  | ABCD | node_8107402_200902026 | node_8107402_200901500 | 137.372 | bal_3P_1/0AC | 8107402 | no | no |  |  | no |  |  | 0 | 0 | 0 | 0
oh_line_8107402_200901501 |  | ABCD | node_8107402_200901500 | node_intto1_8107402_200901501 | 270.466 | bal_3P_1/0AC | 8107402 | no | no |  |  | no |  |  | 0 | 0 | 0 | 0
oh_line_8107402_200901502 |  | AD | node_8107402_200901501 | node_8107402_200901502 | 195.839 | bal_1P_1/0AC | 8107402 | no | no |  |  | no |  |  | 0 | 0 | 0 | 0
oh_line_8107402_200901503 |  | AD | node_8107402_200901502 | node_8107402_200901503 | 141.746 | bal_1P_1/0AA | 8107402 | no | no |  |  | no |  |  | 0 | 0 | 0 | 0
oh_line_8107402_200901505 |  | AD | node_8107402_200901518 | node_8107402_200901505 | 107.037 | bal_1P_1/0AC | 8107402 | no | no |  |  | no |  |  | 0 | 0 | 0 | 0
oh_line_8107402_200901509 |  | ABCD | node_8107402_200901501 | node_8107402_200901509 | 237.507 | unb_3P_2-1/0AC_1/0AA | 8107402 | no | no |  |  | no |  |  | 0 | 0 | 0 | 0
oh_line_8107402_200901510 |  | ABCD | node_8107402_200901509 | node_8107402_200901510 | 160.193 | unb_3P_2-1/0AC_1/0AA | 8107402 | no | no |  |  | no |  |  | 0 | 0 | 0 | 0
oh_line_8107402_200901511 |  | ABCD | node_8107402_200901510 | node_8107402_200901511 | 139.07 | unb_3P_2-1/0AC_1/0AA | 8107402 | no | no |  |  | no |  |  | 0 | 0 | 0 | 0
oh_line_8107402_200901513 |  | ABCD | node_8107402_200901511 | node_8107402_200901513 | 87.003 | unb_3P_2-1/0AC_1/0AA | 8107402 | no | no |  |  | no |  |  | 0 | 0 | 0 | 0
oh_line_8107402_200901514 |  | AD | node_8107402_200901513 | node_8107402_200901514 | 175.442 | bal_1P_1/0AC | 8107402 | no | no |  |  | no |  |  | 0 | 0 | 0 | 0
oh_line_8107402_200901515 |  | AD | node_8107402_200901514 | node_8107402_200901515 | 103.716 | bal_1P_1/0AC | 8107402 | no | no |  |  | no |  |  | 0 | 0 | 0 | 0
oh_line_8107402_200901516 |  | AD | node_8107402_200901515 | node_8107402_200901516 | 212.606 | bal_1P_1/0AC | 8107402 | no | no |  |  | no |  |  | 0 | 0 | 0 | 0
oh_line_8107402_200901518 |  | AD | node_8107402_200901516 | node_8107402_200901518 | 225.358 | bal_1P_1/0AC | 8107402 | no | no |  |  | no |  |  | 0 | 0 | 0 | 0
oh_line_8107402_200901519 |  | AD | node_8107402_200901537 | node_8107402_200901519 | 125.325 | bal_1P_1/0AC | 8107402 | no | no |  |  | no |  |  | 0 | 0 | 0 | 0
oh_line_8107402_200901520 |  | AD | node_8107402_200901519 | node_8107402_200901520 | 123.34 | bal_1P_1/0AC | 8107402 | no | no |  |  | no |  |  | 0 | 0 | 0 | 0
oh_line_8107402_200901521 |  | AD | node_8107402_200901520 | node_8107402_200901521 | 123.863 | bal_1P_1/0AC | 8107402 | no | no |  |  | no |  |  | 0 | 0 | 0 | 0
oh_line_8107402_200901522 |  | AD | node_8107402_200901521 | node_8107402_200901522 | 122.722 | bal_1P_1/0AC | 8107402 | no | no |  |  | no |  |  | 0 | 0 | 0 | 0
oh_line_8107402_200901523 |  | AD | node_8107402_200901522 | node_8107402_200901523 | 121.872 | bal_1P_1/0AC | 8107402 | no | no |  |  | no |  |  | 0 | 0 | 0 | 0
oh_line_8107402_200901526-1 |  | AN | node_8107402_200902045 | node_intto1_220387261 | 275.029 | bal_1P_1/0AA_1/0AA(N) | 8107402 | no | no |  |  | no |  |  | 0 | 0 | 0 | 0
oh_line_8107402_200901526-2 |  | AN | node_220387261 | node_intto1_220522164 | 16.836 | bal_1P_1/0AA_1/0AA(N) | 8107402 | no | no |  |  | no |  |  | 0 | 0 | 0 | 0
oh_line_8107402_200901526-3 |  | AN | node_220522164 | node_8107402_200901526 | 17.841 | bal_1P_1/0AA_1/0AA(N) | 8107402 | no | no |  |  | no |  |  | 0 | 0 | 0 | 0
oh_line_8107402_200901529 |  | AD | node_8107402_200901526 | node_8107402_200901529 | 230.054 | bal_1P_1/0AC | 8107402 | no | no |  |  | no |  |  | 0 | 0 | 0 | 0
oh_line_8107402_200901530 |  | AD | node_8107402_200901529 | node_8107402_200901530 | 224.482 | bal_1P_2AC | 8107402 | no | no |  |  | no |  |  | 0 | 0 | 0 | 0
oh_line_8107402_200901532 |  | AD | node_8107402_200901529 | node_intto1_8107402_200901532 | 158.861 | bal_1P_1/0AC | 8107402 | no | no |  |  | no |  |  | 0 | 0 | 0 | 0
oh_line_8107402_200901533 |  | AD | node_8107402_200901532 | node_8107402_200901533 | 124.643 | bal_1P_1/0AC | 8107402 | no | no |  |  | no |  |  | 0 | 0 | 0 | 0
oh_line_8107402_200901534 |  | AD | node_8107402_200901533 | node_8107402_200901534 | 117.258 | bal_1P_1/0AC | 8107402 | no | no |  |  | no |  |  | 0 | 0 | 0 | 0
oh_line_8107402_200901535 |  | AD | node_8107402_200901534 | node_8107402_200901535 | 139.659 | bal_1P_1/0AC | 8107402 | no | no |  |  | no |  |  | 0 | 0 | 0 | 0
oh_line_8107402_200901536 |  | AD | node_8107402_200901535 | node_8107402_200901536 | 165.972 | bal_1P_1/0AC | 8107402 | no | no |  |  | no |  |  | 0 | 0 | 0 | 0
oh_line_8107402_200901537 |  | AD | node_8107402_200901536 | node_8107402_200901537 | 161.275 | bal_1P_1/0AC | 8107402 | no | no |  |  | no |  |  | 0 | 0 | 0 | 0
oh_line_8107402_200901538 |  | AD | node_8107402_200901539 | node_8107402_200901538 | 181.484 | bal_1P_1/0AC | 8107402 | no | no |  |  | no |  |  | 0 | 0 | 0 | 0
oh_line_8107402_200901539 |  | AD | node_8107402_200901536 | node_8107402_200901539 | 178.287 | bal_1P_1/0AC | 8107402 | no | no |  |  | no |  |  | 0 | 0 | 0 | 0
oh_line_8107402_200901540 |  | AD | node_8107402_200901536 | node_8107402_200901540 | 140.128 | bal_1P_1/0AC | 8107402 | no | no |  |  | no |  |  | 0 | 0 | 0 | 0
oh_line_8107402_200901541 |  | AD | node_8107402_200901540 | node_8107402_200901541 | 182.109 | bal_1P_1/0AC | 8107402 | no | no |  |  | no |  |  | 0 | 0 | 0 | 0
oh_line_8107402_200901546 |  | AD | node_8107402_200901547 | node_8107402_200901546 | 143.794 | bal_1P_1/0AC | 8107402 | no | no |  |  | no |  |  | 0 | 0 | 0 | 0
oh_line_8107402_200901547 |  | AD | node_8107402_200901548 | node_8107402_200901547 | 127.243 | bal_1P_1/0AC | 8107402 | no | no |  |  | no |  |  | 0 | 0 | 0 | 0
oh_line_8107402_200901548 |  | AD | node_8107402_200901549 | node_8107402_200901548 | 123.128 | bal_1P_1/0AC | 8107402 | no | no |  |  | no |  |  | 0 | 0 | 0 | 0
oh_line_8107402_200901549 |  | AD | node_8107402_200901541 | node_8107402_200901549 | 149.721 | bal_1P_1/0AC | 8107402 | no | no |  |  | no |  |  | 0 | 0 | 0 | 0
oh_line_8107402_200901550 |  | AD | node_8107402_200901541 | node_8107402_200901550 | 163.47 | bal_1P_1/0AC | 8107402 | no | no |  |  | no |  |  | 0 | 0 | 0 | 0
oh_line_8107402_200901551 |  | AD | node_8107402_200901550 | node_8107402_200901551 | 126.4 | bal_1P_1/0AC | 8107402 | no | no |  |  | no |  |  | 0 | 0 | 0 | 0
oh_line_8107402_200901552 |  | AD | node_8107402_200901551 | node_8107402_200901552 | 124.684 | bal_1P_1/0AC | 8107402 | no | no |  |  | no |  |  | 0 | 0 | 0 | 0
oh_line_8107402_200901553 |  | AD | node_8107402_200901552 | node_8107402_200901553 | 125.22 | bal_1P_1/0AA | 8107402 | no | no |  |  | no |  |  | 0 | 0 | 0 | 0
oh_line_8107402_200901559 |  | AD | node_8107402_200901560 | node_8107402_200901559 | 129.286 | bal_1P_1/0AC | 8107402 | no | no |  |  | no |  |  | 0 | 0 | 0 | 0
oh_line_8107402_200901560 |  | AD | node_8107402_200901561 | node_8107402_200901560 | 121.399 | bal_1P_1/0AC | 8107402 | no | no |  |  | no |  |  | 0 | 0 | 0 | 0
oh_line_8107402_200901561 |  | AD | node_8107402_200901538 | node_8107402_200901561 | 123.793 | bal_1P_1/0AC | 8107402 | no | no |  |  | no |  |  | 0 | 0 | 0 | 0
oh_line_8107402_200901562 |  | AD | node_8107402_200901538 | node_8107402_200901562 | 177.661 | bal_1P_1/0AC | 8107402 | no | no |  |  | no |  |  | 0 | 0 | 0 | 0
oh_line_8107402_200901563 |  | AD | node_8107402_200901562 | node_8107402_200901563 | 123.255 | bal_1P_1/0AC | 8107402 | no | no |  |  | no |  |  | 0 | 0 | 0 | 0
oh_line_8107402_200901564 |  | AD | node_8107402_200901563 | node_8107402_200901564 | 131.347 | bal_1P_1/0AC | 8107402 | no | no |  |  | no |  |  | 0 | 0 | 0 | 0
oh_line_8107402_200901568 |  | ABCN | node_8107402_200902506 | node_intto1_8107402_200901568 | 143.933 | bal_3P_477AL_1/0AC(N) | 8107402 | no | no |  |  | no |  |  | 0 | 0 | 0 | 0
oh_line_8107402_200901569 |  | ABCN | node_8107402_200901568 | node_8107402_200901569 | 64.837 | bal_3P_477AL_1/0AC(N) | 8107402 | no | no |  |  | no |  |  | 0 | 0 | 0 | 0
oh_line_8107402_200901570 |  | ABCN | node_8107402_200901587 | node_8107402_200901570 | 268.599 | bal_3P_1/0AA_1/0AA(N) | 8107402 | no | no |  |  | no |  |  | 0 | 0 | 0 | 0
oh_line_8107402_200901572 |  | ABCN | node_8107402_200901570 | node_8107402_200901572 | 168.224 | bal_3P_1/0AA_1/0AA(N) | 8107402 | no | no |  |  | no |  |  | 0 | 0 | 0 | 0
oh_line_8107402_200901573 |  | ABCN | node_8107402_200901572 | node_8107402_200901573 | 167.977 | bal_3P_1/0AA_1/0AA(N) | 8107402 | no | no |  |  | no |  |  | 0 | 0 | 0 | 0
oh_line_8107402_200901574 |  | ABCN | node_8107402_200901573 | node_8107402_200901574 | 186.691 | bal_3P_1/0AA_1/0AA(N) | 8107402 | no | no |  |  | no |  |  | 0 | 0 | 0 | 0
oh_line_8107402_200901575 |  | ABCN | node_8107402_200901574 | node_8107402_200901575 | 167.38 | bal_3P_1/0AA_1/0AA(N) | 8107402 | no | no |  |  | no |  |  | 0 | 0 | 0 | 0
oh_line_8107402_200901576 |  | ABCN | node_8107402_200901575 | node_8107402_200901576 | 165.992 | bal_3P_1/0AA_1/0AA(N) | 8107402 | no | no |  |  | no |  |  | 0 | 0 | 0 | 0
oh_line_8107402_200901579 |  | ABCN | node_8107402_200901569 | node_8107402_200901579 | 294.46 | bal_3P_477AL_1/0AC(N) | 8107402 | no | no |  |  | no |  |  | 0 | 0 | 0 | 0
oh_line_8107402_200901580 |  | ABCN | node_8107402_200901579 | node_8107402_200901580 | 267.141 | bal_3P_1/0AC_4/0AC(N) | 8107402 | no | no |  |  | no |  |  | 0 | 0 | 0 | 0
oh_line_8107402_200901581 |  | ABCN | node_8107402_200901579 | node_8107402_200901581 | 212.716 | bal_3P_477AL_1/0AC(N) | 8107402 | no | no |  |  | no |  |  | 0 | 0 | 0 | 0
oh_line_8107402_200901582-1 |  | ABCN | node_8107402_200901581 | node_8107402_200901582 | 133.172 | bal_3P_477AL_1/0AC(N) | 8107402 | no | no |  |  | no |  |  | 0 | 0 | 0 | 0
oh_line_8107402_200901582-2 |  | ABCN | node_8107402_200901582 | node_intto1_312118269 | 754.429 | bal_3P_477AL_4/0AL(N) | 8107402 | no | no |  |  | no |  |  | 0 | 0 | 0 | 0
oh_line_8107402_200901582-3 |  | ABCN | node_312118269 | node_8107402_312118268 | 3.713 | bal_3P_477AL_4/0AL(N) | 8107402 | no | no |  |  | no |  |  | 0 | 0 | 0 | 0
oh_line_8107402_200901583 |  | ABCN | node_8107402_200901583 | node_8107402_200902360 | 12.732 | bal_3P_477AC_4/0AC(N) | 8107402 | no | no |  |  | no |  |  | 0 | 0 | 0 | 0
oh_line_8107402_200901584 |  | ABCN | node_8107402_200901583 | node_8107402_200901584 | 76.03 | bal_3P_1/0AA_1/0AA(N) | 8107402 | no | no |  |  | no |  |  | 0 | 0 | 0 | 0
oh_line_8107402_200901585 |  | ABCN | node_8107402_200901584 | node_intto1_8107402_200901585 | 167.308 | bal_3P_1/0AA_1/0AA(N) | 8107402 | no | no |  |  | no |  |  | 0 | 0 | 0 | 0
oh_line_8107402_200901586 |  | ABCN | node_8107402_200901585 | node_8107402_200901586 | 180.378 | bal_3P_1/0AA_1/0AA(N) | 8107402 | no | no |  |  | no |  |  | 0 | 0 | 0 | 0
oh_line_8107402_200901587 |  | ABCN | node_8107402_200901586 | node_8107402_200901587 | 122.91 | bal_3P_1/0AA_1/0AA(N) | 8107402 | no | no |  |  | no |  |  | 0 | 0 | 0 | 0
oh_line_8107402_200901604 |  | ABCN | node_8107402_200898939 | node_8107402_200901604 | 199.662 | bal_3P_4/0AC_1/0AC(N) | 8107402 | no | no |  |  | no |  |  | 0 | 0 | 0 | 0
oh_line_8107402_200901605 |  | ABCN | node_8107402_200901604 | node_8107402_200901605 | 160.662 | bal_3P_4/0AC_1/0AC(N) | 8107402 | no | no |  |  | no |  |  | 0 | 0 | 0 | 0
oh_line_8107402_200901606 |  | ABCN | node_8107402_200901605 | node_8107402_200901606 | 143.543 | bal_3P_4/0AC_1/0AC(N) | 8107402 | no | no |  |  | no |  |  | 0 | 0 | 0 | 0
oh_line_8107402_200901608 |  | ABCN | node_8107402_201063214 | node_8107402_200901608 | 144.219 | bal_3P_4/0AC_1/0AC(N) | 8107402 | no | no |  |  | no |  |  | 0 | 0 | 0 | 0
oh_line_8107402_200901609 |  | ABCN | node_8107402_200901608 | node_8107402_200901609 | 122.717 | bal_3P_4/0AC_1/0AC(N) | 8107402 | no | no |  |  | no |  |  | 0 | 0 | 0 | 0
oh_line_8107402_200901610 |  | ABCN | node_8107402_200901609 | node_8107402_200901610 | 238.966 | bal_3P_4/0AC_1/0AC(N) | 8107402 | no | no |  |  | no |  |  | 0 | 0 | 0 | 0
oh_line_8107402_200901612 |  | ABCN | node_8107402_200901610 | node_8107402_200901612 | 151.321 | bal_3P_4/0AC_1/0AC(N) | 8107402 | no | no |  |  | no |  |  | 0 | 0 | 0 | 0
oh_line_8107402_200901613 |  | AN | node_8107402_200901612 | node_intto1_8107402_200901613 | 243.672 | bal_1P_1/0AC_1/0AC(N) | 8107402 | no | no |  |  | no |  |  | 0 | 0 | 0 | 0
oh_line_8107402_200901615 |  | ABCN | node_8107402_200901612 | node_8107402_200901615 | 125.937 | bal_3P_4/0AL_1/0AC(N) | 8107402 | no | no |  |  | no |  |  | 0 | 0 | 0 | 0
oh_line_8107402_200901617 |  | ABCN | node_8107402_200901615 | node_8107402_200901617 | 173.504 | bal_3P_4/0AL_1/0AC(N) | 8107402 | no | no |  |  | no |  |  | 0 | 0 | 0 | 0
oh_line_8107402_200901618 |  | ABCN | node_8107402_200901617 | node_intto1_8107402_200901618 | 105.131 | bal_3P_4/0AL_1/0AC(N) | 8107402 | no | no |  |  | no |  |  | 0 | 0 | 0 | 0
oh_line_8107402_200901619 |  | ABCN | node_8107402_200901618 | node_8107402_200901619 | 102.027 | bal_3P_4/0AL_1/0AC(N) | 8107402 | no | no |  |  | no |  |  | 0 | 0 | 0 | 0
oh_line_8107402_200901663 |  | ABCN | node_8107402_200901663 | node_intto1_1294880_782_15293212_777 | 67.032 | bal_3P_477AL_4/0AA(N) | 8107402 | no | no |  |  | no |  |  | 0 | 0 | 0 | 0
oh_line_8107402_200901665 |  | ABCN | node_8107402_200901665 | node_8107402_200901663 | 122.206 | bal_3P_477AL_1/0AC(N) | 8107402 | no | no |  |  | no |  |  | 0 | 0 | 0 | 0
oh_line_8107402_200901666 |  | ABCN | node_8107402_200901666 | node_8107402_200901665 | 133.167 | bal_3P_477AL_1/0AC(N) | 8107402 | no | no |  |  | no |  |  | 0 | 0 | 0 | 0
oh_line_8107402_200901667 |  | ABCN | node_8107402_200901667 | node_8107402_200901666 | 129.646 | bal_3P_477AL_1/0AC(N) | 8107402 | no | no |  |  | no |  |  | 0 | 0 | 0 | 0
oh_line_8107402_200901670 |  | ABCN | node_8107402_200901670 | node_8107402_200901667 | 180.789 | bal_3P_477AL_1/0AC(N) | 8107402 | no | no |  |  | no |  |  | 0 | 0 | 0 | 0
oh_line_8107402_200902005 |  | ABCN | node_8107402_200901619 | node_intto1_8107402_200902005 | 175.865 | bal_3P_4/0AL_1/0AC(N) | 8107402 | no | no |  |  | no |  |  | 0 | 0 | 0 | 0
oh_line_8107402_200902006 |  | ABCN | node_8107402_200902005 | node_8107402_200902006 | 148.496 | bal_3P_4/0AL_4/0AL(N) | 8107402 | no | no |  |  | no |  |  | 0 | 0 | 0 | 0
oh_line_8107402_200902008 |  | ABCN | node_8107402_200902045 | node_8107402_200902008 | 181.341 | bal_3P_1/0AC_1/0AA(N) | 8107402 | no | no |  |  | no |  |  | 0 | 0 | 0 | 0
oh_line_8107402_200902009 |  | ABCN | node_8107402_200902008 | node_intto1_8107402_200902009 | 173.936 | bal_3P_1/0AC_1/0AA(N) | 8107402 | no | no |  |  | no |  |  | 0 | 0 | 0 | 0
oh_line_8107402_200902011 |  | ABCN | node_8107402_200902009 | node_8107402_200902011 | 138.611 | bal_3P_1/0AC_1/0AA(N) | 8107402 | no | no |  |  | no |  |  | 0 | 0 | 0 | 0
oh_line_8107402_200902012 |  | ABN | node_8107402_200902011 | node_intto1_8107402_200902012 | 142.09 | bal_2P_1/0AA_1/0AA(N) | 8107402 | no | no |  |  | no |  |  | 0 | 0 | 0 | 0
oh_line_8107402_200902014 |  | ABCN | node_8107402_200902011 | node_8107402_200902014 | 73.808 | bal_3P_1/0AC_1/0AA(N) | 8107402 | no | no |  |  | no |  |  | 0 | 0 | 0 | 0
oh_line_8107402_200902015-1 |  | ABCN | node_220554902 | node_8107402_200902015 | 4.999 | bal_3P_1/0AA_1/0AA(N) | 8107402 | no | no |  |  | no |  |  | 0 | 0 | 0 | 0
oh_line_8107402_200902015-2 |  | ABCN | node_220387340 | node_intto1_220554902 | 35.696 | bal_3P_1/0AA_1/0AA(N) | 8107402 | no | no |  |  | no |  |  | 0 | 0 | 0 | 0
oh_line_8107402_200902015-3 |  | ABCN | node_8107402_200902014 | node_intto1_220387340 | 4.998 | bal_3P_1/0AA_1/0AA(N) | 8107402 | no | no |  |  | no |  |  | 0 | 0 | 0 | 0
oh_line_8107402_200902016 |  | ABCN | node_8107402_200902014 | node_8107402_200902016 | 207.432 | bal_3P_1/0AC_1/0AA(N) | 8107402 | no | no |  |  | no |  |  | 0 | 0 | 0 | 0
oh_line_8107402_200902017 |  | ABCD | node_8107402_200902016 | node_8107402_200902017 | 191.194 | unb_3P_2-1/0AC_1/0AA | 8107402 | no | no |  |  | no |  |  | 0 | 0 | 0 | 0
oh_line_8107402_200902019 |  | ABCN | node_8107402_200902017 | node_8107402_200902019 | 197.975 | bal_3P_2AC_1/0AA(N) | 8107402 | no | no |  |  | no |  |  | 0 | 0 | 0 | 0
oh_line_8107402_200902020 |  | ABCN | node_8107402_200902019 | node_8107402_200902020 | 99.751 | bal_3P_1/0AA_1/0AA(N) | 8107402 | no | no |  |  | no |  |  | 0 | 0 | 0 | 0
oh_line_8107402_200902021-1 |  | ABCN | node_220465512 | node_8107402_200902021 | 9.284 | bal_3P_1/0AA_1/0AA(N) | 8107402 | no | no |  |  | no |  |  | 0 | 0 | 0 | 0
oh_line_8107402_200902021-2 |  | ABCN | node_311923550 | node_intto1_220465512 | 107.731 | bal_3P_1/0AA_1/0AA(N) | 8107402 | no | no |  |  | no |  |  | 0 | 0 | 0 | 0
oh_line_8107402_200902021-3 |  | ABCN | node_8107402_200902020 | node_intto1_311923550 | 11.983 | bal_3P_1/0AA_1/0AA(N) | 8107402 | no | no |  |  | no |  |  | 0 | 0 | 0 | 0
oh_line_8107402_200902022 |  | ABCD | node_8107402_200902021 | node_8107402_200902022 | 85.497 | bal_3P_2AC | 8107402 | no | no |  |  | no |  |  | 0 | 0 | 0 | 0
oh_line_8107402_200902025-1 |  | ABCD | node_540-SW8-312130463 | node_8107402_200902025 | 135.336 | bal_3P_2AC | 8107402 | no | no |  |  | no |  |  | 0 | 0 | 0 | 0
oh_line_8107402_200902025-2 |  | ABCD | node_311923553 | node_intto1_540-SW8-312130463 | 6.184 | bal_3P_2AC | 8107402 | no | no |  |  | no |  |  | 0 | 0 | 0 | 0
oh_line_8107402_200902025-3 |  | ABCD | node_8107402_200902022 | node_intto1_311923553 | 8.753 | bal_3P_2AC | 8107402 | no | no |  |  | no |  |  | 0 | 0 | 0 | 0
oh_line_8107402_200902026 |  | ABCD | node_8107402_200902025 | node_8107402_200902026 | 308.721 | bal_3P_2AC | 8107402 | no | no |  |  | no |  |  | 0 | 0 | 0 | 0
oh_line_8107402_200902029 |  | ABCN | node_8107402_200902006 | node_8107402_200902029 | 121.299 | bal_3P_4/0AL_4/0AL(N) | 8107402 | no | no |  |  | no |  |  | 0 | 0 | 0 | 0
oh_line_8107402_200902030 |  | ABCN | node_8107402_200902029 | node_8107402_200902030 | 189.981 | bal_3P_4/0AL_1/0AC(N) | 8107402 | no | no |  |  | no |  |  | 0 | 0 | 0 | 0
oh_line_8107402_200902031 |  | AD | node_8107402_200902026 | node_8107402_200902031 | 222.382 | bal_1P_1/0AC | 8107402 | no | no |  |  | no |  |  | 0 | 0 | 0 | 0
oh_line_8107402_200902032 |  | AD | node_8107402_200902031 | node_intto1_8107402_200902032 | 235.285 | bal_1P_1/0AC | 8107402 | no | no |  |  | no |  |  | 0 | 0 | 0 | 0
oh_line_8107402_200902033 |  | AD | node_8107402_200902032 | node_8107402_200902033 | 215.043 | bal_1P_1/0AC | 8107402 | no | no |  |  | no |  |  | 0 | 0 | 0 | 0
oh_line_8107402_200902035 |  | AD | node_8107402_200902033 | node_8107402_200902035 | 215.617 | bal_1P_1/0AC | 8107402 | no | no |  |  | no |  |  | 0 | 0 | 0 | 0
oh_line_8107402_200902036 |  | ABCN | node_8107402_200902030 | node_8107402_200902036 | 190.97 | bal_3P_4/0AL_1/0AC(N) | 8107402 | no | no |  |  | no |  |  | 0 | 0 | 0 | 0
oh_line_8107402_200902037 |  | ABCN | node_8107402_200902036 | node_8107402_200902037 | 243.499 | bal_3P_4/0AL_1/0AC(N) | 8107402 | no | no |  |  | no |  |  | 0 | 0 | 0 | 0
oh_line_8107402_200902038 |  | ABCN | node_8107402_200902037 | node_8107402_200902038 | 240.88 | bal_3P_4/0AL_1/0AC(N) | 8107402 | no | no |  |  | no |  |  | 0 | 0 | 0 | 0
oh_line_8107402_200902039 |  | AN | node_8107402_200902038 | node_8107402_200902039 | 255.516 | bal_1P_1/0AA_1/0AA(N) | 8107402 | no | no |  |  | no |  |  | 0 | 0 | 0 | 0
oh_line_8107402_200902040 |  | ABCN | node_8107402_200902038 | node_8107402_200902040 | 269.733 | bal_3P_4/0AL_1/0AC(N) | 8107402 | no | no |  |  | no |  |  | 0 | 0 | 0 | 0
oh_line_8107402_200902041 |  | ABCN | node_8107402_200902040 | node_8107402_200902041 | 190.713 | bal_3P_4/0AL_1/0AC(N) | 8107402 | no | no |  |  | no |  |  | 0 | 0 | 0 | 0
oh_line_8107402_200902042 |  | ABCN | node_8107402_200902041 | node_8107402_200902042 | 200.75 | bal_3P_4/0AL_1/0AC(N) | 8107402 | no | no |  |  | no |  |  | 0 | 0 | 0 | 0
oh_line_8107402_200902044 |  | ABCN | node_8107402_200902042 | node_8107402_200902044 | 232.947 | bal_3P_4/0AL_1/0AC(N) | 8107402 | no | no |  |  | no |  |  | 0 | 0 | 0 | 0
oh_line_8107402_200902045 |  | ABCN | node_8107402_200902044 | node_8107402_200902045 | 236.695 | bal_3P_4/0AL_1/0AA(N) | 8107402 | no | no |  |  | no |  |  | 0 | 0 | 0 | 0
oh_line_8107402_200902046 |  | AN | node_8107402_200902045 | node_intto1_8107402_200902046 | 44.888 | bal_1P_1/0AC_1/0AC(N) | 8107402 | no | no |  |  | no |  |  | 0 | 0 | 0 | 0
oh_line_8107402_200902047 |  | AN | node_8107402_200902046 | node_8107402_200902047 | 128.525 | bal_1P_1/0AA_1/0AA(N) | 8107402 | no | no |  |  | no |  |  | 0 | 0 | 0 | 0
oh_line_8107402_200902207 |  | ABCN | node_8107402_200902206 | node_intto1_1294674_396_15293387_046 | 57.188 | bal_3P_477AC_4/0AC(N) | 8107402 | no | no |  |  | no |  |  | 0 | 0 | 0 | 0
oh_line_8107402_200902208 |  | ABCN | node_8107402_200902206 | node_8107402_200902208 | 141.468 | bal_3P_477AC_4/0AL(N) | 8107402 | no | no |  |  | no |  |  | 0 | 0 | 0 | 0
oh_line_8107402_200902212 |  | ABCN | node_8107402_200902208 | node_8107402_200902212 | 171.957 | bal_3P_477AC_4/0AL(N) | 8107402 | no | no |  |  | no |  |  | 0 | 0 | 0 | 0
oh_line_8107402_200902213 |  | ABCN | node_8107402_312102460 | node_intto1_8107402_200902213 | 75.232 | bal_3P_477AL_4/0AL(N) | 8107402 | no | no |  |  | no |  |  | 0 | 0 | 0 | 0
oh_line_8107402_200902214 |  | ABCN | node_8107402_200902213 | node_8107402_200902214 | 181.418 | bal_3P_477AL_4/0AL(N) | 8107402 | no | no |  |  | no |  |  | 0 | 0 | 0 | 0
oh_line_8107402_200902353 |  | ABCN | node_8107402_200902354 | node_8107402_200902353 | 32.081 | bal_3P_1/0AC_1/0AC(N) | 8107402 | no | no |  |  | no |  |  | 0 | 0 | 0 | 0
oh_line_8107402_200902354 |  | ABCN | node_8107402_200902355 | node_8107402_200902354 | 188.543 | bal_3P_1/0AC_1/0AC(N) | 8107402 | no | no |  |  | no |  |  | 0 | 0 | 0 | 0
oh_line_8107402_200902355 |  | ABCN | node_8107402_200902356 | node_8107402_200902355 | 89.522 | bal_3P_1/0AC_1/0AC(N) | 8107402 | no | no |  |  | no |  |  | 0 | 0 | 0 | 0
oh_line_8107402_200902356 |  | ABCN | node_8107402_200902357 | node_8107402_200902356 | 191.164 | bal_3P_1/0AC_1/0AC(N) | 8107402 | no | no |  |  | no |  |  | 0 | 0 | 0 | 0
oh_line_8107402_200902357 |  | ABCN | node_8107402_200902358 | node_8107402_200902357 | 88.654 | bal_3P_1/0AC_1/0AC(N) | 8107402 | no | no |  |  | no |  |  | 0 | 0 | 0 | 0
oh_line_8107402_200902358 |  | ABCN | node_8107402_200902359 | node_8107402_200902358 | 186.943 | bal_3P_1/0AC_1/0AC(N) | 8107402 | no | no |  |  | no |  |  | 0 | 0 | 0 | 0
oh_line_8107402_200902359 |  | ABCN | node_8107402_200901583 | node_8107402_200902359 | 212.272 | bal_3P_1/0AA_1/0AA(N) | 8107402 | no | no |  |  | no |  |  | 0 | 0 | 0 | 0
oh_line_8107402_200902360 |  | ABCN | node_8107402_200902360 | node_intto1_8107402_200902361 | 66.897 | bal_3P_477AL_1/0AC(N) | 8107402 | no | no |  |  | no |  |  | 0 | 0 | 0 | 0
oh_line_8107402_200902361 |  | ABCN | node_8107402_200902361 | node_intto1_8107402_200902362 | 137.108 | bal_3P_477AL_1/0AC(N) | 8107402 | no | no |  |  | no |  |  | 0 | 0 | 0 | 0
oh_line_8107402_200902362 |  | ABCN | node_8107402_200902362 | node_8107402_200902364 | 196.896 | bal_3P_477AL_1/0AC(N) | 8107402 | no | no |  |  | no |  |  | 0 | 0 | 0 | 0
oh_line_8107402_200902364 |  | ABCN | node_8107402_200902364 | node_8107402_200902365 | 250.646 | bal_3P_477AL_1/0AC(N) | 8107402 | no | no |  |  | no |  |  | 0 | 0 | 0 | 0
oh_line_8107402_200902365 |  | ABCN | node_8107402_200902365 | node_8107402_200901670 | 147.282 | bal_3P_477AL_1/0AC(N) | 8107402 | no | no |  |  | no |  |  | 0 | 0 | 0 | 0
oh_line_8107402_200902504 |  | ABCN | node_8107402_200901619 | node_intto1_8107402_200902504 | 160.258 | bal_3P_477AL_1/0AC(N) | 8107402 | no | no |  |  | no |  |  | 0 | 0 | 0 | 0
oh_line_8107402_200902505-1 |  | ABCN | node_8107402_200902523 | node_intto1_220610515 | 5.85 | bal_3P_477AL_1/0AC(N) | 8107402 | no | no |  |  | no |  |  | 0 | 0 | 0 | 0
oh_line_8107402_200902505-2 |  | ABCN | node_220610515 | node_1296947_841_15291260_513 | 5.611 | bal_3P_477AL_1/0AC(N) | 8107402 | no | no |  |  | no |  |  | 0 | 0 | 0 | 0
oh_line_8107402_200902505-3 |  | ABCN | node_1296947_841_15291260_513 | node_8107402_200902505 | 239.742 | bal_3P_477AL_1/0AC(N) | 8107402 | no | no |  |  | no |  |  | 0 | 0 | 0 | 0
oh_line_8107402_200902506 |  | ABCN | node_8107402_200902505 | node_8107402_200902506 | 229.373 | bal_3P_477AL_1/0AC(N) | 8107402 | no | no |  |  | no |  |  | 0 | 0 | 0 | 0
oh_line_8107402_200902507 |  | ABN | node_8107402_200902506 | node_8107402_200902507 | 266.965 | bal_2P_477AL_4/0AC(N) | 8107402 | no | no |  |  | no |  |  | 0 | 0 | 0 | 0
oh_line_8107402_200902508 |  | ABN | node_8107402_200902507 | node_8107402_200902508 | 224.579 | bal_2P_477AL_4/0AC(N) | 8107402 | no | no |  |  | no |  |  | 0 | 0 | 0 | 0
oh_line_8107402_200902509 |  | AN | node_8107402_200902508 | node_intto1_8107402_200902509 | 151.164 | bal_1P_1/0AC_1/0AC(N) | 8107402 | no | no |  |  | no |  |  | 0 | 0 | 0 | 0
oh_line_8107402_200902510 |  | AN | node_8107402_200902509 | node_8107402_200902510 | 238.601 | bal_1P_1/0AC_1/0AC(N) | 8107402 | no | no |  |  | no |  |  | 0 | 0 | 0 | 0
oh_line_8107402_200902511 |  | AN | node_8107402_200902510 | node_8107402_200902511 | 226.518 | bal_1P_1/0AC_1/0AC(N) | 8107402 | no | no |  |  | no |  |  | 0 | 0 | 0 | 0
oh_line_8107402_200902512 |  | AN | node_8107402_200902511 | node_8107402_200902512 | 195.635 | bal_1P_1/0AC_1/0AC(N) | 8107402 | no | no |  |  | no |  |  | 0 | 0 | 0 | 0
oh_line_8107402_200902513 |  | ABN | node_8107402_200902508 | node_8107402_200902513 | 232.812 | bal_2P_477AL_4/0AC(N) | 8107402 | no | no |  |  | no |  |  | 0 | 0 | 0 | 0
oh_line_8107402_200902514 |  | ABN | node_8107402_200902513 | node_8107402_200902514 | 254.384 | bal_2P_477AL_4/0AC(N) | 8107402 | no | no |  |  | no |  |  | 0 | 0 | 0 | 0
oh_line_8107402_200902515 |  | ABN | node_8107402_200902514 | node_8107402_200902515 | 214.322 | bal_2P_477AL_4/0AC(N) | 8107402 | no | no |  |  | no |  |  | 0 | 0 | 0 | 0
oh_line_8107402_200902517 |  | ABCN | node_8107402_200902504 | node_intto1_8107402_200902517 | 222.479 | bal_3P_477AL_1/0AC(N) | 8107402 | no | no |  |  | no |  |  | 0 | 0 | 0 | 0
oh_line_8107402_200902518 |  | ABCN | node_8107402_200902517 | node_8107402_200902518 | 223.965 | bal_3P_477AL_1/0AC(N) | 8107402 | no | no |  |  | no |  |  | 0 | 0 | 0 | 0
oh_line_8107402_200902519 |  | ABCN | node_8107402_200902518 | node_8107402_200902519 | 265.396 | bal_3P_477AL_1/0AC(N) | 8107402 | no | no |  |  | no |  |  | 0 | 0 | 0 | 0
oh_line_8107402_200902520 |  | ABCN | node_8107402_200902519 | node_8107402_200902520 | 256.103 | bal_3P_477AL_1/0AC(N) | 8107402 | no | no |  |  | no |  |  | 0 | 0 | 0 | 0
oh_line_8107402_200902521 |  | ABCN | node_8107402_200902520 | node_8107402_200902521 | 278.963 | bal_3P_477AL_1/0AC(N) | 8107402 | no | no |  |  | no |  |  | 0 | 0 | 0 | 0
oh_line_8107402_200902522 |  | ABCN | node_8107402_200902521 | node_8107402_200902522 | 248.571 | bal_3P_477AL_1/0AC(N) | 8107402 | no | no |  |  | no |  |  | 0 | 0 | 0 | 0
oh_line_8107402_200902523 |  | ABCN | node_8107402_200902522 | node_8107402_200902523 | 152.193 | bal_3P_477AL_1/0AC(N) | 8107402 | no | no |  |  | no |  |  | 0 | 0 | 0 | 0
oh_line_8107402_200902524 |  | AN | node_8107402_200901610 | node_intto1_8107402_200902524 | 302.263 | bal_1P_1/0AA_1/0AA(N) | 8107402 | no | no |  |  | no |  |  | 0 | 0 | 0 | 0
oh_line_8107402_200902526 |  | AN | node_8107402_200902524 | node_8107402_200902526 | 217.768 | bal_1P_1/0AC_1/0AA(N) | 8107402 | no | no |  |  | no |  |  | 0 | 0 | 0 | 0
oh_line_8107402_200902527 |  | AN | node_8107402_200902526 | node_8107402_200902527 | 178.185 | bal_1P_2AC_2AC(N) | 8107402 | no | no |  |  | no |  |  | 0 | 0 | 0 | 0
oh_line_8107402_200902530 |  | AN | node_8107402_200902527 | node_8107402_200902530 | 193.078 | bal_1P_2AC_2AC(N) | 8107402 | no | no |  |  | no |  |  | 0 | 0 | 0 | 0
oh_line_8107402_200902531 |  | AN | node_8107402_200902530 | node_8107402_200902531 | 356.52 | bal_1P_2AC_2AC(N) | 8107402 | no | no |  |  | no |  |  | 0 | 0 | 0 | 0
oh_line_8107402_200903495 |  | AD | node_8107402_200905879 | node_8107402_200903495 | 69.608 | bal_1P_1/0AC | 8107402 | no | no |  |  | no |  |  | 0 | 0 | 0 | 0
oh_line_8107402_200903496 |  | AD | node_8107402_200903495 | node_8107402_200903496 | 296.554 | bal_1P_1/0AC | 8107402 | no | no |  |  | no |  |  | 0 | 0 | 0 | 0
oh_line_8107402_200903497 |  | AD | node_8107402_200903496 | node_8107402_200903497 | 306.318 | bal_1P_2AC | 8107402 | no | no |  |  | no |  |  | 0 | 0 | 0 | 0
oh_line_8107402_200903498 |  | AD | node_8107402_200903587 | node_8107402_200903498 | 345.679 | bal_1P_2AC | 8107402 | no | no |  |  | no |  |  | 0 | 0 | 0 | 0
oh_line_8107402_200903500 |  | AD | node_8107402_200903498 | node_8107402_200903500 | 453.783 | bal_1P_2AC | 8107402 | no | no |  |  | no |  |  | 0 | 0 | 0 | 0
oh_line_8107402_200903501 |  | AD | node_8107402_200903500 | node_8107402_200903501 | 215.263 | bal_1P_2AC | 8107402 | no | no |  |  | no |  |  | 0 | 0 | 0 | 0
oh_line_8107402_200903503 |  | AD | node_8107402_201060321 | node_8107402_200903503 | 140.143 | bal_1P_2AC | 8107402 | no | no |  |  | no |  |  | 0 | 0 | 0 | 0
oh_line_8107402_200903504 |  | AD | node_8107402_200903503 | node_8107402_200903504 | 313.445 | bal_1P_2AC | 8107402 | no | no |  |  | no |  |  | 0 | 0 | 0 | 0
oh_line_8107402_200903505 |  | AD | node_8107402_201060321 | node_8107402_200903505 | 179.01 | bal_1P_2AC | 8107402 | no | no |  |  | no |  |  | 0 | 0 | 0 | 0
oh_line_8107402_200903506 |  | AD | node_8107402_200903505 | node_8107402_200903506 | 312.977 | bal_1P_6ACW | 8107402 | no | no |  |  | no |  |  | 0 | 0 | 0 | 0
oh_line_8107402_200903507 |  | AD | node_8107402_200903506 | node_8107402_200903507 | 336.023 | bal_1P_1/0AA | 8107402 | no | no |  |  | no |  |  | 0 | 0 | 0 | 0
oh_line_8107402_200903508 |  | AD | node_8107402_200903506 | node_8107402_200903508 | 403.696 | bal_1P_6ACW | 8107402 | no | no |  |  | no |  |  | 0 | 0 | 0 | 0
oh_line_8107402_200903509 |  | AD | node_8107402_200903508 | node_8107402_200903509 | 358.936 | bal_1P_6ACW | 8107402 | no | no |  |  | no |  |  | 0 | 0 | 0 | 0
oh_line_8107402_200903510 |  | AD | node_8107402_200903509 | node_8107402_200903510 | 333.361 | bal_1P_1/0AC | 8107402 | no | no |  |  | no |  |  | 0 | 0 | 0 | 0
oh_line_8107402_200903511 |  | AD | node_8107402_200903509 | node_8107402_200903511 | 227.155 | bal_1P_6ACW | 8107402 | no | no |  |  | no |  |  | 0 | 0 | 0 | 0
oh_line_8107402_200903512 |  | AD | node_8107402_200903511 | node_8107402_200903512 | 251.038 | bal_1P_1/0AC | 8107402 | no | no |  |  | no |  |  | 0 | 0 | 0 | 0
oh_line_8107402_200903513 |  | AD | node_8107402_200903511 | node_8107402_200903513 | 158.335 | bal_1P_6ACW | 8107402 | no | no |  |  | no |  |  | 0 | 0 | 0 | 0
oh_line_8107402_200903515 |  | AD | node_8107402_200903513 | node_8107402_200903515 | 242.821 | bal_1P_4ACW | 8107402 | no | no |  |  | no |  |  | 0 | 0 | 0 | 0
oh_line_8107402_200903517 |  | AD | node_8107402_200903515 | node_8107402_200903517 | 203.044 | bal_1P_4ACW | 8107402 | no | no |  |  | no |  |  | 0 | 0 | 0 | 0
oh_line_8107402_200903518 |  | AD | node_8107402_200903517 | node_8107402_200903518 | 607.468 | bal_1P_4ACW | 8107402 | no | no |  |  | no |  |  | 0 | 0 | 0 | 0
oh_line_8107402_200903519 |  | AD | node_8107402_200903518 | node_intto1_8107402_200903519 | 136.385 | bal_1P_2AC | 8107402 | no | no |  |  | no |  |  | 0 | 0 | 0 | 0
oh_line_8107402_200903520 |  | AD | node_8107402_200903519 | node_8107402_200903520 | 214.576 | bal_1P_2AC | 8107402 | no | no |  |  | no |  |  | 0 | 0 | 0 | 0
oh_line_8107402_200903522 |  | AD | node_8107402_200903520 | node_8107402_200903522 | 493.412 | bal_1P_2AC | 8107402 | no | no |  |  | no |  |  | 0 | 0 | 0 | 0
oh_line_8107402_200903523 |  | AD | node_8107402_200903522 | node_8107402_200903523 | 384.653 | bal_1P_2AC | 8107402 | no | no |  |  | no |  |  | 0 | 0 | 0 | 0
oh_line_8107402_200903524 |  | AD | node_8107402_200903523 | node_8107402_200903524 | 524.346 | bal_1P_2AC | 8107402 | no | no |  |  | no |  |  | 0 | 0 | 0 | 0
oh_line_8107402_200903525 |  | AD | node_8107402_200903524 | node_8107402_200903525 | 350.808 | bal_1P_1/0AA | 8107402 | no | no |  |  | no |  |  | 0 | 0 | 0 | 0
oh_line_8107402_200903527 |  | AD | node_8107402_200903497 | node_intto1_8107402_200903527 | 145.564 | bal_1P_2AC | 8107402 | no | no |  |  | no |  |  | 0 | 0 | 0 | 0
oh_line_8107402_200903528 |  | AD | node_8107402_200903527 | node_8107402_200903528 | 149.826 | bal_1P_2AC | 8107402 | no | no |  |  | no |  |  | 0 | 0 | 0 | 0
oh_line_8107402_200903529 |  | AD | node_8107402_200903528 | node_8107402_200903529 | 197.49 | bal_1P_1/0AA | 8107402 | no | no |  |  | no |  |  | 0 | 0 | 0 | 0
oh_line_8107402_200903530 |  | AD | node_8107402_200903518 | node_8107402_200903530 | 283.614 | bal_1P_4ACW | 8107402 | no | no |  |  | no |  |  | 0 | 0 | 0 | 0
oh_line_8107402_200903533 |  | AD | node_8107402_200903530 | node_8107402_200903533 | 320.34 | bal_1P_4ACW | 8107402 | no | no |  |  | no |  |  | 0 | 0 | 0 | 0
oh_line_8107402_200903534 |  | AD | node_8107402_200903533 | node_8107402_200903534 | 206.99 | bal_1P_4ACW | 8107402 | no | no |  |  | no |  |  | 0 | 0 | 0 | 0
oh_line_8107402_200903535 |  | AD | node_8107402_200903534 | node_8107402_200903535 | 175.51 | bal_1P_1/0AA | 8107402 | no | no |  |  | no |  |  | 0 | 0 | 0 | 0
oh_line_8107402_200903536 |  | AD | node_8107402_200903534 | node_8107402_200903536 | 271.782 | bal_1P_4ACW | 8107402 | no | no |  |  | no |  |  | 0 | 0 | 0 | 0
oh_line_8107402_200903537 |  | AD | node_8107402_200903536 | node_8107402_200903537 | 371.987 | bal_1P_1/0AA | 8107402 | no | no |  |  | no |  |  | 0 | 0 | 0 | 0
oh_line_8107402_200903538 |  | AD | node_8107402_200903536 | node_8107402_200903538 | 279.334 | bal_1P_4ACW | 8107402 | no | no |  |  | no |  |  | 0 | 0 | 0 | 0
oh_line_8107402_200903539 |  | AD | node_8107402_200903538 | node_8107402_200903539 | 265.814 | bal_1P_4ACW | 8107402 | no | no |  |  | no |  |  | 0 | 0 | 0 | 0
oh_line_8107402_200903540 |  | AD | node_8107402_200903539 | node_8107402_200903540 | 309.191 | bal_1P_1/0AA | 8107402 | no | no |  |  | no |  |  | 0 | 0 | 0 | 0
oh_line_8107402_200903541 |  | AD | node_8107402_200903539 | node_8107402_200903541 | 322.62 | bal_1P_4ACW | 8107402 | no | no |  |  | no |  |  | 0 | 0 | 0 | 0
oh_line_8107402_200903542-1 |  | AD | node_8107402_200903541 | node_1275535_214_15294549_707 | 292.949 | bal_1P_4ACW | 8107402 | no | no |  |  | no |  |  | 0 | 0 | 0 | 0
oh_line_8107402_200903542-2 |  | AD | node_1275535_214_15294549_707 | node_8107402_200903542 | 4.001 | bal_1P_4ACW | 8107402 | no | no |  |  | no |  |  | 0 | 0 | 0 | 0
oh_line_8107402_200903543 |  | AD | node_8107402_200903542 | node_8107402_200903543 | 39.592 | bal_1P_4ACW | 8107402 | no | no |  |  | no |  |  | 0 | 0 | 0 | 0
oh_line_8107402_200903545 |  | AD | node_8107402_200903543 | node_intto1_8107402_200903545 | 312.553 | bal_1P_4ACW | 8107402 | no | no |  |  | no |  |  | 0 | 0 | 0 | 0
oh_line_8107402_200903546 |  | AD | node_8107402_200903545 | node_8107402_200903546 | 238.096 | bal_1P_2AC | 8107402 | no | no |  |  | no |  |  | 0 | 0 | 0 | 0
oh_line_8107402_200903548 |  | AD | node_8107402_200903545 | node_8107402_200903548 | 349.915 | bal_1P_4ACW | 8107402 | no | no |  |  | no |  |  | 0 | 0 | 0 | 0
oh_line_8107402_200903549 |  | AD | node_8107402_200903548 | node_8107402_200903549 | 311.905 | bal_1P_4ACW | 8107402 | no | no |  |  | no |  |  | 0 | 0 | 0 | 0
oh_line_8107402_200903550 |  | AD | node_8107402_200903549 | node_8107402_200903550 | 300.269 | bal_1P_2AC | 8107402 | no | no |  |  | no |  |  | 0 | 0 | 0 | 0
oh_line_8107402_200903553 |  | AD | node_8107402_200903550 | node_8107402_200903553 | 342.263 | bal_1P_1/0AA | 8107402 | no | no |  |  | no |  |  | 0 | 0 | 0 | 0
oh_line_8107402_200903554 |  | AD | node_8107402_200903553 | node_8107402_200903554 | 348.763 | bal_1P_1/0AA | 8107402 | no | no |  |  | no |  |  | 0 | 0 | 0 | 0
oh_line_8107402_200903557 |  | AD | node_8107402_200903528 | node_8107402_200903557 | 189.487 | bal_1P_2AC | 8107402 | no | no |  |  | no |  |  | 0 | 0 | 0 | 0
oh_line_8107402_200903558 |  | AD | node_8107402_200903557 | node_8107402_200903558 | 36.561 | bal_1P_2AC | 8107402 | no | no |  |  | no |  |  | 0 | 0 | 0 | 0
oh_line_8107402_200903559 |  | AD | node_8107402_200903558 | node_8107402_200903559 | 230.365 | bal_1P_2AC | 8107402 | no | no |  |  | no |  |  | 0 | 0 | 0 | 0
oh_line_8107402_200903560 |  | AD | node_8107402_200903549 | node_8107402_200903560 | 345.492 | bal_1P_4ACW | 8107402 | no | no |  |  | no |  |  | 0 | 0 | 0 | 0
oh_line_8107402_200903561 |  | AD | node_8107402_200903560 | node_8107402_200903561 | 187.566 | bal_1P_4ACW | 8107402 | no | no |  |  | no |  |  | 0 | 0 | 0 | 0
oh_line_8107402_200903564 |  | AD | node_8107402_200982799 | node_8107402_200903564 | 267.576 | bal_1P_1/0AA | 8107402 | no | no |  |  | no |  |  | 0 | 0 | 0 | 0
oh_line_8107402_200903565 |  | AD | node_8107402_200903564 | node_8107402_200903565 | 351.575 | bal_1P_1/0AA | 8107402 | no | no |  |  | no |  |  | 0 | 0 | 0 | 0
oh_line_8107402_200903566 |  | AD | node_8107402_200903565 | node_8107402_200903566 | 239.919 | bal_1P_1/0AA | 8107402 | no | no |  |  | no |  |  | 0 | 0 | 0 | 0
oh_line_8107402_200903567 |  | AD | node_8107402_200982799 | node_8107402_200903567 | 524.307 | bal_1P_4ACW | 8107402 | no | no |  |  | no |  |  | 0 | 0 | 0 | 0
oh_line_8107402_200903568 |  | AD | node_8107402_200903567 | node_8107402_200903568 | 218.645 | bal_1P_4ACW | 8107402 | no | no |  |  | no |  |  | 0 | 0 | 0 | 0
oh_line_8107402_200903569 |  | AD | node_8107402_200903568 | node_8107402_200903569 | 198.23 | bal_1P_4ACW | 8107402 | no | no |  |  | no |  |  | 0 | 0 | 0 | 0
oh_line_8107402_200903570 |  | AD | node_8107402_200903557 | node_8107402_200903570 | 457.676 | bal_1P_2AC | 8107402 | no | no |  |  | no |  |  | 0 | 0 | 0 | 0
oh_line_8107402_200903571 |  | AD | node_8107402_200903570 | node_8107402_200903571 | 162.083 | bal_1P_2AC | 8107402 | no | no |  |  | no |  |  | 0 | 0 | 0 | 0
oh_line_8107402_200903572 |  | AD | node_8107402_200903571 | node_8107402_200903572 | 160.777 | bal_1P_2AC | 8107402 | no | no |  |  | no |  |  | 0 | 0 | 0 | 0
oh_line_8107402_200903573 |  | AD | node_8107402_200903571 | node_8107402_200903573 | 291.846 | bal_1P_2AC | 8107402 | no | no |  |  | no |  |  | 0 | 0 | 0 | 0
oh_line_8107402_200903574 |  | AD | node_8107402_200903573 | node_8107402_200903574 | 448.907 | bal_1P_2AC | 8107402 | no | no |  |  | no |  |  | 0 | 0 | 0 | 0
oh_line_8107402_200903576 |  | AD | node_8107402_200903574 | node_8107402_200903576 | 308.182 | bal_1P_2AC | 8107402 | no | no |  |  | no |  |  | 0 | 0 | 0 | 0
oh_line_8107402_200903577 |  | AD | node_8107402_200903576 | node_8107402_200903577 | 333.733 | bal_1P_2AC | 8107402 | no | no |  |  | no |  |  | 0 | 0 | 0 | 0
oh_line_8107402_200903578 |  | AD | node_8107402_200903577 | node_8107402_200903578 | 361.827 | bal_1P_1/0AC | 8107402 | no | no |  |  | no |  |  | 0 | 0 | 0 | 0
oh_line_8107402_200903581 |  | AD | node_8107402_200903577 | node_8107402_200903581 | 429.588 | bal_1P_2AC | 8107402 | no | no |  |  | no |  |  | 0 | 0 | 0 | 0
oh_line_8107402_200903584-1 |  | AD | node_8107402_200903581 | node_1281399_294_15294122_808 | 317.686 | bal_1P_2AC | 8107402 | no | no |  |  | no |  |  | 0 | 0 | 0 | 0
oh_line_8107402_200903584-2 |  | AD | node_1281399_294_15294122_808 | node_8107402_200903584 | 5.188 | bal_1P_2AC | 8107402 | no | no |  |  | no |  |  | 0 | 0 | 0 | 0
oh_line_8107402_200903585 |  | AD | node_8107402_200903584 | node_8107402_200903585 | 192.539 | bal_1P_2AC | 8107402 | no | no |  |  | no |  |  | 0 | 0 | 0 | 0
oh_line_8107402_200903586 |  | AD | node_8107402_200903585 | node_8107402_200903586 | 295.844 | bal_1P_2AC | 8107402 | no | no |  |  | no |  |  | 0 | 0 | 0 | 0
oh_line_8107402_200903587 |  | AD | node_8107402_200903586 | node_8107402_200903587 | 182.463 | bal_1P_2AC | 8107402 | no | no |  |  | no |  |  | 0 | 0 | 0 | 0
oh_line_8107402_200903859 |  | AD | node_8107402_200905847 | node_intto1_8107402_200903859 | 196.683 | bal_1P_2AC | 8107402 | no | no |  |  | no |  |  | 0 | 0 | 0 | 0
oh_line_8107402_200903860 |  | AD | node_8107402_200903859 | node_8107402_200903860 | 123.168 | bal_1P_2AC | 8107402 | no | no |  |  | no |  |  | 0 | 0 | 0 | 0
oh_line_8107402_200903861 |  | AD | node_8107402_200903860 | node_8107402_200903861 | 195.497 | bal_1P_2AC | 8107402 | no | no |  |  | no |  |  | 0 | 0 | 0 | 0
oh_line_8107402_200903863 |  | AD | node_8107402_200903883 | node_8107402_200903863 | 204.863 | bal_1P_2AC | 8107402 | no | no |  |  | no |  |  | 0 | 0 | 0 | 0
oh_line_8107402_200903864 |  | AD | node_8107402_200903863 | node_8107402_200903864 | 287.914 | bal_1P_2AC | 8107402 | no | no |  |  | no |  |  | 0 | 0 | 0 | 0
oh_line_8107402_200903865 |  | AD | node_8107402_200903864 | node_8107402_200903865 | 245.643 | bal_1P_2AC | 8107402 | no | no |  |  | no |  |  | 0 | 0 | 0 | 0
oh_line_8107402_200903866 |  | AD | node_8107402_200903865 | node_intto1_8107402_200903866 | 196.103 | bal_1P_1/0AA | 8107402 | no | no |  |  | no |  |  | 0 | 0 | 0 | 0
oh_line_8107402_200903867 |  | AD | node_8107402_200903865 | node_8107402_200903867 | 268.673 | bal_1P_2AC | 8107402 | no | no |  |  | no |  |  | 0 | 0 | 0 | 0
oh_line_8107402_200903868 |  | AD | node_8107402_200903867 | node_8107402_200903868 | 302.353 | bal_1P_2AC | 8107402 | no | no |  |  | no |  |  | 0 | 0 | 0 | 0
oh_line_8107402_200903869 |  | AD | node_8107402_200903868 | node_8107402_200903869 | 342.965 | bal_1P_2AC | 8107402 | no | no |  |  | no |  |  | 0 | 0 | 0 | 0
oh_line_8107402_200903870 |  | AD | node_8107402_200903869 | node_8107402_200903870 | 348.985 | bal_1P_2AC | 8107402 | no | no |  |  | no |  |  | 0 | 0 | 0 | 0
oh_line_8107402_200903871 |  | AD | node_8107402_200903870 | node_8107402_200903871 | 366.608 | bal_1P_2AC | 8107402 | no | no |  |  | no |  |  | 0 | 0 | 0 | 0
oh_line_8107402_200903872 |  | AD | node_8107402_200903861 | node_intto1_8107402_200903872 | 306.82 | bal_1P_2AC | 8107402 | no | no |  |  | no |  |  | 0 | 0 | 0 | 0
oh_line_8107402_200903877 |  | AD | node_8107402_200940930 | node_8107402_200903877 | 302.244 | bal_1P_2AC | 8107402 | no | no |  |  | no |  |  | 0 | 0 | 0 | 0
oh_line_8107402_200903878 |  | AD | node_8107402_200903877 | node_8107402_200903878 | 176.171 | bal_1P_1/0AC | 8107402 | no | no |  |  | no |  |  | 0 | 0 | 0 | 0
oh_line_8107402_200903879 |  | AD | node_8107402_200903877 | node_8107402_200903879 | 256.359 | bal_1P_6ACW | 8107402 | no | no |  |  | no |  |  | 0 | 0 | 0 | 0
oh_line_8107402_200903880 |  | AD | node_8107402_200903879 | node_8107402_200903880 | 536.01 | bal_1P_6ACW | 8107402 | no | no |  |  | no |  |  | 0 | 0 | 0 | 0
oh_line_8107402_200903882 |  | AD | node_8107402_200903880 | node_8107402_200903882 | 434.947 | bal_1P_2AC | 8107402 | no | no |  |  | no |  |  | 0 | 0 | 0 | 0
oh_line_8107402_200903883 |  | AD | node_8107402_200903882 | node_8107402_200903883 | 286.396 | bal_1P_2AC | 8107402 | no | no |  |  | no |  |  | 0 | 0 | 0 | 0
oh_line_8107402_200904071 |  | AD | node_8107402_200904084 | node_8107402_200904071 | 112.747 | bal_1P_1/0AA | 8107402 | no | no |  |  | no |  |  | 0 | 0 | 0 | 0
oh_line_8107402_200904072 |  | AD | node_8107402_200903543 | node_8107402_200904072 | 315.95 | bal_1P_4ACW | 8107402 | no | no |  |  | no |  |  | 0 | 0 | 0 | 0
oh_line_8107402_200904074 |  | AD | node_8107402_200904095 | node_8107402_200904074 | 212.133 | bal_1P_2AC | 8107402 | no | no |  |  | no |  |  | 0 | 0 | 0 | 0
oh_line_8107402_200904075 |  | AD | node_8107402_200904074 | node_8107402_200904075 | 199.367 | bal_1P_2AC | 8107402 | no | no |  |  | no |  |  | 0 | 0 | 0 | 0
oh_line_8107402_200904076 |  | AD | node_8107402_200904075 | node_8107402_200904076 | 160.057 | bal_1P_2AC | 8107402 | no | no |  |  | no |  |  | 0 | 0 | 0 | 0
oh_line_8107402_200904077 |  | AD | node_8107402_200904076 | node_8107402_200904077 | 280.301 | bal_1P_1/0AA | 8107402 | no | no |  |  | no |  |  | 0 | 0 | 0 | 0
oh_line_8107402_200904078 |  | AD | node_8107402_200904076 | node_8107402_200904078 | 342.949 | bal_1P_1/0AA | 8107402 | no | no |  |  | no |  |  | 0 | 0 | 0 | 0
oh_line_8107402_200904079 |  | AD | node_8107402_200904078 | node_8107402_200904079 | 350.342 | bal_1P_1/0AA | 8107402 | no | no |  |  | no |  |  | 0 | 0 | 0 | 0
oh_line_8107402_200904080 |  | AD | node_8107402_200904079 | node_8107402_200904080 | 166.892 | bal_1P_1/0AA | 8107402 | no | no |  |  | no |  |  | 0 | 0 | 0 | 0
oh_line_8107402_200904081 |  | AD | node_8107402_200904080 | node_8107402_200904081 | 38.049 | bal_1P_1/0AA | 8107402 | no | no |  |  | no |  |  | 0 | 0 | 0 | 0
oh_line_8107402_200904082 |  | AD | node_8107402_200904081 | node_8107402_200904082 | 223.583 | bal_1P_1/0AA | 8107402 | no | no |  |  | no |  |  | 0 | 0 | 0 | 0
oh_line_8107402_200904083 |  | AD | node_8107402_200904080 | node_8107402_200904083 | 184.508 | bal_1P_1/0AA | 8107402 | no | no |  |  | no |  |  | 0 | 0 | 0 | 0
oh_line_8107402_200904084 |  | AD | node_8107402_200904083 | node_8107402_200904084 | 30.807 | bal_1P_1/0AA | 8107402 | no | no |  |  | no |  |  | 0 | 0 | 0 | 0
oh_line_8107402_200904085 |  | AD | node_8107402_200904072 | node_8107402_200904085 | 357.493 | bal_1P_4ACW | 8107402 | no | no |  |  | no |  |  | 0 | 0 | 0 | 0
oh_line_8107402_200904086 |  | AD | node_8107402_200904085 | node_8107402_200904086 | 261.926 | bal_1P_4ACW | 8107402 | no | no |  |  | no |  |  | 0 | 0 | 0 | 0
oh_line_8107402_200904087 |  | AD | node_8107402_200904086 | node_8107402_200904087 | 243.807 | bal_1P_4ACW | 8107402 | no | no |  |  | no |  |  | 0 | 0 | 0 | 0
oh_line_8107402_200904088 |  | AD | node_8107402_200904087 | node_8107402_200904088 | 417.89 | bal_1P_4ACW | 8107402 | no | no |  |  | no |  |  | 0 | 0 | 0 | 0
oh_line_8107402_200904089 |  | AD | node_8107402_200904088 | node_8107402_200904089 | 236.368 | bal_1P_4ACW | 8107402 | no | no |  |  | no |  |  | 0 | 0 | 0 | 0
oh_line_8107402_200904091 |  | AD | node_8107402_200904089 | node_8107402_200904091 | 209.393 | bal_1P_4ACW | 8107402 | no | no |  |  | no |  |  | 0 | 0 | 0 | 0
oh_line_8107402_200904093 |  | AD | node_8107402_200904091 | node_8107402_200904093 | 338.576 | bal_1P_4ACW | 8107402 | no | no |  |  | no |  |  | 0 | 0 | 0 | 0
oh_line_8107402_200904095 |  | AD | node_8107402_200904093 | node_8107402_200904095 | 208.112 | bal_1P_4ACW | 8107402 | no | no |  |  | no |  |  | 0 | 0 | 0 | 0
oh_line_8107402_200904229 |  | ABCN | node_8107402_200904231 | node_8107402_200904229 | 288.82 | bal_3P_4/0AC_1/0AC(N) | 8107402 | no | no |  |  | no |  |  | 0 | 0 | 0 | 0
oh_line_8107402_200904231 |  | ABCN | node_8107402_200904235 | node_8107402_200904231 | 265.577 | bal_3P_4/0AC_1/0AC(N) | 8107402 | no | no |  |  | no |  |  | 0 | 0 | 0 | 0
oh_line_8107402_200904232 |  | AN | node_8107402_200904231 | node_intto1_8107402_200904232 | 194.209 | bal_1P_1/0AC_1/0AC(N) | 8107402 | no | no |  |  | no |  |  | 0 | 0 | 0 | 0
oh_line_8107402_200904233 |  | AN | node_8107402_200904232 | node_8107402_200904233 | 143.69 | bal_1P_1/0AC_1/0AC(N) | 8107402 | no | no |  |  | no |  |  | 0 | 0 | 0 | 0
oh_line_8107402_200904235 |  | ABCN | node_8107402_200904236 | node_8107402_200904235 | 304.876 | bal_3P_4/0AC_1/0AC(N) | 8107402 | no | no |  |  | no |  |  | 0 | 0 | 0 | 0
oh_line_8107402_200904236 |  | ABCN | node_8107402_200904238 | node_8107402_200904236 | 287.255 | bal_3P_4/0AC_1/0AC(N) | 8107402 | no | no |  |  | no |  |  | 0 | 0 | 0 | 0
oh_line_8107402_200904238 |  | ABCN | node_8107402_200904239 | node_8107402_200904238 | 230.769 | bal_3P_4/0AC_1/0AC(N) | 8107402 | no | no |  |  | no |  |  | 0 | 0 | 0 | 0
oh_line_8107402_200904239 |  | ABCN | node_8107402_200904242 | node_8107402_200904239 | 153.447 | bal_3P_4/0AC_1/0AC(N) | 8107402 | no | no |  |  | no |  |  | 0 | 0 | 0 | 0
oh_line_8107402_200904242 |  | ABCN | node_8107402_200904244 | node_8107402_200904242 | 258.374 | bal_3P_4/0AC_1/0AC(N) | 8107402 | no | no |  |  | no |  |  | 0 | 0 | 0 | 0
oh_line_8107402_200904243 |  | AN | node_8107402_200904242 | node_intto1_8107402_200904243 | 144.49 | bal_1P_2AC_2AC(N) | 8107402 | no | no |  |  | no |  |  | 0 | 0 | 0 | 0
oh_line_8107402_200904244 |  | ABCN | node_8107402_200904245 | node_8107402_200904244 | 253.103 | bal_3P_4/0AC_1/0AC(N) | 8107402 | no | no |  |  | no |  |  | 0 | 0 | 0 | 0
oh_line_8107402_200904245 |  | ABCN | node_8107402_200904246 | node_8107402_200904245 | 247.932 | bal_3P_4/0AC_1/0AC(N) | 8107402 | no | no |  |  | no |  |  | 0 | 0 | 0 | 0
oh_line_8107402_200904246 |  | ABCN | node_8107402_200905761 | node_8107402_200904246 | 260.303 | bal_3P_4/0AC_1/0AC(N) | 8107402 | no | no |  |  | no |  |  | 0 | 0 | 0 | 0
oh_line_8107402_200904248 |  | ABCN | node_8107402_200904250 | node_8107402_200904248 | 337.811 | bal_3P_4/0AC_1/0AC(N) | 8107402 | no | no |  |  | no |  |  | 0 | 0 | 0 | 0
oh_line_8107402_200904250 |  | ABCN | node_8107402_200904252 | node_8107402_200904250 | 199.892 | bal_3P_4/0AC_1/0AC(N) | 8107402 | no | no |  |  | no |  |  | 0 | 0 | 0 | 0
oh_line_8107402_200904252 |  | ABCN | node_8107402_200904258 | node_8107402_200904252 | 200.467 | bal_3P_4/0AC_1/0AC(N) | 8107402 | no | no |  |  | no |  |  | 0 | 0 | 0 | 0
oh_line_8107402_200904253 |  | AN | node_8107402_200904252 | node_intto1_8107402_200904253 | 218.888 | bal_1P_1/0AA_1/0AA(N) | 8107402 | no | no |  |  | no |  |  | 0 | 0 | 0 | 0
oh_line_8107402_200904254 |  | AN | node_8107402_200904253 | node_8107402_200904254 | 215.533 | bal_1P_1/0AA_1/0AA(N) | 8107402 | no | no |  |  | no |  |  | 0 | 0 | 0 | 0
oh_line_8107402_200904255 |  | AN | node_8107402_200904254 | node_8107402_200904255 | 181.037 | bal_1P_1/0AA_1/0AA(N) | 8107402 | no | no |  |  | no |  |  | 0 | 0 | 0 | 0
oh_line_8107402_200904256 |  | AN | node_8107402_200904255 | node_8107402_200904256 | 179.41 | bal_1P_1/0AA_1/0AA(N) | 8107402 | no | no |  |  | no |  |  | 0 | 0 | 0 | 0
oh_line_8107402_200904258 |  | ABCN | node_8107402_200904260 | node_8107402_200904258 | 225.891 | bal_3P_4/0AC_1/0AC(N) | 8107402 | no | no |  |  | no |  |  | 0 | 0 | 0 | 0
oh_line_8107402_200904260 |  | ABCN | node_8107402_200904261 | node_8107402_200904260 | 216.837 | bal_3P_4/0AA_1/0AA(N) | 8107402 | no | no |  |  | no |  |  | 0 | 0 | 0 | 0
oh_line_8107402_200904261 |  | ABCN | node_8107402_200904265 | node_8107402_200904261 | 138.631 | bal_3P_4/0AA_1/0AC(N) | 8107402 | no | no |  |  | no |  |  | 0 | 0 | 0 | 0
oh_line_8107402_200904262 |  | AN | node_8107402_200904261 | node_intto1_8107402_200904262 | 293.305 | bal_1P_1/0AC_1/0AC(N) | 8107402 | no | no |  |  | no |  |  | 0 | 0 | 0 | 0
oh_line_8107402_200904263 |  | AN | node_8107402_200904262 | node_8107402_200904263 | 298.05 | bal_1P_1/0AA_1/0AA(N) | 8107402 | no | no |  |  | no |  |  | 0 | 0 | 0 | 0
oh_line_8107402_200904265 |  | ABCN | node_8107402_200904267 | node_8107402_200904265 | 181.562 | bal_3P_4/0AA_1/0AA(N) | 8107402 | no | no |  |  | no |  |  | 0 | 0 | 0 | 0
oh_line_8107402_200904267 |  | ABCN | node_8107402_200904269 | node_8107402_200904267 | 272.604 | bal_3P_4/0AC_1/0AC(N) | 8107402 | no | no |  |  | no |  |  | 0 | 0 | 0 | 0
oh_line_8107402_200904269 |  | ABCN | node_8107402_200904270 | node_8107402_200904269 | 158.681 | bal_3P_4/0AC_1/0AC(N) | 8107402 | no | no |  |  | no |  |  | 0 | 0 | 0 | 0
oh_line_8107402_200904270 |  | ABCN | node_8107402_200904271 | node_intto1_8107402_200904270 | 273.715 | bal_3P_4/0AC_1/0AC(N) | 8107402 | no | no |  |  | no |  |  | 0 | 0 | 0 | 0
oh_line_8107402_200904271 |  | ABCN | node_8107402_200904229 | node_8107402_200904271 | 299.411 | bal_3P_4/0AC_1/0AC(N) | 8107402 | no | no |  |  | no |  |  | 0 | 0 | 0 | 0
oh_line_8107402_200904379 |  | AD | node_8107402_200904093 | node_8107402_200904379 | 127.675 | bal_1P_4ACW | 8107402 | no | no |  |  | no |  |  | 0 | 0 | 0 | 0
oh_line_8107402_200904380 |  | AD | node_8107402_200904379 | node_intto1_8107402_200904380 | 261.219 | bal_1P_4ACW | 8107402 | no | no |  |  | no |  |  | 0 | 0 | 0 | 0
oh_line_8107402_200904381 |  | AD | node_8107402_200904409 | node_8107402_200904381 | 515.956 | bal_1P_4ACW | 8107402 | no | no |  |  | no |  |  | 0 | 0 | 0 | 0
oh_line_8107402_200904384 |  | AD | node_8107402_200904381 | node_8107402_200904384 | 379.601 | bal_1P_4ACW | 8107402 | no | no |  |  | no |  |  | 0 | 0 | 0 | 0
oh_line_8107402_200904385 |  | AD | node_8107402_200904384 | node_8107402_200904385 | 408.254 | bal_1P_4ACW | 8107402 | no | no |  |  | no |  |  | 0 | 0 | 0 | 0
oh_line_8107402_200904386 |  | AD | node_8107402_200904385 | node_8107402_200904386 | 284.391 | bal_1P_4ACW | 8107402 | no | no |  |  | no |  |  | 0 | 0 | 0 | 0
oh_line_8107402_200904387 |  | AD | node_8107402_200904386 | node_8107402_200904387 | 187.222 | bal_1P_4ACW | 8107402 | no | no |  |  | no |  |  | 0 | 0 | 0 | 0
oh_line_8107402_200904388 |  | AD | node_8107402_200904387 | node_8107402_200904388 | 198.177 | bal_1P_1/0AA | 8107402 | no | no |  |  | no |  |  | 0 | 0 | 0 | 0
oh_line_8107402_200904389 |  | AD | node_8107402_200904387 | node_8107402_200904389 | 280.13 | bal_1P_4ACW | 8107402 | no | no |  |  | no |  |  | 0 | 0 | 0 | 0
oh_line_8107402_200904390 |  | AD | node_8107402_200904389 | node_8107402_200904390 | 296.944 | bal_1P_4ACW | 8107402 | no | no |  |  | no |  |  | 0 | 0 | 0 | 0
oh_line_8107402_200904391 |  | AD | node_8107402_200904390 | node_8107402_200904391 | 255.454 | bal_1P_4ACW | 8107402 | no | no |  |  | no |  |  | 0 | 0 | 0 | 0
oh_line_8107402_200904392 |  | AD | node_8107402_200904391 | node_8107402_200904392 | 149.997 | bal_1P_4ACW | 8107402 | no | no |  |  | no |  |  | 0 | 0 | 0 | 0
oh_line_8107402_200904394 |  | AD | node_8107402_201060320 | node_8107402_200904394 | 420.109 | bal_1P_4ACW | 8107402 | no | no |  |  | no |  |  | 0 | 0 | 0 | 0
oh_line_8107402_200904395 |  | AD | node_8107402_200904394 | node_8107402_200904395 | 201.859 | bal_1P_1/0AC | 8107402 | no | no |  |  | no |  |  | 0 | 0 | 0 | 0
oh_line_8107402_200904396 |  | AD | node_8107402_200904380 | node_8107402_200904396 | 261.889 | bal_1P_4ACW | 8107402 | no | no |  |  | no |  |  | 0 | 0 | 0 | 0
oh_line_8107402_200904397 |  | AD | node_8107402_200904396 | node_8107402_200904397 | 258.85 | bal_1P_4ACW | 8107402 | no | no |  |  | no |  |  | 0 | 0 | 0 | 0
oh_line_8107402_200904398 |  | AD | node_8107402_200904397 | node_8107402_200904398 | 253.747 | bal_1P_4ACW | 8107402 | no | no |  |  | no |  |  | 0 | 0 | 0 | 0
oh_line_8107402_200904399 |  | AD | node_8107402_200904398 | node_8107402_200904399 | 258.717 | bal_1P_4ACW | 8107402 | no | no |  |  | no |  |  | 0 | 0 | 0 | 0
oh_line_8107402_200904400 |  | AD | node_8107402_200904399 | node_8107402_200904400 | 209.997 | bal_1P_1/0AA | 8107402 | no | no |  |  | no |  |  | 0 | 0 | 0 | 0
oh_line_8107402_200904401 |  | AD | node_8107402_200904399 | node_8107402_200904401 | 320.264 | bal_1P_4ACW | 8107402 | no | no |  |  | no |  |  | 0 | 0 | 0 | 0
oh_line_8107402_200904402 |  | AD | node_8107402_200904401 | node_8107402_200904402 | 372.169 | bal_1P_4ACW | 8107402 | no | no |  |  | no |  |  | 0 | 0 | 0 | 0
oh_line_8107402_200904405 |  | AD | node_8107402_201061742 | node_8107402_200904405 | 200.122 | bal_1P_4ACW | 8107402 | no | no |  |  | no |  |  | 0 | 0 | 0 | 0
oh_line_8107402_200904406 |  | AD | node_8107402_200904405 | node_8107402_200904406 | 160.169 | bal_1P_1/0AA | 8107402 | no | no |  |  | no |  |  | 0 | 0 | 0 | 0
oh_line_8107402_200904407 |  | AD | node_8107402_200904405 | node_8107402_200904407 | 328.15 | bal_1P_4ACW | 8107402 | no | no |  |  | no |  |  | 0 | 0 | 0 | 0
oh_line_8107402_200904409 |  | AD | node_8107402_200904407 | node_8107402_200904409 | 528.232 | bal_1P_4ACW | 8107402 | no | no |  |  | no |  |  | 0 | 0 | 0 | 0
oh_line_8107402_200904410 |  | AD | node_8107402_200904409 | node_8107402_200904410 | 295.706 | bal_1P_1/0AC | 8107402 | no | no |  |  | no |  |  | 0 | 0 | 0 | 0
oh_line_8107402_200904864 |  | AD | node_8107402_311914932 | node_intto1_8107402_200904864 | 69.789 | bal_1P_1/0AA | 8107402 | no | no |  |  | no |  |  | 0 | 0 | 0 | 0
oh_line_8107402_200904865 |  | AD | node_8107402_200904883 | node_8107402_200904865 | 323.317 | bal_1P_1/0AC | 8107402 | no | no |  |  | no |  |  | 0 | 0 | 0 | 0
oh_line_8107402_200904866 |  | AD | node_8107402_200904865 | node_8107402_200904866 | 320.886 | bal_1P_1/0AC | 8107402 | no | no |  |  | no |  |  | 0 | 0 | 0 | 0
oh_line_8107402_200904867 |  | AD | node_8107402_200904866 | node_8107402_200904867 | 301.522 | bal_1P_1/0AC | 8107402 | no | no |  |  | no |  |  | 0 | 0 | 0 | 0
oh_line_8107402_200904869 |  | AD | node_8107402_200904867 | node_8107402_200904869 | 114.17 | bal_1P_1/0AC | 8107402 | no | no |  |  | no |  |  | 0 | 0 | 0 | 0
oh_line_8107402_200904870 |  | AD | node_8107402_200904867 | node_8107402_200904870 | 231.71 | bal_1P_1/0AC | 8107402 | no | no |  |  | no |  |  | 0 | 0 | 0 | 0
oh_line_8107402_200904871 |  | AD | node_8107402_200904870 | node_8107402_200904871 | 238.969 | bal_1P_1/0AC | 8107402 | no | no |  |  | no |  |  | 0 | 0 | 0 | 0
oh_line_8107402_200904872 |  | AD | node_8107402_200904871 | node_8107402_200904872 | 231.275 | bal_1P_1/0AC | 8107402 | no | no |  |  | no |  |  | 0 | 0 | 0 | 0
oh_line_8107402_200904874 |  | AD | node_8107402_200904872 | node_8107402_200904874 | 291.171 | bal_1P_1/0AA | 8107402 | no | no |  |  | no |  |  | 0 | 0 | 0 | 0
oh_line_8107402_200904875 |  | AD | node_8107402_200904874 | node_8107402_200904875 | 295.264 | bal_1P_1/0AA | 8107402 | no | no |  |  | no |  |  | 0 | 0 | 0 | 0
oh_line_8107402_200904876 |  | AD | node_8107402_200904864 | node_8107402_200904876 | 265.089 | bal_1P_2AC | 8107402 | no | no |  |  | no |  |  | 0 | 0 | 0 | 0
oh_line_8107402_200904877 |  | AD | node_8107402_200904876 | node_8107402_200904877 | 144.001 | bal_1P_2AC | 8107402 | no | no |  |  | no |  |  | 0 | 0 | 0 | 0
oh_line_8107402_200904878 |  | AD | node_8107402_200904877 | node_8107402_200904878 | 116.799 | bal_1P_2AC | 8107402 | no | no |  |  | no |  |  | 0 | 0 | 0 | 0
oh_line_8107402_200904879 |  | AD | node_8107402_200904878 | node_8107402_200904879 | 155.381 | bal_1P_2AC | 8107402 | no | no |  |  | no |  |  | 0 | 0 | 0 | 0
oh_line_8107402_200904880 |  | AD | node_8107402_200904879 | node_8107402_200904880 | 227.843 | bal_1P_2AC | 8107402 | no | no |  |  | no |  |  | 0 | 0 | 0 | 0
oh_line_8107402_200904882 |  | AD | node_8107402_200974637 | node_8107402_200904882 | 226.489 | bal_1P_2AC | 8107402 | no | no |  |  | no |  |  | 0 | 0 | 0 | 0
oh_line_8107402_200904883 |  | AD | node_8107402_200904882 | node_intto1_8107402_200904883 | 192.768 | bal_1P_1/0AC | 8107402 | no | no |  |  | no |  |  | 0 | 0 | 0 | 0
oh_line_8107402_200904884 |  | AD | node_8107402_200904883 | node_8107402_200904884 | 206.008 | bal_1P_1/0AA | 8107402 | no | no |  |  | no |  |  | 0 | 0 | 0 | 0
oh_line_8107402_200904885 |  | AD | node_8107402_200904884 | node_8107402_200904885 | 154.784 | bal_1P_1/0AA | 8107402 | no | no |  |  | no |  |  | 0 | 0 | 0 | 0
oh_line_8107402_200904901 |  | AD | node_8107402_200903570 | node_8107402_200904901 | 171.7 | bal_1P_2AC | 8107402 | no | no |  |  | no |  |  | 0 | 0 | 0 | 0
oh_line_8107402_200904902 |  | AD | node_8107402_200904917 | node_8107402_200904902 | 335.656 | bal_1P_2AC | 8107402 | no | no |  |  | no |  |  | 0 | 0 | 0 | 0
oh_line_8107402_200904903 |  | AD | node_8107402_200904902 | node_8107402_200904903 | 280.99 | bal_1P_2AC | 8107402 | no | no |  |  | no |  |  | 0 | 0 | 0 | 0
oh_line_8107402_200904904 |  | AD | node_8107402_200904903 | node_8107402_200904904 | 218.546 | bal_1P_1/0AC | 8107402 | no | no |  |  | no |  |  | 0 | 0 | 0 | 0
oh_line_8107402_200904905 |  | AD | node_8107402_200904903 | node_8107402_200904905 | 194.513 | bal_1P_2AC | 8107402 | no | no |  |  | no |  |  | 0 | 0 | 0 | 0
oh_line_8107402_200904906 |  | AD | node_8107402_200904905 | node_8107402_200904906 | 60.342 | bal_1P_1/0AC | 8107402 | no | no |  |  | no |  |  | 0 | 0 | 0 | 0
oh_line_8107402_200904907 |  | AD | node_8107402_200904906 | node_8107402_200904907 | 236.436 | bal_1P_1/0AC | 8107402 | no | no |  |  | no |  |  | 0 | 0 | 0 | 0
oh_line_8107402_200904908 |  | AD | node_8107402_200904905 | node_8107402_200904908 | 193.091 | bal_1P_2AC | 8107402 | no | no |  |  | no |  |  | 0 | 0 | 0 | 0
oh_line_8107402_200904909 |  | AD | node_8107402_200904908 | node_8107402_200904909 | 332.746 | bal_1P_2AC | 8107402 | no | no |  |  | no |  |  | 0 | 0 | 0 | 0
oh_line_8107402_200904910 |  | AD | node_8107402_200904901 | node_intto1_8107402_200904910 | 180.063 | bal_1P_2AC | 8107402 | no | no |  |  | no |  |  | 0 | 0 | 0 | 0
oh_line_8107402_200904911 |  | AD | node_8107402_200904910 | node_8107402_200904911 | 190.251 | bal_1P_2AC | 8107402 | no | no |  |  | no |  |  | 0 | 0 | 0 | 0
oh_line_8107402_200904912 |  | AD | node_8107402_200904911 | node_8107402_200904912 | 239.085 | bal_1P_2AC | 8107402 | no | no |  |  | no |  |  | 0 | 0 | 0 | 0
oh_line_8107402_200904913 |  | AD | node_8107402_200904912 | node_8107402_200904913 | 221.13 | bal_1P_2AC | 8107402 | no | no |  |  | no |  |  | 0 | 0 | 0 | 0
oh_line_8107402_200904914 |  | AD | node_8107402_200904913 | node_8107402_200904914 | 226.626 | bal_1P_2AC | 8107402 | no | no |  |  | no |  |  | 0 | 0 | 0 | 0
oh_line_8107402_200904915 |  | AD | node_8107402_200904914 | node_8107402_200904915 | 209.615 | bal_1P_2AC | 8107402 | no | no |  |  | no |  |  | 0 | 0 | 0 | 0
oh_line_8107402_200904916 |  | AD | node_8107402_200904915 | node_8107402_200904916 | 218.703 | bal_1P_2AC | 8107402 | no | no |  |  | no |  |  | 0 | 0 | 0 | 0
oh_line_8107402_200904917 |  | AD | node_8107402_200904916 | node_8107402_200904917 | 259.393 | bal_1P_2AC | 8107402 | no | no |  |  | no |  |  | 0 | 0 | 0 | 0
oh_line_8107402_200905060 |  | AD | node_8107402_200903860 | node_8107402_200905060 | 62.224 | bal_1P_2AC | 8107402 | no | no |  |  | no |  |  | 0 | 0 | 0 | 0
oh_line_8107402_200905061 |  | AD | node_8107402_200905060 | node_intto1_8107402_200905061 | 218.848 | bal_1P_1/0AC | 8107402 | no | no |  |  | no |  |  | 0 | 0 | 0 | 0
oh_line_8107402_200905062 |  | AD | node_8107402_200905061 | node_8107402_200905062 | 205.487 | bal_1P_1/0AC | 8107402 | no | no |  |  | no |  |  | 0 | 0 | 0 | 0
oh_line_8107402_200905107 |  | AN | node_8107402_200905833 | node_intto1_8107402_200905107 | 156.561 | bal_1P_4/0AC_4/0AC(N) | 8107402 | no | no |  |  | no |  |  | 0 | 0 | 0 | 0
oh_line_8107402_200905108 |  | AN | node_8107402_200905107 | node_8107402_200905108 | 192.368 | bal_1P_4/0AC_1/0AA(N) | 8107402 | no | no |  |  | no |  |  | 0 | 0 | 0 | 0
oh_line_8107402_200905109 |  | AN | node_8107402_200905108 | node_8107402_200905109 | 124.512 | bal_1P_4/0AC_1/0AA(N) | 8107402 | no | no |  |  | no |  |  | 0 | 0 | 0 | 0
oh_line_8107402_200905110 |  | AN | node_8107402_200905109 | node_8107402_200905110 | 141.144 | bal_1P_4/0AC_1/0AA(N) | 8107402 | no | no |  |  | no |  |  | 0 | 0 | 0 | 0
oh_line_8107402_200905116 |  | ABCN | node_8107402_200905665 | node_8107402_200905116 | 84.454 | bal_3P_1/0AA_1/0AA(N) | 8107402 | no | no |  |  | no |  |  | 0 | 0 | 0 | 0
oh_line_8107402_200905117 |  | ABCN | node_8107402_200905116 | node_intto1_8107402_200905117 | 275.365 | bal_3P_1/0AA_1/0AA(N) | 8107402 | no | no |  |  | no |  |  | 0 | 0 | 0 | 0
oh_line_8107402_200905118 |  | ABCN | node_8107402_200905117 | node_8107402_200905118 | 280.421 | bal_3P_1/0AA_1/0AA(N) | 8107402 | no | no |  |  | no |  |  | 0 | 0 | 0 | 0
oh_line_8107402_200905119 |  | ABCN | node_8107402_200905118 | node_8107402_200905119 | 268.123 | bal_3P_1/0AA_1/0AA(N) | 8107402 | no | no |  |  | no |  |  | 0 | 0 | 0 | 0
oh_line_8107402_200905120 |  | ABCN | node_8107402_200905119 | node_8107402_200905120 | 280.476 | bal_3P_1/0AA_1/0AA(N) | 8107402 | no | no |  |  | no |  |  | 0 | 0 | 0 | 0
oh_line_8107402_200905121 |  | ABCN | node_8107402_200905120 | node_8107402_200905121 | 275.078 | bal_3P_1/0AA_1/0AA(N) | 8107402 | no | no |  |  | no |  |  | 0 | 0 | 0 | 0
oh_line_8107402_200905122 |  | ABCN | node_8107402_200905121 | node_8107402_200905122 | 183.889 | bal_3P_1/0AA_1/0AA(N) | 8107402 | no | no |  |  | no |  |  | 0 | 0 | 0 | 0
oh_line_8107402_200905140 |  | AN | node_8107402_200905687 | node_8107402_200905140 | 79.274 | bal_1P_1/0AC_1/0AC(N) | 8107402 | no | no |  |  | no |  |  | 0 | 0 | 0 | 0
oh_line_8107402_200905141 |  | AN | node_8107402_200905140 | node_intto1_8107402_200905141 | 328.521 | bal_1P_1/0AC_1/0AC(N) | 8107402 | no | no |  |  | no |  |  | 0 | 0 | 0 | 0
oh_line_8107402_200905142 |  | AN | node_8107402_200905141 | node_8107402_200905142 | 149.766 | bal_1P_1/0AC_1/0AC(N) | 8107402 | no | no |  |  | no |  |  | 0 | 0 | 0 | 0
oh_line_8107402_200905143 |  | AN | node_8107402_200905142 | node_8107402_200905143 | 149.532 | bal_1P_1/0AC_1/0AC(N) | 8107402 | no | no |  |  | no |  |  | 0 | 0 | 0 | 0
oh_line_8107402_200905144 |  | AN | node_8107402_200905143 | node_8107402_200905144 | 148.826 | bal_1P_1/0AC_1/0AC(N) | 8107402 | no | no |  |  | no |  |  | 0 | 0 | 0 | 0
oh_line_8107402_200905145 |  | AN | node_8107402_200905144 | node_8107402_200905145 | 148.653 | bal_1P_1/0AC_1/0AC(N) | 8107402 | no | no |  |  | no |  |  | 0 | 0 | 0 | 0
oh_line_8107402_200905146 |  | AN | node_8107402_200905145 | node_8107402_200905146 | 151.99 | bal_1P_1/0AC_1/0AC(N) | 8107402 | no | no |  |  | no |  |  | 0 | 0 | 0 | 0
oh_line_8107402_200905147 |  | AN | node_8107402_200905146 | node_8107402_200905147 | 147.323 | bal_1P_1/0AC_1/0AC(N) | 8107402 | no | no |  |  | no |  |  | 0 | 0 | 0 | 0
oh_line_8107402_200905148 |  | AN | node_8107402_200905147 | node_8107402_200905148 | 146.788 | bal_1P_1/0AC_1/0AC(N) | 8107402 | no | no |  |  | no |  |  | 0 | 0 | 0 | 0
oh_line_8107402_200905194 |  | AN | node_8107402_200904245 | node_8107402_200905194 | 114.46 | bal_1P_1/0AC_1/0AC(N) | 8107402 | no | no |  |  | no |  |  | 0 | 0 | 0 | 0
oh_line_8107402_200905195 |  | AN | node_8107402_200905194 | node_intto1_8107402_200905195 | 243.112 | bal_1P_1/0AC_1/0AC(N) | 8107402 | no | no |  |  | no |  |  | 0 | 0 | 0 | 0
oh_line_8107402_200905197 |  | AN | node_8107402_200905195 | node_8107402_200905197 | 250.283 | bal_1P_1/0AC_1/0AC(N) | 8107402 | no | no |  |  | no |  |  | 0 | 0 | 0 | 0
oh_line_8107402_200905198 |  | AN | node_8107402_200905197 | node_8107402_200905198 | 236.489 | bal_1P_1/0AC_1/0AC(N) | 8107402 | no | no |  |  | no |  |  | 0 | 0 | 0 | 0
oh_line_8107402_200905199 |  | AN | node_8107402_200905198 | node_8107402_200905199 | 309.561 | bal_1P_1/0AC_1/0AC(N) | 8107402 | no | no |  |  | no |  |  | 0 | 0 | 0 | 0
oh_line_8107402_200905229 |  | AN | node_8107402_200905684 | node_8107402_200905229 | 141.239 | bal_1P_1/0AC_1/0AC(N) | 8107402 | no | no |  |  | no |  |  | 0 | 0 | 0 | 0
oh_line_8107402_200905230-1 |  | AN | node_220465170 | node_8107402_200905230 | 20.862 | bal_1P_1/0AC_1/0AC(N) | 8107402 | no | no |  |  | no |  |  | 0 | 0 | 0 | 0
oh_line_8107402_200905230-2 |  | AN | node_220387200 | node_intto1_220465170 | 22.431 | bal_1P_1/0AC_1/0AC(N) | 8107402 | no | no |  |  | no |  |  | 0 | 0 | 0 | 0
oh_line_8107402_200905230-3 |  | AN | node_8107402_200905229 | node_intto1_220387200 | 162.558 | bal_1P_1/0AC_1/0AC(N) | 8107402 | no | no |  |  | no |  |  | 0 | 0 | 0 | 0
oh_line_8107402_200905242 |  | ABCN | node_8107402_200905665 | node_intto1_8107402_200905242 | 93.061 | bal_3P_1/0AA_1/0AA(N) | 8107402 | no | no |  |  | no |  |  | 0 | 0 | 0 | 0
oh_line_8107402_200905243 |  | ABCN | node_8107402_200905242 | node_8107402_200905243 | 298.136 | bal_3P_2AC_1/0AC(N) | 8107402 | no | no |  |  | no |  |  | 0 | 0 | 0 | 0
oh_line_8107402_200905244 |  | ABCN | node_8107402_200905243 | node_8107402_200905244 | 310.663 | bal_3P_2AC_1/0AC(N) | 8107402 | no | no |  |  | no |  |  | 0 | 0 | 0 | 0
oh_line_8107402_200905245 |  | ABCN | node_8107402_200905244 | node_8107402_200905245 | 319.367 | bal_3P_2AC_1/0AC(N) | 8107402 | no | no |  |  | no |  |  | 0 | 0 | 0 | 0
oh_line_8107402_200905246 |  | ABCN | node_8107402_200905245 | node_8107402_200905246 | 163.762 | bal_3P_1/0AC_2AC(N) | 8107402 | no | no |  |  | no |  |  | 0 | 0 | 0 | 0
oh_line_8107402_200905430 |  | ABCN | node_8107402_200905749 | node_intto1_8107402_200905430 | 192.065 | bal_3P_4/0AC_1/0AC(N) | 8107402 | no | no |  |  | no |  |  | 0 | 0 | 0 | 0
oh_line_8107402_200905458 |  | ABN | node_8107402_200905728 | node_intto1_8107402_200905458 | 133.258 | bal_2P_2AC_1/0AA(N) | 8107402 | no | no |  |  | no |  |  | 0 | 0 | 0 | 0
oh_line_8107402_200905459 |  | AN | node_8107402_200905471 | node_8107402_200905459 | 299.888 | bal_1P_1/0AA_1/0AA(N) | 8107402 | no | no |  |  | no |  |  | 0 | 0 | 0 | 0
oh_line_8107402_200905460-1 |  | AN | node_220465155 | node_8107402_200905460 | 12.584 | bal_1P_1/0AA_1/0AA(N) | 8107402 | no | no |  |  | no |  |  | 0 | 0 | 0 | 0
oh_line_8107402_200905460-2 |  | AN | node_220387225 | node_intto1_220465155 | 17.427 | bal_1P_1/0AA_1/0AA(N) | 8107402 | no | no |  |  | no |  |  | 0 | 0 | 0 | 0
oh_line_8107402_200905460-3 |  | AN | node_8107402_200905459 | node_intto1_220387225 | 248.082 | bal_1P_1/0AA_1/0AA(N) | 8107402 | no | no |  |  | no |  |  | 0 | 0 | 0 | 0
oh_line_8107402_200905461 |  | AN | node_8107402_200905458 | node_8107402_200905461 | 129.566 | bal_1P_2AC_2AC(N) | 8107402 | no | no |  |  | no |  |  | 0 | 0 | 0 | 0
oh_line_8107402_200905462 |  | AN | node_8107402_200905461 | node_8107402_200905462 | 120.525 | bal_1P_2AC_2AC(N) | 8107402 | no | no |  |  | no |  |  | 0 | 0 | 0 | 0
oh_line_8107402_200905463 |  | AN | node_8107402_200905462 | node_8107402_200905463 | 246.672 | bal_1P_2AC_2AC(N) | 8107402 | no | no |  |  | no |  |  | 0 | 0 | 0 | 0
oh_line_8107402_200905464 |  | AN | node_8107402_200905463 | node_8107402_200905464 | 162.26 | bal_1P_2AC_2AC(N) | 8107402 | no | no |  |  | no |  |  | 0 | 0 | 0 | 0
oh_line_8107402_200905465 |  | AN | node_8107402_200905464 | node_8107402_200905465 | 280.127 | bal_1P_1/0AA_1/0AA(N) | 8107402 | no | no |  |  | no |  |  | 0 | 0 | 0 | 0
oh_line_8107402_200905469 |  | AN | node_8107402_201027917 | node_8107402_200905469 | 293.293 | bal_1P_1/0AA_1/0AA(N) | 8107402 | no | no |  |  | no |  |  | 0 | 0 | 0 | 0
oh_line_8107402_200905471 |  | AN | node_8107402_200905469 | node_8107402_200905471 | 292.36 | bal_1P_1/0AA_1/0AA(N) | 8107402 | no | no |  |  | no |  |  | 0 | 0 | 0 | 0
oh_line_8107402_200905472 |  | AN | node_8107402_200905690 | node_8107402_200905472 | 105.923 | bal_1P_2AC_1/0AC(N) | 8107402 | no | no |  |  | no |  |  | 0 | 0 | 0 | 0
oh_line_8107402_200905473 |  | AN | node_8107402_200905472 | node_8107402_200905473 | 195.81 | bal_1P_2AC_1/0AC(N) | 8107402 | no | no |  |  | no |  |  | 0 | 0 | 0 | 0
oh_line_8107402_200905474 |  | AN | node_8107402_200905473 | node_8107402_200905474 | 181.133 | bal_1P_2AC_1/0AC(N) | 8107402 | no | no |  |  | no |  |  | 0 | 0 | 0 | 0
oh_line_8107402_200905484 |  | AD | node_8107402_200905062 | node_8107402_200905484 | 168.071 | bal_1P_1/0AA | 8107402 | no | no |  |  | no |  |  | 0 | 0 | 0 | 0
oh_line_8107402_200905485 |  | AD | node_8107402_200905496 | node_8107402_200905485 | 320.864 | bal_1P_1/0AA | 8107402 | no | no |  |  | no |  |  | 0 | 0 | 0 | 0
oh_line_8107402_200905489 |  | AD | node_8107402_200905484 | node_8107402_200905489 | 177.438 | bal_1P_1/0AA | 8107402 | no | no |  |  | no |  |  | 0 | 0 | 0 | 0
oh_line_8107402_200905490 |  | AD | node_8107402_200905489 | node_8107402_200905490 | 178.684 | bal_1P_1/0AA | 8107402 | no | no |  |  | no |  |  | 0 | 0 | 0 | 0
oh_line_8107402_200905491 |  | AD | node_8107402_200905490 | node_8107402_200905491 | 131.265 | bal_1P_1/0AA | 8107402 | no | no |  |  | no |  |  | 0 | 0 | 0 | 0
oh_line_8107402_200905492 |  | AD | node_8107402_200905491 | node_8107402_200905492 | 99.687 | bal_1P_1/0AA | 8107402 | no | no |  |  | no |  |  | 0 | 0 | 0 | 0
oh_line_8107402_200905493 |  | AD | node_8107402_200905492 | node_8107402_200905493 | 224.789 | bal_1P_1/0AA | 8107402 | no | no |  |  | no |  |  | 0 | 0 | 0 | 0
oh_line_8107402_200905494 |  | AD | node_8107402_200905493 | node_8107402_200905494 | 210.273 | bal_1P_1/0AA | 8107402 | no | no |  |  | no |  |  | 0 | 0 | 0 | 0
oh_line_8107402_200905495 |  | AD | node_8107402_200905494 | node_8107402_200905495 | 263.81 | bal_1P_1/0AA | 8107402 | no | no |  |  | no |  |  | 0 | 0 | 0 | 0
oh_line_8107402_200905496 |  | AD | node_8107402_200905495 | node_8107402_200905496 | 261.64 | bal_1P_1/0AA | 8107402 | no | no |  |  | no |  |  | 0 | 0 | 0 | 0
oh_line_8107402_200905499 |  | AD | node_8107402_200905496 | node_8107402_200905499 | 221.894 | bal_1P_1/0AA | 8107402 | no | no |  |  | no |  |  | 0 | 0 | 0 | 0
oh_line_8107402_200905500 |  | AD | node_8107402_200905499 | node_8107402_200905500 | 234.217 | bal_1P_1/0AA | 8107402 | no | no |  |  | no |  |  | 0 | 0 | 0 | 0
oh_line_8107402_200905615 |  | AN | node_8107402_200905679 | node_8107402_200905615 | 356.828 | bal_1P_1/0AC_1/0AC(N) | 8107402 | no | no |  |  | no |  |  | 0 | 0 | 0 | 0
oh_line_8107402_200905617 |  | ABCN | node_8107402_200905691 | node_8107402_200905617 | 71.102 | bal_3P_WYECUST | 8107402 | no | no |  |  | no |  |  | 0 | 0 | 0 | 0
oh_line_8107402_200905619 |  | ABCN | node_8107402_200902214 | node_8107402_200905619 | 298.563 | bal_3P_477AL_4/0AC(N) | 8107402 | no | no |  |  | no |  |  | 0 | 0 | 0 | 0
oh_line_8107402_200905620 |  | ABCN | node_8107402_200905619 | node_8107402_200905620 | 148.583 | bal_3P_477AL_4/0AC(N) | 8107402 | no | no |  |  | no |  |  | 0 | 0 | 0 | 0
oh_line_8107402_200905622 |  | ABCN | node_8107402_200905620 | node_8107402_200905622 | 134.804 | bal_3P_477AL_4/0AC(N) | 8107402 | no | no |  |  | no |  |  | 0 | 0 | 0 | 0
oh_line_8107402_200905626 |  | ABCN | node_8107402_200987951 | node_8107402_200905626 | 151.462 | bal_3P_477AL_4/0AL(N) | 8107402 | no | no |  |  | no |  |  | 0 | 0 | 0 | 0
oh_line_8107402_200905627 |  | ABCN | node_8107402_200905626 | node_8107402_200905627 | 162.028 | bal_3P_477AL_4/0AL(N) | 8107402 | no | no |  |  | no |  |  | 0 | 0 | 0 | 0
oh_line_8107402_200905628 |  | ABCN | node_8107402_200905627 | node_8107402_200905628 | 120.038 | bal_3P_477AL_4/0AL(N) | 8107402 | no | no |  |  | no |  |  | 0 | 0 | 0 | 0
oh_line_8107402_200905629 |  | ABCN | node_8107402_200905628 | node_8107402_200905629 | 124.035 | bal_3P_477AL_4/0AL(N) | 8107402 | no | no |  |  | no |  |  | 0 | 0 | 0 | 0
oh_line_8107402_200905630 |  | ABCN | node_8107402_200905629 | node_8107402_200905630 | 125.596 | bal_3P_477AL_4/0AL(N) | 8107402 | no | no |  |  | no |  |  | 0 | 0 | 0 | 0
oh_line_8107402_200905631 |  | ABCN | node_8107402_200905630 | node_8107402_200905631 | 77.362 | bal_3P_1/0AC_2AC(N) | 8107402 | no | no |  |  | no |  |  | 0 | 0 | 0 | 0
oh_line_8107402_200905632 |  | ABCN | node_8107402_200905631 | node_8107402_200905632 | 194.504 | bal_3P_1/0AC_2AC(N) | 8107402 | no | no |  |  | no |  |  | 0 | 0 | 0 | 0
oh_line_8107402_200905633 |  | ABCN | node_8107402_200905632 | node_8107402_200905633 | 160.609 | bal_3P_1/0AC_2AC(N) | 8107402 | no | no |  |  | no |  |  | 0 | 0 | 0 | 0
oh_line_8107402_200905634 |  | ABCN | node_8107402_200905630 | node_8107402_200905634 | 197.051 | bal_3P_1/0AA_1/0AA(N) | 8107402 | no | no |  |  | no |  |  | 0 | 0 | 0 | 0
oh_line_8107402_200905635 |  | ABCN | node_8107402_200905630 | node_8107402_200905635 | 116.588 | bal_3P_477AL_4/0AL(N) | 8107402 | no | no |  |  | no |  |  | 0 | 0 | 0 | 0
oh_line_8107402_200905636 |  | ABCN | node_8107402_200905635 | node_8107402_200905636 | 117.186 | bal_3P_477AL_4/0AL(N) | 8107402 | no | no |  |  | no |  |  | 0 | 0 | 0 | 0
oh_line_8107402_200905638 |  | ABCN | node_8107402_200905636 | node_8107402_200905638 | 208.344 | bal_3P_477AL_4/0AL(N) | 8107402 | no | no |  |  | no |  |  | 0 | 0 | 0 | 0
oh_line_8107402_200905640 |  | ABCN | node_8107402_200905638 | node_8107402_200905640 | 207.26 | bal_3P_477AL_4/0AL(N) | 8107402 | no | no |  |  | no |  |  | 0 | 0 | 0 | 0
oh_line_8107402_200905642 |  | ABCN | node_8107402_200905640 | node_8107402_200905642 | 144.259 | bal_3P_477AL_4/0AL(N) | 8107402 | no | no |  |  | no |  |  | 0 | 0 | 0 | 0
oh_line_8107402_200905643 |  | ABCN | node_8107402_200905642 | node_8107402_200905643 | 113.62 | bal_3P_477AL_4/0AL(N) | 8107402 | no | no |  |  | no |  |  | 0 | 0 | 0 | 0
oh_line_8107402_200905644 |  | ABCN | node_8107402_200905643 | node_8107402_200905644 | 137.009 | bal_3P_477AL_4/0AL(N) | 8107402 | no | no |  |  | no |  |  | 0 | 0 | 0 | 0
oh_line_8107402_200905645 |  | ABCN | node_8107402_200905644 | node_8107402_200905645 | 162.791 | bal_3P_477AL_4/0AL(N) | 8107402 | no | no |  |  | no |  |  | 0 | 0 | 0 | 0
oh_line_8107402_200905646 |  | ABCN | node_8107402_200905645 | node_8107402_200905646 | 139.003 | bal_3P_477AL_4/0AL(N) | 8107402 | no | no |  |  | no |  |  | 0 | 0 | 0 | 0
oh_line_8107402_200905648 |  | ABCN | node_8107402_200905646 | node_8107402_200905648 | 107.826 | bal_3P_477AL_4/0AL(N) | 8107402 | no | no |  |  | no |  |  | 0 | 0 | 0 | 0
oh_line_8107402_200905649 |  | ABCN | node_8107402_200905648 | node_8107402_200905649 | 110.719 | bal_3P_477AL_4/0AL(N) | 8107402 | no | no |  |  | no |  |  | 0 | 0 | 0 | 0
oh_line_8107402_200905651 |  | ABCN | node_8107402_200905649 | node_8107402_200905651 | 85.074 | bal_3P_4/0AC_4/0AL(N) | 8107402 | no | no |  |  | no |  |  | 0 | 0 | 0 | 0
oh_line_8107402_200905652 |  | ABCN | node_8107402_200905651 | node_8107402_200905652 | 154.763 | bal_3P_4/0AC_4/0AL(N) | 8107402 | no | no |  |  | no |  |  | 0 | 0 | 0 | 0
oh_line_8107402_200905654 |  | ABCN | node_8107402_200905652 | node_8107402_200905654 | 115.669 | bal_3P_4/0AC_4/0AL(N) | 8107402 | no | no |  |  | no |  |  | 0 | 0 | 0 | 0
oh_line_8107402_200905655 |  | ABCN | node_8107402_200905654 | node_8107402_200905655 | 205.725 | bal_3P_1/0AC_1/0AC(N) | 8107402 | no | no |  |  | no |  |  | 0 | 0 | 0 | 0
oh_line_8107402_200905656 |  | ABCN | node_8107402_200905654 | node_8107402_200905656 | 50.515 | bal_3P_4/0AC_4/0AL(N) | 8107402 | no | no |  |  | no |  |  | 0 | 0 | 0 | 0
oh_line_8107402_200905657 |  | ABCN | node_8107402_200905656 | node_8107402_200905657 | 257.074 | bal_3P_4/0AC_4/0AL(N) | 8107402 | no | no |  |  | no |  |  | 0 | 0 | 0 | 0
oh_line_8107402_200905658 |  | ABCN | node_8107402_200905657 | node_8107402_200905658 | 136.427 | bal_3P_4/0AC_4/0AL(N) | 8107402 | no | no |  |  | no |  |  | 0 | 0 | 0 | 0
oh_line_8107402_200905659-1 |  | ABCN | node_8107402_200905658 | node_1290505_989_15292651_188 | 188.68 | bal_3P_4/0AA_1/0AA(N) | 8107402 | no | no |  |  | no |  |  | 0 | 0 | 0 | 0
oh_line_8107402_200905659-2 |  | ABCN | node_1290505_989_15292651_188 | node_8107402_200905659 | 2.349 | bal_3P_4/0AA_1/0AA(N) | 8107402 | no | no |  |  | no |  |  | 0 | 0 | 0 | 0
oh_line_8107402_200905660 |  | ABCN | node_8107402_200905659 | node_8107402_200905660 | 218.302 | bal_3P_4/0AA_1/0AA(N) | 8107402 | no | no |  |  | no |  |  | 0 | 0 | 0 | 0
oh_line_8107402_200905662 |  | ABCN | node_8107402_200905660 | node_8107402_200905662 | 334.601 | bal_3P_4/0AA_1/0AA(N) | 8107402 | no | no |  |  | no |  |  | 0 | 0 | 0 | 0
oh_line_8107402_200905663 |  | ABCN | node_8107402_200905662 | node_8107402_200905663 | 274.38 | bal_3P_4/0AA_1/0AA(N) | 8107402 | no | no |  |  | no |  |  | 0 | 0 | 0 | 0
oh_line_8107402_200905664 |  | ABCN | node_8107402_200905663 | node_8107402_200905664 | 269.579 | bal_3P_4/0AA_1/0AA(N) | 8107402 | no | no |  |  | no |  |  | 0 | 0 | 0 | 0
oh_line_8107402_200905665 |  | ABCN | node_8107402_200905664 | node_8107402_200905665 | 264.164 | bal_3P_4/0AA_1/0AA(N) | 8107402 | no | no |  |  | no |  |  | 0 | 0 | 0 | 0
oh_line_8107402_200905666 |  | ABCN | node_8107402_200905665 | node_8107402_200905666 | 144.562 | bal_3P_4/0AA_1/0AA(N) | 8107402 | no | no |  |  | no |  |  | 0 | 0 | 0 | 0
oh_line_8107402_200905667 |  | ABCN | node_8107402_200905666 | node_intto1_8107402_200905667 | 256.113 | bal_3P_4/0AA_1/0AA(N) | 8107402 | no | no |  |  | no |  |  | 0 | 0 | 0 | 0
oh_line_8107402_200905668 |  | ABCN | node_8107402_200905667 | node_8107402_200905668 | 247.98 | bal_3P_4/0AA_1/0AA(N) | 8107402 | no | no |  |  | no |  |  | 0 | 0 | 0 | 0
oh_line_8107402_200905669 |  | ABCN | node_8107402_200905668 | node_8107402_200905669 | 253.31 | bal_3P_4/0AA_1/0AA(N) | 8107402 | no | no |  |  | no |  |  | 0 | 0 | 0 | 0
oh_line_8107402_200905670 |  | ABCN | node_8107402_200905669 | node_8107402_200905670 | 165.19 | bal_3P_4/0AA_1/0AA(N) | 8107402 | no | no |  |  | no |  |  | 0 | 0 | 0 | 0
oh_line_8107402_200905671 |  | ABCN | node_8107402_200905670 | node_8107402_200905671 | 257.589 | bal_3P_4/0AL_1/0AC(N) | 8107402 | no | no |  |  | no |  |  | 0 | 0 | 0 | 0
oh_line_8107402_200905672 |  | AN | node_8107402_200905671 | node_8107402_200905672 | 77.831 | bal_1P_2AC_2AC(N) | 8107402 | no | no |  |  | no |  |  | 0 | 0 | 0 | 0
oh_line_8107402_200905673 |  | AN | node_8107402_200905672 | node_8107402_200905673 | 202.807 | bal_1P_2AC_2AC(N) | 8107402 | no | no |  |  | no |  |  | 0 | 0 | 0 | 0
oh_line_8107402_200905675 |  | AN | node_8107402_200905673 | node_8107402_200905675 | 259.014 | bal_1P_2AC_2AC(N) | 8107402 | no | no |  |  | no |  |  | 0 | 0 | 0 | 0
oh_line_8107402_200905676 |  | AN | node_8107402_200905675 | node_8107402_200905676 | 154.21 | bal_1P_2AC_2AC(N) | 8107402 | no | no |  |  | no |  |  | 0 | 0 | 0 | 0
oh_line_8107402_200905677 |  | AN | node_8107402_200905676 | node_8107402_200905677 | 157.304 | bal_1P_2AC_2AC(N) | 8107402 | no | no |  |  | no |  |  | 0 | 0 | 0 | 0
oh_line_8107402_200905678 |  | ABCN | node_8107402_200905671 | node_8107402_200905678 | 219.007 | bal_3P_4/0AL_1/0AC(N) | 8107402 | no | no |  |  | no |  |  | 0 | 0 | 0 | 0
oh_line_8107402_200905679 |  | AN | node_8107402_200905678 | node_8107402_200905679 | 214.494 | bal_1P_1/0AC_1/0AC(N) | 8107402 | no | no |  |  | no |  |  | 0 | 0 | 0 | 0
oh_line_8107402_200905680 |  | ABCN | node_8107402_200905678 | node_8107402_200905680 | 254.39 | bal_3P_4/0AL_1/0AC(N) | 8107402 | no | no |  |  | no |  |  | 0 | 0 | 0 | 0
oh_line_8107402_200905682 |  | ABCN | node_8107402_200905680 | node_8107402_200905682 | 157.042 | bal_3P_4/0AL_1/0AC(N) | 8107402 | no | no |  |  | no |  |  | 0 | 0 | 0 | 0
oh_line_8107402_200905683 |  | AN | node_8107402_200905682 | node_8107402_200905683 | 194.627 | bal_1P_1/0AC_1/0AC(N) | 8107402 | no | no |  |  | no |  |  | 0 | 0 | 0 | 0
oh_line_8107402_200905684 |  | ABCN | node_8107402_200905682 | node_8107402_200905684 | 231.011 | bal_3P_4/0AL_1/0AC(N) | 8107402 | no | no |  |  | no |  |  | 0 | 0 | 0 | 0
oh_line_8107402_200905685 |  | ABCN | node_8107402_200905684 | node_8107402_200905685 | 199.582 | bal_3P_4/0AL_1/0AC(N) | 8107402 | no | no |  |  | no |  |  | 0 | 0 | 0 | 0
oh_line_8107402_200905686 |  | ABCN | node_8107402_200905685 | node_8107402_200905686 | 178.193 | bal_3P_4/0AL_1/0AC(N) | 8107402 | no | no |  |  | no |  |  | 0 | 0 | 0 | 0
oh_line_8107402_200905687 |  | ABCN | node_8107402_200905686 | node_8107402_200905687 | 163.147 | bal_3P_4/0AL_1/0AC(N) | 8107402 | no | no |  |  | no |  |  | 0 | 0 | 0 | 0
oh_line_8107402_200905688 |  | ABCN | node_8107402_200905687 | node_8107402_200905688 | 144.265 | bal_3P_4/0AL_1/0AC(N) | 8107402 | no | no |  |  | no |  |  | 0 | 0 | 0 | 0
oh_line_8107402_200905689 |  | AN | node_8107402_200905688 | node_8107402_200905689 | 77.388 | bal_1P_1/0AC_1/0AC(N) | 8107402 | no | no |  |  | no |  |  | 0 | 0 | 0 | 0
oh_line_8107402_200905690 |  | ABCN | node_8107402_200905688 | node_8107402_200905690 | 172.17 | bal_3P_4/0AL_1/0AC(N) | 8107402 | no | no |  |  | no |  |  | 0 | 0 | 0 | 0
oh_line_8107402_200905691 |  | ABCN | node_8107402_200905690 | node_8107402_200905691 | 185.951 | bal_3P_1/0AC_1/0AA(N) | 8107402 | no | no |  |  | no |  |  | 0 | 0 | 0 | 0
oh_line_8107402_200905692 |  | ABCN | node_8107402_200905691 | node_8107402_200905692 | 163.816 | bal_3P_1/0AC_1/0AA(N) | 8107402 | no | no |  |  | no |  |  | 0 | 0 | 0 | 0
oh_line_8107402_200905693 |  | AN | node_8107402_200905692 | node_8107402_200905693 | 187.03 | bal_1P_1/0AA_1/0AA(N) | 8107402 | no | no |  |  | no |  |  | 0 | 0 | 0 | 0
oh_line_8107402_200905694 |  | ABCN | node_8107402_200905690 | node_8107402_200905694 | 202.515 | bal_3P_4/0AL_1/0AC(N) | 8107402 | no | no |  |  | no |  |  | 0 | 0 | 0 | 0
oh_line_8107402_200905697 |  | ABCN | node_8107402_200905694 | node_8107402_200905697 | 200.581 | bal_3P_4/0AC_1/0AC(N) | 8107402 | no | no |  |  | no |  |  | 0 | 0 | 0 | 0
oh_line_8107402_200905698 |  | ABCN | node_8107402_200905697 | node_8107402_200905698 | 194.353 | bal_3P_4/0AC_1/0AC(N) | 8107402 | no | no |  |  | no |  |  | 0 | 0 | 0 | 0
oh_line_8107402_200905700 |  | ABCN | node_8107402_200905698 | node_8107402_200905700 | 173.014 | bal_3P_4/0AC_4/0AL(N) | 8107402 | no | no |  |  | no |  |  | 0 | 0 | 0 | 0
oh_line_8107402_200905702 |  | ABCN | node_8107402_200905700 | node_8107402_200905702 | 169.606 | bal_3P_4/0AC_4/0AL(N) | 8107402 | no | no |  |  | no |  |  | 0 | 0 | 0 | 0
oh_line_8107402_200905704 |  | ABCN | node_8107402_200905702 | node_8107402_200905704 | 181.286 | bal_3P_4/0AC_4/0AL(N) | 8107402 | no | no |  |  | no |  |  | 0 | 0 | 0 | 0
oh_line_8107402_200905705 |  | ABCN | node_8107402_200905704 | node_8107402_200905705 | 138.921 | bal_3P_4/0AC_4/0AL(N) | 8107402 | no | no |  |  | no |  |  | 0 | 0 | 0 | 0
oh_line_8107402_200905706 |  | ABCN | node_8107402_200905705 | node_8107402_200905706 | 138.015 | bal_3P_4/0AC_1/0AC(N) | 8107402 | no | no |  |  | no |  |  | 0 | 0 | 0 | 0
oh_line_8107402_200905707 |  | ABCN | node_8107402_200905706 | node_intto1_8107402_200905707 | 253.327 | bal_3P_4/0AC_1/0AC(N) | 8107402 | no | no |  |  | no |  |  | 0 | 0 | 0 | 0
oh_line_8107402_200905708 |  | ABCN | node_8107402_200959283 | node_8107402_200905708 | 170.566 | bal_3P_4/0AC_1/0AC(N) | 8107402 | no | no |  |  | no |  |  | 0 | 0 | 0 | 0
oh_line_8107402_200905710 |  | ABCN | node_8107402_201036286 | node_8107402_200905710 | 210.045 | bal_3P_4/0AC_1/0AC(N) | 8107402 | no | no |  |  | no |  |  | 0 | 0 | 0 | 0
oh_line_8107402_200905711 |  | ABCN | node_8107402_200905710 | node_8107402_200905711 | 211.216 | bal_3P_4/0AC_1/0AC(N) | 8107402 | no | no |  |  | no |  |  | 0 | 0 | 0 | 0
oh_line_8107402_200905712 |  | ABCN | node_8107402_200905711 | node_8107402_200905712 | 301.567 | bal_3P_4/0AC_1/0AC(N) | 8107402 | no | no |  |  | no |  |  | 0 | 0 | 0 | 0
oh_line_8107402_200905714 |  | ABCN | node_8107402_200905712 | node_8107402_200905714 | 225.207 | bal_3P_4/0AC_1/0AC(N) | 8107402 | no | no |  |  | no |  |  | 0 | 0 | 0 | 0
oh_line_8107402_200905716 |  | ABCN | node_8107402_200905714 | node_intto1_8107402_200905716 | 261.042 | bal_3P_4/0AC_1/0AC(N) | 8107402 | no | no |  |  | no |  |  | 0 | 0 | 0 | 0
oh_line_8107402_200905717 |  | ABCN | node_8107402_200905716 | node_8107402_200905717 | 254.076 | bal_3P_4/0AC_1/0AC(N) | 8107402 | no | no |  |  | no |  |  | 0 | 0 | 0 | 0
oh_line_8107402_200905719 |  | ABCN | node_8107402_200905717 | node_8107402_200905719 | 242.435 | bal_3P_4/0AC_1/0AC(N) | 8107402 | no | no |  |  | no |  |  | 0 | 0 | 0 | 0
oh_line_8107402_200905721 |  | ABCN | node_8107402_200905719 | node_8107402_200905721 | 314.494 | bal_3P_4/0AC_1/0AC(N) | 8107402 | no | no |  |  | no |  |  | 0 | 0 | 0 | 0
oh_line_8107402_200905722 |  | ABCN | node_8107402_200905721 | node_8107402_200905722 | 290.223 | bal_3P_4/0AC_1/0AC(N) | 8107402 | no | no |  |  | no |  |  | 0 | 0 | 0 | 0
oh_line_8107402_200905723 |  | ABCN | node_8107402_200905722 | node_8107402_200905723 | 225.949 | bal_3P_4/0AA_1/0AA(N) | 8107402 | no | no |  |  | no |  |  | 0 | 0 | 0 | 0
oh_line_8107402_200905724 |  | ABCN | node_8107402_200905723 | node_8107402_200905724 | 184.798 | bal_3P_4/0AA_1/0AA(N) | 8107402 | no | no |  |  | no |  |  | 0 | 0 | 0 | 0
oh_line_8107402_200905725 |  | ABCN | node_8107402_200905724 | node_8107402_200905725 | 149.404 | bal_3P_4/0AA_1/0AA(N) | 8107402 | no | no |  |  | no |  |  | 0 | 0 | 0 | 0
oh_line_8107402_200905726 |  | ABCN | node_8107402_200905725 | node_8107402_200905726 | 165.644 | bal_3P_4/0AA_1/0AA(N) | 8107402 | no | no |  |  | no |  |  | 0 | 0 | 0 | 0
oh_line_8107402_200905727 |  | ABCN | node_8107402_200905726 | node_8107402_200905727 | 258.742 | bal_3P_4/0AA_1/0AA(N) | 8107402 | no | no |  |  | no |  |  | 0 | 0 | 0 | 0
oh_line_8107402_200905728 |  | ABCN | node_8107402_200905727 | node_8107402_200905728 | 192.318 | bal_3P_4/0AA_1/0AA(N) | 8107402 | no | no |  |  | no |  |  | 0 | 0 | 0 | 0
oh_line_8107402_200905729 |  | ABCN | node_8107402_200905728 | node_8107402_200905729 | 132.004 | bal_3P_4/0AA_1/0AA(N) | 8107402 | no | no |  |  | no |  |  | 0 | 0 | 0 | 0
oh_line_8107402_200905730 |  | ABCN | node_8107402_200905729 | node_8107402_200905730 | 235.909 | bal_3P_4/0AA_1/0AA(N) | 8107402 | no | no |  |  | no |  |  | 0 | 0 | 0 | 0
oh_line_8107402_200905732 |  | ABCN | node_8107402_200905730 | node_8107402_200905732 | 129.709 | bal_3P_4/0AA_1/0AA(N) | 8107402 | no | no |  |  | no |  |  | 0 | 0 | 0 | 0
oh_line_8107402_200905733 |  | ABCN | node_8107402_200905732 | node_8107402_200905733 | 154.999 | bal_3P_4/0AA_1/0AA(N) | 8107402 | no | no |  |  | no |  |  | 0 | 0 | 0 | 0
oh_line_8107402_200905734 |  | ABCN | node_8107402_200905733 | node_intto1_8107402_200905734 | 90.89 | bal_3P_1/0AC_1/0AC(N) | 8107402 | no | no |  |  | no |  |  | 0 | 0 | 0 | 0
oh_line_8107402_200905735 |  | ABCN | node_8107402_200905733 | node_8107402_200905735 | 172.727 | bal_3P_4/0AA_1/0AA(N) | 8107402 | no | no |  |  | no |  |  | 0 | 0 | 0 | 0
oh_line_8107402_200905738 |  | ABCN | node_8107402_200905735 | node_8107402_200905738 | 319.422 | bal_3P_4/0AC_1/0AC(N) | 8107402 | no | no |  |  | no |  |  | 0 | 0 | 0 | 0
oh_line_8107402_200905739 |  | ABCN | node_8107402_200905738 | node_8107402_200905739 | 312.648 | bal_3P_4/0AC_1/0AC(N) | 8107402 | no | no |  |  | no |  |  | 0 | 0 | 0 | 0
oh_line_8107402_200905740 |  | ABCN | node_8107402_200905739 | node_8107402_200905740 | 293.991 | bal_3P_4/0AA_1/0AA(N) | 8107402 | no | no |  |  | no |  |  | 0 | 0 | 0 | 0
oh_line_8107402_200905741 |  | ABCN | node_8107402_200905740 | node_intto1_8107402_200905741 | 203.406 | bal_3P_4/0AA_1/0AA(N) | 8107402 | no | no |  |  | no |  |  | 0 | 0 | 0 | 0
oh_line_8107402_200905742 |  | ABCN | node_8107402_200905741 | node_8107402_200905742 | 257.421 | bal_3P_4/0AA_1/0AA(N) | 8107402 | no | no |  |  | no |  |  | 0 | 0 | 0 | 0
oh_line_8107402_200905743 |  | ABCN | node_8107402_200905742 | node_8107402_200905743 | 252.468 | bal_3P_4/0AA_1/0AA(N) | 8107402 | no | no |  |  | no |  |  | 0 | 0 | 0 | 0
oh_line_8107402_200905744 |  | ABCN | node_8107402_200905743 | node_8107402_200905744 | 283.401 | bal_3P_4/0AA_1/0AA(N) | 8107402 | no | no |  |  | no |  |  | 0 | 0 | 0 | 0
oh_line_8107402_200905745 |  | ABCN | node_8107402_200905744 | node_8107402_200905745 | 279.681 | bal_3P_4/0AA_1/0AA(N) | 8107402 | no | no |  |  | no |  |  | 0 | 0 | 0 | 0
oh_line_8107402_200905746 |  | ABCN | node_8107402_200905745 | node_8107402_200905746 | 274.145 | bal_3P_4/0AA_1/0AA(N) | 8107402 | no | no |  |  | no |  |  | 0 | 0 | 0 | 0
oh_line_8107402_200905747 |  | ABCN | node_8107402_200905746 | node_8107402_200905747 | 278.681 | bal_3P_4/0AA_1/0AA(N) | 8107402 | no | no |  |  | no |  |  | 0 | 0 | 0 | 0
oh_line_8107402_200905748 |  | ABCN | node_8107402_200905747 | node_8107402_200905748 | 186.392 | bal_3P_4/0AC_1/0AC(N) | 8107402 | no | no |  |  | no |  |  | 0 | 0 | 0 | 0
oh_line_8107402_200905749 |  | ABCN | node_8107402_200905748 | node_8107402_200905749 | 191.108 | bal_3P_4/0AC_1/0AC(N) | 8107402 | no | no |  |  | no |  |  | 0 | 0 | 0 | 0
oh_line_8107402_200905750 |  | ABCN | node_8107402_200905749 | node_8107402_200905750 | 260.737 | bal_3P_4/0AC_1/0AC(N) | 8107402 | no | no |  |  | no |  |  | 0 | 0 | 0 | 0
oh_line_8107402_200905751 |  | ABCN | node_8107402_200905750 | node_intto1_8107402_200905751 | 267.879 | bal_3P_4/0AC_1/0AC(N) | 8107402 | no | no |  |  | no |  |  | 0 | 0 | 0 | 0
oh_line_8107402_200905754 |  | ABCN | node_8107402_200905751 | node_8107402_200905754 | 242.649 | bal_3P_4/0AC_1/0AC(N) | 8107402 | no | no |  |  | no |  |  | 0 | 0 | 0 | 0
oh_line_8107402_200905755 |  | ABCN | node_8107402_200905754 | node_8107402_200905755 | 136.001 | bal_3P_4/0AC_1/0AC(N) | 8107402 | no | no |  |  | no |  |  | 0 | 0 | 0 | 0
oh_line_8107402_200905756 |  | ABCN | node_8107402_200905755 | node_8107402_200905756 | 215.365 | bal_3P_4/0AC_1/0AC(N) | 8107402 | no | no |  |  | no |  |  | 0 | 0 | 0 | 0
oh_line_8107402_200905757 |  | ABCN | node_8107402_200905756 | node_8107402_200905757 | 196.858 | bal_3P_4/0AC_1/0AC(N) | 8107402 | no | no |  |  | no |  |  | 0 | 0 | 0 | 0
oh_line_8107402_200905758 |  | ABCN | node_8107402_200905757 | node_8107402_200905758 | 234.154 | bal_3P_4/0AC_1/0AC(N) | 8107402 | no | no |  |  | no |  |  | 0 | 0 | 0 | 0
oh_line_8107402_200905759 |  | ABCN | node_8107402_200905758 | node_8107402_200905759 | 203.021 | bal_3P_4/0AC_1/0AC(N) | 8107402 | no | no |  |  | no |  |  | 0 | 0 | 0 | 0
oh_line_8107402_200905760 |  | ABCN | node_8107402_200905759 | node_8107402_200905760 | 226.593 | bal_3P_4/0AC_1/0AC(N) | 8107402 | no | no |  |  | no |  |  | 0 | 0 | 0 | 0
oh_line_8107402_200905761 |  | ABCN | node_8107402_200905760 | node_8107402_200905761 | 342.661 | bal_3P_4/0AC_1/0AC(N) | 8107402 | no | no |  |  | no |  |  | 0 | 0 | 0 | 0
oh_line_8107402_200905762 |  | ABCN | node_8107402_200905773 | node_8107402_200905762 | 138.773 | bal_3P_477AL_4/0AL(N) | 8107402 | no | no |  |  | no |  |  | 0 | 0 | 0 | 0
oh_line_8107402_200905763 |  | ABCN | node_8107402_200905762 | node_8107402_200905763 | 135.943 | bal_3P_477AL_4/0AL(N) | 8107402 | no | no |  |  | no |  |  | 0 | 0 | 0 | 0
oh_line_8107402_200905765 |  | ABCN | node_8107402_200905763 | node_8107402_200905765 | 260.421 | bal_3P_477AL_4/0AL(N) | 8107402 | no | no |  |  | no |  |  | 0 | 0 | 0 | 0
oh_line_8107402_200905766 |  | ABCN | node_8107402_200905765 | node_8107402_200905766 | 268.233 | bal_3P_477AL_4/0AL(N) | 8107402 | no | no |  |  | no |  |  | 0 | 0 | 0 | 0
oh_line_8107402_200905767 |  | ABCN | node_8107402_200905766 | node_8107402_200905767 | 282.39 | bal_3P_477AL_4/0AL(N) | 8107402 | no | no |  |  | no |  |  | 0 | 0 | 0 | 0
oh_line_8107402_200905769-1 |  | ABCN | node_540Y5-220557346 | node_8107402_200905769 | 10.698 | bal_3P_477AL_4/0AL(N) | 8107402 | no | no |  |  | no |  |  | 0 | 0 | 0 | 0
oh_line_8107402_200905769-2 |  | ABCN | node_540Y6-220557340 | node_intto1_540Y5-220557346 | 136.17 | bal_3P_477AL_4/0AL(N) | 8107402 | no | no |  |  | no |  |  | 0 | 0 | 0 | 0
oh_line_8107402_200905769-3 |  | ABCN | node_8107402_200905649 | node_intto1_540Y6-220557340 | 4.081 | bal_3P_477AL_4/0AL(N) | 8107402 | no | no |  |  | no |  |  | 0 | 0 | 0 | 0
oh_line_8107402_200905770 |  | ABCN | node_8107402_200905769 | node_8107402_200905770 | 152.345 | bal_3P_477AL_4/0AL(N) | 8107402 | no | no |  |  | no |  |  | 0 | 0 | 0 | 0
oh_line_8107402_200905771-1 |  | ABCN | node_513-SW2-312103493 | node_8107402_200905771 | 155.153 | bal_3P_477AL_4/0AL(N) | 8107402 | no | no |  |  | no |  |  | 0 | 0 | 0 | 0
oh_line_8107402_200905771-2 |  | ABCN | node_312103490 | node_intto1_513-SW2-312103493 | 2.926 | bal_3P_477AL_4/0AL(N) | 8107402 | no | no |  |  | no |  |  | 0 | 0 | 0 | 0
oh_line_8107402_200905771-3 |  | ABCN | node_312103489 | node_intto1_312103490 | 2.926 | bal_3P_477AL_4/0AL(N) | 8107402 | no | no |  |  | no |  |  | 0 | 0 | 0 | 0
oh_line_8107402_200905771-4 |  | ABCN | node_8107402_200905770 | node_intto1_312103489 | 8.366 | bal_3P_477AL_4/0AL(N) | 8107402 | no | no |  |  | no |  |  | 0 | 0 | 0 | 0
oh_line_8107402_200905773 |  | ABCN | node_8107402_200963492 | node_8107402_200905773 | 103.525 | bal_3P_477AL_4/0AL(N) | 8107402 | no | no |  |  | no |  |  | 0 | 0 | 0 | 0
oh_line_8107402_200905778 |  | AD | node_8107402_200905780 | node_8107402_200905778 | 167.63 | bal_1P_6CU | 8107402 | no | no |  |  | no |  |  | 0 | 0 | 0 | 0
oh_line_8107402_200905780 |  | AD | node_8107402_200905781 | node_8107402_200905780 | 155.638 | bal_1P_6CU | 8107402 | no | no |  |  | no |  |  | 0 | 0 | 0 | 0
oh_line_8107402_200905781 |  | AD | node_8107402_200905785 | node_8107402_200905781 | 176.273 | bal_1P_6CU | 8107402 | no | no |  |  | no |  |  | 0 | 0 | 0 | 0
oh_line_8107402_200905782 |  | AD | node_8107402_200905781 | node_8107402_200905782 | 253.667 | bal_1P_1/0AC | 8107402 | no | no |  |  | no |  |  | 0 | 0 | 0 | 0
oh_line_8107402_200905783 |  | AD | node_8107402_200905782 | node_8107402_200905783 | 175.118 | bal_1P_1/0AC | 8107402 | no | no |  |  | no |  |  | 0 | 0 | 0 | 0
oh_line_8107402_200905785 |  | AD | node_8107402_201056323 | node_8107402_200905785 | 165.964 | bal_1P_6CU | 8107402 | no | no |  |  | no |  |  | 0 | 0 | 0 | 0
oh_line_8107402_200905787 |  | AD | node_8107402_200905788 | node_8107402_200905787 | 143.323 | bal_1P_6CU | 8107402 | no | no |  |  | no |  |  | 0 | 0 | 0 | 0
oh_line_8107402_200905788-1 |  | ABCN | node_220465478 | node_8107402_200905788 | 6.33 | bal_3P_1/0AA_4/0AL(N) | 8107402 | no | no |  |  | no |  |  | 0 | 0 | 0 | 0
oh_line_8107402_200905788-2 |  | ABCN | node_220387176 | node_intto1_220465478 | 7.861 | bal_3P_1/0AA_4/0AL(N) | 8107402 | no | no |  |  | no |  |  | 0 | 0 | 0 | 0
oh_line_8107402_200905788-3 |  | ABCN | node_8107402_200968839 | node_intto1_220387176 | 78.923 | bal_3P_1/0AA_4/0AL(N) | 8107402 | no | no |  |  | no |  |  | 0 | 0 | 0 | 0
oh_line_8107402_200905791 |  | ABCN | node_8107402_200905793 | node_8107402_200905791 | 143.72 | bal_3P_1/0AA_4/0AL(N) | 8107402 | no | no |  |  | no |  |  | 0 | 0 | 0 | 0
oh_line_8107402_200905793 |  | ABCN | node_8107402_200968526 | node_8107402_200905793 | 133.48 | bal_3P_1/0AA_4/0AL(N) | 8107402 | no | no |  |  | no |  |  | 0 | 0 | 0 | 0
oh_line_8107402_200905794 |  | ABCN | node_8107402_200905793 | node_8107402_200905794 | 253.11 | bal_3P_1/0AA_1/0AA(N) | 8107402 | no | no |  |  | no |  |  | 0 | 0 | 0 | 0
oh_line_8107402_200905795 |  | ABCN | node_8107402_200905794 | node_8107402_200905795 | 241.317 | bal_3P_1/0AA_1/0AA(N) | 8107402 | no | no |  |  | no |  |  | 0 | 0 | 0 | 0
oh_line_8107402_200905798 |  | ABCN | node_8107402_200905800 | node_8107402_200905798 | 186.315 | bal_3P_1/0AA_4/0AL(N) | 8107402 | no | no |  |  | no |  |  | 0 | 0 | 0 | 0
oh_line_8107402_200905800 |  | ABCN | node_8107402_200905802 | node_8107402_200905800 | 185.255 | bal_3P_1/0AA_1/0AA(N) | 8107402 | no | no |  |  | no |  |  | 0 | 0 | 0 | 0
oh_line_8107402_200905802 |  | ABCN | node_8107402_200905803 | node_8107402_200905802 | 177.018 | bal_3P_1/0AA_1/0AA(N) | 8107402 | no | no |  |  | no |  |  | 0 | 0 | 0 | 0
oh_line_8107402_200905803 |  | ABCN | node_8107402_200905804 | node_8107402_200905803 | 191.146 | bal_3P_1/0AA_4/0AL(N) | 8107402 | no | no |  |  | no |  |  | 0 | 0 | 0 | 0
oh_line_8107402_200905804 |  | ABCN | node_8107402_312160938 | node_8107402_200905804 | 135.66 | bal_3P_1/0AA_1/0AA(N) | 8107402 | no | no |  |  | no |  |  | 0 | 0 | 0 | 0
oh_line_8107402_200905805 |  | ABCN | node_8107402_200905810 | node_8107402_200905805 | 311.194 | bal_3P_1/0AA_1/0AA(N) | 8107402 | no | no |  |  | no |  |  | 0 | 0 | 0 | 0
oh_line_8107402_200905806 |  | AN | node_8107402_200905805 | node_8107402_200905806 | 230.521 | bal_1P_2AC_1/0AL(N) | 8107402 | no | no |  |  | no |  |  | 0 | 0 | 0 | 0
oh_line_8107402_200905810 |  | ABCN | node_8107402_200905811 | node_8107402_200905810 | 296.305 | bal_3P_1/0AA_1/0AA(N) | 8107402 | no | no |  |  | no |  |  | 0 | 0 | 0 | 0
oh_line_8107402_200905811 |  | ABCN | node_8107402_200905813 | node_intto1_8107402_200905811 | 148.643 | bal_3P_4/0AL_4/0AL(N) | 8107402 | no | no |  |  | no |  |  | 0 | 0 | 0 | 0
oh_line_8107402_200905813 |  | ABCN | node_8107402_200905814 | node_8107402_200905813 | 90.813 | bal_3P_1/0AA_4/0AL(N) | 8107402 | no | no |  |  | no |  |  | 0 | 0 | 0 | 0
oh_line_8107402_200905814 |  | ABCN | node_8107402_200905767 | node_8107402_200905814 | 304.604 | bal_3P_477AL_4/0AL(N) | 8107402 | no | no |  |  | no |  |  | 0 | 0 | 0 | 0
oh_line_8107402_200905815 |  | AN | node_8107402_200905814 | node_8107402_200905815 | 263.046 | bal_1P_1/0AC_1/0AC(N) | 8107402 | no | no |  |  | no |  |  | 0 | 0 | 0 | 0
oh_line_8107402_200905816 |  | AN | node_8107402_200905815 | node_intto1_8107402_200905816 | 240.097 | bal_1P_1/0AC_1/0AC(N) | 8107402 | no | no |  |  | no |  |  | 0 | 0 | 0 | 0
oh_line_8107402_200905820 |  | ABCN | node_8107402_200905814 | node_8107402_200905820 | 203.369 | bal_3P_4/0AL_1/0AA(N) | 8107402 | no | no |  |  | no |  |  | 0 | 0 | 0 | 0
oh_line_8107402_200905821 |  | ABCN | node_8107402_200905820 | node_intto1_8107402_200905821 | 48.178 | bal_3P_4/0AL_1/0AA(N) | 8107402 | no | no |  |  | no |  |  | 0 | 0 | 0 | 0
oh_line_8107402_200905822 |  | AN | node_8107402_200905821 | node_intto1_8107402_200905822 | 59.163 | bal_1P_1/0AC_4/0AL(N) | 8107402 | no | no |  |  | no |  |  | 0 | 0 | 0 | 0
oh_line_8107402_200905823-1 |  | AN | node_8107402_200905822 | node_intto1_220387169 | 115.492 | bal_1P_1/0AC_4/0AL(N) | 8107402 | no | no |  |  | no |  |  | 0 | 0 | 0 | 0
oh_line_8107402_200905823-2 |  | AN | node_220387169 | node_intto1_220465337 | 8.965 | bal_1P_1/0AC_4/0AL(N) | 8107402 | no | no |  |  | no |  |  | 0 | 0 | 0 | 0
oh_line_8107402_200905823-3 |  | AN | node_220465337 | node_intto1_220415260 | 9.804 | bal_1P_1/0AC_4/0AL(N) | 8107402 | no | no |  |  | no |  |  | 0 | 0 | 0 | 0
oh_line_8107402_200905823-4 |  | AN | node_220415260 | node_8107402_200905823 | 8.806 | bal_1P_1/0AC_4/0AL(N) | 8107402 | no | no |  |  | no |  |  | 0 | 0 | 0 | 0
oh_line_8107402_200905824 |  | ABCN | node_8107402_200905821 | node_8107402_200905824 | 225.034 | bal_3P_4/0AA_1/0AA(N) | 8107402 | no | no |  |  | no |  |  | 0 | 0 | 0 | 0
oh_line_8107402_200905825 |  | ABCN | node_8107402_200905824 | node_8107402_200905825 | 172.428 | bal_3P_4/0AA_1/0AA(N) | 8107402 | no | no |  |  | no |  |  | 0 | 0 | 0 | 0
oh_line_8107402_200905826 |  | ABCN | node_8107402_200905825 | node_8107402_200905826 | 198.084 | bal_3P_4/0AA_1/0AA(N) | 8107402 | no | no |  |  | no |  |  | 0 | 0 | 0 | 0
oh_line_8107402_200905827 |  | ABCN | node_8107402_200905826 | node_8107402_200905827 | 120.986 | bal_3P_4/0AA_1/0AA(N) | 8107402 | no | no |  |  | no |  |  | 0 | 0 | 0 | 0
oh_line_8107402_200905828 |  | ABCN | node_8107402_200905827 | node_8107402_200905828 | 145.191 | bal_3P_4/0AA_1/0AA(N) | 8107402 | no | no |  |  | no |  |  | 0 | 0 | 0 | 0
oh_line_8107402_200905829 |  | ABCN | node_8107402_200905828 | node_8107402_200905829 | 169.067 | bal_3P_4/0AA_1/0AA(N) | 8107402 | no | no |  |  | no |  |  | 0 | 0 | 0 | 0
oh_line_8107402_200905830 |  | ABCN | node_8107402_200905829 | node_8107402_200905830 | 119.923 | bal_3P_4/0AA_1/0AA(N) | 8107402 | no | no |  |  | no |  |  | 0 | 0 | 0 | 0
oh_line_8107402_200905832 |  | ABCN | node_8107402_200905830 | node_8107402_200905832 | 148.831 | bal_3P_4/0AA_1/0AA(N) | 8107402 | no | no |  |  | no |  |  | 0 | 0 | 0 | 0
oh_line_8107402_200905833 |  | ABCN | node_8107402_200905832 | node_8107402_200905833 | 182.019 | bal_3P_4/0AA_1/0AA(N) | 8107402 | no | no |  |  | no |  |  | 0 | 0 | 0 | 0
oh_line_8107402_200905834 |  | ABCN | node_8107402_200905833 | node_8107402_200905834 | 106.611 | bal_3P_4/0AA_1/0AA(N) | 8107402 | no | no |  |  | no |  |  | 0 | 0 | 0 | 0
oh_line_8107402_200905835 |  | ABCN | node_8107402_200905834 | node_8107402_200905835 | 30.871 | bal_3P_1/0AA_1/0AA(N) | 8107402 | no | no |  |  | no |  |  | 0 | 0 | 0 | 0
oh_line_8107402_200905836 |  | ABCN | node_8107402_200905835 | node_intto1_8107402_200905836 | 186.606 | bal_3P_1/0AA_1/0AA(N) | 8107402 | no | no |  |  | no |  |  | 0 | 0 | 0 | 0
oh_line_8107402_200905837-1 |  | ABCN | node_8107402_200905834 | node_intto1_220387166 | 105.339 | bal_3P_4/0AA_1/0AL(N) | 8107402 | no | no |  |  | no |  |  | 0 | 0 | 0 | 0
oh_line_8107402_200905837-2 |  | ABCN | node_220387166 | node_intto1_220465347 | 10.497 | bal_3P_4/0AA_1/0AL(N) | 8107402 | no | no |  |  | no |  |  | 0 | 0 | 0 | 0
oh_line_8107402_200905837-3 |  | ABCN | node_220465347 | node_8107402_200905837 | 9.75 | bal_3P_4/0AA_1/0AL(N) | 8107402 | no | no |  |  | no |  |  | 0 | 0 | 0 | 0
oh_line_8107402_200905840 |  | AD | node_8107402_200905837 | node_8107402_200905840 | 159.992 | bal_1P_2AC | 8107402 | no | no |  |  | no |  |  | 0 | 0 | 0 | 0
oh_line_8107402_200905842 |  | AD | node_8107402_201004575 | node_8107402_200905842 | 230.347 | bal_1P_2AC | 8107402 | no | no |  |  | no |  |  | 0 | 0 | 0 | 0
oh_line_8107402_200905843 |  | AD | node_8107402_200905842 | node_8107402_200905843 | 200.827 | bal_1P_2AC | 8107402 | no | no |  |  | no |  |  | 0 | 0 | 0 | 0
oh_line_8107402_200905844 |  | AD | node_8107402_200905843 | node_8107402_200905844 | 193.219 | bal_1P_2AC | 8107402 | no | no |  |  | no |  |  | 0 | 0 | 0 | 0
oh_line_8107402_200905845 |  | AD | node_8107402_200905844 | node_8107402_200905845 | 213.467 | bal_1P_2AC | 8107402 | no | no |  |  | no |  |  | 0 | 0 | 0 | 0
oh_line_8107402_200905846 |  | AD | node_8107402_200905845 | node_8107402_200905846 | 229.166 | bal_1P_1/0AC | 8107402 | no | no |  |  | no |  |  | 0 | 0 | 0 | 0
oh_line_8107402_200905847 |  | AD | node_8107402_200905846 | node_8107402_200905847 | 200.908 | bal_1P_1/0AC | 8107402 | no | no |  |  | no |  |  | 0 | 0 | 0 | 0
oh_line_8107402_200905848 |  | AD | node_8107402_200905860 | node_8107402_200905848 | 140.526 | bal_1P_6CU | 8107402 | no | no |  |  | no |  |  | 0 | 0 | 0 | 0
oh_line_8107402_200905850 |  | AD | node_8107402_200905847 | node_intto1_8107402_200905850 | 116.428 | bal_1P_4/0AL | 8107402 | no | no |  |  | no |  |  | 0 | 0 | 0 | 0
oh_line_8107402_200905851 |  | AD | node_8107402_200905850 | node_8107402_200905851 | 147.465 | bal_1P_4/0AL | 8107402 | no | no |  |  | no |  |  | 0 | 0 | 0 | 0
oh_line_8107402_200905852 |  | AD | node_8107402_200905851 | node_8107402_200905852 | 182.842 | bal_1P_4/0AL | 8107402 | no | no |  |  | no |  |  | 0 | 0 | 0 | 0
oh_line_8107402_200905853 |  | AD | node_8107402_200905852 | node_8107402_200905853 | 169.496 | bal_1P_4/0AL | 8107402 | no | no |  |  | no |  |  | 0 | 0 | 0 | 0
oh_line_8107402_200905855 |  | AD | node_8107402_200905853 | node_8107402_200905855 | 212.097 | bal_1P_4/0AL | 8107402 | no | no |  |  | no |  |  | 0 | 0 | 0 | 0
oh_line_8107402_200905856 |  | AD | node_8107402_200905855 | node_8107402_200905856 | 182.086 | bal_1P_4/0AL | 8107402 | no | no |  |  | no |  |  | 0 | 0 | 0 | 0
oh_line_8107402_200905857 |  | AD | node_8107402_200905856 | node_8107402_200905857 | 178.19 | bal_1P_4/0AL | 8107402 | no | no |  |  | no |  |  | 0 | 0 | 0 | 0
oh_line_8107402_200905858 |  | AD | node_8107402_200905857 | node_8107402_200905858 | 226.631 | bal_1P_4/0AL | 8107402 | no | no |  |  | no |  |  | 0 | 0 | 0 | 0
oh_line_8107402_200905860 |  | AD | node_8107402_201008242 | node_8107402_200905860 | 154.249 | bal_1P_6CU | 8107402 | no | no |  |  | no |  |  | 0 | 0 | 0 | 0
oh_line_8107402_200905863 |  | AD | node_8107402_201034095 | node_8107402_200905863 | 231.174 | bal_1P_1/0AC | 8107402 | no | no |  |  | no |  |  | 0 | 0 | 0 | 0
oh_line_8107402_200905865 |  | AD | node_8107402_201034095 | node_8107402_200905865 | 273.412 | bal_1P_4/0AL | 8107402 | no | no |  |  | no |  |  | 0 | 0 | 0 | 0
oh_line_8107402_200905866 |  | AD | node_8107402_200905865 | node_8107402_200905866 | 98.2 | bal_1P_4/0AL | 8107402 | no | no |  |  | no |  |  | 0 | 0 | 0 | 0
oh_line_8107402_200905869 |  | AD | node_8107402_200940936 | node_8107402_200905869 | 227.997 | bal_1P_2AC | 8107402 | no | no |  |  | no |  |  | 0 | 0 | 0 | 0
oh_line_8107402_200905871 |  | AD | node_8107402_200905869 | node_8107402_200905871 | 406.513 | bal_1P_2AC | 8107402 | no | no |  |  | no |  |  | 0 | 0 | 0 | 0
oh_line_8107402_200905873 |  | AD | node_8107402_201027918 | node_8107402_200905873 | 102.22 | bal_1P_2AC | 8107402 | no | no |  |  | no |  |  | 0 | 0 | 0 | 0
oh_line_8107402_200905874 |  | AD | node_8107402_200905873 | node_8107402_200905874 | 134.333 | bal_1P_2AC | 8107402 | no | no |  |  | no |  |  | 0 | 0 | 0 | 0
oh_line_8107402_200905875 |  | AD | node_8107402_201027918 | node_8107402_200905875 | 57.262 | bal_1P_1/0AC | 8107402 | no | no |  |  | no |  |  | 0 | 0 | 0 | 0
oh_line_8107402_200905877 |  | AD | node_8107402_200905874 | node_8107402_200905877 | 149.939 | bal_1P_2AC | 8107402 | no | no |  |  | no |  |  | 0 | 0 | 0 | 0
oh_line_8107402_200905878 |  | AD | node_8107402_201027918 | node_intto1_8107402_200905878 | 409.201 | bal_1P_2AC | 8107402 | no | no |  |  | no |  |  | 0 | 0 | 0 | 0
oh_line_8107402_200905879 |  | AD | node_8107402_200905880 | node_8107402_200905879 | 151.95 | bal_1P_2AC | 8107402 | no | no |  |  | no |  |  | 0 | 0 | 0 | 0
oh_line_8107402_200905880 |  | AD | node_8107402_200905881 | node_8107402_200905880 | 224.064 | bal_1P_2AC | 8107402 | no | no |  |  | no |  |  | 0 | 0 | 0 | 0
oh_line_8107402_200905881 |  | AD | node_8107402_200905882 | node_8107402_200905881 | 188.055 | bal_1P_1/0AC | 8107402 | no | no |  |  | no |  |  | 0 | 0 | 0 | 0
oh_line_8107402_200905882 |  | AD | node_8107402_200905884 | node_intto1_8107402_200905882 | 291.798 | bal_1P_1/0AC | 8107402 | no | no |  |  | no |  |  | 0 | 0 | 0 | 0
oh_line_8107402_200905884 |  | AD | node_8107402_200905460 | node_8107402_200905884 | 177.123 | bal_1P_1/0AA | 8107402 | no | no |  |  | no |  |  | 0 | 0 | 0 | 0
oh_line_8107402_200915506 |  | AD | node_8107402_200944357 | node_8107402_200915506 | 177.363 | bal_1P_2AC | 8107402 | no | no |  |  | no |  |  | 0 | 0 | 0 | 0
oh_line_8107402_200915518 |  | ABCN | node_8107402_200901575 | node_intto1_8107402_200915518 | 37.095 | bal_3P_1/0AL_1/0AL(N) | 8107402 | no | no |  |  | no |  |  | 0 | 0 | 0 | 0
oh_line_8107402_200915543 |  | ABCN | node_SOURCE_8107402 | node_8107402_200915543 | 133.495 | bal_3P_4/0AC_1/0AC(N) | 8107402 | no | no |  |  | no |  |  | 0 | 0 | 0 | 0
oh_line_8107402_200940918 |  | AN | node_8107402_200898974 | node_intto1_8107402_200940918 | 144.324 | bal_1P_4/0AL_4/0AL(N) | 8107402 | no | no |  |  | no |  |  | 0 | 0 | 0 | 0
oh_line_8107402_200940927 |  | AD | node_8107402_200903872 | node_8107402_200940927 | 98.294 | bal_1P_1/0AA | 8107402 | no | no |  |  | no |  |  | 0 | 0 | 0 | 0
oh_line_8107402_200940928 |  | AD | node_8107402_200940927 | node_8107402_200940928 | 343.425 | bal_1P_1/0AA | 8107402 | no | no |  |  | no |  |  | 0 | 0 | 0 | 0
oh_line_8107402_200940929 |  | AD | node_8107402_200940928 | node_8107402_200940929 | 319.936 | bal_1P_1/0AA | 8107402 | no | no |  |  | no |  |  | 0 | 0 | 0 | 0
oh_line_8107402_200940930 |  | AD | node_8107402_200940929 | node_8107402_200940930 | 317.116 | bal_1P_1/0AA | 8107402 | no | no |  |  | no |  |  | 0 | 0 | 0 | 0
oh_line_8107402_200940936 |  | AD | node_8107402_201027920 | node_8107402_200940936 | 234.454 | bal_1P_2AC | 8107402 | no | no |  |  | no |  |  | 0 | 0 | 0 | 0
oh_line_8107402_200944334 |  | AN | node_8107402_200895307 | node_8107402_200944334 | 83.32 | bal_1P_1/0AA_1/0AA(N) | 8107402 | no | no |  |  | no |  |  | 0 | 0 | 0 | 0
oh_line_8107402_200944357 |  | AD | node_8107402_200905879 | node_8107402_200944357 | 281.356 | bal_1P_2AC | 8107402 | no | no |  |  | no |  |  | 0 | 0 | 0 | 0
oh_line_8107402_200946528 |  | AD | node_8107402_200904397 | node_8107402_200946528 | 125.619 | bal_1P_1/0AA | 8107402 | no | no |  |  | no |  |  | 0 | 0 | 0 | 0
oh_line_8107402_200947713 |  | AN | node_8107402_200947714 | node_8107402_200947713 | 306.085 | bal_1P_WYECUST | 8107402 | no | no |  |  | no |  |  | 0 | 0 | 0 | 0
oh_line_8107402_200947714 |  | ABCN | node_8107402_200947715 | node_8107402_200947714 | 210.035 | bal_3P_4/0AA_1/0AA(N) | 8107402 | no | no |  |  | no |  |  | 0 | 0 | 0 | 0
oh_line_8107402_200947715 |  | ABCN | node_8107402_200947716 | node_8107402_200947715 | 201.315 | bal_3P_4/0AA_1/0AA(N) | 8107402 | no | no |  |  | no |  |  | 0 | 0 | 0 | 0
oh_line_8107402_200947716 |  | ABCN | node_8107402_200947718 | node_intto1_8107402_200947716 | 280.215 | bal_3P_4/0AA_1/0AA(N) | 8107402 | no | no |  |  | no |  |  | 0 | 0 | 0 | 0
oh_line_8107402_200947718 |  | ABCN | node_8107402_200893167 | node_8107402_200947718 | 199.047 | bal_3P_4/0AC_1/0AC(N) | 8107402 | no | no |  |  | no |  |  | 0 | 0 | 0 | 0
oh_line_8107402_200947719 |  | ABCN | node_8107402_200893170 | node_8107402_200947719 | 288.744 | bal_3P_4/0AC_1/0AC(N) | 8107402 | no | no |  |  | no |  |  | 0 | 0 | 0 | 0
oh_line_8107402_200951517 |  | AD | node_8107402_200895128 | node_8107402_200951517 | 311.468 | bal_1P_2AC | 8107402 | no | no |  |  | no |  |  | 0 | 0 | 0 | 0
oh_line_8107402_200952804 |  | AD | node_8107402_200895205 | node_8107402_200952804 | 516.535 | bal_1P_2AC | 8107402 | no | no |  |  | no |  |  | 0 | 0 | 0 | 0
oh_line_8107402_200953157 |  | ABCN | node_8107402_200901663 | node_8107402_200953157 | 88.761 | bal_3P_477AL_1/0AC(N) | 8107402 | no | no |  |  | no |  |  | 0 | 0 | 0 | 0
oh_line_8107402_200959283 |  | ABCN | node_8107402_200905707 | node_8107402_200959283 | 72.576 | bal_3P_4/0AC_1/0AC(N) | 8107402 | no | no |  |  | no |  |  | 0 | 0 | 0 | 0
oh_line_8107402_200959305 |  | AD | node_8107402_200899908 | node_8107402_200959305 | 157.546 | bal_1P_1/0AC | 8107402 | no | no |  |  | no |  |  | 0 | 0 | 0 | 0
oh_line_8107402_200960083 |  | AN | node_8107402_200960084 | node_8107402_200960083 | 199.246 | bal_1P_1/0AA_1/0AA(N) | 8107402 | no | no |  |  | no |  |  | 0 | 0 | 0 | 0
oh_line_8107402_200960084 |  | AN | node_8107402_200904256 | node_8107402_200960084 | 140.635 | bal_1P_1/0AA_1/0AA(N) | 8107402 | no | no |  |  | no |  |  | 0 | 0 | 0 | 0
oh_line_8107402_200961077 |  | AD | node_8107402_200899096 | node_8107402_200961077 | 196.012 | bal_1P_1/0AC | 8107402 | no | no |  |  | no |  |  | 0 | 0 | 0 | 0
oh_line_8107402_200961078 |  | AD | node_8107402_200961077 | node_8107402_200961078 | 270.184 | bal_1P_1/0AC | 8107402 | no | no |  |  | no |  |  | 0 | 0 | 0 | 0
oh_line_8107402_200961079 |  | AD | node_8107402_200961078 | node_8107402_200961079 | 177.239 | bal_1P_1/0AC | 8107402 | no | no |  |  | no |  |  | 0 | 0 | 0 | 0
oh_line_8107402_200963350 |  | AN | node_8107402_200979708 | node_8107402_200963350 | 534.292 | bal_1P_DELTACUST | 8107402 | no | no |  |  | no |  |  | 0 | 0 | 0 | 0
oh_line_8107402_200963492 |  | ABCN | node_8107402_200905771 | node_8107402_200963492 | 218.794 | bal_3P_477AL_4/0AL(N) | 8107402 | no | no |  |  | no |  |  | 0 | 0 | 0 | 0
oh_line_8107402_200964590 |  | AD | node_8107402_200895098 | node_8107402_200964590 | 142.902 | bal_1P_2AC | 8107402 | no | no |  |  | no |  |  | 0 | 0 | 0 | 0
oh_line_8107402_200965680 |  | AD | node_8107402_201017082 | node_8107402_200965680 | 310.369 | bal_1P_2AC | 8107402 | no | no |  |  | no |  |  | 0 | 0 | 0 | 0
oh_line_8107402_200968526 |  | ABCN | node_8107402_200905798 | node_8107402_200968526 | 63.491 | bal_3P_1/0AA_4/0AL(N) | 8107402 | no | no |  |  | no |  |  | 0 | 0 | 0 | 0
oh_line_8107402_200968839 |  | ABCN | node_8107402_200905791 | node_8107402_200968839 | 179.07 | bal_3P_1/0AA_4/0AL(N) | 8107402 | no | no |  |  | no |  |  | 0 | 0 | 0 | 0
oh_line_8107402_200970991 |  | ABCN | node_8107402_200893239 | node_8107402_200970991 | 372.922 | bal_3P_4/0AA_1/0AA(N) | 8107402 | no | no |  |  | no |  |  | 0 | 0 | 0 | 0
oh_line_8107402_200971810 |  | AD | node_8107402_200899827 | node_8107402_200971810 | 315.074 | bal_1P_4AC | 8107402 | no | no |  |  | no |  |  | 0 | 0 | 0 | 0
oh_line_8107402_200974637 |  | AD | node_8107402_200904880 | node_8107402_200974637 | 307.721 | bal_1P_2AC | 8107402 | no | no |  |  | no |  |  | 0 | 0 | 0 | 0
oh_line_8107402_200976733 |  | AD | node_8107402_200895146 | node_8107402_200976733 | 545.717 | bal_1P_2AC | 8107402 | no | no |  |  | no |  |  | 0 | 0 | 0 | 0
oh_line_8107402_200977867 |  | AD | node_8107402_200893207 | node_8107402_200977867 | 322.186 | bal_1P_2AC | 8107402 | no | no |  |  | no |  |  | 0 | 0 | 0 | 0
oh_line_8107402_200978121 |  | ABCN | node_8107402_200901582 | node_8107402_200978121 | 10.557 | bal_3P_477AL_1/0AC(N) | 8107402 | no | no |  |  | no |  |  | 0 | 0 | 0 | 0
oh_line_8107402_200978122 |  | ABCN | node_8107402_200901582 | node_8107402_200978122 | 8.478 | bal_3P_477AL_1/0AC(N) | 8107402 | no | no |  |  | no |  |  | 0 | 0 | 0 | 0
oh_line_8107402_200978123 |  | ABCN | node_8107402_200901583 | node_8107402_200978123 | 35.471 | bal_3P_477AC_4/0AC(N) | 8107402 | no | no |  |  | no |  |  | 0 | 0 | 0 | 0
oh_line_8107402_200978124 |  | ABCN | node_8107402_200901583 | node_intto1_8107402_200978124 | 12.566 | bal_3P_477AC_4/0AC(N) | 8107402 | no | no |  |  | no |  |  | 0 | 0 | 0 | 0
oh_line_8107402_200978152 |  | AD | node_8107402_200892344 | node_8107402_200978152 | 267.646 | bal_1P_2AC | 8107402 | no | no |  |  | no |  |  | 0 | 0 | 0 | 0
oh_line_8107402_200978404 |  | ABCN | node_8107402_200893155 | node_8107402_200978404 | 298.36 | bal_3P_4/0AA_1/0AA(N) | 8107402 | no | no |  |  | no |  |  | 0 | 0 | 0 | 0
oh_line_8107402_200978854 |  | AN | node_8107402_200901604 | node_8107402_200978854 | 269.951 | bal_1P_1/0AA_1/0AA(N) | 8107402 | no | no |  |  | no |  |  | 0 | 0 | 0 | 0
oh_line_8107402_200979708 |  | AN | node_8107402_200895217 | node_8107402_200979708 | 98.668 | bal_1P_DELTACUST | 8107402 | no | no |  |  | no |  |  | 0 | 0 | 0 | 0
oh_line_8107402_200980030 |  | AN | node_8107402_200900127 | node_8107402_200980030 | 166.434 | bal_1P_1/0AA_1/0AA(N) | 8107402 | no | no |  |  | no |  |  | 0 | 0 | 0 | 0
oh_line_8107402_200982422 |  | AD | node_8107402_200905778 | node_8107402_200982422 | 165.63 | bal_1P_6CU | 8107402 | no | no |  |  | no |  |  | 0 | 0 | 0 | 0
oh_line_8107402_200982799 |  | AD | node_8107402_200903561 | node_8107402_200982799 | 181.317 | bal_1P_4ACW | 8107402 | no | no |  |  | no |  |  | 0 | 0 | 0 | 0
oh_line_8107402_200983006 |  | AD | node_8107402_200904867 | node_8107402_200983006 | 220.128 | bal_1P_1/0AC | 8107402 | no | no |  |  | no |  |  | 0 | 0 | 0 | 0
oh_line_8107402_200984481 |  | AD | node_8107402_200905500 | node_8107402_200984481 | 215.899 | bal_1P_1/0AA | 8107402 | no | no |  |  | no |  |  | 0 | 0 | 0 | 0
oh_line_8107402_200987951 |  | ABCN | node_8107402_200905622 | node_8107402_200987951 | 121.94 | bal_3P_477AL_4/0AL(N) | 8107402 | no | no |  |  | no |  |  | 0 | 0 | 0 | 0
oh_line_8107402_201004311 |  | AD | node_8107402_200895210 | node_8107402_201004311 | 243.907 | bal_1P_2AC | 8107402 | no | no |  |  | no |  |  | 0 | 0 | 0 | 0
oh_line_8107402_201004575 |  | AD | node_8107402_200905840 | node_intto1_8107402_201004575 | 154.589 | bal_1P_2AC | 8107402 | no | no |  |  | no |  |  | 0 | 0 | 0 | 0
oh_line_8107402_201008242 |  | AD | node_8107402_200982422 | node_8107402_201008242 | 134.55 | bal_1P_6CU | 8107402 | no | no |  |  | no |  |  | 0 | 0 | 0 | 0
oh_line_8107402_201009728 |  | AD | node_8107402_200895468 | node_8107402_201009728 | 293.381 | bal_1P_1/0AA | 8107402 | no | no |  |  | no |  |  | 0 | 0 | 0 | 0
oh_line_8107402_201009729 |  | AD | node_8107402_200895468 | node_8107402_201009729 | 227.582 | bal_1P_1/0AA | 8107402 | no | no |  |  | no |  |  | 0 | 0 | 0 | 0
oh_line_8107402_201010662 |  | AN | node_8107402_200895252 | node_8107402_201010662 | 73.074 | bal_1P_4/0AC_1/0AC(N) | 8107402 | no | no |  |  | no |  |  | 0 | 0 | 0 | 0
oh_line_8107402_201014701 |  | AD | node_8107402_200904917 | node_8107402_201014701 | 125.307 | bal_1P_2AC | 8107402 | no | no |  |  | no |  |  | 0 | 0 | 0 | 0
oh_line_8107402_201014751 |  | AD | node_8107402_200905485 | node_8107402_201014751 | 131.55 | bal_1P_1/0AA | 8107402 | no | no |  |  | no |  |  | 0 | 0 | 0 | 0
oh_line_8107402_201014763 |  | AD | node_8107402_201014751 | node_8107402_201014763 | 223.322 | bal_1P_1/0AA | 8107402 | no | no |  |  | no |  |  | 0 | 0 | 0 | 0
oh_line_8107402_201014764 |  | AD | node_8107402_201014763 | node_8107402_201014764 | 127.054 | bal_1P_1/0AA | 8107402 | no | no |  |  | no |  |  | 0 | 0 | 0 | 0
oh_line_8107402_201014815 |  | ABCN | node_8107402_200953157 | node_8107402_201014815 | 38.031 | bal_3P_1/0AC_1/0AC(N) | 8107402 | no | no |  |  | no |  |  | 0 | 0 | 0 | 0
oh_line_8107402_201017082 |  | AD | node_8107402_200893266 | node_8107402_201017082 | 337.253 | bal_1P_2AC | 8107402 | no | no |  |  | no |  |  | 0 | 0 | 0 | 0
oh_line_8107402_201026884 |  | AD | node_8107402_200899917 | node_8107402_201026884 | 163.376 | bal_1P_2AC | 8107402 | no | no |  |  | no |  |  | 0 | 0 | 0 | 0
oh_line_8107402_201026885 |  | AD | node_8107402_200899930 | node_8107402_201026885 | 263.603 | bal_1P_2AC | 8107402 | no | no |  |  | no |  |  | 0 | 0 | 0 | 0
oh_line_8107402_201026886 |  | AD | node_8107402_200899953 | node_8107402_201026886 | 182.229 | bal_1P_2AC | 8107402 | no | no |  |  | no |  |  | 0 | 0 | 0 | 0
oh_line_8107402_201026887 |  | AD | node_8107402_200899971 | node_8107402_201026887 | 297.377 | bal_1P_2AC | 8107402 | no | no |  |  | no |  |  | 0 | 0 | 0 | 0
oh_line_8107402_201026888 |  | AD | node_8107402_200899804 | node_8107402_201026888 | 427.145 | bal_1P_4AC | 8107402 | no | no |  |  | no |  |  | 0 | 0 | 0 | 0
oh_line_8107402_201026889 |  | AD | node_8107402_200899803 | node_8107402_201026889 | 305.84 | bal_1P_4AC | 8107402 | no | no |  |  | no |  |  | 0 | 0 | 0 | 0
oh_line_8107402_201026890 |  | AD | node_8107402_200899822 | node_8107402_201026890 | 399.31 | bal_1P_4AC | 8107402 | no | no |  |  | no |  |  | 0 | 0 | 0 | 0
oh_line_8107402_201026891 |  | AD | node_8107402_200899824 | node_8107402_201026891 | 251.449 | bal_1P_4AC | 8107402 | no | no |  |  | no |  |  | 0 | 0 | 0 | 0
oh_line_8107402_201026892 |  | AD | node_8107402_201026891 | node_8107402_201026892 | 437.126 | bal_1P_4AC | 8107402 | no | no |  |  | no |  |  | 0 | 0 | 0 | 0
oh_line_8107402_201026893 |  | AD | node_8107402_200899831 | node_8107402_201026893 | 350.312 | bal_1P_4AC | 8107402 | no | no |  |  | no |  |  | 0 | 0 | 0 | 0
oh_line_8107402_201027917 |  | AN | node_8107402_200905465 | node_8107402_201027917 | 300.871 | bal_1P_1/0AA_1/0AA(N) | 8107402 | no | no |  |  | no |  |  | 0 | 0 | 0 | 0
oh_line_8107402_201027918 |  | AD | node_8107402_200905871 | node_8107402_201027918 | 324.019 | bal_1P_2AC | 8107402 | no | no |  |  | no |  |  | 0 | 0 | 0 | 0
oh_line_8107402_201027919 |  | AD | node_8107402_200905875 | node_8107402_201027919 | 270.6 | bal_1P_1/0AC | 8107402 | no | no |  |  | no |  |  | 0 | 0 | 0 | 0
oh_line_8107402_201027920 |  | AD | node_8107402_200905866 | node_8107402_201027920 | 198.84 | bal_1P_4/0AL | 8107402 | no | no |  |  | no |  |  | 0 | 0 | 0 | 0
oh_line_8107402_201034095 |  | AD | node_8107402_200905858 | node_8107402_201034095 | 227.257 | bal_1P_4/0AL | 8107402 | no | no |  |  | no |  |  | 0 | 0 | 0 | 0
oh_line_8107402_201036286 |  | ABCN | node_8107402_200905708 | node_8107402_201036286 | 250.135 | bal_3P_4/0AC_1/0AC(N) | 8107402 | no | no |  |  | no |  |  | 0 | 0 | 0 | 0
oh_line_8107402_201042216 |  | ABCN | node_8107402_311891253 | node_8107402_201042216 | 97.983 | bal_3P_4/0AC_1/0AC(N) | 8107402 | no | no |  |  | no |  |  | 0 | 0 | 0 | 0
oh_line_8107402_201044888 |  | AD | node_8107402_200904882 | node_8107402_201044888 | 429.165 | bal_1P_2AC | 8107402 | no | no |  |  | no |  |  | 0 | 0 | 0 | 0
oh_line_8107402_201046132 |  | ABCN | node_8107402_201047395 | node_8107402_201046132 | 218.133 | bal_3P_WYECUST | 8107402 | no | no |  |  | no |  |  | 0 | 0 | 0 | 0
oh_line_8107402_201046675 |  | AD | node_8107402_200903872 | node_8107402_201046675 | 155.952 | bal_1P_1/0AC | 8107402 | no | no |  |  | no |  |  | 0 | 0 | 0 | 0
oh_line_8107402_201046986 |  | ABCN | node_8107402_200905705 | node_8107402_201046986 | 215.038 | bal_3P_WYECUST | 8107402 | no | no |  |  | no |  |  | 0 | 0 | 0 | 0
oh_line_8107402_201047105 |  | ABCN | node_8107402_200905245 | node_8107402_201047105 | 208.943 | bal_3P_WYECUST | 8107402 | no | no |  |  | no |  |  | 0 | 0 | 0 | 0
oh_line_8107402_201047226 |  | AN | node_8107402_200905246 | node_8107402_201047226 | 159.721 | bal_1P_1/0AC_2AC(N) | 8107402 | no | no |  |  | no |  |  | 0 | 0 | 0 | 0
oh_line_8107402_201047277 |  | AN | node_8107402_200905663 | node_intto1_8107402_201047277 | 568.478 | bal_1P_1/0AA_1/0AA(N) | 8107402 | no | no |  |  | no |  |  | 0 | 0 | 0 | 0
oh_line_8107402_201047394 |  | ABCN | node_8107402_200905122 | node_intto1_8107402_201047394 | 159.457 | bal_3P_WYECUST | 8107402 | no | no |  |  | no |  |  | 0 | 0 | 0 | 0
oh_line_8107402_201047395 |  | ABCN | node_8107402_201047396 | node_8107402_201047395 | 175.578 | bal_3P_WYECUST | 8107402 | no | no |  |  | no |  |  | 0 | 0 | 0 | 0
oh_line_8107402_201047396 |  | ABCN | node_8107402_201047394 | node_8107402_201047396 | 182.018 | bal_3P_WYECUST | 8107402 | no | no |  |  | no |  |  | 0 | 0 | 0 | 0
oh_line_8107402_201047397 |  | ABCN | node_8107402_201047394 | node_8107402_201047397 | 285.72 | bal_3P_WYECUST | 8107402 | no | no |  |  | no |  |  | 0 | 0 | 0 | 0
oh_line_8107402_201047418 |  | AN | node_8107402_200905615 | node_8107402_201047418 | 146.163 | bal_1P_1/0AC_1/0AC(N) | 8107402 | no | no |  |  | no |  |  | 0 | 0 | 0 | 0
oh_line_8107402_201052396 |  | ABCN | node_8107402_201046132 | node_8107402_201052396 | 215.451 | bal_3P_WYECUST | 8107402 | no | no |  |  | no |  |  | 0 | 0 | 0 | 0
oh_line_8107402_201056323 |  | AD | node_8107402_200905787 | node_intto1_8107402_201056323 | 178.244 | bal_1P_6CU | 8107402 | no | no |  |  | no |  |  | 0 | 0 | 0 | 0
oh_line_8107402_201058014 |  | ABN | node_8107402_200902515 | node_intto1_8107402_201058014 | 206.068 | bal_2P_477AL_4/0AC(N) | 8107402 | no | no |  |  | no |  |  | 0 | 0 | 0 | 0
oh_line_8107402_201058209 |  | AN | node_8107402_200895323 | node_intto1_8107402_201058209 | 176.315 | bal_1P_1/0AA_1/0AA(N) | 8107402 | no | no |  |  | no |  |  | 0 | 0 | 0 | 0
oh_line_8107402_201058727 |  | AD | node_8107402_200895117 | node_8107402_201058727 | 170.956 | bal_1P_2AC | 8107402 | no | no |  |  | no |  |  | 0 | 0 | 0 | 0
oh_line_8107402_201058728 |  | AN | node_8107402_201058735 | node_8107402_201058728 | 254.143 | bal_1P_DELTACUST | 8107402 | no | no |  |  | no |  |  | 0 | 0 | 0 | 0
oh_line_8107402_201058733 |  | AN | node_8107402_201058727 | node_intto1_8107402_201058733 | 109.507 | bal_1P_DELTACUST | 8107402 | no | no |  |  | no |  |  | 0 | 0 | 0 | 0
oh_line_8107402_201058734 |  | AN | node_8107402_201058733 | node_8107402_201058734 | 120.443 | bal_1P_DELTACUST | 8107402 | no | no |  |  | no |  |  | 0 | 0 | 0 | 0
oh_line_8107402_201058735 |  | AN | node_8107402_201058734 | node_8107402_201058735 | 141.693 | bal_1P_DELTACUST | 8107402 | no | no |  |  | no |  |  | 0 | 0 | 0 | 0
oh_line_8107402_201060320 |  | AD | node_8107402_200904392 | node_8107402_201060320 | 345.038 | bal_1P_4ACW | 8107402 | no | no |  |  | no |  |  | 0 | 0 | 0 | 0
oh_line_8107402_201060321 |  | AD | node_8107402_200903501 | node_8107402_201060321 | 499.815 | bal_1P_2AC | 8107402 | no | no |  |  | no |  |  | 0 | 0 | 0 | 0
oh_line_8107402_201060322 |  | AD | node_8107402_200905848 | node_8107402_201060322 | 201.443 | bal_1P_6CU | 8107402 | no | no |  |  | no |  |  | 0 | 0 | 0 | 0
oh_line_8107402_201060959 |  | AD | node_8107402_200893282 | node_8107402_201060959 | 206.911 | bal_1P_1/0AA | 8107402 | no | no |  |  | no |  |  | 0 | 0 | 0 | 0
oh_line_8107402_201061742 |  | AD | node_8107402_200904402 | node_8107402_201061742 | 203.891 | bal_1P_4ACW | 8107402 | no | no |  |  | no |  |  | 0 | 0 | 0 | 0
oh_line_8107402_201062497 |  | AN | node_8107402_200905634 | node_8107402_201062497 | 196.193 | bal_1P_1/0AA_1/0AA(N) | 8107402 | no | no |  |  | no |  |  | 0 | 0 | 0 | 0
oh_line_8107402_201063212 |  | ABCN | node_8107402_200898952 | node_8107402_201063212 | 195.053 | bal_3P_4/0AC_1/0AC(N) | 8107402 | no | no |  |  | no |  |  | 0 | 0 | 0 | 0
oh_line_8107402_201063214 |  | ABCN | node_8107402_200901606 | node_8107402_201063214 | 187.115 | bal_3P_4/0AC_1/0AC(N) | 8107402 | no | no |  |  | no |  |  | 0 | 0 | 0 | 0
oh_line_8107402_201063215 |  | AD | node_8107402_200899922 | node_8107402_201063215 | 174.287 | bal_1P_2AC | 8107402 | no | no |  |  | no |  |  | 0 | 0 | 0 | 0
oh_line_8107402_201066557 |  | AD | node_8107402_200895135 | node_8107402_201066557 | 412.093 | bal_1P_2AC | 8107402 | no | no |  |  | no |  |  | 0 | 0 | 0 | 0
oh_line_8107402_201066558 |  | AD | node_8107402_200895142 | node_8107402_201066558 | 209.068 | bal_1P_2AC | 8107402 | no | no |  |  | no |  |  | 0 | 0 | 0 | 0
oh_line_8107402_201066559 |  | AD | node_8107402_201058727 | node_8107402_201066559 | 181.779 | bal_1P_2AC | 8107402 | no | no |  |  | no |  |  | 0 | 0 | 0 | 0
oh_line_8107402_201067477 |  | AD | node_8107402_200895096 | node_8107402_201067477 | 409.663 | bal_1P_2AC | 8107402 | no | no |  |  | no |  |  | 0 | 0 | 0 | 0
oh_line_8107402_310020565 |  | AD | node_8107402_200893257 | node_8107402_310020565 | 179.456 | bal_1P_2CU | 8107402 | no | no |  |  | no |  |  | 0 | 0 | 0 | 0
oh_line_8107402_310020934 |  | ABCN | node_8107402_200905830 | node_8107402_310020934 | 144.38 | bal_3P_1/0AA_1/0AA(N) | 8107402 | no | no |  |  | no |  |  | 0 | 0 | 0 | 0
oh_line_8107402_310038569 |  | AD | node_8107402_200895393 | node_8107402_310038569 | 310.366 | bal_1P_3-104CW | 8107402 | no | no |  |  | no |  |  | 0 | 0 | 0 | 0
oh_line_8107402_311874569 |  | AD | node_8107402_200900141 | node_8107402_311874569 | 513.006 | bal_1P_2AC | 8107402 | no | no |  |  | no |  |  | 0 | 0 | 0 | 0
oh_line_8107402_311875417 |  | AN | node_8107402_200900124 | node_8107402_311875417 | 72.937 | bal_1P_1/0AA_1/0AA(N) | 8107402 | no | no |  |  | no |  |  | 0 | 0 | 0 | 0
oh_line_8107402_311875423 |  | ABCN | node_8107402_200901580 | node_8107402_311875423 | 49.597 | bal_3P_1/0AC_1/0AC(N) | 8107402 | no | no |  |  | no |  |  | 0 | 0 | 0 | 0
oh_line_8107402_311890289 |  | AN | node_8107402_200905826 | node_8107402_311890289 | 154.496 | bal_1P_1/0AA_1/0AA(N) | 8107402 | no | no |  |  | no |  |  | 0 | 0 | 0 | 0
oh_line_8107402_311891253 |  | ABCN | node_8107402_200904248 | node_8107402_311891253 | 144.753 | bal_3P_4/0AC_1/0AC(N) | 8107402 | no | no |  |  | no |  |  | 0 | 0 | 0 | 0
oh_line_8107402_311902029 |  | AD | node_8107402_200895108 | node_8107402_311902029 | 145.091 | bal_1P_1/0AA | 8107402 | no | no |  |  | no |  |  | 0 | 0 | 0 | 0
oh_line_8107402_311905479 |  | AD | node_8107402_200895380 | node_8107402_311905479 | 434.712 | bal_1P_2AC | 8107402 | no | no |  |  | no |  |  | 0 | 0 | 0 | 0
oh_line_8107402_311908872 |  | AD | node_8107402_200892791 | node_8107402_311908872 | 201.772 | bal_1P_2AC | 8107402 | no | no |  |  | no |  |  | 0 | 0 | 0 | 0
oh_line_8107402_311914932-1 |  | AN | node_8107402_200905744 | node_intto1_220436660 | 32.71 | bal_1P_1/0AA_1/0AA(N) | 8107402 | no | no |  |  | no |  |  | 0 | 0 | 0 | 0
oh_line_8107402_311914932-2 |  | AN | node_220436660 | node_intto1_220523538 | 7.361 | bal_1P_1/0AA_1/0AA(N) | 8107402 | no | no |  |  | no |  |  | 0 | 0 | 0 | 0
oh_line_8107402_311914932-3 |  | AN | node_220523538 | node_8107402_311914932 | 11.723 | bal_1P_1/0AA_1/0AA(N) | 8107402 | no | no |  |  | no |  |  | 0 | 0 | 0 | 0
oh_line_8107402_311929483 |  | ABCN | node_8107402_311934079 | node_8107402_311929483 | 140.507 | bal_3P_477AL_4/0AA(N) | 8107402 | no | no |  |  | no |  |  | 0 | 0 | 0 | 0
oh_line_8107402_311929516 |  | ABCN | node_8107402_311934107 | node_intto1_8107402_311929516 | 208.196 | bal_3P_477AL_4/0AA(N) | 8107402 | no | no |  |  | no |  |  | 0 | 0 | 0 | 0
oh_line_8107402_311929579 |  | ABCN | node_8107402_311929516 | node_intto1_8107402_311929579 | 221.04 | bal_3P_477AL_4/0AA(N) | 8107402 | no | no |  |  | no |  |  | 0 | 0 | 0 | 0
oh_line_8107402_311934073 |  | ABCN | node_8107402_200893239 | node_8107402_311934073 | 267.761 | bal_3P_477AL_4/0AA(N) | 8107402 | no | no |  |  | no |  |  | 0 | 0 | 0 | 0
oh_line_8107402_311934076 |  | ABCN | node_8107402_311934073 | node_intto1_8107402_311934076 | 249.891 | bal_3P_477AL_4/0AA(N) | 8107402 | no | no |  |  | no |  |  | 0 | 0 | 0 | 0
oh_line_8107402_311934079 |  | ABCN | node_8107402_311934096 | node_8107402_311934079 | 197.226 | bal_3P_477AL_4/0AA(N) | 8107402 | no | no |  |  | no |  |  | 0 | 0 | 0 | 0
oh_line_8107402_311934081 |  | ABCN | node_8107402_311929483 | node_8107402_311934081 | 151.213 | bal_3P_477AL_4/0AA(N) | 8107402 | no | no |  |  | no |  |  | 0 | 0 | 0 | 0
oh_line_8107402_311934082 |  | ABCN | node_8107402_311934081 | node_8107402_311934082 | 153.363 | bal_3P_477AL_4/0AA(N) | 8107402 | no | no |  |  | no |  |  | 0 | 0 | 0 | 0
oh_line_8107402_311934083 |  | ABCN | node_8107402_311934082 | node_8107402_311934083 | 220.272 | bal_3P_477AL_4/0AA(N) | 8107402 | no | no |  |  | no |  |  | 0 | 0 | 0 | 0
oh_line_8107402_311934085 |  | ABCN | node_8107402_311934102 | node_8107402_311934085 | 233.754 | bal_3P_477AL_4/0AA(N) | 8107402 | no | no |  |  | no |  |  | 0 | 0 | 0 | 0
oh_line_8107402_311934087 |  | ABCN | node_8107402_311934085 | node_8107402_311934087 | 225.342 | bal_3P_477AL_4/0AA(N) | 8107402 | no | no |  |  | no |  |  | 0 | 0 | 0 | 0
oh_line_8107402_311934088 |  | ABCN | node_8107402_311934087 | node_8107402_311934088 | 222.826 | bal_3P_477AL_4/0AA(N) | 8107402 | no | no |  |  | no |  |  | 0 | 0 | 0 | 0
oh_line_8107402_311934089 |  | ABCN | node_8107402_311934088 | node_8107402_311934089 | 220.976 | bal_3P_477AL_4/0AA(N) | 8107402 | no | no |  |  | no |  |  | 0 | 0 | 0 | 0
oh_line_8107402_311934091 |  | ABCN | node_8107402_311934089 | node_8107402_311934091 | 233.829 | bal_3P_477AL_4/0AA(N) | 8107402 | no | no |  |  | no |  |  | 0 | 0 | 0 | 0
oh_line_8107402_311934093 |  | ABCN | node_8107402_311934076 | node_8107402_311934093 | 112.189 | bal_3P_477AL_4/0AA(N) | 8107402 | no | no |  |  | no |  |  | 0 | 0 | 0 | 0
oh_line_8107402_311934094 |  | ABCN | node_8107402_311934093 | node_8107402_311934094 | 241.557 | bal_3P_477AL_4/0AA(N) | 8107402 | no | no |  |  | no |  |  | 0 | 0 | 0 | 0
oh_line_8107402_311934095 |  | ABCN | node_8107402_311934094 | node_8107402_311934095 | 269.225 | bal_3P_477AL_4/0AA(N) | 8107402 | no | no |  |  | no |  |  | 0 | 0 | 0 | 0
oh_line_8107402_311934096 |  | ABCN | node_8107402_311934095 | node_8107402_311934096 | 177.63 | bal_3P_477AL_4/0AA(N) | 8107402 | no | no |  |  | no |  |  | 0 | 0 | 0 | 0
oh_line_8107402_311934102 |  | ABCN | node_8107402_311934083 | node_8107402_311934102 | 222.3 | bal_3P_477AL_4/0AA(N) | 8107402 | no | no |  |  | no |  |  | 0 | 0 | 0 | 0
oh_line_8107402_311934105 |  | ABCN | node_8107402_311934359 | node_8107402_311934105 | 11.155 | bal_3P_477AL_4/0AA(N) | 8107402 | no | no |  |  | no |  |  | 0 | 0 | 0 | 0
oh_line_8107402_311934107 |  | ABCN | node_8107402_311934105 | node_8107402_311934107 | 10.548 | bal_3P_477AL_4/0AA(N) | 8107402 | no | no |  |  | no |  |  | 0 | 0 | 0 | 0
oh_line_8107402_311934200 |  | ABCN | node_8107402_200953157 | node_8107402_200902206 | 257.06 | bal_3P_477AL_1/0AC(N) | 8107402 | no | no |  |  | no |  |  | 0 | 0 | 0 | 0
oh_line_8107402_311934339 |  | ABCN | node_8107402_311934091 | node_8107402_311934339 | 56.228 | bal_3P_477AL_4/0AA(N) | 8107402 | no | no |  |  | no |  |  | 0 | 0 | 0 | 0
oh_line_8107402_311934341 |  | ABCN | node_8107402_311934339 | node_8107402_311934341 | 169.892 | bal_3P_477AL_4/0AA(N) | 8107402 | no | no |  |  | no |  |  | 0 | 0 | 0 | 0
oh_line_8107402_311934345 |  | ABCN | node_8107402_311934341 | node_8107402_311934345 | 199.622 | bal_3P_477AL_4/0AA(N) | 8107402 | no | no |  |  | no |  |  | 0 | 0 | 0 | 0
oh_line_8107402_311934346 |  | ABCN | node_8107402_311934345 | node_8107402_311934346 | 200.321 | bal_3P_477AL_4/0AA(N) | 8107402 | no | no |  |  | no |  |  | 0 | 0 | 0 | 0
oh_line_8107402_311934347 |  | ABCN | node_8107402_311934346 | node_8107402_311934347 | 233.159 | bal_3P_477AL_4/0AA(N) | 8107402 | no | no |  |  | no |  |  | 0 | 0 | 0 | 0
oh_line_8107402_311934348 |  | ABCN | node_8107402_311934347 | node_8107402_311934348 | 229.769 | bal_3P_477AL_4/0AA(N) | 8107402 | no | no |  |  | no |  |  | 0 | 0 | 0 | 0
oh_line_8107402_311934349 |  | ABCN | node_8107402_311934348 | node_8107402_311934349 | 229.727 | bal_3P_477AL_4/0AA(N) | 8107402 | no | no |  |  | no |  |  | 0 | 0 | 0 | 0
oh_line_8107402_311934350 |  | ABCN | node_8107402_311934349 | node_8107402_311934350 | 223.049 | bal_3P_477AL_4/0AA(N) | 8107402 | no | no |  |  | no |  |  | 0 | 0 | 0 | 0
oh_line_8107402_311934351 |  | ABCN | node_8107402_311934350 | node_8107402_311934351 | 232.007 | bal_3P_477AL_4/0AA(N) | 8107402 | no | no |  |  | no |  |  | 0 | 0 | 0 | 0
oh_line_8107402_311934352 |  | ABCN | node_8107402_311934351 | node_8107402_311934352 | 229.204 | bal_3P_477AL_4/0AA(N) | 8107402 | no | no |  |  | no |  |  | 0 | 0 | 0 | 0
oh_line_8107402_311934353 |  | ABCN | node_8107402_311934352 | node_8107402_311934353 | 207.156 | bal_3P_477AL_4/0AA(N) | 8107402 | no | no |  |  | no |  |  | 0 | 0 | 0 | 0
oh_line_8107402_311934354 |  | ABCN | node_8107402_311934353 | node_8107402_311934354 | 206.621 | bal_3P_477AL_4/0AA(N) | 8107402 | no | no |  |  | no |  |  | 0 | 0 | 0 | 0
oh_line_8107402_311934356 |  | ABCN | node_8107402_311934354 | node_8107402_311934356 | 227.538 | bal_3P_477AL_4/0AA(N) | 8107402 | no | no |  |  | no |  |  | 0 | 0 | 0 | 0
oh_line_8107402_311934357 |  | ABCN | node_8107402_311934356 | node_8107402_311934357 | 231.662 | bal_3P_477AL_4/0AA(N) | 8107402 | no | no |  |  | no |  |  | 0 | 0 | 0 | 0
oh_line_8107402_311934359 |  | ABCN | node_8107402_311934357 | node_8107402_311934359 | 233.473 | bal_3P_477AL_4/0AA(N) | 8107402 | no | no |  |  | no |  |  | 0 | 0 | 0 | 0
oh_line_8107402_311934360-1 |  | ABCN | node_8107402_311929579 | node_intto1_311929585 | 6.027 | bal_3P_477AL_4/0AA(N) | 8107402 | no | no |  |  | no |  |  | 0 | 0 | 0 | 0
oh_line_8107402_311934360-2 |  | ABCN | node_311929585 | node_intto1_540-R2-311929589 | 6.685 | bal_3P_477AL_4/0AA(N) | 8107402 | no | no |  |  | no |  |  | 0 | 0 | 0 | 0
oh_line_8107402_311934360-3 |  | ABCN | node_540-R2-311929589 | node_8107402_311934360 | 49.834 | bal_3P_477AL_4/0AA(N) | 8107402 | no | no |  |  | no |  |  | 0 | 0 | 0 | 0
oh_line_8107402_311990233 |  | AD | node_8107402_200903520 | node_8107402_311990233 | 63.01 | bal_1P_1/0AA | 8107402 | no | no |  |  | no |  |  | 0 | 0 | 0 | 0
oh_line_8107402_312027146 |  | AD | node_8107402_200892326 | node_8107402_312027146 | 139.266 | bal_1P_1/0AA | 8107402 | no | no |  |  | no |  |  | 0 | 0 | 0 | 0
oh_line_8107402_312056032 |  | AD | node_8107402_312056033 | node_8107402_312056032 | 148.638 | bal_1P_1/0AA | 8107402 | no | no |  |  | no |  |  | 0 | 0 | 0 | 0
oh_line_8107402_312056033 |  | AD | node_8107402_312056034 | node_8107402_312056033 | 186.068 | bal_1P_1/0AA | 8107402 | no | no |  |  | no |  |  | 0 | 0 | 0 | 0
oh_line_8107402_312056034 |  | AD | node_8107402_311905479 | node_intto1_8107402_312056034 | 215.762 | bal_1P_1/0AA | 8107402 | no | no |  |  | no |  |  | 0 | 0 | 0 | 0
oh_line_8107402_312058711 |  | AD | node_1300535_957_15266040_18 | node_8107402_312058711 | 81.995 | bal_1P_1/0AC | 8107402 | no | no |  |  | no |  |  | 0 | 0 | 0 | 0
oh_line_8107402_312066777 |  | AD | node_8107402_200899946 | node_8107402_312066777 | 75.738 | bal_1P_1/0AA | 8107402 | no | no |  |  | no |  |  | 0 | 0 | 0 | 0
oh_line_8107402_312070782 |  | AD | node_8107402_200903524 | node_8107402_312070782 | 101.13 | bal_1P_1/0AA | 8107402 | no | no |  |  | no |  |  | 0 | 0 | 0 | 0
oh_line_8107402_312082303 |  | AD | node_8107402_200951517 | node_8107402_312082303 | 46.581 | bal_1P_1/0AC | 8107402 | no | no |  |  | no |  |  | 0 | 0 | 0 | 0
oh_line_8107402_312082904 |  | AD | node_8107402_200896289 | node_8107402_312082904 | 264.384 | bal_1P_2AC | 8107402 | no | no |  |  | no |  |  | 0 | 0 | 0 | 0
oh_line_8107402_312083257 |  | ABCN | node_8107402_311934360 | node_8107402_312083257 | 61.765 | bal_3P_477AL_4/0AA(N) | 8107402 | no | no |  |  | no |  |  | 0 | 0 | 0 | 0
oh_line_8107402_312085894 |  | AD | node_8107402_200892371 | node_8107402_312085894 | 83.314 | bal_1P_1/0AA | 8107402 | no | no |  |  | no |  |  | 0 | 0 | 0 | 0
oh_line_8107402_312092479 |  | AD | node_8107402_200903506 | node_8107402_312092479 | 64.89 | bal_1P_1/0AA | 8107402 | no | no |  |  | no |  |  | 0 | 0 | 0 | 0
oh_line_8107402_312102460 |  | ABCN | node_8107402_200902212 | node_8107402_312102460 | 80.12 | bal_3P_477AL_4/0AL(N) | 8107402 | no | no |  |  | no |  |  | 0 | 0 | 0 | 0
oh_line_8107402_312110252 |  | AD | node_8107402_200895867 | node_8107402_312110252 | 159.751 | bal_1P_2AC | 8107402 | no | no |  |  | no |  |  | 0 | 0 | 0 | 0
oh_line_8107402_312110253 |  | AD | node_8107402_312110252 | node_8107402_312110253 | 234.457 | bal_1P_1/0AA | 8107402 | no | no |  |  | no |  |  | 0 | 0 | 0 | 0
oh_line_8107402_312115053 |  | AD | node_1294054_733_15276697_989 | node_8107402_312115053 | 331.36 | bal_1P_2AC | 8107402 | no | no |  |  | no |  |  | 0 | 0 | 0 | 0
oh_line_8107402_312118268 |  | ABCN | node_8107402_312118268 | node_intto1_8107402_200901583 | 25.623 | bal_3P_477AL_4/0AL(N) | 8107402 | no | no |  |  | no |  |  | 0 | 0 | 0 | 0
oh_line_8107402_312135056-1 |  | AD | node_312135057 | node_1294054_733_15276697_989 | 68.574 | bal_1P_1/0AA | 8107402 | no | no |  |  | no |  |  | 0 | 0 | 0 | 0
oh_line_8107402_312135056-2 |  | AD | node_8107402_312135056 | node_intto1_312135057 | 13.284 | bal_1P_1/0AA | 8107402 | no | no |  |  | no |  |  | 0 | 0 | 0 | 0
oh_line_8107402_312135056-3 |  | AD | node_8107402_312027146 | node_8107402_312135056 | 229.293 | bal_1P_1/0AA | 8107402 | no | no |  |  | no |  |  | 0 | 0 | 0 | 0
oh_line_8107402_312152901 |  | AD | node_8107402_200895243 | node_8107402_312152901 | 317.442 | bal_1P_2AC | 8107402 | no | no |  |  | no |  |  | 0 | 0 | 0 | 0
oh_line_8107402_312160938 |  | ABCN | node_8107402_200905805 | node_8107402_312160938 | 36.966 | bal_3P_1/0AA_1/0AA(N) | 8107402 | no | no |  |  | no |  |  | 0 | 0 | 0 | 0
oh_line_TAP_OH_914876 |  | AN | node_8107402_200892310 | node_1293145_728_15279846_936 | 0.033 | unb_TAPWIRE_OH | 8107402 | no | no |  |  | no |  |  | 0 | 0 | 0 | 0
oh_line_TAP_OH_914877 |  | AN | node_8107402_200892311 | node_1293173_753_15279570_435 | 0.033 | unb_TAPWIRE_OH | 8107402 | no | no |  |  | no |  |  | 0 | 0 | 0 | 0
oh_line_TAP_OH_914878 |  | AN | node_8107402_200892314 | node_1293266_038_15279124_802 | 0.033 | unb_TAPWIRE_OH | 8107402 | no | no |  |  | no |  |  | 0 | 0 | 0 | 0
oh_line_TAP_OH_914879 |  | AN | node_8107402_200892316 | node_1292815_144_15279143_542 | 0.033 | unb_TAPWIRE_OH | 8107402 | no | no |  |  | no |  |  | 0 | 0 | 0 | 0
oh_line_TAP_OH_914880 |  | AN | node_8107402_200892318 | node_1293448_296_15278791_221 | 0.033 | unb_TAPWIRE_OH | 8107402 | no | no |  |  | no |  |  | 0 | 0 | 0 | 0
oh_line_TAP_OH_914881 |  | AN | node_8107402_200892320 | node_1293518_953_15278388_667 | 0.033 | unb_TAPWIRE_OH | 8107402 | no | no |  |  | no |  |  | 0 | 0 | 0 | 0
oh_line_TAP_OH_914882 |  | AN | node_8107402_200892321 | node_1293709_068_15278040_665 | 0.033 | unb_TAPWIRE_OH | 8107402 | no | no |  |  | no |  |  | 0 | 0 | 0 | 0
oh_line_TAP_OH_914883 |  | AN | node_8107402_200892324 | node_1293774_912_15277436_346 | 0.033 | unb_TAPWIRE_OH | 8107402 | no | no |  |  | no |  |  | 0 | 0 | 0 | 0
oh_line_TAP_OH_914884 |  | AN | node_8107402_200892326 | node_1293764_296_15276997_28 | 0.033 | unb_TAPWIRE_OH | 8107402 | no | no |  |  | no |  |  | 0 | 0 | 0 | 0
oh_line_TAP_OH_914886 |  | AN | node_8107402_200892332 | node_1291555_267_15280534_309 | 0.033 | unb_TAPWIRE_OH | 8107402 | no | no |  |  | no |  |  | 0 | 0 | 0 | 0
oh_line_TAP_OH_914887 |  | AN | node_8107402_200892334 | node_1291763_12_15280535_007 | 0.033 | unb_TAPWIRE_OH | 8107402 | no | no |  |  | no |  |  | 0 | 0 | 0 | 0
oh_line_TAP_OH_914888 |  | AN | node_8107402_200892336 | node_1292013_626_15280605_083 | 0.033 | unb_TAPWIRE_OH | 8107402 | no | no |  |  | no |  |  | 0 | 0 | 0 | 0
oh_line_TAP_OH_914889 |  | AN | node_8107402_200892337 | node_1292422_779_15280638_228 | 0.033 | unb_TAPWIRE_OH | 8107402 | no | no |  |  | no |  |  | 0 | 0 | 0 | 0
oh_line_TAP_OH_914890 |  | AN | node_8107402_200892339 | node_1292706_141_15280670_724 | 0.033 | unb_TAPWIRE_OH | 8107402 | no | no |  |  | no |  |  | 0 | 0 | 0 | 0
oh_line_TAP_OH_914891 |  | AN | node_8107402_200892344 | node_1293396_297_15280495_843 | 0.033 | unb_TAPWIRE_OH | 8107402 | no | no |  |  | no |  |  | 0 | 0 | 0 | 0
oh_line_TAP_OH_914892 |  | AN | node_8107402_200892348 | node_1294016_116_15285502_455 | 0.033 | unb_TAPWIRE_OH | 8107402 | no | no |  |  | no |  |  | 0 | 0 | 0 | 0
oh_line_TAP_OH_914893 |  | AN | node_8107402_200892349 | node_1294061_169_15285688_479 | 0.033 | unb_TAPWIRE_OH | 8107402 | no | no |  |  | no |  |  | 0 | 0 | 0 | 0
oh_line_TAP_OH_914894 |  | AN | node_8107402_200892356 | node_1294397_707_15287041_387 | 0.033 | unb_TAPWIRE_OH | 8107402 | no | no |  |  | no |  |  | 0 | 0 | 0 | 0
oh_line_TAP_OH_914895 |  | AN | node_8107402_200892357 | node_1294421_554_15287303_391 | 0.033 | unb_TAPWIRE_OH | 8107402 | no | no |  |  | no |  |  | 0 | 0 | 0 | 0
oh_line_TAP_OH_914896 |  | AN | node_8107402_200892361 | node_1293851_543_15282733_414 | 0.033 | unb_TAPWIRE_OH | 8107402 | no | no |  |  | no |  |  | 0 | 0 | 0 | 0
oh_line_TAP_OH_914897 |  | AN | node_8107402_200892364 | node_1293953_07_15283092_7 | 0.033 | unb_TAPWIRE_OH | 8107402 | no | no |  |  | no |  |  | 0 | 0 | 0 | 0
oh_line_TAP_OH_914898 |  | AN | node_8107402_200892365 | node_1294124_859_15283629_981 | 0.033 | unb_TAPWIRE_OH | 8107402 | no | no |  |  | no |  |  | 0 | 0 | 0 | 0
oh_line_TAP_OH_914899 |  | AN | node_8107402_200892367 | node_1294156_592_15283894_87 | 0.033 | unb_TAPWIRE_OH | 8107402 | no | no |  |  | no |  |  | 0 | 0 | 0 | 0
oh_line_TAP_OH_914901 |  | AN | node_8107402_200892373 | node_1293957_531_15285148_209 | 0.033 | unb_TAPWIRE_OH | 8107402 | no | no |  |  | no |  |  | 0 | 0 | 0 | 0
oh_line_TAP_OH_915047 |  | AN | node_8107402_200892789 | node_1288371_456_15279182_803 | 0.033 | unb_TAPWIRE_OH | 8107402 | no | no |  |  | no |  |  | 0 | 0 | 0 | 0
oh_line_TAP_OH_915048 |  | AN | node_8107402_200892791 | node_1288038_509_15279238_556 | 0.033 | unb_TAPWIRE_OH | 8107402 | no | no |  |  | no |  |  | 0 | 0 | 0 | 0
oh_line_TAP_OH_915049 |  | AN | node_8107402_200892796 | node_1286409_782_15278645_415 | 0.033 | unb_TAPWIRE_OH | 8107402 | no | no |  |  | no |  |  | 0 | 0 | 0 | 0
oh_line_TAP_OH_915050 |  | AN | node_8107402_200892797 | node_1286180_895_15278825_401 | 0.033 | unb_TAPWIRE_OH | 8107402 | no | no |  |  | no |  |  | 0 | 0 | 0 | 0
oh_line_TAP_OH_915051 |  | AN | node_8107402_200892807 | node_1289259_28_15279849_03 | 0.033 | unb_TAPWIRE_OH | 8107402 | no | no |  |  | no |  |  | 0 | 0 | 0 | 0
oh_line_TAP_OH_915052 |  | AN | node_8107402_200892808 | node_1289087_746_15279687_291 | 0.033 | unb_TAPWIRE_OH | 8107402 | no | no |  |  | no |  |  | 0 | 0 | 0 | 0
oh_line_TAP_OH_915053 |  | AN | node_8107402_200892811 | node_1288764_781_15279204_355 | 0.033 | unb_TAPWIRE_OH | 8107402 | no | no |  |  | no |  |  | 0 | 0 | 0 | 0
oh_line_TAP_OH_915054 |  | AN | node_8107402_200892812 | node_1288565_014_15279193_319 | 0.033 | unb_TAPWIRE_OH | 8107402 | no | no |  |  | no |  |  | 0 | 0 | 0 | 0
oh_line_TAP_OH_915077 |  | AN | node_8107402_200892880 | node_1293798_512_15275661_917 | 0.033 | unb_TAPWIRE_OH | 8107402 | no | no |  |  | no |  |  | 0 | 0 | 0 | 0
oh_line_TAP_OH_915157 |  | AN | node_8107402_200893159 | node_1280019_791_15283355_207 | 0.033 | unb_TAPWIRE_OH | 8107402 | no | no |  |  | no |  |  | 0 | 0 | 0 | 0
oh_line_TAP_OH_915158 |  | ABCN | node_8107402_200893167 | node_1281067_909_15284381_923 | 0.033 | unb_TAPWIRE_OH | 8107402 | no | no |  |  | no |  |  | 0 | 0 | 0 | 0
oh_line_TAP_OH_915159 |  | AN | node_8107402_200893171 | node_1281424_551_15284647_471 | 0.033 | unb_TAPWIRE_OH | 8107402 | no | no |  |  | no |  |  | 0 | 0 | 0 | 0
oh_line_TAP_OH_915160 |  | ABCN | node_8107402_200893172 | node_1281335_948_15284979_35 | 0.033 | unb_TAPWIRE_OH | 8107402 | no | no |  |  | no |  |  | 0 | 0 | 0 | 0
oh_line_TAP_OH_915161 |  | ABCN | node_8107402_200893173 | node_1281481_79_15285252_944 | 0.033 | unb_TAPWIRE_OH | 8107402 | no | no |  |  | no |  |  | 0 | 0 | 0 | 0
oh_line_TAP_OH_915162 |  | AN | node_8107402_200893174 | node_1281754_735_15285123_298 | 0.033 | unb_TAPWIRE_OH | 8107402 | no | no |  |  | no |  |  | 0 | 0 | 0 | 0
oh_line_TAP_OH_915164 |  | AN | node_8107402_200893186 | node_1282110_252_15286502_587 | 0.033 | unb_TAPWIRE_OH | 8107402 | no | no |  |  | no |  |  | 0 | 0 | 0 | 0
oh_line_TAP_OH_915165 |  | AN | node_8107402_200893189 | node_1282467_322_15286925_46 | 0.033 | unb_TAPWIRE_OH | 8107402 | no | no |  |  | no |  |  | 0 | 0 | 0 | 0
oh_line_TAP_OH_915166 |  | AN | node_8107402_200893190 | node_1282238_946_15287165_225 | 0.033 | unb_TAPWIRE_OH | 8107402 | no | no |  |  | no |  |  | 0 | 0 | 0 | 0
oh_line_TAP_OH_915167 |  | AN | node_8107402_200893191 | node_1282385_322_15287267_693 | 0.033 | unb_TAPWIRE_OH | 8107402 | no | no |  |  | no |  |  | 0 | 0 | 0 | 0
oh_line_TAP_OH_915168 |  | AN | node_8107402_200893209 | node_1285961_016_15287644_011 | 0.033 | unb_TAPWIRE_OH | 8107402 | no | no |  |  | no |  |  | 0 | 0 | 0 | 0
oh_line_TAP_OH_915184 |  | AN | node_8107402_200893258 | node_1284376_234_15282585_721 | 0.033 | unb_TAPWIRE_OH | 8107402 | no | no |  |  | no |  |  | 0 | 0 | 0 | 0
oh_line_TAP_OH_915185 |  | AN | node_8107402_200893259 | node_1284700_635_15282773_759 | 0.033 | unb_TAPWIRE_OH | 8107402 | no | no |  |  | no |  |  | 0 | 0 | 0 | 0
oh_line_TAP_OH_915186 |  | AN | node_8107402_200893260 | node_1285053_036_15282980_337 | 0.033 | unb_TAPWIRE_OH | 8107402 | no | no |  |  | no |  |  | 0 | 0 | 0 | 0
oh_line_TAP_OH_915187 |  | AN | node_8107402_200893261 | node_1285457_314_15283202_651 | 0.033 | unb_TAPWIRE_OH | 8107402 | no | no |  |  | no |  |  | 0 | 0 | 0 | 0
oh_line_TAP_OH_915188 |  | AN | node_8107402_200893266 | node_1286281_762_15283602_282 | 0.033 | unb_TAPWIRE_OH | 8107402 | no | no |  |  | no |  |  | 0 | 0 | 0 | 0
oh_line_TAP_OH_915189 |  | AN | node_8107402_200893267 | node_1286549_051_15283838_762 | 0.033 | unb_TAPWIRE_OH | 8107402 | no | no |  |  | no |  |  | 0 | 0 | 0 | 0
oh_line_TAP_OH_915190 |  | AN | node_8107402_200893269 | node_1286730_318_15284093_101 | 0.033 | unb_TAPWIRE_OH | 8107402 | no | no |  |  | no |  |  | 0 | 0 | 0 | 0
oh_line_TAP_OH_915191 |  | AN | node_8107402_200893270 | node_1286981_758_15284229_593 | 0.033 | unb_TAPWIRE_OH | 8107402 | no | no |  |  | no |  |  | 0 | 0 | 0 | 0
oh_line_TAP_OH_915192 |  | AN | node_8107402_200893272 | node_1287085_451_15284443_568 | 0.033 | unb_TAPWIRE_OH | 8107402 | no | no |  |  | no |  |  | 0 | 0 | 0 | 0
oh_line_TAP_OH_915193 |  | AN | node_8107402_200893273 | node_1287224_384_15284590_978 | 0.033 | unb_TAPWIRE_OH | 8107402 | no | no |  |  | no |  |  | 0 | 0 | 0 | 0
oh_line_TAP_OH_915194 |  | AN | node_8107402_200893275 | node_1287496_27_15284739_858 | 0.033 | unb_TAPWIRE_OH | 8107402 | no | no |  |  | no |  |  | 0 | 0 | 0 | 0
oh_line_TAP_OH_915195 |  | AN | node_8107402_200893276 | node_1287800_452_15284909_2 | 0.033 | unb_TAPWIRE_OH | 8107402 | no | no |  |  | no |  |  | 0 | 0 | 0 | 0
oh_line_TAP_OH_915196 |  | AN | node_8107402_200893278 | node_1288141_445_15285026_884 | 0.033 | unb_TAPWIRE_OH | 8107402 | no | no |  |  | no |  |  | 0 | 0 | 0 | 0
oh_line_TAP_OH_915197 |  | AN | node_8107402_200893279 | node_1288068_235_15285313_626 | 0.033 | unb_TAPWIRE_OH | 8107402 | no | no |  |  | no |  |  | 0 | 0 | 0 | 0
oh_line_TAP_OH_915198 |  | AN | node_8107402_200893281 | node_1288480_713_15285246_707 | 0.033 | unb_TAPWIRE_OH | 8107402 | no | no |  |  | no |  |  | 0 | 0 | 0 | 0
oh_line_TAP_OH_915199 |  | AN | node_8107402_200893282 | node_1288453_064_15285464_936 | 0.033 | unb_TAPWIRE_OH | 8107402 | no | no |  |  | no |  |  | 0 | 0 | 0 | 0
oh_line_TAP_OH_915200 |  | AN | node_8107402_200893283 | node_1288506_485_15284825_768 | 0.033 | unb_TAPWIRE_OH | 8107402 | no | no |  |  | no |  |  | 0 | 0 | 0 | 0
oh_line_TAP_OH_915201 |  | AN | node_8107402_200893284 | node_1288585_912_15284483_569 | 0.033 | unb_TAPWIRE_OH | 8107402 | no | no |  |  | no |  |  | 0 | 0 | 0 | 0
oh_line_TAP_OH_915202 |  | AN | node_8107402_200893285 | node_1288862_593_15285335_763 | 0.033 | unb_TAPWIRE_OH | 8107402 | no | no |  |  | no |  |  | 0 | 0 | 0 | 0
oh_line_TAP_OH_915203 |  | AN | node_8107402_200893287 | node_1289300_984_15285461_996 | 0.033 | unb_TAPWIRE_OH | 8107402 | no | no |  |  | no |  |  | 0 | 0 | 0 | 0
oh_line_TAP_OH_915204 |  | AN | node_8107402_200893290 | node_1289394_853_15285173_794 | 0.033 | unb_TAPWIRE_OH | 8107402 | no | no |  |  | no |  |  | 0 | 0 | 0 | 0
oh_line_TAP_OH_915205 |  | AN | node_8107402_200893291 | node_1289817_543_15285539_254 | 0.033 | unb_TAPWIRE_OH | 8107402 | no | no |  |  | no |  |  | 0 | 0 | 0 | 0
oh_line_TAP_OH_915206 |  | AN | node_8107402_200893292 | node_1290171_961_15285582_007 | 0.033 | unb_TAPWIRE_OH | 8107402 | no | no |  |  | no |  |  | 0 | 0 | 0 | 0
oh_line_TAP_OH_915207 |  | AN | node_8107402_200893293 | node_1290361_332_15285649_929 | 0.033 | unb_TAPWIRE_OH | 8107402 | no | no |  |  | no |  |  | 0 | 0 | 0 | 0
oh_line_TAP_OH_915208 |  | AN | node_8107402_200893303 | node_1291636_425_15286040_511 | 0.033 | unb_TAPWIRE_OH | 8107402 | no | no |  |  | no |  |  | 0 | 0 | 0 | 0
oh_line_TAP_OH_915209 |  | AN | node_8107402_200893304 | node_1291828_775_15286185_209 | 0.033 | unb_TAPWIRE_OH | 8107402 | no | no |  |  | no |  |  | 0 | 0 | 0 | 0
oh_line_TAP_OH_915210 |  | AN | node_8107402_200893305 | node_1291994_496_15286219_361 | 0.033 | unb_TAPWIRE_OH | 8107402 | no | no |  |  | no |  |  | 0 | 0 | 0 | 0
oh_line_TAP_OH_915211 |  | AN | node_8107402_200893306 | node_1292296_512_15286180_768 | 0.033 | unb_TAPWIRE_OH | 8107402 | no | no |  |  | no |  |  | 0 | 0 | 0 | 0
oh_line_TAP_OH_915212 |  | AN | node_8107402_200893308 | node_1292664_925_15286510_804 | 0.033 | unb_TAPWIRE_OH | 8107402 | no | no |  |  | no |  |  | 0 | 0 | 0 | 0
oh_line_TAP_OH_915213 |  | AN | node_8107402_200893309 | node_1292948_931_15286558_308 | 0.033 | unb_TAPWIRE_OH | 8107402 | no | no |  |  | no |  |  | 0 | 0 | 0 | 0
oh_line_TAP_OH_915214 |  | AN | node_8107402_200893310 | node_1293167_241_15286813_987 | 0.033 | unb_TAPWIRE_OH | 8107402 | no | no |  |  | no |  |  | 0 | 0 | 0 | 0
oh_line_TAP_OH_915255 |  | AN | node_8107402_200893419 | node_1283615_608_15279440_942 | 0.033 | unb_TAPWIRE_OH | 8107402 | no | no |  |  | no |  |  | 0 | 0 | 0 | 0
oh_line_TAP_OH_915257 |  | AN | node_8107402_200893423 | node_1284187_085_15279554_936 | 0.033 | unb_TAPWIRE_OH | 8107402 | no | no |  |  | no |  |  | 0 | 0 | 0 | 0
oh_line_TAP_OH_915258 |  | AN | node_8107402_200893424 | node_1294122_263_15285196_163 | 0.033 | unb_TAPWIRE_OH | 8107402 | no | no |  |  | no |  |  | 0 | 0 | 0 | 0
oh_line_TAP_OH_915259 |  | AN | node_8107402_200893426 | node_1294458_459_15285365_586 | 0.033 | unb_TAPWIRE_OH | 8107402 | no | no |  |  | no |  |  | 0 | 0 | 0 | 0
oh_line_TAP_OH_915266 |  | AN | node_8107402_200893449 | node_1285592_505_15282870_128 | 0.033 | unb_TAPWIRE_OH | 8107402 | no | no |  |  | no |  |  | 0 | 0 | 0 | 0
oh_line_TAP_OH_915267 |  | AN | node_8107402_200893451 | node_1285828_355_15282511_195 | 0.033 | unb_TAPWIRE_OH | 8107402 | no | no |  |  | no |  |  | 0 | 0 | 0 | 0
oh_line_TAP_OH_915268 |  | AN | node_8107402_200893452 | node_1286095_764_15282554_801 | 0.033 | unb_TAPWIRE_OH | 8107402 | no | no |  |  | no |  |  | 0 | 0 | 0 | 0
oh_line_TAP_OH_915269 |  | AN | node_8107402_200893453 | node_1286462_129_15282298_057 | 0.033 | unb_TAPWIRE_OH | 8107402 | no | no |  |  | no |  |  | 0 | 0 | 0 | 0
oh_line_TAP_OH_915270 |  | AN | node_8107402_200893455 | node_1286864_255_15282053_473 | 0.033 | unb_TAPWIRE_OH | 8107402 | no | no |  |  | no |  |  | 0 | 0 | 0 | 0
oh_line_TAP_OH_915271 |  | AN | node_8107402_200893456 | node_1290114_892_15280338_154 | 0.033 | unb_TAPWIRE_OH | 8107402 | no | no |  |  | no |  |  | 0 | 0 | 0 | 0
oh_line_TAP_OH_915272 |  | AN | node_8107402_200893459 | node_1282003_31_15287092_825 | 0.033 | unb_TAPWIRE_OH | 8107402 | no | no |  |  | no |  |  | 0 | 0 | 0 | 0
oh_line_TAP_OH_915273 |  | AN | node_8107402_200893460 | node_1281756_386_15287296_239 | 0.033 | unb_TAPWIRE_OH | 8107402 | no | no |  |  | no |  |  | 0 | 0 | 0 | 0
oh_line_TAP_OH_915274 |  | AN | node_8107402_200893462 | node_1281173_839_15287084_182 | 0.033 | unb_TAPWIRE_OH | 8107402 | no | no |  |  | no |  |  | 0 | 0 | 0 | 0
oh_line_TAP_OH_915275 |  | AN | node_8107402_200893466 | node_1280417_728_15286803_102 | 0.033 | unb_TAPWIRE_OH | 8107402 | no | no |  |  | no |  |  | 0 | 0 | 0 | 0
oh_line_TAP_OH_915304 |  | AN | node_8107402_200893558 | node_1292196_28_15276043_2 | 0.033 | unb_TAPWIRE_OH | 8107402 | no | no |  |  | no |  |  | 0 | 0 | 0 | 0
oh_line_TAP_OH_915305 |  | AN | node_8107402_200893559 | node_1292158_617_15275727_673 | 0.033 | unb_TAPWIRE_OH | 8107402 | no | no |  |  | no |  |  | 0 | 0 | 0 | 0
oh_line_TAP_OH_915306 |  | AN | node_8107402_200893560 | node_1293307_305_15277563_682 | 0.033 | unb_TAPWIRE_OH | 8107402 | no | no |  |  | no |  |  | 0 | 0 | 0 | 0
oh_line_TAP_OH_915307 |  | AN | node_8107402_200893562 | node_1293187_756_15277180_126 | 0.033 | unb_TAPWIRE_OH | 8107402 | no | no |  |  | no |  |  | 0 | 0 | 0 | 0
oh_line_TAP_OH_915308 |  | AN | node_8107402_200893563 | node_1293001_387_15277071_006 | 0.033 | unb_TAPWIRE_OH | 8107402 | no | no |  |  | no |  |  | 0 | 0 | 0 | 0
oh_line_TAP_OH_915309 |  | AN | node_8107402_200893564 | node_1292878_553_15276946_317 | 0.033 | unb_TAPWIRE_OH | 8107402 | no | no |  |  | no |  |  | 0 | 0 | 0 | 0
oh_line_TAP_OH_915310 |  | AN | node_8107402_200893565 | node_1292787_192_15276721_82 | 0.033 | unb_TAPWIRE_OH | 8107402 | no | no |  |  | no |  |  | 0 | 0 | 0 | 0
oh_line_TAP_OH_915346 |  | AN | node_8107402_200893679 | node_1294671_781_15289258_73 | 0.033 | unb_TAPWIRE_OH | 8107402 | no | no |  |  | no |  |  | 0 | 0 | 0 | 0
oh_line_TAP_OH_915347 |  | AN | node_8107402_200893681 | node_1294396_103_15289090_153 | 0.033 | unb_TAPWIRE_OH | 8107402 | no | no |  |  | no |  |  | 0 | 0 | 0 | 0
oh_line_TAP_OH_915348 |  | AN | node_8107402_200893685 | node_1293389_273_15288881_689 | 0.033 | unb_TAPWIRE_OH | 8107402 | no | no |  |  | no |  |  | 0 | 0 | 0 | 0
oh_line_TAP_OH_915578 |  | AN | node_8107402_200895097 | node_1294670_522_15276801_28 | 0.033 | unb_TAPWIRE_OH | 8107402 | no | no |  |  | no |  |  | 0 | 0 | 0 | 0
oh_line_TAP_OH_915579 |  | AN | node_8107402_200895099 | node_1294923_656_15277121_872 | 0.033 | unb_TAPWIRE_OH | 8107402 | no | no |  |  | no |  |  | 0 | 0 | 0 | 0
oh_line_TAP_OH_915581 |  | AN | node_8107402_200895102 | node_1295868_514_15276870_836 | 0.033 | unb_TAPWIRE_OH | 8107402 | no | no |  |  | no |  |  | 0 | 0 | 0 | 0
oh_line_TAP_OH_915583 |  | AN | node_8107402_200895107 | node_1297673_796_15276660_824 | 0.033 | unb_TAPWIRE_OH | 8107402 | no | no |  |  | no |  |  | 0 | 0 | 0 | 0
oh_line_TAP_OH_915584 |  | AN | node_8107402_200895109 | node_1297731_123_15275927_79 | 0.033 | unb_TAPWIRE_OH | 8107402 | no | no |  |  | no |  |  | 0 | 0 | 0 | 0
oh_line_TAP_OH_915585 |  | AN | node_8107402_200895112 | node_1297927_128_15275229_518 | 0.033 | unb_TAPWIRE_OH | 8107402 | no | no |  |  | no |  |  | 0 | 0 | 0 | 0
oh_line_TAP_OH_915586 |  | AN | node_8107402_200895114 | node_1298152_656_15274888_785 | 0.033 | unb_TAPWIRE_OH | 8107402 | no | no |  |  | no |  |  | 0 | 0 | 0 | 0
oh_line_TAP_OH_915587 |  | AN | node_8107402_200895117 | node_1298727_179_15274318_788 | 0.033 | unb_TAPWIRE_OH | 8107402 | no | no |  |  | no |  |  | 0 | 0 | 0 | 0
oh_line_TAP_OH_915588 |  | AN | node_8107402_200895120 | node_1298578_132_15273777_907 | 0.033 | unb_TAPWIRE_OH | 8107402 | no | no |  |  | no |  |  | 0 | 0 | 0 | 0
oh_line_TAP_OH_915589 |  | AN | node_8107402_200895123 | node_1298464_011_15272621_975 | 0.033 | unb_TAPWIRE_OH | 8107402 | no | no |  |  | no |  |  | 0 | 0 | 0 | 0
oh_line_TAP_OH_915590 |  | AN | node_8107402_200895125 | node_1297765_53_15272627_67 | 0.033 | unb_TAPWIRE_OH | 8107402 | no | no |  |  | no |  |  | 0 | 0 | 0 | 0
oh_line_TAP_OH_915591 |  | AN | node_8107402_200895127 | node_1298622_93_15272315_095 | 0.033 | unb_TAPWIRE_OH | 8107402 | no | no |  |  | no |  |  | 0 | 0 | 0 | 0
oh_line_TAP_OH_915592 |  | AN | node_8107402_200895128 | node_1298579_145_15272024_655 | 0.033 | unb_TAPWIRE_OH | 8107402 | no | no |  |  | no |  |  | 0 | 0 | 0 | 0
oh_line_TAP_OH_915593 |  | AN | node_8107402_200895130 | node_1298613_651_15271475_121 | 0.033 | unb_TAPWIRE_OH | 8107402 | no | no |  |  | no |  |  | 0 | 0 | 0 | 0
oh_line_TAP_OH_915594 |  | AN | node_8107402_200895133 | node_1298666_118_15270648_141 | 0.033 | unb_TAPWIRE_OH | 8107402 | no | no |  |  | no |  |  | 0 | 0 | 0 | 0
oh_line_TAP_OH_915595 |  | AN | node_8107402_200895139 | node_1298816_69_15268675_45 | 0.033 | unb_TAPWIRE_OH | 8107402 | no | no |  |  | no |  |  | 0 | 0 | 0 | 0
oh_line_TAP_OH_915596 |  | AN | node_8107402_200895141 | node_1298843_888_15268357_819 | 0.033 | unb_TAPWIRE_OH | 8107402 | no | no |  |  | no |  |  | 0 | 0 | 0 | 0
oh_line_TAP_OH_915597 |  | AN | node_8107402_200895143 | node_1298900_811_15267744_309 | 0.033 | unb_TAPWIRE_OH | 8107402 | no | no |  |  | no |  |  | 0 | 0 | 0 | 0
oh_line_TAP_OH_915598 |  | AN | node_8107402_200895144 | node_1299003_856_15267355_774 | 0.033 | unb_TAPWIRE_OH | 8107402 | no | no |  |  | no |  |  | 0 | 0 | 0 | 0
oh_line_TAP_OH_915599 |  | AN | node_8107402_200895148 | node_1298135_074_15266199_67 | 0.033 | unb_TAPWIRE_OH | 8107402 | no | no |  |  | no |  |  | 0 | 0 | 0 | 0
oh_line_TAP_OH_915600 |  | AN | node_8107402_200895152 | node_1297818_772_15265879_938 | 0.033 | unb_TAPWIRE_OH | 8107402 | no | no |  |  | no |  |  | 0 | 0 | 0 | 0
oh_line_TAP_OH_915601 |  | AN | node_8107402_200895153 | node_1297680_073_15265690_414 | 0.033 | unb_TAPWIRE_OH | 8107402 | no | no |  |  | no |  |  | 0 | 0 | 0 | 0
oh_line_TAP_OH_915602 |  | AN | node_8107402_200895156 | node_1297291_726_15265381_761 | 0.033 | unb_TAPWIRE_OH | 8107402 | no | no |  |  | no |  |  | 0 | 0 | 0 | 0
oh_line_TAP_OH_915603 |  | AN | node_8107402_200895157 | node_1297096_7_15264990_429 | 0.033 | unb_TAPWIRE_OH | 8107402 | no | no |  |  | no |  |  | 0 | 0 | 0 | 0
oh_line_TAP_OH_915604 |  | AN | node_8107402_200895159 | node_1296609_493_15264849_8 | 0.033 | unb_TAPWIRE_OH | 8107402 | no | no |  |  | no |  |  | 0 | 0 | 0 | 0
oh_line_TAP_OH_915605 |  | AN | node_8107402_200895160 | node_1296495_511_15264476_986 | 0.033 | unb_TAPWIRE_OH | 8107402 | no | no |  |  | no |  |  | 0 | 0 | 0 | 0
oh_line_TAP_OH_915606 |  | AN | node_8107402_200895162 | node_1296428_644_15264099_947 | 0.033 | unb_TAPWIRE_OH | 8107402 | no | no |  |  | no |  |  | 0 | 0 | 0 | 0
oh_line_TAP_OH_915607 |  | AN | node_8107402_200895164 | node_1296430_808_15263662_124 | 0.033 | unb_TAPWIRE_OH | 8107402 | no | no |  |  | no |  |  | 0 | 0 | 0 | 0
oh_line_TAP_OH_915608 |  | AN | node_8107402_200895167 | node_1296453_463_15263313_84 | 0.033 | unb_TAPWIRE_OH | 8107402 | no | no |  |  | no |  |  | 0 | 0 | 0 | 0
oh_line_TAP_OH_915609 |  | AN | node_8107402_200895175 | node_1296779_141_15261465_674 | 0.033 | unb_TAPWIRE_OH | 8107402 | no | no |  |  | no |  |  | 0 | 0 | 0 | 0
oh_line_TAP_OH_915611 |  | AN | node_8107402_200895179 | node_1296246_516_15260891_343 | 0.033 | unb_TAPWIRE_OH | 8107402 | no | no |  |  | no |  |  | 0 | 0 | 0 | 0
oh_line_TAP_OH_915612 |  | ABN | node_8107402_200895185 | node_1295399_661_15287856_738 | 0.033 | unb_TAPWIRE_OH | 8107402 | no | no |  |  | no |  |  | 0 | 0 | 0 | 0
oh_line_TAP_OH_915613 |  | ABN | node_8107402_200895190 | node_1295535_42_15288319_383 | 0.033 | unb_TAPWIRE_OH | 8107402 | no | no |  |  | no |  |  | 0 | 0 | 0 | 0
oh_line_TAP_OH_915614 |  | ABN | node_8107402_200895191 | node_1295451_942_15288515_421 | 0.033 | unb_TAPWIRE_OH | 8107402 | no | no |  |  | no |  |  | 0 | 0 | 0 | 0
oh_line_TAP_OH_915615 |  | ABN | node_8107402_200895195 | node_1295344_879_15289126_203 | 0.033 | unb_TAPWIRE_OH | 8107402 | no | no |  |  | no |  |  | 0 | 0 | 0 | 0
oh_line_TAP_OH_915616 |  | ABN | node_8107402_200895198 | node_1295283_15_15289425_223 | 0.033 | unb_TAPWIRE_OH | 8107402 | no | no |  |  | no |  |  | 0 | 0 | 0 | 0
oh_line_TAP_OH_915618 |  | AN | node_8107402_200895207 | node_1301108_657_15262770_609 | 0.033 | unb_TAPWIRE_OH | 8107402 | no | no |  |  | no |  |  | 0 | 0 | 0 | 0
oh_line_TAP_OH_915619 |  | AN | node_8107402_200895208 | node_1300819_259_15263451_437 | 0.033 | unb_TAPWIRE_OH | 8107402 | no | no |  |  | no |  |  | 0 | 0 | 0 | 0
oh_line_TAP_OH_915620 |  | AN | node_8107402_200895210 | node_1301618_499_15262960_811 | 0.033 | unb_TAPWIRE_OH | 8107402 | no | no |  |  | no |  |  | 0 | 0 | 0 | 0
oh_line_TAP_OH_915621 |  | AN | node_8107402_200895214 | node_1302493_265_15263059_551 | 0.033 | unb_TAPWIRE_OH | 8107402 | no | no |  |  | no |  |  | 0 | 0 | 0 | 0
oh_line_TAP_OH_915622 |  | AN | node_8107402_200895216 | node_1303138_782_15263233_631 | 0.033 | unb_TAPWIRE_OH | 8107402 | no | no |  |  | no |  |  | 0 | 0 | 0 | 0
oh_line_TAP_OH_915623 |  | AN | node_8107402_200895218 | node_1304041_409_15263508_192 | 0.033 | unb_TAPWIRE_OH | 8107402 | no | no |  |  | no |  |  | 0 | 0 | 0 | 0
oh_line_TAP_OH_915624 |  | AN | node_8107402_200895219 | node_1304425_645_15263610_3 | 0.033 | unb_TAPWIRE_OH | 8107402 | no | no |  |  | no |  |  | 0 | 0 | 0 | 0
oh_line_TAP_OH_915625 |  | AN | node_8107402_200895222 | node_1304744_838_15263792_783 | 0.033 | unb_TAPWIRE_OH | 8107402 | no | no |  |  | no |  |  | 0 | 0 | 0 | 0
oh_line_TAP_OH_915626 |  | AN | node_8107402_200895224 | node_1305075_386_15263897_84 | 0.033 | unb_TAPWIRE_OH | 8107402 | no | no |  |  | no |  |  | 0 | 0 | 0 | 0
oh_line_TAP_OH_915627 |  | AN | node_8107402_200895226 | node_1305457_287_15264086_41 | 0.033 | unb_TAPWIRE_OH | 8107402 | no | no |  |  | no |  |  | 0 | 0 | 0 | 0
oh_line_TAP_OH_915628 |  | AN | node_8107402_200895227 | node_1305556_582_15263944_749 | 0.033 | unb_TAPWIRE_OH | 8107402 | no | no |  |  | no |  |  | 0 | 0 | 0 | 0
oh_line_TAP_OH_915629 |  | AN | node_8107402_200895230 | node_1304900_799_15262735_339 | 0.033 | unb_TAPWIRE_OH | 8107402 | no | no |  |  | no |  |  | 0 | 0 | 0 | 0
oh_line_TAP_OH_915630 |  | AN | node_8107402_200895237 | node_1304726_984_15261303_83 | 0.033 | unb_TAPWIRE_OH | 8107402 | no | no |  |  | no |  |  | 0 | 0 | 0 | 0
oh_line_TAP_OH_915631 |  | AN | node_8107402_200895238 | node_1298181_117_15260405_218 | 0.033 | unb_TAPWIRE_OH | 8107402 | no | no |  |  | no |  |  | 0 | 0 | 0 | 0
oh_line_TAP_OH_915632 |  | AN | node_8107402_200895243 | node_1299662_714_15262131_892 | 0.033 | unb_TAPWIRE_OH | 8107402 | no | no |  |  | no |  |  | 0 | 0 | 0 | 0
oh_line_TAP_OH_915633 |  | AN | node_8107402_200895249 | node_1297142_122_15285969_409 | 0.033 | unb_TAPWIRE_OH | 8107402 | no | no |  |  | no |  |  | 0 | 0 | 0 | 0
oh_line_TAP_OH_915634 |  | AN | node_8107402_200895250 | node_1297372_985_15285756_598 | 0.033 | unb_TAPWIRE_OH | 8107402 | no | no |  |  | no |  |  | 0 | 0 | 0 | 0
oh_line_TAP_OH_915635 |  | AN | node_8107402_200895255 | node_1297779_794_15285129_656 | 0.033 | unb_TAPWIRE_OH | 8107402 | no | no |  |  | no |  |  | 0 | 0 | 0 | 0
oh_line_TAP_OH_915636 |  | AN | node_8107402_200895258 | node_1297734_192_15284436_738 | 0.033 | unb_TAPWIRE_OH | 8107402 | no | no |  |  | no |  |  | 0 | 0 | 0 | 0
oh_line_TAP_OH_915637 |  | AN | node_8107402_200895261 | node_1295694_106_15287450_242 | 0.033 | unb_TAPWIRE_OH | 8107402 | no | no |  |  | no |  |  | 0 | 0 | 0 | 0
oh_line_TAP_OH_915638 |  | AN | node_8107402_200895262 | node_1298032_935_15283873_617 | 0.033 | unb_TAPWIRE_OH | 8107402 | no | no |  |  | no |  |  | 0 | 0 | 0 | 0
oh_line_TAP_OH_915639 |  | AN | node_8107402_200895264 | node_1298084_548_15283649_931 | 0.033 | unb_TAPWIRE_OH | 8107402 | no | no |  |  | no |  |  | 0 | 0 | 0 | 0
oh_line_TAP_OH_915640 |  | AN | node_8107402_200895266 | node_1298404_356_15283744_029 | 0.033 | unb_TAPWIRE_OH | 8107402 | no | no |  |  | no |  |  | 0 | 0 | 0 | 0
oh_line_TAP_OH_915641 |  | AN | node_8107402_200895268 | node_1298669_245_15283268_208 | 0.033 | unb_TAPWIRE_OH | 8107402 | no | no |  |  | no |  |  | 0 | 0 | 0 | 0
oh_line_TAP_OH_915642 |  | AN | node_8107402_200895270 | node_1298739_121_15283094_999 | 0.033 | unb_TAPWIRE_OH | 8107402 | no | no |  |  | no |  |  | 0 | 0 | 0 | 0
oh_line_TAP_OH_915643 |  | AN | node_8107402_200895272 | node_1299132_208_15282776_794 | 0.033 | unb_TAPWIRE_OH | 8107402 | no | no |  |  | no |  |  | 0 | 0 | 0 | 0
oh_line_TAP_OH_915644 |  | AN | node_8107402_200895275 | node_1299517_68_15282407_138 | 0.033 | unb_TAPWIRE_OH | 8107402 | no | no |  |  | no |  |  | 0 | 0 | 0 | 0
oh_line_TAP_OH_915645 |  | AN | node_8107402_200895282 | node_1300453_65_15281337_203 | 0.033 | unb_TAPWIRE_OH | 8107402 | no | no |  |  | no |  |  | 0 | 0 | 0 | 0
oh_line_TAP_OH_915646 |  | AN | node_8107402_200895285 | node_1300812_737_15280838_747 | 0.033 | unb_TAPWIRE_OH | 8107402 | no | no |  |  | no |  |  | 0 | 0 | 0 | 0
oh_line_TAP_OH_915647 |  | AN | node_8107402_200895289 | node_1300730_976_15279773_558 | 0.033 | unb_TAPWIRE_OH | 8107402 | no | no |  |  | no |  |  | 0 | 0 | 0 | 0
oh_line_TAP_OH_915648 |  | AN | node_8107402_200895293 | node_1300554_684_15279521_458 | 0.033 | unb_TAPWIRE_OH | 8107402 | no | no |  |  | no |  |  | 0 | 0 | 0 | 0
oh_line_TAP_OH_915649 |  | AN | node_8107402_200895297 | node_1300606_246_15279350_825 | 0.033 | unb_TAPWIRE_OH | 8107402 | no | no |  |  | no |  |  | 0 | 0 | 0 | 0
oh_line_TAP_OH_915650 |  | AN | node_8107402_200895299 | node_1300419_944_15279106_829 | 0.033 | unb_TAPWIRE_OH | 8107402 | no | no |  |  | no |  |  | 0 | 0 | 0 | 0
oh_line_TAP_OH_915651 |  | AN | node_8107402_200895303 | node_1300314_815_15278684_589 | 0.033 | unb_TAPWIRE_OH | 8107402 | no | no |  |  | no |  |  | 0 | 0 | 0 | 0
oh_line_TAP_OH_915652 |  | AN | node_8107402_200895305 | node_1300196_874_15278505_064 | 0.033 | unb_TAPWIRE_OH | 8107402 | no | no |  |  | no |  |  | 0 | 0 | 0 | 0
oh_line_TAP_OH_915653 |  | AN | node_8107402_200895308 | node_1299988_274_15277670_302 | 0.033 | unb_TAPWIRE_OH | 8107402 | no | no |  |  | no |  |  | 0 | 0 | 0 | 0
oh_line_TAP_OH_915654 |  | AN | node_8107402_200895313 | node_1299825_019_15276527_209 | 0.033 | unb_TAPWIRE_OH | 8107402 | no | no |  |  | no |  |  | 0 | 0 | 0 | 0
oh_line_TAP_OH_915655 |  | AN | node_8107402_200895315 | node_1299586_888_15275993_039 | 0.033 | unb_TAPWIRE_OH | 8107402 | no | no |  |  | no |  |  | 0 | 0 | 0 | 0
oh_line_TAP_OH_915659 |  | AN | node_8107402_200895336 | node_1296501_328_15281241_173 | 0.033 | unb_TAPWIRE_OH | 8107402 | no | no |  |  | no |  |  | 0 | 0 | 0 | 0
oh_line_TAP_OH_915660 |  | AN | node_8107402_200895338 | node_1296329_579_15281567_04 | 0.033 | unb_TAPWIRE_OH | 8107402 | no | no |  |  | no |  |  | 0 | 0 | 0 | 0
oh_line_TAP_OH_915661 |  | AN | node_8107402_200895346 | node_1297147_133_15283188_507 | 0.033 | unb_TAPWIRE_OH | 8107402 | no | no |  |  | no |  |  | 0 | 0 | 0 | 0
oh_line_TAP_OH_915662 |  | AN | node_8107402_200895349 | node_1297545_497_15278946_648 | 0.033 | unb_TAPWIRE_OH | 8107402 | no | no |  |  | no |  |  | 0 | 0 | 0 | 0
oh_line_TAP_OH_915663 |  | AN | node_8107402_200895354 | node_1296633_154_15280217_841 | 0.033 | unb_TAPWIRE_OH | 8107402 | no | no |  |  | no |  |  | 0 | 0 | 0 | 0
oh_line_TAP_OH_915664 |  | AN | node_8107402_200895359 | node_1303954_595_15274157_436 | 0.033 | unb_TAPWIRE_OH | 8107402 | no | no |  |  | no |  |  | 0 | 0 | 0 | 0
oh_line_TAP_OH_915665 |  | AN | node_8107402_200895363 | node_1303796_649_15273443_888 | 0.033 | unb_TAPWIRE_OH | 8107402 | no | no |  |  | no |  |  | 0 | 0 | 0 | 0
oh_line_TAP_OH_915666 |  | AN | node_8107402_200895368 | node_1303857_195_15272118_143 | 0.033 | unb_TAPWIRE_OH | 8107402 | no | no |  |  | no |  |  | 0 | 0 | 0 | 0
oh_line_TAP_OH_915667 |  | AN | node_8107402_200895369 | node_1304234_411_15272390_233 | 0.033 | unb_TAPWIRE_OH | 8107402 | no | no |  |  | no |  |  | 0 | 0 | 0 | 0
oh_line_TAP_OH_915668 |  | AN | node_8107402_200895371 | node_1305683_84_15278462_264 | 0.033 | unb_TAPWIRE_OH | 8107402 | no | no |  |  | no |  |  | 0 | 0 | 0 | 0
oh_line_TAP_OH_915669 |  | AN | node_8107402_200895373 | node_1305632_801_15278687_709 | 0.033 | unb_TAPWIRE_OH | 8107402 | no | no |  |  | no |  |  | 0 | 0 | 0 | 0
oh_line_TAP_OH_915670 |  | AN | node_8107402_200895375 | node_1303934_753_15271589_689 | 0.033 | unb_TAPWIRE_OH | 8107402 | no | no |  |  | no |  |  | 0 | 0 | 0 | 0
oh_line_TAP_OH_915671 |  | AN | node_8107402_200895377 | node_1303750_935_15271109_473 | 0.033 | unb_TAPWIRE_OH | 8107402 | no | no |  |  | no |  |  | 0 | 0 | 0 | 0
oh_line_TAP_OH_915672 |  | AN | node_8107402_200895379 | node_1303618_508_15270936_002 | 0.033 | unb_TAPWIRE_OH | 8107402 | no | no |  |  | no |  |  | 0 | 0 | 0 | 0
oh_line_TAP_OH_915673 |  | AN | node_8107402_200895380 | node_1303589_848_15270678_551 | 0.033 | unb_TAPWIRE_OH | 8107402 | no | no |  |  | no |  |  | 0 | 0 | 0 | 0
oh_line_TAP_OH_915674 |  | AN | node_8107402_200895383 | node_1303388_584_15270181_788 | 0.033 | unb_TAPWIRE_OH | 8107402 | no | no |  |  | no |  |  | 0 | 0 | 0 | 0
oh_line_TAP_OH_915675 |  | AN | node_8107402_200895384 | node_1303770_396_15270244_469 | 0.033 | unb_TAPWIRE_OH | 8107402 | no | no |  |  | no |  |  | 0 | 0 | 0 | 0
oh_line_TAP_OH_915676 |  | AN | node_8107402_200895388 | node_1303013_847_15269344_16 | 0.033 | unb_TAPWIRE_OH | 8107402 | no | no |  |  | no |  |  | 0 | 0 | 0 | 0
oh_line_TAP_OH_915677 |  | AN | node_8107402_200895391 | node_1303192_373_15269945_568 | 0.033 | unb_TAPWIRE_OH | 8107402 | no | no |  |  | no |  |  | 0 | 0 | 0 | 0
oh_line_TAP_OH_915678 |  | AN | node_8107402_200895392 | node_1302950_729_15268941_082 | 0.033 | unb_TAPWIRE_OH | 8107402 | no | no |  |  | no |  |  | 0 | 0 | 0 | 0
oh_line_TAP_OH_915679 |  | AN | node_8107402_200895394 | node_1305457_743_15277284_032 | 0.033 | unb_TAPWIRE_OH | 8107402 | no | no |  |  | no |  |  | 0 | 0 | 0 | 0
oh_line_TAP_OH_915680 |  | AN | node_8107402_200895395 | node_1305298_962_15276836_304 | 0.033 | unb_TAPWIRE_OH | 8107402 | no | no |  |  | no |  |  | 0 | 0 | 0 | 0
oh_line_TAP_OH_915698 |  | AN | node_8107402_200895444 | node_1304246_895_15268045_418 | 0.033 | unb_TAPWIRE_OH | 8107402 | no | no |  |  | no |  |  | 0 | 0 | 0 | 0
oh_line_TAP_OH_915699 |  | AN | node_8107402_200895446 | node_1303757_128_15268146_837 | 0.033 | unb_TAPWIRE_OH | 8107402 | no | no |  |  | no |  |  | 0 | 0 | 0 | 0
oh_line_TAP_OH_915700 |  | AN | node_8107402_200895448 | node_1304174_397_15267541_675 | 0.033 | unb_TAPWIRE_OH | 8107402 | no | no |  |  | no |  |  | 0 | 0 | 0 | 0
oh_line_TAP_OH_915701 |  | AN | node_8107402_200895453 | node_1303714_28_15266989_672 | 0.033 | unb_TAPWIRE_OH | 8107402 | no | no |  |  | no |  |  | 0 | 0 | 0 | 0
oh_line_TAP_OH_915702 |  | AN | node_8107402_200895455 | node_1308659_374_15267972_303 | 0.033 | unb_TAPWIRE_OH | 8107402 | no | no |  |  | no |  |  | 0 | 0 | 0 | 0
oh_line_TAP_OH_915703 |  | AN | node_8107402_200895456 | node_1303876_921_15266661_274 | 0.033 | unb_TAPWIRE_OH | 8107402 | no | no |  |  | no |  |  | 0 | 0 | 0 | 0
oh_line_TAP_OH_915704 |  | AN | node_8107402_200895457 | node_1303559_888_15266788_8 | 0.033 | unb_TAPWIRE_OH | 8107402 | no | no |  |  | no |  |  | 0 | 0 | 0 | 0
oh_line_TAP_OH_915705 |  | AN | node_8107402_200895462 | node_1301832_892_15267092_166 | 0.033 | unb_TAPWIRE_OH | 8107402 | no | no |  |  | no |  |  | 0 | 0 | 0 | 0
oh_line_TAP_OH_915706 |  | AN | node_8107402_200895467 | node_1307029_949_15267538_331 | 0.033 | unb_TAPWIRE_OH | 8107402 | no | no |  |  | no |  |  | 0 | 0 | 0 | 0
oh_line_TAP_OH_915733 |  | AN | node_8107402_200895539 | node_1296428_834_15259348_933 | 0.033 | unb_TAPWIRE_OH | 8107402 | no | no |  |  | no |  |  | 0 | 0 | 0 | 0
oh_line_TAP_OH_915734 |  | AN | node_8107402_200895544 | node_1295649_417_15257859_144 | 0.033 | unb_TAPWIRE_OH | 8107402 | no | no |  |  | no |  |  | 0 | 0 | 0 | 0
oh_line_TAP_OH_915853 |  | AN | node_8107402_200895852 | node_1294726_544_15272255_739 | 0.033 | unb_TAPWIRE_OH | 8107402 | no | no |  |  | no |  |  | 0 | 0 | 0 | 0
oh_line_TAP_OH_915854 |  | AN | node_8107402_200895853 | node_1294621_725_15272472_966 | 0.033 | unb_TAPWIRE_OH | 8107402 | no | no |  |  | no |  |  | 0 | 0 | 0 | 0
oh_line_TAP_OH_915855 |  | AN | node_8107402_200895855 | node_1294658_501_15272810_141 | 0.033 | unb_TAPWIRE_OH | 8107402 | no | no |  |  | no |  |  | 0 | 0 | 0 | 0
oh_line_TAP_OH_915856 |  | AN | node_8107402_200895857 | node_1294575_743_15273337_144 | 0.033 | unb_TAPWIRE_OH | 8107402 | no | no |  |  | no |  |  | 0 | 0 | 0 | 0
oh_line_TAP_OH_915857 |  | AN | node_8107402_200895859 | node_1294252_618_15272437_727 | 0.033 | unb_TAPWIRE_OH | 8107402 | no | no |  |  | no |  |  | 0 | 0 | 0 | 0
oh_line_TAP_OH_915858 |  | AN | node_8107402_200895866 | node_1295777_979_15272315_182 | 0.033 | unb_TAPWIRE_OH | 8107402 | no | no |  |  | no |  |  | 0 | 0 | 0 | 0
oh_line_TAP_OH_915859 |  | AN | node_8107402_200895867 | node_1295470_16_15272312_133 | 0.033 | unb_TAPWIRE_OH | 8107402 | no | no |  |  | no |  |  | 0 | 0 | 0 | 0
oh_line_TAP_OH_915860 |  | AN | node_8107402_200895871 | node_1299864_962_15272276_644 | 0.033 | unb_TAPWIRE_OH | 8107402 | no | no |  |  | no |  |  | 0 | 0 | 0 | 0
oh_line_TAP_OH_915861 |  | AN | node_8107402_200895874 | node_1300702_907_15272509_323 | 0.033 | unb_TAPWIRE_OH | 8107402 | no | no |  |  | no |  |  | 0 | 0 | 0 | 0
oh_line_TAP_OH_915862 |  | AN | node_8107402_200895878 | node_1301634_882_15272543_476 | 0.033 | unb_TAPWIRE_OH | 8107402 | no | no |  |  | no |  |  | 0 | 0 | 0 | 0
oh_line_TAP_OH_915863 |  | AN | node_8107402_200895880 | node_1302239_844_15272571_929 | 0.033 | unb_TAPWIRE_OH | 8107402 | no | no |  |  | no |  |  | 0 | 0 | 0 | 0
oh_line_TAP_OH_915864 |  | AN | node_8107402_200895882 | node_1301475_261_15272315_794 | 0.033 | unb_TAPWIRE_OH | 8107402 | no | no |  |  | no |  |  | 0 | 0 | 0 | 0
oh_line_TAP_OH_915865 |  | AN | node_8107402_200895883 | node_1301937_828_15272293_983 | 0.033 | unb_TAPWIRE_OH | 8107402 | no | no |  |  | no |  |  | 0 | 0 | 0 | 0
oh_line_TAP_OH_915964 |  | AN | node_8107402_200896143 | node_1310503_245_15268330_971 | 0.033 | unb_TAPWIRE_OH | 8107402 | no | no |  |  | no |  |  | 0 | 0 | 0 | 0
oh_line_TAP_OH_916000 |  | AN | node_8107402_200896218 | node_1294005_346_15275230_391 | 0.033 | unb_TAPWIRE_OH | 8107402 | no | no |  |  | no |  |  | 0 | 0 | 0 | 0
oh_line_TAP_OH_916001 |  | AN | node_8107402_200896219 | node_1294071_404_15275099_35 | 0.033 | unb_TAPWIRE_OH | 8107402 | no | no |  |  | no |  |  | 0 | 0 | 0 | 0
oh_line_TAP_OH_916002 |  | AN | node_8107402_200896220 | node_1294211_965_15274803_587 | 0.033 | unb_TAPWIRE_OH | 8107402 | no | no |  |  | no |  |  | 0 | 0 | 0 | 0
oh_line_TAP_OH_916003 |  | AN | node_8107402_200896221 | node_1294329_582_15274687_631 | 0.033 | unb_TAPWIRE_OH | 8107402 | no | no |  |  | no |  |  | 0 | 0 | 0 | 0
oh_line_TAP_OH_916004 |  | AN | node_8107402_200896223 | node_1294414_014_15274477_628 | 0.033 | unb_TAPWIRE_OH | 8107402 | no | no |  |  | no |  |  | 0 | 0 | 0 | 0
oh_line_TAP_OH_916005 |  | AN | node_8107402_200896225 | node_1294389_022_15274150_736 | 0.033 | unb_TAPWIRE_OH | 8107402 | no | no |  |  | no |  |  | 0 | 0 | 0 | 0
oh_line_TAP_OH_916006 |  | AN | node_8107402_200896227 | node_1294315_827_15273860_818 | 0.033 | unb_TAPWIRE_OH | 8107402 | no | no |  |  | no |  |  | 0 | 0 | 0 | 0
oh_line_TAP_OH_916031 |  | AN | node_8107402_200896282 | node_1298707_419_15266317_964 | 0.033 | unb_TAPWIRE_OH | 8107402 | no | no |  |  | no |  |  | 0 | 0 | 0 | 0
oh_line_TAP_OH_916032 |  | AN | node_8107402_200896283 | node_1298553_103_15266061_117 | 0.033 | unb_TAPWIRE_OH | 8107402 | no | no |  |  | no |  |  | 0 | 0 | 0 | 0
oh_line_TAP_OH_916033 |  | AN | node_8107402_200896285 | node_1300916_881_15264991_117 | 0.033 | unb_TAPWIRE_OH | 8107402 | no | no |  |  | no |  |  | 0 | 0 | 0 | 0
oh_line_TAP_OH_916035 |  | AN | node_8107402_200896291 | node_1300871_132_15265862_85 | 0.033 | unb_TAPWIRE_OH | 8107402 | no | no |  |  | no |  |  | 0 | 0 | 0 | 0
oh_line_TAP_OH_916050 |  | AN | node_8107402_200896325 | node_1294846_732_15285421_255 | 0.033 | unb_TAPWIRE_OH | 8107402 | no | no |  |  | no |  |  | 0 | 0 | 0 | 0
oh_line_TAP_OH_916051 |  | AN | node_8107402_200896326 | node_1295123_602_15285264_972 | 0.033 | unb_TAPWIRE_OH | 8107402 | no | no |  |  | no |  |  | 0 | 0 | 0 | 0
oh_line_TAP_OH_916629 |  | AN | node_8107402_200898041 | node_1302195_361_15286683_569 | 0.033 | unb_TAPWIRE_OH | 8107402 | no | no |  |  | no |  |  | 0 | 0 | 0 | 0
oh_line_TAP_OH_916630 |  | AN | node_8107402_200898042 | node_1302253_849_15286289_763 | 0.033 | unb_TAPWIRE_OH | 8107402 | no | no |  |  | no |  |  | 0 | 0 | 0 | 0
oh_line_TAP_OH_916631 |  | AN | node_8107402_200898044 | node_1302037_101_15285726_616 | 0.033 | unb_TAPWIRE_OH | 8107402 | no | no |  |  | no |  |  | 0 | 0 | 0 | 0
oh_line_TAP_OH_916923 |  | ABCN | node_8107402_200898925 | node_1300000_481_15289256_083 | 0.033 | unb_TAPWIRE_OH | 8107402 | no | no |  |  | no |  |  | 0 | 0 | 0 | 0
oh_line_TAP_OH_916924 |  | ABCN | node_8107402_200898928 | node_1299658_346_15289435_087 | 0.033 | unb_TAPWIRE_OH | 8107402 | no | no |  |  | no |  |  | 0 | 0 | 0 | 0
oh_line_TAP_OH_916925 |  | ABCN | node_8107402_200898932 | node_1299364_587_15289761_468 | 0.033 | unb_TAPWIRE_OH | 8107402 | no | no |  |  | no |  |  | 0 | 0 | 0 | 0
oh_line_TAP_OH_916926 |  | ABCN | node_8107402_200898935 | node_1299228_404_15290207_437 | 0.033 | unb_TAPWIRE_OH | 8107402 | no | no |  |  | no |  |  | 0 | 0 | 0 | 0
oh_line_TAP_OH_916927 |  | ABCN | node_8107402_200898936 | node_1299181_395_15290442_848 | 0.033 | unb_TAPWIRE_OH | 8107402 | no | no |  |  | no |  |  | 0 | 0 | 0 | 0
oh_line_TAP_OH_916928 |  | ABCN | node_8107402_200898942 | node_1301378_217_15288811_233 | 0.033 | unb_TAPWIRE_OH | 8107402 | no | no |  |  | no |  |  | 0 | 0 | 0 | 0
oh_line_TAP_OH_916929 |  | ABCN | node_8107402_200898944 | node_1300976_678_15289089_045 | 0.033 | unb_TAPWIRE_OH | 8107402 | no | no |  |  | no |  |  | 0 | 0 | 0 | 0
oh_line_TAP_OH_916930 |  | AN | node_8107402_200898946 | node_1300919_963_15288938_741 | 0.033 | unb_TAPWIRE_OH | 8107402 | no | no |  |  | no |  |  | 0 | 0 | 0 | 0
oh_line_TAP_OH_916931 |  | AN | node_8107402_200898950 | node_1301192_344_15288568_538 | 0.033 | unb_TAPWIRE_OH | 8107402 | no | no |  |  | no |  |  | 0 | 0 | 0 | 0
oh_line_TAP_OH_916932 |  | ABCN | node_8107402_200898951 | node_1300554_625_15289282_922 | 0.033 | unb_TAPWIRE_OH | 8107402 | no | no |  |  | no |  |  | 0 | 0 | 0 | 0
oh_line_TAP_OH_916933 |  | ABCN | node_8107402_200898952 | node_1300341_54_15289322_465 | 0.033 | unb_TAPWIRE_OH | 8107402 | no | no |  |  | no |  |  | 0 | 0 | 0 | 0
oh_line_TAP_OH_916938 |  | AN | node_8107402_200898966 | node_1301310_316_15288269_628 | 0.033 | unb_TAPWIRE_OH | 8107402 | no | no |  |  | no |  |  | 0 | 0 | 0 | 0
oh_line_TAP_OH_916939 |  | AN | node_8107402_200898968 | node_1301482_41_15288014_438 | 0.033 | unb_TAPWIRE_OH | 8107402 | no | no |  |  | no |  |  | 0 | 0 | 0 | 0
oh_line_TAP_OH_916940 |  | AN | node_8107402_200898973 | node_1301609_061_15287661_253 | 0.033 | unb_TAPWIRE_OH | 8107402 | no | no |  |  | no |  |  | 0 | 0 | 0 | 0
oh_line_TAP_OH_916941 |  | AN | node_8107402_200898976 | node_1298347_133_15283168_404 | 0.033 | unb_TAPWIRE_OH | 8107402 | no | no |  |  | no |  |  | 0 | 0 | 0 | 0
oh_line_TAP_OH_916946 |  | AN | node_8107402_200898983 | node_1297026_789_15272441_214 | 0.033 | unb_TAPWIRE_OH | 8107402 | no | no |  |  | no |  |  | 0 | 0 | 0 | 0
oh_line_TAP_OH_916947 |  | AN | node_8107402_200898986 | node_1296623_729_15272543_553 | 0.033 | unb_TAPWIRE_OH | 8107402 | no | no |  |  | no |  |  | 0 | 0 | 0 | 0
oh_line_TAP_OH_916948 |  | AN | node_8107402_200898988 | node_1296300_552_15272560_588 | 0.033 | unb_TAPWIRE_OH | 8107402 | no | no |  |  | no |  |  | 0 | 0 | 0 | 0
oh_line_TAP_OH_916949 |  | AN | node_8107402_200898992 | node_1296197_377_15265521_456 | 0.033 | unb_TAPWIRE_OH | 8107402 | no | no |  |  | no |  |  | 0 | 0 | 0 | 0
oh_line_TAP_OH_916950 |  | AN | node_8107402_200898995 | node_1295640_422_15265516_673 | 0.033 | unb_TAPWIRE_OH | 8107402 | no | no |  |  | no |  |  | 0 | 0 | 0 | 0
oh_line_TAP_OH_916979 |  | AN | node_8107402_200899060 | node_1303617_064_15273433_295 | 0.033 | unb_TAPWIRE_OH | 8107402 | no | no |  |  | no |  |  | 0 | 0 | 0 | 0
oh_line_TAP_OH_916980 |  | AN | node_8107402_200899062 | node_1303309_095_15272929_008 | 0.033 | unb_TAPWIRE_OH | 8107402 | no | no |  |  | no |  |  | 0 | 0 | 0 | 0
oh_line_TAP_OH_916981 |  | AN | node_8107402_200899064 | node_1302857_011_15272557_362 | 0.033 | unb_TAPWIRE_OH | 8107402 | no | no |  |  | no |  |  | 0 | 0 | 0 | 0
oh_line_TAP_OH_916988 |  | AN | node_8107402_200899088 | node_1302366_39_15285891_296 | 0.033 | unb_TAPWIRE_OH | 8107402 | no | no |  |  | no |  |  | 0 | 0 | 0 | 0
oh_line_TAP_OH_916989 |  | AN | node_8107402_200899089 | node_1302446_42_15285677_438 | 0.033 | unb_TAPWIRE_OH | 8107402 | no | no |  |  | no |  |  | 0 | 0 | 0 | 0
oh_line_TAP_OH_916990 |  | AN | node_8107402_200899091 | node_1302719_745_15285503_602 | 0.033 | unb_TAPWIRE_OH | 8107402 | no | no |  |  | no |  |  | 0 | 0 | 0 | 0
oh_line_TAP_OH_916991 |  | AN | node_8107402_200899093 | node_1294674_295_15271624_35 | 0.033 | unb_TAPWIRE_OH | 8107402 | no | no |  |  | no |  |  | 0 | 0 | 0 | 0
oh_line_TAP_OH_916992 |  | AN | node_8107402_200899094 | node_1294742_995_15271340_664 | 0.033 | unb_TAPWIRE_OH | 8107402 | no | no |  |  | no |  |  | 0 | 0 | 0 | 0
oh_line_TAP_OH_916993 |  | AN | node_8107402_200899096 | node_1294595_621_15270795_279 | 0.033 | unb_TAPWIRE_OH | 8107402 | no | no |  |  | no |  |  | 0 | 0 | 0 | 0
oh_line_TAP_OH_917099 |  | AN | node_8107402_200899348 | node_1304063_428_15266635_69 | 0.033 | unb_TAPWIRE_OH | 8107402 | no | no |  |  | no |  |  | 0 | 0 | 0 | 0
oh_line_TAP_OH_917100 |  | AN | node_8107402_200899355 | node_1302848_347_15265517_228 | 0.033 | unb_TAPWIRE_OH | 8107402 | no | no |  |  | no |  |  | 0 | 0 | 0 | 0
oh_line_TAP_OH_917101 |  | AN | node_8107402_200899356 | node_1302507_223_15265557_159 | 0.033 | unb_TAPWIRE_OH | 8107402 | no | no |  |  | no |  |  | 0 | 0 | 0 | 0
oh_line_TAP_OH_917102 |  | AN | node_8107402_200899357 | node_1303033_316_15265247_35 | 0.033 | unb_TAPWIRE_OH | 8107402 | no | no |  |  | no |  |  | 0 | 0 | 0 | 0
oh_line_TAP_OH_917136 |  | AN | node_8107402_200899470 | node_1300919_467_15266603_804 | 0.033 | unb_TAPWIRE_OH | 8107402 | no | no |  |  | no |  |  | 0 | 0 | 0 | 0
oh_line_TAP_OH_917199 |  | AN | node_8107402_200899675 | node_1302956_471_15293919_946 | 0.033 | unb_TAPWIRE_OH | 8107402 | no | no |  |  | no |  |  | 0 | 0 | 0 | 0
oh_line_TAP_OH_917200 |  | AN | node_8107402_200899679 | node_1303978_16_15293247_943 | 0.033 | unb_TAPWIRE_OH | 8107402 | no | no |  |  | no |  |  | 0 | 0 | 0 | 0
oh_line_TAP_OH_917245 |  | AN | node_8107402_200899804 | node_1306515_351_15278214_72 | 0.033 | unb_TAPWIRE_OH | 8107402 | no | no |  |  | no |  |  | 0 | 0 | 0 | 0
oh_line_TAP_OH_917246 |  | AN | node_8107402_200899806 | node_1306585_695_15277601_605 | 0.033 | unb_TAPWIRE_OH | 8107402 | no | no |  |  | no |  |  | 0 | 0 | 0 | 0
oh_line_TAP_OH_917247 |  | AN | node_8107402_200899807 | node_1306603_35_15277374_972 | 0.033 | unb_TAPWIRE_OH | 8107402 | no | no |  |  | no |  |  | 0 | 0 | 0 | 0
oh_line_TAP_OH_917248 |  | AN | node_8107402_200899811 | node_1306943_709_15276434_844 | 0.033 | unb_TAPWIRE_OH | 8107402 | no | no |  |  | no |  |  | 0 | 0 | 0 | 0
oh_line_TAP_OH_917249 |  | AN | node_8107402_200899815 | node_1306431_796_15275152_208 | 0.033 | unb_TAPWIRE_OH | 8107402 | no | no |  |  | no |  |  | 0 | 0 | 0 | 0
oh_line_TAP_OH_917251 |  | AN | node_8107402_200899824 | node_1307327_461_15272777_616 | 0.033 | unb_TAPWIRE_OH | 8107402 | no | no |  |  | no |  |  | 0 | 0 | 0 | 0
oh_line_TAP_OH_917252 |  | AN | node_8107402_200899827 | node_1307953_538_15271841_409 | 0.033 | unb_TAPWIRE_OH | 8107402 | no | no |  |  | no |  |  | 0 | 0 | 0 | 0
oh_line_TAP_OH_917253 |  | AN | node_8107402_200899830 | node_1307878_406_15271360_472 | 0.033 | unb_TAPWIRE_OH | 8107402 | no | no |  |  | no |  |  | 0 | 0 | 0 | 0
oh_line_TAP_OH_917254 |  | AN | node_8107402_200899833 | node_1308434_96_15270590_838 | 0.033 | unb_TAPWIRE_OH | 8107402 | no | no |  |  | no |  |  | 0 | 0 | 0 | 0
oh_line_TAP_OH_917255 |  | AN | node_8107402_200899835 | node_1308685_822_15269959_91 | 0.033 | unb_TAPWIRE_OH | 8107402 | no | no |  |  | no |  |  | 0 | 0 | 0 | 0
oh_line_TAP_OH_917256 |  | AN | node_8107402_200899836 | node_1308773_924_15269760_206 | 0.033 | unb_TAPWIRE_OH | 8107402 | no | no |  |  | no |  |  | 0 | 0 | 0 | 0
oh_line_TAP_OH_917257 |  | AN | node_8107402_200899837 | node_1308825_627_15269625_499 | 0.033 | unb_TAPWIRE_OH | 8107402 | no | no |  |  | no |  |  | 0 | 0 | 0 | 0
oh_line_TAP_OH_917258 |  | AN | node_8107402_200899841 | node_1309401_714_15268372_802 | 0.033 | unb_TAPWIRE_OH | 8107402 | no | no |  |  | no |  |  | 0 | 0 | 0 | 0
oh_line_TAP_OH_917259 |  | AN | node_8107402_200899849 | node_1309581_417_15266637_838 | 0.033 | unb_TAPWIRE_OH | 8107402 | no | no |  |  | no |  |  | 0 | 0 | 0 | 0
oh_line_TAP_OH_917260 |  | AN | node_8107402_200899852 | node_1310663_75_15266738_761 | 0.033 | unb_TAPWIRE_OH | 8107402 | no | no |  |  | no |  |  | 0 | 0 | 0 | 0
oh_line_TAP_OH_917281 |  | AN | node_8107402_200899908 | node_1302064_239_15287141_992 | 0.033 | unb_TAPWIRE_OH | 8107402 | no | no |  |  | no |  |  | 0 | 0 | 0 | 0
oh_line_TAP_OH_917282 |  | AN | node_8107402_200899912 | node_1302367_878_15286651_497 | 0.033 | unb_TAPWIRE_OH | 8107402 | no | no |  |  | no |  |  | 0 | 0 | 0 | 0
oh_line_TAP_OH_917283 |  | AN | node_8107402_200899914 | node_1302696_671_15286345_501 | 0.033 | unb_TAPWIRE_OH | 8107402 | no | no |  |  | no |  |  | 0 | 0 | 0 | 0
oh_line_TAP_OH_917284 |  | AN | node_8107402_200899919 | node_1303183_896_15285675_88 | 0.033 | unb_TAPWIRE_OH | 8107402 | no | no |  |  | no |  |  | 0 | 0 | 0 | 0
oh_line_TAP_OH_917285 |  | AN | node_8107402_200899920 | node_1303141_292_15285413_293 | 0.033 | unb_TAPWIRE_OH | 8107402 | no | no |  |  | no |  |  | 0 | 0 | 0 | 0
oh_line_TAP_OH_917286 |  | AN | node_8107402_200899924 | node_1303621_588_15285821_317 | 0.033 | unb_TAPWIRE_OH | 8107402 | no | no |  |  | no |  |  | 0 | 0 | 0 | 0
oh_line_TAP_OH_917287 |  | AN | node_8107402_200899927 | node_1303979_262_15285757_322 | 0.033 | unb_TAPWIRE_OH | 8107402 | no | no |  |  | no |  |  | 0 | 0 | 0 | 0
oh_line_TAP_OH_917288 |  | AN | node_8107402_200899929 | node_1304232_487_15285814_804 | 0.033 | unb_TAPWIRE_OH | 8107402 | no | no |  |  | no |  |  | 0 | 0 | 0 | 0
oh_line_TAP_OH_917289 |  | AN | node_8107402_200899930 | node_1304528_294_15285733_702 | 0.033 | unb_TAPWIRE_OH | 8107402 | no | no |  |  | no |  |  | 0 | 0 | 0 | 0
oh_line_TAP_OH_917290 |  | AN | node_8107402_200899933 | node_1304741_542_15285232_918 | 0.033 | unb_TAPWIRE_OH | 8107402 | no | no |  |  | no |  |  | 0 | 0 | 0 | 0
oh_line_TAP_OH_917291 |  | AN | node_8107402_200899935 | node_1305043_2_15284667_387 | 0.033 | unb_TAPWIRE_OH | 8107402 | no | no |  |  | no |  |  | 0 | 0 | 0 | 0
oh_line_TAP_OH_917292 |  | AN | node_8107402_200899939 | node_1305219_814_15283976_56 | 0.033 | unb_TAPWIRE_OH | 8107402 | no | no |  |  | no |  |  | 0 | 0 | 0 | 0
oh_line_TAP_OH_917293 |  | AN | node_8107402_200899942 | node_1305296_932_15283638_563 | 0.033 | unb_TAPWIRE_OH | 8107402 | no | no |  |  | no |  |  | 0 | 0 | 0 | 0
oh_line_TAP_OH_917294 |  | AN | node_8107402_200899944 | node_1305365_938_15283438_17 | 0.033 | unb_TAPWIRE_OH | 8107402 | no | no |  |  | no |  |  | 0 | 0 | 0 | 0
oh_line_TAP_OH_917296 |  | AN | node_8107402_200899948 | node_1305493_379_15282980_131 | 0.033 | unb_TAPWIRE_OH | 8107402 | no | no |  |  | no |  |  | 0 | 0 | 0 | 0
oh_line_TAP_OH_917297 |  | AN | node_8107402_200899950 | node_1305548_775_15282792_812 | 0.033 | unb_TAPWIRE_OH | 8107402 | no | no |  |  | no |  |  | 0 | 0 | 0 | 0
oh_line_TAP_OH_917298 |  | AN | node_8107402_200899952 | node_1305531_527_15282595_075 | 0.033 | unb_TAPWIRE_OH | 8107402 | no | no |  |  | no |  |  | 0 | 0 | 0 | 0
oh_line_TAP_OH_917299 |  | AN | node_8107402_200899954 | node_1305383_473_15282347_318 | 0.033 | unb_TAPWIRE_OH | 8107402 | no | no |  |  | no |  |  | 0 | 0 | 0 | 0
oh_line_TAP_OH_917300 |  | AN | node_8107402_200899959 | node_1305740_934_15281849_803 | 0.033 | unb_TAPWIRE_OH | 8107402 | no | no |  |  | no |  |  | 0 | 0 | 0 | 0
oh_line_TAP_OH_917301 |  | AN | node_8107402_200899961 | node_1305793_272_15281360_88 | 0.033 | unb_TAPWIRE_OH | 8107402 | no | no |  |  | no |  |  | 0 | 0 | 0 | 0
oh_line_TAP_OH_917302 |  | AN | node_8107402_200899963 | node_1305833_964_15281008_553 | 0.033 | unb_TAPWIRE_OH | 8107402 | no | no |  |  | no |  |  | 0 | 0 | 0 | 0
oh_line_TAP_OH_917303 |  | AN | node_8107402_200899965 | node_1305912_783_15280331_65 | 0.033 | unb_TAPWIRE_OH | 8107402 | no | no |  |  | no |  |  | 0 | 0 | 0 | 0
oh_line_TAP_OH_917304 |  | AN | node_8107402_200899967 | node_1305945_05_15280005_446 | 0.033 | unb_TAPWIRE_OH | 8107402 | no | no |  |  | no |  |  | 0 | 0 | 0 | 0
oh_line_TAP_OH_917305 |  | AN | node_8107402_200899968 | node_1305989_973_15279642_631 | 0.033 | unb_TAPWIRE_OH | 8107402 | no | no |  |  | no |  |  | 0 | 0 | 0 | 0
oh_line_TAP_OH_917306 |  | AN | node_8107402_200899970 | node_1306272_914_15279636_577 | 0.033 | unb_TAPWIRE_OH | 8107402 | no | no |  |  | no |  |  | 0 | 0 | 0 | 0
oh_line_TAP_OH_917307 |  | AN | node_8107402_200899971 | node_1306224_545_15279201_436 | 0.033 | unb_TAPWIRE_OH | 8107402 | no | no |  |  | no |  |  | 0 | 0 | 0 | 0
oh_line_TAP_OH_917345 |  | AN | node_8107402_200900125 | node_1298633_629_15289338_934 | 0.033 | unb_TAPWIRE_OH | 8107402 | no | no |  |  | no |  |  | 0 | 0 | 0 | 0
oh_line_TAP_OH_917346 |  | AN | node_8107402_200900129 | node_1304378_301_15289779_421 | 0.033 | unb_TAPWIRE_OH | 8107402 | no | no |  |  | no |  |  | 0 | 0 | 0 | 0
oh_line_TAP_OH_917347 |  | AN | node_8107402_200900134 | node_1301701_283_15290218_981 | 0.033 | unb_TAPWIRE_OH | 8107402 | no | no |  |  | no |  |  | 0 | 0 | 0 | 0
oh_line_TAP_OH_917348 |  | AN | node_8107402_200900137 | node_1301985_247_15290194_38 | 0.033 | unb_TAPWIRE_OH | 8107402 | no | no |  |  | no |  |  | 0 | 0 | 0 | 0
oh_line_TAP_OH_917349 |  | AN | node_8107402_200900140 | node_1303256_811_15290192_222 | 0.033 | unb_TAPWIRE_OH | 8107402 | no | no |  |  | no |  |  | 0 | 0 | 0 | 0
oh_line_TAP_OH_917350 |  | AN | node_8107402_200900145 | node_1299595_638_15289707_652 | 0.033 | unb_TAPWIRE_OH | 8107402 | no | no |  |  | no |  |  | 0 | 0 | 0 | 0
oh_line_TAP_OH_917351 |  | AN | node_8107402_200900149 | node_1299947_699_15289802_096 | 0.033 | unb_TAPWIRE_OH | 8107402 | no | no |  |  | no |  |  | 0 | 0 | 0 | 0
oh_line_TAP_OH_917352 |  | AN | node_8107402_200900155 | node_1300803_182_15290068_044 | 0.033 | unb_TAPWIRE_OH | 8107402 | no | no |  |  | no |  |  | 0 | 0 | 0 | 0
oh_line_TAP_OH_917353 |  | AN | node_8107402_200900158 | node_1301708_713_15287289_176 | 0.033 | unb_TAPWIRE_OH | 8107402 | no | no |  |  | no |  |  | 0 | 0 | 0 | 0
oh_line_TAP_OH_917354 |  | AN | node_8107402_200900159 | node_1301497_239_15287077_259 | 0.033 | unb_TAPWIRE_OH | 8107402 | no | no |  |  | no |  |  | 0 | 0 | 0 | 0
oh_line_TAP_OH_917355 |  | AN | node_8107402_200900161 | node_1301393_754_15287099_503 | 0.033 | unb_TAPWIRE_OH | 8107402 | no | no |  |  | no |  |  | 0 | 0 | 0 | 0
oh_line_TAP_OH_917356 |  | AN | node_8107402_200900162 | node_1301465_978_15286730_011 | 0.033 | unb_TAPWIRE_OH | 8107402 | no | no |  |  | no |  |  | 0 | 0 | 0 | 0
oh_line_TAP_OH_917781 |  | ABCN | node_8107402_200901500 | node_1301701_402_15294527_579 | 0.033 | unb_TAPWIRE_OH | 8107402 | no | no |  |  | no |  |  | 0 | 0 | 0 | 0
oh_line_TAP_OH_917782 |  | AN | node_8107402_200901503 | node_1301997_4_15294705_387 | 0.033 | unb_TAPWIRE_OH | 8107402 | no | no |  |  | no |  |  | 0 | 0 | 0 | 0
oh_line_TAP_OH_917783 |  | AN | node_8107402_200901505 | node_1300364_192_15294972_179 | 0.033 | unb_TAPWIRE_OH | 8107402 | no | no |  |  | no |  |  | 0 | 0 | 0 | 0
oh_line_TAP_OH_917784 |  | ABCN | node_8107402_200901509 | node_1301444_957_15294874_263 | 0.033 | unb_TAPWIRE_OH | 8107402 | no | no |  |  | no |  |  | 0 | 0 | 0 | 0
oh_line_TAP_OH_917786 |  | AN | node_8107402_200901515 | node_1300840_835_15295123_03 | 0.033 | unb_TAPWIRE_OH | 8107402 | no | no |  |  | no |  |  | 0 | 0 | 0 | 0
oh_line_TAP_OH_917787 |  | AN | node_8107402_200901523 | node_1299522_278_15292101_47 | 0.033 | unb_TAPWIRE_OH | 8107402 | no | no |  |  | no |  |  | 0 | 0 | 0 | 0
oh_line_TAP_OH_917788 |  | AN | node_8107402_200901530 | node_1299444_792_15293610_772 | 0.033 | unb_TAPWIRE_OH | 8107402 | no | no |  |  | no |  |  | 0 | 0 | 0 | 0
oh_line_TAP_OH_917789 |  | AN | node_8107402_200901532 | node_1299655_763_15293449_259 | 0.033 | unb_TAPWIRE_OH | 8107402 | no | no |  |  | no |  |  | 0 | 0 | 0 | 0
oh_line_TAP_OH_917790 |  | AN | node_8107402_200901536 | node_1299596_875_15292939_019 | 0.033 | unb_TAPWIRE_OH | 8107402 | no | no |  |  | no |  |  | 0 | 0 | 0 | 0
oh_line_TAP_OH_917791 |  | AN | node_8107402_200901538 | node_1299228_674_15292905_687 | 0.033 | unb_TAPWIRE_OH | 8107402 | no | no |  |  | no |  |  | 0 | 0 | 0 | 0
oh_line_TAP_OH_917792 |  | AN | node_8107402_200901546 | node_1300044_127_15293463_525 | 0.033 | unb_TAPWIRE_OH | 8107402 | no | no |  |  | no |  |  | 0 | 0 | 0 | 0
oh_line_TAP_OH_917793 |  | AN | node_8107402_200901548 | node_1300002_827_15293192_483 | 0.033 | unb_TAPWIRE_OH | 8107402 | no | no |  |  | no |  |  | 0 | 0 | 0 | 0
oh_line_TAP_OH_917794 |  | AN | node_8107402_200901550 | node_1299884_97_15292765_737 | 0.033 | unb_TAPWIRE_OH | 8107402 | no | no |  |  | no |  |  | 0 | 0 | 0 | 0
oh_line_TAP_OH_917795 |  | AN | node_8107402_200901553 | node_1299917_602_15292363_702 | 0.033 | unb_TAPWIRE_OH | 8107402 | no | no |  |  | no |  |  | 0 | 0 | 0 | 0
oh_line_TAP_OH_917796 |  | AN | node_8107402_200901559 | node_1299343_651_15293276_857 | 0.033 | unb_TAPWIRE_OH | 8107402 | no | no |  |  | no |  |  | 0 | 0 | 0 | 0
oh_line_TAP_OH_917797 |  | AN | node_8107402_200901564 | node_1299248_923_15292477_144 | 0.033 | unb_TAPWIRE_OH | 8107402 | no | no |  |  | no |  |  | 0 | 0 | 0 | 0
oh_line_TAP_OH_917800 |  | ABCN | node_8107402_200901586 | node_1295687_182_15293038_058 | 0.033 | unb_TAPWIRE_OH | 8107402 | no | no |  |  | no |  |  | 0 | 0 | 0 | 0
oh_line_TAP_OH_917805 |  | ABCN | node_8107402_200901605 | node_1298963_62_15291160_909 | 0.033 | unb_TAPWIRE_OH | 8107402 | no | no |  |  | no |  |  | 0 | 0 | 0 | 0
oh_line_TAP_OH_917806 |  | ABCN | node_8107402_200901609 | node_1298723_331_15291707_665 | 0.033 | unb_TAPWIRE_OH | 8107402 | no | no |  |  | no |  |  | 0 | 0 | 0 | 0
oh_line_TAP_OH_917807 |  | ABCN | node_8107402_200901610 | node_1298590_487_15291919_366 | 0.033 | unb_TAPWIRE_OH | 8107402 | no | no |  |  | no |  |  | 0 | 0 | 0 | 0
oh_line_TAP_OH_917808 |  | AN | node_8107402_200901613 | node_1298270_416_15291849_029 | 0.033 | unb_TAPWIRE_OH | 8107402 | no | no |  |  | no |  |  | 0 | 0 | 0 | 0
oh_line_TAP_OH_917809 |  | ABCN | node_8107402_200901617 | node_1298375_426_15292295_501 | 0.033 | unb_TAPWIRE_OH | 8107402 | no | no |  |  | no |  |  | 0 | 0 | 0 | 0
oh_line_TAP_OH_917816 |  | ABCN | node_8107402_200901665 | node_1294939_136_15293031_715 | 0.033 | unb_TAPWIRE_OH | 8107402 | no | no |  |  | no |  |  | 0 | 0 | 0 | 0
oh_line_TAP_OH_917897 |  | ABCN | node_8107402_200902009 | node_1300067_453_15294156_176 | 0.033 | unb_TAPWIRE_OH | 8107402 | no | no |  |  | no |  |  | 0 | 0 | 0 | 0
oh_line_TAP_OH_917899 |  | ABCN | node_8107402_200902017 | node_1300681_396_15294187_311 | 0.033 | unb_TAPWIRE_OH | 8107402 | no | no |  |  | no |  |  | 0 | 0 | 0 | 0
oh_line_TAP_OH_917900 |  | ABCN | node_8107402_200902019 | node_1300871_056_15294207_874 | 0.033 | unb_TAPWIRE_OH | 8107402 | no | no |  |  | no |  |  | 0 | 0 | 0 | 0
oh_line_TAP_OH_917901 |  | ABCN | node_8107402_200902026 | node_1301598_655_15294431_079 | 0.033 | unb_TAPWIRE_OH | 8107402 | no | no |  |  | no |  |  | 0 | 0 | 0 | 0
oh_line_TAP_OH_917902 |  | ABCN | node_8107402_200902029 | node_1298302_992_15292853_97 | 0.033 | unb_TAPWIRE_OH | 8107402 | no | no |  |  | no |  |  | 0 | 0 | 0 | 0
oh_line_TAP_OH_917903 |  | AN | node_8107402_200902031 | node_1301857_352_15294399_775 | 0.033 | unb_TAPWIRE_OH | 8107402 | no | no |  |  | no |  |  | 0 | 0 | 0 | 0
oh_line_TAP_OH_917904 |  | AN | node_8107402_200902032 | node_1302036_659_15294215_408 | 0.033 | unb_TAPWIRE_OH | 8107402 | no | no |  |  | no |  |  | 0 | 0 | 0 | 0
oh_line_TAP_OH_917905 |  | AN | node_8107402_200902033 | node_1302253_523_15294177_85 | 0.033 | unb_TAPWIRE_OH | 8107402 | no | no |  |  | no |  |  | 0 | 0 | 0 | 0
oh_line_TAP_OH_917906 |  | AN | node_8107402_200902039 | node_1298798_797_15293599_305 | 0.033 | unb_TAPWIRE_OH | 8107402 | no | no |  |  | no |  |  | 0 | 0 | 0 | 0
oh_line_TAP_OH_917907 |  | ABCN | node_8107402_200902040 | node_1299186_061_15293544_566 | 0.033 | unb_TAPWIRE_OH | 8107402 | no | no |  |  | no |  |  | 0 | 0 | 0 | 0
oh_line_TAP_OH_917909 |  | AN | node_8107402_200902046 | node_1299689_459_15294218_022 | 0.033 | unb_TAPWIRE_OH | 8107402 | no | no |  |  | no |  |  | 0 | 0 | 0 | 0
oh_line_TAP_OH_917910 |  | AN | node_8107402_200902047 | node_1299845_395_15294264_092 | 0.033 | unb_TAPWIRE_OH | 8107402 | no | no |  |  | no |  |  | 0 | 0 | 0 | 0
oh_line_TAP_OH_917940 |  | ABCN | node_8107402_200902206 | node_1294665_971_15293309_79 | 0.033 | unb_TAPWIRE_OH | 8107402 | no | no |  |  | no |  |  | 0 | 0 | 0 | 0
oh_line_TAP_OH_917973 |  | ABCN | node_8107402_200902353 | node_1296729_304_15293137_138 | 0.033 | unb_TAPWIRE_OH | 8107402 | no | no |  |  | no |  |  | 0 | 0 | 0 | 0
oh_line_TAP_OH_917976 |  | ABCN | node_8107402_200902361 | node_1295811_34_15292728_095 | 0.033 | unb_TAPWIRE_OH | 8107402 | no | no |  |  | no |  |  | 0 | 0 | 0 | 0
oh_line_TAP_OH_917997 |  | AN | node_8107402_200902512 | node_1296425_726_15290374_83 | 0.033 | unb_TAPWIRE_OH | 8107402 | no | no |  |  | no |  |  | 0 | 0 | 0 | 0
oh_line_TAP_OH_917998 |  | ABCN | node_8107402_200902518 | node_1297890_301_15291986_21 | 0.033 | unb_TAPWIRE_OH | 8107402 | no | no |  |  | no |  |  | 0 | 0 | 0 | 0
oh_line_TAP_OH_917999 |  | ABCN | node_8107402_200902519 | node_1297673_593_15291815_519 | 0.033 | unb_TAPWIRE_OH | 8107402 | no | no |  |  | no |  |  | 0 | 0 | 0 | 0
oh_line_TAP_OH_918000 |  | ABCN | node_8107402_200902521 | node_1297343_852_15291383_624 | 0.033 | unb_TAPWIRE_OH | 8107402 | no | no |  |  | no |  |  | 0 | 0 | 0 | 0
oh_line_TAP_OH_918001 |  | AN | node_8107402_200902524 | node_1298392_477_15291650_497 | 0.033 | unb_TAPWIRE_OH | 8107402 | no | no |  |  | no |  |  | 0 | 0 | 0 | 0
oh_line_TAP_OH_918002 |  | AN | node_8107402_200902527 | node_1298181_706_15291310_474 | 0.033 | unb_TAPWIRE_OH | 8107402 | no | no |  |  | no |  |  | 0 | 0 | 0 | 0
oh_line_TAP_OH_918003 |  | AN | node_8107402_200902531 | node_1298208_924_15290725_809 | 0.033 | unb_TAPWIRE_OH | 8107402 | no | no |  |  | no |  |  | 0 | 0 | 0 | 0
oh_line_TAP_OH_918277 |  | AN | node_8107402_200903498 | node_1280425_495_15293803_968 | 0.033 | unb_TAPWIRE_OH | 8107402 | no | no |  |  | no |  |  | 0 | 0 | 0 | 0
oh_line_TAP_OH_918278 |  | AN | node_8107402_200903501 | node_1279849_755_15294190_263 | 0.033 | unb_TAPWIRE_OH | 8107402 | no | no |  |  | no |  |  | 0 | 0 | 0 | 0
oh_line_TAP_OH_918279 |  | AN | node_8107402_200903504 | node_1279065_829_15294121_494 | 0.033 | unb_TAPWIRE_OH | 8107402 | no | no |  |  | no |  |  | 0 | 0 | 0 | 0
oh_line_TAP_OH_918280 |  | AN | node_8107402_200903505 | node_1279221_197_15294466_465 | 0.033 | unb_TAPWIRE_OH | 8107402 | no | no |  |  | no |  |  | 0 | 0 | 0 | 0
oh_line_TAP_OH_918281 |  | AN | node_8107402_200903506 | node_1279023_051_15294684_224 | 0.033 | unb_TAPWIRE_OH | 8107402 | no | no |  |  | no |  |  | 0 | 0 | 0 | 0
oh_line_TAP_OH_918282 |  | AN | node_8107402_200903507 | node_1279251_454_15295010_761 | 0.033 | unb_TAPWIRE_OH | 8107402 | no | no |  |  | no |  |  | 0 | 0 | 0 | 0
oh_line_TAP_OH_918283 |  | AN | node_8107402_200903509 | node_1278505_679_15295307_101 | 0.033 | unb_TAPWIRE_OH | 8107402 | no | no |  |  | no |  |  | 0 | 0 | 0 | 0
oh_line_TAP_OH_918284 |  | AN | node_8107402_200903510 | node_1278358_627_15294936_41 | 0.033 | unb_TAPWIRE_OH | 8107402 | no | no |  |  | no |  |  | 0 | 0 | 0 | 0
oh_line_TAP_OH_918285 |  | AN | node_8107402_200903512 | node_1278007_529_15295225_859 | 0.033 | unb_TAPWIRE_OH | 8107402 | no | no |  |  | no |  |  | 0 | 0 | 0 | 0
oh_line_TAP_OH_918286 |  | AN | node_8107402_200903513 | node_1278285_381_15295487_578 | 0.033 | unb_TAPWIRE_OH | 8107402 | no | no |  |  | no |  |  | 0 | 0 | 0 | 0
oh_line_TAP_OH_918287 |  | AN | node_8107402_200903515 | node_1278048_138_15295595_657 | 0.033 | unb_TAPWIRE_OH | 8107402 | no | no |  |  | no |  |  | 0 | 0 | 0 | 0
oh_line_TAP_OH_918288 |  | AN | node_8107402_200903520 | node_1277580_019_15296102_016 | 0.033 | unb_TAPWIRE_OH | 8107402 | no | no |  |  | no |  |  | 0 | 0 | 0 | 0
oh_line_TAP_OH_918289 |  | AN | node_8107402_200903527 | node_1283499_889_15292241_508 | 0.033 | unb_TAPWIRE_OH | 8107402 | no | no |  |  | no |  |  | 0 | 0 | 0 | 0
oh_line_TAP_OH_918290 |  | AN | node_8107402_200903529 | node_1283426_501_15292517_23 | 0.033 | unb_TAPWIRE_OH | 8107402 | no | no |  |  | no |  |  | 0 | 0 | 0 | 0
oh_line_TAP_OH_918291 |  | AN | node_8107402_200903530 | node_1277061_726_15295773_924 | 0.033 | unb_TAPWIRE_OH | 8107402 | no | no |  |  | no |  |  | 0 | 0 | 0 | 0
oh_line_TAP_OH_918292 |  | AN | node_8107402_200903535 | node_1276835_332_15295387_614 | 0.033 | unb_TAPWIRE_OH | 8107402 | no | no |  |  | no |  |  | 0 | 0 | 0 | 0
oh_line_TAP_OH_918293 |  | AN | node_8107402_200903536 | node_1276435_342_15295284_535 | 0.033 | unb_TAPWIRE_OH | 8107402 | no | no |  |  | no |  |  | 0 | 0 | 0 | 0
oh_line_TAP_OH_918294 |  | AN | node_8107402_200903537 | node_1276167_163_15295606_546 | 0.033 | unb_TAPWIRE_OH | 8107402 | no | no |  |  | no |  |  | 0 | 0 | 0 | 0
oh_line_TAP_OH_918295 |  | AN | node_8107402_200903540 | node_1275730_271_15295243_257 | 0.033 | unb_TAPWIRE_OH | 8107402 | no | no |  |  | no |  |  | 0 | 0 | 0 | 0
oh_line_TAP_OH_918296 |  | AN | node_8107402_200903543 | node_1275500_889_15294553_062 | 0.033 | unb_TAPWIRE_OH | 8107402 | no | no |  |  | no |  |  | 0 | 0 | 0 | 0
oh_line_TAP_OH_918297 |  | AN | node_8107402_200903546 | node_1275257_817_15294807_754 | 0.033 | unb_TAPWIRE_OH | 8107402 | no | no |  |  | no |  |  | 0 | 0 | 0 | 0
oh_line_TAP_OH_918298 |  | AN | node_8107402_200903548 | node_1274857_377_15294605_555 | 0.033 | unb_TAPWIRE_OH | 8107402 | no | no |  |  | no |  |  | 0 | 0 | 0 | 0
oh_line_TAP_OH_918299 |  | AN | node_8107402_200903549 | node_1274558_982_15294617_668 | 0.033 | unb_TAPWIRE_OH | 8107402 | no | no |  |  | no |  |  | 0 | 0 | 0 | 0
oh_line_TAP_OH_918300 |  | AN | node_8107402_200903550 | node_1274517_329_15294921_767 | 0.033 | unb_TAPWIRE_OH | 8107402 | no | no |  |  | no |  |  | 0 | 0 | 0 | 0
oh_line_TAP_OH_918301 |  | AN | node_8107402_200903554 | node_1274030_013_15295436_988 | 0.033 | unb_TAPWIRE_OH | 8107402 | no | no |  |  | no |  |  | 0 | 0 | 0 | 0
oh_line_TAP_OH_918302 |  | AN | node_8107402_200903559 | node_1283315_331_15292682_934 | 0.033 | unb_TAPWIRE_OH | 8107402 | no | no |  |  | no |  |  | 0 | 0 | 0 | 0
oh_line_TAP_OH_918303 |  | AN | node_8107402_200903566 | node_1273250_622_15294063_751 | 0.033 | unb_TAPWIRE_OH | 8107402 | no | no |  |  | no |  |  | 0 | 0 | 0 | 0
oh_line_TAP_OH_918304 |  | AN | node_8107402_200903569 | node_1272892_994_15294547_709 | 0.033 | unb_TAPWIRE_OH | 8107402 | no | no |  |  | no |  |  | 0 | 0 | 0 | 0
oh_line_TAP_OH_918306 |  | AN | node_8107402_200903572 | node_1282962_765_15293014_252 | 0.033 | unb_TAPWIRE_OH | 8107402 | no | no |  |  | no |  |  | 0 | 0 | 0 | 0
oh_line_TAP_OH_918307 |  | AN | node_8107402_200903573 | node_1282596_489_15292924_662 | 0.033 | unb_TAPWIRE_OH | 8107402 | no | no |  |  | no |  |  | 0 | 0 | 0 | 0
oh_line_TAP_OH_918308 |  | AN | node_8107402_200903576 | node_1282196_237_15293572_9 | 0.033 | unb_TAPWIRE_OH | 8107402 | no | no |  |  | no |  |  | 0 | 0 | 0 | 0
oh_line_TAP_OH_918309 |  | AN | node_8107402_200903577 | node_1282001_474_15293855_988 | 0.033 | unb_TAPWIRE_OH | 8107402 | no | no |  |  | no |  |  | 0 | 0 | 0 | 0
oh_line_TAP_OH_918310 |  | AN | node_8107402_200903578 | node_1282012_676_15293502_76 | 0.033 | unb_TAPWIRE_OH | 8107402 | no | no |  |  | no |  |  | 0 | 0 | 0 | 0
oh_line_TAP_OH_918311 |  | AN | node_8107402_200903581 | node_1281683_741_15294199_54 | 0.033 | unb_TAPWIRE_OH | 8107402 | no | no |  |  | no |  |  | 0 | 0 | 0 | 0
oh_line_TAP_OH_918312 |  | AN | node_8107402_200903585 | node_1281199_522_15294124_668 | 0.033 | unb_TAPWIRE_OH | 8107402 | no | no |  |  | no |  |  | 0 | 0 | 0 | 0
oh_line_TAP_OH_918313 |  | AN | node_8107402_200903587 | node_1280745_313_15293980_152 | 0.033 | unb_TAPWIRE_OH | 8107402 | no | no |  |  | no |  |  | 0 | 0 | 0 | 0
oh_line_TAP_OH_918405 |  | AN | node_8107402_200903860 | node_1287495_206_15294021_622 | 0.033 | unb_TAPWIRE_OH | 8107402 | no | no |  |  | no |  |  | 0 | 0 | 0 | 0
oh_line_TAP_OH_918406 |  | AN | node_8107402_200903863 | node_1284403_551_15295855_046 | 0.033 | unb_TAPWIRE_OH | 8107402 | no | no |  |  | no |  |  | 0 | 0 | 0 | 0
oh_line_TAP_OH_918407 |  | AN | node_8107402_200903864 | node_1284117_027_15295944_439 | 0.033 | unb_TAPWIRE_OH | 8107402 | no | no |  |  | no |  |  | 0 | 0 | 0 | 0
oh_line_TAP_OH_918408 |  | AN | node_8107402_200903865 | node_1283869_723_15295918_742 | 0.033 | unb_TAPWIRE_OH | 8107402 | no | no |  |  | no |  |  | 0 | 0 | 0 | 0
oh_line_TAP_OH_918409 |  | AN | node_8107402_200903871 | node_1282592_47_15296933_487 | 0.033 | unb_TAPWIRE_OH | 8107402 | no | no |  |  | no |  |  | 0 | 0 | 0 | 0
oh_line_TAP_OH_918410 |  | AN | node_8107402_200903872 | node_1287075_357_15294289_697 | 0.033 | unb_TAPWIRE_OH | 8107402 | no | no |  |  | no |  |  | 0 | 0 | 0 | 0
oh_line_TAP_OH_918411 |  | AN | node_8107402_200903878 | node_1285996_003_15295197_206 | 0.033 | unb_TAPWIRE_OH | 8107402 | no | no |  |  | no |  |  | 0 | 0 | 0 | 0
oh_line_TAP_OH_918412 |  | AN | node_8107402_200903880 | node_1285228_963_15295448_301 | 0.033 | unb_TAPWIRE_OH | 8107402 | no | no |  |  | no |  |  | 0 | 0 | 0 | 0
oh_line_TAP_OH_918413 |  | AN | node_8107402_200903883 | node_1284601_074_15295812_379 | 0.033 | unb_TAPWIRE_OH | 8107402 | no | no |  |  | no |  |  | 0 | 0 | 0 | 0
oh_line_TAP_OH_918487 |  | AN | node_8107402_200904071 | node_1278810_321_15291849_902 | 0.033 | unb_TAPWIRE_OH | 8107402 | no | no |  |  | no |  |  | 0 | 0 | 0 | 0
oh_line_TAP_OH_918488 |  | AN | node_8107402_200904072 | node_1275784_762_15294346_941 | 0.033 | unb_TAPWIRE_OH | 8107402 | no | no |  |  | no |  |  | 0 | 0 | 0 | 0
oh_line_TAP_OH_918489 |  | AN | node_8107402_200904075 | node_1277630_945_15292389_318 | 0.033 | unb_TAPWIRE_OH | 8107402 | no | no |  |  | no |  |  | 0 | 0 | 0 | 0
oh_line_TAP_OH_918490 |  | AN | node_8107402_200904076 | node_1277806_397_15292365_209 | 0.033 | unb_TAPWIRE_OH | 8107402 | no | no |  |  | no |  |  | 0 | 0 | 0 | 0
oh_line_TAP_OH_918491 |  | AN | node_8107402_200904077 | node_1277759_523_15292017_279 | 0.033 | unb_TAPWIRE_OH | 8107402 | no | no |  |  | no |  |  | 0 | 0 | 0 | 0
oh_line_TAP_OH_918492 |  | AN | node_8107402_200904082 | node_1278377_24_15291838_738 | 0.033 | unb_TAPWIRE_OH | 8107402 | no | no |  |  | no |  |  | 0 | 0 | 0 | 0
oh_line_TAP_OH_918493 |  | AN | node_8107402_200904088 | node_1276655_509_15293406_464 | 0.033 | unb_TAPWIRE_OH | 8107402 | no | no |  |  | no |  |  | 0 | 0 | 0 | 0
oh_line_TAP_OH_918494 |  | AN | node_8107402_200904089 | node_1276824_405_15293238_043 | 0.033 | unb_TAPWIRE_OH | 8107402 | no | no |  |  | no |  |  | 0 | 0 | 0 | 0
oh_line_TAP_OH_918495 |  | AN | node_8107402_200904091 | node_1277012_769_15293138_903 | 0.033 | unb_TAPWIRE_OH | 8107402 | no | no |  |  | no |  |  | 0 | 0 | 0 | 0
oh_line_TAP_OH_918496 |  | AN | node_8107402_200904093 | node_1277246_465_15292887_885 | 0.033 | unb_TAPWIRE_OH | 8107402 | no | no |  |  | no |  |  | 0 | 0 | 0 | 0
oh_line_TAP_OH_918497 |  | AN | node_8107402_200904095 | node_1277341_518_15292695_794 | 0.033 | unb_TAPWIRE_OH | 8107402 | no | no |  |  | no |  |  | 0 | 0 | 0 | 0
oh_line_TAP_OH_918538 |  | ABCN | node_8107402_200904229 | node_1277118_534_15282220_211 | 0.033 | unb_TAPWIRE_OH | 8107402 | no | no |  |  | no |  |  | 0 | 0 | 0 | 0
oh_line_TAP_OH_918539 |  | AN | node_8107402_200904233 | node_1276911_426_15282658_854 | 0.033 | unb_TAPWIRE_OH | 8107402 | no | no |  |  | no |  |  | 0 | 0 | 0 | 0
oh_line_TAP_OH_918540 |  | ABCN | node_8107402_200904236 | node_1277509_255_15282971_318 | 0.033 | unb_TAPWIRE_OH | 8107402 | no | no |  |  | no |  |  | 0 | 0 | 0 | 0
oh_line_TAP_OH_918541 |  | ABCN | node_8107402_200904239 | node_1277727_238_15283474_286 | 0.033 | unb_TAPWIRE_OH | 8107402 | no | no |  |  | no |  |  | 0 | 0 | 0 | 0
oh_line_TAP_OH_918542 |  | AN | node_8107402_200904243 | node_1277577_978_15283687_337 | 0.033 | unb_TAPWIRE_OH | 8107402 | no | no |  |  | no |  |  | 0 | 0 | 0 | 0
oh_line_TAP_OH_918543 |  | ABCN | node_8107402_200904246 | node_1277948_357_15284334_079 | 0.033 | unb_TAPWIRE_OH | 8107402 | no | no |  |  | no |  |  | 0 | 0 | 0 | 0
oh_line_TAP_OH_918544 |  | ABCN | node_8107402_311891253 | node_1275550_578_15280183_643 | 0.033 | unb_TAPWIRE_OH | 8107402 | no | no |  |  | no |  |  | 0 | 0 | 0 | 0
oh_line_TAP_OH_918545 |  | ABCN | node_8107402_200904250 | node_1275850_855_15280522_774 | 0.033 | unb_TAPWIRE_OH | 8107402 | no | no |  |  | no |  |  | 0 | 0 | 0 | 0
oh_line_TAP_OH_918546 |  | AN | node_8107402_200904253 | node_1275784_073_15280742_963 | 0.033 | unb_TAPWIRE_OH | 8107402 | no | no |  |  | no |  |  | 0 | 0 | 0 | 0
oh_line_TAP_OH_918547 |  | AN | node_8107402_200904255 | node_1275510_38_15281056_078 | 0.033 | unb_TAPWIRE_OH | 8107402 | no | no |  |  | no |  |  | 0 | 0 | 0 | 0
oh_line_TAP_OH_918548 |  | AN | node_8107402_200904256 | node_1275677_684_15281210_263 | 0.033 | unb_TAPWIRE_OH | 8107402 | no | no |  |  | no |  |  | 0 | 0 | 0 | 0
oh_line_TAP_OH_918549 |  | ABCN | node_8107402_200904258 | node_1276139_25_15280795_746 | 0.033 | unb_TAPWIRE_OH | 8107402 | no | no |  |  | no |  |  | 0 | 0 | 0 | 0
oh_line_TAP_OH_918550 |  | AN | node_8107402_200904262 | node_1276745_156_15280915_06 | 0.033 | unb_TAPWIRE_OH | 8107402 | no | no |  |  | no |  |  | 0 | 0 | 0 | 0
oh_line_TAP_OH_918551 |  | AN | node_8107402_200904263 | node_1276934_168_15281179_116 | 0.033 | unb_TAPWIRE_OH | 8107402 | no | no |  |  | no |  |  | 0 | 0 | 0 | 0
oh_line_TAP_OH_918552 |  | ABCN | node_8107402_200904265 | node_1276464_766_15281225_844 | 0.033 | unb_TAPWIRE_OH | 8107402 | no | no |  |  | no |  |  | 0 | 0 | 0 | 0
oh_line_TAP_OH_918553 |  | ABCN | node_8107402_200904267 | node_1276570_311_15281381_702 | 0.033 | unb_TAPWIRE_OH | 8107402 | no | no |  |  | no |  |  | 0 | 0 | 0 | 0
oh_line_TAP_OH_918554 |  | ABCN | node_8107402_200904269 | node_1276684_383_15281623_005 | 0.033 | unb_TAPWIRE_OH | 8107402 | no | no |  |  | no |  |  | 0 | 0 | 0 | 0
oh_line_TAP_OH_918555 |  | ABCN | node_8107402_200904271 | node_1276979_744_15281945_583 | 0.033 | unb_TAPWIRE_OH | 8107402 | no | no |  |  | no |  |  | 0 | 0 | 0 | 0
oh_line_TAP_OH_918595 |  | AN | node_8107402_200904381 | node_1274377_789_15290188_66 | 0.033 | unb_TAPWIRE_OH | 8107402 | no | no |  |  | no |  |  | 0 | 0 | 0 | 0
oh_line_TAP_OH_918596 |  | AN | node_8107402_200904385 | node_1274772_815_15289512_254 | 0.033 | unb_TAPWIRE_OH | 8107402 | no | no |  |  | no |  |  | 0 | 0 | 0 | 0
oh_line_TAP_OH_918597 |  | AN | node_8107402_200904388 | node_1275039_123_15288966_442 | 0.033 | unb_TAPWIRE_OH | 8107402 | no | no |  |  | no |  |  | 0 | 0 | 0 | 0
oh_line_TAP_OH_918598 |  | AN | node_8107402_200904389 | node_1275280_791_15288945_156 | 0.033 | unb_TAPWIRE_OH | 8107402 | no | no |  |  | no |  |  | 0 | 0 | 0 | 0
oh_line_TAP_OH_918599 |  | AN | node_8107402_200904394 | node_1275886_27_15287665_125 | 0.033 | unb_TAPWIRE_OH | 8107402 | no | no |  |  | no |  |  | 0 | 0 | 0 | 0
oh_line_TAP_OH_918600 |  | AN | node_8107402_200904395 | node_1275774_932_15287435_971 | 0.033 | unb_TAPWIRE_OH | 8107402 | no | no |  |  | no |  |  | 0 | 0 | 0 | 0
oh_line_TAP_OH_918601 |  | AN | node_8107402_200904400 | node_1275995_997_15292025_523 | 0.033 | unb_TAPWIRE_OH | 8107402 | no | no |  |  | no |  |  | 0 | 0 | 0 | 0
oh_line_TAP_OH_918602 |  | AN | node_8107402_200904401 | node_1275967_163_15291672_123 | 0.033 | unb_TAPWIRE_OH | 8107402 | no | no |  |  | no |  |  | 0 | 0 | 0 | 0
oh_line_TAP_OH_918603 |  | AN | node_8107402_200904402 | node_1275753_37_15291329_369 | 0.033 | unb_TAPWIRE_OH | 8107402 | no | no |  |  | no |  |  | 0 | 0 | 0 | 0
oh_line_TAP_OH_918604 |  | AN | node_8107402_200904406 | node_1275265_937_15291126_043 | 0.033 | unb_TAPWIRE_OH | 8107402 | no | no |  |  | no |  |  | 0 | 0 | 0 | 0
oh_line_TAP_OH_918605 |  | AN | node_8107402_200904407 | node_1275258_684_15290808_276 | 0.033 | unb_TAPWIRE_OH | 8107402 | no | no |  |  | no |  |  | 0 | 0 | 0 | 0
oh_line_TAP_OH_918606 |  | AN | node_8107402_200904410 | node_1274776_067_15290821_92 | 0.033 | unb_TAPWIRE_OH | 8107402 | no | no |  |  | no |  |  | 0 | 0 | 0 | 0
oh_line_TAP_OH_918756 |  | AN | node_8107402_200904865 | node_1277825_579_15288019_608 | 0.033 | unb_TAPWIRE_OH | 8107402 | no | no |  |  | no |  |  | 0 | 0 | 0 | 0
oh_line_TAP_OH_918757 |  | AN | node_8107402_200904869 | node_1277483_103_15287415_89 | 0.033 | unb_TAPWIRE_OH | 8107402 | no | no |  |  | no |  |  | 0 | 0 | 0 | 0
oh_line_TAP_OH_918758 |  | AN | node_8107402_200904872 | node_1277017_152_15287004_047 | 0.033 | unb_TAPWIRE_OH | 8107402 | no | no |  |  | no |  |  | 0 | 0 | 0 | 0
oh_line_TAP_OH_918759 |  | AN | node_8107402_200904874 | node_1276748_469_15286832_832 | 0.033 | unb_TAPWIRE_OH | 8107402 | no | no |  |  | no |  |  | 0 | 0 | 0 | 0
oh_line_TAP_OH_918760 |  | AN | node_8107402_200904875 | node_1276536_462_15286603_145 | 0.033 | unb_TAPWIRE_OH | 8107402 | no | no |  |  | no |  |  | 0 | 0 | 0 | 0
oh_line_TAP_OH_918761 |  | AN | node_8107402_200904882 | node_1278280_188_15288209_986 | 0.033 | unb_TAPWIRE_OH | 8107402 | no | no |  |  | no |  |  | 0 | 0 | 0 | 0
oh_line_TAP_OH_918762 |  | AN | node_8107402_200904885 | node_1278196_624_15288603_02 | 0.033 | unb_TAPWIRE_OH | 8107402 | no | no |  |  | no |  |  | 0 | 0 | 0 | 0
oh_line_TAP_OH_918767 |  | AN | node_8107402_200904902 | node_1280664_022_15292287_359 | 0.033 | unb_TAPWIRE_OH | 8107402 | no | no |  |  | no |  |  | 0 | 0 | 0 | 0
oh_line_TAP_OH_918768 |  | AN | node_8107402_200904904 | node_1280187_672_15292219_953 | 0.033 | unb_TAPWIRE_OH | 8107402 | no | no |  |  | no |  |  | 0 | 0 | 0 | 0
oh_line_TAP_OH_918769 |  | AN | node_8107402_200904907 | node_1280493_694_15291865_141 | 0.033 | unb_TAPWIRE_OH | 8107402 | no | no |  |  | no |  |  | 0 | 0 | 0 | 0
oh_line_TAP_OH_918770 |  | AN | node_8107402_200904909 | node_1279691_346_15292070_434 | 0.033 | unb_TAPWIRE_OH | 8107402 | no | no |  |  | no |  |  | 0 | 0 | 0 | 0
oh_line_TAP_OH_918771 |  | AN | node_8107402_200904912 | node_1282057_71_15292730_077 | 0.033 | unb_TAPWIRE_OH | 8107402 | no | no |  |  | no |  |  | 0 | 0 | 0 | 0
oh_line_TAP_OH_918772 |  | AN | node_8107402_200904913 | node_1281841_015_15292686_121 | 0.033 | unb_TAPWIRE_OH | 8107402 | no | no |  |  | no |  |  | 0 | 0 | 0 | 0
oh_line_TAP_OH_918827 |  | AN | node_8107402_200905062 | node_1287733_217_15294425_319 | 0.033 | unb_TAPWIRE_OH | 8107402 | no | no |  |  | no |  |  | 0 | 0 | 0 | 0
oh_line_TAP_OH_918842 |  | AN | node_8107402_200905107 | node_1289283_918_15294444_529 | 0.033 | unb_TAPWIRE_OH | 8107402 | no | no |  |  | no |  |  | 0 | 0 | 0 | 0
oh_line_TAP_OH_918843 |  | AN | node_8107402_200905110 | node_1288901_742_15294570_32 | 0.033 | unb_TAPWIRE_OH | 8107402 | no | no |  |  | no |  |  | 0 | 0 | 0 | 0
oh_line_TAP_OH_918844 |  | ABCN | node_8107402_200905122 | node_1290320_906_15290249_882 | 0.033 | unb_TAPWIRE_OH | 8107402 | no | no |  |  | no |  |  | 0 | 0 | 0 | 0
oh_line_TAP_OH_918851 |  | AN | node_8107402_200905144 | node_1288135_157_15289194_65 | 0.033 | unb_TAPWIRE_OH | 8107402 | no | no |  |  | no |  |  | 0 | 0 | 0 | 0
oh_line_TAP_OH_918852 |  | AN | node_8107402_200905148 | node_1288617_92_15288798_251 | 0.033 | unb_TAPWIRE_OH | 8107402 | no | no |  |  | no |  |  | 0 | 0 | 0 | 0
oh_line_TAP_OH_918870 |  | AN | node_8107402_200905195 | node_1277500_97_15284127_925 | 0.033 | unb_TAPWIRE_OH | 8107402 | no | no |  |  | no |  |  | 0 | 0 | 0 | 0
oh_line_TAP_OH_918871 |  | AN | node_8107402_200905199 | node_1277674_482_15284800_155 | 0.033 | unb_TAPWIRE_OH | 8107402 | no | no |  |  | no |  |  | 0 | 0 | 0 | 0
oh_line_TAP_OH_918886 |  | AN | node_8107402_200905229 | node_1287932_113_15290083_656 | 0.033 | unb_TAPWIRE_OH | 8107402 | no | no |  |  | no |  |  | 0 | 0 | 0 | 0
oh_line_TAP_OH_918891 |  | ABCN | node_8107402_200905242 | node_1289453_263_15291686_953 | 0.033 | unb_TAPWIRE_OH | 8107402 | no | no |  |  | no |  |  | 0 | 0 | 0 | 0
oh_line_TAP_OH_918892 |  | ABCN | node_8107402_200905243 | node_1289262_221_15291944_69 | 0.033 | unb_TAPWIRE_OH | 8107402 | no | no |  |  | no |  |  | 0 | 0 | 0 | 0
oh_line_TAP_OH_918893 |  | ABCN | node_8107402_200905244 | node_1289042_395_15292149_196 | 0.033 | unb_TAPWIRE_OH | 8107402 | no | no |  |  | no |  |  | 0 | 0 | 0 | 0
oh_line_TAP_OH_918962 |  | AN | node_8107402_200905461 | node_1281891_446_15289497_114 | 0.033 | unb_TAPWIRE_OH | 8107402 | no | no |  |  | no |  |  | 0 | 0 | 0 | 0
oh_line_TAP_OH_918963 |  | AN | node_8107402_200905464 | node_1282205_825_15289937_624 | 0.033 | unb_TAPWIRE_OH | 8107402 | no | no |  |  | no |  |  | 0 | 0 | 0 | 0
oh_line_TAP_OH_918964 |  | AN | node_8107402_200905465 | node_1282473_824_15290041_312 | 0.033 | unb_TAPWIRE_OH | 8107402 | no | no |  |  | no |  |  | 0 | 0 | 0 | 0
oh_line_TAP_OH_918965 |  | AN | node_8107402_200905473 | node_1287365_842_15289492_837 | 0.033 | unb_TAPWIRE_OH | 8107402 | no | no |  |  | no |  |  | 0 | 0 | 0 | 0
oh_line_TAP_OH_918966 |  | AN | node_8107402_200905474 | node_1287414_909_15289319_369 | 0.033 | unb_TAPWIRE_OH | 8107402 | no | no |  |  | no |  |  | 0 | 0 | 0 | 0
oh_line_TAP_OH_918969 |  | AN | node_8107402_200905485 | node_1289117_363_15295429_779 | 0.033 | unb_TAPWIRE_OH | 8107402 | no | no |  |  | no |  |  | 0 | 0 | 0 | 0
oh_line_TAP_OH_918970 |  | AN | node_8107402_200905489 | node_1288056_259_15294518_813 | 0.033 | unb_TAPWIRE_OH | 8107402 | no | no |  |  | no |  |  | 0 | 0 | 0 | 0
oh_line_TAP_OH_918971 |  | AN | node_8107402_200905493 | node_1288203_666_15294936_622 | 0.033 | unb_TAPWIRE_OH | 8107402 | no | no |  |  | no |  |  | 0 | 0 | 0 | 0
oh_line_TAP_OH_918972 |  | AN | node_8107402_200905495 | node_1288568_784_15295189_07 | 0.033 | unb_TAPWIRE_OH | 8107402 | no | no |  |  | no |  |  | 0 | 0 | 0 | 0
oh_line_TAP_OH_918973 |  | AN | node_8107402_200905496 | node_1288792_681_15295338_769 | 0.033 | unb_TAPWIRE_OH | 8107402 | no | no |  |  | no |  |  | 0 | 0 | 0 | 0
oh_line_TAP_OH_918974 |  | AN | node_8107402_200905500 | node_1289179_974_15295070_351 | 0.033 | unb_TAPWIRE_OH | 8107402 | no | no |  |  | no |  |  | 0 | 0 | 0 | 0
oh_line_TAP_OH_919010 |  | AN | node_8107402_200905615 | node_1288773_313_15290220_359 | 0.033 | unb_TAPWIRE_OH | 8107402 | no | no |  |  | no |  |  | 0 | 0 | 0 | 0
oh_line_TAP_OH_919011 |  | ABCN | node_8107402_200905622 | node_1293526_138_15292970_731 | 0.033 | unb_TAPWIRE_OH | 8107402 | no | no |  |  | no |  |  | 0 | 0 | 0 | 0
oh_line_TAP_OH_919016 |  | ABCN | node_8107402_200905635 | node_1292616_207_15293011_538 | 0.033 | unb_TAPWIRE_OH | 8107402 | no | no |  |  | no |  |  | 0 | 0 | 0 | 0
oh_line_TAP_OH_919017 |  | ABCN | node_8107402_200905640 | node_1292085_767_15293089_741 | 0.033 | unb_TAPWIRE_OH | 8107402 | no | no |  |  | no |  |  | 0 | 0 | 0 | 0
oh_line_TAP_OH_919018 |  | ABCN | node_8107402_200905643 | node_1291867_727_15293155_833 | 0.033 | unb_TAPWIRE_OH | 8107402 | no | no |  |  | no |  |  | 0 | 0 | 0 | 0
oh_line_TAP_OH_919022 |  | ABCN | node_8107402_200905658 | node_1290615_601_15292804_888 | 0.033 | unb_TAPWIRE_OH | 8107402 | no | no |  |  | no |  |  | 0 | 0 | 0 | 0
oh_line_TAP_OH_919023 |  | ABCN | node_8107402_200905660 | node_1290286_181_15292558_072 | 0.033 | unb_TAPWIRE_OH | 8107402 | no | no |  |  | no |  |  | 0 | 0 | 0 | 0
oh_line_TAP_OH_919024 |  | ABCN | node_8107402_200905670 | node_1288761_347_15291028_128 | 0.033 | unb_TAPWIRE_OH | 8107402 | no | no |  |  | no |  |  | 0 | 0 | 0 | 0
oh_line_TAP_OH_919025 |  | AN | node_8107402_200905673 | node_1288734_203_15290567_977 | 0.033 | unb_TAPWIRE_OH | 8107402 | no | no |  |  | no |  |  | 0 | 0 | 0 | 0
oh_line_TAP_OH_919026 |  | AN | node_8107402_200905676 | node_1288984_251_15290254_254 | 0.033 | unb_TAPWIRE_OH | 8107402 | no | no |  |  | no |  |  | 0 | 0 | 0 | 0
oh_line_TAP_OH_919027 |  | AN | node_8107402_200905679 | node_1288543_915_15290495_598 | 0.033 | unb_TAPWIRE_OH | 8107402 | no | no |  |  | no |  |  | 0 | 0 | 0 | 0
oh_line_TAP_OH_919028 |  | ABCN | node_8107402_200905680 | node_1288224_936_15290510_181 | 0.033 | unb_TAPWIRE_OH | 8107402 | no | no |  |  | no |  |  | 0 | 0 | 0 | 0
oh_line_TAP_OH_919029 |  | AN | node_8107402_200905683 | node_1288245_037_15290223_001 | 0.033 | unb_TAPWIRE_OH | 8107402 | no | no |  |  | no |  |  | 0 | 0 | 0 | 0
oh_line_TAP_OH_919030 |  | ABCN | node_8107402_200905685 | node_1287794_271_15290111_021 | 0.033 | unb_TAPWIRE_OH | 8107402 | no | no |  |  | no |  |  | 0 | 0 | 0 | 0
oh_line_TAP_OH_919031 |  | AN | node_8107402_200905689 | node_1287505_768_15289658_776 | 0.033 | unb_TAPWIRE_OH | 8107402 | no | no |  |  | no |  |  | 0 | 0 | 0 | 0
oh_line_TAP_OH_919033 |  | AN | node_8107402_200905693 | node_1286984_953_15290259_624 | 0.033 | unb_TAPWIRE_OH | 8107402 | no | no |  |  | no |  |  | 0 | 0 | 0 | 0
oh_line_TAP_OH_919035 |  | ABCN | node_8107402_200905706 | node_1285992_45_15289435_816 | 0.033 | unb_TAPWIRE_OH | 8107402 | no | no |  |  | no |  |  | 0 | 0 | 0 | 0
oh_line_TAP_OH_919036 |  | ABCN | node_8107402_200905710 | node_1285025_426_15289406_15 | 0.033 | unb_TAPWIRE_OH | 8107402 | no | no |  |  | no |  |  | 0 | 0 | 0 | 0
oh_line_TAP_OH_919037 |  | ABCN | node_8107402_200905712 | node_1284515_121_15289348_138 | 0.033 | unb_TAPWIRE_OH | 8107402 | no | no |  |  | no |  |  | 0 | 0 | 0 | 0
oh_line_TAP_OH_919038 |  | ABCN | node_8107402_200905714 | node_1284282_974_15289390_359 | 0.033 | unb_TAPWIRE_OH | 8107402 | no | no |  |  | no |  |  | 0 | 0 | 0 | 0
oh_line_TAP_OH_919040 |  | ABCN | node_8107402_200905717 | node_1283787_821_15289242_132 | 0.033 | unb_TAPWIRE_OH | 8107402 | no | no |  |  | no |  |  | 0 | 0 | 0 | 0
oh_line_TAP_OH_919041 |  | ABCN | node_8107402_200905719 | node_1283534_894_15289204_778 | 0.033 | unb_TAPWIRE_OH | 8107402 | no | no |  |  | no |  |  | 0 | 0 | 0 | 0
oh_line_TAP_OH_919042 |  | ABCN | node_8107402_200905722 | node_1282934_666_15289262_167 | 0.033 | unb_TAPWIRE_OH | 8107402 | no | no |  |  | no |  |  | 0 | 0 | 0 | 0
oh_line_TAP_OH_919043 |  | ABCN | node_8107402_200905725 | node_1282391_456_15289282_822 | 0.033 | unb_TAPWIRE_OH | 8107402 | no | no |  |  | no |  |  | 0 | 0 | 0 | 0
oh_line_TAP_OH_919044 |  | ABCN | node_8107402_200905729 | node_1281642_745_15289265_433 | 0.033 | unb_TAPWIRE_OH | 8107402 | no | no |  |  | no |  |  | 0 | 0 | 0 | 0
oh_line_TAP_OH_919045 |  | ABCN | node_8107402_200905732 | node_1281323_175_15289075_647 | 0.033 | unb_TAPWIRE_OH | 8107402 | no | no |  |  | no |  |  | 0 | 0 | 0 | 0
oh_line_TAP_OH_919047 |  | ABCN | node_8107402_200905735 | node_1281134_061_15288779_36 | 0.033 | unb_TAPWIRE_OH | 8107402 | no | no |  |  | no |  |  | 0 | 0 | 0 | 0
oh_line_TAP_OH_919048 |  | ABCN | node_8107402_200905739 | node_1280593_779_15288478_698 | 0.033 | unb_TAPWIRE_OH | 8107402 | no | no |  |  | no |  |  | 0 | 0 | 0 | 0
oh_line_TAP_OH_919049 |  | ABCN | node_8107402_200905751 | node_1278507_417_15286318_305 | 0.033 | unb_TAPWIRE_OH | 8107402 | no | no |  |  | no |  |  | 0 | 0 | 0 | 0
oh_line_TAP_OH_919050 |  | ABCN | node_8107402_200905763 | node_1291821_663_15294241_458 | 0.033 | unb_TAPWIRE_OH | 8107402 | no | no |  |  | no |  |  | 0 | 0 | 0 | 0
oh_line_TAP_OH_919051 |  | ABCN | node_8107402_200905765 | node_1291621_197_15294401_051 | 0.033 | unb_TAPWIRE_OH | 8107402 | no | no |  |  | no |  |  | 0 | 0 | 0 | 0
oh_line_TAP_OH_919052 |  | ABCN | node_8107402_200905766 | node_1291413_02_15294567_675 | 0.033 | unb_TAPWIRE_OH | 8107402 | no | no |  |  | no |  |  | 0 | 0 | 0 | 0
oh_line_TAP_OH_919053 |  | ABCN | node_8107402_200905769 | node_1291350_652_15293408_319 | 0.033 | unb_TAPWIRE_OH | 8107402 | no | no |  |  | no |  |  | 0 | 0 | 0 | 0
oh_line_TAP_OH_919054 |  | ABCN | node_8107402_200905771 | node_1291576_292_15293642_942 | 0.033 | unb_TAPWIRE_OH | 8107402 | no | no |  |  | no |  |  | 0 | 0 | 0 | 0
oh_line_TAP_OH_919055 |  | AN | node_8107402_200905781 | node_1292609_703_15297290_213 | 0.033 | unb_TAPWIRE_OH | 8107402 | no | no |  |  | no |  |  | 0 | 0 | 0 | 0
oh_line_TAP_OH_919056 |  | AN | node_8107402_200905783 | node_1292337_432_15297662_15 | 0.033 | unb_TAPWIRE_OH | 8107402 | no | no |  |  | no |  |  | 0 | 0 | 0 | 0
oh_line_TAP_OH_919057 |  | AN | node_8107402_200905785 | node_1292505_972_15297159_197 | 0.033 | unb_TAPWIRE_OH | 8107402 | no | no |  |  | no |  |  | 0 | 0 | 0 | 0
oh_line_TAP_OH_919058 |  | ABCN | node_8107402_200905791 | node_1292037_839_15296558_091 | 0.033 | unb_TAPWIRE_OH | 8107402 | no | no |  |  | no |  |  | 0 | 0 | 0 | 0
oh_line_TAP_OH_919059 |  | ABCN | node_8107402_200905794 | node_1292121_332_15296337_908 | 0.033 | unb_TAPWIRE_OH | 8107402 | no | no |  |  | no |  |  | 0 | 0 | 0 | 0
oh_line_TAP_OH_919060 |  | ABCN | node_8107402_200905795 | node_1292388_586_15296249_677 | 0.033 | unb_TAPWIRE_OH | 8107402 | no | no |  |  | no |  |  | 0 | 0 | 0 | 0
oh_line_TAP_OH_919061 |  | ABCN | node_8107402_200905800 | node_1291608_586_15296244_811 | 0.033 | unb_TAPWIRE_OH | 8107402 | no | no |  |  | no |  |  | 0 | 0 | 0 | 0
oh_line_TAP_OH_919063 |  | AN | node_8107402_200905806 | node_1290845_298_15295762_627 | 0.033 | unb_TAPWIRE_OH | 8107402 | no | no |  |  | no |  |  | 0 | 0 | 0 | 0
oh_line_TAP_OH_919065 |  | ABCN | node_8107402_200905811 | node_1291029_349_15295124_593 | 0.033 | unb_TAPWIRE_OH | 8107402 | no | no |  |  | no |  |  | 0 | 0 | 0 | 0
oh_line_TAP_OH_919066 |  | AN | node_8107402_200905815 | node_1290884_844_15295183_214 | 0.033 | unb_TAPWIRE_OH | 8107402 | no | no |  |  | no |  |  | 0 | 0 | 0 | 0
oh_line_TAP_OH_919067 |  | AN | node_8107402_200905816 | node_1290703_568_15295363_596 | 0.033 | unb_TAPWIRE_OH | 8107402 | no | no |  |  | no |  |  | 0 | 0 | 0 | 0
oh_line_TAP_OH_919068 |  | ABCN | node_8107402_200905821 | node_1290759_185_15294741_648 | 0.033 | unb_TAPWIRE_OH | 8107402 | no | no |  |  | no |  |  | 0 | 0 | 0 | 0
oh_line_TAP_OH_919069 |  | ABCN | node_8107402_200905824 | node_1290537_757_15294655_439 | 0.033 | unb_TAPWIRE_OH | 8107402 | no | no |  |  | no |  |  | 0 | 0 | 0 | 0
oh_line_TAP_OH_919070 |  | ABCN | node_8107402_200905828 | node_1290006_598_15294412_227 | 0.033 | unb_TAPWIRE_OH | 8107402 | no | no |  |  | no |  |  | 0 | 0 | 0 | 0
oh_line_TAP_OH_919071 |  | ABCN | node_8107402_200905830 | node_1289687_839_15294336_828 | 0.033 | unb_TAPWIRE_OH | 8107402 | no | no |  |  | no |  |  | 0 | 0 | 0 | 0
oh_line_TAP_OH_919072 |  | ABCN | node_8107402_200905834 | node_1289287_946_15294350_112 | 0.033 | unb_TAPWIRE_OH | 8107402 | no | no |  |  | no |  |  | 0 | 0 | 0 | 0
oh_line_TAP_OH_919074 |  | AN | node_8107402_200905843 | node_1288424_108_15294328_838 | 0.033 | unb_TAPWIRE_OH | 8107402 | no | no |  |  | no |  |  | 0 | 0 | 0 | 0
oh_line_TAP_OH_919075 |  | AN | node_8107402_200905845 | node_1288000_871_15294257_521 | 0.033 | unb_TAPWIRE_OH | 8107402 | no | no |  |  | no |  |  | 0 | 0 | 0 | 0
oh_line_TAP_OH_919076 |  | AN | node_8107402_200905851 | node_1287593_295_15293702_631 | 0.033 | unb_TAPWIRE_OH | 8107402 | no | no |  |  | no |  |  | 0 | 0 | 0 | 0
oh_line_TAP_OH_919077 |  | AN | node_8107402_200905855 | node_1287202_721_15293299_732 | 0.033 | unb_TAPWIRE_OH | 8107402 | no | no |  |  | no |  |  | 0 | 0 | 0 | 0
oh_line_TAP_OH_919078 |  | AN | node_8107402_200905856 | node_1287104_589_15293116_947 | 0.033 | unb_TAPWIRE_OH | 8107402 | no | no |  |  | no |  |  | 0 | 0 | 0 | 0
oh_line_TAP_OH_919079 |  | AN | node_8107402_200905857 | node_1286919_753_15293097_626 | 0.033 | unb_TAPWIRE_OH | 8107402 | no | no |  |  | no |  |  | 0 | 0 | 0 | 0
oh_line_TAP_OH_919080 |  | AN | node_8107402_200905858 | node_1286688_208_15293136_748 | 0.033 | unb_TAPWIRE_OH | 8107402 | no | no |  |  | no |  |  | 0 | 0 | 0 | 0
oh_line_TAP_OH_919081 |  | AN | node_8107402_200905860 | node_1292993_031_15297945_828 | 0.033 | unb_TAPWIRE_OH | 8107402 | no | no |  |  | no |  |  | 0 | 0 | 0 | 0
oh_line_TAP_OH_919082 |  | AN | node_8107402_200905863 | node_1286365_308_15293324_742 | 0.033 | unb_TAPWIRE_OH | 8107402 | no | no |  |  | no |  |  | 0 | 0 | 0 | 0
oh_line_TAP_OH_919083 |  | AN | node_8107402_200905866 | node_1286095_888_15293092_448 | 0.033 | unb_TAPWIRE_OH | 8107402 | no | no |  |  | no |  |  | 0 | 0 | 0 | 0
oh_line_TAP_OH_919084 |  | AN | node_8107402_200905869 | node_1285520_219_15292795_543 | 0.033 | unb_TAPWIRE_OH | 8107402 | no | no |  |  | no |  |  | 0 | 0 | 0 | 0
oh_line_TAP_OH_919085 |  | AN | node_8107402_200905871 | node_1285140_011_15292636_493 | 0.033 | unb_TAPWIRE_OH | 8107402 | no | no |  |  | no |  |  | 0 | 0 | 0 | 0
oh_line_TAP_OH_919086 |  | AN | node_8107402_200905874 | node_1284670_18_15292517_579 | 0.033 | unb_TAPWIRE_OH | 8107402 | no | no |  |  | no |  |  | 0 | 0 | 0 | 0
oh_line_TAP_OH_919087 |  | AN | node_8107402_200905877 | node_1284474_475_15292521_036 | 0.033 | unb_TAPWIRE_OH | 8107402 | no | no |  |  | no |  |  | 0 | 0 | 0 | 0
oh_line_TAP_OH_919088 |  | AN | node_8107402_200905879 | node_1284203_987_15291842_73 | 0.033 | unb_TAPWIRE_OH | 8107402 | no | no |  |  | no |  |  | 0 | 0 | 0 | 0
oh_line_TAP_OH_919089 |  | AN | node_8107402_200905881 | node_1283916_923_15291588_241 | 0.033 | unb_TAPWIRE_OH | 8107402 | no | no |  |  | no |  |  | 0 | 0 | 0 | 0
oh_line_TAP_OH_919090 |  | AN | node_8107402_200905882 | node_1283722_619_15291512_067 | 0.033 | unb_TAPWIRE_OH | 8107402 | no | no |  |  | no |  |  | 0 | 0 | 0 | 0
oh_line_TAP_OH_919091 |  | AN | node_8107402_200905884 | node_1283588_319_15291259_008 | 0.033 | unb_TAPWIRE_OH | 8107402 | no | no |  |  | no |  |  | 0 | 0 | 0 | 0
oh_line_TAP_OH_919719 |  | AN | node_8107402_200940928 | node_1286696_901_15294530_932 | 0.033 | unb_TAPWIRE_OH | 8107402 | no | no |  |  | no |  |  | 0 | 0 | 0 | 0
oh_line_TAP_OH_919720 |  | AN | node_8107402_200940929 | node_1286460_133_15294740_094 | 0.033 | unb_TAPWIRE_OH | 8107402 | no | no |  |  | no |  |  | 0 | 0 | 0 | 0
oh_line_TAP_OH_919722 |  | AN | node_8107402_200940936 | node_1285676_034_15292977_741 | 0.033 | unb_TAPWIRE_OH | 8107402 | no | no |  |  | no |  |  | 0 | 0 | 0 | 0
oh_line_TAP_OH_920001 |  | AN | node_8107402_200944357 | node_1284423_665_15292011_719 | 0.033 | unb_TAPWIRE_OH | 8107402 | no | no |  |  | no |  |  | 0 | 0 | 0 | 0
oh_line_TAP_OH_920357 |  | ABCN | node_8107402_200947714 | node_1280745_512_15283718_069 | 0.033 | unb_TAPWIRE_OH | 8107402 | no | no |  |  | no |  |  | 0 | 0 | 0 | 0
oh_line_TAP_OH_920358 |  | ABCN | node_8107402_200947715 | node_1280933_346_15283798_721 | 0.033 | unb_TAPWIRE_OH | 8107402 | no | no |  |  | no |  |  | 0 | 0 | 0 | 0
oh_line_TAP_OH_921927 |  | ABCN | node_8107402_200959283 | node_1285652_759_15289449_586 | 0.033 | unb_TAPWIRE_OH | 8107402 | no | no |  |  | no |  |  | 0 | 0 | 0 | 0
oh_line_TAP_OH_922092 |  | AN | node_8107402_200960084 | node_1275668_864_15281355_515 | 0.033 | unb_TAPWIRE_OH | 8107402 | no | no |  |  | no |  |  | 0 | 0 | 0 | 0
oh_line_TAP_OH_922784 |  | AN | node_8107402_200963350 | node_1303517_219_15262737_515 | 0.033 | unb_TAPWIRE_OH | 8107402 | no | no |  |  | no |  |  | 0 | 0 | 0 | 0
oh_line_TAP_OH_923266 |  | AN | node_8107402_200965680 | node_1285678_262_15283341_702 | 0.033 | unb_TAPWIRE_OH | 8107402 | no | no |  |  | no |  |  | 0 | 0 | 0 | 0
oh_line_TAP_OH_925557 |  | ABCN | node_8107402_200978404 | node_1280237_175_15282217_257 | 0.033 | unb_TAPWIRE_OH | 8107402 | no | no |  |  | no |  |  | 0 | 0 | 0 | 0
oh_line_TAP_OH_925672 |  | AN | node_8107402_200978854 | node_1299228_63_15291167_589 | 0.033 | unb_TAPWIRE_OH | 8107402 | no | no |  |  | no |  |  | 0 | 0 | 0 | 0
oh_line_TAP_OH_925847 |  | AN | node_8107402_200979708 | node_1303527_536_15263306_977 | 0.033 | unb_TAPWIRE_OH | 8107402 | no | no |  |  | no |  |  | 0 | 0 | 0 | 0
oh_line_TAP_OH_925928 |  | AN | node_8107402_200980030 | node_1298795_398_15288868_872 | 0.033 | unb_TAPWIRE_OH | 8107402 | no | no |  |  | no |  |  | 0 | 0 | 0 | 0
oh_line_TAP_OH_926469 |  | AN | node_8107402_200982799 | node_1273855_912_15294698_182 | 0.033 | unb_TAPWIRE_OH | 8107402 | no | no |  |  | no |  |  | 0 | 0 | 0 | 0
oh_line_TAP_OH_926501 |  | AN | node_8107402_200983006 | node_1277360_254_15287811_922 | 0.033 | unb_TAPWIRE_OH | 8107402 | no | no |  |  | no |  |  | 0 | 0 | 0 | 0
oh_line_TAP_OH_927686 |  | AN | node_8107402_201004575 | node_1288848_357_15294318_18 | 0.033 | unb_TAPWIRE_OH | 8107402 | no | no |  |  | no |  |  | 0 | 0 | 0 | 0
oh_line_TAP_OH_928497 |  | AN | node_8107402_201009729 | node_1306776_634_15267185_558 | 0.033 | unb_TAPWIRE_OH | 8107402 | no | no |  |  | no |  |  | 0 | 0 | 0 | 0
oh_line_TAP_OH_929600 |  | AN | node_8107402_201014701 | node_1281099_894_15292349_998 | 0.033 | unb_TAPWIRE_OH | 8107402 | no | no |  |  | no |  |  | 0 | 0 | 0 | 0
oh_line_TAP_OH_929612 |  | AN | node_8107402_201014764 | node_1289446_657_15295375_231 | 0.033 | unb_TAPWIRE_OH | 8107402 | no | no |  |  | no |  |  | 0 | 0 | 0 | 0
oh_line_TAP_OH_932152 |  | AN | node_8107402_201026890 | node_1307162_303_15273061_55 | 0.033 | unb_TAPWIRE_OH | 8107402 | no | no |  |  | no |  |  | 0 | 0 | 0 | 0
oh_line_TAP_OH_932332 |  | AN | node_8107402_201027917 | node_1282685_902_15290264_616 | 0.033 | unb_TAPWIRE_OH | 8107402 | no | no |  |  | no |  |  | 0 | 0 | 0 | 0
oh_line_TAP_OH_932333 |  | AN | node_8107402_201027919 | node_1284653_293_15292702_271 | 0.033 | unb_TAPWIRE_OH | 8107402 | no | no |  |  | no |  |  | 0 | 0 | 0 | 0
oh_line_TAP_OH_932334 |  | AN | node_8107402_201027920 | node_1285892_028_15293090_361 | 0.033 | unb_TAPWIRE_OH | 8107402 | no | no |  |  | no |  |  | 0 | 0 | 0 | 0
oh_line_TAP_OH_933461 |  | ABCN | node_8107402_201036286 | node_1285231_558_15289345_356 | 0.033 | unb_TAPWIRE_OH | 8107402 | no | no |  |  | no |  |  | 0 | 0 | 0 | 0
oh_line_TAP_OH_934737 |  | AN | node_8107402_201044888 | node_1277960_472_15287836_077 | 0.033 | unb_TAPWIRE_OH | 8107402 | no | no |  |  | no |  |  | 0 | 0 | 0 | 0
oh_line_TAP_OH_935019 |  | AN | node_8107402_201046675 | node_1287021_199_15294503_428 | 0.033 | unb_TAPWIRE_OH | 8107402 | no | no |  |  | no |  |  | 0 | 0 | 0 | 0
oh_line_TAP_OH_935109 |  | AN | node_8107402_201047226 | node_1288866_48_15292514_554 | 0.033 | unb_TAPWIRE_OH | 8107402 | no | no |  |  | no |  |  | 0 | 0 | 0 | 0
oh_line_TAP_OH_935113 |  | AN | node_8107402_201047277 | node_1290249_684_15291578_934 | 0.033 | unb_TAPWIRE_OH | 8107402 | no | no |  |  | no |  |  | 0 | 0 | 0 | 0
oh_line_TAP_OH_935145 |  | ABCN | node_8107402_201047396 | node_1290243_547_15289939_891 | 0.033 | unb_TAPWIRE_OH | 8107402 | no | no |  |  | no |  |  | 0 | 0 | 0 | 0
oh_line_TAP_OH_935152 |  | AN | node_8107402_201047418 | node_1288914_904_15290107_452 | 0.033 | unb_TAPWIRE_OH | 8107402 | no | no |  |  | no |  |  | 0 | 0 | 0 | 0
oh_line_TAP_OH_936689 |  | AN | node_8107402_201060320 | node_1275648_269_15288015_591 | 0.033 | unb_TAPWIRE_OH | 8107402 | no | no |  |  | no |  |  | 0 | 0 | 0 | 0
oh_line_TAP_OH_936690 |  | AN | node_8107402_201060322 | node_1293118_549_15298300_917 | 0.033 | unb_TAPWIRE_OH | 8107402 | no | no |  |  | no |  |  | 0 | 0 | 0 | 0
oh_line_TAP_OH_936770 |  | AN | node_8107402_201060959 | node_1288707_227_15285508_362 | 0.033 | unb_TAPWIRE_OH | 8107402 | no | no |  |  | no |  |  | 0 | 0 | 0 | 0
oh_line_TAP_OH_936912 |  | AN | node_8107402_201061742 | node_1275565_526_15291239_493 | 0.033 | unb_TAPWIRE_OH | 8107402 | no | no |  |  | no |  |  | 0 | 0 | 0 | 0
oh_line_TAP_OH_937011 |  | AN | node_8107402_201062497 | node_1292876_701_15293367_696 | 0.033 | unb_TAPWIRE_OH | 8107402 | no | no |  |  | no |  |  | 0 | 0 | 0 | 0
oh_line_TAP_OH_937811 |  | AN | node_8107402_201066557 | node_1298855_516_15270071_579 | 0.033 | unb_TAPWIRE_OH | 8107402 | no | no |  |  | no |  |  | 0 | 0 | 0 | 0
oh_line_TAP_OH_1448824 |  | AN | node_8107402_200895849 | node_1297403_06_15271840_828 | 0.033 | unb_TAPWIRE_OH | 8107402 | no | no |  |  | no |  |  | 0 | 0 | 0 | 0
oh_line_TAP_OH_1874079 |  | AN | node_8107402_200961079 | node_1294268_334_15270445_621 | 0.033 | unb_TAPWIRE_OH | 8107402 | no | no |  |  | no |  |  | 0 | 0 | 0 | 0
oh_line_TAP_OH_2144562 |  | ABCN | node_8107402_200901568 | node_1296513_619_15291310_855 | 0.033 | unb_TAPWIRE_OH | 8107402 | no | no |  |  | no |  |  | 0 | 0 | 0 | 0
oh_line_TAP_OH_2144563 |  | ABCN | node_8107402_200901568 | node_1296505_751_15291335_205 | 0.033 | unb_TAPWIRE_OH | 8107402 | no | no |  |  | no |  |  | 0 | 0 | 0 | 0
oh_line_TAP_OH_2144587 |  | ABCN | node_8107402_200901513 | node_1301125_434_15295080_337 | 0.033 | unb_TAPWIRE_OH | 8107402 | no | no |  |  | no |  |  | 0 | 0 | 0 | 0
oh_line_TAP_OH_2144588 |  | ABCN | node_8107402_200901513 | node_1301107_129_15295090_373 | 0.033 | unb_TAPWIRE_OH | 8107402 | no | no |  |  | no |  |  | 0 | 0 | 0 | 0
oh_line_TAP_OH_2144589 |  | ABCN | node_8107402_200901513 | node_1301141_138_15295064_259 | 0.033 | unb_TAPWIRE_OH | 8107402 | no | no |  |  | no |  |  | 0 | 0 | 0 | 0
oh_line_TAP_OH_2144590 |  | ABCN | node_8107402_200902042 | node_1299329_332_15293922_825 | 0.033 | unb_TAPWIRE_OH | 8107402 | no | no |  |  | no |  |  | 0 | 0 | 0 | 0
oh_line_TAP_OH_2144591 |  | ABCN | node_8107402_200902042 | node_1299323_215_15293897_423 | 0.033 | unb_TAPWIRE_OH | 8107402 | no | no |  |  | no |  |  | 0 | 0 | 0 | 0
oh_line_TAP_OH_2144595 |  | ABN | node_8107402_200902012 | node_1300116_514_15294336_163 | 0.033 | unb_TAPWIRE_OH | 8107402 | no | no |  |  | no |  |  | 0 | 0 | 0 | 0
oh_line_TAP_OH_2144596 |  | ABN | node_8107402_200902012 | node_1300108_835_15294311_521 | 0.033 | unb_TAPWIRE_OH | 8107402 | no | no |  |  | no |  |  | 0 | 0 | 0 | 0
oh_line_TAP_OH_2146123 |  | ABCN | node_8107402_200905836 | node_1289391_69_15294021_276 | 0.033 | unb_TAPWIRE_OH | 8107402 | no | no |  |  | no |  |  | 0 | 0 | 0 | 0
oh_line_TAP_OH_2146124 |  | ABCN | node_8107402_200905836 | node_1289408_487_15294035_641 | 0.033 | unb_TAPWIRE_OH | 8107402 | no | no |  |  | no |  |  | 0 | 0 | 0 | 0
oh_line_TAP_OH_2146125 |  | ABCN | node_8107402_200905836 | node_1289372_736_15294013_203 | 0.033 | unb_TAPWIRE_OH | 8107402 | no | no |  |  | no |  |  | 0 | 0 | 0 | 0
oh_line_TAP_OH_2146126 |  | ABCN | node_8107402_201046986 | node_1286108_56_15289245_182 | 0.033 | unb_TAPWIRE_OH | 8107402 | no | no |  |  | no |  |  | 0 | 0 | 0 | 0
oh_line_TAP_OH_2146127 |  | ABCN | node_8107402_201046986 | node_1286127_609_15289252_85 | 0.033 | unb_TAPWIRE_OH | 8107402 | no | no |  |  | no |  |  | 0 | 0 | 0 | 0
oh_line_TAP_OH_2146134 |  | ABCN | node_8107402_201047105 | node_1288565_939_15292551_026 | 0.033 | unb_TAPWIRE_OH | 8107402 | no | no |  |  | no |  |  | 0 | 0 | 0 | 0
oh_line_TAP_OH_2146135 |  | ABCN | node_8107402_201047105 | node_1288556_687_15292527_359 | 0.033 | unb_TAPWIRE_OH | 8107402 | no | no |  |  | no |  |  | 0 | 0 | 0 | 0
oh_line_TAP_OH_2211720 |  | ABCN | node_8107402_200905655 | node_1290729_437_15293275_943 | 0.033 | unb_TAPWIRE_OH | 8107402 | no | no |  |  | no |  |  | 0 | 0 | 0 | 0
oh_line_TAP_OH_2211721 |  | ABCN | node_8107402_200905655 | node_1290721_513_15293251_436 | 0.033 | unb_TAPWIRE_OH | 8107402 | no | no |  |  | no |  |  | 0 | 0 | 0 | 0
oh_line_TAP_OH_2211722 |  | ABCN | node_8107402_200905655 | node_1290741_797_15293296_918 | 0.033 | unb_TAPWIRE_OH | 8107402 | no | no |  |  | no |  |  | 0 | 0 | 0 | 0
oh_line_TAP_OH_2211723 |  | ABCN | node_8107402_200905633 | node_1292656_947_15292435_945 | 0.033 | unb_TAPWIRE_OH | 8107402 | no | no |  |  | no |  |  | 0 | 0 | 0 | 0
oh_line_TAP_OH_2211724 |  | ABCN | node_8107402_200905633 | node_1292676_709_15292433_883 | 0.033 | unb_TAPWIRE_OH | 8107402 | no | no |  |  | no |  |  | 0 | 0 | 0 | 0
oh_line_TAP_OH_2211725 |  | ABCN | node_8107402_310020934 | node_1289778_917_15294146_191 | 0.033 | unb_TAPWIRE_OH | 8107402 | no | no |  |  | no |  |  | 0 | 0 | 0 | 0
oh_line_TAP_OH_2211726 |  | ABCN | node_8107402_310020934 | node_1289790_166_15294168_258 | 0.033 | unb_TAPWIRE_OH | 8107402 | no | no |  |  | no |  |  | 0 | 0 | 0 | 0
oh_line_TAP_OH_2211727 |  | ABCN | node_8107402_310020934 | node_1289763_822_15294128_733 | 0.033 | unb_TAPWIRE_OH | 8107402 | no | no |  |  | no |  |  | 0 | 0 | 0 | 0
oh_line_TAP_OH_2211741 |  | ABCN | node_8107402_200902357 | node_1296395_808_15292709_151 | 0.033 | unb_TAPWIRE_OH | 8107402 | no | no |  |  | no |  |  | 0 | 0 | 0 | 0
oh_line_TAP_OH_2211742 |  | ABCN | node_8107402_200902357 | node_1296410_614_15292727_046 | 0.033 | unb_TAPWIRE_OH | 8107402 | no | no |  |  | no |  |  | 0 | 0 | 0 | 0
oh_line_TAP_OH_2211759 |  | ABCN | node_8107402_200905634 | node_1292878_715_15293108_274 | 0.033 | unb_TAPWIRE_OH | 8107402 | no | no |  |  | no |  |  | 0 | 0 | 0 | 0
oh_line_TAP_OH_2211760 |  | ABCN | node_8107402_200905634 | node_1292883_034_15293134_315 | 0.033 | unb_TAPWIRE_OH | 8107402 | no | no |  |  | no |  |  | 0 | 0 | 0 | 0
oh_line_TAP_OH_2211761 |  | ABCN | node_8107402_200905634 | node_1292869_532_15293084_561 | 0.033 | unb_TAPWIRE_OH | 8107402 | no | no |  |  | no |  |  | 0 | 0 | 0 | 0
oh_line_TAP_OH_2211767 |  | ABCN | node_8107402_200905651 | node_1291095_584_15293340_318 | 0.033 | unb_TAPWIRE_OH | 8107402 | no | no |  |  | no |  |  | 0 | 0 | 0 | 0
oh_line_TAP_OH_2211768 |  | ABCN | node_8107402_200905651 | node_1291083_232_15293319_334 | 0.033 | unb_TAPWIRE_OH | 8107402 | no | no |  |  | no |  |  | 0 | 0 | 0 | 0
oh_line_TAP_OH_2211772 |  | ABCN | node_8107402_201014815 | node_1294903_925_15293318_753 | 0.033 | unb_TAPWIRE_OH | 8107402 | no | no |  |  | no |  |  | 0 | 0 | 0 | 0
oh_line_TAP_OH_2211773 |  | ABCN | node_8107402_201014815 | node_1294893_002_15293322_383 | 0.033 | unb_TAPWIRE_OH | 8107402 | no | no |  |  | no |  |  | 0 | 0 | 0 | 0
oh_line_TAP_OH_2211774 |  | ABCN | node_8107402_201014815 | node_1294913_085_15293305_178 | 0.033 | unb_TAPWIRE_OH | 8107402 | no | no |  |  | no |  |  | 0 | 0 | 0 | 0
oh_line_TAP_OH_2211778 |  | ABCN | node_8107402_200905702 | node_1286379_495_15289708_745 | 0.033 | unb_TAPWIRE_OH | 8107402 | no | no |  |  | no |  |  | 0 | 0 | 0 | 0
oh_line_TAP_OH_2211779 |  | ABCN | node_8107402_200905702 | node_1286360_583_15289700_474 | 0.033 | unb_TAPWIRE_OH | 8107402 | no | no |  |  | no |  |  | 0 | 0 | 0 | 0
oh_line_TAP_OH_2211791 |  | ABCN | node_8107402_200905646 | node_1291461_502_15293352_71 | 0.033 | unb_TAPWIRE_OH | 8107402 | no | no |  |  | no |  |  | 0 | 0 | 0 | 0
oh_line_TAP_OH_2211792 |  | ABCN | node_8107402_200905646 | node_1291442_379_15293359_55 | 0.033 | unb_TAPWIRE_OH | 8107402 | no | no |  |  | no |  |  | 0 | 0 | 0 | 0
oh_line_TAP_OH_2211798 |  | ABCN | node_8107402_200902354 | node_1296767_645_15293048_216 | 0.033 | unb_TAPWIRE_OH | 8107402 | no | no |  |  | no |  |  | 0 | 0 | 0 | 0
oh_line_TAP_OH_2211799 |  | ABCN | node_8107402_200902354 | node_1296773_654_15293073_664 | 0.033 | unb_TAPWIRE_OH | 8107402 | no | no |  |  | no |  |  | 0 | 0 | 0 | 0
oh_line_TAP_OH_2211800 |  | ABCN | node_8107402_200902354 | node_1296756_948_15293025_665 | 0.033 | unb_TAPWIRE_OH | 8107402 | no | no |  |  | no |  |  | 0 | 0 | 0 | 0
oh_line_TAP_OH_2211806 |  | ABCN | node_8107402_200905692 | node_1287180_583_15290116_483 | 0.033 | unb_TAPWIRE_OH | 8107402 | no | no |  |  | no |  |  | 0 | 0 | 0 | 0
oh_line_TAP_OH_2211807 |  | ABCN | node_8107402_200905692 | node_1287168_916_15290137_876 | 0.033 | unb_TAPWIRE_OH | 8107402 | no | no |  |  | no |  |  | 0 | 0 | 0 | 0
oh_line_TAP_OH_2211808 |  | ABCN | node_8107402_200905692 | node_1287187_7_15290091_715 | 0.033 | unb_TAPWIRE_OH | 8107402 | no | no |  |  | no |  |  | 0 | 0 | 0 | 0
oh_line_TAP_OH_2211809 |  | ABCN | node_8107402_201047397 | node_1289899_921_15289903_439 | 0.033 | unb_TAPWIRE_OH | 8107402 | no | no |  |  | no |  |  | 0 | 0 | 0 | 0
oh_line_TAP_OH_2211810 |  | ABCN | node_8107402_201047397 | node_1289911_264_15289881_731 | 0.033 | unb_TAPWIRE_OH | 8107402 | no | no |  |  | no |  |  | 0 | 0 | 0 | 0
oh_line_TAP_OH_2211811 |  | ABCN | node_8107402_200905627 | node_1293103_403_15293051_675 | 0.033 | unb_TAPWIRE_OH | 8107402 | no | no |  |  | no |  |  | 0 | 0 | 0 | 0
oh_line_TAP_OH_2211812 |  | ABCN | node_8107402_200905627 | node_1293083_568_15293051_452 | 0.033 | unb_TAPWIRE_OH | 8107402 | no | no |  |  | no |  |  | 0 | 0 | 0 | 0
oh_line_TAP_OH_2211813 |  | ABCN | node_8107402_200905632 | node_1292625_466_15292713_319 | 0.033 | unb_TAPWIRE_OH | 8107402 | no | no |  |  | no |  |  | 0 | 0 | 0 | 0
oh_line_TAP_OH_2211814 |  | ABCN | node_8107402_200905632 | node_1292626_275_15292686_723 | 0.033 | unb_TAPWIRE_OH | 8107402 | no | no |  |  | no |  |  | 0 | 0 | 0 | 0
oh_line_TAP_OH_2211815 |  | ABCN | node_8107402_200905632 | node_1292629_814_15292739_352 | 0.033 | unb_TAPWIRE_OH | 8107402 | no | no |  |  | no |  |  | 0 | 0 | 0 | 0
oh_line_TAP_OH_2211835 |  | ABCN | node_8107402_200905803 | node_1291418_432_15295919_29 | 0.033 | unb_TAPWIRE_OH | 8107402 | no | no |  |  | no |  |  | 0 | 0 | 0 | 0
oh_line_TAP_OH_2211836 |  | ABCN | node_8107402_200905803 | node_1291427_972_15295942_75 | 0.033 | unb_TAPWIRE_OH | 8107402 | no | no |  |  | no |  |  | 0 | 0 | 0 | 0
oh_line_TAP_OH_2211839 |  | ABCN | node_8107402_200905734 | node_1281088_074_15289091_678 | 0.033 | unb_TAPWIRE_OH | 8107402 | no | no |  |  | no |  |  | 0 | 0 | 0 | 0
oh_line_TAP_OH_2211840 |  | ABCN | node_8107402_200905734 | node_1281077_787_15289068_782 | 0.033 | unb_TAPWIRE_OH | 8107402 | no | no |  |  | no |  |  | 0 | 0 | 0 | 0
oh_line_TAP_OH_2211841 |  | ABCN | node_8107402_200905734 | node_1281102_401_15289110_275 | 0.033 | unb_TAPWIRE_OH | 8107402 | no | no |  |  | no |  |  | 0 | 0 | 0 | 0
oh_line_TAP_OH_2211842 |  | ABCN | node_8107402_200901576 | node_1296125_987_15293276_135 | 0.033 | unb_TAPWIRE_OH | 8107402 | no | no |  |  | no |  |  | 0 | 0 | 0 | 0
oh_line_TAP_OH_2211843 |  | ABCN | node_8107402_200901576 | node_1296139_377_15293295_938 | 0.033 | unb_TAPWIRE_OH | 8107402 | no | no |  |  | no |  |  | 0 | 0 | 0 | 0
oh_line_TAP_OH_2211844 |  | ABCN | node_8107402_200901576 | node_1296109_266_15293261_614 | 0.033 | unb_TAPWIRE_OH | 8107402 | no | no |  |  | no |  |  | 0 | 0 | 0 | 0
oh_line_TAP_OH_2563766 |  | AN | node_8107402_201058209 | node_1296817_464_15286522_462 | 0.033 | unb_TAPWIRE_OH | 8107402 | no | no |  |  | no |  |  | 0 | 0 | 0 | 0
oh_line_TAP_OH_2563768 |  | AN | node_8107402_201058728 | node_1299171_133_15274396_678 | 0.033 | unb_TAPWIRE_OH | 8107402 | no | no |  |  | no |  |  | 0 | 0 | 0 | 0
oh_line_TAP_OH_2570164 |  | ABCN | node_8107402_201047105 | node_1288559_356_15292493_875 | 0.033 | unb_TAPWIRE_OH | 8107402 | no | no |  |  | no |  |  | 0 | 0 | 0 | 0
oh_line_TAP_OH_2572555 |  | ABN | node_8107402_200900120 | node_1295009_357_15290092_895 | 0.033 | unb_TAPWIRE_OH | 8107402 | no | no |  |  | no |  |  | 0 | 0 | 0 | 0
oh_line_TAP_OH_2901980 |  | AN | node_8107402_200895344 | node_1296891_562_15283195 | 0.033 | unb_TAPWIRE_OH | 8107402 | no | no |  |  | no |  |  | 0 | 0 | 0 | 0
oh_line_TAP_OH_3084993 |  | AN | node_8107402_311902029 | node_1297845_489_15276190_42 | 0.033 | unb_TAPWIRE_OH | 8107402 | no | no |  |  | no |  |  | 0 | 0 | 0 | 0
oh_line_TAP_OH_3100599 |  | AN | node_8107402_312056032 | node_1302937_666_15270458_836 | 0.033 | unb_TAPWIRE_OH | 8107402 | no | no |  |  | no |  |  | 0 | 0 | 0 | 0
oh_line_TAP_OH_3137849 |  | AN | node_8107402_311908872 | node_1287837_49_15279118_438 | 0.033 | unb_TAPWIRE_OH | 8107402 | no | no |  |  | no |  |  | 0 | 0 | 0 | 0
oh_line_TAP_OH_3338502 |  | ABCN | node_8107402_311929516 | node_1282257_486_15278790_301 | 0.033 | unb_TAPWIRE_OH | 8107402 | no | no |  |  | no |  |  | 0 | 0 | 0 | 0
oh_line_TAP_OH_3366937 |  | ABCN | node_8107402_200902022 | node_1301161_13_15294299_857 | 0.033 | unb_TAPWIRE_OH | 8107402 | no | no |  |  | no |  |  | 0 | 0 | 0 | 0
oh_line_TAP_OH_4408748 |  | AN | node_8107402_312058711 | node_1300486_305_15265941_855 | 0.033 | unb_TAPWIRE_OH | 8107402 | no | no |  |  | no |  |  | 0 | 0 | 0 | 0
oh_line_TAP_OH_4500345 |  | AN | node_8107402_312066777 | node_1305288_098_15283199_344 | 0.033 | unb_TAPWIRE_OH | 8107402 | no | no |  |  | no |  |  | 0 | 0 | 0 | 0
oh_line_TAP_OH_4609560 |  | AN | node_8107402_200895356 | node_1304738_926_15275337_689 | 0.033 | unb_TAPWIRE_OH | 8107402 | no | no |  |  | no |  |  | 0 | 0 | 0 | 0
oh_line_TAP_OH_4617964 |  | ABN | node_8107402_200895187 | node_1295640_831_15287963_658 | 0.033 | unb_TAPWIRE_OH | 8107402 | no | no |  |  | no |  |  | 0 | 0 | 0 | 0
oh_line_TAP_OH_4709973 |  | AN | node_8107402_312082303 | node_1298708_116_15271727_025 | 0.033 | unb_TAPWIRE_OH | 8107402 | no | no |  |  | no |  |  | 0 | 0 | 0 | 0
oh_line_TAP_OH_4757163 |  | AN | node_8107402_312085894 | node_1294052_277_15284750_802 | 0.033 | unb_TAPWIRE_OH | 8107402 | no | no |  |  | no |  |  | 0 | 0 | 0 | 0
oh_line_TAP_OH_4759162 |  | ABCN | node_8107402_312083257 | node_1281993_961_15278656_919 | 0.033 | unb_TAPWIRE_OH | 8107402 | no | no |  |  | no |  |  | 0 | 0 | 0 | 0
oh_line_TAP_OH_4995574 |  | AN | node_8107402_200892371 | node_1294065_409_15284639_588 | 0.033 | unb_TAPWIRE_OH | 8107402 | no | no |  |  | no |  |  | 0 | 0 | 0 | 0
oh_line_TAP_OH_5121989 |  | AN | node_8107402_312110253 | node_1295309_523_15272554_803 | 0.033 | unb_TAPWIRE_OH | 8107402 | no | no |  |  | no |  |  | 0 | 0 | 0 | 0
oh_line_TAP_OH_5485229 |  | AN | node_8107402_312135056 | node_1293949_496_15276685_301 | 0.033 | unb_TAPWIRE_OH | 8107402 | no | no |  |  | no |  |  | 0 | 0 | 0 | 0

## overhead_line_conductor
data_type | static
owner_type | feeder
owner | 8107402
object | overhead_line_conductor
name | groupid | geometric_mean_radius | resistance | diameter | rating_summer_continuous | rating_summer_emergency | rating_winter_continuous | rating_winter_emergency | dcircuit | selected | comments
oh_cond_1/0_AAAC |  | 0.012 | 0.876 | 0.398 | 235 | 235 | 310 | 310 |  | no
oh_cond_1/0_ACSR |  | 0.012 | 0.888 | 0.398 | 265 | 265 | 330 | 330 |  | no
oh_cond_1/0_AL |  | 0.011 | 0.885 | 0.368 | 235 | 235 | 310 | 310 |  | no
oh_cond_2/0_CU |  | 0.013 | 0.44 | 0.414 | 295 | 295 | 425 | 425 |  | no
oh_cond_2_ACSR |  | 0.01 | 1.41 | 0.325 | 195 | 195 | 245 | 245 |  | no
oh_cond_2_AL |  | 0.009 | 1.14 | 0.292 | 175 | 175 | 210 | 210 |  | no
oh_cond_2_CU |  | 0.009 | 0.873 | 0.292 | 190 | 190 | 270 | 270 |  | no
oh_cond_3_#7_CWD_30% |  | 0.005 | 3.07 | 0.311 | 125 | 125 | 195 | 195 |  | no
oh_cond_3_#104_CWD |  | 0.003 | 5.945 | 0.224 | 90 | 90 | 130 | 130 |  | no
oh_cond_4/0_AAAC |  | 0.017 | 0.439 | 0.563 | 365 | 365 | 480 | 480 |  | no
oh_cond_4/0_ACSR |  | 0.017 | 0.445 | 0.563 | 410 | 410 | 515 | 515 |  | no
oh_cond_4/0_AL |  | 0.016 | 0.442 | 0.522 | 365 | 365 | 480 | 480 |  | no
oh_cond_4A_CWD |  | 0.006 | 1.395 | 0.29 | 150 | 150 | 220 | 220 |  | no
oh_cond_4_ACSR |  | 0.008 | 2.24 | 0.25 | 145 | 145 | 185 | 185 |  | no
oh_cond_4_CU |  | 0.007 | 1.388 | 0.232 | 140 | 140 | 200 | 200 |  | no
oh_cond_6A_CWD |  | 0.005 | 2.21 | 0.23 | 115 | 115 | 165 | 165 |  | no
oh_cond_6_CU |  | 0.006 | 2.18 | 0.184 | 110 | 110 | 150 | 150 |  | no
oh_cond_6_STEEL |  | 0.006 | 10.4 | 0.184 | 17 | 17 | 27 | 27 |  | no
oh_cond_477_ACSR |  | 0.028 | 0.196 | 0.849 | 695 | 695 | 880 | 880 |  | no
oh_cond_477_MCM_AL |  | 0.025 | 0.198 | 0.792 | 605 | 605 | 810 | 810 |  | no
oh_cond_WP-4/0-CU |  | 0.015 | 0.273 | 0.81 | 340 | 340 | 390 | 390 |  | no

## recloser
data_type | static
owner_type | feeder
owner | 8107402
object | recloser
name | groupid | phases | fr | to | phase_A_state | phase_B_state | phase_C_state | operating_mode | retry_time | max_number_of_tries | status | dcircuit | selected | monitored | monitored_fields | class_monitored_fields | played | played_fields | comments
recloser_540-R2-311929589 |  | ABCN | node_intto1_540-R2-311929589 | node_540-R2-311929589 | CLOSED | CLOSED | CLOSED | INDIVIDUAL |  |  |  | 8107402 | no | no |  |  | no
recloser_540Y42-312146283 |  | ABCN | node_intto1_8107402_200902213 | node_8107402_200902213 | CLOSED | CLOSED | CLOSED | INDIVIDUAL |  |  |  | 8107402 | no | no |  |  | no
recloser_220425688 |  | AN | node_intto1_220425688 | node_220425688 | CLOSED | CLOSED | CLOSED | INDIVIDUAL |  |  |  | 8107402 | no | no |  |  | no

## regulator
data_type | static
owner_type | feeder
owner | 8107402
object | regulator
name | groupid | phases | fr | to | configuration | sense_node | dcircuit | selected | monitored | monitored_fields | class_monitored_fields | played | played_fields | comments
regulator_220540820 |  | AD | node_intto1_8107402_200892310 | node_8107402_200892310 | config_regulator_220540820 |  | 8107402 | no | no |  |  | no
regulator_220546569 |  | AD | node_intto1_8107402_200895116 | node_8107402_200895116 | config_regulator_220546569 |  | 8107402 | no | no |  |  | no
regulator_220616552 |  | AD | node_intto1_8107402_200895173 | node_8107402_200895173 | config_regulator_220616552 |  | 8107402 | no | no |  |  | no
regulator_310005672 |  | AD | node_intto1_8107402_200899964 | node_8107402_200899964 | config_regulator_310005672 |  | 8107402 | no | no |  |  | no
regulator_311934108 |  | ABCN | node_intto1_8107402_311929516 | node_8107402_311929516 | config_regulator_311934108 |  | 8107402 | no | no |  |  | no

## regulator_configuration
data_type | static
owner_type | feeder
owner | 8107402
object | regulator_configuration
name | groupid | connect_type | band_center | band_width | time_delay | dwell_time | raise_taps | lower_taps | current_transducer_ratio | power_transducer_ratio | compensator_r_setting_A | compensator_x_setting_A | compensator_r_setting_B | compensator_x_setting_B | compensator_r_setting_C | compensator_x_setting_C | CT_phase | PT_phase | regulation | control_level | Control | Type | tap_pos_A | tap_pos_B | tap_pos_C | dcircuit | selected | comments
config_regulator_220540820 |  | WYE_WYE | 123 | 3 |  |  | 16 | 16 | 100 | 40 | 0 | 0 | 0 | 0 | 0 | 0 | A | A | 0.1 | INDIVIDUAL | OUTPUT_VOLTAGE | A | 0 | 0 | 0 |  | no
config_regulator_220546569 |  | WYE_WYE | 123 | 3 |  |  | 16 | 16 | 100 | 40 | 0 | 0 | 0 | 0 | 0 | 0 | A | A | 0.1 | INDIVIDUAL | OUTPUT_VOLTAGE | A | 0 | 0 | 0 |  | no
config_regulator_220616552 |  | WYE_WYE | 123 | 3 |  |  | 16 | 16 | 100 | 60 | 0 | 0 | 0 | 0 | 0 | 0 | A | A | 0.1 | INDIVIDUAL | OUTPUT_VOLTAGE | A | 0 | 0 | 0 |  | no
config_regulator_310005672 |  | WYE_WYE | 123 | 3 |  |  | 16 | 16 | 100 | 40 | 0 | 0 | 0 | 0 | 0 | 0 | A | A | 0.1 | INDIVIDUAL | OUTPUT_VOLTAGE | A | 0 | 0 | 0 |  | no
config_regulator_311934108 |  | WYE_WYE | 123 | 3 |  |  | 16 | 16 | 200 | 166 | 0 | 0 | 0 | 0 | 0 | 0 | A | A | 0.1 | INDIVIDUAL | OUTPUT_VOLTAGE | A | 0 | 0 | 0 |  | no

## switch
data_type | static
owner_type | feeder
owner | 8107402
object | switch
name | groupid | phases | fr | to | phase_A_state | phase_B_state | phase_C_state | operating_mode | status | dcircuit | selected | monitored | monitored_fields | class_monitored_fields | played | played_fields | comments
switch_513-SW2-312103493 |  | ABCN | node_intto1_513-SW2-312103493 | node_513-SW2-312103493 | CLOSED | CLOSED | CLOSED | INDIVIDUAL |  | 8107402 | no | no |  |  | no
switch_513YA2-220415928 |  | ABCN | node_intto1_8107402_200947716 | node_8107402_200947716 | CLOSED | CLOSED | CLOSED | INDIVIDUAL |  | 8107402 | no | no |  |  | no
switch_540-SW6-312130439 |  | AD | node_intto1_540-SW6-312130439 | node_540-SW6-312130439 | CLOSED | CLOSED | CLOSED | INDIVIDUAL |  | 8107402 | no | no |  |  | no
switch_540-SW8-312130463 |  | ABCD | node_intto1_540-SW8-312130463 | node_540-SW8-312130463 | CLOSED | CLOSED | CLOSED | INDIVIDUAL |  | 8107402 | no | no |  |  | no
switch_540-SW9-312118270 |  | ABCN | node_intto1_8107402_200901583 | node_8107402_200901583 | CLOSED | CLOSED | CLOSED | INDIVIDUAL |  | 8107402 | no | no |  |  | no
switch_540-SW11-312130464 |  | ABCN | node_intto1_8107402_200902362 | node_8107402_200902362 | CLOSED | CLOSED | CLOSED | INDIVIDUAL |  | 8107402 | no | no |  |  | no
switch_540-SW15-312130474 |  | AD | node_intto1_8107402_200905850 | node_8107402_200905850 | CLOSED | CLOSED | CLOSED | INDIVIDUAL |  | 8107402 | no | no |  |  | no
switch_540-SW16-220557342 |  | ABCN | node_intto1_8107402_200905707 | node_8107402_200905707 | CLOSED | CLOSED | CLOSED | INDIVIDUAL |  | 8107402 | no | no |  |  | no
switch_540-SW17-312130483 |  | ABCN | node_intto1_8107402_200905751 | node_8107402_200905751 | CLOSED | CLOSED | CLOSED | INDIVIDUAL |  | 8107402 | no | no |  |  | no
switch_540-SW18-312130485 |  | ABCN | node_intto1_8107402_200904270 | node_8107402_200904270 | CLOSED | CLOSED | CLOSED | INDIVIDUAL |  | 8107402 | no | no |  |  | no
switch_540-SW19-312130437 |  | AD | node_intto1_540-SW19-312130437 | node_540-SW19-312130437 | CLOSED | CLOSED | CLOSED | INDIVIDUAL |  | 8107402 | no | no |  |  | no
switch_540-SW20-312130429 |  | ABCN | node_intto1_8107402_311934076 | node_8107402_311934076 | CLOSED | CLOSED | CLOSED | INDIVIDUAL |  | 8107402 | no | no |  |  | no
switch_540-SW21-312130462 |  | AD | node_intto1_8107402_200899844 | node_8107402_200899844 | CLOSED | CLOSED | CLOSED | INDIVIDUAL |  | 8107402 | no | no |  |  | no
switch_540-SW22-312130453 |  | AD | node_intto1_8107402_200895447 | node_8107402_200895447 | CLOSED | CLOSED | CLOSED | INDIVIDUAL |  | 8107402 | no | no |  |  | no
switch_540T513-312153673 |  | ABCN | node_intto1_1294880_782_15293212_777 | node_1294880_782_15293212_777 | CLOSED | CLOSED | CLOSED | INDIVIDUAL |  | 8107402 | no | no |  |  | no
switch_540X1-220416050 |  | ABCN | node_intto1_8107402_200901618 | node_8107402_200901618 | CLOSED | CLOSED | CLOSED | INDIVIDUAL |  | 8107402 | no | no |  |  | no
switch_540X2-220415949 |  | ABCN | node_intto1_8107402_200902517 | node_8107402_200902517 | CLOSED | CLOSED | CLOSED | INDIVIDUAL |  | 8107402 | no | no |  |  | no
switch_540Y1-220416164 |  | ABCN | node_intto1_8107402_200902005 | node_8107402_200902005 | CLOSED | CLOSED | CLOSED | INDIVIDUAL |  | 8107402 | no | no |  |  | no
switch_540Y5-220557346 |  | ABCN | node_intto1_540Y5-220557346 | node_540Y5-220557346 | CLOSED | CLOSED | CLOSED | INDIVIDUAL |  | 8107402 | no | no |  |  | no
switch_540Y6-220557340 |  | ABCN | node_intto1_540Y6-220557340 | node_540Y6-220557340 | CLOSED | CLOSED | CLOSED | INDIVIDUAL |  | 8107402 | no | no |  |  | no
switch_540Y7-220557341 |  | ABCN | node_intto1_8107402_200905667 | node_8107402_200905667 | CLOSED | CLOSED | CLOSED | INDIVIDUAL |  | 8107402 | no | no |  |  | no
switch_540Y9-220557343 |  | ABCN | node_intto1_8107402_200905741 | node_8107402_200905741 | CLOSED | CLOSED | CLOSED | INDIVIDUAL |  | 8107402 | no | no |  |  | no
switch_540YA1-220557344 |  | ABCN | node_intto1_8107402_200905430 | node_8107402_200905430 | CLOSED | CLOSED | CLOSED | INDIVIDUAL |  | 8107402 | no | no |  |  | no
switch_220415260 |  | AN | node_intto1_220415260 | node_220415260 | CLOSED | CLOSED | CLOSED | INDIVIDUAL |  | 8107402 | no | no |  |  | no
switch_220415659 |  | AD | node_intto1_8107402_200899938 | node_8107402_200899938 | CLOSED | CLOSED | CLOSED | INDIVIDUAL |  | 8107402 | no | no |  |  | no
switch_220415799 |  | AN | node_intto1_220415799 | node_220415799 | CLOSED | CLOSED | CLOSED | INDIVIDUAL |  | 8107402 | no | no |  |  | no
switch_220415819 |  | ABCN | node_intto1_8107402_200898923 | node_8107402_200898923 | CLOSED | CLOSED | CLOSED | INDIVIDUAL |  | 8107402 | no | no |  |  | no
switch_220415901 |  | AD | node_intto1_8107402_200893261 | node_8107402_200893261 | CLOSED | CLOSED | CLOSED | INDIVIDUAL |  | 8107402 | no | no |  |  | no
switch_220415902 |  | AD | node_intto1_8107402_200893293 | node_8107402_200893293 | CLOSED | CLOSED | CLOSED | INDIVIDUAL |  | 8107402 | no | no |  |  | no
switch_220416154 |  | AD | node_intto1_8107402_200895128 | node_8107402_200895128 | CLOSED | CLOSED | CLOSED | INDIVIDUAL |  | 8107402 | no | no |  |  | no
switch_220416158 |  | ABCN | node_intto1_8107402_200902009 | node_8107402_200902009 | CLOSED | CLOSED | CLOSED | INDIVIDUAL |  | 8107402 | no | no |  |  | no
switch_220557347 |  | ABCN | node_intto1_8107402_200905821 | node_8107402_200905821 | CLOSED | CLOSED | CLOSED | INDIVIDUAL |  | 8107402 | no | no |  |  | no
switch_310042785 |  | ABCN | node_intto1_8107402_200902361 | node_8107402_200902361 | CLOSED | CLOSED | CLOSED | INDIVIDUAL |  | 8107402 | no | no |  |  | no
switch_310042795 |  | ABCN | node_intto1_8107402_200978124 | node_8107402_200978124 | CLOSED | CLOSED | CLOSED | INDIVIDUAL |  | 8107402 | no | no |  |  | no
switch_311929581 |  | ABCN | node_intto1_8107402_311929579 | node_8107402_311929579 | CLOSED | CLOSED | CLOSED | INDIVIDUAL |  | 8107402 | no | no |  |  | no
switch_311929585 |  | ABCN | node_intto1_311929585 | node_311929585 | CLOSED | CLOSED | CLOSED | INDIVIDUAL |  | 8107402 | no | no |  |  | no
switch_311934201 |  | ABCN | node_intto1_1294674_396_15293387_046 | node_1294674_396_15293387_046 | CLOSED | CLOSED | CLOSED | INDIVIDUAL |  | 8107402 | no | no |  |  | no
switch_312103489 |  | ABCN | node_intto1_312103489 | node_312103489 | CLOSED | CLOSED | CLOSED | INDIVIDUAL |  | 8107402 | no | no |  |  | no
switch_312103490 |  | ABCN | node_intto1_312103490 | node_312103490 | CLOSED | CLOSED | CLOSED | INDIVIDUAL |  | 8107402 | no | no |  |  | no
switch_312118267 |  | ABCN | node_intto1_8107402_200901585 | node_8107402_200901585 | CLOSED | CLOSED | CLOSED | INDIVIDUAL |  | 8107402 | no | no |  |  | no
switch_312118269 |  | ABCN | node_intto1_312118269 | node_312118269 | CLOSED | CLOSED | CLOSED | INDIVIDUAL |  | 8107402 | no | no |  |  | no
switch_312122180 |  | ABCN | node_intto1_8107402_200902504 | node_8107402_200902504 | CLOSED | CLOSED | CLOSED | INDIVIDUAL |  | 8107402 | no | no |  |  | no
switch_312122181 |  | ABCN | node_intto1_8107402_200901568 | node_8107402_200901568 | CLOSED | CLOSED | CLOSED | INDIVIDUAL |  | 8107402 | no | no |  |  | no
switch_312122192 |  | ABN | node_intto1_8107402_200895200 | node_8107402_200895200 | CLOSED | CLOSED | CLOSED | INDIVIDUAL |  | 8107402 | no | no |  |  | no

## transformer
data_type | static
owner_type | feeder
owner | 8107402
object | transformer
name | groupid | phases | fr | to | configuration | climate | aging_constant | use_thermal_model | aging_granularity | dcircuit | selected | monitored | monitored_fields | class_monitored_fields | played | played_fields | comments
transformer_220432602 |  | ABCN | node_intto1_8107402_311914750 | node_8107402_311914750 | config_transformer_220432602 |  | 0 |  | 0 | 8107402 | no | no |  |  | no
transformer_220465124 |  | AN | node_220465124 | node_intto1_220465124 | config_transformer_220465124 |  | 0 |  | 0 | 8107402 | no | no |  |  | no
transformer_220465134 |  | AN | node_220465134 | node_intto1_220465134 | config_transformer_220465134 |  | 0 |  | 0 | 8107402 | no | no |  |  | no
transformer_220465151 |  | AN | node_intto1_220465151 | node_220465151 | config_transformer_220465151 |  | 0 |  | 0 | 8107402 | no | no |  |  | no
transformer_220465155 |  | AN | node_220465155 | node_intto1_220465155 | config_transformer_220465155 |  | 0 |  | 0 | 8107402 | no | no |  |  | no
transformer_220465170 |  | AN | node_intto1_220465170 | node_220465170 | config_transformer_220465170 |  | 0 |  | 0 | 8107402 | no | no |  |  | no
transformer_220465291 |  | AN | node_220465291 | node_intto1_220465291 | config_transformer_220465291 |  | 0 |  | 0 | 8107402 | no | no |  |  | no
transformer_220465337 |  | AN | node_intto1_220465337 | node_220465337 | config_transformer_220465337 |  | 0 |  | 0 | 8107402 | no | no |  |  | no
transformer_220465347 |  | ABCN | node_220465347 | node_intto1_220465347 | config_transformer_220465347 |  | 0 |  | 0 | 8107402 | no | no |  |  | no
transformer_220465478 |  | ABCN | node_220465478 | node_intto1_220465478 | config_transformer_220465478 |  | 0 |  | 0 | 8107402 | no | no |  |  | no
transformer_220465512 |  | ABCN | node_220465512 | node_intto1_220465512 | config_transformer_220465512 |  | 0 |  | 0 | 8107402 | no | no |  |  | no
transformer_220465535 |  | AN | node_220465535 | node_intto1_220465535 | config_transformer_220465535 |  | 0 |  | 0 | 8107402 | no | no |  |  | no
transformer_220522164 |  | AN | node_220522164 | node_intto1_220522164 | config_transformer_220522164 |  | 0 |  | 0 | 8107402 | no | no |  |  | no
transformer_220523538 |  | AN | node_220523538 | node_intto1_220523538 | config_transformer_220523538 |  | 0 |  | 0 | 8107402 | no | no |  |  | no
transformer_220554902 |  | ABCN | node_intto1_220554902 | node_220554902 | config_transformer_220554902 |  | 0 |  | 0 | 8107402 | no | no |  |  | no
transformer_220594971 |  | AN | node_220594971 | node_intto1_220594971 | config_transformer_220594971 |  | 0 |  | 0 | 8107402 | no | no |  |  | no

## transformer_configuration
data_type | static
owner_type | feeder
owner | 8107402
object | transformer_configuration
name | groupid | connect_type | install_type | coolant_type | cooling_type | primary_voltage | secondary_voltage | power_rating | powerA_rating | powerB_rating | powerC_rating | impedance | shunt_impedance | core_coil_weight | tank_fittings_weight | oil_volume | rated_winding_time_constant | rated_winding_hot_spot_rise | rated_top_oil_rise | no_load_loss | full_load_loss | reactance_resistance_ratio | installed_insulation_life | dcircuit | selected | comments
config_transformer_220432602 |  | WYE_WYE |  |  |  | 34500 | 12470 | 5000 | 0 | 0 | 0 | 0.007+0.068j | 0 | 0 | 0 | 0 | 0 | 0 | 0 | 0 | 0 | 10 | 0 |  | no
config_transformer_220465124 |  | DELTA_GWYE |  |  |  | 4800 | 34500 | 100 | 0 | 0 | 0 | 0.004+0.04j | 0 | 0 | 0 | 0 | 0 | 0 | 0 | 0 | 0 | 10 | 0 |  | no
config_transformer_220465134 |  | DELTA_GWYE |  |  |  | 4800 | 34500 | 100 | 0 | 0 | 0 | 0.004+0.04j | 0 | 0 | 0 | 0 | 0 | 0 | 0 | 0 | 0 | 10 | 0 |  | no
config_transformer_220465151 |  | WYE_WYE |  |  |  | 34500 | 12470 | 100 | 0 | 0 | 0 | 0.004+0.04j | 0 | 0 | 0 | 0 | 0 | 0 | 0 | 0 | 0 | 10 | 0 |  | no
config_transformer_220465155 |  | DELTA_GWYE |  |  |  | 4800 | 34500 | 250 | 0 | 0 | 0 | 0.004+0.043j | 0 | 0 | 0 | 0 | 0 | 0 | 0 | 0 | 0 | 10 | 0 |  | no
config_transformer_220465170 |  | WYE_WYE |  |  |  | 34500 | 12470 | 167 | 0 | 0 | 0 | 0.004+0.04j | 0 | 0 | 0 | 0 | 0 | 0 | 0 | 0 | 0 | 10 | 0 |  | no
config_transformer_220465291 |  | DELTA_GWYE |  |  |  | 4800 | 34500 | 333 | 0 | 0 | 0 | 0.005+0.047j | 0 | 0 | 0 | 0 | 0 | 0 | 0 | 0 | 0 | 10 | 0 |  | no
config_transformer_220465337 |  | WYE_WYE |  |  |  | 34500 | 12470 | 100 | 0 | 0 | 0 | 0.004+0.04j | 0 | 0 | 0 | 0 | 0 | 0 | 0 | 0 | 0 | 10 | 0 |  | no
config_transformer_220465347 |  | DELTA_GWYE |  |  |  | 4800 | 34500 | 750 | 0 | 0 | 0 | 0.004+0.043j | 0 | 0 | 0 | 0 | 0 | 0 | 0 | 0 | 0 | 10 | 0 |  | no
config_transformer_220465478 |  | DELTA_GWYE |  |  |  | 4800 | 34500 | 300 | 0 | 0 | 0 | 0.004+0.04j | 0 | 0 | 0 | 0 | 0 | 0 | 0 | 0 | 0 | 10 | 0 |  | no
config_transformer_220465512 |  | DELTA_GWYE |  |  |  | 4800 | 34500 | 300 | 0 | 0 | 0 | 0.004+0.04j | 0 | 0 | 0 | 0 | 0 | 0 | 0 | 0 | 0 | 10 | 0 |  | no
config_transformer_220465535 |  | DELTA_GWYE |  |  |  | 4800 | 34500 | 500 | 0 | 0 | 0 | 0.005+0.047j | 0 | 0 | 0 | 0 | 0 | 0 | 0 | 0 | 0 | 10 | 0 |  | no
config_transformer_220522164 |  | DELTA_GWYE |  |  |  | 4800 | 34500 | 333 | 0 | 0 | 0 | 0.005+0.047j | 0 | 0 | 0 | 0 | 0 | 0 | 0 | 0 | 0 | 10 | 0 |  | no
config_transformer_220523538 |  | DELTA_GWYE |  |  |  | 4800 | 34500 | 100 | 0 | 0 | 0 | 0.004+0.04j | 0 | 0 | 0 | 0 | 0 | 0 | 0 | 0 | 0 | 10 | 0 |  | no
config_transformer_220554902 |  | WYE_WYE |  |  |  | 34500 | 12470 | 750 | 0 | 0 | 0 | 0.004+0.043j | 0 | 0 | 0 | 0 | 0 | 0 | 0 | 0 | 0 | 10 | 0 |  | no
config_transformer_220594971 |  | DELTA_GWYE |  |  |  | 4800 | 34500 | 500 | 0 | 0 | 0 | 0.005+0.047j | 0 | 0 | 0 | 0 | 0 | 0 | 0 | 0 | 0 | 10 | 0 |  | no

## underground_line
data_type | static
owner_type | feeder
owner | 8107402
object | underground_line
name | groupid | phases | fr | to | length | configuration | dcircuit | selected | monitored | monitored_fields | class_monitored_fields | played | played_fields | comments
und_line_8107402_200892261 |  | ABCN | node_8107402_311914750 | node_8107402_200892261 | 1351.613 | und_3P_4/0ALURD_4/0AL(N) | 8107402 | no | no |  |  | no
und_line_8107402_200895095 |  | AN | node_8107402_200895170 | node_intto1_8107402_200895095 | 591.306 | und_1P_2ALURD | 8107402 | no | no |  |  | no
und_line_8107402_200895212 |  | AN | node_8107402_201004311 | node_intto1_8107402_200895212 | 234.954 | und_1P_1/0ALURD | 8107402 | no | no |  |  | no
und_line_8107402_200899665 |  | AN | node_8107402_200899679 | node_intto1_8107402_200899665 | 407.095 | und_1P_2ALURD | 8107402 | no | no |  |  | no
und_line_8107402_200899802 |  | AN | node_8107402_200899949 | node_intto1_8107402_200899802 | 257.487 | und_1P_2ALURD | 8107402 | no | no |  |  | no
und_line_8107402_200901348 |  | ABCN | node_8107402_200902015 | node_8107402_200901348 | 118.812 | und_3P_1/0ALURD_1/0AL(N) | 8107402 | no | no |  |  | no
und_line_8107402_200901349 |  | ABCN | node_8107402_200901348 | node_8107402_200901349 | 163.954 | und_3P_1/0ALURD_1/0AL(N) | 8107402 | no | no |  |  | no
und_line_8107402_200901350 |  | AN | node_8107402_200901349 | node_8107402_200901350 | 156.646 | und_1P_2ALURD_2AL(N) | 8107402 | no | no |  |  | no
und_line_8107402_200901351 |  | ABCN | node_8107402_200901349 | node_8107402_200901351 | 207.799 | und_3P_1/0ALURD_1/0AL(N) | 8107402 | no | no |  |  | no
und_line_8107402_200901355 |  | ABN | node_8107402_200901351 | node_8107402_200901355 | 196.044 | und_2P_1/0ALURD_1/0AL(N) | 8107402 | no | no |  |  | no
und_line_8107402_200901356 |  | ABN | node_8107402_200901355 | node_8107402_200901356 | 243.783 | und_2P_2ALURD_2AL(N) | 8107402 | no | no |  |  | no
und_line_8107402_200901363 |  | AN | node_8107402_200901355 | node_8107402_200901363 | 247.262 | und_1P_1/0ALURD_1/0AL(N) | 8107402 | no | no |  |  | no
und_line_8107402_200901566 |  | AN | node_8107402_200901579 | node_intto1_8107402_200901566 | 455.315 | und_1P_1/0ALURD_1/0AL(N) | 8107402 | no | no |  |  | no
und_line_8107402_200901567 |  | ABCN | node_8107402_311875423 | node_8107402_200901567 | 171.595 | und_3P_2ALURD_2AL(N) | 8107402 | no | no |  |  | no
und_line_8107402_200903446 |  | AN | node_8107402_200905230 | node_8107402_200903446 | 265.73 | und_1P_2ALURD_2AL(N) | 8107402 | no | no |  |  | no
und_line_8107402_200903451 |  | AN | node_8107402_200903446 | node_8107402_200903451 | 365.626 | und_1P_2ALURD_2AL(N) | 8107402 | no | no |  |  | no
und_line_8107402_200903458 |  | AN | node_8107402_200903451 | node_8107402_200903458 | 290.683 | und_1P_2ALURD_2AL(N) | 8107402 | no | no |  |  | no
und_line_8107402_200903480 |  | AN | node_8107402_200905823 | node_8107402_200903480 | 326.236 | und_1P_2ALURD_2AL(N) | 8107402 | no | no |  |  | no
und_line_8107402_200903486 |  | AN | node_8107402_200903480 | node_8107402_200903486 | 463.65 | und_1P_2ALURD_10-14CU(N) | 8107402 | no | no |  |  | no
und_line_8107402_200915519 |  | ABCN | node_8107402_200915518 | node_8107402_200915519 | 50.561 | und_3P_1/0ALURD_1/0AL(N) | 8107402 | no | no |  |  | no
und_line_8107402_200972183 |  | AN | node_8107402_200903525 | node_intto1_8107402_200972183 | 630.099 | und_1P_DELTACUST | 8107402 | no | no |  |  | no
und_line_8107402_200972381 |  | AN | node_8107402_200903866 | node_intto1_8107402_200972381 | 1231.699 | und_1P_DELTACUST | 8107402 | no | no |  |  | no
und_line_8107402_200972399 |  | AN | node_8107402_200968526 | node_intto1_8107402_200972399 | 548.607 | und_1P_WYECUST | 8107402 | no | no |  |  | no
und_line_8107402_200972415 |  | AN | node_8107402_200903525 | node_intto1_8107402_200972415 | 435.315 | und_1P_DELTACUST | 8107402 | no | no |  |  | no
und_line_8107402_200972844 |  | AN | node_8107402_200944334 | node_8107402_200972844 | 199.756 | und_1P_WYECUST | 8107402 | no | no |  |  | no
und_line_8107402_200973304 |  | AN | node_8107402_200959305 | node_intto1_8107402_200973304 | 243.628 | und_1P_DELTACUST | 8107402 | no | no |  |  | no
und_line_8107402_200981879 |  | AN | node_8107402_200900127 | node_intto1_8107402_200981879 | 571.371 | und_1P_WYECUST | 8107402 | no | no |  |  | no
und_line_8107402_200984482 |  | AN | node_8107402_200984481 | node_intto1_8107402_200984482 | 107.192 | und_1P_DELTACUST | 8107402 | no | no |  |  | no
und_line_8107402_200987601 |  | AN | node_8107402_200904908 | node_intto1_8107402_200987601 | 335.52 | und_1P_DELTACUST | 8107402 | no | no |  |  | no
und_line_8107402_201042116 |  | AN | node_8107402_200946528 | node_intto1_8107402_201042116 | 274.222 | und_1P_DELTACUST | 8107402 | no | no |  |  | no
und_line_8107402_201047634 |  | AN | node_8107402_200895276 | node_8107402_201047634 | 632.12 | und_1P_2ALURD_2AL(N) | 8107402 | no | no |  |  | no
und_line_8107402_201052347 |  | ABCN | node_8107402_201052396 | node_intto1_8107402_201052347 | 202.997 | und_3P_WYECUST | 8107402 | no | no |  |  | no
und_line_8107402_201067478 |  | AN | node_8107402_201067477 | node_intto1_8107402_201067478 | 207.945 | und_1P_DELTACUST | 8107402 | no | no |  |  | no
und_line_8107402_310000238 |  | ABCN | node_8107402_200892261 | node_8107402_310000238 | 836.388 | und_3P_4/0ALURD_4/0AL(N) | 8107402 | no | no |  |  | no
und_line_8107402_310043496 |  | AN | node_8107402_200903879 | node_intto1_8107402_310043496 | 1265.887 | und_1P_DELTACUST | 8107402 | no | no |  |  | no
und_line_8107402_311914750 |  | ABCN | node_8107402_200970991 | node_intto1_8107402_311914750 | 110.305 | und_3P_4/0ALURD_4/0AL(N) | 8107402 | no | no |  |  | no
und_line_8107402_311925263 |  | AN | node_8107402_200903451 | node_8107402_311925263 | 386.048 | und_1P_2ALURD_2AL(N) | 8107402 | no | no |  |  | no
und_line_8107402_311931995 |  | ABCN | node_8107402_200902020 | node_8107402_311931995 | 252.468 | und_3P_WYECUST | 8107402 | no | no |  |  | no
und_line_8107402_311990235 |  | AN | node_8107402_311990233 | node_intto1_8107402_311990235 | 491.408 | und_1P_DELTACUST | 8107402 | no | no |  |  | no
und_line_8107402_312070783 |  | AN | node_8107402_312070782 | node_intto1_8107402_312070783 | 298.258 | und_1P_DELTACUST | 8107402 | no | no |  |  | no
und_line_8107402_312092480 |  | AN | node_8107402_312092479 | node_8107402_312092480 | 770.21 | und_1P_DELTACUST | 8107402 | no | no |  |  | no
und_line_8107402_312101573 |  | AN | node_8107402_200893685 | node_8107402_312101573 | 530.436 | und_1P_2CUURD_2CU(N) | 8107402 | no | no |  |  | no
und_line_8107402_312101814 |  | ABCN | node_8107402_200898938 | node_intto1_8107402_312101814 | 157.33 | und_3P_2ALURD_2AL(N) | 8107402 | no | no |  |  | no
und_line_TAP_UG_59753 |  | AN | node_8107402_312101573 | node_1293005_563_15289354_113 | 0.033 | und_TAPWIRE_UG | 8107402 | no | no |  |  | no
und_line_TAP_UG_59868 |  | AN | node_8107402_200895095 | node_1297108_406_15262698_783 | 0.033 | und_TAPWIRE_UG | 8107402 | no | no |  |  | no
und_line_TAP_UG_59885 |  | ABCN | node_8107402_312101814 | node_1298842_403_15290694_154 | 0.033 | und_TAPWIRE_UG | 8107402 | no | no |  |  | no
und_line_TAP_UG_59891 |  | AN | node_8107402_200899665 | node_1304130_403_15292836_498 | 0.033 | und_TAPWIRE_UG | 8107402 | no | no |  |  | no
und_line_TAP_UG_59894 |  | AN | node_8107402_200899802 | node_1305137_607_15282770_162 | 0.033 | und_TAPWIRE_UG | 8107402 | no | no |  |  | no
und_line_TAP_UG_59902 |  | AN | node_8107402_200901350 | node_1300499_299_15293863_559 | 0.033 | und_TAPWIRE_UG | 8107402 | no | no |  |  | no
und_line_TAP_UG_59903 |  | ABCN | node_8107402_200901351 | node_1300283_447_15293641_921 | 0.033 | und_TAPWIRE_UG | 8107402 | no | no |  |  | no
und_line_TAP_UG_59904 |  | ABN | node_8107402_200901356 | node_1300226_506_15293261_553 | 0.033 | und_TAPWIRE_UG | 8107402 | no | no |  |  | no
und_line_TAP_UG_59905 |  | AN | node_8107402_200901363 | node_1300589_177_15293315_896 | 0.033 | und_TAPWIRE_UG | 8107402 | no | no |  |  | no
und_line_TAP_UG_59907 |  | AN | node_8107402_200901566 | node_1295827_93_15291463_057 | 0.033 | und_TAPWIRE_UG | 8107402 | no | no |  |  | no
und_line_TAP_UG_59908 |  | ABCN | node_8107402_200901567 | node_1296573_224_15292041_914 | 0.033 | und_TAPWIRE_UG | 8107402 | no | no |  |  | no
und_line_TAP_UG_59910 |  | AN | node_8107402_200903446 | node_1288370_875_15289924_292 | 0.033 | und_TAPWIRE_UG | 8107402 | no | no |  |  | no
und_line_TAP_UG_59911 |  | AN | node_8107402_200903451 | node_1288767_693_15290005_984 | 0.033 | und_TAPWIRE_UG | 8107402 | no | no |  |  | no
und_line_TAP_UG_59912 |  | AN | node_8107402_200903458 | node_1288467_927_15289804_958 | 0.033 | und_TAPWIRE_UG | 8107402 | no | no |  |  | no
und_line_TAP_UG_59920 |  | AN | node_8107402_200903480 | node_1290321_287_15295069_957 | 0.033 | und_TAPWIRE_UG | 8107402 | no | no |  |  | no
und_line_TAP_UG_59921 |  | AN | node_8107402_200903486 | node_1289942_871_15295399_251 | 0.033 | und_TAPWIRE_UG | 8107402 | no | no |  |  | no
und_line_TAP_UG_61063 |  | AN | node_8107402_200972183 | node_1278723_736_15298242_967 | 0.033 | und_TAPWIRE_UG | 8107402 | no | no |  |  | no
und_line_TAP_UG_61137 |  | AN | node_8107402_200972381 | node_1284431_665_15297309_303 | 0.033 | und_TAPWIRE_UG | 8107402 | no | no |  |  | no
und_line_TAP_UG_61152 |  | AN | node_8107402_200972399 | node_1291352_431_15296756_996 | 0.033 | und_TAPWIRE_UG | 8107402 | no | no |  |  | no
und_line_TAP_UG_61166 |  | AN | node_8107402_200972415 | node_1278776_016_15297694_029 | 0.033 | und_TAPWIRE_UG | 8107402 | no | no |  |  | no
und_line_TAP_UG_61436 |  | AN | node_8107402_200972844 | node_1300355_717_15277808_253 | 0.033 | und_TAPWIRE_UG | 8107402 | no | no |  |  | no
und_line_TAP_UG_61774 |  | AN | node_8107402_200973304 | node_1302409_125_15287087_094 | 0.033 | und_TAPWIRE_UG | 8107402 | no | no |  |  | no
und_line_TAP_UG_62736 |  | AN | node_8107402_200981879 | node_1298359_057_15288838_65 | 0.033 | und_TAPWIRE_UG | 8107402 | no | no |  |  | no
und_line_TAP_UG_63023 |  | AN | node_8107402_200984482 | node_1289470_947_15294859_18 | 0.033 | und_TAPWIRE_UG | 8107402 | no | no |  |  | no
und_line_TAP_UG_68846 |  | ABCN | node_8107402_201052347 | node_1290587_752_15289263_852 | 0.033 | und_TAPWIRE_UG | 8107402 | no | no |  |  | no
und_line_TAP_UG_69732 |  | AN | node_8107402_201067478 | node_1298814_899_15273142_473 | 0.033 | und_TAPWIRE_UG | 8107402 | no | no |  |  | no
und_line_TAP_UG_871858 |  | AN | node_8107402_201042116 | node_1276215_815_15292379_458 | 0.033 | und_TAPWIRE_UG | 8107402 | no | no |  |  | no
und_line_TAP_UG_871859 |  | AN | node_8107402_200987601 | node_1280010_78_15291645_973 | 0.033 | und_TAPWIRE_UG | 8107402 | no | no |  |  | no
und_line_TAP_UG_1032295 |  | AN | node_8107402_201047634 | node_1300353_801_15282472_17 | 0.033 | und_TAPWIRE_UG | 8107402 | no | no |  |  | no
und_line_TAP_UG_1039092 |  | AN | node_8107402_310043496 | node_1286420_606_15296324_635 | 0.033 | und_TAPWIRE_UG | 8107402 | no | no |  |  | no
und_line_TAP_UG_1179514 |  | ABCN | node_8107402_200901575 | node_1295920_417_15293286_839 | 0.033 | und_TAPWIRE_UG | 8107402 | no | no |  |  | no
und_line_TAP_UG_1543056 |  | AN | node_8107402_311925263 | node_1288968_309_15289669_538 | 0.033 | und_TAPWIRE_UG | 8107402 | no | no |  |  | no
und_line_TAP_UG_1597941 |  | ABCN | node_8107402_311931995 | node_1301182_997_15294027_623 | 0.033 | und_TAPWIRE_UG | 8107402 | no | no |  |  | no
und_line_TAP_UG_1755583 |  | AN | node_8107402_311990235 | node_1277138_069_15296570_03 | 0.033 | und_TAPWIRE_UG | 8107402 | no | no |  |  | no
und_line_TAP_UG_2298553 |  | AN | node_8107402_312070783 | node_1277696_341_15297388_588 | 0.033 | und_TAPWIRE_UG | 8107402 | no | no |  |  | no
und_line_TAP_UG_2461786 |  | AN | node_8107402_312092480 | node_1278276_028_15294318_154 | 0.033 | und_TAPWIRE_UG | 8107402 | no | no |  |  | no

## underground_line_conductor
data_type | static
owner_type | feeder
owner | 8107402
object | underground_line_conductor
name | groupid | outer_diameter | conductor_gmr | conductor_diameter | conductor_resistance | neutral_gmr | neutral_diameter | neutral_resistance | neutral_strands | insulation_relative_permitivitty | shield_gmr | shield_resistance | rating_summer_continuous | rating_summer_emergency | rating_winter_continuous | rating_winter_emergency | dcircuit | selected | comments
und_cond_1P_1/0ALURD | [12 empty] | 226 | 226 | 237 | 237 |  | no
und_cond_1P_1/0ALURD_1/0AL(N) | [12 empty] | 160 | 160 | 180 | 180 |  | no
und_cond_1P_2ALURD | [12 empty] | 125 | 125 | 140 | 140 |  | no
und_cond_1P_2ALURD_2AL(N) | [12 empty] | 125 | 125 | 140 | 140 |  | no
und_cond_1P_2ALURD_10-14CU(N) | [12 empty] | 125 | 125 | 140 | 140 |  | no
und_cond_1P_2CUURD_2CU(N) | [12 empty] | 152 | 152 | 160 | 160 |  | no
und_cond_1P_DELTACUST | [12 empty] | 685 | 685 | 685 | 685 |  | no
und_cond_1P_WYECUST | [12 empty] | 685 | 685 | 685 | 685 |  | no
und_cond_2P_1/0ALURD_1/0AL(N) | [12 empty] | 160 | 160 | 180 | 180 |  | no
und_cond_2P_2ALURD_2AL(N) | [12 empty] | 125 | 125 | 140 | 140 |  | no
und_cond_3P_1/0ALURD_1/0AL(N) | [12 empty] | 160 | 160 | 180 | 180 |  | no
und_cond_3P_2ALURD_2AL(N) | [12 empty] | 125 | 125 | 140 | 140 |  | no
und_cond_3P_4/0ALURD_4/0AL(N) | [12 empty] | 297 | 297 | 312 | 312 |  | no
und_cond_3P_WYECUST | [12 empty] | 685 | 685 | 685 | 685 |  | no
und_cond_TAPWIRE_UG | [12 empty] | 99999999 | 99999999 | 99999999 | 99999999 |  | no