## capacitor
data_type | static
owner_type | feeder
owner | 8103602
object | capacitor
name | groupid | parent | phases | nominal_voltage | pt_phase | phases_connected | switchA | switchB | switchC | control | voltage_set_high | voltage_set_low | VAr_set_high | VAr_set_low | current_set_high | current_set_low | capacitor_A | capacitor_B | capacitor_C | cap_nominal_voltage | time_delay | dwell_time | lockout_time | remote_sense | remote_sense_B | control_level | dcircuit | selected | monitored | monitored_fields | class_monitored_fields | played | played_fields | comments
cap_220369492 |  | node_1423830_746_15398655_07 | AN | 0 |  | AN | CLOSED |  |  | MANUAL | [6 empty] | 100000 |  |  | 4800 | [6 empty] | 8103602 | no | no |  |  | no
cap_220369493 |  | node_1421536_471_15400438_993 | ABCN | 0 |  | ABCN | CLOSED | CLOSED | CLOSED | MANUAL | [6 empty] | 100000 | 100000 | 100000 | 4800 | [6 empty] | 8103602 | no | no |  |  | no

## feeder
data_type | static
owner_type | feeder
owner | 8103602
object | feeder
name | transmission_bus | ARC | ADR | slack_bus | nom_voltages | num_nodes | num_ohlines | num_uglines | num_transformers | num_generators | num_pvs | num_storages | num_loads | miles | mw | mvar | losses_mw | losses_mvar | comments | use_feeder_load_shape | load_shape_scale | use_feeder_pv_shape | pv_shape_scale | description | restore_time | griddisconnect_scenario_probability | gridconnect_scenario_probability | use_energy_not_served | VOLL | discount_rate | yearly_load_growth_percent | planning_horizon | enable_traditional_project_deferral | lifetime_of_investment_years | start_year | base_year | year_the_investment_is_committed | revenue_requirement_scaling_factor | discount_rate | inflation_rate_for_investment | traditional_project_invested_capital | periodicity_of_investment_in_years | priority | maximum_total_investment_cost | DER_portfolio_NPV | DER_portfolio_BC_ratio | total_system_energy_avoided_cost_NPV | total_system_capacity_avoided_cost_NPV | total_system_ancillary_services_avoided_cost_NPV | total_system_CO2_avoided_cost_NPV | total_system_loss_of_load_avoided_cost_NPV | total_system_distribution_capacity_avoided_cost_NPV | total_system_investment_and_operational_cost_NPV | feeder_solar_pv_operating_cost_USdollarperkWh | feeder_energy_storage_operating_cost_USdollarperkWh | feeder_distributed_generator_operating_cost_USdollarperkWh | feeder_distributed_generator_CO2_cost_USdollarperkWh | feeder_demand_response_operating_cost_USdollarperkWh | feeder_solar_pv_investment_cost_USdollarperkW | feeder_energy_storage_investment_cost_USdollarperkW | feeder_distributed_generator_investment_cost_USdollarperkW | feeder_demand_response_investment_cost_USdollarperkW
8103602 |  | ts_slack | none | node_SOURCE_8103602 | 2771.281 | 1227 | 1155 | 12 | 0 | 0 | 0 | 0 | 353 | 43.774 | 3.431 | 1.462 | 0 | 0 |  | 0 | 0 | 1 | 0 |  | 0 | 0 | 0 | 0 | 0 | 0 | 0 | 0 | 0 | 0 | 0 | 0 | 0 | 0 | 0 | 0 | 0 | 0 | 0 | 999999999 | 0 | 0 | 0 | 0 | 0 | 0 | 0 | 0 | 0 | 0 | 0 | 0 | 0 | 0 | 0 | 0 | 0 | 0

## fuse
data_type | static
owner_type | feeder
owner | 8103602
object | fuse
name | groupid | phases | fr | to | phase_A_status | phase_B_status | phase_C_status | repair_dist_type | current_limit | mean_replacement_time | status | dcircuit | selected | monitored | monitored_fields | class_monitored_fields | played | played_fields | comments
fuse_220385787 |  | AD | node_intto1_8103602_200875028 | node_8103602_200875028 | GOOD | GOOD | GOOD |  | 40 |  |  | 8103602 | no | no |  |  | no
fuse_220386148 |  | AD | node_intto1_8103602_200876092 | node_8103602_200876092 | GOOD | GOOD | GOOD |  | 40 |  |  | 8103602 | no | no |  |  | no
fuse_220386154 |  | AD | node_intto1_8103602_200875273 | node_8103602_200875273 | GOOD | GOOD | GOOD |  | 65 |  |  | 8103602 | no | no |  |  | no
fuse_220386155 |  | AD | node_intto1_8103602_200876067 | node_8103602_200876067 | GOOD | GOOD | GOOD |  | 65 |  |  | 8103602 | no | no |  |  | no
fuse_220386171 |  | AD | node_intto1_8103602_201051499 | node_8103602_201051499 | GOOD | GOOD | GOOD |  | 20 |  |  | 8103602 | no | no |  |  | no
fuse_220386172 |  | AD | node_intto1_8103602_200875534 | node_8103602_200875534 | GOOD | GOOD | GOOD |  | 40 |  |  | 8103602 | no | no |  |  | no
fuse_220386173 |  | AD | node_intto1_8103602_200875524 | node_8103602_200875524 | GOOD | GOOD | GOOD |  | 25 |  |  | 8103602 | no | no |  |  | no
fuse_220386174 |  | AD | node_intto1_8103602_200875497 | node_8103602_200875497 | GOOD | GOOD | GOOD |  | 40 |  |  | 8103602 | no | no |  |  | no
fuse_220386232 |  | AD | node_intto1_8103602_200876564 | node_8103602_200876564 | GOOD | GOOD | GOOD |  | 60 |  |  | 8103602 | no | no |  |  | no
fuse_220386251 |  | AD | node_intto1_8103602_200876942 | node_8103602_200876942 | GOOD | GOOD | GOOD |  | 40 |  |  | 8103602 | no | no |  |  | no
fuse_220386254 |  | AD | node_intto1_8103602_200876859 | node_8103602_200876859 | GOOD | GOOD | GOOD |  | 40 |  |  | 8103602 | no | no |  |  | no
fuse_220387528 |  | AD | node_intto1_8103602_200882301 | node_8103602_200882301 | GOOD | GOOD | GOOD |  | 60 |  |  | 8103602 | no | no |  |  | no
fuse_220387532 |  | AD | node_intto1_8103602_200909316 | node_8103602_200909316 | GOOD | GOOD | GOOD |  | 40 |  |  | 8103602 | no | no |  |  | no
fuse_220387543 |  | AD | node_intto1_8103602_200882161 | node_8103602_200882161 | GOOD | GOOD | GOOD |  | 40 |  |  | 8103602 | no | no |  |  | no
fuse_220387552 |  | AD | node_intto1_8103602_200881551 | node_8103602_200881551 | GOOD | GOOD | GOOD |  | 40 |  |  | 8103602 | no | no |  |  | no
fuse_220387558 |  | AD | node_intto1_8103602_200881590 | node_8103602_200881590 | GOOD | GOOD | GOOD |  | 60 |  |  | 8103602 | no | no |  |  | no
fuse_220387559 |  | AD | node_intto1_8103602_200882177 | node_8103602_200882177 | GOOD | GOOD | GOOD |  | 40 |  |  | 8103602 | no | no |  |  | no
fuse_220387560 |  | AD | node_intto1_8103602_200881554 | node_8103602_200881554 | GOOD | GOOD | GOOD |  | 40 |  |  | 8103602 | no | no |  |  | no
fuse_220387563 |  | AD | node_intto1_8103602_200881462 | node_8103602_200881462 | GOOD | GOOD | GOOD |  | 25 |  |  | 8103602 | no | no |  |  | no
fuse_220387564 |  | AD | node_intto1_8103602_200881439 | node_8103602_200881439 | GOOD | GOOD | GOOD |  | 40 |  |  | 8103602 | no | no |  |  | no
fuse_220387565 |  | AN | node_intto1_8103602_200972432 | node_8103602_200972432 | GOOD | GOOD | GOOD |  | 25 |  |  | 8103602 | no | no |  |  | no
fuse_220387566 |  | AD | node_intto1_8103602_200881405 | node_8103602_200881405 | GOOD | GOOD | GOOD |  | 60 |  |  | 8103602 | no | no |  |  | no
fuse_220387567 |  | AD | node_intto1_8103602_200881419 | node_8103602_200881419 | GOOD | GOOD | GOOD |  | 65 |  |  | 8103602 | no | no |  |  | no
fuse_220387568 |  | AD | node_intto1_8103602_200881378 | node_8103602_200881378 | GOOD | GOOD | GOOD |  | 100 |  |  | 8103602 | no | no |  |  | no
fuse_220387570 |  | AD | node_intto1_8103602_200882117 | node_8103602_200882117 | GOOD | GOOD | GOOD |  | 25 |  |  | 8103602 | no | no |  |  | no
fuse_220387574 |  | AD | node_intto1_8103602_200882020 | node_8103602_200882020 | GOOD | GOOD | GOOD |  | 85 |  |  | 8103602 | no | no |  |  | no
fuse_220387581 |  | AD | node_intto1_8103602_200881910 | node_8103602_200881910 | GOOD | GOOD | GOOD |  | 25 |  |  | 8103602 | no | no |  |  | no
fuse_220387582 |  | AD | node_intto1_8103602_200881848 | node_8103602_200881848 | GOOD | GOOD | GOOD |  | 60 |  |  | 8103602 | no | no |  |  | no
fuse_220387583 |  | AD | node_intto1_8103602_201022543 | node_8103602_201022543 | GOOD | GOOD | GOOD |  | 30 |  |  | 8103602 | no | no |  |  | no
fuse_220387584 |  | AD | node_intto1_8103602_200881755 | node_8103602_200881755 | GOOD | GOOD | GOOD |  | 85 |  |  | 8103602 | no | no |  |  | no
fuse_220387585 |  | AD | node_intto1_8103602_200882187 | node_8103602_200882187 | GOOD | GOOD | GOOD |  | 40 |  |  | 8103602 | no | no |  |  | no
fuse_220387586 |  | ABCD | node_intto1_8103602_200881758 | node_8103602_200881758 | GOOD | GOOD | GOOD |  | 100 |  |  | 8103602 | no | no |  |  | no
fuse_220387587 |  | AD | node_intto1_8103602_200882172 | node_8103602_200882172 | GOOD | GOOD | GOOD |  | 60 |  |  | 8103602 | no | no |  |  | no
fuse_220388257 |  | AD | node_intto1_8103602_200845859 | node_8103602_200845859 | GOOD | GOOD | GOOD |  | 30 |  |  | 8103602 | no | no |  |  | no
fuse_220388258 |  | AD | node_intto1_8103602_200845879 | node_8103602_200845879 | GOOD | GOOD | GOOD |  | 40 |  |  | 8103602 | no | no |  |  | no
fuse_220388304 |  | AD | node_intto1_8103602_200845683 | node_8103602_200845683 | GOOD | GOOD | GOOD |  | 30 |  |  | 8103602 | no | no |  |  | no
fuse_220474840 |  | AD | node_intto1_8103602_200957152 | node_8103602_200957152 | GOOD | GOOD | GOOD |  | 30 |  |  | 8103602 | no | no |  |  | no
fuse_220524214 |  | AN | node_intto1_8103602_200969714 | node_8103602_200969714 | GOOD | GOOD | GOOD |  | 30 |  |  | 8103602 | no | no |  |  | no
fuse_220524870 |  | AN | node_intto1_8103602_200974043 | node_8103602_200974043 | GOOD | GOOD | GOOD |  | 25 |  |  | 8103602 | no | no |  |  | no
fuse_220537274 |  | AN | node_intto1_8103602_200959373 | node_8103602_200959373 | GOOD | GOOD | GOOD |  | 40 |  |  | 8103602 | no | no |  |  | no
fuse_220576711 |  | AN | node_intto1_8103602_201007745 | node_8103602_201007745 | GOOD | GOOD | GOOD |  | 100 |  |  | 8103602 | no | no |  |  | no
fuse_220603280 |  | AN | node_intto1_8103602_201018419 | node_8103602_201018419 | GOOD | GOOD | GOOD |  | 15 |  |  | 8103602 | no | no |  |  | no
fuse_220606371 |  | AD | node_intto1_8103602_200881252 | node_8103602_200881252 | GOOD | GOOD | GOOD |  | 100 |  |  | 8103602 | no | no |  |  | no
fuse_311886751 |  | AN | node_intto1_8103602_311886749 | node_8103602_311886749 | GOOD | GOOD | GOOD |  | 40 |  |  | 8103602 | no | no |  |  | no
fuse_311902269 |  | ABCD | node_intto1_8103602_200881519 | node_8103602_200881519 | GOOD | GOOD | GOOD |  | 3 |  |  | 8103602 | no | no |  |  | no
fuse_311931963 |  | AD | node_intto1_8103602_200876562 | node_8103602_200876562 | GOOD | GOOD | GOOD |  | 3 |  |  | 8103602 | no | no |  |  | no
fuse_311932160 |  | AD | node_intto1_8103602_200881285 | node_8103602_200881285 | GOOD | GOOD | GOOD |  | 3 |  |  | 8103602 | no | no |  |  | no
fuse_311976804 |  | AD | node_intto1_8103602_200876856 | node_8103602_200876856 | GOOD | GOOD | GOOD |  | 30 |  |  | 8103602 | no | no |  |  | no
fuse_311982763 |  | AD | node_intto1_8103602_200882309 | node_8103602_200882309 | GOOD | GOOD | GOOD |  | 65 |  |  | 8103602 | no | no |  |  | no
fuse_312131820 |  | AN | node_intto1_8103602_312131822 | node_8103602_312131822 | GOOD | GOOD | GOOD |  | 30 |  |  | 8103602 | no | no |  |  | no
fuse_312140428 |  | AD | node_intto1_8103602_200881359 | node_8103602_200881359 | GOOD | GOOD | GOOD |  | 50 |  |  | 8103602 | no | no |  |  | no

## line_configuration
data_type | static
owner_type | feeder
owner | 8103602
object | line_configuration
name | groupid | conductor_A | conductor_B | conductor_C | conductor_N | spacing | z11 | z12 | z13 | z21 | z22 | z23 | z31 | z32 | z33 | c11 | c12 | c13 | c21 | c22 | c23 | c31 | c32 | c33 | dcircuit | selected | comments
bal_1P_1/0AA |  | oh_cond_1/0_AAAC | oh_cond_1/0_AAAC | oh_cond_1/0_AAAC |  |  | 0.972+1.499j | 0.095+0.781j | 0.095+0.781j | 0.095+0.781j | 0.972+1.499j | 0.095+0.781j | 0.095+0.781j | 0.095+0.781j | 0.972+1.499j | 12.796 | -3.172 | -3.172 | -3.172 | 12.796 | -3.172 | -3.172 | -3.172 | 12.796 |  | no
bal_1P_1/0AC |  | oh_cond_1/0_ACSR | oh_cond_1/0_ACSR | oh_cond_1/0_ACSR |  |  | 0.983+1.218j | 0.095+0.781j | 0.095+0.781j | 0.095+0.781j | 0.983+1.218j | 0.095+0.781j | 0.095+0.781j | 0.095+0.781j | 0.983+1.218j | 12.796 | -3.172 | -3.172 | -3.172 | 12.796 | -3.172 | -3.172 | -3.172 | 12.796 |  | no
bal_1P_2AC |  | oh_cond_2_ACSR | oh_cond_2_ACSR | oh_cond_2_ACSR |  |  | 1.505+1.527j | 0.095+0.781j | 0.095+0.781j | 0.095+0.781j | 1.505+1.527j | 0.095+0.781j | 0.095+0.781j | 0.095+0.781j | 1.505+1.527j | 12.393 | -3.017 | -3.017 | -3.017 | 12.393 | -3.017 | -3.017 | -3.017 | 12.393 |  | no
bal_1P_4AC |  | oh_cond_4_ACSR | oh_cond_4_ACSR | oh_cond_4_ACSR |  |  | 2.335+1.555j | 0.095+0.781j | 0.095+0.781j | 0.095+0.781j | 2.335+1.555j | 0.095+0.781j | 0.095+0.781j | 0.095+0.781j | 2.335+1.555j | 11.91 | -2.834 | -2.834 | -2.834 | 11.91 | -2.834 | -2.834 | -2.834 | 11.91 |  | no
bal_1P_4ACW |  | oh_cond_4A_CWD | oh_cond_4A_CWD | oh_cond_4A_CWD |  |  | 1.49+1.583j | 0.095+0.781j | 0.095+0.781j | 0.095+0.781j | 1.49+1.583j | 0.095+0.781j | 0.095+0.781j | 0.095+0.781j | 1.49+1.583j | 12.178 | -2.935 | -2.935 | -2.935 | 12.178 | -2.935 | -2.935 | -2.935 | 12.178 |  | no
bal_1P_4CU |  | oh_cond_4_CU | oh_cond_4_CU | oh_cond_4_CU |  |  | 1.483+1.565j | 0.095+0.781j | 0.095+0.781j | 0.095+0.781j | 1.483+1.565j | 0.095+0.781j | 0.095+0.781j | 0.095+0.781j | 1.483+1.565j | 11.78 | -2.785 | -2.785 | -2.785 | 11.78 | -2.785 | -2.785 | -2.785 | 11.78 |  | no
bal_1P_6CU |  | oh_cond_6_CU | oh_cond_6_CU | oh_cond_6_CU |  |  | 2.275+1.583j | 0.095+0.781j | 0.095+0.781j | 0.095+0.781j | 2.275+1.583j | 0.095+0.781j | 0.095+0.781j | 0.095+0.781j | 2.275+1.583j | 11.393 | -2.641 | -2.641 | -2.641 | 11.393 | -2.641 | -2.641 | -2.641 | 11.393 |  | no
bal_1P_6DCW |  | oh_cond_6D_CWD | oh_cond_6D_CWD | oh_cond_6D_CWD |  |  | 2.315+1.619j | 0.095+0.781j | 0.095+0.781j | 0.095+0.781j | 2.315+1.619j | 0.095+0.781j | 0.095+0.781j | 0.095+0.781j | 2.315+1.619j | 12.087 | -2.901 | -2.901 | -2.901 | 12.087 | -2.901 | -2.901 | -2.901 | 12.087 |  | no
bal_1P_8DCW |  | oh_cond_8D_CWD | oh_cond_8D_CWD | oh_cond_8D_CWD |  |  | 3.605+1.647j | 0.095+0.781j | 0.095+0.781j | 0.095+0.781j | 3.605+1.647j | 0.095+0.781j | 0.095+0.781j | 0.095+0.781j | 3.605+1.647j | 11.681 | -2.748 | -2.748 | -2.748 | 11.681 | -2.748 | -2.748 | -2.748 | 11.681 |  | no
bal_1P_DELTACUST |  | oh_cond_2/0_CU | oh_cond_2/0_CU | oh_cond_2/0_CU | oh_cond_3_#7_CWD_30% |  | 0.66+1.378j | 0.22+0.666j | 0.22+0.666j | 0.22+0.666j | 0.66+1.378j | 0.22+0.666j | 0.22+0.666j | 0.22+0.666j | 0.66+1.378j | 13.24 | -2.712 | -2.712 | -2.712 | 13.24 | -2.712 | -2.712 | -2.712 | 13.24 |  | no
bal_3P_1/0AA |  | oh_cond_1/0_AAAC | oh_cond_1/0_AAAC | oh_cond_1/0_AAAC |  |  | 0.972+1.499j | 0.095+0.781j | 0.095+0.781j | 0.095+0.781j | 0.972+1.499j | 0.095+0.781j | 0.095+0.781j | 0.095+0.781j | 0.972+1.499j | 12.796 | -3.172 | -3.172 | -3.172 | 12.796 | -3.172 | -3.172 | -3.172 | 12.796 |  | no
bal_3P_1/0AC |  | oh_cond_1/0_ACSR | oh_cond_1/0_ACSR | oh_cond_1/0_ACSR |  |  | 0.983+1.497j | 0.095+0.781j | 0.095+0.781j | 0.095+0.781j | 0.983+1.497j | 0.095+0.781j | 0.095+0.781j | 0.095+0.781j | 0.983+1.497j | 12.796 | -3.172 | -3.172 | -3.172 | 12.796 | -3.172 | -3.172 | -3.172 | 12.796 |  | no
bal_3P_2/0CU |  | oh_cond_2/0_CU | oh_cond_2/0_CU | oh_cond_2/0_CU |  |  | 0.535+1.487j | 0.095+0.781j | 0.095+0.781j | 0.095+0.781j | 0.535+1.487j | 0.095+0.781j | 0.095+0.781j | 0.095+0.781j | 0.535+1.487j | 12.878 | -3.204 | -3.204 | -3.204 | 12.878 | -3.204 | -3.204 | -3.204 | 12.878 |  | no
bal_3P_4/0AA |  | oh_cond_4/0_AAAC | oh_cond_4/0_AAAC | oh_cond_4/0_AAAC |  |  | 0.534+1.457j | 0.095+0.781j | 0.095+0.781j | 0.095+0.781j | 0.534+1.457j | 0.095+0.781j | 0.095+0.781j | 0.095+0.781j | 0.534+1.457j | 13.554 | -3.469 | -3.469 | -3.469 | 13.554 | -3.469 | -3.469 | -3.469 | 13.554 |  | no
bal_3P_4/0AC |  | oh_cond_4/0_ACSR | oh_cond_4/0_ACSR | oh_cond_4/0_ACSR |  |  | 0.54+1.457j | 0.095+0.781j | 0.095+0.781j | 0.095+0.781j | 0.54+1.457j | 0.095+0.781j | 0.095+0.781j | 0.095+0.781j | 0.54+1.457j | 13.554 | -3.469 | -3.469 | -3.469 | 13.554 | -3.469 | -3.469 | -3.469 | 13.554 |  | no
bal_3P_4/0AL |  | oh_cond_4/0_AL | oh_cond_4/0_AL | oh_cond_4/0_AL |  |  | 0.537+1.466j | 0.095+0.781j | 0.095+0.781j | 0.095+0.781j | 0.537+1.466j | 0.095+0.781j | 0.095+0.781j | 0.095+0.781j | 0.537+1.466j | 13.381 | -3.4 | -3.4 | -3.4 | 13.381 | -3.4 | -3.4 | -3.4 | 13.381 |  | no
unb_TAPWIRE_OH |  | oh_cond_WP-4/0-CU | oh_cond_WP-4/0-CU | oh_cond_WP-4/0-CU | oh_cond_WP-4/0-CU |  | 0.365+1.097j | 0.093+0.433j | 0.094+0.34j | 0.093+0.433j | 0.368+1.078j | 0.095+0.401j | 0.094+0.34j | 0.095+0.401j | 0.368+1.077j | 14.911 | -4.341 | -1.953 | -4.341 | 15.781 | -3.724 | -1.953 | -3.724 | 14.818 |  | no
und_1P_2ALURD_2AL(N) |  | und_cond_1P_2ALURD_2AL(N) | und_cond_1P_2ALURD_2AL(N) | und_cond_1P_2ALURD_2AL(N) |  |  | 2.379+0.823j | 0.0+0.0j | 0.0+0.0j | 0.0+0.0j | 2.379+0.823j | 0.0+0.0j | 0.0+0.0j | 0.0+0.0j | 2.379+0.823j | 401.497 | 0 | 0 | 0 | 401.497 | 0 | 0 | 0 | 401.497 |  | no
und_1P_DELTACUST |  | und_cond_1P_DELTACUST | und_cond_1P_DELTACUST | und_cond_1P_DELTACUST |  |  | 0.179+0.233j | 0.061-0.024j | 0.061-0.024j | 0.061-0.024j | 0.179+0.233j | 0.061-0.024j | 0.061-0.024j | 0.061-0.024j | 0.179+0.233j | 324.124 | 0 | 0 | 0 | 324.124 | 0 | 0 | 0 | 324.124 |  | no
und_TAPWIRE_UG |  | und_cond_TAPWIRE_UG | und_cond_TAPWIRE_UG | und_cond_TAPWIRE_UG |  |  | 0.001+0.001j | 0.0+0.0j | 0.0+0.0j | 0.0+0.0j | 0.001+0.001j | 0.0+0.0j | 0.0+0.0j | 0.0+0.0j | 0.001+0.001j | 0 | 0 | 0 | 0 | 0 | 0 | 0 | 0 | 0 |  | no

## load
data_type | static
owner_type | feeder
owner | 8103602
object | load
name | groupid | parent | bustype | phases | nominal_voltage | load_class | constant_power_A | constant_power_B | constant_power_C | constant_current_A | constant_current_B | constant_current_C | constant_impedance_A | constant_impedance_B | constant_impedance_C | base_power_A | base_power_B | base_power_C | power_pf_A | power_pf_B | power_pf_C | current_pf_A | current_pf_B | current_pf_C | impedance_pf_A | impedance_pf_B | impedance_pf_C | power_fraction_A | power_fraction_B | power_fraction_C | current_fraction_A | current_fraction_B | current_fraction_C | impedance_fraction_A | impedance_fraction_B | impedance_fraction_C | dcircuit | selected | monitored | monitored_fields | class_monitored_fields | played | played_fields | base_kw_A | base_kw_B | base_kw_C | kw_A | kw_B | kw_C | comments | critical_load | dem_resp_lb | dem_resp_ub | dem_resp_shortage_cost | dem_resp_surplus_cost | num_customers
load_220343767 |  | node_1398477_045_15401382_429 |  | AN | 0 | Residential | 3326.4+1417.04j | 0 | 0 | 0 | 0 | 0 | [24 empty] | 8103602 | no | no |  |  | no |  | 0 | 0 | 0 | 0 | 0 | 0 |  | 1 | 1 | 1 | 0 | 0 | 0
load_220343768 |  | node_1399818_455_15401519_257 |  | AN | 0 | Residential | 7480.8+3186.807j | 0 | 0 | 0 | 0 | 0 | [24 empty] | 8103602 | no | no |  |  | no |  | 0 | 0 | 0 | 0 | 0 | 0 |  | 1 | 1 | 1 | 0 | 0 | 0
load_220343770 |  | node_1401407_415_15401610_469 |  | AN | 0 | Residential | 13449.6+5729.506j | 0 | 0 | 0 | 0 | 0 | [24 empty] | 8103602 | no | no |  |  | no |  | 0 | 0 | 0 | 0 | 0 | 0 |  | 1 | 1 | 1 | 0 | 0 | 0
load_220343771 |  | node_1403799_282_15401707_478 |  | AN | 0 | Residential | 1605.6+683.983j | 0 | 0 | 0 | 0 | 0 | [24 empty] | 8103602 | no | no |  |  | no |  | 0 | 0 | 0 | 0 | 0 | 0 |  | 1 | 1 | 1 | 0 | 0 | 0
load_220343772 |  | node_1404055_493_15401658_05 |  | AN | 0 | Residential | 17236.8+7342.846j | 0 | 0 | 0 | 0 | 0 | [24 empty] | 8103602 | no | no |  |  | no |  | 0 | 0 | 0 | 0 | 0 | 0 |  | 1 | 1 | 1 | 0 | 0 | 0
load_220343774 |  | node_1406791_82_15401824_662 |  | AN | 0 | Residential | 914.4+389.533j | 0 | 0 | 0 | 0 | 0 | [24 empty] | 8103602 | no | no |  |  | no |  | 0 | 0 | 0 | 0 | 0 | 0 |  | 1 | 1 | 1 | 0 | 0 | 0
load_220343775 |  | node_1407022_119_15401840_719 |  | AN | 0 | Residential | 0 | 0 | 0 | 0 | 0 | 0 | [24 empty] | 8103602 | no | no |  |  | no |  | 0 | 0 | 0 | 0 | 0 | 0 |  | 1 | 1 | 1 | 0 | 0 | 0
load_220343847 |  | node_1404817_486_15398168_882 |  | AN | 0 | Residential | 6271.2+2671.52j | 0 | 0 | 0 | 0 | 0 | [24 empty] | 8103602 | no | no |  |  | no |  | 0 | 0 | 0 | 0 | 0 | 0 |  | 1 | 1 | 1 | 0 | 0 | 0
load_220343848 |  | node_1405641_195_15397496_912 |  | AN | 0 | Residential | 14126.4+6017.821j | 0 | 0 | 0 | 0 | 0 | [24 empty] | 8103602 | no | no |  |  | no |  | 0 | 0 | 0 | 0 | 0 | 0 |  | 1 | 1 | 1 | 0 | 0 | 0
load_220343849 |  | node_1404560_103_15400036_313 |  | AN | 0 | Residential | 705.6+300.584j | 0 | 0 | 0 | 0 | 0 | [24 empty] | 8103602 | no | no |  |  | no |  | 0 | 0 | 0 | 0 | 0 | 0 |  | 1 | 1 | 1 | 0 | 0 | 0
load_220343850 |  | node_1405062_261_15398960_451 |  | AN | 0 | Residential | 2700+1150.195j | 0 | 0 | 0 | 0 | 0 | [24 empty] | 8103602 | no | no |  |  | no |  | 0 | 0 | 0 | 0 | 0 | 0 |  | 1 | 1 | 1 | 0 | 0 | 0
load_220343851 |  | node_1404281_607_15405097_822 |  | AN | 0 | Residential | 9295.2+3959.739j | 0 | 0 | 0 | 0 | 0 | [24 empty] | 8103602 | no | no |  |  | no |  | 0 | 0 | 0 | 0 | 0 | 0 |  | 1 | 1 | 1 | 0 | 0 | 0
load_220343852 |  | node_1404920_98_15405165_687 |  | AN | 0 | Residential | 20462.4+8716.946j | 0 | 0 | 0 | 0 | 0 | [24 empty] | 8103602 | no | no |  |  | no |  | 0 | 0 | 0 | 0 | 0 | 0 |  | 1 | 1 | 1 | 0 | 0 | 0
load_220343853 |  | node_1403768_672_15405120_605 |  | AN | 0 | Residential | 16063.2+6842.895j | 0 | 0 | 0 | 0 | 0 | [24 empty] | 8103602 | no | no |  |  | no |  | 0 | 0 | 0 | 0 | 0 | 0 |  | 1 | 1 | 1 | 0 | 0 | 0
load_220343854 |  | node_1403863_292_15405968_097 |  | AN | 0 | Residential | 4096.8+1745.229j | 0 | 0 | 0 | 0 | 0 | [24 empty] | 8103602 | no | no |  |  | no |  | 0 | 0 | 0 | 0 | 0 | 0 |  | 1 | 1 | 1 | 0 | 0 | 0
load_220343855 |  | node_1403896_655_15406278_879 |  | AN | 0 | Residential | 16437.6+7002.388j | 0 | 0 | 0 | 0 | 0 | [24 empty] | 8103602 | no | no |  |  | no |  | 0 | 0 | 0 | 0 | 0 | 0 |  | 1 | 1 | 1 | 0 | 0 | 0
load_220343856 |  | node_1403996_907_15402682_279 |  | AN | 0 | Residential | 15573.6+6634.326j | 0 | 0 | 0 | 0 | 0 | [24 empty] | 8103602 | no | no |  |  | no |  | 0 | 0 | 0 | 0 | 0 | 0 |  | 1 | 1 | 1 | 0 | 0 | 0
load_220343857 |  | node_1404041_067_15403126_226 |  | AN | 0 | Residential | 12369.6+5269.428j | 0 | 0 | 0 | 0 | 0 | [24 empty] | 8103602 | no | no |  |  | no |  | 0 | 0 | 0 | 0 | 0 | 0 |  | 1 | 1 | 1 | 0 | 0 | 0
load_220343859 |  | node_1403992_395_15404233_088 |  | AN | 0 | Residential | 14392.8+6131.307j | 0 | 0 | 0 | 0 | 0 | [24 empty] | 8103602 | no | no |  |  | no |  | 0 | 0 | 0 | 0 | 0 | 0 |  | 1 | 1 | 1 | 0 | 0 | 0
load_220343860 |  | node_1408080_665_15396704_105 |  | AN | 0 | Residential | 14414.4+6140.509j | 0 | 0 | 0 | 0 | 0 | [24 empty] | 8103602 | no | no |  |  | no |  | 0 | 0 | 0 | 0 | 0 | 0 |  | 1 | 1 | 1 | 0 | 0 | 0
load_220353232 |  | node_1414993_984_15420472_698 |  | AN | 0 | Residential | 12088.8+5149.807j | 0 | 0 | 0 | 0 | 0 | [24 empty] | 8103602 | no | no |  |  | no |  | 0 | 0 | 0 | 0 | 0 | 0 |  | 1 | 1 | 1 | 0 | 0 | 0
load_220353234 |  | node_1414436_733_15422286_458 |  | AN | 0 | Residential | 7207.2+3070.254j | 0 | 0 | 0 | 0 | 0 | [24 empty] | 8103602 | no | no |  |  | no |  | 0 | 0 | 0 | 0 | 0 | 0 |  | 1 | 1 | 1 | 0 | 0 | 0
load_220353235 |  | node_1414026_071_15422299_106 |  | AN | 0 | Residential | 4341.6+1849.514j | 0 | 0 | 0 | 0 | 0 | [24 empty] | 8103602 | no | no |  |  | no |  | 0 | 0 | 0 | 0 | 0 | 0 |  | 1 | 1 | 1 | 0 | 0 | 0
load_220353298 |  | node_1416957_067_15420534_073 |  | AN | 0 | Residential | 17985.6+7661.834j | 0 | 0 | 0 | 0 | 0 | [24 empty] | 8103602 | no | no |  |  | no |  | 0 | 0 | 0 | 0 | 0 | 0 |  | 1 | 1 | 1 | 0 | 0 | 0
load_220353299 |  | node_1415556_609_15420672_349 |  | AN | 0 | Other | 0 | 0 | 0 | 0 | 0 | 0 | [24 empty] | 8103602 | no | no |  |  | no |  | 0 | 0 | 0 | 0 | 0 | 0 |  | 1 | 1 | 1 | 0 | 0 | 0
load_220353301 |  | node_1416336_539_15420716_879 |  | AN | 0 | Residential | 2239.2+953.895j | 0 | 0 | 0 | 0 | 0 | [24 empty] | 8103602 | no | no |  |  | no |  | 0 | 0 | 0 | 0 | 0 | 0 |  | 1 | 1 | 1 | 0 | 0 | 0
load_220353302 |  | node_1416819_618_15420736_366 |  | AN | 0 | Residential | 0 | 0 | 0 | 0 | 0 | 0 | [24 empty] | 8103602 | no | no |  |  | no |  | 0 | 0 | 0 | 0 | 0 | 0 |  | 1 | 1 | 1 | 0 | 0 | 0
load_220353304 |  | node_1417385_113_15420782_483 |  | AN | 0 | Residential | 16243.2+6919.574j | 0 | 0 | 0 | 0 | 0 | [24 empty] | 8103602 | no | no |  |  | no |  | 0 | 0 | 0 | 0 | 0 | 0 |  | 1 | 1 | 1 | 0 | 0 | 0
load_220353371 |  | node_1420507_677_15383689_527 |  | AN | 0 | Residential | 9849.6+4195.912j | 0 | 0 | 0 | 0 | 0 | [24 empty] | 8103602 | no | no |  |  | no |  | 0 | 0 | 0 | 0 | 0 | 0 |  | 1 | 1 | 1 | 0 | 0 | 0
load_220353373 |  | node_1421032_746_15395640_739 |  | AN | 0 | Residential | 4766.4+2030.478j | 0 | 0 | 0 | 0 | 0 | [24 empty] | 8103602 | no | no |  |  | no |  | 0 | 0 | 0 | 0 | 0 | 0 |  | 1 | 1 | 1 | 0 | 0 | 0
load_220353374 |  | node_1420941_322_15395119_969 |  | AN | 0 | Residential | 3254.4+1386.369j | 0 | 0 | 0 | 0 | 0 | [24 empty] | 8103602 | no | no |  |  | no |  | 0 | 0 | 0 | 0 | 0 | 0 |  | 1 | 1 | 1 | 0 | 0 | 0
load_220353375 |  | node_1420895_15394856_496 |  | AN | 0 | Residential | 6069.6+2585.639j | 0 | 0 | 0 | 0 | 0 | [24 empty] | 8103602 | no | no |  |  | no |  | 0 | 0 | 0 | 0 | 0 | 0 |  | 1 | 1 | 1 | 0 | 0 | 0
load_220353376 |  | node_1421207_506_15393997_867 |  | AN | 0 | Residential | 60350.4+25709.163j | 0 | 0 | 0 | 0 | 0 | [24 empty] | 8103602 | no | no |  |  | no |  | 0 | 0 | 0 | 0 | 0 | 0 |  | 1 | 1 | 1 | 0 | 0 | 0
load_220353377 |  | node_1421272_455_15393722_011 |  | AN | 0 | Other | 0 | 0 | 0 | 0 | 0 | 0 | [24 empty] | 8103602 | no | no |  |  | no |  | 0 | 0 | 0 | 0 | 0 | 0 |  | 1 | 1 | 1 | 0 | 0 | 0
load_220353378 |  | node_1421116_685_15385563_038 |  | AN | 0 | Other | 0 | 0 | 0 | 0 | 0 | 0 | [24 empty] | 8103602 | no | no |  |  | no |  | 0 | 0 | 0 | 0 | 0 | 0 |  | 1 | 1 | 1 | 0 | 0 | 0
load_220353379 |  | node_1421087_681_15385200_651 |  | AN | 0 | Residential | 5680.8+2420.011j | 0 | 0 | 0 | 0 | 0 | [24 empty] | 8103602 | no | no |  |  | no |  | 0 | 0 | 0 | 0 | 0 | 0 |  | 1 | 1 | 1 | 0 | 0 | 0
load_220353383 |  | node_1421544_781_15396313_666 |  | AN | 0 | Residential | 31802.4+13547.766j | 0 | 0 | 0 | 0 | 0 | [24 empty] | 8103602 | no | no |  |  | no |  | 0 | 0 | 0 | 0 | 0 | 0 |  | 1 | 1 | 1 | 0 | 0 | 0
load_220353384 |  | node_1421444_124_15396027_89 |  | AN | 0 | NonResidential | 1000+425.998j | 0 | 0 | 0 | 0 | 0 | [24 empty] | 8103602 | no | no |  |  | no |  | 0 | 0 | 0 | 0 | 0 | 0 |  | 1 | 1 | 1 | 0 | 0 | 0
load_220353385 |  | node_1421334_418_15395101_377 |  | AN | 0 | Residential | 9626.4+4100.829j | 0 | 0 | 0 | 0 | 0 | [24 empty] | 8103602 | no | no |  |  | no |  | 0 | 0 | 0 | 0 | 0 | 0 |  | 1 | 1 | 1 | 0 | 0 | 0
load_220353386 |  | node_1422230_586_15392565_689 |  | AN | 0 | Residential | 15336+6533.109j | 0 | 0 | 0 | 0 | 0 | [24 empty] | 8103602 | no | no |  |  | no |  | 0 | 0 | 0 | 0 | 0 | 0 |  | 1 | 1 | 1 | 0 | 0 | 0
load_220353387 |  | node_1422250_708_15389360_077 |  | AN | 0 | Residential | 2901.6+1236.076j | 0 | 0 | 0 | 0 | 0 | [24 empty] | 8103602 | no | no |  |  | no |  | 0 | 0 | 0 | 0 | 0 | 0 |  | 1 | 1 | 1 | 0 | 0 | 0
load_220353388 |  | node_1422177_157_15388866 |  | AN | 0 | Residential | 986.4+420.205j | 0 | 0 | 0 | 0 | 0 | [24 empty] | 8103602 | no | no |  |  | no |  | 0 | 0 | 0 | 0 | 0 | 0 |  | 1 | 1 | 1 | 0 | 0 | 0
load_220353389 |  | node_1422033_707_15388062_742 |  | AN | 0 | Residential | 12146.4+5174.345j | 0 | 0 | 0 | 0 | 0 | [24 empty] | 8103602 | no | no |  |  | no |  | 0 | 0 | 0 | 0 | 0 | 0 |  | 1 | 1 | 1 | 0 | 0 | 0
load_220353390 |  | node_1421451_043_15386417_172 |  | AN | 0 | Residential | 7574.4+3226.681j | 0 | 0 | 0 | 0 | 0 | [24 empty] | 8103602 | no | no |  |  | no |  | 0 | 0 | 0 | 0 | 0 | 0 |  | 1 | 1 | 1 | 0 | 0 | 0
load_220353428 |  | node_1421181_966_15383777_477 |  | AN | 0 | Residential | 9259.2+3944.403j | 0 | 0 | 0 | 0 | 0 | [24 empty] | 8103602 | no | no |  |  | no |  | 0 | 0 | 0 | 0 | 0 | 0 |  | 1 | 1 | 1 | 0 | 0 | 0
load_220353429 |  | node_1421409_101_15383848_276 |  | AN | 0 | Residential | 2556+1088.851j | 0 | 0 | 0 | 0 | 0 | [24 empty] | 8103602 | no | no |  |  | no |  | 0 | 0 | 0 | 0 | 0 | 0 |  | 1 | 1 | 1 | 0 | 0 | 0
load_220353430 |  | node_1421737_2_15383887_89 |  | AN | 0 | Residential | 3902.4+1662.415j | 0 | 0 | 0 | 0 | 0 | [24 empty] | 8103602 | no | no |  |  | no |  | 0 | 0 | 0 | 0 | 0 | 0 |  | 1 | 1 | 1 | 0 | 0 | 0
load_220353431 |  | node_1421912_238_15383912_219 |  | AN | 0 | Residential | 5961.6+2539.631j | 0 | 0 | 0 | 0 | 0 | [24 empty] | 8103602 | no | no |  |  | no |  | 0 | 0 | 0 | 0 | 0 | 0 |  | 1 | 1 | 1 | 0 | 0 | 0
load_220353432 |  | node_1422419_014_15383915_36 |  | AN | 0 | Residential | 26755.2+11397.667j | 0 | 0 | 0 | 0 | 0 | [24 empty] | 8103602 | no | no |  |  | no |  | 0 | 0 | 0 | 0 | 0 | 0 |  | 1 | 1 | 1 | 0 | 0 | 0
load_220353434 |  | node_1422796_941_15383186_838 |  | AN | 0 | NonResidential | 20000+8519.964j | 0 | 0 | 0 | 0 | 0 | [24 empty] | 8103602 | no | no |  |  | no |  | 0 | 0 | 0 | 0 | 0 | 0 |  | 1 | 1 | 1 | 0 | 0 | 0
load_220353435 |  | node_1422903_808_15383613_369 |  | AN | 0 | Residential | 4233.6+1803.506j | 0 | 0 | 0 | 0 | 0 | [24 empty] | 8103602 | no | no |  |  | no |  | 0 | 0 | 0 | 0 | 0 | 0 |  | 1 | 1 | 1 | 0 | 0 | 0
load_220353436 |  | node_1423303_658_15383342_312 |  | AN | 0 | Residential | 22284+9492.944j | 0 | 0 | 0 | 0 | 0 | [24 empty] | 8103602 | no | no |  |  | no |  | 0 | 0 | 0 | 0 | 0 | 0 |  | 1 | 1 | 1 | 0 | 0 | 0
load_220353437 |  | node_1423842_891_15382901_433 |  | AN | 0 | Residential | 5083.2+2165.434j | 0 | 0 | 0 | 0 | 0 | [24 empty] | 8103602 | no | no |  |  | no |  | 0 | 0 | 0 | 0 | 0 | 0 |  | 1 | 1 | 1 | 0 | 0 | 0
load_220353439 |  | node_1424221_908_15382504_95 |  | AN | 0 | Residential | 33904.8+14443.384j | 0 | 0 | 0 | 0 | 0 | [24 empty] | 8103602 | no | no |  |  | no |  | 0 | 0 | 0 | 0 | 0 | 0 |  | 1 | 1 | 1 | 0 | 0 | 0
load_220353440 |  | node_1424278_154_15382270_634 |  | AN | 0 | Residential | 4276.8+1821.909j | 0 | 0 | 0 | 0 | 0 | [24 empty] | 8103602 | no | no |  |  | no |  | 0 | 0 | 0 | 0 | 0 | 0 |  | 1 | 1 | 1 | 0 | 0 | 0
load_220353441 |  | node_1424145_307_15382061_431 |  | AN | 0 | Residential | 13492.8+5747.909j | 0 | 0 | 0 | 0 | 0 | [24 empty] | 8103602 | no | no |  |  | no |  | 0 | 0 | 0 | 0 | 0 | 0 |  | 1 | 1 | 1 | 0 | 0 | 0
load_220353442 |  | node_1424613_906_15382159_094 |  | AN | 0 | Residential | 3708+1579.601j | 0 | 0 | 0 | 0 | 0 | [24 empty] | 8103602 | no | no |  |  | no |  | 0 | 0 | 0 | 0 | 0 | 0 |  | 1 | 1 | 1 | 0 | 0 | 0
load_220353443 |  | node_1424813_012_15381792_501 |  | AN | 0 | Residential | 17452.8+7434.862j | 0 | 0 | 0 | 0 | 0 | [24 empty] | 8103602 | no | no |  |  | no |  | 0 | 0 | 0 | 0 | 0 | 0 |  | 1 | 1 | 1 | 0 | 0 | 0
load_220353444 |  | node_1424876_415_15381401_776 |  | AN | 0 | Residential | 34783.2+14817.581j | 0 | 0 | 0 | 0 | 0 | [24 empty] | 8103602 | no | no |  |  | no |  | 0 | 0 | 0 | 0 | 0 | 0 |  | 1 | 1 | 1 | 0 | 0 | 0
load_220353445 |  | node_1424786_614_15381256_262 |  | AN | 0 | Residential | 27093.6+11541.825j | 0 | 0 | 0 | 0 | 0 | [24 empty] | 8103602 | no | no |  |  | no |  | 0 | 0 | 0 | 0 | 0 | 0 |  | 1 | 1 | 1 | 0 | 0 | 0
load_220353446 |  | node_1422696_603_15390355_494 |  | AN | 0 | Residential | 3031.2+1291.286j | 0 | 0 | 0 | 0 | 0 | [24 empty] | 8103602 | no | no |  |  | no |  | 0 | 0 | 0 | 0 | 0 | 0 |  | 1 | 1 | 1 | 0 | 0 | 0
load_220353447 |  | node_1422584_459_15389812_401 |  | AN | 0 | Residential | 2124+904.82j | 0 | 0 | 0 | 0 | 0 | [24 empty] | 8103602 | no | no |  |  | no |  | 0 | 0 | 0 | 0 | 0 | 0 |  | 1 | 1 | 1 | 0 | 0 | 0
load_220353449 |  | node_1422822_154_15389705_295 |  | AN | 0 | Residential | 3549.6+1512.123j | 0 | 0 | 0 | 0 | 0 | [24 empty] | 8103602 | no | no |  |  | no |  | 0 | 0 | 0 | 0 | 0 | 0 |  | 1 | 1 | 1 | 0 | 0 | 0
load_220353450 |  | node_1423896_194_15390616_615 |  | AN | 0 | Residential | 6998.4+2981.306j | 0 | 0 | 0 | 0 | 0 | [24 empty] | 8103602 | no | no |  |  | no |  | 0 | 0 | 0 | 0 | 0 | 0 |  | 1 | 1 | 1 | 0 | 0 | 0
load_220353451 |  | node_1424494_981_15388457_18 |  | AN | 0 | NonResidential | 158.4+67.478j | 0 | 0 | 0 | 0 | 0 | [24 empty] | 8103602 | no | no |  |  | no |  | 0 | 0 | 0 | 0 | 0 | 0 |  | 1 | 1 | 1 | 0 | 0 | 0
load_220353452 |  | node_1424182_627_15387284_469 |  | AN | 0 | Other | 0 | 0 | 0 | 0 | 0 | 0 | [24 empty] | 8103602 | no | no |  |  | no |  | 0 | 0 | 0 | 0 | 0 | 0 |  | 1 | 1 | 1 | 0 | 0 | 0
load_220353454 |  | node_1424812_66_15395244_725 |  | AN | 0 | Residential | 12513.6+5330.771j | 0 | 0 | 0 | 0 | 0 | [24 empty] | 8103602 | no | no |  |  | no |  | 0 | 0 | 0 | 0 | 0 | 0 |  | 1 | 1 | 1 | 0 | 0 | 0
load_220353455 |  | node_1424986_034_15394935_852 |  | AN | 0 | Residential | 3564+1518.258j | 0 | 0 | 0 | 0 | 0 | [24 empty] | 8103602 | no | no |  |  | no |  | 0 | 0 | 0 | 0 | 0 | 0 |  | 1 | 1 | 1 | 0 | 0 | 0
load_220353456 |  | node_1425118_873_15394767_577 |  | AN | 0 | Residential | 3218.4+1371.033j | 0 | 0 | 0 | 0 | 0 | [24 empty] | 8103602 | no | no |  |  | no |  | 0 | 0 | 0 | 0 | 0 | 0 |  | 1 | 1 | 1 | 0 | 0 | 0
load_220353649 |  | node_1415211_416_15394505_696 |  | AN | 0 | Residential | 4010.4+1708.423j | 0 | 0 | 0 | 0 | 0 | [24 empty] | 8103602 | no | no |  |  | no |  | 0 | 0 | 0 | 0 | 0 | 0 |  | 1 | 1 | 1 | 0 | 0 | 0
load_220353651 |  | node_1416933_385_15394041_097 |  | AN | 0 | Residential | 18748.8+7986.955j | 0 | 0 | 0 | 0 | 0 | [24 empty] | 8103602 | no | no |  |  | no |  | 0 | 0 | 0 | 0 | 0 | 0 |  | 1 | 1 | 1 | 0 | 0 | 0
load_220353652 |  | node_1416571_781_15394006_249 |  | AN | 0 | Other | 0 | 0 | 0 | 0 | 0 | 0 | [24 empty] | 8103602 | no | no |  |  | no |  | 0 | 0 | 0 | 0 | 0 | 0 |  | 1 | 1 | 1 | 0 | 0 | 0
load_220353653 |  | node_1416211_439_15394118_062 |  | AN | 0 | Residential | 10202.4+4346.204j | 0 | 0 | 0 | 0 | 0 | [24 empty] | 8103602 | no | no |  |  | no |  | 0 | 0 | 0 | 0 | 0 | 0 |  | 1 | 1 | 1 | 0 | 0 | 0
load_220353654 |  | node_1415822_372_15394161_505 |  | AN | 0 | Residential | 5054.4+2153.165j | 0 | 0 | 0 | 0 | 0 | [24 empty] | 8103602 | no | no |  |  | no |  | 0 | 0 | 0 | 0 | 0 | 0 |  | 1 | 1 | 1 | 0 | 0 | 0
load_220353655 |  | node_1414563_296_15393740_205 |  | AN | 0 | Other | 0 | 0 | 0 | 0 | 0 | 0 | [24 empty] | 8103602 | no | no |  |  | no |  | 0 | 0 | 0 | 0 | 0 | 0 |  | 1 | 1 | 1 | 0 | 0 | 0
load_220353656 |  | node_1414182_815_15394337_498 |  | AN | 0 | Residential | 6516+2775.804j | 0 | 0 | 0 | 0 | 0 | [24 empty] | 8103602 | no | no |  |  | no |  | 0 | 0 | 0 | 0 | 0 | 0 |  | 1 | 1 | 1 | 0 | 0 | 0
load_220353657 |  | node_1420350_862_15393999_848 |  | AN | 0 | Residential | 4629.6+1972.201j | 0 | 0 | 0 | 0 | 0 | [24 empty] | 8103602 | no | no |  |  | no |  | 0 | 0 | 0 | 0 | 0 | 0 |  | 1 | 1 | 1 | 0 | 0 | 0
load_220353658 |  | node_1420372_999_15393665_709 |  | AN | 0 | Residential | 13204.8+5625.221j | 0 | 0 | 0 | 0 | 0 | [24 empty] | 8103602 | no | no |  |  | no |  | 0 | 0 | 0 | 0 | 0 | 0 |  | 1 | 1 | 1 | 0 | 0 | 0
load_220353659 |  | node_1413876_097_15394412_614 |  | AN | 0 | NonResidential | 1800+766.797j | 0 | 0 | 0 | 0 | 0 | [24 empty] | 8103602 | no | no |  |  | no |  | 0 | 0 | 0 | 0 | 0 | 0 |  | 1 | 1 | 1 | 0 | 0 | 0
load_220353660 |  | node_1412859_454_15394656_545 |  | AN | 0 | NonResidential | 0 | 0 | 0 | 0 | 0 | 0 | [24 empty] | 8103602 | no | no |  |  | no |  | 0 | 0 | 0 | 0 | 0 | 0 |  | 1 | 1 | 1 | 0 | 0 | 0
load_220353661 |  | node_1412255_301_15394807_422 |  | AN | 0 | Residential | 10231.2+4358.473j | 0 | 0 | 0 | 0 | 0 | [24 empty] | 8103602 | no | no |  |  | no |  | 0 | 0 | 0 | 0 | 0 | 0 |  | 1 | 1 | 1 | 0 | 0 | 0
load_220353662 |  | node_1411870_269_15394771_33 |  | AN | 0 | Residential | 0 | 0 | 0 | 0 | 0 | 0 | [24 empty] | 8103602 | no | no |  |  | no |  | 0 | 0 | 0 | 0 | 0 | 0 |  | 1 | 1 | 1 | 0 | 0 | 0
load_220353663 |  | node_1411604_227_15395102_047 |  | AN | 0 | NonResidential | 2116.8+901.753j | 0 | 0 | 0 | 0 | 0 | [24 empty] | 8103602 | no | no |  |  | no |  | 0 | 0 | 0 | 0 | 0 | 0 |  | 1 | 1 | 1 | 0 | 0 | 0
load_220353664 |  | node_1418303_214_15394252_228 |  | AN | 0 | Residential | 302.4+128.822j | 0 | 0 | 0 | 0 | 0 | [24 empty] | 8103602 | no | no |  |  | no |  | 0 | 0 | 0 | 0 | 0 | 0 |  | 1 | 1 | 1 | 0 | 0 | 0
load_220353665 |  | node_1418002_206_15394190_264 |  | AN | 0 | NonResidential | 0 | 0 | 0 | 0 | 0 | 0 | [24 empty] | 8103602 | no | no |  |  | no |  | 0 | 0 | 0 | 0 | 0 | 0 |  | 1 | 1 | 1 | 0 | 0 | 0
load_220353832 |  | node_1417994_581_15391484_89 |  | AN | 0 | Residential | 5018.4+2137.829j | 0 | 0 | 0 | 0 | 0 | [24 empty] | 8103602 | no | no |  |  | no |  | 0 | 0 | 0 | 0 | 0 | 0 |  | 1 | 1 | 1 | 0 | 0 | 0
load_220353833 |  | node_1417224_789_15390353_091 |  | AN | 0 | Residential | 3168+1349.562j | 0 | 0 | 0 | 0 | 0 | [24 empty] | 8103602 | no | no |  |  | no |  | 0 | 0 | 0 | 0 | 0 | 0 |  | 1 | 1 | 1 | 0 | 0 | 0
load_220353834 |  | node_1416822_48_15391373_069 |  | AN | 0 | Residential | 8222.4+3502.728j | 0 | 0 | 0 | 0 | 0 | [24 empty] | 8103602 | no | no |  |  | no |  | 0 | 0 | 0 | 0 | 0 | 0 |  | 1 | 1 | 1 | 0 | 0 | 0
load_220353835 |  | node_1421365_269_15392347_464 |  | AN | 0 | Residential | 10281.6+4379.943j | 0 | 0 | 0 | 0 | 0 | [24 empty] | 8103602 | no | no |  |  | no |  | 0 | 0 | 0 | 0 | 0 | 0 |  | 1 | 1 | 1 | 0 | 0 | 0
load_220353836 |  | node_1415299_488_15391898_901 |  | AN | 0 | Other | 0 | 0 | 0 | 0 | 0 | 0 | [24 empty] | 8103602 | no | no |  |  | no |  | 0 | 0 | 0 | 0 | 0 | 0 |  | 1 | 1 | 1 | 0 | 0 | 0
load_220353837 |  | node_1421046_773_15392212_863 |  | AN | 0 | Residential | 12456+5306.234j | 0 | 0 | 0 | 0 | 0 | [24 empty] | 8103602 | no | no |  |  | no |  | 0 | 0 | 0 | 0 | 0 | 0 |  | 1 | 1 | 1 | 0 | 0 | 0
load_220353838 |  | node_1420787_592_15392263_902 |  | AN | 0 | Residential | 12952.8+5517.87j | 0 | 0 | 0 | 0 | 0 | [24 empty] | 8103602 | no | no |  |  | no |  | 0 | 0 | 0 | 0 | 0 | 0 |  | 1 | 1 | 1 | 0 | 0 | 0
load_220353839 |  | node_1420535_304_15392259_52 |  | AN | 0 | NonResidential | 122.4+52.142j | 0 | 0 | 0 | 0 | 0 | [24 empty] | 8103602 | no | no |  |  | no |  | 0 | 0 | 0 | 0 | 0 | 0 |  | 1 | 1 | 1 | 0 | 0 | 0
load_220353840 |  | node_1419934_173_15392278_495 |  | AN | 0 | Residential | 4939.2+2104.09j | 0 | 0 | 0 | 0 | 0 | [24 empty] | 8103602 | no | no |  |  | no |  | 0 | 0 | 0 | 0 | 0 | 0 |  | 1 | 1 | 1 | 0 | 0 | 0
load_220353841 |  | node_1419383_533_15392266_512 |  | AN | 0 | Residential | 4168.8+1775.901j | 0 | 0 | 0 | 0 | 0 | [24 empty] | 8103602 | no | no |  |  | no |  | 0 | 0 | 0 | 0 | 0 | 0 |  | 1 | 1 | 1 | 0 | 0 | 0
load_220353965 |  | node_1422245_674_15391843_45 |  | AN | 0 | Residential | 20757.6+8842.701j | 0 | 0 | 0 | 0 | 0 | [24 empty] | 8103602 | no | no |  |  | no |  | 0 | 0 | 0 | 0 | 0 | 0 |  | 1 | 1 | 1 | 0 | 0 | 0
load_220353966 |  | node_1422373_622_15392161_664 |  | AN | 0 | Residential | 6573.6+2800.342j | 0 | 0 | 0 | 0 | 0 | [24 empty] | 8103602 | no | no |  |  | no |  | 0 | 0 | 0 | 0 | 0 | 0 |  | 1 | 1 | 1 | 0 | 0 | 0
load_220353967 |  | node_1422537_071_15391694_202 |  | AN | 0 | Residential | 18655.2+7947.082j | 0 | 0 | 0 | 0 | 0 | [24 empty] | 8103602 | no | no |  |  | no |  | 0 | 0 | 0 | 0 | 0 | 0 |  | 1 | 1 | 1 | 0 | 0 | 0
load_220353968 |  | node_1422816_631_15391356_471 |  | AN | 0 | Residential | 27964.8+11912.955j | 0 | 0 | 0 | 0 | 0 | [24 empty] | 8103602 | no | no |  |  | no |  | 0 | 0 | 0 | 0 | 0 | 0 |  | 1 | 1 | 1 | 0 | 0 | 0
load_220353969 |  | node_1422823_662_15390863_809 |  | AN | 0 | Residential | 5169.6+2202.24j | 0 | 0 | 0 | 0 | 0 | [24 empty] | 8103602 | no | no |  |  | no |  | 0 | 0 | 0 | 0 | 0 | 0 |  | 1 | 1 | 1 | 0 | 0 | 0
load_220354005 |  | node_1415671_965_15389015_856 |  | AN | 0 | Residential | 1893.6+806.67j | 0 | 0 | 0 | 0 | 0 | [24 empty] | 8103602 | no | no |  |  | no |  | 0 | 0 | 0 | 0 | 0 | 0 |  | 1 | 1 | 1 | 0 | 0 | 0
load_220355417 |  | node_1421785_644_15401010_211 |  | AN | 0 | Residential | 42991.2+18314.175j | 0 | 0 | 0 | 0 | 0 | [24 empty] | 8103602 | no | no |  |  | no |  | 0 | 0 | 0 | 0 | 0 | 0 |  | 1 | 1 | 1 | 0 | 0 | 0
load_220355418 |  | node_1421437_477_15400887_94 |  | AN | 0 | NonResidential | 4226.4+1800.439j | 0 | 0 | 0 | 0 | 0 | [24 empty] | 8103602 | no | no |  |  | no |  | 0 | 0 | 0 | 0 | 0 | 0 |  | 1 | 1 | 1 | 0 | 0 | 0
load_220355420 |  | node_1421247_239_15396490_922 |  | AN | 0 | Residential | 9626.4+4100.829j | 0 | 0 | 0 | 0 | 0 | [24 empty] | 8103602 | no | no |  |  | no |  | 0 | 0 | 0 | 0 | 0 | 0 |  | 1 | 1 | 1 | 0 | 0 | 0
load_220355421 |  | node_1421699_995_15397304_475 |  | AN | 0 | NonResidential | 4478.4+1907.79j | 0 | 0 | 0 | 0 | 0 | [24 empty] | 8103602 | no | no |  |  | no |  | 0 | 0 | 0 | 0 | 0 | 0 |  | 1 | 1 | 1 | 0 | 0 | 0
load_220355422 |  | node_1420830_911_15396615_366 |  | AN | 0 | Residential | 25228.8+10747.424j | 0 | 0 | 0 | 0 | 0 | [24 empty] | 8103602 | no | no |  |  | no |  | 0 | 0 | 0 | 0 | 0 | 0 |  | 1 | 1 | 1 | 0 | 0 | 0
load_220355423 |  | node_1418260_341_15400818_797 |  | AN | 0 | Residential | 25401.6+10821.036j | 0 | 0 | 0 | 0 | 0 | [24 empty] | 8103602 | no | no |  |  | no |  | 0 | 0 | 0 | 0 | 0 | 0 |  | 1 | 1 | 1 | 0 | 0 | 0
load_220355424 |  | node_1420359_593_15400344_878 |  | AN | 0 | NonResidential | 8157.6+3475.123j | 0 | 0 | 0 | 0 | 0 | [24 empty] | 8103602 | no | no |  |  | no |  | 0 | 0 | 0 | 0 | 0 | 0 |  | 1 | 1 | 1 | 0 | 0 | 0
load_220355425 |  | node_1420043_987_15400434_219 |  | AN | 0 | Residential | 8726.4+3717.431j | 0 | 0 | 0 | 0 | 0 | [24 empty] | 8103602 | no | no |  |  | no |  | 0 | 0 | 0 | 0 | 0 | 0 |  | 1 | 1 | 1 | 0 | 0 | 0
load_220355426 |  | node_1419398_724_15400725_674 |  | AN | 0 | Residential | 7855.2+3346.301j | 0 | 0 | 0 | 0 | 0 | [24 empty] | 8103602 | no | no |  |  | no |  | 0 | 0 | 0 | 0 | 0 | 0 |  | 1 | 1 | 1 | 0 | 0 | 0
load_220355427 |  | node_1419241_6_15400474_344 |  | AN | 0 | Residential | 8186.4+3487.392j | 0 | 0 | 0 | 0 | 0 | [24 empty] | 8103602 | no | no |  |  | no |  | 0 | 0 | 0 | 0 | 0 | 0 |  | 1 | 1 | 1 | 0 | 0 | 0
load_220355428 |  | node_1419036_546_15400715_769 |  | AN | 0 | Residential | 3355.2+1429.309j | 0 | 0 | 0 | 0 | 0 | [24 empty] | 8103602 | no | no |  |  | no |  | 0 | 0 | 0 | 0 | 0 | 0 |  | 1 | 1 | 1 | 0 | 0 | 0
load_220355429 |  | node_1421906_632_15400192_888 |  | AN | 0 | NonResidential | 4000+1703.993j | 0 | 0 | 0 | 0 | 0 | [24 empty] | 8103602 | no | no |  |  | no |  | 0 | 0 | 0 | 0 | 0 | 0 |  | 1 | 1 | 1 | 0 | 0 | 0
load_220355430 |  | node_1421926_156_15400196_961 |  | AN | 0 | Residential | 19854+8457.769j | 0 | 0 | 0 | 0 | 0 | [24 empty] | 8103602 | no | no |  |  | no |  | 0 | 0 | 0 | 0 | 0 | 0 |  | 1 | 1 | 1 | 0 | 0 | 0
load_220355431 |  | node_1418886_096_15400474_844 |  | AN | 0 | Residential | 55288.8+23552.93j | 0 | 0 | 0 | 0 | 0 | [24 empty] | 8103602 | no | no |  |  | no |  | 0 | 0 | 0 | 0 | 0 | 0 |  | 1 | 1 | 1 | 0 | 0 | 0
load_220355432 |  | node_1418548_196_15400541_984 |  | AN | 0 | Residential | 11044.8+4705.065j | 0 | 0 | 0 | 0 | 0 | [24 empty] | 8103602 | no | no |  |  | no |  | 0 | 0 | 0 | 0 | 0 | 0 |  | 1 | 1 | 1 | 0 | 0 | 0
load_220355434 |  | node_1418096_273_15400404_196 |  | AN | 0 | Residential | 19144.8+8155.651j | 0 | 0 | 0 | 0 | 0 | [24 empty] | 8103602 | no | no |  |  | no |  | 0 | 0 | 0 | 0 | 0 | 0 |  | 1 | 1 | 1 | 0 | 0 | 0
load_220355435 |  | node_1417172_705_15401146_833 |  | AN | 0 | Residential | 21528+9170.89j | 0 | 0 | 0 | 0 | 0 | [24 empty] | 8103602 | no | no |  |  | no |  | 0 | 0 | 0 | 0 | 0 | 0 |  | 1 | 1 | 1 | 0 | 0 | 0
load_220355438 |  | node_1415880_072_15401272_162 |  | AN | 0 | NonResidential | 3751.2+1598.005j | 0 | 0 | 0 | 0 | 0 | [24 empty] | 8103602 | no | no |  |  | no |  | 0 | 0 | 0 | 0 | 0 | 0 |  | 1 | 1 | 1 | 0 | 0 | 0
load_220355439 |  | node_1415504_048_15401307_259 |  | AN | 0 | Residential | 25891.2+11029.605j | 0 | 0 | 0 | 0 | 0 | [24 empty] | 8103602 | no | no |  |  | no |  | 0 | 0 | 0 | 0 | 0 | 0 |  | 1 | 1 | 1 | 0 | 0 | 0
load_220355440 |  | node_1414634_567_15400769_848 |  | AN | 0 | Residential | 849.6+361.928j | 0 | 0 | 0 | 0 | 0 | [24 empty] | 8103602 | no | no |  |  | no |  | 0 | 0 | 0 | 0 | 0 | 0 |  | 1 | 1 | 1 | 0 | 0 | 0
load_220355441 |  | node_1415027_342_15401326_413 |  | AN | 0 | Residential | 13788+5873.663j | 0 | 0 | 0 | 0 | 0 | [24 empty] | 8103602 | no | no |  |  | no |  | 0 | 0 | 0 | 0 | 0 | 0 |  | 1 | 1 | 1 | 0 | 0 | 0
load_220355442 |  | node_1414782_634_15401412_612 |  | AN | 0 | Residential | 93.6+39.873j | 0 | 0 | 0 | 0 | 0 | [24 empty] | 8103602 | no | no |  |  | no |  | 0 | 0 | 0 | 0 | 0 | 0 |  | 1 | 1 | 1 | 0 | 0 | 0
load_220355443 |  | node_1414453_296_15401333_613 |  | AN | 0 | Residential | 8000+3407.986j | 0 | 0 | 0 | 0 | 0 | [24 empty] | 8103602 | no | no |  |  | no |  | 0 | 0 | 0 | 0 | 0 | 0 |  | 1 | 1 | 1 | 0 | 0 | 0
load_220355444 |  | node_1414209_586_15401208_753 |  | AN | 0 | Residential | 7531.2+3208.278j | 0 | 0 | 0 | 0 | 0 | [24 empty] | 8103602 | no | no |  |  | no |  | 0 | 0 | 0 | 0 | 0 | 0 |  | 1 | 1 | 1 | 0 | 0 | 0
load_220355445 |  | node_1412759_154_15401444_782 |  | AN | 0 | Residential | 835.2+355.794j | 0 | 0 | 0 | 0 | 0 | [24 empty] | 8103602 | no | no |  |  | no |  | 0 | 0 | 0 | 0 | 0 | 0 |  | 1 | 1 | 1 | 0 | 0 | 0
load_220355448 |  | node_1412259_443_15400188_525 |  | AN | 0 | Residential | 6775.2+2886.223j | 0 | 0 | 0 | 0 | 0 | [24 empty] | 8103602 | no | no |  |  | no |  | 0 | 0 | 0 | 0 | 0 | 0 |  | 1 | 1 | 1 | 0 | 0 | 0
load_220355450 |  | node_1411848_055_15401477_37 |  | AN | 0 | Residential | 74253.6+31631.901j | 0 | 0 | 0 | 0 | 0 | [24 empty] | 8103602 | no | no |  |  | no |  | 0 | 0 | 0 | 0 | 0 | 0 |  | 1 | 1 | 1 | 0 | 0 | 0
load_220355451 |  | node_1411300_888_15401700_174 |  | AN | 0 | Residential | 24062.4+10250.539j | 0 | 0 | 0 | 0 | 0 | [24 empty] | 8103602 | no | no |  |  | no |  | 0 | 0 | 0 | 0 | 0 | 0 |  | 1 | 1 | 1 | 0 | 0 | 0
load_220355452 |  | node_1411037_638_15401736_849 |  | AN | 0 | Other | 0 | 0 | 0 | 0 | 0 | 0 | [24 empty] | 8103602 | no | no |  |  | no |  | 0 | 0 | 0 | 0 | 0 | 0 |  | 1 | 1 | 1 | 0 | 0 | 0
load_220355453 |  | node_1410826_344_15401804_517 |  | AN | 0 | Residential | 14277.6+6082.232j | 0 | 0 | 0 | 0 | 0 | [24 empty] | 8103602 | no | no |  |  | no |  | 0 | 0 | 0 | 0 | 0 | 0 |  | 1 | 1 | 1 | 0 | 0 | 0
load_220355454 |  | node_1410334_878_15402013_785 |  | AN | 0 | Residential | 3139.2+1337.294j | 0 | 0 | 0 | 0 | 0 | [24 empty] | 8103602 | no | no |  |  | no |  | 0 | 0 | 0 | 0 | 0 | 0 |  | 1 | 1 | 1 | 0 | 0 | 0
load_220355455 |  | node_1409993_725_15401743_009 |  | AN | 0 | Residential | 19850.4+8456.235j | 0 | 0 | 0 | 0 | 0 | [24 empty] | 8103602 | no | no |  |  | no |  | 0 | 0 | 0 | 0 | 0 | 0 |  | 1 | 1 | 1 | 0 | 0 | 0
load_220355456 |  | node_1410157_733_15401181_274 |  | AN | 0 | Residential | 11844+5045.523j | 0 | 0 | 0 | 0 | 0 | [24 empty] | 8103602 | no | no |  |  | no |  | 0 | 0 | 0 | 0 | 0 | 0 |  | 1 | 1 | 1 | 0 | 0 | 0
load_220355457 |  | node_1408422_86_15401740_468 |  | AN | 0 | Residential | 14832+6318.406j | 0 | 0 | 0 | 0 | 0 | [24 empty] | 8103602 | no | no |  |  | no |  | 0 | 0 | 0 | 0 | 0 | 0 |  | 1 | 1 | 1 | 0 | 0 | 0
load_220355458 |  | node_1408188_177_15401804_658 |  | AN | 0 | NonResidential | 0 | 0 | 0 | 0 | 0 | 0 | [24 empty] | 8103602 | no | no |  |  | no |  | 0 | 0 | 0 | 0 | 0 | 0 |  | 1 | 1 | 1 | 0 | 0 | 0
load_220355459 |  | node_1407860_471_15401852_261 |  | AN | 0 | Residential | 1749.6+745.326j | 0 | 0 | 0 | 0 | 0 | [24 empty] | 8103602 | no | no |  |  | no |  | 0 | 0 | 0 | 0 | 0 | 0 |  | 1 | 1 | 1 | 0 | 0 | 0
load_220355460 |  | node_1407600_533_15401889_111 |  | AN | 0 | Residential | 4363.2+1858.715j | 0 | 0 | 0 | 0 | 0 | [24 empty] | 8103602 | no | no |  |  | no |  | 0 | 0 | 0 | 0 | 0 | 0 |  | 1 | 1 | 1 | 0 | 0 | 0
load_220355461 |  | node_1421346_48_15400321_058 |  | AN | 0 | Residential | 12830.4+5465.728j | 0 | 0 | 0 | 0 | 0 | [24 empty] | 8103602 | no | no |  |  | no |  | 0 | 0 | 0 | 0 | 0 | 0 |  | 1 | 1 | 1 | 0 | 0 | 0
load_220355462 |  | node_1420927_703_15400319_288 |  | AN | 0 | Residential | 612+260.711j | 0 | 0 | 0 | 0 | 0 | [24 empty] | 8103602 | no | no |  |  | no |  | 0 | 0 | 0 | 0 | 0 | 0 |  | 1 | 1 | 1 | 0 | 0 | 0
load_220355463 |  | node_1422401_977_15400324_642 |  | AN | 0 | NonResidential | 0 | 0 | 0 | 0 | 0 | 0 | [24 empty] | 8103602 | no | no |  |  | no |  | 0 | 0 | 0 | 0 | 0 | 0 |  | 1 | 1 | 1 | 0 | 0 | 0
load_220355464 |  | node_1422398_324_15400350_782 |  | BN | 0 | NonResidential | 0 | 0 | 0 | 0 | 0 | 0 | [24 empty] | 8103602 | no | no |  |  | no |  | 0 | 0 | 0 | 0 | 0 | 0 |  | 1 | 1 | 1 | 0 | 0 | 0
load_220355465 |  | node_1422400_485_15400298_079 |  | CN | 0 | NonResidential | 0 | 0 | 0 | 0 | 0 | 0 | [24 empty] | 8103602 | no | no |  |  | no |  | 0 | 0 | 0 | 0 | 0 | 0 |  | 1 | 1 | 1 | 0 | 0 | 0
load_220355466 |  | node_1422419_69_15399965_419 |  | AN | 0 | Residential | 37605.6+16019.919j | 0 | 0 | 0 | 0 | 0 | [24 empty] | 8103602 | no | no |  |  | no |  | 0 | 0 | 0 | 0 | 0 | 0 |  | 1 | 1 | 1 | 0 | 0 | 0
load_220355470 |  | node_1422875_634_15399858_298 |  | AN | 0 | Residential | 58572+24951.568j | 0 | 0 | 0 | 0 | 0 | [24 empty] | 8103602 | no | no |  |  | no |  | 0 | 0 | 0 | 0 | 0 | 0 |  | 1 | 1 | 1 | 0 | 0 | 0
load_220355471 |  | node_1423041_63_15399742_75 |  | AN | 0 | Residential | 2613.6+1113.389j | 0 | 0 | 0 | 0 | 0 | [24 empty] | 8103602 | no | no |  |  | no |  | 0 | 0 | 0 | 0 | 0 | 0 |  | 1 | 1 | 1 | 0 | 0 | 0
load_220355472 |  | node_1423024_523_15399447_703 |  | AN | 0 | Residential | 59090.4+25172.405j | 0 | 0 | 0 | 0 | 0 | [24 empty] | 8103602 | no | no |  |  | no |  | 0 | 0 | 0 | 0 | 0 | 0 |  | 1 | 1 | 1 | 0 | 0 | 0
load_220355473 |  | node_1423331_702_15399761_222 |  | AN | 0 | Residential | 7531.2+3208.278j | 0 | 0 | 0 | 0 | 0 | [24 empty] | 8103602 | no | no |  |  | no |  | 0 | 0 | 0 | 0 | 0 | 0 |  | 1 | 1 | 1 | 0 | 0 | 0
load_220355475 |  | node_1423823_481_15399251_314 |  | AN | 0 | Residential | 16653.6+7094.404j | 0 | 0 | 0 | 0 | 0 | [24 empty] | 8103602 | no | no |  |  | no |  | 0 | 0 | 0 | 0 | 0 | 0 |  | 1 | 1 | 1 | 0 | 0 | 0
load_220355476 |  | node_1423566_912_15399269_42 |  | AN | 0 | Residential | 8402.4+3579.407j | 0 | 0 | 0 | 0 | 0 | [24 empty] | 8103602 | no | no |  |  | no |  | 0 | 0 | 0 | 0 | 0 | 0 |  | 1 | 1 | 1 | 0 | 0 | 0
load_220355477 |  | node_1423369_179_15398967_262 |  | AN | 0 | Residential | 11872.8+5057.792j | 0 | 0 | 0 | 0 | 0 | [24 empty] | 8103602 | no | no |  |  | no |  | 0 | 0 | 0 | 0 | 0 | 0 |  | 1 | 1 | 1 | 0 | 0 | 0
load_220355478 |  | node_1423794_245_15398901_055 |  | AN | 0 | Residential | 5155.2+2196.106j | 0 | 0 | 0 | 0 | 0 | [24 empty] | 8103602 | no | no |  |  | no |  | 0 | 0 | 0 | 0 | 0 | 0 |  | 1 | 1 | 1 | 0 | 0 | 0
load_220355479 |  | node_1423776_305_15398304_961 |  | AN | 0 | Residential | 14702.4+6263.196j | 0 | 0 | 0 | 0 | 0 | [24 empty] | 8103602 | no | no |  |  | no |  | 0 | 0 | 0 | 0 | 0 | 0 |  | 1 | 1 | 1 | 0 | 0 | 0
load_220355480 |  | node_1423794_981_15397930_191 |  | AN | 0 | Residential | 10915.2+4649.856j | 0 | 0 | 0 | 0 | 0 | [24 empty] | 8103602 | no | no |  |  | no |  | 0 | 0 | 0 | 0 | 0 | 0 |  | 1 | 1 | 1 | 0 | 0 | 0
load_220355481 |  | node_1423864_394_15397188_214 |  | AN | 0 | Residential | 17841.6+7600.49j | 0 | 0 | 0 | 0 | 0 | [24 empty] | 8103602 | no | no |  |  | no |  | 0 | 0 | 0 | 0 | 0 | 0 |  | 1 | 1 | 1 | 0 | 0 | 0
load_220355482 |  | node_1423772_182_15396854_891 |  | AN | 0 | Residential | 51040.8+21743.29j | 0 | 0 | 0 | 0 | 0 | [24 empty] | 8103602 | no | no |  |  | no |  | 0 | 0 | 0 | 0 | 0 | 0 |  | 1 | 1 | 1 | 0 | 0 | 0
load_220355483 |  | node_1424296_12_15396161_638 |  | AN | 0 | Residential | 2613.6+1113.389j | 0 | 0 | 0 | 0 | 0 | [24 empty] | 8103602 | no | no |  |  | no |  | 0 | 0 | 0 | 0 | 0 | 0 |  | 1 | 1 | 1 | 0 | 0 | 0
load_220355484 |  | node_1422646_647_15400394_25 |  | AN | 0 | Residential | 70358.4+29972.553j | 0 | 0 | 0 | 0 | 0 | [24 empty] | 8103602 | no | no |  |  | no |  | 0 | 0 | 0 | 0 | 0 | 0 |  | 1 | 1 | 1 | 0 | 0 | 0
load_220355486 |  | node_1424280_083_15397532_87 |  | AN | 0 | Residential | 4586.4+1953.798j | 0 | 0 | 0 | 0 | 0 | [24 empty] | 8103602 | no | no |  |  | no |  | 0 | 0 | 0 | 0 | 0 | 0 |  | 1 | 1 | 1 | 0 | 0 | 0
load_220355487 |  | node_1425449_539_15397867_302 |  | AN | 0 | Residential | 9223.2+3929.067j | 0 | 0 | 0 | 0 | 0 | [24 empty] | 8103602 | no | no |  |  | no |  | 0 | 0 | 0 | 0 | 0 | 0 |  | 1 | 1 | 1 | 0 | 0 | 0
load_220355489 |  | node_1427631_945_15398243_016 |  | AN | 0 | Residential | 5796+2469.086j | 0 | 0 | 0 | 0 | 0 | [24 empty] | 8103602 | no | no |  |  | no |  | 0 | 0 | 0 | 0 | 0 | 0 |  | 1 | 1 | 1 | 0 | 0 | 0
load_220355490 |  | node_1428087_309_15398300_168 |  | AN | 0 | Residential | 9144+3895.328j | 0 | 0 | 0 | 0 | 0 | [24 empty] | 8103602 | no | no |  |  | no |  | 0 | 0 | 0 | 0 | 0 | 0 |  | 1 | 1 | 1 | 0 | 0 | 0
load_220355491 |  | node_1428947_358_15398166_223 |  | AN | 0 | Residential | 2764.8+1177.8j | 0 | 0 | 0 | 0 | 0 | [24 empty] | 8103602 | no | no |  |  | no |  | 0 | 0 | 0 | 0 | 0 | 0 |  | 1 | 1 | 1 | 0 | 0 | 0
load_220355492 |  | node_1430675_186_15401160_117 |  | AN | 0 | Residential | 1094.4+466.212j | 0 | 0 | 0 | 0 | 0 | [24 empty] | 8103602 | no | no |  |  | no |  | 0 | 0 | 0 | 0 | 0 | 0 |  | 1 | 1 | 1 | 0 | 0 | 0
load_220355493 |  | node_1431486_787_15401126_677 |  | AN | 0 | Residential | 8971.2+3821.715j | 0 | 0 | 0 | 0 | 0 | [24 empty] | 8103602 | no | no |  |  | no |  | 0 | 0 | 0 | 0 | 0 | 0 |  | 1 | 1 | 1 | 0 | 0 | 0
load_220355494 |  | node_1434665_183_15401529_728 |  | AN | 0 | Residential | 8193.6+3490.459j | 0 | 0 | 0 | 0 | 0 | [24 empty] | 8103602 | no | no |  |  | no |  | 0 | 0 | 0 | 0 | 0 | 0 |  | 1 | 1 | 1 | 0 | 0 | 0
load_220355495 |  | node_1434641_276_15402406_213 |  | AN | 0 | NonResidential | 13147.2+5600.684j | 0 | 0 | 0 | 0 | 0 | [24 empty] | 8103602 | no | no |  |  | no |  | 0 | 0 | 0 | 0 | 0 | 0 |  | 1 | 1 | 1 | 0 | 0 | 0
load_220355496 |  | node_1435564_616_15401542_841 |  | AN | 0 | Residential | 31399.2+13376.003j | 0 | 0 | 0 | 0 | 0 | [24 empty] | 8103602 | no | no |  |  | no |  | 0 | 0 | 0 | 0 | 0 | 0 |  | 1 | 1 | 1 | 0 | 0 | 0
load_220355502 |  | node_1419665_987_15401872_774 |  | AN | 0 | Residential | 8265.6+3521.131j | 0 | 0 | 0 | 0 | 0 | [24 empty] | 8103602 | no | no |  |  | no |  | 0 | 0 | 0 | 0 | 0 | 0 |  | 1 | 1 | 1 | 0 | 0 | 0
load_220355503 |  | node_1418983_188_15402573_336 |  | AN | 0 | Residential | 3744+1594.937j | 0 | 0 | 0 | 0 | 0 | [24 empty] | 8103602 | no | no |  |  | no |  | 0 | 0 | 0 | 0 | 0 | 0 |  | 1 | 1 | 1 | 0 | 0 | 0
load_220355504 |  | node_1418755_255_15403094_957 |  | AN | 0 | Residential | 5918.4+2521.228j | 0 | 0 | 0 | 0 | 0 | [24 empty] | 8103602 | no | no |  |  | no |  | 0 | 0 | 0 | 0 | 0 | 0 |  | 1 | 1 | 1 | 0 | 0 | 0
load_220355505 |  | node_1421192_355_15400634_323 |  | AN | 0 | Residential | 12218.4+5205.017j | 0 | 0 | 0 | 0 | 0 | [24 empty] | 8103602 | no | no |  |  | no |  | 0 | 0 | 0 | 0 | 0 | 0 |  | 1 | 1 | 1 | 0 | 0 | 0
load_220355514 |  | node_1422633_708_15412362_043 |  | AN | 0 | Residential | 0 | 0 | 0 | 0 | 0 | 0 | [24 empty] | 8103602 | no | no |  |  | no |  | 0 | 0 | 0 | 0 | 0 | 0 |  | 1 | 1 | 1 | 0 | 0 | 0
load_220355515 |  | node_1426010_536_15413619_95 |  | AN | 0 | Residential | 1080+460.078j | 0 | 0 | 0 | 0 | 0 | [24 empty] | 8103602 | no | no |  |  | no |  | 0 | 0 | 0 | 0 | 0 | 0 |  | 1 | 1 | 1 | 0 | 0 | 0
load_220355516 |  | node_1426704_71_15413808_25 |  | AN | 0 | Residential | 37584+16010.717j | 0 | 0 | 0 | 0 | 0 | [24 empty] | 8103602 | no | no |  |  | no |  | 0 | 0 | 0 | 0 | 0 | 0 |  | 1 | 1 | 1 | 0 | 0 | 0
load_220355517 |  | node_1427054_242_15413724_003 |  | AN | 0 | Residential | 1389.6+591.967j | 0 | 0 | 0 | 0 | 0 | [24 empty] | 8103602 | no | no |  |  | no |  | 0 | 0 | 0 | 0 | 0 | 0 |  | 1 | 1 | 1 | 0 | 0 | 0
load_220355524 |  | node_1420083_097_15410349_751 |  | AN | 0 | Residential | 4924.8+2097.956j | 0 | 0 | 0 | 0 | 0 | [24 empty] | 8103602 | no | no |  |  | no |  | 0 | 0 | 0 | 0 | 0 | 0 |  | 1 | 1 | 1 | 0 | 0 | 0
load_220355525 |  | node_1419542_982_15411637_13 |  | AN | 0 | Residential | 3124.8+1331.159j | 0 | 0 | 0 | 0 | 0 | [24 empty] | 8103602 | no | no |  |  | no |  | 0 | 0 | 0 | 0 | 0 | 0 |  | 1 | 1 | 1 | 0 | 0 | 0
load_220355526 |  | node_1418894_078_15413336_487 |  | AN | 0 | Other | 0 | 0 | 0 | 0 | 0 | 0 | [24 empty] | 8103602 | no | no |  |  | no |  | 0 | 0 | 0 | 0 | 0 | 0 |  | 1 | 1 | 1 | 0 | 0 | 0
load_220355527 |  | node_1417839_265_15415600_187 |  | AN | 0 | NonResidential | 3218.4+1371.033j | 0 | 0 | 0 | 0 | 0 | [24 empty] | 8103602 | no | no |  |  | no |  | 0 | 0 | 0 | 0 | 0 | 0 |  | 1 | 1 | 1 | 0 | 0 | 0
load_220355528 |  | node_1417574_413_15415883_17 |  | AN | 0 | NonResidential | 309.6+131.889j | 0 | 0 | 0 | 0 | 0 | [24 empty] | 8103602 | no | no |  |  | no |  | 0 | 0 | 0 | 0 | 0 | 0 |  | 1 | 1 | 1 | 0 | 0 | 0
load_220355529 |  | node_1417317_312_15417234_29 |  | AN | 0 | Residential | 7632+3251.218j | 0 | 0 | 0 | 0 | 0 | [24 empty] | 8103602 | no | no |  |  | no |  | 0 | 0 | 0 | 0 | 0 | 0 |  | 1 | 1 | 1 | 0 | 0 | 0
load_220355530 |  | node_1416585_76_15417577_892 |  | AN | 0 | Residential | 7380+3143.867j | 0 | 0 | 0 | 0 | 0 | [24 empty] | 8103602 | no | no |  |  | no |  | 0 | 0 | 0 | 0 | 0 | 0 |  | 1 | 1 | 1 | 0 | 0 | 0
load_220355531 |  | node_1416442_098_15417813_274 |  | AN | 0 | Residential | 6242.4+2659.251j | 0 | 0 | 0 | 0 | 0 | [24 empty] | 8103602 | no | no |  |  | no |  | 0 | 0 | 0 | 0 | 0 | 0 |  | 1 | 1 | 1 | 0 | 0 | 0
load_220355532 |  | node_1415996_897_15418496_529 |  | AN | 0 | Residential | 15048+6410.421j | 0 | 0 | 0 | 0 | 0 | [24 empty] | 8103602 | no | no |  |  | no |  | 0 | 0 | 0 | 0 | 0 | 0 |  | 1 | 1 | 1 | 0 | 0 | 0
load_220355534 |  | node_1415314_696_15419539_952 |  | AN | 0 | Residential | 3823.2+1628.676j | 0 | 0 | 0 | 0 | 0 | [24 empty] | 8103602 | no | no |  |  | no |  | 0 | 0 | 0 | 0 | 0 | 0 |  | 1 | 1 | 1 | 0 | 0 | 0
load_220355535 |  | node_1415249_335_15419867_863 |  | AN | 0 | Residential | 6667.2+2840.215j | 0 | 0 | 0 | 0 | 0 | [24 empty] | 8103602 | no | no |  |  | no |  | 0 | 0 | 0 | 0 | 0 | 0 |  | 1 | 1 | 1 | 0 | 0 | 0
load_220355572 |  | node_1422126_363_15401743_533 |  | AN | 0 | NonResidential | 5000+2129.991j | 0 | 0 | 0 | 0 | 0 | [24 empty] | 8103602 | no | no |  |  | no |  | 0 | 0 | 0 | 0 | 0 | 0 |  | 1 | 1 | 1 | 0 | 0 | 0
load_220355573 |  | node_1422046_469_15401923_274 |  | AN | 0 | Residential | 1432.8+610.37j | 0 | 0 | 0 | 0 | 0 | [24 empty] | 8103602 | no | no |  |  | no |  | 0 | 0 | 0 | 0 | 0 | 0 |  | 1 | 1 | 1 | 0 | 0 | 0
load_220355574 |  | node_1422119_327_15402618_217 |  | AN | 0 | Residential | 12592.8+5364.51j | 0 | 0 | 0 | 0 | 0 | [24 empty] | 8103602 | no | no |  |  | no |  | 0 | 0 | 0 | 0 | 0 | 0 |  | 1 | 1 | 1 | 0 | 0 | 0
load_220355575 |  | node_1421816_167_15402613_247 |  | AN | 0 | Residential | 1900.8+809.737j | 0 | 0 | 0 | 0 | 0 | [24 empty] | 8103602 | no | no |  |  | no |  | 0 | 0 | 0 | 0 | 0 | 0 |  | 1 | 1 | 1 | 0 | 0 | 0
load_220355576 |  | node_1421834_569_15402977_618 |  | AN | 0 | Residential | 0 | 0 | 0 | 0 | 0 | 0 | [24 empty] | 8103602 | no | no |  |  | no |  | 0 | 0 | 0 | 0 | 0 | 0 |  | 1 | 1 | 1 | 0 | 0 | 0
load_220355577 |  | node_1421791_478_15403342_765 |  | AN | 0 | Residential | 35373.6+15069.09j | 0 | 0 | 0 | 0 | 0 | [24 empty] | 8103602 | no | no |  |  | no |  | 0 | 0 | 0 | 0 | 0 | 0 |  | 1 | 1 | 1 | 0 | 0 | 0
load_220355578 |  | node_1422054_503_15403062_324 |  | AN | 0 | NonResidential | 7000+2981.988j | 0 | 0 | 0 | 0 | 0 | [24 empty] | 8103602 | no | no |  |  | no |  | 0 | 0 | 0 | 0 | 0 | 0 |  | 1 | 1 | 1 | 0 | 0 | 0
load_220355579 |  | node_1421828_501_15403483_093 |  | BN | 0 | NonResidential | 0 | 1000+425.998j | 0 | 0 | 0 | 0 | [24 empty] | 8103602 | no | no |  |  | no |  | 0 | 0 | 0 | 0 | 0 | 0 |  | 1 | 1 | 1 | 0 | 0 | 0
load_220355580 |  | node_1421824_681_15403509_188 |  | AN | 0 | Residential | 3410.4+1452.824j | 0 | 0 | 0 | 0 | 0 | [24 empty] | 8103602 | no | no |  |  | no |  | 0 | 0 | 0 | 0 | 0 | 0 |  | 1 | 1 | 1 | 0 | 0 | 0
load_220355581 |  | node_1421827_18_15403456_514 |  | CN | 0 | Residential | 0 | 0 | 3410.4+1452.824j | 0 | 0 | 0 | [24 empty] | 8103602 | no | no |  |  | no |  | 0 | 0 | 0 | 0 | 0 | 0 |  | 1 | 1 | 1 | 0 | 0 | 0
load_220355582 |  | node_1421721_431_15403737_662 |  | AN | 0 | NonResidential | 5212.8+2220.644j | 0 | 0 | 0 | 0 | 0 | [24 empty] | 8103602 | no | no |  |  | no |  | 0 | 0 | 0 | 0 | 0 | 0 |  | 1 | 1 | 1 | 0 | 0 | 0
load_220355583 |  | node_1421804_23_15403935_053 |  | AN | 0 | Other | 0 | 0 | 0 | 0 | 0 | 0 | [24 empty] | 8103602 | no | no |  |  | no |  | 0 | 0 | 0 | 0 | 0 | 0 |  | 1 | 1 | 1 | 0 | 0 | 0
load_220355585 |  | node_1422984_571_15405588_558 |  | AN | 0 | Residential | 25732.8+10962.127j | 0 | 0 | 0 | 0 | 0 | [24 empty] | 8103602 | no | no |  |  | no |  | 0 | 0 | 0 | 0 | 0 | 0 |  | 1 | 1 | 1 | 0 | 0 | 0
load_220355586 |  | node_1423920_842_15407915_081 |  | AN | 0 | NonResidential | 13000+5537.977j | 0 | 0 | 0 | 0 | 0 | [24 empty] | 8103602 | no | no |  |  | no |  | 0 | 0 | 0 | 0 | 0 | 0 |  | 1 | 1 | 1 | 0 | 0 | 0
load_220355587 |  | node_1424387_813_15408197_836 |  | AN | 0 | Residential | 2628+1119.523j | 0 | 0 | 0 | 0 | 0 | [24 empty] | 8103602 | no | no |  |  | no |  | 0 | 0 | 0 | 0 | 0 | 0 |  | 1 | 1 | 1 | 0 | 0 | 0
load_220355588 |  | node_1423953_462_15408625_225 |  | AN | 0 | Residential | 7754.4+3303.361j | 0 | 0 | 0 | 0 | 0 | [24 empty] | 8103602 | no | no |  |  | no |  | 0 | 0 | 0 | 0 | 0 | 0 |  | 1 | 1 | 1 | 0 | 0 | 0
load_220355590 |  | node_1423403_393_15410154_347 |  | AN | 0 | Residential | 2426.4+1033.642j | 0 | 0 | 0 | 0 | 0 | [24 empty] | 8103602 | no | no |  |  | no |  | 0 | 0 | 0 | 0 | 0 | 0 |  | 1 | 1 | 1 | 0 | 0 | 0
load_220355613 |  | node_1425496_17_15402722_478 |  | AN | 0 | Residential | 14234.4+6063.829j | 0 | 0 | 0 | 0 | 0 | [24 empty] | 8103602 | no | no |  |  | no |  | 0 | 0 | 0 | 0 | 0 | 0 |  | 1 | 1 | 1 | 0 | 0 | 0
load_220355614 |  | node_1425216_908_15402514_397 |  | AN | 0 | Residential | 16401.6+6987.052j | 0 | 0 | 0 | 0 | 0 | [24 empty] | 8103602 | no | no |  |  | no |  | 0 | 0 | 0 | 0 | 0 | 0 |  | 1 | 1 | 1 | 0 | 0 | 0
load_220355615 |  | node_1425701_43_15403116_631 |  | AN | 0 | Residential | 38275.2+16305.167j | 0 | 0 | 0 | 0 | 0 | [24 empty] | 8103602 | no | no |  |  | no |  | 0 | 0 | 0 | 0 | 0 | 0 |  | 1 | 1 | 1 | 0 | 0 | 0
load_220355616 |  | node_1423819_789_15400063_548 |  | AN | 0 | Residential | 16423.2+6996.254j | 0 | 0 | 0 | 0 | 0 | [24 empty] | 8103602 | no | no |  |  | no |  | 0 | 0 | 0 | 0 | 0 | 0 |  | 1 | 1 | 1 | 0 | 0 | 0
load_220355617 |  | node_1423916_221_15400480_087 |  | AN | 0 | Residential | 4240.8+1806.573j | 0 | 0 | 0 | 0 | 0 | [24 empty] | 8103602 | no | no |  |  | no |  | 0 | 0 | 0 | 0 | 0 | 0 |  | 1 | 1 | 1 | 0 | 0 | 0
load_220355633 |  | node_1411866_437_15395718_096 |  | AN | 0 | Residential | 0 | 0 | 0 | 0 | 0 | 0 | [24 empty] | 8103602 | no | no |  |  | no |  | 0 | 0 | 0 | 0 | 0 | 0 |  | 1 | 1 | 1 | 0 | 0 | 0
load_220355634 |  | node_1410978_032_15395436_312 |  | AN | 0 | Residential | 0 | 0 | 0 | 0 | 0 | 0 | [24 empty] | 8103602 | no | no |  |  | no |  | 0 | 0 | 0 | 0 | 0 | 0 |  | 1 | 1 | 1 | 0 | 0 | 0
load_220355635 |  | node_1411120_939_15395772_608 |  | AN | 0 | Residential | 15624+6655.796j | 0 | 0 | 0 | 0 | 0 | [24 empty] | 8103602 | no | no |  |  | no |  | 0 | 0 | 0 | 0 | 0 | 0 |  | 1 | 1 | 1 | 0 | 0 | 0
load_220355636 |  | node_1410323_625_15396049_655 |  | AN | 0 | Residential | 28872+12299.42j | 0 | 0 | 0 | 0 | 0 | [24 empty] | 8103602 | no | no |  |  | no |  | 0 | 0 | 0 | 0 | 0 | 0 |  | 1 | 1 | 1 | 0 | 0 | 0
load_220355637 |  | node_1410027_409_15396125_66 |  | AN | 0 | Residential | 17654.4+7520.743j | 0 | 0 | 0 | 0 | 0 | [24 empty] | 8103602 | no | no |  |  | no |  | 0 | 0 | 0 | 0 | 0 | 0 |  | 1 | 1 | 1 | 0 | 0 | 0
load_220355639 |  | node_1409210_229_15396356_71 |  | AN | 0 | Residential | 1713.6+729.991j | 0 | 0 | 0 | 0 | 0 | [24 empty] | 8103602 | no | no |  |  | no |  | 0 | 0 | 0 | 0 | 0 | 0 |  | 1 | 1 | 1 | 0 | 0 | 0
load_220355640 |  | node_1408574_344_15396599_693 |  | AN | 0 | NonResidential | 597.6+254.577j | 0 | 0 | 0 | 0 | 0 | [24 empty] | 8103602 | no | no |  |  | no |  | 0 | 0 | 0 | 0 | 0 | 0 |  | 1 | 1 | 1 | 0 | 0 | 0
load_220355662 |  | node_1420637_887_15409501_559 |  | AN | 0 | Residential | 5349.6+2278.92j | 0 | 0 | 0 | 0 | 0 | [24 empty] | 8103602 | no | no |  |  | no |  | 0 | 0 | 0 | 0 | 0 | 0 |  | 1 | 1 | 1 | 0 | 0 | 0
load_220355663 |  | node_1420811_459_15407579_317 |  | AN | 0 | Residential | 4449.6+1895.522j | 0 | 0 | 0 | 0 | 0 | [24 empty] | 8103602 | no | no |  |  | no |  | 0 | 0 | 0 | 0 | 0 | 0 |  | 1 | 1 | 1 | 0 | 0 | 0
load_220355664 |  | node_1420438_67_15409419_772 |  | AN | 0 | Residential | 3211.2+1367.965j | 0 | 0 | 0 | 0 | 0 | [24 empty] | 8103602 | no | no |  |  | no |  | 0 | 0 | 0 | 0 | 0 | 0 |  | 1 | 1 | 1 | 0 | 0 | 0
load_220355665 |  | node_1421067_025_15405031_463 |  | AN | 0 | Residential | 5976+2545.765j | 0 | 0 | 0 | 0 | 0 | [24 empty] | 8103602 | no | no |  |  | no |  | 0 | 0 | 0 | 0 | 0 | 0 |  | 1 | 1 | 1 | 0 | 0 | 0
load_220355666 |  | node_1421212_68_15405642_439 |  | AN | 0 | Other | 0 | 0 | 0 | 0 | 0 | 0 | [24 empty] | 8103602 | no | no |  |  | no |  | 0 | 0 | 0 | 0 | 0 | 0 |  | 1 | 1 | 1 | 0 | 0 | 0
load_220355667 |  | node_1421050_507_15405938_374 |  | AN | 0 | Residential | 5774.4+2459.884j | 0 | 0 | 0 | 0 | 0 | [24 empty] | 8103602 | no | no |  |  | no |  | 0 | 0 | 0 | 0 | 0 | 0 |  | 1 | 1 | 1 | 0 | 0 | 0
load_220355685 |  | node_1409448_906_15396413_398 |  | AN | 0 | Residential | 19440+8281.405j | 0 | 0 | 0 | 0 | 0 | [24 empty] | 8103602 | no | no |  |  | no |  | 0 | 0 | 0 | 0 | 0 | 0 |  | 1 | 1 | 1 | 0 | 0 | 0
load_220355686 |  | node_1409401_753_15396660_764 |  | AN | 0 | NonResidential | 36+15.336j | 0 | 0 | 0 | 0 | 0 | [24 empty] | 8103602 | no | no |  |  | no |  | 0 | 0 | 0 | 0 | 0 | 0 |  | 1 | 1 | 1 | 0 | 0 | 0
load_220355687 |  | node_1411278_523_15397511_45 |  | AN | 0 | Residential | 669.6+285.248j | 0 | 0 | 0 | 0 | 0 | [24 empty] | 8103602 | no | no |  |  | no |  | 0 | 0 | 0 | 0 | 0 | 0 |  | 1 | 1 | 1 | 0 | 0 | 0
load_220355688 |  | node_1411582_193_15397178_673 |  | AN | 0 | Residential | 50.4+21.47j | 0 | 0 | 0 | 0 | 0 | [24 empty] | 8103602 | no | no |  |  | no |  | 0 | 0 | 0 | 0 | 0 | 0 |  | 1 | 1 | 1 | 0 | 0 | 0
load_220355690 |  | node_1411820_394_15396533_994 |  | AN | 0 | Residential | 1144.8+487.683j | 0 | 0 | 0 | 0 | 0 | [24 empty] | 8103602 | no | no |  |  | no |  | 0 | 0 | 0 | 0 | 0 | 0 |  | 1 | 1 | 1 | 0 | 0 | 0
load_220355691 |  | node_1409359_141_15397601_166 |  | AN | 0 | Residential | 3175.2+1352.63j | 0 | 0 | 0 | 0 | 0 | [24 empty] | 8103602 | no | no |  |  | no |  | 0 | 0 | 0 | 0 | 0 | 0 |  | 1 | 1 | 1 | 0 | 0 | 0
load_220355692 |  | node_1409751_231_15397783_666 |  | AN | 0 | Residential | 4111.2+1751.364j | 0 | 0 | 0 | 0 | 0 | [24 empty] | 8103602 | no | no |  |  | no |  | 0 | 0 | 0 | 0 | 0 | 0 |  | 1 | 1 | 1 | 0 | 0 | 0
load_220355693 |  | node_1410083_951_15398023_626 |  | AN | 0 | NonResidential | 36+15.336j | 0 | 0 | 0 | 0 | 0 | [24 empty] | 8103602 | no | no |  |  | no |  | 0 | 0 | 0 | 0 | 0 | 0 |  | 1 | 1 | 1 | 0 | 0 | 0
load_220355694 |  | node_1410222_052_15398105_196 |  | AN | 0 | Residential | 10368+4416.75j | 0 | 0 | 0 | 0 | 0 | [24 empty] | 8103602 | no | no |  |  | no |  | 0 | 0 | 0 | 0 | 0 | 0 |  | 1 | 1 | 1 | 0 | 0 | 0
load_220355695 |  | node_1410963_532_15397961_834 |  | AN | 0 | Residential | 1699.2+723.856j | 0 | 0 | 0 | 0 | 0 | [24 empty] | 8103602 | no | no |  |  | no |  | 0 | 0 | 0 | 0 | 0 | 0 |  | 1 | 1 | 1 | 0 | 0 | 0
load_220355699 |  | node_1421046_203_15416110_527 |  | AN | 0 | Residential | 42328.8+18031.993j | 0 | 0 | 0 | 0 | 0 | [24 empty] | 8103602 | no | no |  |  | no |  | 0 | 0 | 0 | 0 | 0 | 0 |  | 1 | 1 | 1 | 0 | 0 | 0
load_220355700 |  | node_1418072_07_15415952_917 |  | AN | 0 | Residential | 6292.8+2680.722j | 0 | 0 | 0 | 0 | 0 | [24 empty] | 8103602 | no | no |  |  | no |  | 0 | 0 | 0 | 0 | 0 | 0 |  | 1 | 1 | 1 | 0 | 0 | 0
load_220355701 |  | node_1419430_601_15416028_706 |  | AN | 0 | Residential | 4392+1870.984j | 0 | 0 | 0 | 0 | 0 | [24 empty] | 8103602 | no | no |  |  | no |  | 0 | 0 | 0 | 0 | 0 | 0 |  | 1 | 1 | 1 | 0 | 0 | 0
load_220355704 |  | node_1421037_608_15398286_87 |  | AN | 0 | Residential | 13327.2+5677.363j | 0 | 0 | 0 | 0 | 0 | [24 empty] | 8103602 | no | no |  |  | no |  | 0 | 0 | 0 | 0 | 0 | 0 |  | 1 | 1 | 1 | 0 | 0 | 0
load_220355705 |  | node_1420749_797_15398465_735 |  | AN | 0 | Residential | 5788.8+2466.018j | 0 | 0 | 0 | 0 | 0 | [24 empty] | 8103602 | no | no |  |  | no |  | 0 | 0 | 0 | 0 | 0 | 0 |  | 1 | 1 | 1 | 0 | 0 | 0
load_220355706 |  | node_1420445_477_15398522_864 |  | AN | 0 | Residential | 4010.4+1708.423j | 0 | 0 | 0 | 0 | 0 | [24 empty] | 8103602 | no | no |  |  | no |  | 0 | 0 | 0 | 0 | 0 | 0 |  | 1 | 1 | 1 | 0 | 0 | 0
load_220355707 |  | node_1419931_174_15398233_816 |  | AN | 0 | Residential | 2246.4+956.962j | 0 | 0 | 0 | 0 | 0 | [24 empty] | 8103602 | no | no |  |  | no |  | 0 | 0 | 0 | 0 | 0 | 0 |  | 1 | 1 | 1 | 0 | 0 | 0
load_220355708 |  | node_1419995_82_15398608_319 |  | AN | 0 | Residential | 11368.8+4843.089j | 0 | 0 | 0 | 0 | 0 | [24 empty] | 8103602 | no | no |  |  | no |  | 0 | 0 | 0 | 0 | 0 | 0 |  | 1 | 1 | 1 | 0 | 0 | 0
load_220355709 |  | node_1419738_448_15398609_319 |  | AN | 0 | Residential | 6588+2806.476j | 0 | 0 | 0 | 0 | 0 | [24 empty] | 8103602 | no | no |  |  | no |  | 0 | 0 | 0 | 0 | 0 | 0 |  | 1 | 1 | 1 | 0 | 0 | 0
load_220355710 |  | node_1419451_035_15398336_749 |  | AN | 0 | Residential | 4557.6+1941.529j | 0 | 0 | 0 | 0 | 0 | [24 empty] | 8103602 | no | no |  |  | no |  | 0 | 0 | 0 | 0 | 0 | 0 |  | 1 | 1 | 1 | 0 | 0 | 0
load_220355711 |  | node_1419318_681_15398588_637 |  | AN | 0 | Residential | 18021.6+7677.169j | 0 | 0 | 0 | 0 | 0 | [24 empty] | 8103602 | no | no |  |  | no |  | 0 | 0 | 0 | 0 | 0 | 0 |  | 1 | 1 | 1 | 0 | 0 | 0
load_220355713 |  | node_1420405_651_15404273_113 |  | AN | 0 | Residential | 6573.6+2800.342j | 0 | 0 | 0 | 0 | 0 | [24 empty] | 8103602 | no | no |  |  | no |  | 0 | 0 | 0 | 0 | 0 | 0 |  | 1 | 1 | 1 | 0 | 0 | 0
load_220355714 |  | node_1420195_022_15404397_053 |  | AN | 0 | Residential | 26553.6+11311.786j | 0 | 0 | 0 | 0 | 0 | [24 empty] | 8103602 | no | no |  |  | no |  | 0 | 0 | 0 | 0 | 0 | 0 |  | 1 | 1 | 1 | 0 | 0 | 0
load_220355715 |  | node_1420019_17_15404425_193 |  | AN | 0 | Residential | 993.6+423.272j | 0 | 0 | 0 | 0 | 0 | [24 empty] | 8103602 | no | no |  |  | no |  | 0 | 0 | 0 | 0 | 0 | 0 |  | 1 | 1 | 1 | 0 | 0 | 0
load_220355739 |  | node_1424711_862_15418090_341 |  | AN | 0 | NonResidential | 8107.2+3453.653j | 0 | 0 | 0 | 0 | 0 | [24 empty] | 8103602 | no | no |  |  | no |  | 0 | 0 | 0 | 0 | 0 | 0 |  | 1 | 1 | 1 | 0 | 0 | 0
load_220355740 |  | node_1425237_813_15411327_552 |  | AN | 0 | Residential | 4442.4+1892.454j | 0 | 0 | 0 | 0 | 0 | [24 empty] | 8103602 | no | no |  |  | no |  | 0 | 0 | 0 | 0 | 0 | 0 |  | 1 | 1 | 1 | 0 | 0 | 0
load_220355741 |  | node_1424976_056_15413108_245 |  | AN | 0 | Other | 0 | 0 | 0 | 0 | 0 | 0 | [24 empty] | 8103602 | no | no |  |  | no |  | 0 | 0 | 0 | 0 | 0 | 0 |  | 1 | 1 | 1 | 0 | 0 | 0
load_220355742 |  | node_1424720_085_15409108_166 |  | AN | 0 | Residential | 1641.6+699.319j | 0 | 0 | 0 | 0 | 0 | [24 empty] | 8103602 | no | no |  |  | no |  | 0 | 0 | 0 | 0 | 0 | 0 |  | 1 | 1 | 1 | 0 | 0 | 0
load_220355743 |  | node_1424871_682_15409386_036 |  | AN | 0 | Residential | 5270.4+2245.181j | 0 | 0 | 0 | 0 | 0 | [24 empty] | 8103602 | no | no |  |  | no |  | 0 | 0 | 0 | 0 | 0 | 0 |  | 1 | 1 | 1 | 0 | 0 | 0
load_220355744 |  | node_1425145_649_15410107_171 |  | AN | 0 | Other | 0 | 0 | 0 | 0 | 0 | 0 | [24 empty] | 8103602 | no | no |  |  | no |  | 0 | 0 | 0 | 0 | 0 | 0 |  | 1 | 1 | 1 | 0 | 0 | 0
load_220355746 |  | node_1425543_302_15408422_193 |  | AN | 0 | Other | 0 | 0 | 0 | 0 | 0 | 0 | [24 empty] | 8103602 | no | no |  |  | no |  | 0 | 0 | 0 | 0 | 0 | 0 |  | 1 | 1 | 1 | 0 | 0 | 0
load_220355748 |  | node_1424607_827_15408364_709 |  | AN | 0 | Residential | 4024.8+1714.558j | 0 | 0 | 0 | 0 | 0 | [24 empty] | 8103602 | no | no |  |  | no |  | 0 | 0 | 0 | 0 | 0 | 0 |  | 1 | 1 | 1 | 0 | 0 | 0
load_220355751 |  | node_1422179_334_15399178_198 |  | AN | 0 | Residential | 871.2+371.13j | 0 | 0 | 0 | 0 | 0 | [24 empty] | 8103602 | no | no |  |  | no |  | 0 | 0 | 0 | 0 | 0 | 0 |  | 1 | 1 | 1 | 0 | 0 | 0
load_220355752 |  | node_1422477_923_15399136_746 |  | AN | 0 | Residential | 13622.4+5803.118j | 0 | 0 | 0 | 0 | 0 | [24 empty] | 8103602 | no | no |  |  | no |  | 0 | 0 | 0 | 0 | 0 | 0 |  | 1 | 1 | 1 | 0 | 0 | 0
load_220355753 |  | node_1422742_587_15399186_681 |  | AN | 0 | NonResidential | 43.2+18.403j | 0 | 0 | 0 | 0 | 0 | [24 empty] | 8103602 | no | no |  |  | no |  | 0 | 0 | 0 | 0 | 0 | 0 |  | 1 | 1 | 1 | 0 | 0 | 0
load_220355754 |  | node_1422020_382_15398524_912 |  | AN | 0 | Residential | 34876.8+14857.455j | 0 | 0 | 0 | 0 | 0 | [24 empty] | 8103602 | no | no |  |  | no |  | 0 | 0 | 0 | 0 | 0 | 0 |  | 1 | 1 | 1 | 0 | 0 | 0
load_220431777 |  | node_1418382_866_15406493_587 |  | AN | 0 | Other | 0 | 0 | 0 | 0 | 0 | 0 | [24 empty] | 8103602 | no | no |  |  | no |  | 0 | 0 | 0 | 0 | 0 | 0 |  | 1 | 1 | 1 | 0 | 0 | 0
load_220446117 |  | node_1416354_818_15401166_662 |  | AN | 0 | Residential | 15984+6809.155j | 0 | 0 | 0 | 0 | 0 | [24 empty] | 8103602 | no | no |  |  | no |  | 0 | 0 | 0 | 0 | 0 | 0 |  | 1 | 1 | 1 | 0 | 0 | 0
load_220475920 |  | node_1418392_455_15400417_208 |  | AN | 0 | Residential | 3988.8+1699.222j | 0 | 0 | 0 | 0 | 0 | [24 empty] | 8103602 | no | no |  |  | no |  | 0 | 0 | 0 | 0 | 0 | 0 |  | 1 | 1 | 1 | 0 | 0 | 0
load_220499464 |  | node_1422557_503_15399657_522 |  | AN | 0 | NonResidential | 36333.333+15477.935j | 0 | 0 | 0 | 0 | 0 | [24 empty] | 8103602 | no | no |  |  | no |  | 0 | 0 | 0 | 0 | 0 | 0 |  | 1 | 1 | 1 | 0 | 0 | 0
load_220499465 |  | node_1422576_629_15399651_083 |  | BN | 0 | NonResidential | 0 | 36333.333+15477.935j | 0 | 0 | 0 | 0 | [24 empty] | 8103602 | no | no |  |  | no |  | 0 | 0 | 0 | 0 | 0 | 0 |  | 1 | 1 | 1 | 0 | 0 | 0
load_220499466 |  | node_1422540_293_15399670_429 |  | CN | 0 | NonResidential | 0 | 0 | 36333.333+15477.935j | 0 | 0 | 0 | [24 empty] | 8103602 | no | no |  |  | no |  | 0 | 0 | 0 | 0 | 0 | 0 |  | 1 | 1 | 1 | 0 | 0 | 0
load_220505415 |  | node_1424437_477_15417874_201 |  | AN | 0 | Other | 0 | 0 | 0 | 0 | 0 | 0 | [24 empty] | 8103602 | no | no |  |  | no |  | 0 | 0 | 0 | 0 | 0 | 0 |  | 1 | 1 | 1 | 0 | 0 | 0
load_220508543 |  | node_1432430_04_15400091_654 |  | AN | 0 | Residential | 964.8+411.003j | 0 | 0 | 0 | 0 | 0 | [24 empty] | 8103602 | no | no |  |  | no |  | 0 | 0 | 0 | 0 | 0 | 0 |  | 1 | 1 | 1 | 0 | 0 | 0
load_220512285 |  | node_1424379_313_15414834_706 |  | AN | 0 | Residential | 3031.2+1291.286j | 0 | 0 | 0 | 0 | 0 | [24 empty] | 8103602 | no | no |  |  | no |  | 0 | 0 | 0 | 0 | 0 | 0 |  | 1 | 1 | 1 | 0 | 0 | 0
load_220519249 |  | node_1424350_766_15416748_416 |  | AN | 0 | Other | 0 | 0 | 0 | 0 | 0 | 0 | [24 empty] | 8103602 | no | no |  |  | no |  | 0 | 0 | 0 | 0 | 0 | 0 |  | 1 | 1 | 1 | 0 | 0 | 0
load_220519642 |  | node_1425592_06_15401045_295 |  | AN | 0 | Residential | 16603.2+7072.934j | 0 | 0 | 0 | 0 | 0 | [24 empty] | 8103602 | no | no |  |  | no |  | 0 | 0 | 0 | 0 | 0 | 0 |  | 1 | 1 | 1 | 0 | 0 | 0
load_220520455 |  | node_1415987_529_15420667_829 |  | AN | 0 | Residential | 5968.8+2542.698j | 0 | 0 | 0 | 0 | 0 | [24 empty] | 8103602 | no | no |  |  | no |  | 0 | 0 | 0 | 0 | 0 | 0 |  | 1 | 1 | 1 | 0 | 0 | 0
load_220520599 |  | node_1418819_351_15398246_131 |  | AN | 0 | Residential | 27986.4+11922.156j | 0 | 0 | 0 | 0 | 0 | [24 empty] | 8103602 | no | no |  |  | no |  | 0 | 0 | 0 | 0 | 0 | 0 |  | 1 | 1 | 1 | 0 | 0 | 0
load_220520775 |  | node_1404048_691_15402857_659 |  | AN | 0 | Residential | 1080+460.078j | 0 | 0 | 0 | 0 | 0 | [24 empty] | 8103602 | no | no |  |  | no |  | 0 | 0 | 0 | 0 | 0 | 0 |  | 1 | 1 | 1 | 0 | 0 | 0
load_220520977 |  | node_1422155_397_15399885_109 |  | AN | 0 | Residential | 70624.8+30086.039j | 0 | 0 | 0 | 0 | 0 | [24 empty] | 8103602 | no | no |  |  | no |  | 0 | 0 | 0 | 0 | 0 | 0 |  | 1 | 1 | 1 | 0 | 0 | 0
load_220521152 |  | node_1423799_475_15399737_535 |  | AN | 0 | Residential | 23767.2+10124.785j | 0 | 0 | 0 | 0 | 0 | [24 empty] | 8103602 | no | no |  |  | no |  | 0 | 0 | 0 | 0 | 0 | 0 |  | 1 | 1 | 1 | 0 | 0 | 0
load_220526590 |  | node_1405502_601_15401771_432 |  | AN | 0 | NonResidential | 2390.4+1018.306j | 0 | 0 | 0 | 0 | 0 | [24 empty] | 8103602 | no | no |  |  | no |  | 0 | 0 | 0 | 0 | 0 | 0 |  | 1 | 1 | 1 | 0 | 0 | 0
load_220530432 |  | node_1427606_109_15399119_82 |  | AN | 0 | Residential | 6386.4+2720.595j | 0 | 0 | 0 | 0 | 0 | [24 empty] | 8103602 | no | no |  |  | no |  | 0 | 0 | 0 | 0 | 0 | 0 |  | 1 | 1 | 1 | 0 | 0 | 0
load_220534879 |  | node_1427574_44_15404142_767 |  | AN | 0 | Other | 0 | 0 | 0 | 0 | 0 | 0 | [24 empty] | 8103602 | no | no |  |  | no |  | 0 | 0 | 0 | 0 | 0 | 0 |  | 1 | 1 | 1 | 0 | 0 | 0
load_220534926 |  | node_1428890_103_15405823_354 |  | AN | 0 | Residential | 3859.2+1644.012j | 0 | 0 | 0 | 0 | 0 | [24 empty] | 8103602 | no | no |  |  | no |  | 0 | 0 | 0 | 0 | 0 | 0 |  | 1 | 1 | 1 | 0 | 0 | 0
load_220537723 |  | node_1425164_202_15410679_646 |  | AN | 0 | Residential | 280.8+119.62j | 0 | 0 | 0 | 0 | 0 | [24 empty] | 8103602 | no | no |  |  | no |  | 0 | 0 | 0 | 0 | 0 | 0 |  | 1 | 1 | 1 | 0 | 0 | 0
load_220541078 |  | node_1412038_4_15401401_32 |  | AN | 0 | Residential | 35956.8+15317.533j | 0 | 0 | 0 | 0 | 0 | [24 empty] | 8103602 | no | no |  |  | no |  | 0 | 0 | 0 | 0 | 0 | 0 |  | 1 | 1 | 1 | 0 | 0 | 0
load_220542387 |  | node_1424389_127_15417531_358 |  | AN | 0 | Residential | 11390.4+4852.29j | 0 | 0 | 0 | 0 | 0 | [24 empty] | 8103602 | no | no |  |  | no |  | 0 | 0 | 0 | 0 | 0 | 0 |  | 1 | 1 | 1 | 0 | 0 | 0
load_220543782 |  | node_1413023_975_15401516_577 |  | AN | 0 | Residential | 1519.2+647.176j | 0 | 0 | 0 | 0 | 0 | [24 empty] | 8103602 | no | no |  |  | no |  | 0 | 0 | 0 | 0 | 0 | 0 |  | 1 | 1 | 1 | 0 | 0 | 0
load_220543962 |  | node_1414511_005_15421615_396 |  | AN | 0 | Residential | 2433.6+1036.709j | 0 | 0 | 0 | 0 | 0 | [24 empty] | 8103602 | no | no |  |  | no |  | 0 | 0 | 0 | 0 | 0 | 0 |  | 1 | 1 | 1 | 0 | 0 | 0
load_220544053 |  | node_1427424_04_15404838_944 |  | AN | 0 | Residential | 13888.8+5916.604j | 0 | 0 | 0 | 0 | 0 | [24 empty] | 8103602 | no | no |  |  | no |  | 0 | 0 | 0 | 0 | 0 | 0 |  | 1 | 1 | 1 | 0 | 0 | 0
load_220549614 |  | node_1421916_305_15404236_787 |  | AN | 0 | Residential | 5896.8+2512.026j | 0 | 0 | 0 | 0 | 0 | [24 empty] | 8103602 | no | no |  |  | no |  | 0 | 0 | 0 | 0 | 0 | 0 |  | 1 | 1 | 1 | 0 | 0 | 0
load_220549806 |  | node_1412235_762_15400763_732 |  | AN | 0 | Residential | 0 | 0 | 0 | 0 | 0 | 0 | [24 empty] | 8103602 | no | no |  |  | no |  | 0 | 0 | 0 | 0 | 0 | 0 |  | 1 | 1 | 1 | 0 | 0 | 0
load_220551070 |  | node_1422240_889_15399413_722 |  | AN | 0 | Residential | 54266.4+23117.39j | 0 | 0 | 0 | 0 | 0 | [24 empty] | 8103602 | no | no |  |  | no |  | 0 | 0 | 0 | 0 | 0 | 0 |  | 1 | 1 | 1 | 0 | 0 | 0
load_220555589 |  | node_1406108_008_15401733_355 |  | AN | 0 | Residential | 4003.2+1705.356j | 0 | 0 | 0 | 0 | 0 | [24 empty] | 8103602 | no | no |  |  | no |  | 0 | 0 | 0 | 0 | 0 | 0 |  | 1 | 1 | 1 | 0 | 0 | 0
load_220568718 |  | node_1409743_664_15396177_64 |  | AN | 0 | Residential | 17193.6+7324.443j | 0 | 0 | 0 | 0 | 0 | [24 empty] | 8103602 | no | no |  |  | no |  | 0 | 0 | 0 | 0 | 0 | 0 |  | 1 | 1 | 1 | 0 | 0 | 0
load_220571491 |  | node_1424295_97_15382775_374 |  | AN | 0 | Residential | 43768.8+18645.431j | 0 | 0 | 0 | 0 | 0 | [24 empty] | 8103602 | no | no |  |  | no |  | 0 | 0 | 0 | 0 | 0 | 0 |  | 1 | 1 | 1 | 0 | 0 | 0
load_220571524 |  | node_1425618_252_15389162_718 |  | AN | 0 | Residential | 21081.6+8980.724j | 0 | 0 | 0 | 0 | 0 | [24 empty] | 8103602 | no | no |  |  | no |  | 0 | 0 | 0 | 0 | 0 | 0 |  | 1 | 1 | 1 | 0 | 0 | 0
load_220579083 |  | node_1415788_396_15418896_424 |  | AN | 0 | Residential | 11606.4+4944.306j | 0 | 0 | 0 | 0 | 0 | [24 empty] | 8103602 | no | no |  |  | no |  | 0 | 0 | 0 | 0 | 0 | 0 |  | 1 | 1 | 1 | 0 | 0 | 0
load_220599814 |  | node_1419864_546_15400371_084 |  | AN | 0 | Other | 0 | 0 | 0 | 0 | 0 | 0 | [24 empty] | 8103602 | no | no |  |  | no |  | 0 | 0 | 0 | 0 | 0 | 0 |  | 1 | 1 | 1 | 0 | 0 | 0
load_220601940 |  | node_1422365_286_15390029_359 |  | AN | 0 | NonResidential | 1476+628.773j | 0 | 0 | 0 | 0 | 0 | [24 empty] | 8103602 | no | no |  |  | no |  | 0 | 0 | 0 | 0 | 0 | 0 |  | 1 | 1 | 1 | 0 | 0 | 0
load_220603032 |  | node_1428011_374_15405392_572 |  | AN | 0 | Residential | 1022.4+435.541j | 0 | 0 | 0 | 0 | 0 | [24 empty] | 8103602 | no | no |  |  | no |  | 0 | 0 | 0 | 0 | 0 | 0 |  | 1 | 1 | 1 | 0 | 0 | 0
load_220603273 |  | node_1425248_117_15382372_544 |  | AN | 0 | Other | 0 | 0 | 0 | 0 | 0 | 0 | [24 empty] | 8103602 | no | no |  |  | no |  | 0 | 0 | 0 | 0 | 0 | 0 |  | 1 | 1 | 1 | 0 | 0 | 0
load_220604662 |  | node_1422024_53_15402671_929 |  | AN | 0 | NonResidential | 11000+4685.98j | 0 | 0 | 0 | 0 | 0 | [24 empty] | 8103602 | no | no |  |  | no |  | 0 | 0 | 0 | 0 | 0 | 0 |  | 1 | 1 | 1 | 0 | 0 | 0
load_220609434 |  | node_1424414_216_15414486_879 |  | AN | 0 | Residential | 17215.2+7333.644j | 0 | 0 | 0 | 0 | 0 | [24 empty] | 8103602 | no | no |  |  | no |  | 0 | 0 | 0 | 0 | 0 | 0 |  | 1 | 1 | 1 | 0 | 0 | 0
load_220615148 |  | node_1400431_256_15401560_735 |  | AN | 0 | Residential | 9597.6+4088.56j | 0 | 0 | 0 | 0 | 0 | [24 empty] | 8103602 | no | no |  |  | no |  | 0 | 0 | 0 | 0 | 0 | 0 |  | 1 | 1 | 1 | 0 | 0 | 0
load_220621609 |  | node_1411745_185_15395397_502 |  | AN | 0 | Residential | 216+92.016j | 0 | 0 | 0 | 0 | 0 | [24 empty] | 8103602 | no | no |  |  | no |  | 0 | 0 | 0 | 0 | 0 | 0 |  | 1 | 1 | 1 | 0 | 0 | 0
load_220625710 |  | node_1427017_842_15398129_421 |  | AN | 0 | Residential | 30016.8+12787.103j | 0 | 0 | 0 | 0 | 0 | [24 empty] | 8103602 | no | no |  |  | no |  | 0 | 0 | 0 | 0 | 0 | 0 |  | 1 | 1 | 1 | 0 | 0 | 0
load_220625789 |  | node_1416499_662_15401754_677 |  | AN | 0 | Residential | 10836+4616.117j | 0 | 0 | 0 | 0 | 0 | [24 empty] | 8103602 | no | no |  |  | no |  | 0 | 0 | 0 | 0 | 0 | 0 |  | 1 | 1 | 1 | 0 | 0 | 0
load_220635830 |  | node_1418315_807_15398654_92 |  | AN | 0 | Residential | 19756.8+8416.362j | 0 | 0 | 0 | 0 | 0 | [24 empty] | 8103602 | no | no |  |  | no |  | 0 | 0 | 0 | 0 | 0 | 0 |  | 1 | 1 | 1 | 0 | 0 | 0
load_220636501 |  | node_1418143_637_15396614_16 |  | AN | 0 | Residential | 17056.8+7266.166j | 0 | 0 | 0 | 0 | 0 | [24 empty] | 8103602 | no | no |  |  | no |  | 0 | 0 | 0 | 0 | 0 | 0 |  | 1 | 1 | 1 | 0 | 0 | 0
load_220642657 |  | node_1422077_608_15401325_308 |  | AN | 0 | Residential | 21038.4+8962.321j | 0 | 0 | 0 | 0 | 0 | [24 empty] | 8103602 | no | no |  |  | no |  | 0 | 0 | 0 | 0 | 0 | 0 |  | 1 | 1 | 1 | 0 | 0 | 0
load_220642694 |  | node_1425033_274_15409899_068 |  | AN | 0 | Residential | 5313.6+2263.584j | 0 | 0 | 0 | 0 | 0 | [24 empty] | 8103602 | no | no |  |  | no |  | 0 | 0 | 0 | 0 | 0 | 0 |  | 1 | 1 | 1 | 0 | 0 | 0
load_220647894 |  | node_1408947_97_15401803_566 |  | AN | 0 | Residential | 4406.4+1877.119j | 0 | 0 | 0 | 0 | 0 | [24 empty] | 8103602 | no | no |  |  | no |  | 0 | 0 | 0 | 0 | 0 | 0 |  | 1 | 1 | 1 | 0 | 0 | 0
load_220648129 |  | node_1420146_423_15398600_537 |  | AN | 0 | Residential | 741.6+315.92j | 0 | 0 | 0 | 0 | 0 | [24 empty] | 8103602 | no | no |  |  | no |  | 0 | 0 | 0 | 0 | 0 | 0 |  | 1 | 1 | 1 | 0 | 0 | 0
load_220648160 |  | node_1421090_399_15400331_849 |  | AN | 0 | Residential | 4111.2+1751.364j | 0 | 0 | 0 | 0 | 0 | [24 empty] | 8103602 | no | no |  |  | no |  | 0 | 0 | 0 | 0 | 0 | 0 |  | 1 | 1 | 1 | 0 | 0 | 0
load_220648555 |  | node_1426140_891_15408592_899 |  | AN | 0 | Residential | 1540.8+656.378j | 0 | 0 | 0 | 0 | 0 | [24 empty] | 8103602 | no | no |  |  | no |  | 0 | 0 | 0 | 0 | 0 | 0 |  | 1 | 1 | 1 | 0 | 0 | 0
load_220648622 |  | node_1412333_798_15394427_401 |  | AN | 0 | Residential | 0 | 0 | 0 | 0 | 0 | 0 | [24 empty] | 8103602 | no | no |  |  | no |  | 0 | 0 | 0 | 0 | 0 | 0 |  | 1 | 1 | 1 | 0 | 0 | 0
load_220654172 |  | node_1428781_448_15406163_92 |  | AN | 0 | Other | 0 | 0 | 0 | 0 | 0 | 0 | [24 empty] | 8103602 | no | no |  |  | no |  | 0 | 0 | 0 | 0 | 0 | 0 |  | 1 | 1 | 1 | 0 | 0 | 0
load_310010571 |  | node_1421236_838_15405300_907 |  | AN | 0 | Residential | 0 | 0 | 0 | 0 | 0 | 0 | [24 empty] | 8103602 | no | no |  |  | no |  | 0 | 0 | 0 | 0 | 0 | 0 |  | 1 | 1 | 1 | 0 | 0 | 0
load_310033083 |  | node_1414522_736_15394021_756 |  | AN | 0 | Residential | 2556+1088.851j | 0 | 0 | 0 | 0 | 0 | [24 empty] | 8103602 | no | no |  |  | no |  | 0 | 0 | 0 | 0 | 0 | 0 |  | 1 | 1 | 1 | 0 | 0 | 0
load_310052016 |  | node_1423831_849_15408980_906 |  | AN | 0 | Residential | 4860+2070.351j | 0 | 0 | 0 | 0 | 0 | [24 empty] | 8103602 | no | no |  |  | no |  | 0 | 0 | 0 | 0 | 0 | 0 |  | 1 | 1 | 1 | 0 | 0 | 0
load_310060308 |  | node_1420627_637_15399925_373 |  | AN | 0 | NonResidential | 1483.2+631.841j | 0 | 0 | 0 | 0 | 0 | [24 empty] | 8103602 | no | no |  |  | no |  | 0 | 0 | 0 | 0 | 0 | 0 |  | 1 | 1 | 1 | 0 | 0 | 0
load_310061511 |  | node_1417126_078_15420743_664 |  | AN | 0 | Residential | 1972.8+840.409j | 0 | 0 | 0 | 0 | 0 | [24 empty] | 8103602 | no | no |  |  | no |  | 0 | 0 | 0 | 0 | 0 | 0 |  | 1 | 1 | 1 | 0 | 0 | 0
load_311870192 |  | node_1421718_678_15404342_034 |  | AN | 0 | Residential | 4924.8+2097.956j | 0 | 0 | 0 | 0 | 0 | [24 empty] | 8103602 | no | no |  |  | no |  | 0 | 0 | 0 | 0 | 0 | 0 |  | 1 | 1 | 1 | 0 | 0 | 0
load_311883294 |  | node_1432108_953_15401117_95 |  | AN | 0 | Other | 0 | 0 | 0 | 0 | 0 | 0 | [24 empty] | 8103602 | no | no |  |  | no |  | 0 | 0 | 0 | 0 | 0 | 0 |  | 1 | 1 | 1 | 0 | 0 | 0
load_311886750 |  | node_1421767_698_15402768_937 |  | AN | 0 | Other | 0 | 0 | 0 | 0 | 0 | 0 | [24 empty] | 8103602 | no | no |  |  | no |  | 0 | 0 | 0 | 0 | 0 | 0 |  | 1 | 1 | 1 | 0 | 0 | 0
load_311902002 |  | node_1420391_076_15401167_329 |  | AN | 0 | NonResidential | 36355.2+15487.25j | 0 | 0 | 0 | 0 | 0 | [24 empty] | 8103602 | no | no |  |  | no |  | 0 | 0 | 0 | 0 | 0 | 0 |  | 1 | 1 | 1 | 0 | 0 | 0
load_311902003 |  | node_1420411_478_15401150_663 |  | BN | 0 | NonResidential | 0 | 36355.2+15487.25j | 0 | 0 | 0 | 0 | [24 empty] | 8103602 | no | no |  |  | no |  | 0 | 0 | 0 | 0 | 0 | 0 |  | 1 | 1 | 1 | 0 | 0 | 0
load_311902006 |  | node_1420435_084_15401133_098 |  | CN | 0 | NonResidential | 0 | 0 | 36355.2+15487.25j | 0 | 0 | 0 | [24 empty] | 8103602 | no | no |  |  | no |  | 0 | 0 | 0 | 0 | 0 | 0 |  | 1 | 1 | 1 | 0 | 0 | 0
load_311902271 |  | node_1420985_293_15400797_968 |  | AN | 0 | NonResidential | 3600+1533.594j | 0 | 0 | 0 | 0 | 0 | [24 empty] | 8103602 | no | no |  |  | no |  | 0 | 0 | 0 | 0 | 0 | 0 |  | 1 | 1 | 1 | 0 | 0 | 0
load_311908108 |  | node_1404182_158_15401726_771 |  | AN | 0 | Other | 0 | 0 | 0 | 0 | 0 | 0 | [24 empty] | 8103602 | no | no |  |  | no |  | 0 | 0 | 0 | 0 | 0 | 0 |  | 1 | 1 | 1 | 0 | 0 | 0
load_311909543 |  | node_1411434_957_15401590_936 |  | AN | 0 | Other | 0 | 0 | 0 | 0 | 0 | 0 | [24 empty] | 8103602 | no | no |  |  | no |  | 0 | 0 | 0 | 0 | 0 | 0 |  | 1 | 1 | 1 | 0 | 0 | 0
load_311911179 |  | node_1422650_835_15390066_734 |  | AN | 0 | NonResidential | 201.6+85.881j | 0 | 0 | 0 | 0 | 0 | [24 empty] | 8103602 | no | no |  |  | no |  | 0 | 0 | 0 | 0 | 0 | 0 |  | 1 | 1 | 1 | 0 | 0 | 0
load_311913175 |  | node_1424924_786_15413406_697 |  | AN | 0 | NonResidential | 259.2+110.419j | 0 | 0 | 0 | 0 | 0 | [24 empty] | 8103602 | no | no |  |  | no |  | 0 | 0 | 0 | 0 | 0 | 0 |  | 1 | 1 | 1 | 0 | 0 | 0
load_311918615 |  | node_1420618_751_15401095_269 |  | AN | 0 | Other | 0 | 0 | 0 | 0 | 0 | 0 | [24 empty] | 8103602 | no | no |  |  | no |  | 0 | 0 | 0 | 0 | 0 | 0 |  | 1 | 1 | 1 | 0 | 0 | 0
load_311918616 |  | node_1420627_409_15401086_864 |  | BN | 0 | Other | 0 | 0 | 0 | 0 | 0 | 0 | [24 empty] | 8103602 | no | no |  |  | no |  | 0 | 0 | 0 | 0 | 0 | 0 |  | 1 | 1 | 1 | 0 | 0 | 0
load_311920157 |  | node_1426256_362_15401329_402 |  | AN | 0 | Other | 0 | 0 | 0 | 0 | 0 | 0 | [24 empty] | 8103602 | no | no |  |  | no |  | 0 | 0 | 0 | 0 | 0 | 0 |  | 1 | 1 | 1 | 0 | 0 | 0
load_311926015 |  | node_1426424_636_15398068_186 |  | AN | 0 | NonResidential | 295.2+125.755j | 0 | 0 | 0 | 0 | 0 | [24 empty] | 8103602 | no | no |  |  | no |  | 0 | 0 | 0 | 0 | 0 | 0 |  | 1 | 1 | 1 | 0 | 0 | 0
load_311934803 |  | node_1431755_857_15400949_643 |  | AN | 0 | Residential | 13060.8+5563.878j | 0 | 0 | 0 | 0 | 0 | [24 empty] | 8103602 | no | no |  |  | no |  | 0 | 0 | 0 | 0 | 0 | 0 |  | 1 | 1 | 1 | 0 | 0 | 0
load_311982767 |  | node_1425414_3_15408680_293 |  | AN | 0 | Residential | 100.8+42.941j | 0 | 0 | 0 | 0 | 0 | [24 empty] | 8103602 | no | no |  |  | no |  | 0 | 0 | 0 | 0 | 0 | 0 |  | 1 | 1 | 1 | 0 | 0 | 0
load_311988279 |  | node_1405714_085_15397303_277 |  | AN | 0 | NonResidential | 2959.2+1260.614j | 0 | 0 | 0 | 0 | 0 | [24 empty] | 8103602 | no | no |  |  | no |  | 0 | 0 | 0 | 0 | 0 | 0 |  | 1 | 1 | 1 | 0 | 0 | 0
load_311988293 |  | node_1405834_199_15397014_016 |  | AN | 0 | Other | 0 | 0 | 0 | 0 | 0 | 0 | [24 empty] | 8103602 | no | no |  |  | no |  | 0 | 0 | 0 | 0 | 0 | 0 |  | 1 | 1 | 1 | 0 | 0 | 0
load_312020939 |  | node_1432990_487_15399594_581 |  | AN | 0 | NonResidential | 0 | 0 | 0 | 0 | 0 | 0 | [24 empty] | 8103602 | no | no |  |  | no |  | 0 | 0 | 0 | 0 | 0 | 0 |  | 1 | 1 | 1 | 0 | 0 | 0
load_312040852 |  | node_1425726_176_15408235_742 |  | AN | 0 | Residential | 1936.8+825.073j | 0 | 0 | 0 | 0 | 0 | [24 empty] | 8103602 | no | no |  |  | no |  | 0 | 0 | 0 | 0 | 0 | 0 |  | 1 | 1 | 1 | 0 | 0 | 0
load_312041403 |  | node_1425861_022_15408428_112 |  | AN | 0 | Other | 0 | 0 | 0 | 0 | 0 | 0 | [24 empty] | 8103602 | no | no |  |  | no |  | 0 | 0 | 0 | 0 | 0 | 0 |  | 1 | 1 | 1 | 0 | 0 | 0
load_312052365 |  | node_1421801_413_15403614_821 |  | AN | 0 | NonResidential | 14.4+6.134j | 0 | 0 | 0 | 0 | 0 | [24 empty] | 8103602 | no | no |  |  | no |  | 0 | 0 | 0 | 0 | 0 | 0 |  | 1 | 1 | 1 | 0 | 0 | 0
load_312052366 |  | node_1421811_211_15403591_321 |  | BN | 0 | NonResidential | 0 | 14.4+6.134j | 0 | 0 | 0 | 0 | [24 empty] | 8103602 | no | no |  |  | no |  | 0 | 0 | 0 | 0 | 0 | 0 |  | 1 | 1 | 1 | 0 | 0 | 0
load_312072684 |  | node_1421752_734_15403803_997 |  | AN | 0 | Other | 0 | 0 | 0 | 0 | 0 | 0 | [24 empty] | 8103602 | no | no |  |  | no |  | 0 | 0 | 0 | 0 | 0 | 0 |  | 1 | 1 | 1 | 0 | 0 | 0
load_312077959 |  | node_1415180_991_15420659_594 |  | AN | 0 | Residential | 0 | 0 | 0 | 0 | 0 | 0 | [24 empty] | 8103602 | no | no |  |  | no |  | 0 | 0 | 0 | 0 | 0 | 0 |  | 1 | 1 | 1 | 0 | 0 | 0
load_312088738 |  | node_1422886_14_15389965_3 |  | AN | 0 | Residential | 2498.4+1064.314j | 0 | 0 | 0 | 0 | 0 | [24 empty] | 8103602 | no | no |  |  | no |  | 0 | 0 | 0 | 0 | 0 | 0 |  | 1 | 1 | 1 | 0 | 0 | 0
load_312108021 |  | node_1422138_952_15400475_347 |  | AN | 0 | Other | 0 | 0 | 0 | 0 | 0 | 0 | [24 empty] | 8103602 | no | no |  |  | no |  | 0 | 0 | 0 | 0 | 0 | 0 |  | 1 | 1 | 1 | 0 | 0 | 0
load_312119150 |  | node_1422111_801_15400811_56 |  | AN | 0 | Other | 0 | 0 | 0 | 0 | 0 | 0 | [24 empty] | 8103602 | no | no |  |  | no |  | 0 | 0 | 0 | 0 | 0 | 0 |  | 1 | 1 | 1 | 0 | 0 | 0
load_312131824 |  | node_1428559_485_15405366_445 |  | AN | 0 | Other | 0 | 0 | 0 | 0 | 0 | 0 | [24 empty] | 8103602 | no | no |  |  | no |  | 0 | 0 | 0 | 0 | 0 | 0 |  | 1 | 1 | 1 | 0 | 0 | 0
load_312139493 |  | node_1420918_216_15407857_62 |  | AN | 0 | Other | 0 | 0 | 0 | 0 | 0 | 0 | [24 empty] | 8103602 | no | no |  |  | no |  | 0 | 0 | 0 | 0 | 0 | 0 |  | 1 | 1 | 1 | 0 | 0 | 0
load_312141756 |  | node_1428697_47_15405543_102 |  | AN | 0 | Other | 0 | 0 | 0 | 0 | 0 | 0 | [24 empty] | 8103602 | no | no |  |  | no |  | 0 | 0 | 0 | 0 | 0 | 0 |  | 1 | 1 | 1 | 0 | 0 | 0
load_312148045 |  | node_1410616_074_15396004_058 |  | AN | 0 | Other | 0 | 0 | 0 | 0 | 0 | 0 | [24 empty] | 8103602 | no | no |  |  | no |  | 0 | 0 | 0 | 0 | 0 | 0 |  | 1 | 1 | 1 | 0 | 0 | 0
load_312148502 |  | node_1422197_166_15401488_63 |  | AN | 0 | Other | 0 | 0 | 0 | 0 | 0 | 0 | [24 empty] | 8103602 | no | no |  |  | no |  | 0 | 0 | 0 | 0 | 0 | 0 |  | 1 | 1 | 1 | 0 | 0 | 0
load_312148503 |  | node_1422205_337_15401469_48 |  | BN | 0 | Other | 0 | 0 | 0 | 0 | 0 | 0 | [24 empty] | 8103602 | no | no |  |  | no |  | 0 | 0 | 0 | 0 | 0 | 0 |  | 1 | 1 | 1 | 0 | 0 | 0
load_312148504 |  | node_1422210_287_15401449_494 |  | CN | 0 | Other | 0 | 0 | 0 | 0 | 0 | 0 | [24 empty] | 8103602 | no | no |  |  | no |  | 0 | 0 | 0 | 0 | 0 | 0 |  | 1 | 1 | 1 | 0 | 0 | 0

## node
data_type | static
owner_type | feeder
owner | 8103602
object | node
name | groupid | parent | bustype | phases | nominal_voltage | dcircuit | selected | monitored | monitored_fields | class_monitored_fields | played | played_fields | subsystem | x | y | comments | dist_to_slack
node_1398477_045_15401382_429 |  |  | PQ | AN | 2771.281 | 8103602 | no | no |  |  | no |  |  | 1398477.045 | 15401382.429 |  | -1
node_1399818_455_15401519_257 |  |  | PQ | AN | 2771.281 | 8103602 | no | no |  |  | no |  |  | 1399818.455 | 15401519.257 |  | -1
node_1400431_256_15401560_735 |  |  | PQ | AN | 2771.281 | 8103602 | no | no |  |  | no |  |  | 1400431.256 | 15401560.735 |  | -1
node_1401407_415_15401610_469 |  |  | PQ | AN | 2771.281 | 8103602 | no | no |  |  | no |  |  | 1401407.415 | 15401610.469 |  | -1
node_1403768_672_15405120_605 |  |  | PQ | AN | 2771.281 | 8103602 | no | no |  |  | no |  |  | 1403768.672 | 15405120.605 |  | -1
node_1403799_282_15401707_478 |  |  | PQ | AN | 2771.281 | 8103602 | no | no |  |  | no |  |  | 1403799.282 | 15401707.478 |  | -1
node_1403863_292_15405968_097 |  |  | PQ | AN | 2771.281 | 8103602 | no | no |  |  | no |  |  | 1403863.292 | 15405968.097 |  | -1
node_1403896_655_15406278_879 |  |  | PQ | AN | 2771.281 | 8103602 | no | no |  |  | no |  |  | 1403896.655 | 15406278.879 |  | -1
node_1403992_395_15404233_088 |  |  | PQ | AN | 2771.281 | 8103602 | no | no |  |  | no |  |  | 1403992.395 | 15404233.088 |  | -1
node_1403996_907_15402682_279 |  |  | PQ | AN | 2771.281 | 8103602 | no | no |  |  | no |  |  | 1403996.907 | 15402682.279 |  | -1
node_1404041_067_15403126_226 |  |  | PQ | AN | 2771.281 | 8103602 | no | no |  |  | no |  |  | 1404041.067 | 15403126.226 |  | -1
node_1404048_691_15402857_659 |  |  | PQ | AN | 2771.281 | 8103602 | no | no |  |  | no |  |  | 1404048.691 | 15402857.659 |  | -1
node_1404055_493_15401658_05 |  |  | PQ | AN | 2771.281 | 8103602 | no | no |  |  | no |  |  | 1404055.493 | 15401658.05 |  | -1
node_1404182_158_15401726_771 |  |  | PQ | AN | 2771.281 | 8103602 | no | no |  |  | no |  |  | 1404182.158 | 15401726.771 |  | -1
node_1404281_607_15405097_822 |  |  | PQ | AN | 2771.281 | 8103602 | no | no |  |  | no |  |  | 1404281.607 | 15405097.822 |  | -1
node_1404560_103_15400036_313 |  |  | PQ | AN | 2771.281 | 8103602 | no | no |  |  | no |  |  | 1404560.103 | 15400036.313 |  | -1
node_1404817_486_15398168_882 |  |  | PQ | AN | 2771.281 | 8103602 | no | no |  |  | no |  |  | 1404817.486 | 15398168.882 |  | -1
node_1404920_98_15405165_687 |  |  | PQ | AN | 2771.281 | 8103602 | no | no |  |  | no |  |  | 1404920.98 | 15405165.687 |  | -1
node_1405062_261_15398960_451 |  |  | PQ | AN | 2771.281 | 8103602 | no | no |  |  | no |  |  | 1405062.261 | 15398960.451 |  | -1
node_1405502_601_15401771_432 |  |  | PQ | AN | 2771.281 | 8103602 | no | no |  |  | no |  |  | 1405502.601 | 15401771.432 |  | -1
node_1405641_195_15397496_912 |  |  | PQ | AN | 2771.281 | 8103602 | no | no |  |  | no |  |  | 1405641.195 | 15397496.912 |  | -1
node_1405714_085_15397303_277 |  |  | PQ | AN | 2771.281 | 8103602 | no | no |  |  | no |  |  | 1405714.085 | 15397303.277 |  | -1
node_1405834_199_15397014_016 |  |  | PQ | AN | 2771.281 | 8103602 | no | no |  |  | no |  |  | 1405834.199 | 15397014.016 |  | -1
node_1406108_008_15401733_355 |  |  | PQ | AN | 2771.281 | 8103602 | no | no |  |  | no |  |  | 1406108.008 | 15401733.355 |  | -1
node_1406791_82_15401824_662 |  |  | PQ | AN | 2771.281 | 8103602 | no | no |  |  | no |  |  | 1406791.82 | 15401824.662 |  | -1
node_1407022_119_15401840_719 |  |  | PQ | AN | 2771.281 | 8103602 | no | no |  |  | no |  |  | 1407022.119 | 15401840.719 |  | -1
node_1407600_533_15401889_111 |  |  | PQ | AN | 2771.281 | 8103602 | no | no |  |  | no |  |  | 1407600.533 | 15401889.111 |  | -1
node_1407860_471_15401852_261 |  |  | PQ | AN | 2771.281 | 8103602 | no | no |  |  | no |  |  | 1407860.471 | 15401852.261 |  | -1
node_1408080_665_15396704_105 |  |  | PQ | AN | 2771.281 | 8103602 | no | no |  |  | no |  |  | 1408080.665 | 15396704.105 |  | -1
node_1408188_177_15401804_658 |  |  | PQ | AN | 2771.281 | 8103602 | no | no |  |  | no |  |  | 1408188.177 | 15401804.658 |  | -1
node_1408422_86_15401740_468 |  |  | PQ | AN | 2771.281 | 8103602 | no | no |  |  | no |  |  | 1408422.86 | 15401740.468 |  | -1
node_1408574_344_15396599_693 |  |  | PQ | AN | 2771.281 | 8103602 | no | no |  |  | no |  |  | 1408574.344 | 15396599.693 |  | -1
node_1408947_97_15401803_566 |  |  | PQ | AN | 2771.281 | 8103602 | no | no |  |  | no |  |  | 1408947.97 | 15401803.566 |  | -1
node_1409210_229_15396356_71 |  |  | PQ | AN | 2771.281 | 8103602 | no | no |  |  | no |  |  | 1409210.229 | 15396356.71 |  | -1
node_1409359_141_15397601_166 |  |  | PQ | AN | 2771.281 | 8103602 | no | no |  |  | no |  |  | 1409359.141 | 15397601.166 |  | -1
node_1409401_753_15396660_764 |  |  | PQ | AN | 2771.281 | 8103602 | no | no |  |  | no |  |  | 1409401.753 | 15396660.764 |  | -1
node_1409448_906_15396413_398 |  |  | PQ | AN | 2771.281 | 8103602 | no | no |  |  | no |  |  | 1409448.906 | 15396413.398 |  | -1
node_1409743_664_15396177_64 |  |  | PQ | AN | 2771.281 | 8103602 | no | no |  |  | no |  |  | 1409743.664 | 15396177.64 |  | -1
node_1409751_231_15397783_666 |  |  | PQ | AN | 2771.281 | 8103602 | no | no |  |  | no |  |  | 1409751.231 | 15397783.666 |  | -1
node_1409993_725_15401743_009 |  |  | PQ | AN | 2771.281 | 8103602 | no | no |  |  | no |  |  | 1409993.725 | 15401743.009 |  | -1
node_1410027_409_15396125_66 |  |  | PQ | AN | 2771.281 | 8103602 | no | no |  |  | no |  |  | 1410027.409 | 15396125.66 |  | -1
node_1410083_951_15398023_626 |  |  | PQ | AN | 2771.281 | 8103602 | no | no |  |  | no |  |  | 1410083.951 | 15398023.626 |  | -1
node_1410157_733_15401181_274 |  |  | PQ | AN | 2771.281 | 8103602 | no | no |  |  | no |  |  | 1410157.733 | 15401181.274 |  | -1
node_1410222_052_15398105_196 |  |  | PQ | AN | 2771.281 | 8103602 | no | no |  |  | no |  |  | 1410222.052 | 15398105.196 |  | -1
node_1410323_625_15396049_655 |  |  | PQ | AN | 2771.281 | 8103602 | no | no |  |  | no |  |  | 1410323.625 | 15396049.655 |  | -1
node_1410334_878_15402013_785 |  |  | PQ | AN | 2771.281 | 8103602 | no | no |  |  | no |  |  | 1410334.878 | 15402013.785 |  | -1
node_1410616_074_15396004_058 |  |  | PQ | AN | 2771.281 | 8103602 | no | no |  |  | no |  |  | 1410616.074 | 15396004.058 |  | -1
node_1410826_344_15401804_517 |  |  | PQ | AN | 2771.281 | 8103602 | no | no |  |  | no |  |  | 1410826.344 | 15401804.517 |  | -1
node_1410963_532_15397961_834 |  |  | PQ | AN | 2771.281 | 8103602 | no | no |  |  | no |  |  | 1410963.532 | 15397961.834 |  | -1
node_1410978_032_15395436_312 |  |  | PQ | AN | 2771.281 | 8103602 | no | no |  |  | no |  |  | 1410978.032 | 15395436.312 |  | -1
node_1411037_638_15401736_849 |  |  | PQ | AN | 2771.281 | 8103602 | no | no |  |  | no |  |  | 1411037.638 | 15401736.849 |  | -1
node_1411120_939_15395772_608 |  |  | PQ | AN | 2771.281 | 8103602 | no | no |  |  | no |  |  | 1411120.939 | 15395772.608 |  | -1
node_1411278_523_15397511_45 |  |  | PQ | AN | 2771.281 | 8103602 | no | no |  |  | no |  |  | 1411278.523 | 15397511.45 |  | -1
node_1411300_888_15401700_174 |  |  | PQ | AN | 2771.281 | 8103602 | no | no |  |  | no |  |  | 1411300.888 | 15401700.174 |  | -1
node_1411434_957_15401590_936 |  |  | PQ | AN | 2771.281 | 8103602 | no | no |  |  | no |  |  | 1411434.957 | 15401590.936 |  | -1
node_1411582_193_15397178_673 |  |  | PQ | AN | 2771.281 | 8103602 | no | no |  |  | no |  |  | 1411582.193 | 15397178.673 |  | -1
node_1411604_227_15395102_047 |  |  | PQ | AN | 2771.281 | 8103602 | no | no |  |  | no |  |  | 1411604.227 | 15395102.047 |  | -1
node_1411745_185_15395397_502 |  |  | PQ | AN | 2771.281 | 8103602 | no | no |  |  | no |  |  | 1411745.185 | 15395397.502 |  | -1
node_1411820_394_15396533_994 |  |  | PQ | AN | 2771.281 | 8103602 | no | no |  |  | no |  |  | 1411820.394 | 15396533.994 |  | -1
node_1411848_055_15401477_37 |  |  | PQ | AN | 2771.281 | 8103602 | no | no |  |  | no |  |  | 1411848.055 | 15401477.37 |  | -1
node_1411866_437_15395718_096 |  |  | PQ | AN | 2771.281 | 8103602 | no | no |  |  | no |  |  | 1411866.437 | 15395718.096 |  | -1
node_1411870_269_15394771_33 |  |  | PQ | AN | 2771.281 | 8103602 | no | no |  |  | no |  |  | 1411870.269 | 15394771.33 |  | -1
node_1412038_4_15401401_32 |  |  | PQ | AN | 2771.281 | 8103602 | no | no |  |  | no |  |  | 1412038.4 | 15401401.32 |  | -1
node_1412235_762_15400763_732 |  |  | PQ | AN | 2771.281 | 8103602 | no | no |  |  | no |  |  | 1412235.762 | 15400763.732 |  | -1
node_1412255_301_15394807_422 |  |  | PQ | AN | 2771.281 | 8103602 | no | no |  |  | no |  |  | 1412255.301 | 15394807.422 |  | -1
node_1412259_443_15400188_525 |  |  | PQ | AN | 2771.281 | 8103602 | no | no |  |  | no |  |  | 1412259.443 | 15400188.525 |  | -1
node_1412333_798_15394427_401 |  |  | PQ | AN | 2771.281 | 8103602 | no | no |  |  | no |  |  | 1412333.798 | 15394427.401 |  | -1
node_1412759_154_15401444_782 |  |  | PQ | AN | 2771.281 | 8103602 | no | no |  |  | no |  |  | 1412759.154 | 15401444.782 |  | -1
node_1412859_454_15394656_545 |  |  | PQ | AN | 2771.281 | 8103602 | no | no |  |  | no |  |  | 1412859.454 | 15394656.545 |  | -1
node_1413023_975_15401516_577 |  |  | PQ | AN | 2771.281 | 8103602 | no | no |  |  | no |  |  | 1413023.975 | 15401516.577 |  | -1
node_1413876_097_15394412_614 |  |  | PQ | AN | 2771.281 | 8103602 | no | no |  |  | no |  |  | 1413876.097 | 15394412.614 |  | -1
node_1414026_071_15422299_106 |  |  | PQ | AN | 2771.281 | 8103602 | no | no |  |  | no |  |  | 1414026.071 | 15422299.106 |  | -1
node_1414182_815_15394337_498 |  |  | PQ | AN | 2771.281 | 8103602 | no | no |  |  | no |  |  | 1414182.815 | 15394337.498 |  | -1
node_1414209_586_15401208_753 |  |  | PQ | AN | 2771.281 | 8103602 | no | no |  |  | no |  |  | 1414209.586 | 15401208.753 |  | -1
node_1414436_733_15422286_458 |  |  | PQ | AN | 2771.281 | 8103602 | no | no |  |  | no |  |  | 1414436.733 | 15422286.458 |  | -1
node_1414453_296_15401333_613 |  |  | PQ | AN | 2771.281 | 8103602 | no | no |  |  | no |  |  | 1414453.296 | 15401333.613 |  | -1
node_1414511_005_15421615_396 |  |  | PQ | AN | 2771.281 | 8103602 | no | no |  |  | no |  |  | 1414511.005 | 15421615.396 |  | -1
node_1414522_736_15394021_756 |  |  | PQ | AN | 2771.281 | 8103602 | no | no |  |  | no |  |  | 1414522.736 | 15394021.756 |  | -1
node_1414563_296_15393740_205 |  |  | PQ | AN | 2771.281 | 8103602 | no | no |  |  | no |  |  | 1414563.296 | 15393740.205 |  | -1
node_1414634_567_15400769_848 |  |  | PQ | AN | 2771.281 | 8103602 | no | no |  |  | no |  |  | 1414634.567 | 15400769.848 |  | -1
node_1414782_634_15401412_612 |  |  | PQ | AN | 2771.281 | 8103602 | no | no |  |  | no |  |  | 1414782.634 | 15401412.612 |  | -1
node_1414993_984_15420472_698 |  |  | PQ | AN | 2771.281 | 8103602 | no | no |  |  | no |  |  | 1414993.984 | 15420472.698 |  | -1
node_1415027_342_15401326_413 |  |  | PQ | AN | 2771.281 | 8103602 | no | no |  |  | no |  |  | 1415027.342 | 15401326.413 |  | -1
node_1415180_991_15420659_594 |  |  | PQ | AN | 2771.281 | 8103602 | no | no |  |  | no |  |  | 1415180.991 | 15420659.594 |  | -1
node_1415211_416_15394505_696 |  |  | PQ | AN | 2771.281 | 8103602 | no | no |  |  | no |  |  | 1415211.416 | 15394505.696 |  | -1
node_1415249_335_15419867_863 |  |  | PQ | AN | 2771.281 | 8103602 | no | no |  |  | no |  |  | 1415249.335 | 15419867.863 |  | -1
node_1415299_488_15391898_901 |  |  | PQ | AN | 2771.281 | 8103602 | no | no |  |  | no |  |  | 1415299.488 | 15391898.901 |  | -1
node_1415314_696_15419539_952 |  |  | PQ | AN | 2771.281 | 8103602 | no | no |  |  | no |  |  | 1415314.696 | 15419539.952 |  | -1
node_1415504_048_15401307_259 |  |  | PQ | AN | 2771.281 | 8103602 | no | no |  |  | no |  |  | 1415504.048 | 15401307.259 |  | -1
node_1415556_609_15420672_349 |  |  | PQ | AN | 2771.281 | 8103602 | no | no |  |  | no |  |  | 1415556.609 | 15420672.349 |  | -1
node_1415671_965_15389015_856 |  |  | PQ | AN | 2771.281 | 8103602 | no | no |  |  | no |  |  | 1415671.965 | 15389015.856 |  | -1
node_1415788_396_15418896_424 |  |  | PQ | AN | 2771.281 | 8103602 | no | no |  |  | no |  |  | 1415788.396 | 15418896.424 |  | -1
node_1415822_372_15394161_505 |  |  | PQ | AN | 2771.281 | 8103602 | no | no |  |  | no |  |  | 1415822.372 | 15394161.505 |  | -1
node_1415880_072_15401272_162 |  |  | PQ | AN | 2771.281 | 8103602 | no | no |  |  | no |  |  | 1415880.072 | 15401272.162 |  | -1
node_1415987_529_15420667_829 |  |  | PQ | AN | 2771.281 | 8103602 | no | no |  |  | no |  |  | 1415987.529 | 15420667.829 |  | -1
node_1415996_897_15418496_529 |  |  | PQ | AN | 2771.281 | 8103602 | no | no |  |  | no |  |  | 1415996.897 | 15418496.529 |  | -1
node_1416211_439_15394118_062 |  |  | PQ | AN | 2771.281 | 8103602 | no | no |  |  | no |  |  | 1416211.439 | 15394118.062 |  | -1
node_1416336_539_15420716_879 |  |  | PQ | AN | 2771.281 | 8103602 | no | no |  |  | no |  |  | 1416336.539 | 15420716.879 |  | -1
node_1416354_818_15401166_662 |  |  | PQ | AN | 2771.281 | 8103602 | no | no |  |  | no |  |  | 1416354.818 | 15401166.662 |  | -1
node_1416442_098_15417813_274 |  |  | PQ | AN | 2771.281 | 8103602 | no | no |  |  | no |  |  | 1416442.098 | 15417813.274 |  | -1
node_1416499_662_15401754_677 |  |  | PQ | AN | 2771.281 | 8103602 | no | no |  |  | no |  |  | 1416499.662 | 15401754.677 |  | -1
node_1416571_781_15394006_249 |  |  | PQ | AN | 2771.281 | 8103602 | no | no |  |  | no |  |  | 1416571.781 | 15394006.249 |  | -1
node_1416585_76_15417577_892 |  |  | PQ | AN | 2771.281 | 8103602 | no | no |  |  | no |  |  | 1416585.76 | 15417577.892 |  | -1
node_1416819_618_15420736_366 |  |  | PQ | AN | 2771.281 | 8103602 | no | no |  |  | no |  |  | 1416819.618 | 15420736.366 |  | -1
node_1416822_48_15391373_069 |  |  | PQ | AN | 2771.281 | 8103602 | no | no |  |  | no |  |  | 1416822.48 | 15391373.069 |  | -1
node_1416933_385_15394041_097 |  |  | PQ | AN | 2771.281 | 8103602 | no | no |  |  | no |  |  | 1416933.385 | 15394041.097 |  | -1
node_1416957_067_15420534_073 |  |  | PQ | AN | 2771.281 | 8103602 | no | no |  |  | no |  |  | 1416957.067 | 15420534.073 |  | -1
node_1417126_078_15420743_664 |  |  | PQ | AN | 2771.281 | 8103602 | no | no |  |  | no |  |  | 1417126.078 | 15420743.664 |  | -1
node_1417172_705_15401146_833 |  |  | PQ | AN | 2771.281 | 8103602 | no | no |  |  | no |  |  | 1417172.705 | 15401146.833 |  | -1
node_1417224_789_15390353_091 |  |  | PQ | AN | 2771.281 | 8103602 | no | no |  |  | no |  |  | 1417224.789 | 15390353.091 |  | -1
node_1417317_312_15417234_29 |  |  | PQ | AN | 2771.281 | 8103602 | no | no |  |  | no |  |  | 1417317.312 | 15417234.29 |  | -1
node_1417385_113_15420782_483 |  |  | PQ | AN | 2771.281 | 8103602 | no | no |  |  | no |  |  | 1417385.113 | 15420782.483 |  | -1
node_1417574_413_15415883_17 |  |  | PQ | AN | 2771.281 | 8103602 | no | no |  |  | no |  |  | 1417574.413 | 15415883.17 |  | -1
node_1417839_265_15415600_187 |  |  | PQ | AN | 2771.281 | 8103602 | no | no |  |  | no |  |  | 1417839.265 | 15415600.187 |  | -1
node_1417994_581_15391484_89 |  |  | PQ | AN | 2771.281 | 8103602 | no | no |  |  | no |  |  | 1417994.581 | 15391484.89 |  | -1
node_1418002_206_15394190_264 |  |  | PQ | AN | 2771.281 | 8103602 | no | no |  |  | no |  |  | 1418002.206 | 15394190.264 |  | -1
node_1418072_07_15415952_917 |  |  | PQ | AN | 2771.281 | 8103602 | no | no |  |  | no |  |  | 1418072.07 | 15415952.917 |  | -1
node_1418096_273_15400404_196 |  |  | PQ | AN | 2771.281 | 8103602 | no | no |  |  | no |  |  | 1418096.273 | 15400404.196 |  | -1
node_1418143_637_15396614_16 |  |  | PQ | AN | 2771.281 | 8103602 | no | no |  |  | no |  |  | 1418143.637 | 15396614.16 |  | -1
node_1418260_341_15400818_797 |  |  | PQ | AN | 2771.281 | 8103602 | no | no |  |  | no |  |  | 1418260.341 | 15400818.797 |  | -1
node_1418303_214_15394252_228 |  |  | PQ | AN | 2771.281 | 8103602 | no | no |  |  | no |  |  | 1418303.214 | 15394252.228 |  | -1
node_1418315_807_15398654_92 |  |  | PQ | AN | 2771.281 | 8103602 | no | no |  |  | no |  |  | 1418315.807 | 15398654.92 |  | -1
node_1418382_866_15406493_587 |  |  | PQ | ABCN | 2771.281 | 8103602 | no | no |  |  | no |  |  | 1418382.866 | 15406493.587 |  | -1
node_1418392_455_15400417_208 |  |  | PQ | AN | 2771.281 | 8103602 | no | no |  |  | no |  |  | 1418392.455 | 15400417.208 |  | -1
node_1418548_196_15400541_984 |  |  | PQ | AN | 2771.281 | 8103602 | no | no |  |  | no |  |  | 1418548.196 | 15400541.984 |  | -1
node_1418755_255_15403094_957 |  |  | PQ | AN | 2771.281 | 8103602 | no | no |  |  | no |  |  | 1418755.255 | 15403094.957 |  | -1
node_1418819_351_15398246_131 |  |  | PQ | AN | 2771.281 | 8103602 | no | no |  |  | no |  |  | 1418819.351 | 15398246.131 |  | -1
node_1418886_096_15400474_844 |  |  | PQ | AN | 2771.281 | 8103602 | no | no |  |  | no |  |  | 1418886.096 | 15400474.844 |  | -1
node_1418894_078_15413336_487 |  |  | PQ | AN | 2771.281 | 8103602 | no | no |  |  | no |  |  | 1418894.078 | 15413336.487 |  | -1
node_1418983_188_15402573_336 |  |  | PQ | AN | 2771.281 | 8103602 | no | no |  |  | no |  |  | 1418983.188 | 15402573.336 |  | -1
node_1419036_546_15400715_769 |  |  | PQ | AN | 2771.281 | 8103602 | no | no |  |  | no |  |  | 1419036.546 | 15400715.769 |  | -1
node_1419241_6_15400474_344 |  |  | PQ | AN | 2771.281 | 8103602 | no | no |  |  | no |  |  | 1419241.6 | 15400474.344 |  | -1
node_1419318_681_15398588_637 |  |  | PQ | AN | 2771.281 | 8103602 | no | no |  |  | no |  |  | 1419318.681 | 15398588.637 |  | -1
node_1419383_533_15392266_512 |  |  | PQ | AN | 2771.281 | 8103602 | no | no |  |  | no |  |  | 1419383.533 | 15392266.512 |  | -1
node_1419398_724_15400725_674 |  |  | PQ | AN | 2771.281 | 8103602 | no | no |  |  | no |  |  | 1419398.724 | 15400725.674 |  | -1
node_1419430_601_15416028_706 |  |  | PQ | AN | 2771.281 | 8103602 | no | no |  |  | no |  |  | 1419430.601 | 15416028.706 |  | -1
node_1419451_035_15398336_749 |  |  | PQ | AN | 2771.281 | 8103602 | no | no |  |  | no |  |  | 1419451.035 | 15398336.749 |  | -1
node_1419542_982_15411637_13 |  |  | PQ | AN | 2771.281 | 8103602 | no | no |  |  | no |  |  | 1419542.982 | 15411637.13 |  | -1
node_1419665_987_15401872_774 |  |  | PQ | ABCN | 2771.281 | 8103602 | no | no |  |  | no |  |  | 1419665.987 | 15401872.774 |  | -1
node_1419738_448_15398609_319 |  |  | PQ | AN | 2771.281 | 8103602 | no | no |  |  | no |  |  | 1419738.448 | 15398609.319 |  | -1
node_1419864_546_15400371_084 |  |  | PQ | AN | 2771.281 | 8103602 | no | no |  |  | no |  |  | 1419864.546 | 15400371.084 |  | -1
node_1419931_174_15398233_816 |  |  | PQ | AN | 2771.281 | 8103602 | no | no |  |  | no |  |  | 1419931.174 | 15398233.816 |  | -1
node_1419934_173_15392278_495 |  |  | PQ | AN | 2771.281 | 8103602 | no | no |  |  | no |  |  | 1419934.173 | 15392278.495 |  | -1
node_1419995_82_15398608_319 |  |  | PQ | AN | 2771.281 | 8103602 | no | no |  |  | no |  |  | 1419995.82 | 15398608.319 |  | -1
node_1420019_17_15404425_193 |  |  | PQ | AN | 2771.281 | 8103602 | no | no |  |  | no |  |  | 1420019.17 | 15404425.193 |  | -1
node_1420043_987_15400434_219 |  |  | PQ | AN | 2771.281 | 8103602 | no | no |  |  | no |  |  | 1420043.987 | 15400434.219 |  | -1
node_1420083_097_15410349_751 |  |  | PQ | AN | 2771.281 | 8103602 | no | no |  |  | no |  |  | 1420083.097 | 15410349.751 |  | -1
node_1420146_423_15398600_537 |  |  | PQ | AN | 2771.281 | 8103602 | no | no |  |  | no |  |  | 1420146.423 | 15398600.537 |  | -1
node_1420195_022_15404397_053 |  |  | PQ | AN | 2771.281 | 8103602 | no | no |  |  | no |  |  | 1420195.022 | 15404397.053 |  | -1
node_1420350_862_15393999_848 |  |  | PQ | AN | 2771.281 | 8103602 | no | no |  |  | no |  |  | 1420350.862 | 15393999.848 |  | -1
node_1420359_593_15400344_878 |  |  | PQ | AN | 2771.281 | 8103602 | no | no |  |  | no |  |  | 1420359.593 | 15400344.878 |  | -1
node_1420372_999_15393665_709 |  |  | PQ | AN | 2771.281 | 8103602 | no | no |  |  | no |  |  | 1420372.999 | 15393665.709 |  | -1
node_1420391_076_15401167_329 |  |  | PQ | ABCN | 2771.281 | 8103602 | no | no |  |  | no |  |  | 1420391.076 | 15401167.329 |  | -1
node_1420405_651_15404273_113 |  |  | PQ | AN | 2771.281 | 8103602 | no | no |  |  | no |  |  | 1420405.651 | 15404273.113 |  | -1
node_1420411_478_15401150_663 |  |  | PQ | ABCN | 2771.281 | 8103602 | no | no |  |  | no |  |  | 1420411.478 | 15401150.663 |  | -1
node_1420435_084_15401133_098 |  |  | PQ | ABCN | 2771.281 | 8103602 | no | no |  |  | no |  |  | 1420435.084 | 15401133.098 |  | -1
node_1420438_67_15409419_772 |  |  | PQ | AN | 2771.281 | 8103602 | no | no |  |  | no |  |  | 1420438.67 | 15409419.772 |  | -1
node_1420445_477_15398522_864 |  |  | PQ | AN | 2771.281 | 8103602 | no | no |  |  | no |  |  | 1420445.477 | 15398522.864 |  | -1
node_1420507_677_15383689_527 |  |  | PQ | AN | 2771.281 | 8103602 | no | no |  |  | no |  |  | 1420507.677 | 15383689.527 |  | -1
node_1420535_304_15392259_52 |  |  | PQ | AN | 2771.281 | 8103602 | no | no |  |  | no |  |  | 1420535.304 | 15392259.52 |  | -1
node_1420618_751_15401095_269 |  |  | PQ | ABCN | 2771.281 | 8103602 | no | no |  |  | no |  |  | 1420618.751 | 15401095.269 |  | -1
node_1420627_409_15401086_864 |  |  | PQ | ABCN | 2771.281 | 8103602 | no | no |  |  | no |  |  | 1420627.409 | 15401086.864 |  | -1
node_1420627_637_15399925_373 |  |  | PQ | AN | 2771.281 | 8103602 | no | no |  |  | no |  |  | 1420627.637 | 15399925.373 |  | -1
node_1420637_887_15409501_559 |  |  | PQ | AN | 2771.281 | 8103602 | no | no |  |  | no |  |  | 1420637.887 | 15409501.559 |  | -1
node_1420749_797_15398465_735 |  |  | PQ | AN | 2771.281 | 8103602 | no | no |  |  | no |  |  | 1420749.797 | 15398465.735 |  | -1
node_1420787_592_15392263_902 |  |  | PQ | AN | 2771.281 | 8103602 | no | no |  |  | no |  |  | 1420787.592 | 15392263.902 |  | -1
node_1420811_459_15407579_317 |  |  | PQ | AN | 2771.281 | 8103602 | no | no |  |  | no |  |  | 1420811.459 | 15407579.317 |  | -1
node_1420830_911_15396615_366 |  |  | PQ | AN | 2771.281 | 8103602 | no | no |  |  | no |  |  | 1420830.911 | 15396615.366 |  | -1
node_1420895_15394856_496 |  |  | PQ | AN | 2771.281 | 8103602 | no | no |  |  | no |  |  | 1420895 | 15394856.496 |  | -1
node_1420918_216_15407857_62 |  |  | PQ | AN | 2771.281 | 8103602 | no | no |  |  | no |  |  | 1420918.216 | 15407857.62 |  | -1
node_1420927_703_15400319_288 |  |  | PQ | AN | 2771.281 | 8103602 | no | no |  |  | no |  |  | 1420927.703 | 15400319.288 |  | -1
node_1420941_322_15395119_969 |  |  | PQ | AN | 2771.281 | 8103602 | no | no |  |  | no |  |  | 1420941.322 | 15395119.969 |  | -1
node_1420985_293_15400797_968 |  |  | PQ | ABCN | 2771.281 | 8103602 | no | no |  |  | no |  |  | 1420985.293 | 15400797.968 |  | -1
node_1421032_746_15395640_739 |  |  | PQ | AN | 2771.281 | 8103602 | no | no |  |  | no |  |  | 1421032.746 | 15395640.739 |  | -1
node_1421037_608_15398286_87 |  |  | PQ | AN | 2771.281 | 8103602 | no | no |  |  | no |  |  | 1421037.608 | 15398286.87 |  | -1
node_1421046_203_15416110_527 |  |  | PQ | AN | 2771.281 | 8103602 | no | no |  |  | no |  |  | 1421046.203 | 15416110.527 |  | -1
node_1421046_773_15392212_863 |  |  | PQ | AN | 2771.281 | 8103602 | no | no |  |  | no |  |  | 1421046.773 | 15392212.863 |  | -1
node_1421050_507_15405938_374 |  |  | PQ | AN | 2771.281 | 8103602 | no | no |  |  | no |  |  | 1421050.507 | 15405938.374 |  | -1
node_1421067_025_15405031_463 |  |  | PQ | AN | 2771.281 | 8103602 | no | no |  |  | no |  |  | 1421067.025 | 15405031.463 |  | -1
node_1421087_681_15385200_651 |  |  | PQ | AN | 2771.281 | 8103602 | no | no |  |  | no |  |  | 1421087.681 | 15385200.651 |  | -1
node_1421090_399_15400331_849 |  |  | PQ | AN | 2771.281 | 8103602 | no | no |  |  | no |  |  | 1421090.399 | 15400331.849 |  | -1
node_1421116_685_15385563_038 |  |  | PQ | AN | 2771.281 | 8103602 | no | no |  |  | no |  |  | 1421116.685 | 15385563.038 |  | -1
node_1421181_966_15383777_477 |  |  | PQ | AN | 2771.281 | 8103602 | no | no |  |  | no |  |  | 1421181.966 | 15383777.477 |  | -1
node_1421192_355_15400634_323 |  |  | PQ | ABCN | 2771.281 | 8103602 | no | no |  |  | no |  |  | 1421192.355 | 15400634.323 |  | -1
node_1421207_506_15393997_867 |  |  | PQ | AN | 2771.281 | 8103602 | no | no |  |  | no |  |  | 1421207.506 | 15393997.867 |  | -1
node_1421212_68_15405642_439 |  |  | PQ | AN | 2771.281 | 8103602 | no | no |  |  | no |  |  | 1421212.68 | 15405642.439 |  | -1
node_1421236_838_15405300_907 |  |  | PQ | AN | 2771.281 | 8103602 | no | no |  |  | no |  |  | 1421236.838 | 15405300.907 |  | -1
node_1421247_239_15396490_922 |  |  | PQ | AN | 2771.281 | 8103602 | no | no |  |  | no |  |  | 1421247.239 | 15396490.922 |  | -1
node_1421272_455_15393722_011 |  |  | PQ | AN | 2771.281 | 8103602 | no | no |  |  | no |  |  | 1421272.455 | 15393722.011 |  | -1
node_1421334_418_15395101_377 |  |  | PQ | AN | 2771.281 | 8103602 | no | no |  |  | no |  |  | 1421334.418 | 15395101.377 |  | -1
node_1421346_48_15400321_058 |  |  | PQ | AN | 2771.281 | 8103602 | no | no |  |  | no |  |  | 1421346.48 | 15400321.058 |  | -1
node_1421365_269_15392347_464 |  |  | PQ | AN | 2771.281 | 8103602 | no | no |  |  | no |  |  | 1421365.269 | 15392347.464 |  | -1
node_1421409_101_15383848_276 |  |  | PQ | AN | 2771.281 | 8103602 | no | no |  |  | no |  |  | 1421409.101 | 15383848.276 |  | -1
node_1421437_477_15400887_94 |  |  | PQ | AN | 2771.281 | 8103602 | no | no |  |  | no |  |  | 1421437.477 | 15400887.94 |  | -1
node_1421444_124_15396027_89 |  |  | PQ | AN | 2771.281 | 8103602 | no | no |  |  | no |  |  | 1421444.124 | 15396027.89 |  | -1
node_1421451_043_15386417_172 |  |  | PQ | AN | 2771.281 | 8103602 | no | no |  |  | no |  |  | 1421451.043 | 15386417.172 |  | -1
node_1421536_471_15400438_993 |  |  | PQ | ABCD | 2771.281 | 8103602 | no | no |  |  | no |  |  | 1421536.471 | 15400438.993 |  | -1
node_1421544_781_15396313_666 |  |  | PQ | AN | 2771.281 | 8103602 | no | no |  |  | no |  |  | 1421544.781 | 15396313.666 |  | -1
node_1421699_995_15397304_475 |  |  | PQ | AN | 2771.281 | 8103602 | no | no |  |  | no |  |  | 1421699.995 | 15397304.475 |  | -1
node_1421718_678_15404342_034 |  |  | PQ | AN | 2771.281 | 8103602 | no | no |  |  | no |  |  | 1421718.678 | 15404342.034 |  | -1
node_1421721_431_15403737_662 |  |  | PQ | ABCN | 2771.281 | 8103602 | no | no |  |  | no |  |  | 1421721.431 | 15403737.662 |  | -1
node_1421737_2_15383887_89 |  |  | PQ | AN | 2771.281 | 8103602 | no | no |  |  | no |  |  | 1421737.2 | 15383887.89 |  | -1
node_1421752_734_15403803_997 |  |  | PQ | AN | 2771.281 | 8103602 | no | no |  |  | no |  |  | 1421752.734 | 15403803.997 |  | -1
node_1421767_698_15402768_937 |  |  | PQ | AN | 2771.281 | 8103602 | no | no |  |  | no |  |  | 1421767.698 | 15402768.937 |  | -1
node_1421785_644_15401010_211 |  |  | PQ | AN | 2771.281 | 8103602 | no | no |  |  | no |  |  | 1421785.644 | 15401010.211 |  | -1
node_1421791_478_15403342_765 |  |  | PQ | ABCN | 2771.281 | 8103602 | no | no |  |  | no |  |  | 1421791.478 | 15403342.765 |  | -1
node_1421801_413_15403614_821 |  |  | PQ | ABCN | 2771.281 | 8103602 | no | no |  |  | no |  |  | 1421801.413 | 15403614.821 |  | -1
node_1421804_23_15403935_053 |  |  | PQ | AN | 2771.281 | 8103602 | no | no |  |  | no |  |  | 1421804.23 | 15403935.053 |  | -1
node_1421811_211_15403591_321 |  |  | PQ | ABCN | 2771.281 | 8103602 | no | no |  |  | no |  |  | 1421811.211 | 15403591.321 |  | -1
node_1421816_167_15402613_247 |  |  | PQ | ABCN | 2771.281 | 8103602 | no | no |  |  | no |  |  | 1421816.167 | 15402613.247 |  | -1
node_1421824_681_15403509_188 |  |  | PQ | ABCN | 2771.281 | 8103602 | no | no |  |  | no |  |  | 1421824.681 | 15403509.188 |  | -1
node_1421827_18_15403456_514 |  |  | PQ | ABCN | 2771.281 | 8103602 | no | no |  |  | no |  |  | 1421827.18 | 15403456.514 |  | -1
node_1421828_501_15403483_093 |  |  | PQ | ABCN | 2771.281 | 8103602 | no | no |  |  | no |  |  | 1421828.501 | 15403483.093 |  | -1
node_1421834_569_15402977_618 |  |  | PQ | ABCN | 2771.281 | 8103602 | no | no |  |  | no |  |  | 1421834.569 | 15402977.618 |  | -1
node_1421906_632_15400192_888 |  |  | PQ | ABCN | 2771.281 | 8103602 | no | no |  |  | no |  |  | 1421906.632 | 15400192.888 |  | -1
node_1421912_238_15383912_219 |  |  | PQ | AN | 2771.281 | 8103602 | no | no |  |  | no |  |  | 1421912.238 | 15383912.219 |  | -1
node_1421916_305_15404236_787 |  |  | PQ | AN | 2771.281 | 8103602 | no | no |  |  | no |  |  | 1421916.305 | 15404236.787 |  | -1
node_1421926_156_15400196_961 |  |  | PQ | ABCN | 2771.281 | 8103602 | no | no |  |  | no |  |  | 1421926.156 | 15400196.961 |  | -1
node_1422020_382_15398524_912 |  |  | PQ | AN | 2771.281 | 8103602 | no | no |  |  | no |  |  | 1422020.382 | 15398524.912 |  | -1
node_1422024_53_15402671_929 |  |  | PQ | ABCN | 2771.281 | 8103602 | no | no |  |  | no |  |  | 1422024.53 | 15402671.929 |  | -1
node_1422033_707_15388062_742 |  |  | PQ | AN | 2771.281 | 8103602 | no | no |  |  | no |  |  | 1422033.707 | 15388062.742 |  | -1
node_1422046_469_15401923_274 |  |  | PQ | ABCN | 2771.281 | 8103602 | no | no |  |  | no |  |  | 1422046.469 | 15401923.274 |  | -1
node_1422054_503_15403062_324 |  |  | PQ | AN | 2771.281 | 8103602 | no | no |  |  | no |  |  | 1422054.503 | 15403062.324 |  | -1
node_1422077_608_15401325_308 |  |  | PQ | ABCN | 2771.281 | 8103602 | no | no |  |  | no |  |  | 1422077.608 | 15401325.308 |  | -1
node_1422111_801_15400811_56 |  |  | PQ | ABCN | 2771.281 | 8103602 | no | no |  |  | no |  |  | 1422111.801 | 15400811.56 |  | -1
node_1422119_327_15402618_217 |  |  | PQ | AN | 2771.281 | 8103602 | no | no |  |  | no |  |  | 1422119.327 | 15402618.217 |  | -1
node_1422126_363_15401743_533 |  |  | PQ | ABCN | 2771.281 | 8103602 | no | no |  |  | no |  |  | 1422126.363 | 15401743.533 |  | -1
node_1422138_952_15400475_347 |  |  | PQ | ABCN | 2771.281 | 8103602 | no | no |  |  | no |  |  | 1422138.952 | 15400475.347 |  | -1
node_1422155_397_15399885_109 |  |  | PQ | ABCN | 2771.281 | 8103602 | no | no |  |  | no |  |  | 1422155.397 | 15399885.109 |  | -1
node_1422177_157_15388866 |  |  | PQ | AN | 2771.281 | 8103602 | no | no |  |  | no |  |  | 1422177.157 | 15388866 |  | -1
node_1422179_334_15399178_198 |  |  | PQ | AN | 2771.281 | 8103602 | no | no |  |  | no |  |  | 1422179.334 | 15399178.198 |  | -1
node_1422197_166_15401488_63 |  |  | PQ | ABCN | 2771.281 | 8103602 | no | no |  |  | no |  |  | 1422197.166 | 15401488.63 |  | -1
node_1422205_337_15401469_48 |  |  | PQ | ABCN | 2771.281 | 8103602 | no | no |  |  | no |  |  | 1422205.337 | 15401469.48 |  | -1
node_1422210_287_15401449_494 |  |  | PQ | ABCN | 2771.281 | 8103602 | no | no |  |  | no |  |  | 1422210.287 | 15401449.494 |  | -1
node_1422230_586_15392565_689 |  |  | PQ | AN | 2771.281 | 8103602 | no | no |  |  | no |  |  | 1422230.586 | 15392565.689 |  | -1
node_1422240_889_15399413_722 |  |  | PQ | ABCN | 2771.281 | 8103602 | no | no |  |  | no |  |  | 1422240.889 | 15399413.722 |  | -1
node_1422245_674_15391843_45 |  |  | PQ | AN | 2771.281 | 8103602 | no | no |  |  | no |  |  | 1422245.674 | 15391843.45 |  | -1
node_1422250_708_15389360_077 |  |  | PQ | AN | 2771.281 | 8103602 | no | no |  |  | no |  |  | 1422250.708 | 15389360.077 |  | -1
node_1422365_286_15390029_359 |  |  | PQ | AN | 2771.281 | 8103602 | no | no |  |  | no |  |  | 1422365.286 | 15390029.359 |  | -1
node_1422373_622_15392161_664 |  |  | PQ | AN | 2771.281 | 8103602 | no | no |  |  | no |  |  | 1422373.622 | 15392161.664 |  | -1
node_1422398_324_15400350_782 |  |  | PQ | ABCN | 2771.281 | 8103602 | no | no |  |  | no |  |  | 1422398.324 | 15400350.782 |  | -1
node_1422400_485_15400298_079 |  |  | PQ | ABCN | 2771.281 | 8103602 | no | no |  |  | no |  |  | 1422400.485 | 15400298.079 |  | -1
node_1422401_977_15400324_642 |  |  | PQ | ABCN | 2771.281 | 8103602 | no | no |  |  | no |  |  | 1422401.977 | 15400324.642 |  | -1
node_1422419_014_15383915_36 |  |  | PQ | AN | 2771.281 | 8103602 | no | no |  |  | no |  |  | 1422419.014 | 15383915.36 |  | -1
node_1422419_69_15399965_419 |  |  | PQ | ABCN | 2771.281 | 8103602 | no | no |  |  | no |  |  | 1422419.69 | 15399965.419 |  | -1
node_1422477_923_15399136_746 |  |  | PQ | AN | 2771.281 | 8103602 | no | no |  |  | no |  |  | 1422477.923 | 15399136.746 |  | -1
node_1422537_071_15391694_202 |  |  | PQ | AN | 2771.281 | 8103602 | no | no |  |  | no |  |  | 1422537.071 | 15391694.202 |  | -1
node_1422540_293_15399670_429 |  |  | PQ | ABCN | 2771.281 | 8103602 | no | no |  |  | no |  |  | 1422540.293 | 15399670.429 |  | -1
node_1422557_503_15399657_522 |  |  | PQ | ABCN | 2771.281 | 8103602 | no | no |  |  | no |  |  | 1422557.503 | 15399657.522 |  | -1
node_1422576_629_15399651_083 |  |  | PQ | ABCN | 2771.281 | 8103602 | no | no |  |  | no |  |  | 1422576.629 | 15399651.083 |  | -1
node_1422584_459_15389812_401 |  |  | PQ | AN | 2771.281 | 8103602 | no | no |  |  | no |  |  | 1422584.459 | 15389812.401 |  | -1
node_1422633_708_15412362_043 |  |  | PQ | AN | 2771.281 | 8103602 | no | no |  |  | no |  |  | 1422633.708 | 15412362.043 |  | -1
node_1422646_647_15400394_25 |  |  | PQ | AN | 2771.281 | 8103602 | no | no |  |  | no |  |  | 1422646.647 | 15400394.25 |  | -1
node_1422650_835_15390066_734 |  |  | PQ | AN | 2771.281 | 8103602 | no | no |  |  | no |  |  | 1422650.835 | 15390066.734 |  | -1
node_1422696_603_15390355_494 |  |  | PQ | AN | 2771.281 | 8103602 | no | no |  |  | no |  |  | 1422696.603 | 15390355.494 |  | -1
node_1422742_587_15399186_681 |  |  | PQ | AN | 2771.281 | 8103602 | no | no |  |  | no |  |  | 1422742.587 | 15399186.681 |  | -1
node_1422796_941_15383186_838 |  |  | PQ | AN | 2771.281 | 8103602 | no | no |  |  | no |  |  | 1422796.941 | 15383186.838 |  | -1
node_1422816_631_15391356_471 |  |  | PQ | AN | 2771.281 | 8103602 | no | no |  |  | no |  |  | 1422816.631 | 15391356.471 |  | -1
node_1422822_154_15389705_295 |  |  | PQ | AN | 2771.281 | 8103602 | no | no |  |  | no |  |  | 1422822.154 | 15389705.295 |  | -1
node_1422823_662_15390863_809 |  |  | PQ | AN | 2771.281 | 8103602 | no | no |  |  | no |  |  | 1422823.662 | 15390863.809 |  | -1
node_1422875_634_15399858_298 |  |  | PQ | AN | 2771.281 | 8103602 | no | no |  |  | no |  |  | 1422875.634 | 15399858.298 |  | -1
node_1422886_14_15389965_3 |  |  | PQ | AN | 2771.281 | 8103602 | no | no |  |  | no |  |  | 1422886.14 | 15389965.3 |  | -1
node_1422903_808_15383613_369 |  |  | PQ | AN | 2771.281 | 8103602 | no | no |  |  | no |  |  | 1422903.808 | 15383613.369 |  | -1
node_1422984_571_15405588_558 |  |  | PQ | AN | 2771.281 | 8103602 | no | no |  |  | no |  |  | 1422984.571 | 15405588.558 |  | -1
node_1423024_523_15399447_703 |  |  | PQ | AN | 2771.281 | 8103602 | no | no |  |  | no |  |  | 1423024.523 | 15399447.703 |  | -1
node_1423041_63_15399742_75 |  |  | PQ | AN | 2771.281 | 8103602 | no | no |  |  | no |  |  | 1423041.63 | 15399742.75 |  | -1
node_1423303_658_15383342_312 |  |  | PQ | AN | 2771.281 | 8103602 | no | no |  |  | no |  |  | 1423303.658 | 15383342.312 |  | -1
node_1423331_702_15399761_222 |  |  | PQ | AN | 2771.281 | 8103602 | no | no |  |  | no |  |  | 1423331.702 | 15399761.222 |  | -1
node_1423369_179_15398967_262 |  |  | PQ | AN | 2771.281 | 8103602 | no | no |  |  | no |  |  | 1423369.179 | 15398967.262 |  | -1
node_1423403_393_15410154_347 |  |  | PQ | AN | 2771.281 | 8103602 | no | no |  |  | no |  |  | 1423403.393 | 15410154.347 |  | -1
node_1423566_912_15399269_42 |  |  | PQ | AN | 2771.281 | 8103602 | no | no |  |  | no |  |  | 1423566.912 | 15399269.42 |  | -1
node_1423772_182_15396854_891 |  |  | PQ | AN | 2771.281 | 8103602 | no | no |  |  | no |  |  | 1423772.182 | 15396854.891 |  | -1
node_1423776_305_15398304_961 |  |  | PQ | AN | 2771.281 | 8103602 | no | no |  |  | no |  |  | 1423776.305 | 15398304.961 |  | -1
node_1423794_245_15398901_055 |  |  | PQ | AN | 2771.281 | 8103602 | no | no |  |  | no |  |  | 1423794.245 | 15398901.055 |  | -1
node_1423794_981_15397930_191 |  |  | PQ | AN | 2771.281 | 8103602 | no | no |  |  | no |  |  | 1423794.981 | 15397930.191 |  | -1
node_1423799_475_15399737_535 |  |  | PQ | AN | 2771.281 | 8103602 | no | no |  |  | no |  |  | 1423799.475 | 15399737.535 |  | -1
node_1423819_789_15400063_548 |  |  | PQ | AN | 2771.281 | 8103602 | no | no |  |  | no |  |  | 1423819.789 | 15400063.548 |  | -1
node_1423823_481_15399251_314 |  |  | PQ | AN | 2771.281 | 8103602 | no | no |  |  | no |  |  | 1423823.481 | 15399251.314 |  | -1
node_1423830_746_15398655_07 |  |  | PQ | AD | 2771.281 | 8103602 | no | no |  |  | no |  |  | 1423830.746 | 15398655.07 |  | -1
node_1423831_849_15408980_906 |  |  | PQ | AN | 2771.281 | 8103602 | no | no |  |  | no |  |  | 1423831.849 | 15408980.906 |  | -1
node_1423842_891_15382901_433 |  |  | PQ | AN | 2771.281 | 8103602 | no | no |  |  | no |  |  | 1423842.891 | 15382901.433 |  | -1
node_1423864_394_15397188_214 |  |  | PQ | AN | 2771.281 | 8103602 | no | no |  |  | no |  |  | 1423864.394 | 15397188.214 |  | -1
node_1423896_194_15390616_615 |  |  | PQ | AN | 2771.281 | 8103602 | no | no |  |  | no |  |  | 1423896.194 | 15390616.615 |  | -1
node_1423916_221_15400480_087 |  |  | PQ | AN | 2771.281 | 8103602 | no | no |  |  | no |  |  | 1423916.221 | 15400480.087 |  | -1
node_1423920_842_15407915_081 |  |  | PQ | AN | 2771.281 | 8103602 | no | no |  |  | no |  |  | 1423920.842 | 15407915.081 |  | -1
node_1423953_462_15408625_225 |  |  | PQ | AN | 2771.281 | 8103602 | no | no |  |  | no |  |  | 1423953.462 | 15408625.225 |  | -1
node_1424145_307_15382061_431 |  |  | PQ | AN | 2771.281 | 8103602 | no | no |  |  | no |  |  | 1424145.307 | 15382061.431 |  | -1
node_1424182_627_15387284_469 |  |  | PQ | AN | 2771.281 | 8103602 | no | no |  |  | no |  |  | 1424182.627 | 15387284.469 |  | -1
node_1424221_908_15382504_95 |  |  | PQ | AN | 2771.281 | 8103602 | no | no |  |  | no |  |  | 1424221.908 | 15382504.95 |  | -1
node_1424278_154_15382270_634 |  |  | PQ | AN | 2771.281 | 8103602 | no | no |  |  | no |  |  | 1424278.154 | 15382270.634 |  | -1
node_1424280_083_15397532_87 |  |  | PQ | AN | 2771.281 | 8103602 | no | no |  |  | no |  |  | 1424280.083 | 15397532.87 |  | -1
node_1424295_97_15382775_374 |  |  | PQ | AN | 2771.281 | 8103602 | no | no |  |  | no |  |  | 1424295.97 | 15382775.374 |  | -1
node_1424296_12_15396161_638 |  |  | PQ | AN | 2771.281 | 8103602 | no | no |  |  | no |  |  | 1424296.12 | 15396161.638 |  | -1
node_1424350_766_15416748_416 |  |  | PQ | AN | 2771.281 | 8103602 | no | no |  |  | no |  |  | 1424350.766 | 15416748.416 |  | -1
node_1424379_313_15414834_706 |  |  | PQ | AN | 2771.281 | 8103602 | no | no |  |  | no |  |  | 1424379.313 | 15414834.706 |  | -1
node_1424387_813_15408197_836 |  |  | PQ | AN | 2771.281 | 8103602 | no | no |  |  | no |  |  | 1424387.813 | 15408197.836 |  | -1
node_1424389_127_15417531_358 |  |  | PQ | AN | 2771.281 | 8103602 | no | no |  |  | no |  |  | 1424389.127 | 15417531.358 |  | -1
node_1424414_216_15414486_879 |  |  | PQ | AN | 2771.281 | 8103602 | no | no |  |  | no |  |  | 1424414.216 | 15414486.879 |  | -1
node_1424437_477_15417874_201 |  |  | PQ | AN | 2771.281 | 8103602 | no | no |  |  | no |  |  | 1424437.477 | 15417874.201 |  | -1
node_1424494_981_15388457_18 |  |  | PQ | AN | 2771.281 | 8103602 | no | no |  |  | no |  |  | 1424494.981 | 15388457.18 |  | -1
node_1424607_827_15408364_709 |  |  | PQ | AN | 2771.281 | 8103602 | no | no |  |  | no |  |  | 1424607.827 | 15408364.709 |  | -1
node_1424613_906_15382159_094 |  |  | PQ | AN | 2771.281 | 8103602 | no | no |  |  | no |  |  | 1424613.906 | 15382159.094 |  | -1
node_1424711_862_15418090_341 |  |  | PQ | AN | 2771.281 | 8103602 | no | no |  |  | no |  |  | 1424711.862 | 15418090.341 |  | -1
node_1424720_085_15409108_166 |  |  | PQ | AN | 2771.281 | 8103602 | no | no |  |  | no |  |  | 1424720.085 | 15409108.166 |  | -1
node_1424786_614_15381256_262 |  |  | PQ | AN | 2771.281 | 8103602 | no | no |  |  | no |  |  | 1424786.614 | 15381256.262 |  | -1
node_1424812_66_15395244_725 |  |  | PQ | AN | 2771.281 | 8103602 | no | no |  |  | no |  |  | 1424812.66 | 15395244.725 |  | -1
node_1424813_012_15381792_501 |  |  | PQ | AN | 2771.281 | 8103602 | no | no |  |  | no |  |  | 1424813.012 | 15381792.501 |  | -1
node_1424871_682_15409386_036 |  |  | PQ | AN | 2771.281 | 8103602 | no | no |  |  | no |  |  | 1424871.682 | 15409386.036 |  | -1
node_1424876_415_15381401_776 |  |  | PQ | AN | 2771.281 | 8103602 | no | no |  |  | no |  |  | 1424876.415 | 15381401.776 |  | -1
node_1424924_786_15413406_697 |  |  | PQ | AN | 2771.281 | 8103602 | no | no |  |  | no |  |  | 1424924.786 | 15413406.697 |  | -1
node_1424976_056_15413108_245 |  |  | PQ | AN | 2771.281 | 8103602 | no | no |  |  | no |  |  | 1424976.056 | 15413108.245 |  | -1
node_1424986_034_15394935_852 |  |  | PQ | AN | 2771.281 | 8103602 | no | no |  |  | no |  |  | 1424986.034 | 15394935.852 |  | -1
node_1425033_274_15409899_068 |  |  | PQ | AN | 2771.281 | 8103602 | no | no |  |  | no |  |  | 1425033.274 | 15409899.068 |  | -1
node_1425118_873_15394767_577 |  |  | PQ | AN | 2771.281 | 8103602 | no | no |  |  | no |  |  | 1425118.873 | 15394767.577 |  | -1
node_1425145_649_15410107_171 |  |  | PQ | AN | 2771.281 | 8103602 | no | no |  |  | no |  |  | 1425145.649 | 15410107.171 |  | -1
node_1425164_202_15410679_646 |  |  | PQ | AN | 2771.281 | 8103602 | no | no |  |  | no |  |  | 1425164.202 | 15410679.646 |  | -1
node_1425216_908_15402514_397 |  |  | PQ | AN | 2771.281 | 8103602 | no | no |  |  | no |  |  | 1425216.908 | 15402514.397 |  | -1
node_1425237_813_15411327_552 |  |  | PQ | AN | 2771.281 | 8103602 | no | no |  |  | no |  |  | 1425237.813 | 15411327.552 |  | -1
node_1425248_117_15382372_544 |  |  | PQ | AN | 2771.281 | 8103602 | no | no |  |  | no |  |  | 1425248.117 | 15382372.544 |  | -1
node_1425414_3_15408680_293 |  |  | PQ | AN | 2771.281 | 8103602 | no | no |  |  | no |  |  | 1425414.3 | 15408680.293 |  | -1
node_1425449_539_15397867_302 |  |  | PQ | AN | 2771.281 | 8103602 | no | no |  |  | no |  |  | 1425449.539 | 15397867.302 |  | -1
node_1425496_17_15402722_478 |  |  | PQ | AN | 2771.281 | 8103602 | no | no |  |  | no |  |  | 1425496.17 | 15402722.478 |  | -1
node_1425543_302_15408422_193 |  |  | PQ | AN | 2771.281 | 8103602 | no | no |  |  | no |  |  | 1425543.302 | 15408422.193 |  | -1
node_1425592_06_15401045_295 |  |  | PQ | AN | 2771.281 | 8103602 | no | no |  |  | no |  |  | 1425592.06 | 15401045.295 |  | -1
node_1425618_252_15389162_718 |  |  | PQ | AN | 2771.281 | 8103602 | no | no |  |  | no |  |  | 1425618.252 | 15389162.718 |  | -1
node_1425701_43_15403116_631 |  |  | PQ | AN | 2771.281 | 8103602 | no | no |  |  | no |  |  | 1425701.43 | 15403116.631 |  | -1
node_1425726_176_15408235_742 |  |  | PQ | AN | 2771.281 | 8103602 | no | no |  |  | no |  |  | 1425726.176 | 15408235.742 |  | -1
node_1425861_022_15408428_112 |  |  | PQ | AN | 2771.281 | 8103602 | no | no |  |  | no |  |  | 1425861.022 | 15408428.112 |  | -1
node_1426010_536_15413619_95 |  |  | PQ | AN | 2771.281 | 8103602 | no | no |  |  | no |  |  | 1426010.536 | 15413619.95 |  | -1
node_1426140_891_15408592_899 |  |  | PQ | AN | 2771.281 | 8103602 | no | no |  |  | no |  |  | 1426140.891 | 15408592.899 |  | -1
node_1426256_362_15401329_402 |  |  | PQ | AN | 2771.281 | 8103602 | no | no |  |  | no |  |  | 1426256.362 | 15401329.402 |  | -1
node_1426424_636_15398068_186 |  |  | PQ | AN | 2771.281 | 8103602 | no | no |  |  | no |  |  | 1426424.636 | 15398068.186 |  | -1
node_1426704_71_15413808_25 |  |  | PQ | AN | 2771.281 | 8103602 | no | no |  |  | no |  |  | 1426704.71 | 15413808.25 |  | -1
node_1427017_842_15398129_421 |  |  | PQ | AN | 2771.281 | 8103602 | no | no |  |  | no |  |  | 1427017.842 | 15398129.421 |  | -1
node_1427054_242_15413724_003 |  |  | PQ | AN | 2771.281 | 8103602 | no | no |  |  | no |  |  | 1427054.242 | 15413724.003 |  | -1
node_1427424_04_15404838_944 |  |  | PQ | AN | 2771.281 | 8103602 | no | no |  |  | no |  |  | 1427424.04 | 15404838.944 |  | -1
node_1427574_44_15404142_767 |  |  | PQ | AN | 2771.281 | 8103602 | no | no |  |  | no |  |  | 1427574.44 | 15404142.767 |  | -1
node_1427606_109_15399119_82 |  |  | PQ | AN | 2771.281 | 8103602 | no | no |  |  | no |  |  | 1427606.109 | 15399119.82 |  | -1
node_1427631_945_15398243_016 |  |  | PQ | AN | 2771.281 | 8103602 | no | no |  |  | no |  |  | 1427631.945 | 15398243.016 |  | -1
node_1428011_374_15405392_572 |  |  | PQ | AN | 2771.281 | 8103602 | no | no |  |  | no |  |  | 1428011.374 | 15405392.572 |  | -1
node_1428087_309_15398300_168 |  |  | PQ | AN | 2771.281 | 8103602 | no | no |  |  | no |  |  | 1428087.309 | 15398300.168 |  | -1
node_1428559_485_15405366_445 |  |  | PQ | AN | 2771.281 | 8103602 | no | no |  |  | no |  |  | 1428559.485 | 15405366.445 |  | -1
node_1428697_47_15405543_102 |  |  | PQ | AN | 2771.281 | 8103602 | no | no |  |  | no |  |  | 1428697.47 | 15405543.102 |  | -1
node_1428781_448_15406163_92 |  |  | PQ | AN | 2771.281 | 8103602 | no | no |  |  | no |  |  | 1428781.448 | 15406163.92 |  | -1
node_1428890_103_15405823_354 |  |  | PQ | AN | 2771.281 | 8103602 | no | no |  |  | no |  |  | 1428890.103 | 15405823.354 |  | -1
node_1428947_358_15398166_223 |  |  | PQ | AN | 2771.281 | 8103602 | no | no |  |  | no |  |  | 1428947.358 | 15398166.223 |  | -1
node_1430675_186_15401160_117 |  |  | PQ | AN | 2771.281 | 8103602 | no | no |  |  | no |  |  | 1430675.186 | 15401160.117 |  | -1
node_1431486_787_15401126_677 |  |  | PQ | AN | 2771.281 | 8103602 | no | no |  |  | no |  |  | 1431486.787 | 15401126.677 |  | -1
node_1431755_857_15400949_643 |  |  | PQ | AN | 2771.281 | 8103602 | no | no |  |  | no |  |  | 1431755.857 | 15400949.643 |  | -1
node_1432108_953_15401117_95 |  |  | PQ | AN | 2771.281 | 8103602 | no | no |  |  | no |  |  | 1432108.953 | 15401117.95 |  | -1
node_1432430_04_15400091_654 |  |  | PQ | AN | 2771.281 | 8103602 | no | no |  |  | no |  |  | 1432430.04 | 15400091.654 |  | -1
node_1432990_487_15399594_581 |  |  | PQ | AN | 2771.281 | 8103602 | no | no |  |  | no |  |  | 1432990.487 | 15399594.581 |  | -1
node_1434641_276_15402406_213 |  |  | PQ | AN | 2771.281 | 8103602 | no | no |  |  | no |  |  | 1434641.276 | 15402406.213 |  | -1
node_1434665_183_15401529_728 |  |  | PQ | AN | 2771.281 | 8103602 | no | no |  |  | no |  |  | 1434665.183 | 15401529.728 |  | -1
node_1435564_616_15401542_841 |  |  | PQ | AN | 2771.281 | 8103602 | no | no |  |  | no |  |  | 1435564.616 | 15401542.841 |  | -1
node_8103602_200845666 |  |  | PQ | AN | 2771.281 | 8103602 | no | no |  |  | no |  |  | 1398508.591 | 15401386.374 |  | -1
node_8103602_200845667 |  |  | PQ | AD | 2771.281 | 8103602 | no | no |  |  | no |  |  | 1398826.905 | 15401433.212 |  | -1
node_8103602_200845668 |  |  | PQ | AD | 2771.281 | 8103602 | no | no |  |  | no |  |  | 1399135.924 | 15401449.394 |  | -1
node_8103602_200845669 |  |  | PQ | AD | 2771.281 | 8103602 | no | no |  |  | no |  |  | 1399477.94 | 15401465.282 |  | -1
node_8103602_200845670 |  |  | PQ | AN | 2771.281 | 8103602 | no | no |  |  | no |  |  | 1399821.074 | 15401488.547 |  | -1
node_8103602_200845672 |  |  | PQ | AD | 2771.281 | 8103602 | no | no |  |  | no |  |  | 1400116.672 | 15401503.796 |  | -1
node_8103602_200845675 |  |  | PQ | AD | 2771.281 | 8103602 | no | no |  |  | no |  |  | 1401091.065 | 15401561.086 |  | -1
node_8103602_200845676 |  |  | PQ | AN | 2771.281 | 8103602 | no | no |  |  | no |  |  | 1401407.476 | 15401575.785 |  | -1
node_8103602_200845677 |  |  | PQ | AD | 2771.281 | 8103602 | no | no |  |  | no |  |  | 1401740.119 | 15401592.101 |  | -1
node_8103602_200845678 |  |  | PQ | AD | 2771.281 | 8103602 | no | no |  |  | no |  |  | 1402060.465 | 15401605.553 |  | -1
node_8103602_200845679 |  |  | PQ | AD | 2771.281 | 8103602 | no | no |  |  | no |  |  | 1402418.49 | 15401617.129 |  | -1
node_8103602_200845680 |  |  | PQ | AD | 2771.281 | 8103602 | no | no |  |  | no |  |  | 1402791.683 | 15401636.768 |  | -1
node_8103602_200845681 |  |  | PQ | AD | 2771.281 | 8103602 | no | no |  |  | no |  |  | 1403157.044 | 15401651.053 |  | -1
node_8103602_200845683 |  |  | PQ | AD | 2771.281 | 8103602 | no | no |  |  | no |  |  | 1403464.247 | 15401657.46 |  | -1
node_8103602_200845684 |  |  | PQ | AD | 2771.281 | 8103602 | no | no |  |  | no |  |  | 1403691.315 | 15401599.806 |  | -1
node_8103602_200845685 |  |  | PQ | AN | 2771.281 | 8103602 | no | no |  |  | no |  |  | 1403817.623 | 15401674.352 |  | -1
node_8103602_200845686 |  |  | PQ | AN | 2771.281 | 8103602 | no | no |  |  | no |  |  | 1404069.641 | 15401685.495 |  | -1
node_8103602_200845688 |  |  | PQ | AD | 2771.281 | 8103602 | no | no |  |  | no |  |  | 1404765.785 | 15401713.191 |  | -1
node_8103602_200845689 |  |  | PQ | AD | 2771.281 | 8103602 | no | no |  |  | no |  |  | 1405148.297 | 15401725.13 |  | -1
node_8103602_200845691 |  |  | PQ | AD | 2771.281 | 8103602 | no | no |  |  | no |  |  | 1405810.162 | 15401754.512 |  | -1
node_8103602_200845693 |  |  | PQ | AD | 2771.281 | 8103602 | no | no |  |  | no |  |  | 1406450.582 | 15401780.994 |  | -1
node_8103602_200845695 |  |  | PQ | AN | 2771.281 | 8103602 | no | no |  |  | no |  |  | 1406786.388 | 15401797.547 |  | -1
node_8103602_200845696 |  |  | PQ | AN | 2771.281 | 8103602 | no | no |  |  | no |  |  | 1407019.472 | 15401806.617 |  | -1
node_8103602_200845697 |  |  | PQ | AD | 2771.281 | 8103602 | no | no |  |  | no |  |  | 1407283.356 | 15401816.985 |  | -1
node_8103602_200845852 |  |  | PQ | AD | 2771.281 | 8103602 | no | no |  |  | no |  |  | 1405116.209 | 15398231.533 |  | -1
node_8103602_200845853 |  |  | PQ | AN | 2771.281 | 8103602 | no | no |  |  | no |  |  | 1404856.248 | 15398183.827 |  | -1
node_8103602_200845854 |  |  | PQ | AD | 2771.281 | 8103602 | no | no |  |  | no |  |  | 1404209.684 | 15401242.055 |  | -1
node_8103602_200845855 |  |  | PQ | AD | 2771.281 | 8103602 | no | no |  |  | no |  |  | 1405256.69 | 15398681.729 |  | -1
node_8103602_200845856 |  |  | PQ | AD | 2771.281 | 8103602 | no | no |  |  | no |  |  | 1405405.709 | 15398279.711 |  | -1
node_8103602_200845857 |  |  | PQ | AD | 2771.281 | 8103602 | no | no |  |  | no |  |  | 1405529.071 | 15397944.442 |  | -1
node_8103602_200845858 |  |  | PQ | AN | 2771.281 | 8103602 | no | no |  |  | no |  |  | 1405670.737 | 15397559.42 |  | -1
node_8103602_200845859 |  |  | PQ | AD | 2771.281 | 8103602 | no | no |  |  | no |  |  | 1404289.126 | 15400988.285 |  | -1
node_8103602_200845860 |  |  | PQ | AD | 2771.281 | 8103602 | no | no |  |  | no |  |  | 1404395.196 | 15400648.012 |  | -1
node_8103602_200845861 |  |  | PQ | AD | 2771.281 | 8103602 | no | no |  |  | no |  |  | 1404490.995 | 15400339.513 |  | -1
node_8103602_200845862 |  |  | PQ | AN | 2771.281 | 8103602 | no | no |  |  | no |  |  | 1404581.428 | 15400043.834 |  | -1
node_8103602_200845863 |  |  | PQ | AD | 2771.281 | 8103602 | no | no |  |  | no |  |  | 1404656.135 | 15399819.887 |  | -1
node_8103602_200845864 |  |  | PQ | AD | 2771.281 | 8103602 | no | no |  |  | no |  |  | 1404765.323 | 15399610.307 |  | -1
node_8103602_200845865 |  |  | PQ | AD | 2771.281 | 8103602 | no | no |  |  | no |  |  | 1404918.007 | 15399324.414 |  | -1
node_8103602_200845866 |  |  | PQ | AN | 2771.281 | 8103602 | no | no |  |  | no |  |  | 1405095.556 | 15398990.852 |  | -1
node_8103602_200845868 |  |  | PQ | AD | 2771.281 | 8103602 | no | no |  |  | no |  |  | 1404059.108 | 15401945.508 |  | -1
node_8103602_200845870 |  |  | PQ | AN | 2771.281 | 8103602 | no | no |  |  | no |  |  | 1404275.398 | 15405139.635 |  | -1
node_8103602_200845871 |  |  | PQ | AD | 2771.281 | 8103602 | no | no |  |  | no |  |  | 1404599.111 | 15405148.37 |  | -1
node_8103602_200845872 |  |  | PQ | AN | 2771.281 | 8103602 | no | no |  |  | no |  |  | 1404878.656 | 15405163.418 |  | -1
node_8103602_200845873 |  |  | PQ | AN | 2771.281 | 8103602 | no | no |  |  | no |  |  | 1403796.028 | 15405125.737 |  | -1
node_8103602_200845874 |  |  | PQ | AD | 2771.281 | 8103602 | no | no |  |  | no |  |  | 1403914.053 | 15405402.98 |  | -1
node_8103602_200845875 |  |  | PQ | AD | 2771.281 | 8103602 | no | no |  |  | no |  |  | 1403901.464 | 15405675.332 |  | -1
node_8103602_200845876 |  |  | PQ | AN | 2771.281 | 8103602 | no | no |  |  | no |  |  | 1403886.465 | 15405981.763 |  | -1
node_8103602_200845878 |  |  | PQ | AN | 2771.281 | 8103602 | no | no |  |  | no |  |  | 1403873.213 | 15406256.369 |  | -1
node_8103602_200845879 |  |  | PQ | AD | 2771.281 | 8103602 | no | no |  |  | no |  |  | 1404048.022 | 15402221.994 |  | -1
node_8103602_200845880 |  |  | PQ | AD | 2771.281 | 8103602 | no | no |  |  | no |  |  | 1404036.369 | 15402527.025 |  | -1
node_8103602_200845881 |  |  | PQ | AN | 2771.281 | 8103602 | no | no |  |  | no |  |  | 1404020.386 | 15402680.529 |  | -1
node_8103602_200845883 |  |  | PQ | AN | 2771.281 | 8103602 | no | no |  |  | no |  |  | 1403995.605 | 15403121.917 |  | -1
node_8103602_200845884 |  |  | PQ | AD | 2771.281 | 8103602 | no | no |  |  | no |  |  | 1403995.284 | 15403405.416 |  | -1
node_8103602_200845885 |  |  | PQ | AD | 2771.281 | 8103602 | no | no |  |  | no |  |  | 1403977.531 | 15403706.42 |  | -1
node_8103602_200845886 |  |  | PQ | AD | 2771.281 | 8103602 | no | no |  |  | no |  |  | 1403959.916 | 15404062.282 |  | -1
node_8103602_200845887 |  |  | PQ | AN | 2771.281 | 8103602 | no | no |  |  | no |  |  | 1403944.977 | 15404223.935 |  | -1
node_8103602_200845888 |  |  | PQ | AD | 2771.281 | 8103602 | no | no |  |  | no |  |  | 1403946.742 | 15404410.791 |  | -1
node_8103602_200845889 |  |  | PQ | AD | 2771.281 | 8103602 | no | no |  |  | no |  |  | 1403941.02 | 15404747.733 |  | -1
node_8103602_200845890 |  |  | PQ | AN | 2771.281 | 8103602 | no | no |  |  | no |  |  | 1408115.186 | 15396707.809 |  | -1
node_8103602_200874812 |  |  | PQ | AD | 2771.281 | 8103602 | no | no |  |  | no |  |  | 1415102.094 | 15420135.791 |  | -1
node_8103602_200874813 |  |  | PQ | AN | 2771.281 | 8103602 | no | no |  |  | no |  |  | 1414957.282 | 15420452.828 |  | -1
node_8103602_200874815 |  |  | PQ | AD | 2771.281 | 8103602 | no | no |  |  | no |  |  | 1414853.815 | 15420710.665 |  | -1
node_8103602_200874818 |  |  | PQ | AD | 2771.281 | 8103602 | no | no |  |  | no |  |  | 1414365.357 | 15421870.19 |  | -1
node_8103602_200874819 |  |  | PQ | AD | 2771.281 | 8103602 | no | no |  |  | no |  |  | 1414258.18 | 15422123.747 |  | -1
node_8103602_200874820 |  |  | PQ | AN | 2771.281 | 8103602 | no | no |  |  | no |  |  | 1414409.457 | 15422265.864 |  | -1
node_8103602_200874821 |  |  | PQ | AN | 2771.281 | 8103602 | no | no |  |  | no |  |  | 1414030.31 | 15422277.609 |  | -1
node_8103602_200875027 |  |  | PQ | AN | 2771.281 | 8103602 | no | no |  |  | no |  |  | 1416956.178 | 15420568.877 |  | -1
node_8103602_200875028 |  |  | PQ | AN | 2771.281 | 8103602 | no | no |  |  | no |  |  | 1415179.914 | 15420707.687 |  | -1
node_8103602_200875029 |  |  | PQ | AN | 2771.281 | 8103602 | no | no |  |  | no |  |  | 1415552.615 | 15420711.477 |  | -1
node_8103602_200875030 |  |  | PQ | AN | 2771.281 | 8103602 | no | no |  |  | no |  |  | 1415980.633 | 15420705.603 |  | -1
node_8103602_200875031 |  |  | PQ | AN | 2771.281 | 8103602 | no | no |  |  | no |  |  | 1416327.611 | 15420758.344 |  | -1
node_8103602_200875032 |  |  | PQ | AN | 2771.281 | 8103602 | no | no |  |  | no |  |  | 1416814.056 | 15420774.847 |  | -1
node_8103602_200875033 |  |  | PQ | AD | 2771.281 | 8103602 | no | no |  |  | no |  |  | 1416976.982 | 15420782.197 |  | -1
node_8103602_200875034 |  |  | PQ | AN | 2771.281 | 8103602 | no | no |  |  | no |  |  | 1417119.07 | 15420780.521 |  | -1
node_8103602_200875036 |  |  | PQ | AN | 2771.281 | 8103602 | no | no |  |  | no |  |  | 1417347.186 | 15420788.296 |  | -1
node_8103602_200875255 |  |  | PQ | AN | 2771.281 | 8103602 | no | no |  |  | no |  |  | 1420536.131 | 15383693.722 |  | -1
node_8103602_200875257 |  |  | PQ | AD | 2771.281 | 8103602 | no | no |  |  | no |  |  | 1421163.011 | 15396209.119 |  | -1
node_8103602_200875258 |  |  | PQ | AD | 2771.281 | 8103602 | no | no |  |  | no |  |  | 1421115.097 | 15395922.768 |  | -1
node_8103602_200875259 |  |  | PQ | AN | 2771.281 | 8103602 | no | no |  |  | no |  |  | 1421064.615 | 15395638.46 |  | -1
node_8103602_200875260 |  |  | PQ | AD | 2771.281 | 8103602 | no | no |  |  | no |  |  | 1421019.533 | 15395377.213 |  | -1
node_8103602_200875261 |  |  | PQ | AN | 2771.281 | 8103602 | no | no |  |  | no |  |  | 1420970.383 | 15395115.863 |  | -1
node_8103602_200875262 |  |  | PQ | AN | 2771.281 | 8103602 | no | no |  |  | no |  |  | 1420927.009 | 15394849.153 |  | -1
node_8103602_200875263 |  |  | PQ | AD | 2771.281 | 8103602 | no | no |  |  | no |  |  | 1420878.934 | 15394590.77 |  | -1
node_8103602_200875264 |  |  | PQ | AD | 2771.281 | 8103602 | no | no |  |  | no |  |  | 1421027.595 | 15394294.868 |  | -1
node_8103602_200875265 |  |  | PQ | AN | 2771.281 | 8103602 | no | no |  |  | no |  |  | 1421173.764 | 15393993.766 |  | -1
node_8103602_200875266 |  |  | PQ | AN | 2771.281 | 8103602 | no | no |  |  | no |  |  | 1421300.922 | 15393741.705 |  | -1
node_8103602_200875267 |  |  | PQ | AD | 2771.281 | 8103602 | no | no |  |  | no |  |  | 1421428.635 | 15393486.624 |  | -1
node_8103602_200875268 |  |  | PQ | AD | 2771.281 | 8103602 | no | no |  |  | no |  |  | 1421555.145 | 15393230.106 |  | -1
node_8103602_200875269 |  |  | PQ | AD | 2771.281 | 8103602 | no | no |  |  | no |  |  | 1421670.475 | 15392989.189 |  | -1
node_8103602_200875270 |  |  | PQ | AD | 2771.281 | 8103602 | no | no |  |  | no |  |  | 1421821.852 | 15392686.397 |  | -1
node_8103602_200875271 |  |  | PQ | AD | 2771.281 | 8103602 | no | no |  |  | no |  |  | 1421943.917 | 15392448.994 |  | -1
node_8103602_200875272 |  |  | PQ | AD | 2771.281 | 8103602 | no | no |  |  | no |  |  | 1421936.702 | 15392197.893 |  | -1
node_8103602_200875273 |  |  | PQ | AD | 2771.281 | 8103602 | no | no |  |  | no |  |  | 1421936.955 | 15391883.989 |  | -1
node_8103602_200875274 |  |  | PQ | AD | 2771.281 | 8103602 | no | no |  |  | no |  |  | 1421933.775 | 15391586.521 |  | -1
node_8103602_200875275 |  |  | PQ | AD | 2771.281 | 8103602 | no | no |  |  | no |  |  | 1421931.251 | 15391289.445 |  | -1
node_8103602_200875276 |  |  | PQ | AD | 2771.281 | 8103602 | no | no |  |  | no |  |  | 1421893.637 | 15390978.001 |  | -1
node_8103602_200875277 |  |  | PQ | AD | 2771.281 | 8103602 | no | no |  |  | no |  |  | 1421855.217 | 15390658.131 |  | -1
node_8103602_200875278 |  |  | PQ | AD | 2771.281 | 8103602 | no | no |  |  | no |  |  | 1421819.165 | 15390344.498 |  | -1
node_8103602_200875280 |  |  | PQ | AD | 2771.281 | 8103602 | no | no |  |  | no |  |  | 1421744.017 | 15389677.857 |  | -1
node_8103602_200875281 |  |  | PQ | AD | 2771.281 | 8103602 | no | no |  |  | no |  |  | 1421698.529 | 15389314.665 |  | -1
node_8103602_200875282 |  |  | PQ | AD | 2771.281 | 8103602 | no | no |  |  | no |  |  | 1421662.809 | 15388970.785 |  | -1
node_8103602_200875283 |  |  | PQ | AD | 2771.281 | 8103602 | no | no |  |  | no |  |  | 1421623.765 | 15388672.971 |  | -1
node_8103602_200875284 |  |  | PQ | AD | 2771.281 | 8103602 | no | no |  |  | no |  |  | 1421597.032 | 15388417.288 |  | -1
node_8103602_200875285 |  |  | PQ | AD | 2771.281 | 8103602 | no | no |  |  | no |  |  | 1421560.565 | 15388110.971 |  | -1
node_8103602_200875286 |  |  | PQ | AD | 2771.281 | 8103602 | no | no |  |  | no |  |  | 1421522.474 | 15387771.831 |  | -1
node_8103602_200875287 |  |  | PQ | AD | 2771.281 | 8103602 | no | no |  |  | no |  |  | 1421481.049 | 15387424.157 |  | -1
node_8103602_200875288 |  |  | PQ | AD | 2771.281 | 8103602 | no | no |  |  | no |  |  | 1421442.716 | 15387093.915 |  | -1
node_8103602_200875289 |  |  | PQ | AD | 2771.281 | 8103602 | no | no |  |  | no |  |  | 1421406.532 | 15386784.315 |  | -1
node_8103602_200875290 |  |  | PQ | AD | 2771.281 | 8103602 | no | no |  |  | no |  |  | 1421326.591 | 15386522.131 |  | -1
node_8103602_200875291 |  |  | PQ | AD | 2771.281 | 8103602 | no | no |  |  | no |  |  | 1421239.701 | 15386228.791 |  | -1
node_8103602_200875292 |  |  | PQ | AD | 2771.281 | 8103602 | no | no |  |  | no |  |  | 1421206.852 | 15385934.388 |  | -1
node_8103602_200875293 |  |  | PQ | AN | 2771.281 | 8103602 | no | no |  |  | no |  |  | 1421163.724 | 15385562.825 |  | -1
node_8103602_200875294 |  |  | PQ | AN | 2771.281 | 8103602 | no | no |  |  | no |  |  | 1421120.888 | 15385203.903 |  | -1
node_8103602_200875295 |  |  | PQ | AD | 2771.281 | 8103602 | no | no |  |  | no |  |  | 1421083.422 | 15384907.586 |  | -1
node_8103602_200875296 |  |  | PQ | AD | 2771.281 | 8103602 | no | no |  |  | no |  |  | 1421048.944 | 15384641.716 |  | -1
node_8103602_200875297 |  |  | PQ | AD | 2771.281 | 8103602 | no | no |  |  | no |  |  | 1421018.928 | 15384396.772 |  | -1
node_8103602_200875298 |  |  | PQ | AD | 2771.281 | 8103602 | no | no |  |  | no |  |  | 1420984.555 | 15384146.717 |  | -1
node_8103602_200875304 |  |  | PQ | AN | 2771.281 | 8103602 | no | no |  |  | no |  |  | 1421510.524 | 15396297.4 |  | -1
node_8103602_200875305 |  |  | PQ | AN | 2771.281 | 8103602 | no | no |  |  | no |  |  | 1421467.792 | 15396031.311 |  | -1
node_8103602_200875308 |  |  | PQ | AN | 2771.281 | 8103602 | no | no |  |  | no |  |  | 1421306.27 | 15395130.899 |  | -1
node_8103602_200875313 |  |  | PQ | AN | 2771.281 | 8103602 | no | no |  |  | no |  |  | 1422197.866 | 15392555.401 |  | -1
node_8103602_200875318 |  |  | PQ | AD | 2771.281 | 8103602 | no | no |  |  | no |  |  | 1421944.131 | 15389343.835 |  | -1
node_8103602_200875319 |  |  | PQ | AN | 2771.281 | 8103602 | no | no |  |  | no |  |  | 1422219.924 | 15389373.86 |  | -1
node_8103602_200875320 |  |  | PQ | AD | 2771.281 | 8103602 | no | no |  |  | no |  |  | 1421924.873 | 15388921.699 |  | -1
node_8103602_200875321 |  |  | PQ | AN | 2771.281 | 8103602 | no | no |  |  | no |  |  | 1422144.197 | 15388876.765 |  | -1
node_8103602_200875322 |  |  | PQ | AD | 2771.281 | 8103602 | no | no |  |  | no |  |  | 1421782.571 | 15388086.783 |  | -1
node_8103602_200875323 |  |  | PQ | AN | 2771.281 | 8103602 | no | no |  |  | no |  |  | 1421999.957 | 15388060.649 |  | -1
node_8103602_200875325 |  |  | PQ | AN | 2771.281 | 8103602 | no | no |  |  | no |  |  | 1421465.877 | 15386445.659 |  | -1
node_8103602_200875330 |  |  | PQ | AD | 2771.281 | 8103602 | no | no |  |  | no |  |  | 1420893.526 | 15383734.21 |  | -1
node_8103602_200875495 |  |  | PQ | AD | 2771.281 | 8103602 | no | no |  |  | no |  |  | 1424851.659 | 15381589.895 |  | -1
node_8103602_200875496 |  |  | PQ | AD | 2771.281 | 8103602 | no | no |  |  | no |  |  | 1421006.36 | 15383757.965 |  | -1
node_8103602_200875497 |  |  | PQ | AN | 2771.281 | 8103602 | no | no |  |  | no |  |  | 1421171.083 | 15383799.15 |  | -1
node_8103602_200875498 |  |  | PQ | AD | 2771.281 | 8103602 | no | no |  |  | no |  |  | 1421336.887 | 15383855.004 |  | -1
node_8103602_200875501 |  |  | PQ | AN | 2771.281 | 8103602 | no | no |  |  | no |  |  | 1421397.459 | 15383877.509 |  | -1
node_8103602_200875502 |  |  | PQ | AD | 2771.281 | 8103602 | no | no |  |  | no |  |  | 1421562.915 | 15383892.917 |  | -1
node_8103602_200875503 |  |  | PQ | AN | 2771.281 | 8103602 | no | no |  |  | no |  |  | 1421736.553 | 15383927.513 |  | -1
node_8103602_200875504 |  |  | PQ | AN | 2771.281 | 8103602 | no | no |  |  | no |  |  | 1421902.552 | 15383945.245 |  | -1
node_8103602_200875505 |  |  | PQ | AD | 2771.281 | 8103602 | no | no |  |  | no |  |  | 1422092.722 | 15383970.717 |  | -1
node_8103602_200875506 |  |  | PQ | AD | 2771.281 | 8103602 | no | no |  |  | no |  |  | 1422228.954 | 15383948.285 |  | -1
node_8103602_200875507 |  |  | PQ | AN | 2771.281 | 8103602 | no | no |  |  | no |  |  | 1422419.377 | 15383949.774 |  | -1
node_8103602_200875508 |  |  | PQ | AD | 2771.281 | 8103602 | no | no |  |  | no |  |  | 1422627.637 | 15383949.982 |  | -1
node_8103602_200875509 |  |  | PQ | AD | 2771.281 | 8103602 | no | no |  |  | no |  |  | 1422726.19 | 15383967.052 |  | -1
node_8103602_200875511 |  |  | PQ | AD | 2771.281 | 8103602 | no | no |  |  | no |  |  | 1422818.886 | 15383751.768 |  | -1
node_8103602_200875512 |  |  | PQ | AD | 2771.281 | 8103602 | no | no |  |  | no |  |  | 1422795.95 | 15383415.846 |  | -1
node_8103602_200875513 |  |  | PQ | AN | 2771.281 | 8103602 | no | no |  |  | no |  |  | 1422794.223 | 15383222.317 |  | -1
node_8103602_200875515 |  |  | PQ | AN | 2771.281 | 8103602 | no | no |  |  | no |  |  | 1422924.448 | 15383626.817 |  | -1
node_8103602_200875516 |  |  | PQ | AN | 2771.281 | 8103602 | no | no |  |  | no |  |  | 1423318.558 | 15383366 |  | -1
node_8103602_200875517 |  |  | PQ | AD | 2771.281 | 8103602 | no | no |  |  | no |  |  | 1423877.402 | 15382993.653 |  | -1
node_8103602_200875518 |  |  | PQ | AN | 2771.281 | 8103602 | no | no |  |  | no |  |  | 1423851.64 | 15382934.765 |  | -1
node_8103602_200875519 |  |  | PQ | AN | 2771.281 | 8103602 | no | no |  |  | no |  |  | 1424264.654 | 15382759.73 |  | -1
node_8103602_200875520 |  |  | PQ | AN | 2771.281 | 8103602 | no | no |  |  | no |  |  | 1424248.761 | 15382524.477 |  | -1
node_8103602_200875521 |  |  | PQ | AN | 2771.281 | 8103602 | no | no |  |  | no |  |  | 1424246.998 | 15382276.653 |  | -1
node_8103602_200875522 |  |  | PQ | AN | 2771.281 | 8103602 | no | no |  |  | no |  |  | 1424178.596 | 15382050.592 |  | -1
node_8103602_200875523 |  |  | PQ | AD | 2771.281 | 8103602 | no | no |  |  | no |  |  | 1424142.739 | 15381932.827 |  | -1
node_8103602_200875524 |  |  | PQ | AD | 2771.281 | 8103602 | no | no |  |  | no |  |  | 1424494.965 | 15381907.271 |  | -1
node_8103602_200875525 |  |  | PQ | AN | 2771.281 | 8103602 | no | no |  |  | no |  |  | 1424602.046 | 15382126.502 |  | -1
node_8103602_200875526 |  |  | PQ | AN | 2771.281 | 8103602 | no | no |  |  | no |  |  | 1424801.045 | 15381761.966 |  | -1
node_8103602_200875528 |  |  | PQ | AN | 2771.281 | 8103602 | no | no |  |  | no |  |  | 1424907.134 | 15381393.77 |  | -1
node_8103602_200875529 |  |  | PQ | AN | 2771.281 | 8103602 | no | no |  |  | no |  |  | 1424818.002 | 15381257.172 |  | -1
node_8103602_200875532 |  |  | PQ | AD | 2771.281 | 8103602 | no | no |  |  | no |  |  | 1422079.574 | 15390046.254 |  | -1
node_8103602_200875533 |  |  | PQ | AN | 2771.281 | 8103602 | no | no |  |  | no |  |  | 1422359.106 | 15390069.119 |  | -1
node_8103602_200875534 |  |  | PQ | AN | 2771.281 | 8103602 | no | no |  |  | no |  |  | 1422640.187 | 15390090.709 |  | -1
node_8103602_200875536 |  |  | PQ | AN | 2771.281 | 8103602 | no | no |  |  | no |  |  | 1422594.253 | 15389846.486 |  | -1
node_8103602_200875537 |  |  | PQ | AN | 2771.281 | 8103602 | no | no |  |  | no |  |  | 1422875.921 | 15389934.013 |  | -1
node_8103602_200875538 |  |  | PQ | AN | 2771.281 | 8103602 | no | no |  |  | no |  |  | 1422831.211 | 15389737.873 |  | -1
node_8103602_200875539 |  |  | PQ | AD | 2771.281 | 8103602 | no | no |  |  | no |  |  | 1423189.219 | 15389726.451 |  | -1
node_8103602_200875540 |  |  | PQ | AD | 2771.281 | 8103602 | no | no |  |  | no |  |  | 1423457.422 | 15389543.73 |  | -1
node_8103602_200875541 |  |  | PQ | AD | 2771.281 | 8103602 | no | no |  |  | no |  |  | 1423844.696 | 15389731.458 |  | -1
node_8103602_200875542 |  |  | PQ | AD | 2771.281 | 8103602 | no | no |  |  | no |  |  | 1423870.021 | 15390162.548 |  | -1
node_8103602_200875543 |  |  | PQ | AN | 2771.281 | 8103602 | no | no |  |  | no |  |  | 1423888.832 | 15390579.528 |  | -1
node_8103602_200875544 |  |  | PQ | AD | 2771.281 | 8103602 | no | no |  |  | no |  |  | 1423823.083 | 15389290.701 |  | -1
node_8103602_200875545 |  |  | PQ | AD | 2771.281 | 8103602 | no | no |  |  | no |  |  | 1424161.346 | 15389072.121 |  | -1
node_8103602_200875546 |  |  | PQ | AD | 2771.281 | 8103602 | no | no |  |  | no |  |  | 1424406.468 | 15388907.945 |  | -1
node_8103602_200875548 |  |  | PQ | AD | 2771.281 | 8103602 | no | no |  |  | no |  |  | 1424358.023 | 15387948.441 |  | -1
node_8103602_200875550 |  |  | PQ | AD | 2771.281 | 8103602 | no | no |  |  | no |  |  | 1424259.061 | 15387595.976 |  | -1
node_8103602_200875551 |  |  | PQ | AN | 2771.281 | 8103602 | no | no |  |  | no |  |  | 1424189.328 | 15387318.189 |  | -1
node_8103602_200875554 |  |  | PQ | AD | 2771.281 | 8103602 | no | no |  |  | no |  |  | 1424668.55 | 15395555.205 |  | -1
node_8103602_200875555 |  |  | PQ | AN | 2771.281 | 8103602 | no | no |  |  | no |  |  | 1424842.369 | 15395254.357 |  | -1
node_8103602_200875556 |  |  | PQ | AN | 2771.281 | 8103602 | no | no |  |  | no |  |  | 1425012.632 | 15394958.511 |  | -1
node_8103602_200875557 |  |  | PQ | AN | 2771.281 | 8103602 | no | no |  |  | no |  |  | 1425098.688 | 15394791.089 |  | -1
node_8103602_200876065 |  |  | PQ | AN | 2771.281 | 8103602 | no | no |  |  | no |  |  | 1415212.974 | 15394470.911 |  | -1
node_8103602_200876067 |  |  | PQ | AD | 2771.281 | 8103602 | no | no |  |  | no |  |  | 1420638.526 | 15393991.617 |  | -1
node_8103602_200876068 |  |  | PQ | AD | 2771.281 | 8103602 | no | no |  |  | no |  |  | 1417279.928 | 15394102.113 |  | -1
node_8103602_200876069 |  |  | PQ | AN | 2771.281 | 8103602 | no | no |  |  | no |  |  | 1416927.553 | 15394073.874 |  | -1
node_8103602_200876071 |  |  | PQ | AN | 2771.281 | 8103602 | no | no |  |  | no |  |  | 1416569.529 | 15394035.681 |  | -1
node_8103602_200876073 |  |  | PQ | AN | 2771.281 | 8103602 | no | no |  |  | no |  |  | 1416194.942 | 15394087.52 |  | -1
node_8103602_200876074 |  |  | PQ | AN | 2771.281 | 8103602 | no | no |  |  | no |  |  | 1415803.935 | 15394124.227 |  | -1
node_8103602_200876075 |  |  | PQ | AD | 2771.281 | 8103602 | no | no |  |  | no |  |  | 1415516.637 | 15394166.031 |  | -1
node_8103602_200876076 |  |  | PQ | AD | 2771.281 | 8103602 | no | no |  |  | no |  |  | 1415220.201 | 15394199.058 |  | -1
node_8103602_200876077 |  |  | PQ | AD | 2771.281 | 8103602 | no | no |  |  | no |  |  | 1414853.013 | 15394240.898 |  | -1
node_8103602_200876078 |  |  | PQ | AD | 2771.281 | 8103602 | no | no |  |  | no |  |  | 1414566.509 | 15394269.078 |  | -1
node_8103602_200876079 |  |  | PQ | AN | 2771.281 | 8103602 | no | no |  |  | no |  |  | 1414539.566 | 15394021.889 |  | -1
node_8103602_200876080 |  |  | PQ | AN | 2771.281 | 8103602 | no | no |  |  | no |  |  | 1414569.472 | 15393773.018 |  | -1
node_8103602_200876081 |  |  | PQ | AN | 2771.281 | 8103602 | no | no |  |  | no |  |  | 1414176.863 | 15394311.217 |  | -1
node_8103602_200876082 |  |  | PQ | AN | 2771.281 | 8103602 | no | no |  |  | no |  |  | 1420352.441 | 15393968.588 |  | -1
node_8103602_200876083 |  |  | PQ | AN | 2771.281 | 8103602 | no | no |  |  | no |  |  | 1420369.044 | 15393697.225 |  | -1
node_8103602_200876084 |  |  | PQ | AN | 2771.281 | 8103602 | no | no |  |  | no |  |  | 1413860.019 | 15394378.24 |  | -1
node_8103602_200876085 |  |  | PQ | AD | 2771.281 | 8103602 | no | no |  |  | no |  |  | 1413590.645 | 15394450.091 |  | -1
node_8103602_200876086 |  |  | PQ | AD | 2771.281 | 8103602 | no | no |  |  | no |  |  | 1413169.267 | 15394550.607 |  | -1
node_8103602_200876087 |  |  | PQ | AN | 2771.281 | 8103602 | no | no |  |  | no |  |  | 1412844.214 | 15394628.915 |  | -1
node_8103602_200876088 |  |  | PQ | AD | 2771.281 | 8103602 | no | no |  |  | no |  |  | 1412576.318 | 15394693.729 |  | -1
node_8103602_200876089 |  |  | PQ | AD | 2771.281 | 8103602 | no | no |  |  | no |  |  | 1412339.353 | 15394756.008 |  | -1
node_8103602_200876090 |  |  | PQ | AN | 2771.281 | 8103602 | no | no |  |  | no |  |  | 1412241.278 | 15394773.422 |  | -1
node_8103602_200876091 |  |  | PQ | AN | 2771.281 | 8103602 | no | no |  |  | no |  |  | 1411881.123 | 15394803.739 |  | -1
node_8103602_200876092 |  |  | PQ | AN | 2771.281 | 8103602 | no | no |  |  | no |  |  | 1411576.961 | 15395081.676 |  | -1
node_8103602_200876093 |  |  | PQ | AD | 2771.281 | 8103602 | no | no |  |  | no |  |  | 1419786.894 | 15393927.635 |  | -1
node_8103602_200876094 |  |  | PQ | AD | 2771.281 | 8103602 | no | no |  |  | no |  |  | 1419436.109 | 15394014.825 |  | -1
node_8103602_200876095 |  |  | PQ | AD | 2771.281 | 8103602 | no | no |  |  | no |  |  | 1419037.313 | 15394084.761 |  | -1
node_8103602_200876096 |  |  | PQ | AD | 2771.281 | 8103602 | no | no |  |  | no |  |  | 1418696.803 | 15394143.192 |  | -1
node_8103602_200876097 |  |  | PQ | AN | 2771.281 | 8103602 | no | no |  |  | no |  |  | 1418300.069 | 15394217.31 |  | -1
node_8103602_200876098 |  |  | PQ | AN | 2771.281 | 8103602 | no | no |  |  | no |  |  | 1418008.277 | 15394158.028 |  | -1
node_8103602_200876099 |  |  | PQ | AD | 2771.281 | 8103602 | no | no |  |  | no |  |  | 1417687.072 | 15394135.306 |  | -1
node_8103602_200876543 |  |  | PQ | AD | 2771.281 | 8103602 | no | no |  |  | no |  |  | 1421659.221 | 15392376.397 |  | -1
node_8103602_200876544 |  |  | PQ | AD | 2771.281 | 8103602 | no | no |  |  | no |  |  | 1418733.846 | 15391985.552 |  | -1
node_8103602_200876545 |  |  | PQ | AD | 2771.281 | 8103602 | no | no |  |  | no |  |  | 1418443.727 | 15391794.547 |  | -1
node_8103602_200876546 |  |  | PQ | AD | 2771.281 | 8103602 | no | no |  |  | no |  |  | 1418189.934 | 15391641.136 |  | -1
node_8103602_200876547 |  |  | PQ | AN | 2771.281 | 8103602 | no | no |  |  | no |  |  | 1417976.888 | 15391515.341 |  | -1
node_8103602_200876548 |  |  | PQ | AD | 2771.281 | 8103602 | no | no |  |  | no |  |  | 1417718.537 | 15391450.222 |  | -1
node_8103602_200876549 |  |  | PQ | AD | 2771.281 | 8103602 | no | no |  |  | no |  |  | 1417389.199 | 15391361.987 |  | -1
node_8103602_200876550 |  |  | PQ | AD | 2771.281 | 8103602 | no | no |  |  | no |  |  | 1417169.006 | 15391384.64 |  | -1
node_8103602_200876551 |  |  | PQ | AD | 2771.281 | 8103602 | no | no |  |  | no |  |  | 1417188.466 | 15391118.461 |  | -1
node_8103602_200876552 |  |  | PQ | AD | 2771.281 | 8103602 | no | no |  |  | no |  |  | 1417193.774 | 15390889.296 |  | -1
node_8103602_200876553 |  |  | PQ | AD | 2771.281 | 8103602 | no | no |  |  | no |  |  | 1417210.841 | 15390654.655 |  | -1
node_8103602_200876554 |  |  | PQ | AN | 2771.281 | 8103602 | no | no |  |  | no |  |  | 1417224.042 | 15390383.431 |  | -1
node_8103602_200876555 |  |  | PQ | AD | 2771.281 | 8103602 | no | no |  |  | no |  |  | 1417037.816 | 15391393.186 |  | -1
node_8103602_200876556 |  |  | PQ | AN | 2771.281 | 8103602 | no | no |  |  | no |  |  | 1416828.079 | 15391415.907 |  | -1
node_8103602_200876557 |  |  | PQ | AD | 2771.281 | 8103602 | no | no |  |  | no |  |  | 1416443.751 | 15391526.705 |  | -1
node_8103602_200876558 |  |  | PQ | AD | 2771.281 | 8103602 | no | no |  |  | no |  |  | 1416066.131 | 15391653.858 |  | -1
node_8103602_200876559 |  |  | PQ | AN | 2771.281 | 8103602 | no | no |  |  | no |  |  | 1421372.471 | 15392315.684 |  | -1
node_8103602_200876560 |  |  | PQ | AD | 2771.281 | 8103602 | no | no |  |  | no |  |  | 1415717.133 | 15391761.342 |  | -1
node_8103602_200876561 |  |  | PQ | AN | 2771.281 | 8103602 | no | no |  |  | no |  |  | 1415329.796 | 15391890.709 |  | -1
node_8103602_200876562 |  |  | PQ | AN | 2771.281 | 8103602 | no | no |  |  | no |  |  | 1421042.025 | 15392237.062 |  | -1
node_8103602_200876564 |  |  | PQ | AN | 2771.281 | 8103602 | no | no |  |  | no |  |  | 1420785.428 | 15392226.664 |  | -1
node_8103602_200876565 |  |  | PQ | AN | 2771.281 | 8103602 | no | no |  |  | no |  |  | 1420533.532 | 15392227.989 |  | -1
node_8103602_200876566 |  |  | PQ | AD | 2771.281 | 8103602 | no | no |  |  | no |  |  | 1420164.696 | 15392241.776 |  | -1
node_8103602_200876567 |  |  | PQ | AN | 2771.281 | 8103602 | no | no |  |  | no |  |  | 1419924.297 | 15392243.031 |  | -1
node_8103602_200876569 |  |  | PQ | AD | 2771.281 | 8103602 | no | no |  |  | no |  |  | 1419792.131 | 15392231.111 |  | -1
node_8103602_200876570 |  |  | PQ | AN | 2771.281 | 8103602 | no | no |  |  | no |  |  | 1419382.843 | 15392225.794 |  | -1
node_8103602_200876571 |  |  | PQ | AD | 2771.281 | 8103602 | no | no |  |  | no |  |  | 1419011.256 | 15392136.354 |  | -1
node_8103602_200876854 |  |  | PQ | AN | 2771.281 | 8103602 | no | no |  |  | no |  |  | 1422241.937 | 15391873.417 |  | -1
node_8103602_200876856 |  |  | PQ | AD | 2771.281 | 8103602 | no | no |  |  | no |  |  | 1422460.507 | 15391861.938 |  | -1
node_8103602_200876858 |  |  | PQ | AN | 2771.281 | 8103602 | no | no |  |  | no |  |  | 1422380.134 | 15392122.476 |  | -1
node_8103602_200876859 |  |  | PQ | AN | 2771.281 | 8103602 | no | no |  |  | no |  |  | 1422565.665 | 15391709.763 |  | -1
node_8103602_200876860 |  |  | PQ | AD | 2771.281 | 8103602 | no | no |  |  | no |  |  | 1422667.11 | 15391548.879 |  | -1
node_8103602_200876861 |  |  | PQ | AN | 2771.281 | 8103602 | no | no |  |  | no |  |  | 1422788.999 | 15391344.048 |  | -1
node_8103602_200876862 |  |  | PQ | AD | 2771.281 | 8103602 | no | no |  |  | no |  |  | 1422760.731 | 15391136.114 |  | -1
node_8103602_200876863 |  |  | PQ | AN | 2771.281 | 8103602 | no | no |  |  | no |  |  | 1422823.163 | 15390894.485 |  | -1
node_8103602_200876941 |  |  | PQ | AD | 2771.281 | 8103602 | no | no |  |  | no |  |  | 1416281.453 | 15391284.249 |  | -1
node_8103602_200876942 |  |  | PQ | AD | 2771.281 | 8103602 | no | no |  |  | no |  |  | 1416260.057 | 15390892.857 |  | -1
node_8103602_200876943 |  |  | PQ | AD | 2771.281 | 8103602 | no | no |  |  | no |  |  | 1416241.301 | 15390487.611 |  | -1
node_8103602_200876944 |  |  | PQ | AD | 2771.281 | 8103602 | no | no |  |  | no |  |  | 1416215.801 | 15390057.542 |  | -1
node_8103602_200876945 |  |  | PQ | AD | 2771.281 | 8103602 | no | no |  |  | no |  |  | 1416006.37 | 15389775.528 |  | -1
node_8103602_200876946 |  |  | PQ | AD | 2771.281 | 8103602 | no | no |  |  | no |  |  | 1415806.274 | 15389501.133 |  | -1
node_8103602_200876947 |  |  | PQ | AD | 2771.281 | 8103602 | no | no |  |  | no |  |  | 1415654.888 | 15389297.73 |  | -1
node_8103602_200876948 |  |  | PQ | AN | 2771.281 | 8103602 | no | no |  |  | no |  |  | 1415667.517 | 15389048.997 |  | -1
node_8103602_200881244 |  |  | PQ | AD | 2771.281 | 8103602 | no | no |  |  | no |  |  | 1422042.031 | 15401042.139 |  | -1
node_8103602_200881245 |  |  | PQ | AD | 2771.281 | 8103602 | no | no |  |  | no |  |  | 1421922.466 | 15401021.632 |  | -1
node_8103602_200881246 |  |  | PQ | AN | 2771.281 | 8103602 | no | no |  |  | no |  |  | 1421793.202 | 15400995.557 |  | -1
node_8103602_200881247 |  |  | PQ | AD | 2771.281 | 8103602 | no | no |  |  | no |  |  | 1421657.714 | 15400969.56 |  | -1
node_8103602_200881248 |  |  | PQ | AN | 2771.281 | 8103602 | no | no |  |  | no |  |  | 1421454.182 | 15400930.79 |  | -1
node_8103602_200881250 |  |  | PQ | AD | 2771.281 | 8103602 | no | no |  |  | no |  |  | 1421671.731 | 15400258.53 |  | -1
node_8103602_200881252 |  |  | PQ | AD | 2771.281 | 8103602 | no | no |  |  | no |  |  | 1421685.657 | 15399744.974 |  | -1
node_8103602_200881253 |  |  | PQ | AD | 2771.281 | 8103602 | no | no |  |  | no |  |  | 1421685.626 | 15399494.412 |  | -1
node_8103602_200881254 |  |  | PQ | AD | 2771.281 | 8103602 | no | no |  |  | no |  |  | 1421687.955 | 15399255.344 |  | -1
node_8103602_200881255 |  |  | PQ | AD | 2771.281 | 8103602 | no | no |  |  | no |  |  | 1421644.379 | 15398995.647 |  | -1
node_8103602_200881256 |  |  | PQ | AD | 2771.281 | 8103602 | no | no |  |  | no |  |  | 1421592.393 | 15398701.846 |  | -1
node_8103602_200881257 |  |  | PQ | AD | 2771.281 | 8103602 | no | no |  |  | no |  |  | 1421542.387 | 15398411.41 |  | -1
node_8103602_200881258 |  |  | PQ | AD | 2771.281 | 8103602 | no | no |  |  | no |  |  | 1421492.843 | 15398096.051 |  | -1
node_8103602_200881259 |  |  | PQ | AD | 2771.281 | 8103602 | no | no |  |  | no |  |  | 1421440.024 | 15397798.488 |  | -1
node_8103602_200881260 |  |  | PQ | AD | 2771.281 | 8103602 | no | no |  |  | no |  |  | 1421388.033 | 15397501.92 |  | -1
node_8103602_200881261 |  |  | PQ | AD | 2771.281 | 8103602 | no | no |  |  | no |  |  | 1421333.273 | 15397218.669 |  | -1
node_8103602_200881262 |  |  | PQ | AD | 2771.281 | 8103602 | no | no |  |  | no |  |  | 1421291.852 | 15396948.126 |  | -1
node_8103602_200881263 |  |  | PQ | AD | 2771.281 | 8103602 | no | no |  |  | no |  |  | 1421253.892 | 15396729.147 |  | -1
node_8103602_200881264 |  |  | PQ | AN | 2771.281 | 8103602 | no | no |  |  | no |  |  | 1421213.286 | 15396501.419 |  | -1
node_8103602_200881265 |  |  | PQ | AD | 2771.281 | 8103602 | no | no |  |  | no |  |  | 1421186.368 | 15396343.858 |  | -1
node_8103602_200881267 |  |  | PQ | AD | 2771.281 | 8103602 | no | no |  |  | no |  |  | 1421490.923 | 15397231.422 |  | -1
node_8103602_200881268 |  |  | PQ | AN | 2771.281 | 8103602 | no | no |  |  | no |  |  | 1421670.374 | 15397302.095 |  | -1
node_8103602_200881269 |  |  | PQ | AD | 2771.281 | 8103602 | no | no |  |  | no |  |  | 1421165.533 | 15396509.711 |  | -1
node_8103602_200881270 |  |  | PQ | AN | 2771.281 | 8103602 | no | no |  |  | no |  |  | 1420859.347 | 15396594.574 |  | -1
node_8103602_200881271 |  |  | PQ | AD | 2771.281 | 8103602 | no | no |  |  | no |  |  | 1421422.54 | 15396344.864 |  | -1
node_8103602_200881273 |  |  | PQ | AN | 2771.281 | 8103602 | no | no |  |  | no |  |  | 1418269.483 | 15400782.803 |  | -1
node_8103602_200881275 |  |  | PQ | AD | 2771.281 | 8103602 | no | no |  |  | no |  |  | 1420636.648 | 15400270.177 |  | -1
node_8103602_200881276 |  |  | PQ | AN | 2771.281 | 8103602 | no | no |  |  | no |  |  | 1420350.094 | 15400321.825 |  | -1
node_8103602_200881278 |  |  | PQ | AN | 2771.281 | 8103602 | no | no |  |  | no |  |  | 1420035.055 | 15400409.451 |  | -1
node_8103602_200881279 |  |  | PQ | AN | 2771.281 | 8103602 | no | no |  |  | no |  |  | 1419867.413 | 15400408.964 |  | -1
node_8103602_200881280 |  |  | PQ | AD | 2771.281 | 8103602 | no | no |  |  | no |  |  | 1419611.673 | 15400589.2 |  | -1
node_8103602_200881281 |  |  | PQ | AN | 2771.281 | 8103602 | no | no |  |  | no |  |  | 1419421.467 | 15400714.03 |  | -1
node_8103602_200881282 |  |  | PQ | AD | 2771.281 | 8103602 | no | no |  |  | no |  |  | 1419640.207 | 15400404.915 |  | -1
node_8103602_200881283 |  |  | PQ | AD | 2771.281 | 8103602 | no | no |  |  | no |  |  | 1419422.877 | 15400412.075 |  | -1
node_8103602_200881284 |  |  | PQ | AN | 2771.281 | 8103602 | no | no |  |  | no |  |  | 1419235.098 | 15400448.676 |  | -1
node_8103602_200881285 |  |  | PQ | AD | 2771.281 | 8103602 | no | no |  |  | no |  |  | 1419035.93 | 15400471.323 |  | -1
node_8103602_200881286 |  |  | PQ | AN | 2771.281 | 8103602 | no | no |  |  | no |  |  | 1419038.735 | 15400687.195 |  | -1
node_8103602_200881287 |  |  | PQ | ABCN | 2771.281 | 8103602 | no | no |  |  | no |  |  | 1421909.982 | 15400311.169 |  | -1
node_8103602_200881288 |  |  | PQ | AN | 2771.281 | 8103602 | no | no |  |  | no |  |  | 1418876.459 | 15400509.252 |  | -1
node_8103602_200881289 |  |  | PQ | AD | 2771.281 | 8103602 | no | no |  |  | no |  |  | 1418683.763 | 15400538.255 |  | -1
node_8103602_200881290 |  |  | PQ | AN | 2771.281 | 8103602 | no | no |  |  | no |  |  | 1418556.283 | 15400518.373 |  | -1
node_8103602_200881291 |  |  | PQ | AN | 2771.281 | 8103602 | no | no |  |  | no |  |  | 1418390.348 | 15400470.997 |  | -1
node_8103602_200881292 |  |  | PQ | AD | 2771.281 | 8103602 | no | no |  |  | no |  |  | 1418285.503 | 15400517.619 |  | -1
node_8103602_200881293 |  |  | PQ | AN | 2771.281 | 8103602 | no | no |  |  | no |  |  | 1418088.896 | 15400448.889 |  | -1
node_8103602_200881295 |  |  | PQ | AD | 2771.281 | 8103602 | no | no |  |  | no |  |  | 1417862.625 | 15400443.264 |  | -1
node_8103602_200881296 |  |  | PQ | AD | 2771.281 | 8103602 | no | no |  |  | no |  |  | 1417637.737 | 15400651.253 |  | -1
node_8103602_200881297 |  |  | PQ | AD | 2771.281 | 8103602 | no | no |  |  | no |  |  | 1417400.723 | 15400881.44 |  | -1
node_8103602_200881298 |  |  | PQ | AN | 2771.281 | 8103602 | no | no |  |  | no |  |  | 1417153.636 | 15401120.973 |  | -1
node_8103602_200881299 |  |  | PQ | AD | 2771.281 | 8103602 | no | no |  |  | no |  |  | 1416873.343 | 15401147.037 |  | -1
node_8103602_200881300 |  |  | PQ | AD | 2771.281 | 8103602 | no | no |  |  | no |  |  | 1416653.852 | 15401166.477 |  | -1
node_8103602_200881301 |  |  | PQ | AN | 2771.281 | 8103602 | no | no |  |  | no |  |  | 1416333.703 | 15401197.186 |  | -1
node_8103602_200881302 |  |  | PQ | AD | 2771.281 | 8103602 | no | no |  |  | no |  |  | 1416443.414 | 15401450.241 |  | -1
node_8103602_200881303 |  |  | PQ | AN | 2771.281 | 8103602 | no | no |  |  | no |  |  | 1416495.341 | 15401728.599 |  | -1
node_8103602_200881305 |  |  | PQ | AD | 2771.281 | 8103602 | no | no |  |  | no |  |  | 1416071.603 | 15401218.61 |  | -1
node_8103602_200881306 |  |  | PQ | AN | 2771.281 | 8103602 | no | no |  |  | no |  |  | 1415874.674 | 15401237.16 |  | -1
node_8103602_200881307 |  |  | PQ | ABCD | 2771.281 | 8103602 | no | no |  |  | no |  |  | 1421767.479 | 15400303.96 |  | -1
node_8103602_200881309 |  |  | PQ | AD | 2771.281 | 8103602 | no | no |  |  | no |  |  | 1415758.883 | 15401248.038 |  | -1
node_8103602_200881310 |  |  | PQ | AN | 2771.281 | 8103602 | no | no |  |  | no |  |  | 1415499.091 | 15401272.507 |  | -1
node_8103602_200881312 |  |  | PQ | AD | 2771.281 | 8103602 | no | no |  |  | no |  |  | 1415156.955 | 15401275.266 |  | -1
node_8103602_200881313 |  |  | PQ | AD | 2771.281 | 8103602 | no | no |  |  | no |  |  | 1415091.508 | 15401027.256 |  | -1
node_8103602_200881314 |  |  | PQ | AD | 2771.281 | 8103602 | no | no |  |  | no |  |  | 1414911.774 | 15400793.263 |  | -1
node_8103602_200881315 |  |  | PQ | AN | 2771.281 | 8103602 | no | no |  |  | no |  |  | 1414668.548 | 15400778.544 |  | -1
node_8103602_200881317 |  |  | PQ | AN | 2771.281 | 8103602 | no | no |  |  | no |  |  | 1415017.815 | 15401297.63 |  | -1
node_8103602_200881318 |  |  | PQ | AN | 2771.281 | 8103602 | no | no |  |  | no |  |  | 1414778.126 | 15401382.14 |  | -1
node_8103602_200881319 |  |  | PQ | AN | 2771.281 | 8103602 | no | no |  |  | no |  |  | 1414455.521 | 15401302.35 |  | -1
node_8103602_200881320 |  |  | PQ | AN | 2771.281 | 8103602 | no | no |  |  | no |  |  | 1414201.621 | 15401228.517 |  | -1
node_8103602_200881321 |  |  | PQ | AD | 2771.281 | 8103602 | no | no |  |  | no |  |  | 1413871.655 | 15401268.282 |  | -1
node_8103602_200881322 |  |  | PQ | AD | 2771.281 | 8103602 | no | no |  |  | no |  |  | 1413560.523 | 15401306.472 |  | -1
node_8103602_200881323 |  |  | PQ | AD | 2771.281 | 8103602 | no | no |  |  | no |  |  | 1413289.17 | 15401334.372 |  | -1
node_8103602_200881324 |  |  | PQ | AD | 2771.281 | 8103602 | no | no |  |  | no |  |  | 1413034.479 | 15401380.025 |  | -1
node_8103602_200881325 |  |  | PQ | ABCD | 2771.281 | 8103602 | no | no |  |  | no |  |  | 1421680.303 | 15400304.158 |  | -1
node_8103602_200881326 |  |  | PQ | AN | 2771.281 | 8103602 | no | no |  |  | no |  |  | 1412771.065 | 15401411.646 |  | -1
node_8103602_200881328 |  |  | PQ | AD | 2771.281 | 8103602 | no | no |  |  | no |  |  | 1412484.062 | 15401337.679 |  | -1
node_8103602_200881329 |  |  | PQ | AD | 2771.281 | 8103602 | no | no |  |  | no |  |  | 1412229.37 | 15401281.259 |  | -1
node_8103602_200881330 |  |  | PQ | AD | 2771.281 | 8103602 | no | no |  |  | no |  |  | 1412252.183 | 15400978.459 |  | -1
node_8103602_200881332 |  |  | PQ | AN | 2771.281 | 8103602 | no | no |  |  | no |  |  | 1412272.744 | 15400754.426 |  | -1
node_8103602_200881333 |  |  | PQ | AD | 2771.281 | 8103602 | no | no |  |  | no |  |  | 1412280.638 | 15400565.212 |  | -1
node_8103602_200881334 |  |  | PQ | AD | 2771.281 | 8103602 | no | no |  |  | no |  |  | 1412296.836 | 15400330.677 |  | -1
node_8103602_200881335 |  |  | PQ | AN | 2771.281 | 8103602 | no | no |  |  | no |  |  | 1412295.268 | 15400176.81 |  | -1
node_8103602_200881338 |  |  | PQ | AN | 2771.281 | 8103602 | no | no |  |  | no |  |  | 1411828.145 | 15401456.012 |  | -1
node_8103602_200881339 |  |  | PQ | AN | 2771.281 | 8103602 | no | no |  |  | no |  |  | 1411266.585 | 15401689.545 |  | -1
node_8103602_200881340 |  |  | PQ | AN | 2771.281 | 8103602 | no | no |  |  | no |  |  | 1411049.342 | 15401772.332 |  | -1
node_8103602_200881341 |  |  | PQ | AN | 2771.281 | 8103602 | no | no |  |  | no |  |  | 1410820.196 | 15401780.913 |  | -1
node_8103602_200881343 |  |  | PQ | AD | 2771.281 | 8103602 | no | no |  |  | no |  |  | 1410641.275 | 15401782.834 |  | -1
node_8103602_200881344 |  |  | PQ | AD | 2771.281 | 8103602 | no | no |  |  | no |  |  | 1410294.484 | 15401782.547 |  | -1
node_8103602_200881345 |  |  | PQ | AN | 2771.281 | 8103602 | no | no |  |  | no |  |  | 1410326.897 | 15401979.84 |  | -1
node_8103602_200881346 |  |  | PQ | AN | 2771.281 | 8103602 | no | no |  |  | no |  |  | 1410006.203 | 15401777.361 |  | -1
node_8103602_200881347 |  |  | PQ | AD | 2771.281 | 8103602 | no | no |  |  | no |  |  | 1410085.637 | 15401464.703 |  | -1
node_8103602_200881348 |  |  | PQ | AN | 2771.281 | 8103602 | no | no |  |  | no |  |  | 1410145.736 | 15401225.33 |  | -1
node_8103602_200881350 |  |  | PQ | AD | 2771.281 | 8103602 | no | no |  |  | no |  |  | 1421519.226 | 15400298.852 |  | -1
node_8103602_200881351 |  |  | PQ | AD | 2771.281 | 8103602 | no | no |  |  | no |  |  | 1409655.551 | 15401775.128 |  | -1
node_8103602_200881352 |  |  | PQ | AD | 2771.281 | 8103602 | no | no |  |  | no |  |  | 1409336.865 | 15401774.921 |  | -1
node_8103602_200881353 |  |  | PQ | AN | 2771.281 | 8103602 | no | no |  |  | no |  |  | 1408935.985 | 15401781.698 |  | -1
node_8103602_200881354 |  |  | PQ | AN | 2771.281 | 8103602 | no | no |  |  | no |  |  | 1408417.865 | 15401773.995 |  | -1
node_8103602_200881356 |  |  | PQ | AN | 2771.281 | 8103602 | no | no |  |  | no |  |  | 1408187.155 | 15401776.651 |  | -1
node_8103602_200881357 |  |  | PQ | AN | 2771.281 | 8103602 | no | no |  |  | no |  |  | 1407847.654 | 15401818.131 |  | -1
node_8103602_200881358 |  |  | PQ | AN | 2771.281 | 8103602 | no | no |  |  | no |  |  | 1407597.821 | 15401856.638 |  | -1
node_8103602_200881359 |  |  | PQ | AN | 2771.281 | 8103602 | no | no |  |  | no |  |  | 1421347.875 | 15400283.106 |  | -1
node_8103602_200881360 |  |  | PQ | AN | 2771.281 | 8103602 | no | no |  |  | no |  |  | 1421090.256 | 15400297.991 |  | -1
node_8103602_200881362 |  |  | PQ | AN | 2771.281 | 8103602 | no | no |  |  | no |  |  | 1420926.588 | 15400285.655 |  | -1
node_8103602_200881363 |  |  | PQ | ABCD | 2771.281 | 8103602 | no | no |  |  | no |  |  | 1422166.291 | 15400323.93 |  | -1
node_8103602_200881364 |  |  | PQ | ABCN | 2771.281 | 8103602 | no | no |  |  | no |  |  | 1422326.228 | 15400335.2 |  | -1
node_8103602_200881365 |  |  | PQ | ABCD | 2771.281 | 8103602 | no | no |  |  | no |  |  | 1422168.448 | 15400220.157 |  | -1
node_8103602_200881366 |  |  | PQ | ABCD | 2771.281 | 8103602 | no | no |  |  | no |  |  | 1422175.069 | 15400065.15 |  | -1
node_8103602_200881368 |  |  | PQ | ABCD | 2771.281 | 8103602 | no | no |  |  | no |  |  | 1422324.065 | 15400034.712 |  | -1
node_8103602_200881369 |  |  | PQ | ABCN | 2771.281 | 8103602 | no | no |  |  | no |  |  | 1422427.954 | 15400007.064 |  | -1
node_8103602_200881370 |  |  | PQ | ABCD | 2771.281 | 8103602 | no | no |  |  | no |  |  | 1422523.097 | 15399983.606 |  | -1
node_8103602_200881371 |  |  | PQ | ABCD | 2771.281 | 8103602 | no | no |  |  | no |  |  | 1422645.254 | 15399953.784 |  | -1
node_8103602_200881372 |  |  | PQ | ABCN | 2771.281 | 8103602 | no | no |  |  | no |  |  | 1422578.828 | 15399762.067 |  | -1
node_8103602_200881373 |  |  | PQ | AD | 2771.281 | 8103602 | no | no |  |  | no |  |  | 1422761.556 | 15399924.473 |  | -1
node_8103602_200881374 |  |  | PQ | AN | 2771.281 | 8103602 | no | no |  |  | no |  |  | 1422884.022 | 15399891.629 |  | -1
node_8103602_200881378 |  |  | PQ | AD | 2771.281 | 8103602 | no | no |  |  | no |  |  | 1423094.904 | 15399891.852 |  | -1
node_8103602_200881379 |  |  | PQ | AN | 2771.281 | 8103602 | no | no |  |  | no |  |  | 1423072.124 | 15399751.089 |  | -1
node_8103602_200881380 |  |  | PQ | AN | 2771.281 | 8103602 | no | no |  |  | no |  |  | 1422999.768 | 15399483.578 |  | -1
node_8103602_200881382 |  |  | PQ | AN | 2771.281 | 8103602 | no | no |  |  | no |  |  | 1423339.869 | 15399799.109 |  | -1
node_8103602_200881383 |  |  | PQ | AD | 2771.281 | 8103602 | no | no |  |  | no |  |  | 1423530.23 | 15399774.583 |  | -1
node_8103602_200881384 |  |  | PQ | AN | 2771.281 | 8103602 | no | no |  |  | no |  |  | 1423769.047 | 15399739.324 |  | -1
node_8103602_200881385 |  |  | PQ | AD | 2771.281 | 8103602 | no | no |  |  | no |  |  | 1423778.021 | 15399551.33 |  | -1
node_8103602_200881387 |  |  | PQ | AD | 2771.281 | 8103602 | no | no |  |  | no |  |  | 1423782.113 | 15399391.465 |  | -1
node_8103602_200881388 |  |  | PQ | AN | 2771.281 | 8103602 | no | no |  |  | no |  |  | 1423786.635 | 15399255.876 |  | -1
node_8103602_200881390 |  |  | PQ | AD | 2771.281 | 8103602 | no | no |  |  | no |  |  | 1423801.32 | 15399102.601 |  | -1
node_8103602_200881391 |  |  | PQ | AN | 2771.281 | 8103602 | no | no |  |  | no |  |  | 1423567.687 | 15399237.408 |  | -1
node_8103602_200881392 |  |  | PQ | AN | 2771.281 | 8103602 | no | no |  |  | no |  |  | 1423390.155 | 15398996.821 |  | -1
node_8103602_200881394 |  |  | PQ | AN | 2771.281 | 8103602 | no | no |  |  | no |  |  | 1423831.771 | 15398902.875 |  | -1
node_8103602_200881395 |  |  | PQ | AD | 2771.281 | 8103602 | no | no |  |  | no |  |  | 1423830.716 | 15398647.908 |  | -1
node_8103602_200881396 |  |  | PQ | AD | 2771.281 | 8103602 | no | no |  |  | no |  |  | 1423794.202 | 15398511.261 |  | -1
node_8103602_200881397 |  |  | PQ | AN | 2771.281 | 8103602 | no | no |  |  | no |  |  | 1423808.943 | 15398308.886 |  | -1
node_8103602_200881398 |  |  | PQ | AD | 2771.281 | 8103602 | no | no |  |  | no |  |  | 1423822.449 | 15398114.369 |  | -1
node_8103602_200881399 |  |  | PQ | AN | 2771.281 | 8103602 | no | no |  |  | no |  |  | 1423828.079 | 15397933.108 |  | -1
node_8103602_200881400 |  |  | PQ | AD | 2771.281 | 8103602 | no | no |  |  | no |  |  | 1423835.304 | 15397760.883 |  | -1
node_8103602_200881401 |  |  | PQ | AD | 2771.281 | 8103602 | no | no |  |  | no |  |  | 1423857.956 | 15397577.688 |  | -1
node_8103602_200881402 |  |  | PQ | AD | 2771.281 | 8103602 | no | no |  |  | no |  |  | 1423875.216 | 15397382.276 |  | -1
node_8103602_200881403 |  |  | PQ | AN | 2771.281 | 8103602 | no | no |  |  | no |  |  | 1423890.543 | 15397187.603 |  | -1
node_8103602_200881405 |  |  | PQ | AD | 2771.281 | 8103602 | no | no |  |  | no |  |  | 1423917.94 | 15396910.962 |  | -1
node_8103602_200881407 |  |  | PQ | AN | 2771.281 | 8103602 | no | no |  |  | no |  |  | 1423802.807 | 15396862.01 |  | -1
node_8103602_200881408 |  |  | PQ | AD | 2771.281 | 8103602 | no | no |  |  | no |  |  | 1424144.014 | 15396511.177 |  | -1
node_8103602_200881409 |  |  | PQ | AN | 2771.281 | 8103602 | no | no |  |  | no |  |  | 1424320.664 | 15396181.956 |  | -1
node_8103602_200881410 |  |  | PQ | AD | 2771.281 | 8103602 | no | no |  |  | no |  |  | 1424507.88 | 15395858.538 |  | -1
node_8103602_200881411 |  |  | PQ | AD | 2771.281 | 8103602 | no | no |  |  | no |  |  | 1422643.457 | 15400102.329 |  | -1
node_8103602_200881413 |  |  | PQ | AN | 2771.281 | 8103602 | no | no |  |  | no |  |  | 1422622.813 | 15400372.512 |  | -1
node_8103602_200881419 |  |  | PQ | AN | 2771.281 | 8103602 | no | no |  |  | no |  |  | 1424304.462 | 15397512.974 |  | -1
node_8103602_200881420 |  |  | PQ | AD | 2771.281 | 8103602 | no | no |  |  | no |  |  | 1424737.328 | 15397620.341 |  | -1
node_8103602_200881421 |  |  | PQ | AD | 2771.281 | 8103602 | no | no |  |  | no |  |  | 1425067.37 | 15397714.798 |  | -1
node_8103602_200881422 |  |  | PQ | AN | 2771.281 | 8103602 | no | no |  |  | no |  |  | 1425462.098 | 15397837.111 |  | -1
node_8103602_200881423 |  |  | PQ | AD | 2771.281 | 8103602 | no | no |  |  | no |  |  | 1425884.844 | 15397878.768 |  | -1
node_8103602_200881424 |  |  | PQ | AD | 2771.281 | 8103602 | no | no |  |  | no |  |  | 1426212.823 | 15397978.956 |  | -1
node_8103602_200881426 |  |  | PQ | AN | 2771.281 | 8103602 | no | no |  |  | no |  |  | 1426428.931 | 15398028.264 |  | -1
node_8103602_200881427 |  |  | PQ | AD | 2771.281 | 8103602 | no | no |  |  | no |  |  | 1426862.301 | 15398144.343 |  | -1
node_8103602_200881430 |  |  | PQ | AN | 2771.281 | 8103602 | no | no |  |  | no |  |  | 1427650.89 | 15398221.924 |  | -1
node_8103602_200881432 |  |  | PQ | AN | 2771.281 | 8103602 | no | no |  |  | no |  |  | 1428080.561 | 15398262.544 |  | -1
node_8103602_200881433 |  |  | PQ | AD | 2771.281 | 8103602 | no | no |  |  | no |  |  | 1428510.137 | 15398223.969 |  | -1
node_8103602_200881434 |  |  | PQ | AN | 2771.281 | 8103602 | no | no |  |  | no |  |  | 1428936.658 | 15398190.68 |  | -1
node_8103602_200881435 |  |  | PQ | AD | 2771.281 | 8103602 | no | no |  |  | no |  |  | 1429323.419 | 15398421.634 |  | -1
node_8103602_200881436 |  |  | PQ | AD | 2771.281 | 8103602 | no | no |  |  | no |  |  | 1429736.996 | 15398658.219 |  | -1
node_8103602_200881437 |  |  | PQ | AD | 2771.281 | 8103602 | no | no |  |  | no |  |  | 1430179.181 | 15398911.435 |  | -1
node_8103602_200881438 |  |  | PQ | AD | 2771.281 | 8103602 | no | no |  |  | no |  |  | 1430518.456 | 15399107.336 |  | -1
node_8103602_200881439 |  |  | PQ | AD | 2771.281 | 8103602 | no | no |  |  | no |  |  | 1430524.55 | 15399168.225 |  | -1
node_8103602_200881440 |  |  | PQ | AD | 2771.281 | 8103602 | no | no |  |  | no |  |  | 1430557.965 | 15399630.533 |  | -1
node_8103602_200881441 |  |  | PQ | AD | 2771.281 | 8103602 | no | no |  |  | no |  |  | 1430589.189 | 15399962.398 |  | -1
node_8103602_200881442 |  |  | PQ | AD | 2771.281 | 8103602 | no | no |  |  | no |  |  | 1430637.676 | 15400596.47 |  | -1
node_8103602_200881443 |  |  | PQ | AN | 2771.281 | 8103602 | no | no |  |  | no |  |  | 1430692.146 | 15401134.269 |  | -1
node_8103602_200881444 |  |  | PQ | AD | 2771.281 | 8103602 | no | no |  |  | no |  |  | 1430941.645 | 15401115.201 |  | -1
node_8103602_200881445 |  |  | PQ | AD | 2771.281 | 8103602 | no | no |  |  | no |  |  | 1431196.66 | 15401085.891 |  | -1
node_8103602_200881446 |  |  | PQ | AN | 2771.281 | 8103602 | no | no |  |  | no |  |  | 1431483.296 | 15401052.445 |  | -1
node_8103602_200881447 |  |  | PQ | AD | 2771.281 | 8103602 | no | no |  |  | no |  |  | 1431039.933 | 15399830.064 |  | -1
node_8103602_200881448 |  |  | PQ | AD | 2771.281 | 8103602 | no | no |  |  | no |  |  | 1431521.509 | 15400044.981 |  | -1
node_8103602_200881449 |  |  | PQ | AD | 2771.281 | 8103602 | no | no |  |  | no |  |  | 1431890.353 | 15400212.534 |  | -1
node_8103602_200881450 |  |  | PQ | AD | 2771.281 | 8103602 | no | no |  |  | no |  |  | 1432234.477 | 15400364.797 |  | -1
node_8103602_200881451 |  |  | PQ | AN | 2771.281 | 8103602 | no | no |  |  | no |  |  | 1432394.895 | 15400083.59 |  | -1
node_8103602_200881452 |  |  | PQ | AD | 2771.281 | 8103602 | no | no |  |  | no |  |  | 1432393.663 | 15399654.673 |  | -1
node_8103602_200881453 |  |  | PQ | AD | 2771.281 | 8103602 | no | no |  |  | no |  |  | 1432687.463 | 15399675.569 |  | -1
node_8103602_200881454 |  |  | PQ | AN | 2771.281 | 8103602 | no | no |  |  | no |  |  | 1432981.892 | 15399693.195 |  | -1
node_8103602_200881455 |  |  | PQ | AD | 2771.281 | 8103602 | no | no |  |  | no |  |  | 1433278.518 | 15399828.158 |  | -1
node_8103602_200881456 |  |  | PQ | AD | 2771.281 | 8103602 | no | no |  |  | no |  |  | 1433628.531 | 15400095.952 |  | -1
node_8103602_200881457 |  |  | PQ | AD | 2771.281 | 8103602 | no | no |  |  | no |  |  | 1433909.371 | 15400381.957 |  | -1
node_8103602_200881458 |  |  | PQ | AD | 2771.281 | 8103602 | no | no |  |  | no |  |  | 1434162.461 | 15400642.692 |  | -1
node_8103602_200881459 |  |  | PQ | AD | 2771.281 | 8103602 | no | no |  |  | no |  |  | 1434424.048 | 15400929.023 |  | -1
node_8103602_200881461 |  |  | PQ | AD | 2771.281 | 8103602 | no | no |  |  | no |  |  | 1434698.444 | 15401184.506 |  | -1
node_8103602_200881462 |  |  | PQ | AN | 2771.281 | 8103602 | no | no |  |  | no |  |  | 1434629.649 | 15401524.753 |  | -1
node_8103602_200881463 |  |  | PQ | AD | 2771.281 | 8103602 | no | no |  |  | no |  |  | 1434625.204 | 15401817.386 |  | -1
node_8103602_200881464 |  |  | PQ | AD | 2771.281 | 8103602 | no | no |  |  | no |  |  | 1434622.006 | 15402108.987 |  | -1
node_8103602_200881465 |  |  | PQ | AN | 2771.281 | 8103602 | no | no |  |  | no |  |  | 1434615.792 | 15402382.279 |  | -1
node_8103602_200881467 |  |  | PQ | AD | 2771.281 | 8103602 | no | no |  |  | no |  |  | 1434970.338 | 15401319.453 |  | -1
node_8103602_200881468 |  |  | PQ | AD | 2771.281 | 8103602 | no | no |  |  | no |  |  | 1435231.997 | 15401450.04 |  | -1
node_8103602_200881469 |  |  | PQ | AN | 2771.281 | 8103602 | no | no |  |  | no |  |  | 1435538.252 | 15401532.597 |  | -1
node_8103602_200881470 |  |  | PQ | ABCN | 2771.281 | 8103602 | no | no |  |  | no |  |  | 1420437.353 | 15401190.748 |  | -1
node_8103602_200881491 |  |  | PQ | ABCD | 2771.281 | 8103602 | no | no |  |  | no |  |  | 1420187.898 | 15401359.455 |  | -1
node_8103602_200881492 |  |  | PQ | ABCD | 2771.281 | 8103602 | no | no |  |  | no |  |  | 1419941.757 | 15401524.458 |  | -1
node_8103602_200881493 |  |  | PQ | ABCD | 2771.281 | 8103602 | no | no |  |  | no |  |  | 1419786.984 | 15401695.852 |  | -1
node_8103602_200881494 |  |  | PQ | ABCN | 2771.281 | 8103602 | no | no |  |  | no |  |  | 1419643.735 | 15401850.537 |  | -1
node_8103602_200881495 |  |  | PQ | ABCD | 2771.281 | 8103602 | no | no |  |  | no |  |  | 1419483.876 | 15402027.33 |  | -1
node_8103602_200881496 |  |  | PQ | ABCD | 2771.281 | 8103602 | no | no |  |  | no |  |  | 1421553.332 | 15400427.813 |  | -1
node_8103602_200881497 |  |  | PQ | ABCD | 2771.281 | 8103602 | no | no |  |  | no |  |  | 1419274.571 | 15402148.754 |  | -1
node_8103602_200881498 |  |  | PQ | ABCD | 2771.281 | 8103602 | no | no |  |  | no |  |  | 1419003.188 | 15402302.44 |  | -1
node_8103602_200881499 |  |  | PQ | ABCD | 2771.281 | 8103602 | no | no |  |  | no |  |  | 1418744.153 | 15402467.85 |  | -1
node_8103602_200881500 |  |  | PQ | AD | 2771.281 | 8103602 | no | no |  |  | no |  |  | 1418828.056 | 15402494.54 |  | -1
node_8103602_200881501 |  |  | PQ | AN | 2771.281 | 8103602 | no | no |  |  | no |  |  | 1418945.997 | 15402555.584 |  | -1
node_8103602_200881502 |  |  | PQ | ABCD | 2771.281 | 8103602 | no | no |  |  | no |  |  | 1418684.552 | 15402527.812 |  | -1
node_8103602_200881503 |  |  | PQ | ABCD | 2771.281 | 8103602 | no | no |  |  | no |  |  | 1418605.313 | 15402803.45 |  | -1
node_8103602_200881504 |  |  | PQ | ABCD | 2771.281 | 8103602 | no | no |  |  | no |  |  | 1421437.511 | 15400504.611 |  | -1
node_8103602_200881505 |  |  | PQ | ABCD | 2771.281 | 8103602 | no | no |  |  | no |  |  | 1418509.338 | 15403120.366 |  | -1
node_8103602_200881506 |  |  | PQ | AN | 2771.281 | 8103602 | no | no |  |  | no |  |  | 1418740.545 | 15403135.614 |  | -1
node_8103602_200881508 |  |  | PQ | ABCD | 2771.281 | 8103602 | no | no |  |  | no |  |  | 1418447.777 | 15403339.37 |  | -1
node_8103602_200881509 |  |  | PQ | ABCD | 2771.281 | 8103602 | no | no |  |  | no |  |  | 1418370.026 | 15403614.525 |  | -1
node_8103602_200881510 |  |  | PQ | ABCD | 2771.281 | 8103602 | no | no |  |  | no |  |  | 1418296.543 | 15403857.431 |  | -1
node_8103602_200881511 |  |  | PQ | ABCD | 2771.281 | 8103602 | no | no |  |  | no |  |  | 1418221.213 | 15404039.468 |  | -1
node_8103602_200881512 |  |  | PQ | ABCD | 2771.281 | 8103602 | no | no |  |  | no |  |  | 1418146.118 | 15404232.955 |  | -1
node_8103602_200881513 |  |  | PQ | ABCD | 2771.281 | 8103602 | no | no |  |  | no |  |  | 1418057.177 | 15404461.04 |  | -1
node_8103602_200881514 |  |  | PQ | ABCD | 2771.281 | 8103602 | no | no |  |  | no |  |  | 1417953.802 | 15404728.12 |  | -1
node_8103602_200881515 |  |  | PQ | ABCD | 2771.281 | 8103602 | no | no |  |  | no |  |  | 1417844.416 | 15404987.153 |  | -1
node_8103602_200881516 |  |  | PQ | ABCD | 2771.281 | 8103602 | no | no |  |  | no |  |  | 1417735.939 | 15405286.944 |  | -1
node_8103602_200881517 |  |  | PQ | ABCD | 2771.281 | 8103602 | no | no |  |  | no |  |  | 1417637.778 | 15405527.829 |  | -1
node_8103602_200881518 |  |  | PQ | ABCD | 2771.281 | 8103602 | no | no |  |  | no |  |  | 1417526.805 | 15405779.94 |  | -1
node_8103602_200881519 |  |  | PQ | ABCN | 2771.281 | 8103602 | no | no |  |  | no |  |  | 1421209.477 | 15400660.215 |  | -1
node_8103602_200881521 |  |  | PQ | ABCN | 2771.281 | 8103602 | no | no |  |  | no |  |  | 1420997.011 | 15400808.966 |  | -1
node_8103602_200881522 |  |  | PQ | ABCD | 2771.281 | 8103602 | no | no |  |  | no |  |  | 1420820.662 | 15400929.749 |  | -1
node_8103602_200881523 |  |  | PQ | ABCN | 2771.281 | 8103602 | no | no |  |  | no |  |  | 1420618.845 | 15401055.507 |  | -1
node_8103602_200881544 |  |  | PQ | AN | 2771.281 | 8103602 | no | no |  |  | no |  |  | 1422654.93 | 15412397.333 |  | -1
node_8103602_200881547 |  |  | PQ | AD | 2771.281 | 8103602 | no | no |  |  | no |  |  | 1423083.861 | 15412576.971 |  | -1
node_8103602_200881548 |  |  | PQ | AD | 2771.281 | 8103602 | no | no |  |  | no |  |  | 1423426.988 | 15412724.125 |  | -1
node_8103602_200881549 |  |  | PQ | AD | 2771.281 | 8103602 | no | no |  |  | no |  |  | 1423746.201 | 15412858.092 |  | -1
node_8103602_200881550 |  |  | PQ | AD | 2771.281 | 8103602 | no | no |  |  | no |  |  | 1424164.022 | 15413042.375 |  | -1
node_8103602_200881551 |  |  | PQ | AD | 2771.281 | 8103602 | no | no |  |  | no |  |  | 1424531.445 | 15413204.622 |  | -1
node_8103602_200881552 |  |  | PQ | AN | 2771.281 | 8103602 | no | no |  |  | no |  |  | 1424902.573 | 15413368.075 |  | -1
node_8103602_200881553 |  |  | PQ | AD | 2771.281 | 8103602 | no | no |  |  | no |  |  | 1425349.15 | 15413480.542 |  | -1
node_8103602_200881554 |  |  | PQ | AD | 2771.281 | 8103602 | no | no |  |  | no |  |  | 1425757.436 | 15413591.118 |  | -1
node_8103602_200881555 |  |  | PQ | AN | 2771.281 | 8103602 | no | no |  |  | no |  |  | 1425997.778 | 15413650.477 |  | -1
node_8103602_200881556 |  |  | PQ | AD | 2771.281 | 8103602 | no | no |  |  | no |  |  | 1426206.312 | 15413708.223 |  | -1
node_8103602_200881557 |  |  | PQ | AN | 2771.281 | 8103602 | no | no |  |  | no |  |  | 1426701.335 | 15413841.077 |  | -1
node_8103602_200881560 |  |  | PQ | AN | 2771.281 | 8103602 | no | no |  |  | no |  |  | 1427018.939 | 15413738.643 |  | -1
node_8103602_200881588 |  |  | PQ | AN | 2771.281 | 8103602 | no | no |  |  | no |  |  | 1420059.622 | 15410332.348 |  | -1
node_8103602_200881590 |  |  | PQ | AD | 2771.281 | 8103602 | no | no |  |  | no |  |  | 1419911.602 | 15410684.539 |  | -1
node_8103602_200881591 |  |  | PQ | AD | 2771.281 | 8103602 | no | no |  |  | no |  |  | 1419801.873 | 15410945.909 |  | -1
node_8103602_200881592 |  |  | PQ | AD | 2771.281 | 8103602 | no | no |  |  | no |  |  | 1419654.035 | 15411307.473 |  | -1
node_8103602_200881593 |  |  | PQ | AN | 2771.281 | 8103602 | no | no |  |  | no |  |  | 1419520.151 | 15411620.858 |  | -1
node_8103602_200881594 |  |  | PQ | AD | 2771.281 | 8103602 | no | no |  |  | no |  |  | 1419365.384 | 15411996.457 |  | -1
node_8103602_200881595 |  |  | PQ | AD | 2771.281 | 8103602 | no | no |  |  | no |  |  | 1419234.678 | 15412303.205 |  | -1
node_8103602_200881596 |  |  | PQ | AD | 2771.281 | 8103602 | no | no |  |  | no |  |  | 1419093.233 | 15412587.65 |  | -1
node_8103602_200881597 |  |  | PQ | AD | 2771.281 | 8103602 | no | no |  |  | no |  |  | 1418973.172 | 15412972.251 |  | -1
node_8103602_200881598 |  |  | PQ | AN | 2771.281 | 8103602 | no | no |  |  | no |  |  | 1418858.45 | 15413332.215 |  | -1
node_8103602_200881599 |  |  | PQ | AD | 2771.281 | 8103602 | no | no |  |  | no |  |  | 1418779.729 | 15413541.331 |  | -1
node_8103602_200881600 |  |  | PQ | AD | 2771.281 | 8103602 | no | no |  |  | no |  |  | 1418684.357 | 15413793.62 |  | -1
node_8103602_200881602 |  |  | PQ | AD | 2771.281 | 8103602 | no | no |  |  | no |  |  | 1418534.019 | 15414118.216 |  | -1
node_8103602_200881603 |  |  | PQ | AD | 2771.281 | 8103602 | no | no |  |  | no |  |  | 1418370.971 | 15414495.025 |  | -1
node_8103602_200881604 |  |  | PQ | AD | 2771.281 | 8103602 | no | no |  |  | no |  |  | 1418229.704 | 15414837.396 |  | -1
node_8103602_200881605 |  |  | PQ | AD | 2771.281 | 8103602 | no | no |  |  | no |  |  | 1418014.361 | 15415264.484 |  | -1
node_8103602_200881606 |  |  | PQ | AN | 2771.281 | 8103602 | no | no |  |  | no |  |  | 1417802.935 | 15415582.675 |  | -1
node_8103602_200881607 |  |  | PQ | AN | 2771.281 | 8103602 | no | no |  |  | no |  |  | 1417605.928 | 15415909.3 |  | -1
node_8103602_200881608 |  |  | PQ | AD | 2771.281 | 8103602 | no | no |  |  | no |  |  | 1417388.535 | 15416213.7 |  | -1
node_8103602_200881609 |  |  | PQ | AD | 2771.281 | 8103602 | no | no |  |  | no |  |  | 1417192.4 | 15416519.803 |  | -1
node_8103602_200881610 |  |  | PQ | AD | 2771.281 | 8103602 | no | no |  |  | no |  |  | 1417004.348 | 15416814.239 |  | -1
node_8103602_200881611 |  |  | PQ | AD | 2771.281 | 8103602 | no | no |  |  | no |  |  | 1416764.232 | 15417210.209 |  | -1
node_8103602_200881612 |  |  | PQ | AD | 2771.281 | 8103602 | no | no |  |  | no |  |  | 1417007.926 | 15417184.262 |  | -1
node_8103602_200881613 |  |  | PQ | AN | 2771.281 | 8103602 | no | no |  |  | no |  |  | 1417274.599 | 15417218.879 |  | -1
node_8103602_200881614 |  |  | PQ | AN | 2771.281 | 8103602 | no | no |  |  | no |  |  | 1416558.401 | 15417560.736 |  | -1
node_8103602_200881615 |  |  | PQ | AN | 2771.281 | 8103602 | no | no |  |  | no |  |  | 1416412.837 | 15417792.579 |  | -1
node_8103602_200881616 |  |  | PQ | AD | 2771.281 | 8103602 | no | no |  |  | no |  |  | 1416184.963 | 15418180.372 |  | -1
node_8103602_200881617 |  |  | PQ | AN | 2771.281 | 8103602 | no | no |  |  | no |  |  | 1416025.001 | 15418519.493 |  | -1
node_8103602_200881618 |  |  | PQ | AN | 2771.281 | 8103602 | no | no |  |  | no |  |  | 1415760.305 | 15418875.77 |  | -1
node_8103602_200881619 |  |  | PQ | AD | 2771.281 | 8103602 | no | no |  |  | no |  |  | 1415555.863 | 15419194.667 |  | -1
node_8103602_200881620 |  |  | PQ | AN | 2771.281 | 8103602 | no | no |  |  | no |  |  | 1415342.581 | 15419545.367 |  | -1
node_8103602_200881622 |  |  | PQ | AN | 2771.281 | 8103602 | no | no |  |  | no |  |  | 1415214.391 | 15419859.533 |  | -1
node_8103602_200881725 |  |  | PQ | ABCN | 2771.281 | 8103602 | no | no |  |  | no |  |  | 1422159.008 | 15400476.196 |  | -1
node_8103602_200881726 |  |  | PQ | ABCN | 2771.281 | 8103602 | no | no |  |  | no |  |  | 1422091.079 | 15401749.266 |  | -1
node_8103602_200881727 |  |  | PQ | ABCN | 2771.281 | 8103602 | no | no |  |  | no |  |  | 1422077.205 | 15401931.879 |  | -1
node_8103602_200881729 |  |  | PQ | ABCD | 2771.281 | 8103602 | no | no |  |  | no |  |  | 1422067.419 | 15402087.429 |  | -1
node_8103602_200881730 |  |  | PQ | ABCD | 2771.281 | 8103602 | no | no |  |  | no |  |  | 1422048.051 | 15402367.742 |  | -1
node_8103602_200881733 |  |  | PQ | AN | 2771.281 | 8103602 | no | no |  |  | no |  |  | 1422097.797 | 15402631.548 |  | -1
node_8103602_200881735 |  |  | PQ | ABCN | 2771.281 | 8103602 | no | no |  |  | no |  |  | 1421843.376 | 15402640.905 |  | -1
node_8103602_200881736 |  |  | PQ | ABCN | 2771.281 | 8103602 | no | no |  |  | no |  |  | 1421832.816 | 15402758.035 |  | -1
node_8103602_200881737 |  |  | PQ | ABCN | 2771.281 | 8103602 | no | no |  |  | no |  |  | 1421808.514 | 15402978.714 |  | -1
node_8103602_200881738 |  |  | PQ | ABCD | 2771.281 | 8103602 | no | no |  |  | no |  |  | 1421788.518 | 15403155.243 |  | -1
node_8103602_200881739 |  |  | PQ | ABCN | 2771.281 | 8103602 | no | no |  |  | no |  |  | 1421769.612 | 15403318.129 |  | -1
node_8103602_200881740 |  |  | PQ | AD | 2771.281 | 8103602 | no | no |  |  | no |  |  | 1421931.387 | 15403292.771 |  | -1
node_8103602_200881741 |  |  | PQ | AN | 2771.281 | 8103602 | no | no |  |  | no |  |  | 1422036.513 | 15403086.14 |  | -1
node_8103602_200881748 |  |  | PQ | ABCN | 2771.281 | 8103602 | no | no |  |  | no |  |  | 1421753.053 | 15403475.99 |  | -1
node_8103602_200881749 |  |  | PQ | ABCN | 2771.281 | 8103602 | no | no |  |  | no |  |  | 1421736.841 | 15403702.432 |  | -1
node_8103602_200881752 |  |  | PQ | AN | 2771.281 | 8103602 | no | no |  |  | no |  |  | 1421832.945 | 15403932.052 |  | -1
node_8103602_200881754 |  |  | PQ | AN | 2771.281 | 8103602 | no | no |  |  | no |  |  | 1421952.302 | 15404226.917 |  | -1
node_8103602_200881755 |  |  | PQ | AD | 2771.281 | 8103602 | no | no |  |  | no |  |  | 1422137.389 | 15404474.4 |  | -1
node_8103602_200881756 |  |  | PQ | AD | 2771.281 | 8103602 | no | no |  |  | no |  |  | 1422350.719 | 15404766.401 |  | -1
node_8103602_200881757 |  |  | PQ | AD | 2771.281 | 8103602 | no | no |  |  | no |  |  | 1422499.507 | 15404974.935 |  | -1
node_8103602_200881758 |  |  | PQ | ABCD | 2771.281 | 8103602 | no | no |  |  | no |  |  | 1422151.055 | 15400625.94 |  | -1
node_8103602_200881759 |  |  | PQ | AD | 2771.281 | 8103602 | no | no |  |  | no |  |  | 1422730.58 | 15405298.545 |  | -1
node_8103602_200881760 |  |  | PQ | AN | 2771.281 | 8103602 | no | no |  |  | no |  |  | 1422964.12 | 15405605.806 |  | -1
node_8103602_200881761 |  |  | PQ | AD | 2771.281 | 8103602 | no | no |  |  | no |  |  | 1423308.427 | 15406109.421 |  | -1
node_8103602_200881762 |  |  | PQ | AD | 2771.281 | 8103602 | no | no |  |  | no |  |  | 1423483.051 | 15406579.831 |  | -1
node_8103602_200881763 |  |  | PQ | AD | 2771.281 | 8103602 | no | no |  |  | no |  |  | 1423658.15 | 15407072.863 |  | -1
node_8103602_200881765 |  |  | PQ | AN | 2771.281 | 8103602 | no | no |  |  | no |  |  | 1423952.226 | 15407911.394 |  | -1
node_8103602_200881766 |  |  | PQ | AD | 2771.281 | 8103602 | no | no |  |  | no |  |  | 1424153.631 | 15408050.661 |  | -1
node_8103602_200881767 |  |  | PQ | AN | 2771.281 | 8103602 | no | no |  |  | no |  |  | 1424366.72 | 15408225.748 |  | -1
node_8103602_200881769 |  |  | PQ | AD | 2771.281 | 8103602 | no | no |  |  | no |  |  | 1423937.481 | 15408283.983 |  | -1
node_8103602_200881770 |  |  | PQ | AN | 2771.281 | 8103602 | no | no |  |  | no |  |  | 1423927.341 | 15408614.89 |  | -1
node_8103602_200881771 |  |  | PQ | AN | 2771.281 | 8103602 | no | no |  |  | no |  |  | 1423802.642 | 15408971.034 |  | -1
node_8103602_200881772 |  |  | PQ | ABCN | 2771.281 | 8103602 | no | no |  |  | no |  |  | 1422143.154 | 15400814.512 |  | -1
node_8103602_200881774 |  |  | PQ | AD | 2771.281 | 8103602 | no | no |  |  | no |  |  | 1423696.228 | 15409289.86 |  | -1
node_8103602_200881775 |  |  | PQ | AD | 2771.281 | 8103602 | no | no |  |  | no |  |  | 1423532.57 | 15409778.488 |  | -1
node_8103602_200881776 |  |  | PQ | AN | 2771.281 | 8103602 | no | no |  |  | no |  |  | 1423412.643 | 15410122.4 |  | -1
node_8103602_200881777 |  |  | PQ | ABCD | 2771.281 | 8103602 | no | no |  |  | no |  |  | 1422138.775 | 15400940.161 |  | -1
node_8103602_200881778 |  |  | PQ | ABCD | 2771.281 | 8103602 | no | no |  |  | no |  |  | 1422127.152 | 15401061.655 |  | -1
node_8103602_200881779 |  |  | PQ | ABCD | 2771.281 | 8103602 | no | no |  |  | no |  |  | 1422122.157 | 15401188.492 |  | -1
node_8103602_200881780 |  |  | PQ | ABCN | 2771.281 | 8103602 | no | no |  |  | no |  |  | 1422117.612 | 15401337.572 |  | -1
node_8103602_200881782 |  |  | PQ | ABCD | 2771.281 | 8103602 | no | no |  |  | no |  |  | 1422104.723 | 15401463.502 |  | -1
node_8103602_200881783 |  |  | PQ | ABCD | 2771.281 | 8103602 | no | no |  |  | no |  |  | 1422096.654 | 15401613.06 |  | -1
node_8103602_200881823 |  |  | PQ | AD | 2771.281 | 8103602 | no | no |  |  | no |  |  | 1424771.983 | 15413643.727 |  | -1
node_8103602_200881826 |  |  | PQ | AN | 2771.281 | 8103602 | no | no |  |  | no |  |  | 1424354.884 | 15414781.069 |  | -1
node_8103602_200881828 |  |  | PQ | AD | 2771.281 | 8103602 | no | no |  |  | no |  |  | 1424181.782 | 15415063.784 |  | -1
node_8103602_200881829 |  |  | PQ | AD | 2771.281 | 8103602 | no | no |  |  | no |  |  | 1424086.212 | 15415331.592 |  | -1
node_8103602_200881830 |  |  | PQ | AD | 2771.281 | 8103602 | no | no |  |  | no |  |  | 1423985.304 | 15415603.011 |  | -1
node_8103602_200881831 |  |  | PQ | AD | 2771.281 | 8103602 | no | no |  |  | no |  |  | 1423886.101 | 15415880.048 |  | -1
node_8103602_200881832 |  |  | PQ | AD | 2771.281 | 8103602 | no | no |  |  | no |  |  | 1423882.378 | 15416148.861 |  | -1
node_8103602_200881840 |  |  | PQ | AD | 2771.281 | 8103602 | no | no |  |  | no |  |  | 1423761.403 | 15399892.746 |  | -1
node_8103602_200881841 |  |  | PQ | AN | 2771.281 | 8103602 | no | no |  |  | no |  |  | 1425463.276 | 15402748.141 |  | -1
node_8103602_200881843 |  |  | PQ | AN | 2771.281 | 8103602 | no | no |  |  | no |  |  | 1425237.035 | 15402541.557 |  | -1
node_8103602_200881844 |  |  | PQ | AN | 2771.281 | 8103602 | no | no |  |  | no |  |  | 1425724.688 | 15403100.992 |  | -1
node_8103602_200881845 |  |  | PQ | AN | 2771.281 | 8103602 | no | no |  |  | no |  |  | 1423785.032 | 15400096.361 |  | -1
node_8103602_200881846 |  |  | PQ | AN | 2771.281 | 8103602 | no | no |  |  | no |  |  | 1423949.169 | 15400467.362 |  | -1
node_8103602_200881847 |  |  | PQ | AD | 2771.281 | 8103602 | no | no |  |  | no |  |  | 1424206.035 | 15400735.577 |  | -1
node_8103602_200881848 |  |  | PQ | AD | 2771.281 | 8103602 | no | no |  |  | no |  |  | 1424649.747 | 15400853.019 |  | -1
node_8103602_200881849 |  |  | PQ | AD | 2771.281 | 8103602 | no | no |  |  | no |  |  | 1425054.368 | 15400934.652 |  | -1
node_8103602_200881851 |  |  | PQ | AD | 2771.281 | 8103602 | no | no |  |  | no |  |  | 1424818.352 | 15401115.373 |  | -1
node_8103602_200881852 |  |  | PQ | AD | 2771.281 | 8103602 | no | no |  |  | no |  |  | 1425018.633 | 15401426.504 |  | -1
node_8103602_200881853 |  |  | PQ | AD | 2771.281 | 8103602 | no | no |  |  | no |  |  | 1425276.447 | 15401842.265 |  | -1
node_8103602_200881854 |  |  | PQ | AD | 2771.281 | 8103602 | no | no |  |  | no |  |  | 1425285.029 | 15402335.192 |  | -1
node_8103602_200881886 |  |  | PQ | AD | 2771.281 | 8103602 | no | no |  |  | no |  |  | 1411418.136 | 15395209.184 |  | -1
node_8103602_200881887 |  |  | PQ | AN | 2771.281 | 8103602 | no | no |  |  | no |  |  | 1411719.492 | 15395417.887 |  | -1
node_8103602_200881888 |  |  | PQ | AN | 2771.281 | 8103602 | no | no |  |  | no |  |  | 1411832.234 | 15395719.639 |  | -1
node_8103602_200881890 |  |  | PQ | AD | 2771.281 | 8103602 | no | no |  |  | no |  |  | 1411315.422 | 15395311.041 |  | -1
node_8103602_200881891 |  |  | PQ | AN | 2771.281 | 8103602 | no | no |  |  | no |  |  | 1411002.47 | 15395454.437 |  | -1
node_8103602_200881892 |  |  | PQ | AD | 2771.281 | 8103602 | no | no |  |  | no |  |  | 1411060.142 | 15395655.127 |  | -1
node_8103602_200881893 |  |  | PQ | AN | 2771.281 | 8103602 | no | no |  |  | no |  |  | 1411085.882 | 15395754.427 |  | -1
node_8103602_200881896 |  |  | PQ | AD | 2771.281 | 8103602 | no | no |  |  | no |  |  | 1410772.664 | 15395672.378 |  | -1
node_8103602_200881897 |  |  | PQ | AD | 2771.281 | 8103602 | no | no |  |  | no |  |  | 1410560.074 | 15395883.251 |  | -1
node_8103602_200881898 |  |  | PQ | AN | 2771.281 | 8103602 | no | no |  |  | no |  |  | 1410299.945 | 15396123.655 |  | -1
node_8103602_200881904 |  |  | PQ | AN | 2771.281 | 8103602 | no | no |  |  | no |  |  | 1410033.229 | 15396152.372 |  | -1
node_8103602_200881906 |  |  | PQ | AN | 2771.281 | 8103602 | no | no |  |  | no |  |  | 1409749.061 | 15396215.386 |  | -1
node_8103602_200881908 |  |  | PQ | AD | 2771.281 | 8103602 | no | no |  |  | no |  |  | 1409444.001 | 15396278.977 |  | -1
node_8103602_200881910 |  |  | PQ | AN | 2771.281 | 8103602 | no | no |  |  | no |  |  | 1409198.786 | 15396323.216 |  | -1
node_8103602_200881911 |  |  | PQ | AD | 2771.281 | 8103602 | no | no |  |  | no |  |  | 1408982.792 | 15396388.777 |  | -1
node_8103602_200881912 |  |  | PQ | AD | 2771.281 | 8103602 | no | no |  |  | no |  |  | 1408767.967 | 15396436.766 |  | -1
node_8103602_200881913 |  |  | PQ | AD | 2771.281 | 8103602 | no | no |  |  | no |  |  | 1408720.476 | 15396061.468 |  | -1
node_8103602_200881914 |  |  | PQ | AD | 2771.281 | 8103602 | no | no |  |  | no |  |  | 1408413.823 | 15395859.782 |  | -1
node_8103602_200881915 |  |  | PQ | AD | 2771.281 | 8103602 | no | no |  |  | no |  |  | 1408783.528 | 15396515.035 |  | -1
node_8103602_200881916 |  |  | PQ | AN | 2771.281 | 8103602 | no | no |  |  | no |  |  | 1408573.287 | 15396573.201 |  | -1
node_8103602_200881918 |  |  | PQ | AD | 2771.281 | 8103602 | no | no |  |  | no |  |  | 1408392.713 | 15396630.291 |  | -1
node_8103602_200882006 |  |  | PQ | AN | 2771.281 | 8103602 | no | no |  |  | no |  |  | 1420604.991 | 15409491.941 |  | -1
node_8103602_200882007 |  |  | PQ | AD | 2771.281 | 8103602 | no | no |  |  | no |  |  | 1421761.792 | 15404060.958 |  | -1
node_8103602_200882008 |  |  | PQ | AD | 2771.281 | 8103602 | no | no |  |  | no |  |  | 1421027.511 | 15406723.216 |  | -1
node_8103602_200882009 |  |  | PQ | AD | 2771.281 | 8103602 | no | no |  |  | no |  |  | 1420979.781 | 15407047.715 |  | -1
node_8103602_200882010 |  |  | PQ | AD | 2771.281 | 8103602 | no | no |  |  | no |  |  | 1420936.975 | 15407333.258 |  | -1
node_8103602_200882011 |  |  | PQ | AN | 2771.281 | 8103602 | no | no |  |  | no |  |  | 1420845.251 | 15407588.37 |  | -1
node_8103602_200882012 |  |  | PQ | AD | 2771.281 | 8103602 | no | no |  |  | no |  |  | 1420794.301 | 15407917.583 |  | -1
node_8103602_200882013 |  |  | PQ | AD | 2771.281 | 8103602 | no | no |  |  | no |  |  | 1420749.422 | 15408241.372 |  | -1
node_8103602_200882015 |  |  | PQ | AD | 2771.281 | 8103602 | no | no |  |  | no |  |  | 1420650.772 | 15408557.552 |  | -1
node_8103602_200882016 |  |  | PQ | AD | 2771.281 | 8103602 | no | no |  |  | no |  |  | 1420552.319 | 15408876.407 |  | -1
node_8103602_200882017 |  |  | PQ | AD | 2771.281 | 8103602 | no | no |  |  | no |  |  | 1420455.667 | 15409191.165 |  | -1
node_8103602_200882018 |  |  | PQ | AN | 2771.281 | 8103602 | no | no |  |  | no |  |  | 1420412.033 | 15409440.92 |  | -1
node_8103602_200882020 |  |  | PQ | AN | 2771.281 | 8103602 | no | no |  |  | no |  |  | 1421674.237 | 15404316.797 |  | -1
node_8103602_200882021 |  |  | PQ | AD | 2771.281 | 8103602 | no | no |  |  | no |  |  | 1420319.605 | 15409681.328 |  | -1
node_8103602_200882022 |  |  | PQ | AD | 2771.281 | 8103602 | no | no |  |  | no |  |  | 1420228.805 | 15409920.822 |  | -1
node_8103602_200882023 |  |  | PQ | AD | 2771.281 | 8103602 | no | no |  |  | no |  |  | 1421584.593 | 15404577.123 |  | -1
node_8103602_200882024 |  |  | PQ | AD | 2771.281 | 8103602 | no | no |  |  | no |  |  | 1421385.356 | 15404974.83 |  | -1
node_8103602_200882025 |  |  | PQ | AN | 2771.281 | 8103602 | no | no |  |  | no |  |  | 1421299.711 | 15405260.484 |  | -1
node_8103602_200882026 |  |  | PQ | AN | 2771.281 | 8103602 | no | no |  |  | no |  |  | 1421081.66 | 15405050.301 |  | -1
node_8103602_200882027 |  |  | PQ | AN | 2771.281 | 8103602 | no | no |  |  | no |  |  | 1421180.187 | 15405634.963 |  | -1
node_8103602_200882028 |  |  | PQ | AN | 2771.281 | 8103602 | no | no |  |  | no |  |  | 1421084.429 | 15405942.556 |  | -1
node_8103602_200882029 |  |  | PQ | AD | 2771.281 | 8103602 | no | no |  |  | no |  |  | 1421126.167 | 15406087.114 |  | -1
node_8103602_200882030 |  |  | PQ | AD | 2771.281 | 8103602 | no | no |  |  | no |  |  | 1421080.484 | 15406402.213 |  | -1
node_8103602_200882031 |  |  | PQ | ABCD | 2771.281 | 8103602 | no | no |  |  | no |  |  | 1418328.3 | 15406360.405 |  | -1
node_8103602_200882032 |  |  | PQ | ABCD | 2771.281 | 8103602 | no | no |  |  | no |  |  | 1418054.743 | 15405806.364 |  | -1
node_8103602_200882033 |  |  | PQ | ABCD | 2771.281 | 8103602 | no | no |  |  | no |  |  | 1418370.693 | 15406412.581 |  | -1
node_8103602_200882034 |  |  | PQ | ABCD | 2771.281 | 8103602 | no | no |  |  | no |  |  | 1417886.075 | 15405788.621 |  | -1
node_8103602_200882117 |  |  | PQ | AN | 2771.281 | 8103602 | no | no |  |  | no |  |  | 1409421.431 | 15396397.021 |  | -1
node_8103602_200882118 |  |  | PQ | AN | 2771.281 | 8103602 | no | no |  |  | no |  |  | 1409374.04 | 15396652.847 |  | -1
node_8103602_200882119 |  |  | PQ | AN | 2771.281 | 8103602 | no | no |  |  | no |  |  | 1411297.319 | 15397540.156 |  | -1
node_8103602_200882120 |  |  | PQ | AD | 2771.281 | 8103602 | no | no |  |  | no |  |  | 1411440.121 | 15397341.754 |  | -1
node_8103602_200882121 |  |  | PQ | AN | 2771.281 | 8103602 | no | no |  |  | no |  |  | 1411536.944 | 15397164.418 |  | -1
node_8103602_200882125 |  |  | PQ | AD | 2771.281 | 8103602 | no | no |  |  | no |  |  | 1411783.13 | 15396895.493 |  | -1
node_8103602_200882126 |  |  | PQ | AD | 2771.281 | 8103602 | no | no |  |  | no |  |  | 1411921.437 | 15397069.473 |  | -1
node_8103602_200882127 |  |  | PQ | AD | 2771.281 | 8103602 | no | no |  |  | no |  |  | 1412144.082 | 15397226.912 |  | -1
node_8103602_200882128 |  |  | PQ | AD | 2771.281 | 8103602 | no | no |  |  | no |  |  | 1411791.105 | 15396761.191 |  | -1
node_8103602_200882129 |  |  | PQ | AN | 2771.281 | 8103602 | no | no |  |  | no |  |  | 1411785.109 | 15396536.681 |  | -1
node_8103602_200882135 |  |  | PQ | AD | 2771.281 | 8103602 | no | no |  |  | no |  |  | 1409286.965 | 15397055.687 |  | -1
node_8103602_200882136 |  |  | PQ | AN | 2771.281 | 8103602 | no | no |  |  | no |  |  | 1409375.492 | 15397594.086 |  | -1
node_8103602_200882138 |  |  | PQ | AN | 2771.281 | 8103602 | no | no |  |  | no |  |  | 1409715.929 | 15397817.432 |  | -1
node_8103602_200882140 |  |  | PQ | AN | 2771.281 | 8103602 | no | no |  |  | no |  |  | 1410058.14 | 15398048.257 |  | -1
node_8103602_200882141 |  |  | PQ | AN | 2771.281 | 8103602 | no | no |  |  | no |  |  | 1410190.639 | 15398140.497 |  | -1
node_8103602_200882142 |  |  | PQ | AD | 2771.281 | 8103602 | no | no |  |  | no |  |  | 1410371.202 | 15398255.613 |  | -1
node_8103602_200882143 |  |  | PQ | AD | 2771.281 | 8103602 | no | no |  |  | no |  |  | 1410683.956 | 15398395.787 |  | -1
node_8103602_200882144 |  |  | PQ | AD | 2771.281 | 8103602 | no | no |  |  | no |  |  | 1410883.008 | 15398119.337 |  | -1
node_8103602_200882145 |  |  | PQ | AN | 2771.281 | 8103602 | no | no |  |  | no |  |  | 1410976.351 | 15397973.495 |  | -1
node_8103602_200882146 |  |  | PQ | AD | 2771.281 | 8103602 | no | no |  |  | no |  |  | 1411150.777 | 15397740.929 |  | -1
node_8103602_200882155 |  |  | PQ | AD | 2771.281 | 8103602 | no | no |  |  | no |  |  | 1417631.748 | 15415977.213 |  | -1
node_8103602_200882156 |  |  | PQ | AD | 2771.281 | 8103602 | no | no |  |  | no |  |  | 1420376.532 | 15416116.078 |  | -1
node_8103602_200882157 |  |  | PQ | AD | 2771.281 | 8103602 | no | no |  |  | no |  |  | 1420724.873 | 15416127.951 |  | -1
node_8103602_200882158 |  |  | PQ | AN | 2771.281 | 8103602 | no | no |  |  | no |  |  | 1421019.117 | 15416093.981 |  | -1
node_8103602_200882161 |  |  | PQ | AD | 2771.281 | 8103602 | no | no |  |  | no |  |  | 1417836.281 | 15415968.222 |  | -1
node_8103602_200882162 |  |  | PQ | AN | 2771.281 | 8103602 | no | no |  |  | no |  |  | 1418071.499 | 15415982.088 |  | -1
node_8103602_200882163 |  |  | PQ | AD | 2771.281 | 8103602 | no | no |  |  | no |  |  | 1418417.929 | 15416010.109 |  | -1
node_8103602_200882164 |  |  | PQ | AD | 2771.281 | 8103602 | no | no |  |  | no |  |  | 1418790.515 | 15416017.578 |  | -1
node_8103602_200882165 |  |  | PQ | AD | 2771.281 | 8103602 | no | no |  |  | no |  |  | 1419108.258 | 15416045.771 |  | -1
node_8103602_200882166 |  |  | PQ | AN | 2771.281 | 8103602 | no | no |  |  | no |  |  | 1419421.008 | 15416059.531 |  | -1
node_8103602_200882167 |  |  | PQ | AD | 2771.281 | 8103602 | no | no |  |  | no |  |  | 1419744.89 | 15416076.046 |  | -1
node_8103602_200882168 |  |  | PQ | AD | 2771.281 | 8103602 | no | no |  |  | no |  |  | 1420059.93 | 15416095.18 |  | -1
node_8103602_200882171 |  |  | PQ | AD | 2771.281 | 8103602 | no | no |  |  | no |  |  | 1421493.287 | 15398312.528 |  | -1
node_8103602_200882172 |  |  | PQ | AN | 2771.281 | 8103602 | no | no |  |  | no |  |  | 1421045.867 | 15398329.879 |  | -1
node_8103602_200882174 |  |  | PQ | AN | 2771.281 | 8103602 | no | no |  |  | no |  |  | 1420736.271 | 15398442.429 |  | -1
node_8103602_200882175 |  |  | PQ | AN | 2771.281 | 8103602 | no | no |  |  | no |  |  | 1420436.683 | 15398504.157 |  | -1
node_8103602_200882176 |  |  | PQ | AN | 2771.281 | 8103602 | no | no |  |  | no |  |  | 1420141.535 | 15398563.527 |  | -1
node_8103602_200882177 |  |  | PQ | AN | 2771.281 | 8103602 | no | no |  |  | no |  |  | 1419949.63 | 15398261.781 |  | -1
node_8103602_200882178 |  |  | PQ | AN | 2771.281 | 8103602 | no | no |  |  | no |  |  | 1419989.042 | 15398569.621 |  | -1
node_8103602_200882179 |  |  | PQ | AN | 2771.281 | 8103602 | no | no |  |  | no |  |  | 1419731.035 | 15398584.747 |  | -1
node_8103602_200882181 |  |  | PQ | AD | 2771.281 | 8103602 | no | no |  |  | no |  |  | 1419483.017 | 15398573.793 |  | -1
node_8103602_200882182 |  |  | PQ | AN | 2771.281 | 8103602 | no | no |  |  | no |  |  | 1419452.773 | 15398371.936 |  | -1
node_8103602_200882183 |  |  | PQ | AN | 2771.281 | 8103602 | no | no |  |  | no |  |  | 1419313.333 | 15398560.286 |  | -1
node_8103602_200882184 |  |  | PQ | AD | 2771.281 | 8103602 | no | no |  |  | no |  |  | 1419160.357 | 15398550.099 |  | -1
node_8103602_200882185 |  |  | PQ | AD | 2771.281 | 8103602 | no | no |  |  | no |  |  | 1418907.314 | 15398543.291 |  | -1
node_8103602_200882186 |  |  | PQ | AN | 2771.281 | 8103602 | no | no |  |  | no |  |  | 1418849.809 | 15398251.409 |  | -1
node_8103602_200882187 |  |  | PQ | AD | 2771.281 | 8103602 | no | no |  |  | no |  |  | 1421383.57 | 15403758.163 |  | -1
node_8103602_200882188 |  |  | PQ | AD | 2771.281 | 8103602 | no | no |  |  | no |  |  | 1421134.944 | 15403833.679 |  | -1
node_8103602_200882189 |  |  | PQ | AD | 2771.281 | 8103602 | no | no |  |  | no |  |  | 1420994.536 | 15403885.442 |  | -1
node_8103602_200882190 |  |  | PQ | AD | 2771.281 | 8103602 | no | no |  |  | no |  |  | 1420637.164 | 15404094.044 |  | -1
node_8103602_200882191 |  |  | PQ | AN | 2771.281 | 8103602 | no | no |  |  | no |  |  | 1420395.951 | 15404220.355 |  | -1
node_8103602_200882193 |  |  | PQ | AN | 2771.281 | 8103602 | no | no |  |  | no |  |  | 1420187.63 | 15404357.949 |  | -1
node_8103602_200882194 |  |  | PQ | AN | 2771.281 | 8103602 | no | no |  |  | no |  |  | 1420031.411 | 15404390.152 |  | -1
node_8103602_200882284 |  |  | PQ | AD | 2771.281 | 8103602 | no | no |  |  | no |  |  | 1423962.38 | 15416384.709 |  | -1
node_8103602_200882285 |  |  | PQ | AD | 2771.281 | 8103602 | no | no |  |  | no |  |  | 1424042.985 | 15416617.471 |  | -1
node_8103602_200882286 |  |  | PQ | AN | 2771.281 | 8103602 | no | no |  |  | no |  |  | 1424320.921 | 15416770.052 |  | -1
node_8103602_200882287 |  |  | PQ | AD | 2771.281 | 8103602 | no | no |  |  | no |  |  | 1424151.774 | 15416927.58 |  | -1
node_8103602_200882288 |  |  | PQ | AD | 2771.281 | 8103602 | no | no |  |  | no |  |  | 1424251.724 | 15417229.373 |  | -1
node_8103602_200882289 |  |  | PQ | AN | 2771.281 | 8103602 | no | no |  |  | no |  |  | 1424359.649 | 15417537.433 |  | -1
node_8103602_200882290 |  |  | PQ | AN | 2771.281 | 8103602 | no | no |  |  | no |  |  | 1424466.327 | 15417851.291 |  | -1
node_8103602_200882291 |  |  | PQ | AN | 2771.281 | 8103602 | no | no |  |  | no |  |  | 1424682.972 | 15418068.523 |  | -1
node_8103602_200882292 |  |  | PQ | AD | 2771.281 | 8103602 | no | no |  |  | no |  |  | 1424454.433 | 15408544.456 |  | -1
node_8103602_200882293 |  |  | PQ | AD | 2771.281 | 8103602 | no | no |  |  | no |  |  | 1425198.956 | 15410995.802 |  | -1
node_8103602_200882294 |  |  | PQ | AN | 2771.281 | 8103602 | no | no |  |  | no |  |  | 1425206.833 | 15411329.732 |  | -1
node_8103602_200882295 |  |  | PQ | AD | 2771.281 | 8103602 | no | no |  |  | no |  |  | 1425185.55 | 15411646.512 |  | -1
node_8103602_200882296 |  |  | PQ | AD | 2771.281 | 8103602 | no | no |  |  | no |  |  | 1425134.458 | 15411942.123 |  | -1
node_8103602_200882297 |  |  | PQ | AD | 2771.281 | 8103602 | no | no |  |  | no |  |  | 1425088.737 | 15412223.291 |  | -1
node_8103602_200882298 |  |  | PQ | AD | 2771.281 | 8103602 | no | no |  |  | no |  |  | 1425038.387 | 15412519.148 |  | -1
node_8103602_200882299 |  |  | PQ | AD | 2771.281 | 8103602 | no | no |  |  | no |  |  | 1425000.122 | 15412813.573 |  | -1
node_8103602_200882300 |  |  | PQ | AN | 2771.281 | 8103602 | no | no |  |  | no |  |  | 1424944.416 | 15413103.451 |  | -1
node_8103602_200882301 |  |  | PQ | AD | 2771.281 | 8103602 | no | no |  |  | no |  |  | 1424570.674 | 15408840.618 |  | -1
node_8103602_200882302 |  |  | PQ | AN | 2771.281 | 8103602 | no | no |  |  | no |  |  | 1424690.523 | 15409126.466 |  | -1
node_8103602_200882303 |  |  | PQ | AN | 2771.281 | 8103602 | no | no |  |  | no |  |  | 1424844.909 | 15409393.056 |  | -1
node_8103602_200882304 |  |  | PQ | AD | 2771.281 | 8103602 | no | no |  |  | no |  |  | 1424914.028 | 15409699.119 |  | -1
node_8103602_200882305 |  |  | PQ | AN | 2771.281 | 8103602 | no | no |  |  | no |  |  | 1425002.139 | 15409911.906 |  | -1
node_8103602_200882306 |  |  | PQ | AN | 2771.281 | 8103602 | no | no |  |  | no |  |  | 1425114.322 | 15410118.101 |  | -1
node_8103602_200882307 |  |  | PQ | AD | 2771.281 | 8103602 | no | no |  |  | no |  |  | 1425116.518 | 15410403.513 |  | -1
node_8103602_200882308 |  |  | PQ | AN | 2771.281 | 8103602 | no | no |  |  | no |  |  | 1425129.561 | 15410680.156 |  | -1
node_8103602_200882309 |  |  | PQ | AN | 2771.281 | 8103602 | no | no |  |  | no |  |  | 1425433.737 | 15408690.922 |  | -1
node_8103602_200882310 |  |  | PQ | AN | 2771.281 | 8103602 | no | no |  |  | no |  |  | 1425524.43 | 15408372.179 |  | -1
node_8103602_200882311 |  |  | PQ | AN | 2771.281 | 8103602 | no | no |  |  | no |  |  | 1425726.856 | 15408265.523 |  | -1
node_8103602_200882312 |  |  | PQ | AN | 2771.281 | 8103602 | no | no |  |  | no |  |  | 1426115.165 | 15408572.557 |  | -1
node_8103602_200882313 |  |  | PQ | AN | 2771.281 | 8103602 | no | no |  |  | no |  |  | 1424584.35 | 15408388.321 |  | -1
node_8103602_200882314 |  |  | PQ | AD | 2771.281 | 8103602 | no | no |  |  | no |  |  | 1424753.719 | 15408597.199 |  | -1
node_8103602_200882315 |  |  | PQ | AD | 2771.281 | 8103602 | no | no |  |  | no |  |  | 1425028.442 | 15408734.938 |  | -1
node_8103602_200882316 |  |  | PQ | AD | 2771.281 | 8103602 | no | no |  |  | no |  |  | 1425337.401 | 15408827.097 |  | -1
node_8103602_200882317 |  |  | PQ | ABCN | 2771.281 | 8103602 | no | no |  |  | no |  |  | 1422182.017 | 15399894.402 |  | -1
node_8103602_200882318 |  |  | PQ | ABCD | 2771.281 | 8103602 | no | no |  |  | no |  |  | 1422191.847 | 15399759.69 |  | -1
node_8103602_200882319 |  |  | PQ | ABCD | 2771.281 | 8103602 | no | no |  |  | no |  |  | 1422196.927 | 15399641.16 |  | -1
node_8103602_200882320 |  |  | PQ | ABCD | 2771.281 | 8103602 | no | no |  |  | no |  |  | 1422200.635 | 15399530.58 |  | -1
node_8103602_200882325 |  |  | PQ | AN | 2771.281 | 8103602 | no | no |  |  | no |  |  | 1422208.642 | 15399183.88 |  | -1
node_8103602_200882327 |  |  | PQ | AD | 2771.281 | 8103602 | no | no |  |  | no |  |  | 1422298.342 | 15399165.254 |  | -1
node_8103602_200882328 |  |  | PQ | AN | 2771.281 | 8103602 | no | no |  |  | no |  |  | 1422479.522 | 15399179.295 |  | -1
node_8103602_200882329 |  |  | PQ | AN | 2771.281 | 8103602 | no | no |  |  | no |  |  | 1422712.953 | 15399181.457 |  | -1
node_8103602_200882330 |  |  | PQ | AD | 2771.281 | 8103602 | no | no |  |  | no |  |  | 1422167.122 | 15398896.041 |  | -1
node_8103602_200882331 |  |  | PQ | AD | 2771.281 | 8103602 | no | no |  |  | no |  |  | 1422110.262 | 15398702.06 |  | -1
node_8103602_200882332 |  |  | PQ | AN | 2771.281 | 8103602 | no | no |  |  | no |  |  | 1422050.366 | 15398519.855 |  | -1
node_8103602_200909316 |  |  | PQ | AD | 2771.281 | 8103602 | no | no |  |  | no |  |  | 1418778.925 | 15396626.076 |  | -1
node_8103602_200909318 |  |  | PQ | ABCD | 2771.281 | 8103602 | no | no |  |  | no |  |  | 1418457.076 | 15406524.319 |  | -1
node_8103602_200911476 |  |  | PQ | AD | 2771.281 | 8103602 | no | no |  |  | no |  |  | 1420941.518 | 15383782.882 |  | -1
node_8103602_200940804 |  |  | PQ | AD | 2771.281 | 8103602 | no | no |  |  | no |  |  | 1404430.721 | 15401696.743 |  | -1
node_8103602_200951616 |  |  | PQ | AN | 2771.281 | 8103602 | no | no |  |  | no |  |  | 1400428.51 | 15401522.267 |  | -1
node_8103602_200957082 |  |  | PQ | AD | 2771.281 | 8103602 | no | no |  |  | no |  |  | 1430414.818 | 15407224.668 |  | -1
node_8103602_200957083 |  |  | PQ | AD | 2771.281 | 8103602 | no | no |  |  | no |  |  | 1430096.885 | 15407163.116 |  | -1
node_8103602_200957084 |  |  | PQ | AD | 2771.281 | 8103602 | no | no |  |  | no |  |  | 1429851.028 | 15406973.336 |  | -1
node_8103602_200957085 |  |  | PQ | AD | 2771.281 | 8103602 | no | no |  |  | no |  |  | 1429589.645 | 15406833.029 |  | -1
node_8103602_200957086 |  |  | PQ | AD | 2771.281 | 8103602 | no | no |  |  | no |  |  | 1429386.127 | 15406564.693 |  | -1
node_8103602_200957087 |  |  | PQ | AD | 2771.281 | 8103602 | no | no |  |  | no |  |  | 1429121.838 | 15406410.298 |  | -1
node_8103602_200957088 |  |  | PQ | AD | 2771.281 | 8103602 | no | no |  |  | no |  |  | 1429024.154 | 15406246.559 |  | -1
node_8103602_200957139 |  |  | PQ | AN | 2771.281 | 8103602 | no | no |  |  | no |  |  | 1428809.872 | 15406130.482 |  | -1
node_8103602_200957140 |  |  | PQ | AN | 2771.281 | 8103602 | no | no |  |  | no |  |  | 1428647.236 | 15405919.92 |  | -1
node_8103602_200957141 |  |  | PQ | AN | 2771.281 | 8103602 | no | no |  |  | no |  |  | 1428427.686 | 15405789.628 |  | -1
node_8103602_200957142 |  |  | PQ | AD | 2771.281 | 8103602 | no | no |  |  | no |  |  | 1428181.5 | 15405585.264 |  | -1
node_8103602_200957143 |  |  | PQ | AN | 2771.281 | 8103602 | no | no |  |  | no |  |  | 1427988.091 | 15405416.019 |  | -1
node_8103602_200957144 |  |  | PQ | AD | 2771.281 | 8103602 | no | no |  |  | no |  |  | 1427784.512 | 15405240.996 |  | -1
node_8103602_200957145 |  |  | PQ | AD | 2771.281 | 8103602 | no | no |  |  | no |  |  | 1427551.766 | 15405050.912 |  | -1
node_8103602_200957146 |  |  | PQ | AN | 2771.281 | 8103602 | no | no |  |  | no |  |  | 1427398.874 | 15404863.521 |  | -1
node_8103602_200957147 |  |  | PQ | AN | 2771.281 | 8103602 | no | no |  |  | no |  |  | 1427176.175 | 15404569.01 |  | -1
node_8103602_200957148 |  |  | PQ | AD | 2771.281 | 8103602 | no | no |  |  | no |  |  | 1426942.986 | 15404394.816 |  | -1
node_8103602_200957149 |  |  | PQ | AD | 2771.281 | 8103602 | no | no |  |  | no |  |  | 1426724.168 | 15404098.186 |  | -1
node_8103602_200957150 |  |  | PQ | AD | 2771.281 | 8103602 | no | no |  |  | no |  |  | 1426461.838 | 15403873.923 |  | -1
node_8103602_200957151 |  |  | PQ | AD | 2771.281 | 8103602 | no | no |  |  | no |  |  | 1426304.892 | 15403633.635 |  | -1
node_8103602_200957152 |  |  | PQ | AD | 2771.281 | 8103602 | no | no |  |  | no |  |  | 1426114.144 | 15403431.093 |  | -1
node_8103602_200957153 |  |  | PQ | AD | 2771.281 | 8103602 | no | no |  |  | no |  |  | 1425932.77 | 15403229.665 |  | -1
node_8103602_200959373 |  |  | PQ | AN | 2771.281 | 8103602 | no | no |  |  | no |  |  | 1420635.02 | 15399932.775 |  | -1
node_8103602_200959374 |  |  | PQ | AN | 2771.281 | 8103602 | no | no |  |  | no |  |  | 1420666.834 | 15400257.416 |  | -1
node_8103602_200961738 |  |  | PQ | ABCN | 2771.281 | 8103602 | no | no |  |  | no |  |  | 1418408.219 | 15406486.312 |  | -1
node_8103602_200968269 |  |  | PQ | AN | 2771.281 | 8103602 | no | no |  |  | no |  |  | 1404004.289 | 15402844.293 |  | -1
node_8103602_200969237 |  |  | PQ | AN | 2771.281 | 8103602 | no | no |  |  | no |  |  | 1425556.954 | 15401055.917 |  | -1
node_8103602_200969714 |  |  | PQ | AN | 2771.281 | 8103602 | no | no |  |  | no |  |  | 1428839.531 | 15405855.357 |  | -1
node_8103602_200971765 |  |  | PQ | AN | 2771.281 | 8103602 | no | no |  |  | no |  |  | 1405504.279 | 15401744.436 |  | -1
node_8103602_200972432 |  |  | PQ | AN | 2771.281 | 8103602 | no | no |  |  | no |  |  | 1427607.529 | 15399076.636 |  | -1
node_8103602_200974043 |  |  | PQ | AN | 2771.281 | 8103602 | no | no |  |  | no |  |  | 1427553.383 | 15404173.949 |  | -1
node_8103602_200978636 |  |  | PQ | AD | 2771.281 | 8103602 | no | no |  |  | no |  |  | 1422643.528 | 15400232.955 |  | -1
node_8103602_200978862 |  |  | PQ | AN | 2771.281 | 8103602 | no | no |  |  | no |  |  | 1412990.797 | 15401493.832 |  | -1
node_8103602_200978930 |  |  | PQ | AD | 2771.281 | 8103602 | no | no |  |  | no |  |  | 1414654.835 | 15421179.818 |  | -1
node_8103602_200978931 |  |  | PQ | AN | 2771.281 | 8103602 | no | no |  |  | no |  |  | 1414476.553 | 15421608.144 |  | -1
node_8103602_200980254 |  |  | PQ | AD | 2771.281 | 8103602 | no | no |  |  | no |  |  | 1421783.88 | 15390021.939 |  | -1
node_8103602_200982796 |  |  | PQ | ABCN | 2771.281 | 8103602 | no | no |  |  | no |  |  | 1422209.901 | 15399418.897 |  | -1
node_8103602_200985548 |  |  | PQ | AN | 2771.281 | 8103602 | no | no |  |  | no |  |  | 1406087.571 | 15401775.339 |  | -1
node_8103602_201004010 |  |  | PQ | AD | 2771.281 | 8103602 | no | no |  |  | no |  |  | 1423815.648 | 15407524.743 |  | -1
node_8103602_201007745 |  |  | PQ | AN | 2771.281 | 8103602 | no | no |  |  | no |  |  | 1425574.741 | 15389154.733 |  | -1
node_8103602_201010299 |  |  | PQ | AN | 2771.281 | 8103602 | no | no |  |  | no |  |  | 1424538.13 | 15388823.052 |  | -1
node_8103602_201011141 |  |  | PQ | AN | 2771.281 | 8103602 | no | no |  |  | no |  |  | 1412019.583 | 15401372.004 |  | -1
node_8103602_201014361 |  |  | PQ | AN | 2771.281 | 8103602 | no | no |  |  | no |  |  | 1422682.601 | 15390322.293 |  | -1
node_8103602_201018418 |  |  | PQ | AN | 2771.281 | 8103602 | no | no |  |  | no |  |  | 1424896.362 | 15381733.687 |  | -1
node_8103602_201018419 |  |  | PQ | AN | 2771.281 | 8103602 | no | no |  |  | no |  |  | 1425229.408 | 15382337.541 |  | -1
node_8103602_201019081 |  |  | PQ | ABCN | 2771.281 | 8103602 | no | no |  |  | no |  |  | 1422019.457 | 15402639.357 |  | -1
node_8103602_201020336 |  |  | PQ | AD | 2771.281 | 8103602 | no | no |  |  | no |  |  | 1421676.078 | 15400009.752 |  | -1
node_8103602_201022473 |  |  | PQ | AN | 2771.281 | 8103602 | no | no |  |  | no |  |  | 1424388.741 | 15414475.024 |  | -1
node_8103602_201022543 |  |  | PQ | AD | 2771.281 | 8103602 | no | no |  |  | no |  |  | 1424581.044 | 15414056.829 |  | -1
node_8103602_201026835 |  |  | PQ | AD | 2771.281 | 8103602 | no | no |  |  | no |  |  | 1400750.064 | 15401542.993 |  | -1
node_8103602_201046177 |  |  | PQ | AN | 2771.281 | 8103602 | no | no |  |  | no |  |  | 1418363.936 | 15398637.113 |  | -1
node_8103602_201046964 |  |  | PQ | AN | 2771.281 | 8103602 | no | no |  |  | no |  |  | 1427015.81 | 15398160.009 |  | -1
node_8103602_201046965 |  |  | PQ | AD | 2771.281 | 8103602 | no | no |  |  | no |  |  | 1427461.266 | 15398208.749 |  | -1
node_8103602_201047440 |  |  | PQ | AN | 2771.281 | 8103602 | no | no |  |  | no |  |  | 1412329.09 | 15394462.311 |  | -1
node_8103602_201047585 |  |  | PQ | AN | 2771.281 | 8103602 | no | no |  |  | no |  |  | 1418182.017 | 15396615.248 |  | -1
node_8103602_201051499 |  |  | PQ | AN | 2771.281 | 8103602 | no | no |  |  | no |  |  | 1424458.256 | 15388458.041 |  | -1
node_8103602_201060803 |  |  | PQ | AD | 2771.281 | 8103602 | no | no |  |  | no |  |  | 1403937.894 | 15405116.453 |  | -1
node_8103602_201064425 |  |  | PQ | ABCD | 2771.281 | 8103602 | no | no |  |  | no |  |  | 1422030.789 | 15400314.31 |  | -1
node_8103602_310012083 |  |  | PQ | AD | 2771.281 | 8103602 | no | no |  |  | no |  |  | 1419068.736 | 15400773.842 |  | -1
node_8103602_311876523 |  |  | PQ | AN | 2771.281 | 8103602 | no | no |  |  | no |  |  | 1411411.907 | 15401610.274 |  | -1
node_8103602_311879470 |  |  | PQ | AD | 2771.281 | 8103602 | no | no |  |  | no |  |  | 1431756.934 | 15401057.432 |  | -1
node_8103602_311879471 |  |  | PQ | AN | 2771.281 | 8103602 | no | no |  |  | no |  |  | 1431986.992 | 15401060.542 |  | -1
node_8103602_311886749 |  |  | PQ | AN | 2771.281 | 8103602 | no | no |  |  | no |  |  | 1421776.8 | 15402753.246 |  | -1
node_8103602_311920153 |  |  | PQ | AD | 2771.281 | 8103602 | no | no |  |  | no |  |  | 1425579.819 | 15401300.221 |  | -1
node_8103602_311920154 |  |  | PQ | AD | 2771.281 | 8103602 | no | no |  |  | no |  |  | 1425916.488 | 15401229.344 |  | -1
node_8103602_311920156 |  |  | PQ | AN | 2771.281 | 8103602 | no | no |  |  | no |  |  | 1426254.116 | 15401260.866 |  | -1
node_8103602_311934802 |  |  | PQ | AN | 2771.281 | 8103602 | no | no |  |  | no |  |  | 1431756.103 | 15400994.372 |  | -1
node_8103602_311988278 |  |  | PQ | AN | 2771.281 | 8103602 | no | no |  |  | no |  |  | 1405729.607 | 15397344.297 |  | -1
node_8103602_311988283 |  |  | PQ | AN | 2771.281 | 8103602 | no | no |  |  | no |  |  | 1405821.583 | 15397052.939 |  | -1
node_8103602_312027337 |  |  | PQ | AD | 2771.281 | 8103602 | no | no |  |  | no |  |  | 1423884.79 | 15407718.059 |  | -1
node_8103602_312033746 |  |  | PQ | AN | 2771.281 | 8103602 | no | no |  |  | no |  |  | 1425877.743 | 15408384.827 |  | -1
node_8103602_312033747 |  |  | PQ | AD | 2771.281 | 8103602 | no | no |  |  | no |  |  | 1426002.44 | 15408483.425 |  | -1
node_8103602_312052210 |  |  | PQ | ABCN | 2771.281 | 8103602 | no | no |  |  | no |  |  | 1421746.004 | 15403580.738 |  | -1
node_8103602_312072683 |  |  | PQ | AN | 2771.281 | 8103602 | no | no |  |  | no |  |  | 1421779.216 | 15403803.678 |  | -1
node_8103602_312085771 |  |  | PQ | AN | 2771.281 | 8103602 | no | no |  |  | no |  |  | 1404157.573 | 15401688.234 |  | -1
node_8103602_312115270 |  |  | PQ | ABCD | 2771.281 | 8103602 | no | no |  |  | no |  |  | 1421643.218 | 15400340.275 |  | -1
node_8103602_312120308 |  |  | PQ | AD | 2771.281 | 8103602 | no | no |  |  | no |  |  | 1410423.768 | 15396009.219 |  | -1
node_8103602_312120309 |  |  | PQ | AN | 2771.281 | 8103602 | no | no |  |  | no |  |  | 1410597.541 | 15395998.609 |  | -1
node_8103602_312131822 |  |  | PQ | AN | 2771.281 | 8103602 | no | no |  |  | no |  |  | 1428484.588 | 15405725.385 |  | -1
node_8103602_312131823 |  |  | PQ | AN | 2771.281 | 8103602 | no | no |  |  | no |  |  | 1428599.339 | 15405403.787 |  | -1
node_8103602_312139492 |  |  | PQ | AN | 2771.281 | 8103602 | no | no |  |  | no |  |  | 1420865.192 | 15407888.122 |  | -1
node_8103602_312141754 |  |  | PQ | AN | 2771.281 | 8103602 | no | no |  |  | no |  |  | 1428676.643 | 15405513.82 |  | -1
node_8103602_312148501 |  |  | PQ | ABCN | 2771.281 | 8103602 | no | no |  |  | no |  |  | 1422158.205 | 15401445.655 |  | -1
node_SOURCE_8103602 |  |  | SWING | ABCN | 2771.281 | 8103602 | no | no |  |  | no |  |  | 1418463.061 | 15406492.941 |  | -1
node_intto1_8103602_200845683 |  |  | PQ | AD | 2771.281 | 8103602 | no | no |  |  | no |  |  | 1403464.247 | 15401657.46 |  | -1
node_intto1_8103602_200845859 |  |  | PQ | AD | 2771.281 | 8103602 | no | no |  |  | no |  |  | 1404289.126 | 15400988.285 |  | -1
node_intto1_8103602_200845879 |  |  | PQ | AD | 2771.281 | 8103602 | no | no |  |  | no |  |  | 1404048.022 | 15402221.994 |  | -1
node_intto1_8103602_200875028 |  |  | PQ | AD | 2771.281 | 8103602 | no | no |  |  | no |  |  | 1415179.914 | 15420707.687 |  | -1
node_intto1_8103602_200875273 |  |  | PQ | AD | 2771.281 | 8103602 | no | no |  |  | no |  |  | 1421936.955 | 15391883.989 |  | -1
node_intto1_8103602_200875497 |  |  | PQ | AD | 2771.281 | 8103602 | no | no |  |  | no |  |  | 1421171.083 | 15383799.15 |  | -1
node_intto1_8103602_200875524 |  |  | PQ | AD | 2771.281 | 8103602 | no | no |  |  | no |  |  | 1424494.965 | 15381907.271 |  | -1
node_intto1_8103602_200875534 |  |  | PQ | AD | 2771.281 | 8103602 | no | no |  |  | no |  |  | 1422640.187 | 15390090.709 |  | -1
node_intto1_8103602_200876067 |  |  | PQ | AD | 2771.281 | 8103602 | no | no |  |  | no |  |  | 1420638.526 | 15393991.617 |  | -1
node_intto1_8103602_200876092 |  |  | PQ | AD | 2771.281 | 8103602 | no | no |  |  | no |  |  | 1411576.961 | 15395081.676 |  | -1
node_intto1_8103602_200876562 |  |  | PQ | AD | 2771.281 | 8103602 | no | no |  |  | no |  |  | 1421042.025 | 15392237.062 |  | -1
node_intto1_8103602_200876564 |  |  | PQ | AD | 2771.281 | 8103602 | no | no |  |  | no |  |  | 1420785.428 | 15392226.664 |  | -1
node_intto1_8103602_200876856 |  |  | PQ | AD | 2771.281 | 8103602 | no | no |  |  | no |  |  | 1422460.507 | 15391861.938 |  | -1
node_intto1_8103602_200876859 |  |  | PQ | AD | 2771.281 | 8103602 | no | no |  |  | no |  |  | 1422565.665 | 15391709.763 |  | -1
node_intto1_8103602_200876942 |  |  | PQ | AD | 2771.281 | 8103602 | no | no |  |  | no |  |  | 1416260.057 | 15390892.857 |  | -1
node_intto1_8103602_200881252 |  |  | PQ | AD | 2771.281 | 8103602 | no | no |  |  | no |  |  | 1421685.657 | 15399744.974 |  | -1
node_intto1_8103602_200881285 |  |  | PQ | AD | 2771.281 | 8103602 | no | no |  |  | no |  |  | 1419035.93 | 15400471.323 |  | -1
node_intto1_8103602_200881307 |  |  | PQ | ABCD | 2771.281 | 8103602 | no | no |  |  | no |  |  | 1421767.479 | 15400303.96 |  | -1
node_intto1_8103602_200881309 |  |  | PQ | AD | 2771.281 | 8103602 | no | no |  |  | no |  |  | 1415758.883 | 15401248.038 |  | -1
node_intto1_8103602_200881325 |  |  | PQ | ABCD | 2771.281 | 8103602 | no | no |  |  | no |  |  | 1421680.303 | 15400304.158 |  | -1
node_intto1_8103602_200881359 |  |  | PQ | AD | 2771.281 | 8103602 | no | no |  |  | no |  |  | 1421347.875 | 15400283.106 |  | -1
node_intto1_8103602_200881378 |  |  | PQ | AD | 2771.281 | 8103602 | no | no |  |  | no |  |  | 1423094.904 | 15399891.852 |  | -1
node_intto1_8103602_200881405 |  |  | PQ | AD | 2771.281 | 8103602 | no | no |  |  | no |  |  | 1423917.94 | 15396910.962 |  | -1
node_intto1_8103602_200881419 |  |  | PQ | AD | 2771.281 | 8103602 | no | no |  |  | no |  |  | 1424304.462 | 15397512.974 |  | -1
node_intto1_8103602_200881439 |  |  | PQ | AD | 2771.281 | 8103602 | no | no |  |  | no |  |  | 1430524.55 | 15399168.225 |  | -1
node_intto1_8103602_200881462 |  |  | PQ | AD | 2771.281 | 8103602 | no | no |  |  | no |  |  | 1434629.649 | 15401524.753 |  | -1
node_intto1_8103602_200881515 |  |  | PQ | ABCD | 2771.281 | 8103602 | no | no |  |  | no |  |  | 1417844.416 | 15404987.153 |  | -1
node_intto1_8103602_200881519 |  |  | PQ | ABCD | 2771.281 | 8103602 | no | no |  |  | no |  |  | 1421209.477 | 15400660.215 |  | -1
node_intto1_8103602_200881551 |  |  | PQ | AD | 2771.281 | 8103602 | no | no |  |  | no |  |  | 1424531.445 | 15413204.622 |  | -1
node_intto1_8103602_200881554 |  |  | PQ | AD | 2771.281 | 8103602 | no | no |  |  | no |  |  | 1425757.436 | 15413591.118 |  | -1
node_intto1_8103602_200881590 |  |  | PQ | AD | 2771.281 | 8103602 | no | no |  |  | no |  |  | 1419911.602 | 15410684.539 |  | -1
node_intto1_8103602_200881755 |  |  | PQ | AD | 2771.281 | 8103602 | no | no |  |  | no |  |  | 1422137.389 | 15404474.4 |  | -1
node_intto1_8103602_200881758 |  |  | PQ | ABCD | 2771.281 | 8103602 | no | no |  |  | no |  |  | 1422151.055 | 15400625.94 |  | -1
node_intto1_8103602_200881765 |  |  | PQ | AD | 2771.281 | 8103602 | no | no |  |  | no |  |  | 1423952.226 | 15407911.394 |  | -1
node_intto1_8103602_200881845 |  |  | PQ | AD | 2771.281 | 8103602 | no | no |  |  | no |  |  | 1423785.032 | 15400096.361 |  | -1
node_intto1_8103602_200881848 |  |  | PQ | AD | 2771.281 | 8103602 | no | no |  |  | no |  |  | 1424649.747 | 15400853.019 |  | -1
node_intto1_8103602_200881910 |  |  | PQ | AD | 2771.281 | 8103602 | no | no |  |  | no |  |  | 1409198.786 | 15396323.216 |  | -1
node_intto1_8103602_200882020 |  |  | PQ | AD | 2771.281 | 8103602 | no | no |  |  | no |  |  | 1421674.237 | 15404316.797 |  | -1
node_intto1_8103602_200882030 |  |  | PQ | AD | 2771.281 | 8103602 | no | no |  |  | no |  |  | 1421080.484 | 15406402.213 |  | -1
node_intto1_8103602_200882032 |  |  | PQ | ABCD | 2771.281 | 8103602 | no | no |  |  | no |  |  | 1418054.743 | 15405806.364 |  | -1
node_intto1_8103602_200882117 |  |  | PQ | AD | 2771.281 | 8103602 | no | no |  |  | no |  |  | 1409421.431 | 15396397.021 |  | -1
node_intto1_8103602_200882161 |  |  | PQ | AD | 2771.281 | 8103602 | no | no |  |  | no |  |  | 1417836.281 | 15415968.222 |  | -1
node_intto1_8103602_200882172 |  |  | PQ | AD | 2771.281 | 8103602 | no | no |  |  | no |  |  | 1421045.867 | 15398329.879 |  | -1
node_intto1_8103602_200882177 |  |  | PQ | AD | 2771.281 | 8103602 | no | no |  |  | no |  |  | 1419949.63 | 15398261.781 |  | -1
node_intto1_8103602_200882187 |  |  | PQ | AD | 2771.281 | 8103602 | no | no |  |  | no |  |  | 1421383.57 | 15403758.163 |  | -1
node_intto1_8103602_200882301 |  |  | PQ | AD | 2771.281 | 8103602 | no | no |  |  | no |  |  | 1424570.674 | 15408840.618 |  | -1
node_intto1_8103602_200882309 |  |  | PQ | AD | 2771.281 | 8103602 | no | no |  |  | no |  |  | 1425433.737 | 15408690.922 |  | -1
node_intto1_8103602_200909316 |  |  | PQ | AD | 2771.281 | 8103602 | no | no |  |  | no |  |  | 1418778.925 | 15396626.076 |  | -1
node_intto1_8103602_200957152 |  |  | PQ | AD | 2771.281 | 8103602 | no | no |  |  | no |  |  | 1426114.144 | 15403431.093 |  | -1
node_intto1_8103602_200959373 |  |  | PQ | AN | 2771.281 | 8103602 | no | no |  |  | no |  |  | 1420635.02 | 15399932.775 |  | -1
node_intto1_8103602_200969714 |  |  | PQ | AN | 2771.281 | 8103602 | no | no |  |  | no |  |  | 1428839.531 | 15405855.357 |  | -1
node_intto1_8103602_200972432 |  |  | PQ | AN | 2771.281 | 8103602 | no | no |  |  | no |  |  | 1427607.529 | 15399076.636 |  | -1
node_intto1_8103602_200974043 |  |  | PQ | AN | 2771.281 | 8103602 | no | no |  |  | no |  |  | 1427553.383 | 15404173.949 |  | -1
node_intto1_8103602_201007745 |  |  | PQ | AN | 2771.281 | 8103602 | no | no |  |  | no |  |  | 1425574.741 | 15389154.733 |  | -1
node_intto1_8103602_201018419 |  |  | PQ | AN | 2771.281 | 8103602 | no | no |  |  | no |  |  | 1425229.408 | 15382337.541 |  | -1
node_intto1_8103602_201022543 |  |  | PQ | AD | 2771.281 | 8103602 | no | no |  |  | no |  |  | 1424581.044 | 15414056.829 |  | -1
node_intto1_8103602_201051499 |  |  | PQ | AD | 2771.281 | 8103602 | no | no |  |  | no |  |  | 1424458.256 | 15388458.041 |  | -1
node_intto1_8103602_311886749 |  |  | PQ | AN | 2771.281 | 8103602 | no | no |  |  | no |  |  | 1421776.8 | 15402753.246 |  | -1
node_intto1_8103602_312131822 |  |  | PQ | AN | 2771.281 | 8103602 | no | no |  |  | no |  |  | 1428484.588 | 15405725.385 |  | -1

## overhead_line
data_type | static
owner_type | feeder
owner | 8103602
object | overhead_line
name | groupid | phases | fr | to | length | configuration | dcircuit | selected | monitored | monitored_fields | class_monitored_fields | played | played_fields | comments | R | X | B | lim_kw
oh_line_8103602_200845666 |  | AD | node_8103602_200845667 | node_8103602_200845666 | 321.742 | bal_1P_4AC | 8103602 | no | no |  |  | no |  |  | 0 | 0 | 0 | 0
oh_line_8103602_200845667 |  | AD | node_8103602_200845668 | node_8103602_200845667 | 309.442 | bal_1P_4AC | 8103602 | no | no |  |  | no |  |  | 0 | 0 | 0 | 0
oh_line_8103602_200845668 |  | AD | node_8103602_200845669 | node_8103602_200845668 | 342.385 | bal_1P_4AC | 8103602 | no | no |  |  | no |  |  | 0 | 0 | 0 | 0
oh_line_8103602_200845669 |  | AD | node_8103602_200845670 | node_8103602_200845669 | 343.922 | bal_1P_4AC | 8103602 | no | no |  |  | no |  |  | 0 | 0 | 0 | 0
oh_line_8103602_200845670 |  | AD | node_8103602_200845672 | node_8103602_200845670 | 295.991 | bal_1P_4AC | 8103602 | no | no |  |  | no |  |  | 0 | 0 | 0 | 0
oh_line_8103602_200845672 |  | AD | node_8103602_200951616 | node_8103602_200845672 | 312.384 | bal_1P_4AC | 8103602 | no | no |  |  | no |  |  | 0 | 0 | 0 | 0
oh_line_8103602_200845675 |  | AD | node_8103602_200845676 | node_8103602_200845675 | 316.753 | bal_1P_4AC | 8103602 | no | no |  |  | no |  |  | 0 | 0 | 0 | 0
oh_line_8103602_200845676 |  | AD | node_8103602_200845677 | node_8103602_200845676 | 333.042 | bal_1P_4AC | 8103602 | no | no |  |  | no |  |  | 0 | 0 | 0 | 0
oh_line_8103602_200845677 |  | AD | node_8103602_200845678 | node_8103602_200845677 | 320.628 | bal_1P_4AC | 8103602 | no | no |  |  | no |  |  | 0 | 0 | 0 | 0
oh_line_8103602_200845678 |  | AD | node_8103602_200845679 | node_8103602_200845678 | 358.212 | bal_1P_4AC | 8103602 | no | no |  |  | no |  |  | 0 | 0 | 0 | 0
oh_line_8103602_200845679 |  | AD | node_8103602_200845680 | node_8103602_200845679 | 373.709 | bal_1P_4AC | 8103602 | no | no |  |  | no |  |  | 0 | 0 | 0 | 0
oh_line_8103602_200845680 |  | AD | node_8103602_200845681 | node_8103602_200845680 | 365.64 | bal_1P_4AC | 8103602 | no | no |  |  | no |  |  | 0 | 0 | 0 | 0
oh_line_8103602_200845681 |  | AD | node_8103602_200845683 | node_8103602_200845681 | 307.27 | bal_1P_4AC | 8103602 | no | no |  |  | no |  |  | 0 | 0 | 0 | 0
oh_line_8103602_200845683 |  | AD | node_8103602_200845684 | node_intto1_8103602_200845683 | 234.273 | bal_1P_2AC | 8103602 | no | no |  |  | no |  |  | 0 | 0 | 0 | 0
oh_line_8103602_200845684 |  | AD | node_8103602_200845685 | node_8103602_200845684 | 146.666 | bal_1P_2AC | 8103602 | no | no |  |  | no |  |  | 0 | 0 | 0 | 0
oh_line_8103602_200845685 |  | AD | node_8103602_200845686 | node_8103602_200845685 | 252.264 | bal_1P_4AC | 8103602 | no | no |  |  | no |  |  | 0 | 0 | 0 | 0
oh_line_8103602_200845686 |  | AD | node_8103602_312085771 | node_8103602_200845686 | 87.975 | bal_1P_4AC | 8103602 | no | no |  |  | no |  |  | 0 | 0 | 0 | 0
oh_line_8103602_200845688 |  | AD | node_8103602_200845689 | node_8103602_200845688 | 382.698 | bal_1P_4AC | 8103602 | no | no |  |  | no |  |  | 0 | 0 | 0 | 0
oh_line_8103602_200845689 |  | AD | node_8103602_200971765 | node_8103602_200845689 | 356.505 | bal_1P_4AC | 8103602 | no | no |  |  | no |  |  | 0 | 0 | 0 | 0
oh_line_8103602_200845691 |  | AD | node_8103602_200985548 | node_8103602_200845691 | 278.19 | bal_1P_4AC | 8103602 | no | no |  |  | no |  |  | 0 | 0 | 0 | 0
oh_line_8103602_200845693 |  | AD | node_8103602_200845695 | node_8103602_200845693 | 336.213 | bal_1P_4AC | 8103602 | no | no |  |  | no |  |  | 0 | 0 | 0 | 0
oh_line_8103602_200845695 |  | AD | node_8103602_200845696 | node_8103602_200845695 | 233.261 | bal_1P_4AC | 8103602 | no | no |  |  | no |  |  | 0 | 0 | 0 | 0
oh_line_8103602_200845696 |  | AD | node_8103602_200845697 | node_8103602_200845696 | 264.087 | bal_1P_4AC | 8103602 | no | no |  |  | no |  |  | 0 | 0 | 0 | 0
oh_line_8103602_200845697 |  | AD | node_8103602_200881358 | node_8103602_200845697 | 316.955 | bal_1P_4AC | 8103602 | no | no |  |  | no |  |  | 0 | 0 | 0 | 0
oh_line_8103602_200845852 |  | AD | node_8103602_200845856 | node_8103602_200845852 | 293.482 | bal_1P_1/0AA | 8103602 | no | no |  |  | no |  |  | 0 | 0 | 0 | 0
oh_line_8103602_200845853 |  | AD | node_8103602_200845852 | node_8103602_200845853 | 264.302 | bal_1P_1/0AA | 8103602 | no | no |  |  | no |  |  | 0 | 0 | 0 | 0
oh_line_8103602_200845854 |  | AD | node_8103602_200845686 | node_8103602_200845854 | 465.028 | bal_1P_4AC | 8103602 | no | no |  |  | no |  |  | 0 | 0 | 0 | 0
oh_line_8103602_200845855 |  | AD | node_8103602_200845866 | node_8103602_200845855 | 348.599 | bal_1P_2AC | 8103602 | no | no |  |  | no |  |  | 0 | 0 | 0 | 0
oh_line_8103602_200845856 |  | AD | node_8103602_200845855 | node_8103602_200845856 | 428.747 | bal_1P_2AC | 8103602 | no | no |  |  | no |  |  | 0 | 0 | 0 | 0
oh_line_8103602_200845857 |  | AD | node_8103602_200845856 | node_8103602_200845857 | 357.245 | bal_1P_2AC | 8103602 | no | no |  |  | no |  |  | 0 | 0 | 0 | 0
oh_line_8103602_200845858 |  | AD | node_8103602_200845857 | node_8103602_200845858 | 410.257 | bal_1P_2AC | 8103602 | no | no |  |  | no |  |  | 0 | 0 | 0 | 0
oh_line_8103602_200845859 |  | AD | node_8103602_200845854 | node_intto1_8103602_200845859 | 265.914 | bal_1P_4AC | 8103602 | no | no |  |  | no |  |  | 0 | 0 | 0 | 0
oh_line_8103602_200845860 |  | AD | node_8103602_200845859 | node_8103602_200845860 | 356.422 | bal_1P_4AC | 8103602 | no | no |  |  | no |  |  | 0 | 0 | 0 | 0
oh_line_8103602_200845861 |  | AD | node_8103602_200845860 | node_8103602_200845861 | 323.032 | bal_1P_4AC | 8103602 | no | no |  |  | no |  |  | 0 | 0 | 0 | 0
oh_line_8103602_200845862 |  | AD | node_8103602_200845861 | node_8103602_200845862 | 309.199 | bal_1P_4AC | 8103602 | no | no |  |  | no |  |  | 0 | 0 | 0 | 0
oh_line_8103602_200845863 |  | AD | node_8103602_200845862 | node_8103602_200845863 | 236.079 | bal_1P_2AC | 8103602 | no | no |  |  | no |  |  | 0 | 0 | 0 | 0
oh_line_8103602_200845864 |  | AD | node_8103602_200845863 | node_8103602_200845864 | 236.317 | bal_1P_2AC | 8103602 | no | no |  |  | no |  |  | 0 | 0 | 0 | 0
oh_line_8103602_200845865 |  | AD | node_8103602_200845864 | node_8103602_200845865 | 324.11 | bal_1P_2AC | 8103602 | no | no |  |  | no |  |  | 0 | 0 | 0 | 0
oh_line_8103602_200845866 |  | AD | node_8103602_200845865 | node_8103602_200845866 | 377.873 | bal_1P_2AC | 8103602 | no | no |  |  | no |  |  | 0 | 0 | 0 | 0
oh_line_8103602_200845868 |  | AD | node_8103602_200845686 | node_8103602_200845868 | 260.226 | bal_1P_4AC | 8103602 | no | no |  |  | no |  |  | 0 | 0 | 0 | 0
oh_line_8103602_200845870 |  | AD | node_8103602_201060803 | node_8103602_200845870 | 338.299 | bal_1P_2AC | 8103602 | no | no |  |  | no |  |  | 0 | 0 | 0 | 0
oh_line_8103602_200845871 |  | AD | node_8103602_200845870 | node_8103602_200845871 | 323.831 | bal_1P_2AC | 8103602 | no | no |  |  | no |  |  | 0 | 0 | 0 | 0
oh_line_8103602_200845872 |  | AD | node_8103602_200845871 | node_8103602_200845872 | 279.95 | bal_1P_2AC | 8103602 | no | no |  |  | no |  |  | 0 | 0 | 0 | 0
oh_line_8103602_200845873 |  | AD | node_8103602_201060803 | node_8103602_200845873 | 142.169 | bal_1P_1/0AC | 8103602 | no | no |  |  | no |  |  | 0 | 0 | 0 | 0
oh_line_8103602_200845874 |  | AD | node_8103602_201060803 | node_8103602_200845874 | 287.517 | bal_1P_2AC | 8103602 | no | no |  |  | no |  |  | 0 | 0 | 0 | 0
oh_line_8103602_200845875 |  | AD | node_8103602_200845874 | node_8103602_200845875 | 272.643 | bal_1P_2AC | 8103602 | no | no |  |  | no |  |  | 0 | 0 | 0 | 0
oh_line_8103602_200845876 |  | AD | node_8103602_200845875 | node_8103602_200845876 | 306.798 | bal_1P_2AC | 8103602 | no | no |  |  | no |  |  | 0 | 0 | 0 | 0
oh_line_8103602_200845878 |  | AD | node_8103602_200845876 | node_8103602_200845878 | 274.926 | bal_1P_2AC | 8103602 | no | no |  |  | no |  |  | 0 | 0 | 0 | 0
oh_line_8103602_200845879 |  | AD | node_8103602_200845868 | node_intto1_8103602_200845879 | 276.707 | bal_1P_4AC | 8103602 | no | no |  |  | no |  |  | 0 | 0 | 0 | 0
oh_line_8103602_200845880 |  | AD | node_8103602_200845879 | node_8103602_200845880 | 305.254 | bal_1P_4AC | 8103602 | no | no |  |  | no |  |  | 0 | 0 | 0 | 0
oh_line_8103602_200845881 |  | AD | node_8103602_200845880 | node_8103602_200845881 | 154.334 | bal_1P_4AC | 8103602 | no | no |  |  | no |  |  | 0 | 0 | 0 | 0
oh_line_8103602_200845883 |  | AD | node_8103602_200968269 | node_8103602_200845883 | 277.761 | bal_1P_4AC | 8103602 | no | no |  |  | no |  |  | 0 | 0 | 0 | 0
oh_line_8103602_200845884 |  | AD | node_8103602_200845883 | node_8103602_200845884 | 283.499 | bal_1P_4AC | 8103602 | no | no |  |  | no |  |  | 0 | 0 | 0 | 0
oh_line_8103602_200845885 |  | AD | node_8103602_200845884 | node_8103602_200845885 | 301.528 | bal_1P_4AC | 8103602 | no | no |  |  | no |  |  | 0 | 0 | 0 | 0
oh_line_8103602_200845886 |  | AD | node_8103602_200845885 | node_8103602_200845886 | 356.297 | bal_1P_4AC | 8103602 | no | no |  |  | no |  |  | 0 | 0 | 0 | 0
oh_line_8103602_200845887 |  | AD | node_8103602_200845886 | node_8103602_200845887 | 162.342 | bal_1P_2AC | 8103602 | no | no |  |  | no |  |  | 0 | 0 | 0 | 0
oh_line_8103602_200845888 |  | AD | node_8103602_200845887 | node_8103602_200845888 | 186.864 | bal_1P_2AC | 8103602 | no | no |  |  | no |  |  | 0 | 0 | 0 | 0
oh_line_8103602_200845889 |  | AD | node_8103602_200845888 | node_8103602_200845889 | 336.991 | bal_1P_2AC | 8103602 | no | no |  |  | no |  |  | 0 | 0 | 0 | 0
oh_line_8103602_200845890 |  | AD | node_8103602_200881918 | node_8103602_200845890 | 288.149 | bal_1P_1/0AC | 8103602 | no | no |  |  | no |  |  | 0 | 0 | 0 | 0
oh_line_8103602_200874812 |  | AD | node_8103602_200881622 | node_8103602_200874812 | 298.21 | bal_1P_4AC | 8103602 | no | no |  |  | no |  |  | 0 | 0 | 0 | 0
oh_line_8103602_200874813 |  | AD | node_8103602_200874812 | node_8103602_200874813 | 348.544 | bal_1P_4AC | 8103602 | no | no |  |  | no |  |  | 0 | 0 | 0 | 0
oh_line_8103602_200874815 |  | AD | node_8103602_200874813 | node_8103602_200874815 | 277.822 | bal_1P_4AC | 8103602 | no | no |  |  | no |  |  | 0 | 0 | 0 | 0
oh_line_8103602_200874818 |  | AD | node_8103602_200978931 | node_8103602_200874818 | 284.662 | bal_1P_1/0AC | 8103602 | no | no |  |  | no |  |  | 0 | 0 | 0 | 0
oh_line_8103602_200874819 |  | AD | node_8103602_200874818 | node_8103602_200874819 | 275.278 | bal_1P_1/0AC | 8103602 | no | no |  |  | no |  |  | 0 | 0 | 0 | 0
oh_line_8103602_200874820 |  | AD | node_8103602_200874819 | node_8103602_200874820 | 207.562 | bal_1P_1/0AC | 8103602 | no | no |  |  | no |  |  | 0 | 0 | 0 | 0
oh_line_8103602_200874821 |  | AD | node_8103602_200874819 | node_8103602_200874821 | 274.951 | bal_1P_1/0AA | 8103602 | no | no |  |  | no |  |  | 0 | 0 | 0 | 0
oh_line_8103602_200875027 |  | AD | node_8103602_200875033 | node_8103602_200875027 | 214.333 | bal_1P_1/0AA | 8103602 | no | no |  |  | no |  |  | 0 | 0 | 0 | 0
oh_line_8103602_200875028 |  | AD | node_8103602_200874815 | node_intto1_8103602_200875028 | 326.112 | bal_1P_2AC | 8103602 | no | no |  |  | no |  |  | 0 | 0 | 0 | 0
oh_line_8103602_200875029 |  | AD | node_8103602_200875028 | node_8103602_200875029 | 372.721 | bal_1P_2AC | 8103602 | no | no |  |  | no |  |  | 0 | 0 | 0 | 0
oh_line_8103602_200875030 |  | AD | node_8103602_200875029 | node_8103602_200875030 | 428.058 | bal_1P_2AC | 8103602 | no | no |  |  | no |  |  | 0 | 0 | 0 | 0
oh_line_8103602_200875031 |  | AD | node_8103602_200875030 | node_8103602_200875031 | 350.964 | bal_1P_2AC | 8103602 | no | no |  |  | no |  |  | 0 | 0 | 0 | 0
oh_line_8103602_200875032 |  | AD | node_8103602_200875031 | node_8103602_200875032 | 486.725 | bal_1P_2AC | 8103602 | no | no |  |  | no |  |  | 0 | 0 | 0 | 0
oh_line_8103602_200875033 |  | AD | node_8103602_200875032 | node_8103602_200875033 | 163.091 | bal_1P_2AC | 8103602 | no | no |  |  | no |  |  | 0 | 0 | 0 | 0
oh_line_8103602_200875034 |  | AD | node_8103602_200875033 | node_8103602_200875034 | 142.098 | bal_1P_2AC | 8103602 | no | no |  |  | no |  |  | 0 | 0 | 0 | 0
oh_line_8103602_200875036 |  | AD | node_8103602_200875034 | node_8103602_200875036 | 228.249 | bal_1P_2AC | 8103602 | no | no |  |  | no |  |  | 0 | 0 | 0 | 0
oh_line_8103602_200875255 |  | AD | node_8103602_200875330 | node_8103602_200875255 | 359.681 | bal_1P_1/0AA | 8103602 | no | no |  |  | no |  |  | 0 | 0 | 0 | 0
oh_line_8103602_200875257 |  | AD | node_8103602_200881265 | node_8103602_200875257 | 136.749 | bal_1P_4CU | 8103602 | no | no |  |  | no |  |  | 0 | 0 | 0 | 0
oh_line_8103602_200875258 |  | AD | node_8103602_200875257 | node_8103602_200875258 | 290.331 | bal_1P_4CU | 8103602 | no | no |  |  | no |  |  | 0 | 0 | 0 | 0
oh_line_8103602_200875259 |  | AD | node_8103602_200875258 | node_8103602_200875259 | 288.756 | bal_1P_4CU | 8103602 | no | no |  |  | no |  |  | 0 | 0 | 0 | 0
oh_line_8103602_200875260 |  | AD | node_8103602_200875259 | node_8103602_200875260 | 265.108 | bal_1P_4CU | 8103602 | no | no |  |  | no |  |  | 0 | 0 | 0 | 0
oh_line_8103602_200875261 |  | AD | node_8103602_200875260 | node_8103602_200875261 | 265.932 | bal_1P_4CU | 8103602 | no | no |  |  | no |  |  | 0 | 0 | 0 | 0
oh_line_8103602_200875262 |  | AD | node_8103602_200875261 | node_8103602_200875262 | 270.213 | bal_1P_4CU | 8103602 | no | no |  |  | no |  |  | 0 | 0 | 0 | 0
oh_line_8103602_200875263 |  | AD | node_8103602_200875262 | node_8103602_200875263 | 262.818 | bal_1P_4CU | 8103602 | no | no |  |  | no |  |  | 0 | 0 | 0 | 0
oh_line_8103602_200875264 |  | AD | node_8103602_200875263 | node_8103602_200875264 | 331.147 | bal_1P_4CU | 8103602 | no | no |  |  | no |  |  | 0 | 0 | 0 | 0
oh_line_8103602_200875265 |  | AD | node_8103602_200875264 | node_8103602_200875265 | 334.705 | bal_1P_4CU | 8103602 | no | no |  |  | no |  |  | 0 | 0 | 0 | 0
oh_line_8103602_200875266 |  | AD | node_8103602_200875265 | node_8103602_200875266 | 282.32 | bal_1P_4CU | 8103602 | no | no |  |  | no |  |  | 0 | 0 | 0 | 0
oh_line_8103602_200875267 |  | AD | node_8103602_200875266 | node_8103602_200875267 | 285.266 | bal_1P_4CU | 8103602 | no | no |  |  | no |  |  | 0 | 0 | 0 | 0
oh_line_8103602_200875268 |  | AD | node_8103602_200875267 | node_8103602_200875268 | 286.018 | bal_1P_4CU | 8103602 | no | no |  |  | no |  |  | 0 | 0 | 0 | 0
oh_line_8103602_200875269 |  | AD | node_8103602_200875268 | node_8103602_200875269 | 267.1 | bal_1P_4CU | 8103602 | no | no |  |  | no |  |  | 0 | 0 | 0 | 0
oh_line_8103602_200875270 |  | AD | node_8103602_200875269 | node_8103602_200875270 | 338.523 | bal_1P_4CU | 8103602 | no | no |  |  | no |  |  | 0 | 0 | 0 | 0
oh_line_8103602_200875271 |  | AD | node_8103602_200875270 | node_8103602_200875271 | 266.946 | bal_1P_4CU | 8103602 | no | no |  |  | no |  |  | 0 | 0 | 0 | 0
oh_line_8103602_200875272 |  | AD | node_8103602_200875271 | node_8103602_200875272 | 251.205 | bal_1P_4CU | 8103602 | no | no |  |  | no |  |  | 0 | 0 | 0 | 0
oh_line_8103602_200875273 |  | AD | node_8103602_200875272 | node_intto1_8103602_200875273 | 313.903 | bal_1P_4CU | 8103602 | no | no |  |  | no |  |  | 0 | 0 | 0 | 0
oh_line_8103602_200875274 |  | AD | node_8103602_200875273 | node_8103602_200875274 | 297.486 | bal_1P_4CU | 8103602 | no | no |  |  | no |  |  | 0 | 0 | 0 | 0
oh_line_8103602_200875275 |  | AD | node_8103602_200875274 | node_8103602_200875275 | 297.086 | bal_1P_4CU | 8103602 | no | no |  |  | no |  |  | 0 | 0 | 0 | 0
oh_line_8103602_200875276 |  | AD | node_8103602_200875275 | node_8103602_200875276 | 313.707 | bal_1P_4CU | 8103602 | no | no |  |  | no |  |  | 0 | 0 | 0 | 0
oh_line_8103602_200875277 |  | AD | node_8103602_200875276 | node_8103602_200875277 | 322.169 | bal_1P_4CU | 8103602 | no | no |  |  | no |  |  | 0 | 0 | 0 | 0
oh_line_8103602_200875278 |  | AD | node_8103602_200875277 | node_8103602_200875278 | 315.699 | bal_1P_4CU | 8103602 | no | no |  |  | no |  |  | 0 | 0 | 0 | 0
oh_line_8103602_200875280 |  | AD | node_8103602_200980254 | node_8103602_200875280 | 346.383 | bal_1P_4CU | 8103602 | no | no |  |  | no |  |  | 0 | 0 | 0 | 0
oh_line_8103602_200875281 |  | AD | node_8103602_200875280 | node_8103602_200875281 | 366.03 | bal_1P_4CU | 8103602 | no | no |  |  | no |  |  | 0 | 0 | 0 | 0
oh_line_8103602_200875282 |  | AD | node_8103602_200875281 | node_8103602_200875282 | 345.73 | bal_1P_4CU | 8103602 | no | no |  |  | no |  |  | 0 | 0 | 0 | 0
oh_line_8103602_200875283 |  | AD | node_8103602_200875282 | node_8103602_200875283 | 300.362 | bal_1P_4CU | 8103602 | no | no |  |  | no |  |  | 0 | 0 | 0 | 0
oh_line_8103602_200875284 |  | AD | node_8103602_200875283 | node_8103602_200875284 | 257.078 | bal_1P_4CU | 8103602 | no | no |  |  | no |  |  | 0 | 0 | 0 | 0
oh_line_8103602_200875285 |  | AD | node_8103602_200875284 | node_8103602_200875285 | 308.479 | bal_1P_4CU | 8103602 | no | no |  |  | no |  |  | 0 | 0 | 0 | 0
oh_line_8103602_200875286 |  | AD | node_8103602_200875285 | node_8103602_200875286 | 341.273 | bal_1P_4CU | 8103602 | no | no |  |  | no |  |  | 0 | 0 | 0 | 0
oh_line_8103602_200875287 |  | AD | node_8103602_200875286 | node_8103602_200875287 | 350.133 | bal_1P_4CU | 8103602 | no | no |  |  | no |  |  | 0 | 0 | 0 | 0
oh_line_8103602_200875288 |  | AD | node_8103602_200875287 | node_8103602_200875288 | 332.459 | bal_1P_4CU | 8103602 | no | no |  |  | no |  |  | 0 | 0 | 0 | 0
oh_line_8103602_200875289 |  | AD | node_8103602_200875288 | node_8103602_200875289 | 311.707 | bal_1P_4CU | 8103602 | no | no |  |  | no |  |  | 0 | 0 | 0 | 0
oh_line_8103602_200875290 |  | AD | node_8103602_200875289 | node_8103602_200875290 | 274.1 | bal_1P_4CU | 8103602 | no | no |  |  | no |  |  | 0 | 0 | 0 | 0
oh_line_8103602_200875291 |  | AD | node_8103602_200875290 | node_8103602_200875291 | 305.938 | bal_1P_4CU | 8103602 | no | no |  |  | no |  |  | 0 | 0 | 0 | 0
oh_line_8103602_200875292 |  | AD | node_8103602_200875291 | node_8103602_200875292 | 296.23 | bal_1P_4CU | 8103602 | no | no |  |  | no |  |  | 0 | 0 | 0 | 0
oh_line_8103602_200875293 |  | AD | node_8103602_200875292 | node_8103602_200875293 | 374.057 | bal_1P_4CU | 8103602 | no | no |  |  | no |  |  | 0 | 0 | 0 | 0
oh_line_8103602_200875294 |  | AD | node_8103602_200875293 | node_8103602_200875294 | 361.47 | bal_1P_4CU | 8103602 | no | no |  |  | no |  |  | 0 | 0 | 0 | 0
oh_line_8103602_200875295 |  | AD | node_8103602_200875294 | node_8103602_200875295 | 298.676 | bal_1P_4CU | 8103602 | no | no |  |  | no |  |  | 0 | 0 | 0 | 0
oh_line_8103602_200875296 |  | AD | node_8103602_200875295 | node_8103602_200875296 | 268.096 | bal_1P_4CU | 8103602 | no | no |  |  | no |  |  | 0 | 0 | 0 | 0
oh_line_8103602_200875297 |  | AD | node_8103602_200875296 | node_8103602_200875297 | 246.776 | bal_1P_4CU | 8103602 | no | no |  |  | no |  |  | 0 | 0 | 0 | 0
oh_line_8103602_200875298 |  | AD | node_8103602_200875297 | node_8103602_200875298 | 252.406 | bal_1P_4CU | 8103602 | no | no |  |  | no |  |  | 0 | 0 | 0 | 0
oh_line_8103602_200875304 |  | AD | node_8103602_200881271 | node_8103602_200875304 | 99.97 | bal_1P_2AC | 8103602 | no | no |  |  | no |  |  | 0 | 0 | 0 | 0
oh_line_8103602_200875305 |  | AD | node_8103602_200875304 | node_8103602_200875305 | 269.498 | bal_1P_2AC | 8103602 | no | no |  |  | no |  |  | 0 | 0 | 0 | 0
oh_line_8103602_200875308 |  | AD | node_8103602_200875261 | node_8103602_200875308 | 336.224 | bal_1P_1/0AA | 8103602 | no | no |  |  | no |  |  | 0 | 0 | 0 | 0
oh_line_8103602_200875313 |  | AD | node_8103602_200875271 | node_8103602_200875313 | 275.341 | bal_1P_2AC | 8103602 | no | no |  |  | no |  |  | 0 | 0 | 0 | 0
oh_line_8103602_200875318 |  | AD | node_8103602_200875281 | node_8103602_200875318 | 247.328 | bal_1P_1/0AC | 8103602 | no | no |  |  | no |  |  | 0 | 0 | 0 | 0
oh_line_8103602_200875319 |  | AD | node_8103602_200875318 | node_8103602_200875319 | 277.422 | bal_1P_1/0AC | 8103602 | no | no |  |  | no |  |  | 0 | 0 | 0 | 0
oh_line_8103602_200875320 |  | AD | node_8103602_200875282 | node_8103602_200875320 | 266.622 | bal_1P_2AC | 8103602 | no | no |  |  | no |  |  | 0 | 0 | 0 | 0
oh_line_8103602_200875321 |  | AD | node_8103602_200875320 | node_8103602_200875321 | 223.88 | bal_1P_2AC | 8103602 | no | no |  |  | no |  |  | 0 | 0 | 0 | 0
oh_line_8103602_200875322 |  | AD | node_8103602_200875285 | node_8103602_200875322 | 223.319 | bal_1P_2AC | 8103602 | no | no |  |  | no |  |  | 0 | 0 | 0 | 0
oh_line_8103602_200875323 |  | AD | node_8103602_200875322 | node_8103602_200875323 | 218.951 | bal_1P_2AC | 8103602 | no | no |  |  | no |  |  | 0 | 0 | 0 | 0
oh_line_8103602_200875325 |  | AD | node_8103602_200875290 | node_8103602_200875325 | 158.899 | bal_1P_6CU | 8103602 | no | no |  |  | no |  |  | 0 | 0 | 0 | 0
oh_line_8103602_200875330 |  | AD | node_8103602_200911476 | node_8103602_200875330 | 68.354 | bal_1P_1/0AA | 8103602 | no | no |  |  | no |  |  | 0 | 0 | 0 | 0
oh_line_8103602_200875495 |  | AD | node_8103602_200875526 | node_8103602_200875495 | 179.36 | bal_1P_2AC | 8103602 | no | no |  |  | no |  |  | 0 | 0 | 0 | 0
oh_line_8103602_200875496 |  | AD | node_8103602_200911476 | node_8103602_200875496 | 69.464 | bal_1P_1/0AC | 8103602 | no | no |  |  | no |  |  | 0 | 0 | 0 | 0
oh_line_8103602_200875497 |  | AD | node_8103602_200875496 | node_intto1_8103602_200875497 | 169.794 | bal_1P_1/0AC | 8103602 | no | no |  |  | no |  |  | 0 | 0 | 0 | 0
oh_line_8103602_200875498 |  | AD | node_8103602_200875497 | node_8103602_200875498 | 174.959 | bal_1P_1/0AC | 8103602 | no | no |  |  | no |  |  | 0 | 0 | 0 | 0
oh_line_8103602_200875501 |  | AD | node_8103602_200875498 | node_8103602_200875501 | 64.617 | bal_1P_1/0AC | 8103602 | no | no |  |  | no |  |  | 0 | 0 | 0 | 0
oh_line_8103602_200875502 |  | AD | node_8103602_200875501 | node_8103602_200875502 | 166.172 | bal_1P_1/0AC | 8103602 | no | no |  |  | no |  |  | 0 | 0 | 0 | 0
oh_line_8103602_200875503 |  | AD | node_8103602_200875502 | node_8103602_200875503 | 177.052 | bal_1P_1/0AC | 8103602 | no | no |  |  | no |  |  | 0 | 0 | 0 | 0
oh_line_8103602_200875504 |  | AD | node_8103602_200875503 | node_8103602_200875504 | 166.943 | bal_1P_1/0AC | 8103602 | no | no |  |  | no |  |  | 0 | 0 | 0 | 0
oh_line_8103602_200875505 |  | AD | node_8103602_200875504 | node_8103602_200875505 | 191.869 | bal_1P_1/0AC | 8103602 | no | no |  |  | no |  |  | 0 | 0 | 0 | 0
oh_line_8103602_200875506 |  | AD | node_8103602_200875505 | node_8103602_200875506 | 138.066 | bal_1P_1/0AC | 8103602 | no | no |  |  | no |  |  | 0 | 0 | 0 | 0
oh_line_8103602_200875507 |  | AD | node_8103602_200875506 | node_8103602_200875507 | 190.429 | bal_1P_1/0AA | 8103602 | no | no |  |  | no |  |  | 0 | 0 | 0 | 0
oh_line_8103602_200875508 |  | AD | node_8103602_200875507 | node_8103602_200875508 | 208.26 | bal_1P_1/0AA | 8103602 | no | no |  |  | no |  |  | 0 | 0 | 0 | 0
oh_line_8103602_200875509 |  | AD | node_8103602_200875508 | node_8103602_200875509 | 100.02 | bal_1P_2AC | 8103602 | no | no |  |  | no |  |  | 0 | 0 | 0 | 0
oh_line_8103602_200875511 |  | AD | node_8103602_200875508 | node_8103602_200875511 | 275.437 | bal_1P_2AC | 8103602 | no | no |  |  | no |  |  | 0 | 0 | 0 | 0
oh_line_8103602_200875512 |  | AD | node_8103602_200875511 | node_8103602_200875512 | 336.703 | bal_1P_2AC | 8103602 | no | no |  |  | no |  |  | 0 | 0 | 0 | 0
oh_line_8103602_200875513 |  | AD | node_8103602_200875512 | node_8103602_200875513 | 193.537 | bal_1P_2AC | 8103602 | no | no |  |  | no |  |  | 0 | 0 | 0 | 0
oh_line_8103602_200875515 |  | AD | node_8103602_200875511 | node_8103602_200875515 | 163.572 | bal_1P_2AC | 8103602 | no | no |  |  | no |  |  | 0 | 0 | 0 | 0
oh_line_8103602_200875516 |  | AD | node_8103602_200875515 | node_8103602_200875516 | 472.597 | bal_1P_2AC | 8103602 | no | no |  |  | no |  |  | 0 | 0 | 0 | 0
oh_line_8103602_200875517 |  | AD | node_8103602_200875516 | node_8103602_200875517 | 671.527 | bal_1P_2AC | 8103602 | no | no |  |  | no |  |  | 0 | 0 | 0 | 0
oh_line_8103602_200875518 |  | AD | node_8103602_200875517 | node_8103602_200875518 | 64.276 | bal_1P_1/0AA | 8103602 | no | no |  |  | no |  |  | 0 | 0 | 0 | 0
oh_line_8103602_200875519 |  | AD | node_8103602_200875517 | node_8103602_200875519 | 452.421 | bal_1P_2AC | 8103602 | no | no |  |  | no |  |  | 0 | 0 | 0 | 0
oh_line_8103602_200875520 |  | AD | node_8103602_200875519 | node_8103602_200875520 | 235.789 | bal_1P_2AC | 8103602 | no | no |  |  | no |  |  | 0 | 0 | 0 | 0
oh_line_8103602_200875521 |  | AD | node_8103602_200875520 | node_8103602_200875521 | 247.83 | bal_1P_2AC | 8103602 | no | no |  |  | no |  |  | 0 | 0 | 0 | 0
oh_line_8103602_200875522 |  | AD | node_8103602_200875521 | node_8103602_200875522 | 236.183 | bal_1P_2AC | 8103602 | no | no |  |  | no |  |  | 0 | 0 | 0 | 0
oh_line_8103602_200875523 |  | AD | node_8103602_200875522 | node_8103602_200875523 | 123.103 | bal_1P_2AC | 8103602 | no | no |  |  | no |  |  | 0 | 0 | 0 | 0
oh_line_8103602_200875524 |  | AD | node_8103602_200875522 | node_intto1_8103602_200875524 | 347.319 | bal_1P_2AC | 8103602 | no | no |  |  | no |  |  | 0 | 0 | 0 | 0
oh_line_8103602_200875525 |  | AD | node_8103602_200875524 | node_8103602_200875525 | 243.985 | bal_1P_1/0AC | 8103602 | no | no |  |  | no |  |  | 0 | 0 | 0 | 0
oh_line_8103602_200875526 |  | AD | node_8103602_200875524 | node_8103602_200875526 | 338.82 | bal_1P_2AC | 8103602 | no | no |  |  | no |  |  | 0 | 0 | 0 | 0
oh_line_8103602_200875528 |  | AD | node_8103602_200875495 | node_8103602_200875528 | 203.819 | bal_1P_2AC | 8103602 | no | no |  |  | no |  |  | 0 | 0 | 0 | 0
oh_line_8103602_200875529 |  | AD | node_8103602_200875528 | node_8103602_200875529 | 163.106 | bal_1P_2AC | 8103602 | no | no |  |  | no |  |  | 0 | 0 | 0 | 0
oh_line_8103602_200875532 |  | AD | node_8103602_200980254 | node_8103602_200875532 | 296.691 | bal_1P_2AC | 8103602 | no | no |  |  | no |  |  | 0 | 0 | 0 | 0
oh_line_8103602_200875533 |  | AD | node_8103602_200875532 | node_8103602_200875533 | 280.466 | bal_1P_2AC | 8103602 | no | no |  |  | no |  |  | 0 | 0 | 0 | 0
oh_line_8103602_200875534 |  | AD | node_8103602_200875533 | node_intto1_8103602_200875534 | 281.909 | bal_1P_2AC | 8103602 | no | no |  |  | no |  |  | 0 | 0 | 0 | 0
oh_line_8103602_200875536 |  | AD | node_8103602_200875534 | node_8103602_200875536 | 248.505 | bal_1P_2AC | 8103602 | no | no |  |  | no |  |  | 0 | 0 | 0 | 0
oh_line_8103602_200875537 |  | AD | node_8103602_200875534 | node_8103602_200875537 | 283.062 | bal_1P_2AC | 8103602 | no | no |  |  | no |  |  | 0 | 0 | 0 | 0
oh_line_8103602_200875538 |  | AD | node_8103602_200875537 | node_8103602_200875538 | 201.171 | bal_1P_2AC | 8103602 | no | no |  |  | no |  |  | 0 | 0 | 0 | 0
oh_line_8103602_200875539 |  | AD | node_8103602_200875537 | node_8103602_200875539 | 375.816 | bal_1P_2AC | 8103602 | no | no |  |  | no |  |  | 0 | 0 | 0 | 0
oh_line_8103602_200875540 |  | AD | node_8103602_200875539 | node_8103602_200875540 | 324.53 | bal_1P_2AC | 8103602 | no | no |  |  | no |  |  | 0 | 0 | 0 | 0
oh_line_8103602_200875541 |  | AD | node_8103602_200875540 | node_8103602_200875541 | 430.376 | bal_1P_8DCW | 8103602 | no | no |  |  | no |  |  | 0 | 0 | 0 | 0
oh_line_8103602_200875542 |  | AD | node_8103602_200875541 | node_8103602_200875542 | 431.833 | bal_1P_8DCW | 8103602 | no | no |  |  | no |  |  | 0 | 0 | 0 | 0
oh_line_8103602_200875543 |  | AD | node_8103602_200875542 | node_8103602_200875543 | 417.404 | bal_1P_8DCW | 8103602 | no | no |  |  | no |  |  | 0 | 0 | 0 | 0
oh_line_8103602_200875544 |  | AD | node_8103602_200875540 | node_8103602_200875544 | 444.67 | bal_1P_2AC | 8103602 | no | no |  |  | no |  |  | 0 | 0 | 0 | 0
oh_line_8103602_200875545 |  | AD | node_8103602_200875544 | node_8103602_200875545 | 402.74 | bal_1P_2AC | 8103602 | no | no |  |  | no |  |  | 0 | 0 | 0 | 0
oh_line_8103602_200875546 |  | AD | node_8103602_200875545 | node_8103602_200875546 | 295.023 | bal_1P_2AC | 8103602 | no | no |  |  | no |  |  | 0 | 0 | 0 | 0
oh_line_8103602_200875548 |  | AD | node_8103602_201051499 | node_8103602_200875548 | 519.363 | bal_1P_6DCW | 8103602 | no | no |  |  | no |  |  | 0 | 0 | 0 | 0
oh_line_8103602_200875550 |  | AD | node_8103602_200875548 | node_8103602_200875550 | 366.094 | bal_1P_6DCW | 8103602 | no | no |  |  | no |  |  | 0 | 0 | 0 | 0
oh_line_8103602_200875551 |  | AD | node_8103602_200875550 | node_8103602_200875551 | 286.406 | bal_1P_6DCW | 8103602 | no | no |  |  | no |  |  | 0 | 0 | 0 | 0
oh_line_8103602_200875554 |  | AD | node_8103602_200881410 | node_8103602_200875554 | 343.258 | bal_1P_2AC | 8103602 | no | no |  |  | no |  |  | 0 | 0 | 0 | 0
oh_line_8103602_200875555 |  | AD | node_8103602_200875554 | node_8103602_200875555 | 347.451 | bal_1P_2AC | 8103602 | no | no |  |  | no |  |  | 0 | 0 | 0 | 0
oh_line_8103602_200875556 |  | AD | node_8103602_200875555 | node_8103602_200875556 | 341.343 | bal_1P_2AC | 8103602 | no | no |  |  | no |  |  | 0 | 0 | 0 | 0
oh_line_8103602_200875557 |  | AD | node_8103602_200875556 | node_8103602_200875557 | 188.244 | bal_1P_2AC | 8103602 | no | no |  |  | no |  |  | 0 | 0 | 0 | 0
oh_line_8103602_200876065 |  | AD | node_8103602_200876076 | node_8103602_200876065 | 271.949 | bal_1P_1/0AA | 8103602 | no | no |  |  | no |  |  | 0 | 0 | 0 | 0
oh_line_8103602_200876067 |  | AD | node_8103602_200875265 | node_intto1_8103602_200876067 | 535.242 | bal_1P_4AC | 8103602 | no | no |  |  | no |  |  | 0 | 0 | 0 | 0
oh_line_8103602_200876068 |  | AD | node_8103602_200876099 | node_8103602_200876068 | 408.495 | bal_1P_4ACW | 8103602 | no | no |  |  | no |  |  | 0 | 0 | 0 | 0
oh_line_8103602_200876069 |  | AD | node_8103602_200876068 | node_8103602_200876069 | 353.504 | bal_1P_4ACW | 8103602 | no | no |  |  | no |  |  | 0 | 0 | 0 | 0
oh_line_8103602_200876071 |  | AD | node_8103602_200876069 | node_8103602_200876071 | 360.056 | bal_1P_4ACW | 8103602 | no | no |  |  | no |  |  | 0 | 0 | 0 | 0
oh_line_8103602_200876073 |  | AD | node_8103602_200876071 | node_8103602_200876073 | 378.158 | bal_1P_4ACW | 8103602 | no | no |  |  | no |  |  | 0 | 0 | 0 | 0
oh_line_8103602_200876074 |  | AD | node_8103602_200876073 | node_8103602_200876074 | 392.725 | bal_1P_4ACW | 8103602 | no | no |  |  | no |  |  | 0 | 0 | 0 | 0
oh_line_8103602_200876075 |  | AD | node_8103602_200876074 | node_8103602_200876075 | 290.324 | bal_1P_4ACW | 8103602 | no | no |  |  | no |  |  | 0 | 0 | 0 | 0
oh_line_8103602_200876076 |  | AD | node_8103602_200876075 | node_8103602_200876076 | 298.27 | bal_1P_4ACW | 8103602 | no | no |  |  | no |  |  | 0 | 0 | 0 | 0
oh_line_8103602_200876077 |  | AD | node_8103602_200876076 | node_8103602_200876077 | 369.564 | bal_1P_4ACW | 8103602 | no | no |  |  | no |  |  | 0 | 0 | 0 | 0
oh_line_8103602_200876078 |  | AD | node_8103602_200876077 | node_8103602_200876078 | 287.887 | bal_1P_4ACW | 8103602 | no | no |  |  | no |  |  | 0 | 0 | 0 | 0
oh_line_8103602_200876079 |  | AD | node_8103602_200876078 | node_8103602_200876079 | 248.654 | bal_1P_2AC | 8103602 | no | no |  |  | no |  |  | 0 | 0 | 0 | 0
oh_line_8103602_200876080 |  | AD | node_8103602_200876079 | node_8103602_200876080 | 250.661 | bal_1P_2AC | 8103602 | no | no |  |  | no |  |  | 0 | 0 | 0 | 0
oh_line_8103602_200876081 |  | AD | node_8103602_200876078 | node_8103602_200876081 | 391.918 | bal_1P_4ACW | 8103602 | no | no |  |  | no |  |  | 0 | 0 | 0 | 0
oh_line_8103602_200876082 |  | AD | node_8103602_200876067 | node_8103602_200876082 | 287.011 | bal_1P_4AC | 8103602 | no | no |  |  | no |  |  | 0 | 0 | 0 | 0
oh_line_8103602_200876083 |  | AD | node_8103602_200876082 | node_8103602_200876083 | 271.87 | bal_1P_1/0AA | 8103602 | no | no |  |  | no |  |  | 0 | 0 | 0 | 0
oh_line_8103602_200876084 |  | AD | node_8103602_200876081 | node_8103602_200876084 | 323.855 | bal_1P_4ACW | 8103602 | no | no |  |  | no |  |  | 0 | 0 | 0 | 0
oh_line_8103602_200876085 |  | AD | node_8103602_200876084 | node_8103602_200876085 | 278.791 | bal_1P_4ACW | 8103602 | no | no |  |  | no |  |  | 0 | 0 | 0 | 0
oh_line_8103602_200876086 |  | AD | node_8103602_200876085 | node_8103602_200876086 | 433.201 | bal_1P_4ACW | 8103602 | no | no |  |  | no |  |  | 0 | 0 | 0 | 0
oh_line_8103602_200876087 |  | AD | node_8103602_200876086 | node_8103602_200876087 | 334.353 | bal_1P_4ACW | 8103602 | no | no |  |  | no |  |  | 0 | 0 | 0 | 0
oh_line_8103602_200876088 |  | AD | node_8103602_200876087 | node_8103602_200876088 | 275.625 | bal_1P_4ACW | 8103602 | no | no |  |  | no |  |  | 0 | 0 | 0 | 0
oh_line_8103602_200876089 |  | AD | node_8103602_200876088 | node_8103602_200876089 | 245.012 | bal_1P_4ACW | 8103602 | no | no |  |  | no |  |  | 0 | 0 | 0 | 0
oh_line_8103602_200876090 |  | AD | node_8103602_200876089 | node_8103602_200876090 | 99.609 | bal_1P_4ACW | 8103602 | no | no |  |  | no |  |  | 0 | 0 | 0 | 0
oh_line_8103602_200876091 |  | AD | node_8103602_200876090 | node_8103602_200876091 | 361.429 | bal_1P_4ACW | 8103602 | no | no |  |  | no |  |  | 0 | 0 | 0 | 0
oh_line_8103602_200876092 |  | AD | node_8103602_200876091 | node_intto1_8103602_200876092 | 412.024 | bal_1P_2AC | 8103602 | no | no |  |  | no |  |  | 0 | 0 | 0 | 0
oh_line_8103602_200876093 |  | AD | node_8103602_200876082 | node_8103602_200876093 | 567.028 | bal_1P_4AC | 8103602 | no | no |  |  | no |  |  | 0 | 0 | 0 | 0
oh_line_8103602_200876094 |  | AD | node_8103602_200876093 | node_8103602_200876094 | 361.459 | bal_1P_4AC | 8103602 | no | no |  |  | no |  |  | 0 | 0 | 0 | 0
oh_line_8103602_200876095 |  | AD | node_8103602_200876094 | node_8103602_200876095 | 404.882 | bal_1P_4AC | 8103602 | no | no |  |  | no |  |  | 0 | 0 | 0 | 0
oh_line_8103602_200876096 |  | AD | node_8103602_200876095 | node_8103602_200876096 | 345.487 | bal_1P_4AC | 8103602 | no | no |  |  | no |  |  | 0 | 0 | 0 | 0
oh_line_8103602_200876097 |  | AD | node_8103602_200876096 | node_8103602_200876097 | 403.597 | bal_1P_4AC | 8103602 | no | no |  |  | no |  |  | 0 | 0 | 0 | 0
oh_line_8103602_200876098 |  | AD | node_8103602_200876097 | node_8103602_200876098 | 297.754 | bal_1P_4ACW | 8103602 | no | no |  |  | no |  |  | 0 | 0 | 0 | 0
oh_line_8103602_200876099 |  | AD | node_8103602_200876098 | node_8103602_200876099 | 322.007 | bal_1P_4ACW | 8103602 | no | no |  |  | no |  |  | 0 | 0 | 0 | 0
oh_line_8103602_200876543 |  | AD | node_8103602_200875271 | node_8103602_200876543 | 293.807 | bal_1P_4ACW | 8103602 | no | no |  |  | no |  |  | 0 | 0 | 0 | 0
oh_line_8103602_200876544 |  | AD | node_8103602_200876571 | node_8103602_200876544 | 315.749 | bal_1P_4ACW | 8103602 | no | no |  |  | no |  |  | 0 | 0 | 0 | 0
oh_line_8103602_200876545 |  | AD | node_8103602_200876544 | node_8103602_200876545 | 347.35 | bal_1P_4ACW | 8103602 | no | no |  |  | no |  |  | 0 | 0 | 0 | 0
oh_line_8103602_200876546 |  | AD | node_8103602_200876545 | node_8103602_200876546 | 296.556 | bal_1P_4ACW | 8103602 | no | no |  |  | no |  |  | 0 | 0 | 0 | 0
oh_line_8103602_200876547 |  | AD | node_8103602_200876546 | node_8103602_200876547 | 247.413 | bal_1P_4ACW | 8103602 | no | no |  |  | no |  |  | 0 | 0 | 0 | 0
oh_line_8103602_200876548 |  | AD | node_8103602_200876547 | node_8103602_200876548 | 266.432 | bal_1P_4ACW | 8103602 | no | no |  |  | no |  |  | 0 | 0 | 0 | 0
oh_line_8103602_200876549 |  | AD | node_8103602_200876548 | node_8103602_200876549 | 340.953 | bal_1P_4ACW | 8103602 | no | no |  |  | no |  |  | 0 | 0 | 0 | 0
oh_line_8103602_200876550 |  | AD | node_8103602_200876549 | node_8103602_200876550 | 221.355 | bal_1P_4ACW | 8103602 | no | no |  |  | no |  |  | 0 | 0 | 0 | 0
oh_line_8103602_200876551 |  | AD | node_8103602_200876550 | node_8103602_200876551 | 266.889 | bal_1P_2AC | 8103602 | no | no |  |  | no |  |  | 0 | 0 | 0 | 0
oh_line_8103602_200876552 |  | AD | node_8103602_200876551 | node_8103602_200876552 | 229.227 | bal_1P_2AC | 8103602 | no | no |  |  | no |  |  | 0 | 0 | 0 | 0
oh_line_8103602_200876553 |  | AD | node_8103602_200876552 | node_8103602_200876553 | 235.261 | bal_1P_2AC | 8103602 | no | no |  |  | no |  |  | 0 | 0 | 0 | 0
oh_line_8103602_200876554 |  | AD | node_8103602_200876553 | node_8103602_200876554 | 271.545 | bal_1P_2AC | 8103602 | no | no |  |  | no |  |  | 0 | 0 | 0 | 0
oh_line_8103602_200876555 |  | AD | node_8103602_200876550 | node_8103602_200876555 | 131.469 | bal_1P_4ACW | 8103602 | no | no |  |  | no |  |  | 0 | 0 | 0 | 0
oh_line_8103602_200876556 |  | AD | node_8103602_200876555 | node_8103602_200876556 | 210.964 | bal_1P_4ACW | 8103602 | no | no |  |  | no |  |  | 0 | 0 | 0 | 0
oh_line_8103602_200876557 |  | AD | node_8103602_200876556 | node_8103602_200876557 | 399.98 | bal_1P_4ACW | 8103602 | no | no |  |  | no |  |  | 0 | 0 | 0 | 0
oh_line_8103602_200876558 |  | AD | node_8103602_200876557 | node_8103602_200876558 | 398.453 | bal_1P_4ACW | 8103602 | no | no |  |  | no |  |  | 0 | 0 | 0 | 0
oh_line_8103602_200876559 |  | AD | node_8103602_200876543 | node_8103602_200876559 | 293.107 | bal_1P_4ACW | 8103602 | no | no |  |  | no |  |  | 0 | 0 | 0 | 0
oh_line_8103602_200876560 |  | AD | node_8103602_200876558 | node_8103602_200876560 | 365.174 | bal_1P_4ACW | 8103602 | no | no |  |  | no |  |  | 0 | 0 | 0 | 0
oh_line_8103602_200876561 |  | AD | node_8103602_200876560 | node_8103602_200876561 | 408.37 | bal_1P_4ACW | 8103602 | no | no |  |  | no |  |  | 0 | 0 | 0 | 0
oh_line_8103602_200876562 |  | AD | node_8103602_200876559 | node_intto1_8103602_200876562 | 339.67 | bal_1P_4ACW | 8103602 | no | no |  |  | no |  |  | 0 | 0 | 0 | 0
oh_line_8103602_200876564 |  | AD | node_8103602_200876562 | node_intto1_8103602_200876564 | 256.808 | bal_1P_4ACW | 8103602 | no | no |  |  | no |  |  | 0 | 0 | 0 | 0
oh_line_8103602_200876565 |  | AD | node_8103602_200876564 | node_8103602_200876565 | 251.899 | bal_1P_4ACW | 8103602 | no | no |  |  | no |  |  | 0 | 0 | 0 | 0
oh_line_8103602_200876566 |  | AD | node_8103602_200876565 | node_8103602_200876566 | 369.094 | bal_1P_4ACW | 8103602 | no | no |  |  | no |  |  | 0 | 0 | 0 | 0
oh_line_8103602_200876567 |  | AD | node_8103602_200876566 | node_8103602_200876567 | 240.402 | bal_1P_4ACW | 8103602 | no | no |  |  | no |  |  | 0 | 0 | 0 | 0
oh_line_8103602_200876569 |  | AD | node_8103602_200876567 | node_8103602_200876569 | 132.703 | bal_1P_4ACW | 8103602 | no | no |  |  | no |  |  | 0 | 0 | 0 | 0
oh_line_8103602_200876570 |  | AD | node_8103602_200876569 | node_8103602_200876570 | 409.322 | bal_1P_4ACW | 8103602 | no | no |  |  | no |  |  | 0 | 0 | 0 | 0
oh_line_8103602_200876571 |  | AD | node_8103602_200876570 | node_8103602_200876571 | 382.2 | bal_1P_4ACW | 8103602 | no | no |  |  | no |  |  | 0 | 0 | 0 | 0
oh_line_8103602_200876854 |  | AD | node_8103602_200875273 | node_8103602_200876854 | 305.165 | bal_1P_2AC | 8103602 | no | no |  |  | no |  |  | 0 | 0 | 0 | 0
oh_line_8103602_200876856 |  | AD | node_8103602_200876854 | node_intto1_8103602_200876856 | 218.871 | bal_1P_2AC | 8103602 | no | no |  |  | no |  |  | 0 | 0 | 0 | 0
oh_line_8103602_200876858 |  | AD | node_8103602_200876856 | node_8103602_200876858 | 272.654 | bal_1P_2AC | 8103602 | no | no |  |  | no |  |  | 0 | 0 | 0 | 0
oh_line_8103602_200876859 |  | AD | node_8103602_200876856 | node_intto1_8103602_200876859 | 184.974 | bal_1P_2AC | 8103602 | no | no |  |  | no |  |  | 0 | 0 | 0 | 0
oh_line_8103602_200876860 |  | AD | node_8103602_200876859 | node_8103602_200876860 | 190.196 | bal_1P_2AC | 8103602 | no | no |  |  | no |  |  | 0 | 0 | 0 | 0
oh_line_8103602_200876861 |  | AD | node_8103602_200876860 | node_8103602_200876861 | 238.355 | bal_1P_2AC | 8103602 | no | no |  |  | no |  |  | 0 | 0 | 0 | 0
oh_line_8103602_200876862 |  | AD | node_8103602_200876861 | node_8103602_200876862 | 209.846 | bal_1P_2AC | 8103602 | no | no |  |  | no |  |  | 0 | 0 | 0 | 0
oh_line_8103602_200876863 |  | AD | node_8103602_200876862 | node_8103602_200876863 | 249.564 | bal_1P_2AC | 8103602 | no | no |  |  | no |  |  | 0 | 0 | 0 | 0
oh_line_8103602_200876941 |  | AD | node_8103602_200876557 | node_8103602_200876941 | 291.763 | bal_1P_1/0AC | 8103602 | no | no |  |  | no |  |  | 0 | 0 | 0 | 0
oh_line_8103602_200876942 |  | AD | node_8103602_200876941 | node_intto1_8103602_200876942 | 391.976 | bal_1P_1/0AC | 8103602 | no | no |  |  | no |  |  | 0 | 0 | 0 | 0
oh_line_8103602_200876943 |  | AD | node_8103602_200876942 | node_8103602_200876943 | 405.68 | bal_1P_1/0AC | 8103602 | no | no |  |  | no |  |  | 0 | 0 | 0 | 0
oh_line_8103602_200876944 |  | AD | node_8103602_200876943 | node_8103602_200876944 | 430.824 | bal_1P_1/0AC | 8103602 | no | no |  |  | no |  |  | 0 | 0 | 0 | 0
oh_line_8103602_200876945 |  | AD | node_8103602_200876944 | node_8103602_200876945 | 351.273 | bal_1P_1/0AC | 8103602 | no | no |  |  | no |  |  | 0 | 0 | 0 | 0
oh_line_8103602_200876946 |  | AD | node_8103602_200876945 | node_8103602_200876946 | 339.604 | bal_1P_1/0AC | 8103602 | no | no |  |  | no |  |  | 0 | 0 | 0 | 0
oh_line_8103602_200876947 |  | AD | node_8103602_200876946 | node_8103602_200876947 | 253.556 | bal_1P_1/0AC | 8103602 | no | no |  |  | no |  |  | 0 | 0 | 0 | 0
oh_line_8103602_200876948 |  | AD | node_8103602_200876947 | node_8103602_200876948 | 249.053 | bal_1P_1/0AC | 8103602 | no | no |  |  | no |  |  | 0 | 0 | 0 | 0
oh_line_8103602_200881244 |  | AD | node_8103602_200881778 | node_8103602_200881244 | 87.33 | bal_1P_1/0AC | 8103602 | no | no |  |  | no |  |  | 0 | 0 | 0 | 0
oh_line_8103602_200881245 |  | AD | node_8103602_200881244 | node_8103602_200881245 | 121.31 | bal_1P_1/0AC | 8103602 | no | no |  |  | no |  |  | 0 | 0 | 0 | 0
oh_line_8103602_200881246 |  | AD | node_8103602_200881245 | node_8103602_200881246 | 131.868 | bal_1P_1/0AC | 8103602 | no | no |  |  | no |  |  | 0 | 0 | 0 | 0
oh_line_8103602_200881247 |  | AD | node_8103602_200881246 | node_8103602_200881247 | 137.959 | bal_1P_1/0AA | 8103602 | no | no |  |  | no |  |  | 0 | 0 | 0 | 0
oh_line_8103602_200881248 |  | AD | node_8103602_200881247 | node_8103602_200881248 | 207.192 | bal_1P_1/0AA | 8103602 | no | no |  |  | no |  |  | 0 | 0 | 0 | 0
oh_line_8103602_200881250 |  | AD | node_8103602_200881325 | node_8103602_200881250 | 46.427 | bal_1P_6CU | 8103602 | no | no |  |  | no |  |  | 0 | 0 | 0 | 0
oh_line_8103602_200881252 |  | AD | node_8103602_201020336 | node_intto1_8103602_200881252 | 264.951 | bal_1P_4CU | 8103602 | no | no |  |  | no |  |  | 0 | 0 | 0 | 0
oh_line_8103602_200881253 |  | AD | node_8103602_200881252 | node_8103602_200881253 | 250.563 | bal_1P_4CU | 8103602 | no | no |  |  | no |  |  | 0 | 0 | 0 | 0
oh_line_8103602_200881254 |  | AD | node_8103602_200881253 | node_8103602_200881254 | 239.079 | bal_1P_4CU | 8103602 | no | no |  |  | no |  |  | 0 | 0 | 0 | 0
oh_line_8103602_200881255 |  | AD | node_8103602_200881254 | node_8103602_200881255 | 263.327 | bal_1P_4CU | 8103602 | no | no |  |  | no |  |  | 0 | 0 | 0 | 0
oh_line_8103602_200881256 |  | AD | node_8103602_200881255 | node_8103602_200881256 | 298.365 | bal_1P_4CU | 8103602 | no | no |  |  | no |  |  | 0 | 0 | 0 | 0
oh_line_8103602_200881257 |  | AD | node_8103602_200881256 | node_8103602_200881257 | 294.71 | bal_1P_4CU | 8103602 | no | no |  |  | no |  |  | 0 | 0 | 0 | 0
oh_line_8103602_200881258 |  | AD | node_8103602_200881257 | node_8103602_200881258 | 319.227 | bal_1P_4CU | 8103602 | no | no |  |  | no |  |  | 0 | 0 | 0 | 0
oh_line_8103602_200881259 |  | AD | node_8103602_200881258 | node_8103602_200881259 | 302.215 | bal_1P_4CU | 8103602 | no | no |  |  | no |  |  | 0 | 0 | 0 | 0
oh_line_8103602_200881260 |  | AD | node_8103602_200881259 | node_8103602_200881260 | 301.091 | bal_1P_4CU | 8103602 | no | no |  |  | no |  |  | 0 | 0 | 0 | 0
oh_line_8103602_200881261 |  | AD | node_8103602_200881260 | node_8103602_200881261 | 288.495 | bal_1P_4CU | 8103602 | no | no |  |  | no |  |  | 0 | 0 | 0 | 0
oh_line_8103602_200881262 |  | AD | node_8103602_200881261 | node_8103602_200881262 | 273.695 | bal_1P_4CU | 8103602 | no | no |  |  | no |  |  | 0 | 0 | 0 | 0
oh_line_8103602_200881263 |  | AD | node_8103602_200881262 | node_8103602_200881263 | 222.245 | bal_1P_4CU | 8103602 | no | no |  |  | no |  |  | 0 | 0 | 0 | 0
oh_line_8103602_200881264 |  | AD | node_8103602_200881263 | node_8103602_200881264 | 231.32 | bal_1P_4CU | 8103602 | no | no |  |  | no |  |  | 0 | 0 | 0 | 0
oh_line_8103602_200881265 |  | AD | node_8103602_200881264 | node_8103602_200881265 | 159.844 | bal_1P_4CU | 8103602 | no | no |  |  | no |  |  | 0 | 0 | 0 | 0
oh_line_8103602_200881267 |  | AD | node_8103602_200881261 | node_8103602_200881267 | 158.165 | bal_1P_1/0AA | 8103602 | no | no |  |  | no |  |  | 0 | 0 | 0 | 0
oh_line_8103602_200881268 |  | AD | node_8103602_200881267 | node_8103602_200881268 | 192.866 | bal_1P_1/0AA | 8103602 | no | no |  |  | no |  |  | 0 | 0 | 0 | 0
oh_line_8103602_200881269 |  | AD | node_8103602_200881264 | node_8103602_200881269 | 48.468 | bal_1P_1/0AC | 8103602 | no | no |  |  | no |  |  | 0 | 0 | 0 | 0
oh_line_8103602_200881270 |  | AD | node_8103602_200881269 | node_8103602_200881270 | 317.729 | bal_1P_1/0AC | 8103602 | no | no |  |  | no |  |  | 0 | 0 | 0 | 0
oh_line_8103602_200881271 |  | AD | node_8103602_200881265 | node_8103602_200881271 | 236.174 | bal_1P_2AC | 8103602 | no | no |  |  | no |  |  | 0 | 0 | 0 | 0
oh_line_8103602_200881273 |  | AD | node_8103602_200881292 | node_8103602_200881273 | 265.668 | bal_1P_1/0AA | 8103602 | no | no |  |  | no |  |  | 0 | 0 | 0 | 0
oh_line_8103602_200881275 |  | AD | node_8103602_200881362 | node_8103602_200881275 | 290.352 | bal_1P_1/0AC | 8103602 | no | no |  |  | no |  |  | 0 | 0 | 0 | 0
oh_line_8103602_200881276 |  | AD | node_8103602_200881275 | node_8103602_200881276 | 291.171 | bal_1P_1/0AC | 8103602 | no | no |  |  | no |  |  | 0 | 0 | 0 | 0
oh_line_8103602_200881278 |  | AD | node_8103602_200881276 | node_8103602_200881278 | 326.998 | bal_1P_1/0AC | 8103602 | no | no |  |  | no |  |  | 0 | 0 | 0 | 0
oh_line_8103602_200881279 |  | AD | node_8103602_200881278 | node_8103602_200881279 | 167.643 | bal_1P_1/0AC | 8103602 | no | no |  |  | no |  |  | 0 | 0 | 0 | 0
oh_line_8103602_200881280 |  | AD | node_8103602_200881279 | node_8103602_200881280 | 312.87 | bal_1P_1/0AC | 8103602 | no | no |  |  | no |  |  | 0 | 0 | 0 | 0
oh_line_8103602_200881281 |  | AD | node_8103602_200881280 | node_8103602_200881281 | 227.51 | bal_1P_1/0AC | 8103602 | no | no |  |  | no |  |  | 0 | 0 | 0 | 0
oh_line_8103602_200881282 |  | AD | node_8103602_200881279 | node_8103602_200881282 | 227.242 | bal_1P_1/0AC | 8103602 | no | no |  |  | no |  |  | 0 | 0 | 0 | 0
oh_line_8103602_200881283 |  | AD | node_8103602_200881282 | node_8103602_200881283 | 217.447 | bal_1P_1/0AC | 8103602 | no | no |  |  | no |  |  | 0 | 0 | 0 | 0
oh_line_8103602_200881284 |  | AD | node_8103602_200881283 | node_8103602_200881284 | 191.313 | bal_1P_1/0AC | 8103602 | no | no |  |  | no |  |  | 0 | 0 | 0 | 0
oh_line_8103602_200881285 |  | AD | node_8103602_200881284 | node_intto1_8103602_200881285 | 200.451 | bal_1P_1/0AC | 8103602 | no | no |  |  | no |  |  | 0 | 0 | 0 | 0
oh_line_8103602_200881286 |  | AD | node_8103602_200881285 | node_8103602_200881286 | 215.89 | bal_1P_1/0AA | 8103602 | no | no |  |  | no |  |  | 0 | 0 | 0 | 0
oh_line_8103602_200881287 |  | ABCD | node_8103602_200881307 | node_8103602_200881287 | 142.685 | bal_3P_4/0AL | 8103602 | no | no |  |  | no |  |  | 0 | 0 | 0 | 0
oh_line_8103602_200881288 |  | AD | node_8103602_200881285 | node_8103602_200881288 | 163.92 | bal_1P_1/0AC | 8103602 | no | no |  |  | no |  |  | 0 | 0 | 0 | 0
oh_line_8103602_200881289 |  | AD | node_8103602_200881288 | node_8103602_200881289 | 194.866 | bal_1P_1/0AC | 8103602 | no | no |  |  | no |  |  | 0 | 0 | 0 | 0
oh_line_8103602_200881290 |  | AD | node_8103602_200881289 | node_8103602_200881290 | 129.021 | bal_1P_1/0AC | 8103602 | no | no |  |  | no |  |  | 0 | 0 | 0 | 0
oh_line_8103602_200881291 |  | AD | node_8103602_200881290 | node_8103602_200881291 | 172.566 | bal_1P_1/0AC | 8103602 | no | no |  |  | no |  |  | 0 | 0 | 0 | 0
oh_line_8103602_200881292 |  | AD | node_8103602_200881291 | node_8103602_200881292 | 114.744 | bal_1P_1/0AA | 8103602 | no | no |  |  | no |  |  | 0 | 0 | 0 | 0
oh_line_8103602_200881293 |  | AD | node_8103602_200881291 | node_8103602_200881293 | 302.262 | bal_1P_1/0AC | 8103602 | no | no |  |  | no |  |  | 0 | 0 | 0 | 0
oh_line_8103602_200881295 |  | AD | node_8103602_200881293 | node_8103602_200881295 | 226.341 | bal_1P_1/0AC | 8103602 | no | no |  |  | no |  |  | 0 | 0 | 0 | 0
oh_line_8103602_200881296 |  | AD | node_8103602_200881295 | node_8103602_200881296 | 306.324 | bal_1P_1/0AC | 8103602 | no | no |  |  | no |  |  | 0 | 0 | 0 | 0
oh_line_8103602_200881297 |  | AD | node_8103602_200881296 | node_8103602_200881297 | 330.396 | bal_1P_1/0AC | 8103602 | no | no |  |  | no |  |  | 0 | 0 | 0 | 0
oh_line_8103602_200881298 |  | AD | node_8103602_200881297 | node_8103602_200881298 | 344.134 | bal_1P_1/0AC | 8103602 | no | no |  |  | no |  |  | 0 | 0 | 0 | 0
oh_line_8103602_200881299 |  | AD | node_8103602_200881298 | node_8103602_200881299 | 281.503 | bal_1P_1/0AC | 8103602 | no | no |  |  | no |  |  | 0 | 0 | 0 | 0
oh_line_8103602_200881300 |  | AD | node_8103602_200881299 | node_8103602_200881300 | 220.349 | bal_1P_1/0AC | 8103602 | no | no |  |  | no |  |  | 0 | 0 | 0 | 0
oh_line_8103602_200881301 |  | AD | node_8103602_200881300 | node_8103602_200881301 | 321.619 | bal_1P_1/0AC | 8103602 | no | no |  |  | no |  |  | 0 | 0 | 0 | 0
oh_line_8103602_200881302 |  | AD | node_8103602_200881301 | node_8103602_200881302 | 275.813 | bal_1P_1/0AA | 8103602 | no | no |  |  | no |  |  | 0 | 0 | 0 | 0
oh_line_8103602_200881303 |  | AD | node_8103602_200881302 | node_8103602_200881303 | 283.161 | bal_1P_1/0AA | 8103602 | no | no |  |  | no |  |  | 0 | 0 | 0 | 0
oh_line_8103602_200881305 |  | AD | node_8103602_200881301 | node_8103602_200881305 | 262.974 | bal_1P_1/0AC | 8103602 | no | no |  |  | no |  |  | 0 | 0 | 0 | 0
oh_line_8103602_200881306 |  | AD | node_8103602_200881305 | node_8103602_200881306 | 197.801 | bal_1P_1/0AC | 8103602 | no | no |  |  | no |  |  | 0 | 0 | 0 | 0
oh_line_8103602_200881307 |  | ABCD | node_8103602_200881325 | node_intto1_8103602_200881307 | 87.176 | bal_3P_4/0AL | 8103602 | no | no |  |  | no |  |  | 0 | 0 | 0 | 0
oh_line_8103602_200881309 |  | AD | node_8103602_200881306 | node_intto1_8103602_200881309 | 116.302 | bal_1P_1/0AC | 8103602 | no | no |  |  | no |  |  | 0 | 0 | 0 | 0
oh_line_8103602_200881310 |  | AD | node_8103602_200881309 | node_8103602_200881310 | 260.942 | bal_1P_1/0AC | 8103602 | no | no |  |  | no |  |  | 0 | 0 | 0 | 0
oh_line_8103602_200881312 |  | AD | node_8103602_200881310 | node_8103602_200881312 | 342.147 | bal_1P_2AC | 8103602 | no | no |  |  | no |  |  | 0 | 0 | 0 | 0
oh_line_8103602_200881313 |  | AD | node_8103602_200881312 | node_8103602_200881313 | 256.5 | bal_1P_1/0AA | 8103602 | no | no |  |  | no |  |  | 0 | 0 | 0 | 0
oh_line_8103602_200881314 |  | AD | node_8103602_200881313 | node_8103602_200881314 | 295.054 | bal_1P_1/0AA | 8103602 | no | no |  |  | no |  |  | 0 | 0 | 0 | 0
oh_line_8103602_200881315 |  | AD | node_8103602_200881314 | node_8103602_200881315 | 243.671 | bal_1P_1/0AA | 8103602 | no | no |  |  | no |  |  | 0 | 0 | 0 | 0
oh_line_8103602_200881317 |  | AD | node_8103602_200881312 | node_8103602_200881317 | 140.926 | bal_1P_2AC | 8103602 | no | no |  |  | no |  |  | 0 | 0 | 0 | 0
oh_line_8103602_200881318 |  | AD | node_8103602_200881317 | node_8103602_200881318 | 254.151 | bal_1P_2AC | 8103602 | no | no |  |  | no |  |  | 0 | 0 | 0 | 0
oh_line_8103602_200881319 |  | AD | node_8103602_200881318 | node_8103602_200881319 | 332.326 | bal_1P_2AC | 8103602 | no | no |  |  | no |  |  | 0 | 0 | 0 | 0
oh_line_8103602_200881320 |  | AD | node_8103602_200881319 | node_8103602_200881320 | 264.417 | bal_1P_2AC | 8103602 | no | no |  |  | no |  |  | 0 | 0 | 0 | 0
oh_line_8103602_200881321 |  | AD | node_8103602_200881320 | node_8103602_200881321 | 332.354 | bal_1P_2AC | 8103602 | no | no |  |  | no |  |  | 0 | 0 | 0 | 0
oh_line_8103602_200881322 |  | AD | node_8103602_200881321 | node_8103602_200881322 | 313.467 | bal_1P_2AC | 8103602 | no | no |  |  | no |  |  | 0 | 0 | 0 | 0
oh_line_8103602_200881323 |  | AD | node_8103602_200881322 | node_8103602_200881323 | 272.784 | bal_1P_2AC | 8103602 | no | no |  |  | no |  |  | 0 | 0 | 0 | 0
oh_line_8103602_200881324 |  | AD | node_8103602_200881323 | node_8103602_200881324 | 258.749 | bal_1P_2AC | 8103602 | no | no |  |  | no |  |  | 0 | 0 | 0 | 0
oh_line_8103602_200881325 |  | ABCD | node_8103602_312115270 | node_intto1_8103602_200881325 | 51.766 | bal_3P_4/0AC | 8103602 | no | no |  |  | no |  |  | 0 | 0 | 0 | 0
oh_line_8103602_200881326 |  | AD | node_8103602_200881324 | node_8103602_200881326 | 265.306 | bal_1P_2AC | 8103602 | no | no |  |  | no |  |  | 0 | 0 | 0 | 0
oh_line_8103602_200881328 |  | AD | node_8103602_200881326 | node_8103602_200881328 | 296.381 | bal_1P_2AC | 8103602 | no | no |  |  | no |  |  | 0 | 0 | 0 | 0
oh_line_8103602_200881329 |  | AD | node_8103602_200881328 | node_8103602_200881329 | 260.867 | bal_1P_2AC | 8103602 | no | no |  |  | no |  |  | 0 | 0 | 0 | 0
oh_line_8103602_200881330 |  | AD | node_8103602_200881329 | node_8103602_200881330 | 303.658 | bal_1P_1/0AC | 8103602 | no | no |  |  | no |  |  | 0 | 0 | 0 | 0
oh_line_8103602_200881332 |  | AD | node_8103602_200881330 | node_8103602_200881332 | 224.974 | bal_1P_1/0AC | 8103602 | no | no |  |  | no |  |  | 0 | 0 | 0 | 0
oh_line_8103602_200881333 |  | AD | node_8103602_200881332 | node_8103602_200881333 | 189.379 | bal_1P_1/0AC | 8103602 | no | no |  |  | no |  |  | 0 | 0 | 0 | 0
oh_line_8103602_200881334 |  | AD | node_8103602_200881333 | node_8103602_200881334 | 235.094 | bal_1P_1/0AC | 8103602 | no | no |  |  | no |  |  | 0 | 0 | 0 | 0
oh_line_8103602_200881335 |  | AD | node_8103602_200881334 | node_8103602_200881335 | 153.875 | bal_1P_1/0AA | 8103602 | no | no |  |  | no |  |  | 0 | 0 | 0 | 0
oh_line_8103602_200881338 |  | AD | node_8103602_201011141 | node_8103602_200881338 | 209.059 | bal_1P_2AC | 8103602 | no | no |  |  | no |  |  | 0 | 0 | 0 | 0
oh_line_8103602_200881339 |  | AD | node_8103602_200881338 | node_8103602_200881339 | 608.183 | bal_1P_2AC | 8103602 | no | no |  |  | no |  |  | 0 | 0 | 0 | 0
oh_line_8103602_200881340 |  | AD | node_8103602_200881339 | node_8103602_200881340 | 232.483 | bal_1P_2AC | 8103602 | no | no |  |  | no |  |  | 0 | 0 | 0 | 0
oh_line_8103602_200881341 |  | AD | node_8103602_200881340 | node_8103602_200881341 | 229.306 | bal_1P_2AC | 8103602 | no | no |  |  | no |  |  | 0 | 0 | 0 | 0
oh_line_8103602_200881343 |  | AD | node_8103602_200881341 | node_8103602_200881343 | 178.931 | bal_1P_2AC | 8103602 | no | no |  |  | no |  |  | 0 | 0 | 0 | 0
oh_line_8103602_200881344 |  | AD | node_8103602_200881343 | node_8103602_200881344 | 346.792 | bal_1P_2AC | 8103602 | no | no |  |  | no |  |  | 0 | 0 | 0 | 0
oh_line_8103602_200881345 |  | AD | node_8103602_200881344 | node_8103602_200881345 | 199.938 | bal_1P_1/0AA | 8103602 | no | no |  |  | no |  |  | 0 | 0 | 0 | 0
oh_line_8103602_200881346 |  | AD | node_8103602_200881344 | node_8103602_200881346 | 288.327 | bal_1P_2AC | 8103602 | no | no |  |  | no |  |  | 0 | 0 | 0 | 0
oh_line_8103602_200881347 |  | AD | node_8103602_200881346 | node_8103602_200881347 | 322.591 | bal_1P_1/0AC | 8103602 | no | no |  |  | no |  |  | 0 | 0 | 0 | 0
oh_line_8103602_200881348 |  | AD | node_8103602_200881347 | node_8103602_200881348 | 246.802 | bal_1P_1/0AC | 8103602 | no | no |  |  | no |  |  | 0 | 0 | 0 | 0
oh_line_8103602_200881350 |  | AD | node_8103602_200881325 | node_8103602_200881350 | 161.164 | bal_1P_1/0AC | 8103602 | no | no |  |  | no |  |  | 0 | 0 | 0 | 0
oh_line_8103602_200881351 |  | AD | node_8103602_200881346 | node_8103602_200881351 | 350.659 | bal_1P_2AC | 8103602 | no | no |  |  | no |  |  | 0 | 0 | 0 | 0
oh_line_8103602_200881352 |  | AD | node_8103602_200881351 | node_8103602_200881352 | 318.685 | bal_1P_2AC | 8103602 | no | no |  |  | no |  |  | 0 | 0 | 0 | 0
oh_line_8103602_200881353 |  | AD | node_8103602_200881352 | node_8103602_200881353 | 400.938 | bal_1P_2AC | 8103602 | no | no |  |  | no |  |  | 0 | 0 | 0 | 0
oh_line_8103602_200881354 |  | AD | node_8103602_200881353 | node_8103602_200881354 | 518.177 | bal_1P_2AC | 8103602 | no | no |  |  | no |  |  | 0 | 0 | 0 | 0
oh_line_8103602_200881356 |  | AD | node_8103602_200881354 | node_8103602_200881356 | 230.725 | bal_1P_2AC | 8103602 | no | no |  |  | no |  |  | 0 | 0 | 0 | 0
oh_line_8103602_200881357 |  | AD | node_8103602_200881356 | node_8103602_200881357 | 342.026 | bal_1P_2AC | 8103602 | no | no |  |  | no |  |  | 0 | 0 | 0 | 0
oh_line_8103602_200881358 |  | AD | node_8103602_200881357 | node_8103602_200881358 | 252.784 | bal_1P_2AC | 8103602 | no | no |  |  | no |  |  | 0 | 0 | 0 | 0
oh_line_8103602_200881359 |  | AD | node_8103602_200881350 | node_intto1_8103602_200881359 | 172.073 | bal_1P_1/0AC | 8103602 | no | no |  |  | no |  |  | 0 | 0 | 0 | 0
oh_line_8103602_200881360 |  | AD | node_8103602_200881359 | node_8103602_200881360 | 258.049 | bal_1P_1/0AC | 8103602 | no | no |  |  | no |  |  | 0 | 0 | 0 | 0
oh_line_8103602_200881362 |  | AD | node_8103602_200881360 | node_8103602_200881362 | 164.132 | bal_1P_1/0AC | 8103602 | no | no |  |  | no |  |  | 0 | 0 | 0 | 0
oh_line_8103602_200881363 |  | ABCD | node_8103602_201064425 | node_8103602_200881363 | 135.843 | bal_3P_4/0AL | 8103602 | no | no |  |  | no |  |  | 0 | 0 | 0 | 0
oh_line_8103602_200881364 |  | ABCD | node_8103602_200881363 | node_8103602_200881364 | 160.333 | bal_3P_1/0AA | 8103602 | no | no |  |  | no |  |  | 0 | 0 | 0 | 0
oh_line_8103602_200881365 |  | ABCD | node_8103602_200881363 | node_8103602_200881365 | 103.795 | bal_3P_4/0AL | 8103602 | no | no |  |  | no |  |  | 0 | 0 | 0 | 0
oh_line_8103602_200881366 |  | ABCD | node_8103602_200881365 | node_8103602_200881366 | 155.148 | bal_3P_4/0AL | 8103602 | no | no |  |  | no |  |  | 0 | 0 | 0 | 0
oh_line_8103602_200881368 |  | ABCD | node_8103602_200881366 | node_8103602_200881368 | 152.074 | bal_3P_4/0AL | 8103602 | no | no |  |  | no |  |  | 0 | 0 | 0 | 0
oh_line_8103602_200881369 |  | ABCD | node_8103602_200881368 | node_8103602_200881369 | 107.505 | bal_3P_4/0AL | 8103602 | no | no |  |  | no |  |  | 0 | 0 | 0 | 0
oh_line_8103602_200881370 |  | ABCD | node_8103602_200881369 | node_8103602_200881370 | 97.992 | bal_3P_4/0AL | 8103602 | no | no |  |  | no |  |  | 0 | 0 | 0 | 0
oh_line_8103602_200881371 |  | ABCD | node_8103602_200881370 | node_8103602_200881371 | 125.745 | bal_3P_4/0AL | 8103602 | no | no |  |  | no |  |  | 0 | 0 | 0 | 0
oh_line_8103602_200881372 |  | ABCD | node_8103602_200881371 | node_8103602_200881372 | 202.899 | bal_3P_1/0AC | 8103602 | no | no |  |  | no |  |  | 0 | 0 | 0 | 0
oh_line_8103602_200881373 |  | AD | node_8103602_200881371 | node_8103602_200881373 | 119.938 | bal_1P_1/0AC | 8103602 | no | no |  |  | no |  |  | 0 | 0 | 0 | 0
oh_line_8103602_200881374 |  | AD | node_8103602_200881373 | node_8103602_200881374 | 126.794 | bal_1P_1/0AC | 8103602 | no | no |  |  | no |  |  | 0 | 0 | 0 | 0
oh_line_8103602_200881378 |  | AD | node_8103602_200881374 | node_intto1_8103602_200881378 | 210.883 | bal_1P_1/0AC | 8103602 | no | no |  |  | no |  |  | 0 | 0 | 0 | 0
oh_line_8103602_200881379 |  | AD | node_8103602_200881378 | node_8103602_200881379 | 142.594 | bal_1P_2AC | 8103602 | no | no |  |  | no |  |  | 0 | 0 | 0 | 0
oh_line_8103602_200881380 |  | AD | node_8103602_200881379 | node_8103602_200881380 | 277.123 | bal_1P_2AC | 8103602 | no | no |  |  | no |  |  | 0 | 0 | 0 | 0
oh_line_8103602_200881382 |  | AD | node_8103602_200881378 | node_8103602_200881382 | 261.933 | bal_1P_1/0AC | 8103602 | no | no |  |  | no |  |  | 0 | 0 | 0 | 0
oh_line_8103602_200881383 |  | AD | node_8103602_200881382 | node_8103602_200881383 | 191.934 | bal_1P_2AC | 8103602 | no | no |  |  | no |  |  | 0 | 0 | 0 | 0
oh_line_8103602_200881384 |  | AD | node_8103602_200881383 | node_8103602_200881384 | 241.406 | bal_1P_2AC | 8103602 | no | no |  |  | no |  |  | 0 | 0 | 0 | 0
oh_line_8103602_200881385 |  | AD | node_8103602_200881384 | node_8103602_200881385 | 188.209 | bal_1P_1/0AC | 8103602 | no | no |  |  | no |  |  | 0 | 0 | 0 | 0
oh_line_8103602_200881387 |  | AD | node_8103602_200881385 | node_8103602_200881387 | 159.917 | bal_1P_1/0AC | 8103602 | no | no |  |  | no |  |  | 0 | 0 | 0 | 0
oh_line_8103602_200881388 |  | AD | node_8103602_200881387 | node_8103602_200881388 | 135.664 | bal_1P_1/0AC | 8103602 | no | no |  |  | no |  |  | 0 | 0 | 0 | 0
oh_line_8103602_200881390 |  | AD | node_8103602_200881388 | node_8103602_200881390 | 153.977 | bal_1P_1/0AC | 8103602 | no | no |  |  | no |  |  | 0 | 0 | 0 | 0
oh_line_8103602_200881391 |  | AD | node_8103602_200881390 | node_8103602_200881391 | 269.736 | bal_1P_2AC | 8103602 | no | no |  |  | no |  |  | 0 | 0 | 0 | 0
oh_line_8103602_200881392 |  | AD | node_8103602_200881391 | node_8103602_200881392 | 298.998 | bal_1P_1/0AC | 8103602 | no | no |  |  | no |  |  | 0 | 0 | 0 | 0
oh_line_8103602_200881394 |  | AD | node_8103602_200881390 | node_8103602_200881394 | 202.034 | bal_1P_1/0AC | 8103602 | no | no |  |  | no |  |  | 0 | 0 | 0 | 0
oh_line_8103602_200881395-1 |  | AD | node_1423830_746_15398655_07 | node_8103602_200881395 | 7.162 | bal_1P_1/0AC | 8103602 | no | no |  |  | no |  |  | 0 | 0 | 0 | 0
oh_line_8103602_200881395-2 |  | AD | node_8103602_200881394 | node_1423830_746_15398655_07 | 247.807 | bal_1P_1/0AC | 8103602 | no | no |  |  | no |  |  | 0 | 0 | 0 | 0
oh_line_8103602_200881396 |  | AD | node_8103602_200881395 | node_8103602_200881396 | 141.441 | bal_1P_1/0AC | 8103602 | no | no |  |  | no |  |  | 0 | 0 | 0 | 0
oh_line_8103602_200881397 |  | AD | node_8103602_200881396 | node_8103602_200881397 | 202.911 | bal_1P_1/0AC | 8103602 | no | no |  |  | no |  |  | 0 | 0 | 0 | 0
oh_line_8103602_200881398 |  | AD | node_8103602_200881397 | node_8103602_200881398 | 194.985 | bal_1P_1/0AC | 8103602 | no | no |  |  | no |  |  | 0 | 0 | 0 | 0
oh_line_8103602_200881399 |  | AD | node_8103602_200881398 | node_8103602_200881399 | 181.348 | bal_1P_1/0AC | 8103602 | no | no |  |  | no |  |  | 0 | 0 | 0 | 0
oh_line_8103602_200881400 |  | AD | node_8103602_200881399 | node_8103602_200881400 | 172.376 | bal_1P_1/0AC | 8103602 | no | no |  |  | no |  |  | 0 | 0 | 0 | 0
oh_line_8103602_200881401 |  | AD | node_8103602_200881400 | node_8103602_200881401 | 184.591 | bal_1P_1/0AC | 8103602 | no | no |  |  | no |  |  | 0 | 0 | 0 | 0
oh_line_8103602_200881402 |  | AD | node_8103602_200881401 | node_8103602_200881402 | 196.172 | bal_1P_1/0AC | 8103602 | no | no |  |  | no |  |  | 0 | 0 | 0 | 0
oh_line_8103602_200881403 |  | AD | node_8103602_200881402 | node_8103602_200881403 | 195.276 | bal_1P_1/0AC | 8103602 | no | no |  |  | no |  |  | 0 | 0 | 0 | 0
oh_line_8103602_200881405 |  | AD | node_8103602_200881403 | node_intto1_8103602_200881405 | 277.994 | bal_1P_1/0AC | 8103602 | no | no |  |  | no |  |  | 0 | 0 | 0 | 0
oh_line_8103602_200881407 |  | AD | node_8103602_200881405 | node_8103602_200881407 | 125.108 | bal_1P_1/0AA | 8103602 | no | no |  |  | no |  |  | 0 | 0 | 0 | 0
oh_line_8103602_200881408 |  | AD | node_8103602_200881405 | node_8103602_200881408 | 459.279 | bal_1P_2AC | 8103602 | no | no |  |  | no |  |  | 0 | 0 | 0 | 0
oh_line_8103602_200881409 |  | AD | node_8103602_200881408 | node_8103602_200881409 | 373.62 | bal_1P_2AC | 8103602 | no | no |  |  | no |  |  | 0 | 0 | 0 | 0
oh_line_8103602_200881410 |  | AD | node_8103602_200881409 | node_8103602_200881410 | 373.697 | bal_1P_2AC | 8103602 | no | no |  |  | no |  |  | 0 | 0 | 0 | 0
oh_line_8103602_200881411 |  | AD | node_8103602_200881371 | node_8103602_200881411 | 148.555 | bal_1P_1/0AC | 8103602 | no | no |  |  | no |  |  | 0 | 0 | 0 | 0
oh_line_8103602_200881413 |  | AD | node_8103602_200978636 | node_8103602_200881413 | 141.086 | bal_1P_1/0AC | 8103602 | no | no |  |  | no |  |  | 0 | 0 | 0 | 0
oh_line_8103602_200881419 |  | AD | node_8103602_200881403 | node_intto1_8103602_200881419 | 526.493 | bal_1P_2AC | 8103602 | no | no |  |  | no |  |  | 0 | 0 | 0 | 0
oh_line_8103602_200881420 |  | AD | node_8103602_200881419 | node_8103602_200881420 | 445.983 | bal_1P_2AC | 8103602 | no | no |  |  | no |  |  | 0 | 0 | 0 | 0
oh_line_8103602_200881421 |  | AD | node_8103602_200881420 | node_8103602_200881421 | 343.293 | bal_1P_2AC | 8103602 | no | no |  |  | no |  |  | 0 | 0 | 0 | 0
oh_line_8103602_200881422 |  | AD | node_8103602_200881421 | node_8103602_200881422 | 413.243 | bal_1P_2AC | 8103602 | no | no |  |  | no |  |  | 0 | 0 | 0 | 0
oh_line_8103602_200881423 |  | AD | node_8103602_200881422 | node_8103602_200881423 | 424.794 | bal_1P_2AC | 8103602 | no | no |  |  | no |  |  | 0 | 0 | 0 | 0
oh_line_8103602_200881424 |  | AD | node_8103602_200881423 | node_8103602_200881424 | 342.94 | bal_1P_2AC | 8103602 | no | no |  |  | no |  |  | 0 | 0 | 0 | 0
oh_line_8103602_200881426 |  | AD | node_8103602_200881424 | node_8103602_200881426 | 221.662 | bal_1P_2AC | 8103602 | no | no |  |  | no |  |  | 0 | 0 | 0 | 0
oh_line_8103602_200881427 |  | AD | node_8103602_200881426 | node_8103602_200881427 | 448.647 | bal_1P_2AC | 8103602 | no | no |  |  | no |  |  | 0 | 0 | 0 | 0
oh_line_8103602_200881430 |  | AD | node_8103602_201046965 | node_8103602_200881430 | 190.08 | bal_1P_2AC | 8103602 | no | no |  |  | no |  |  | 0 | 0 | 0 | 0
oh_line_8103602_200881432 |  | AD | node_8103602_200881430 | node_8103602_200881432 | 431.587 | bal_1P_2AC | 8103602 | no | no |  |  | no |  |  | 0 | 0 | 0 | 0
oh_line_8103602_200881433 |  | AD | node_8103602_200881432 | node_8103602_200881433 | 431.305 | bal_1P_2AC | 8103602 | no | no |  |  | no |  |  | 0 | 0 | 0 | 0
oh_line_8103602_200881434 |  | AD | node_8103602_200881433 | node_8103602_200881434 | 427.818 | bal_1P_2AC | 8103602 | no | no |  |  | no |  |  | 0 | 0 | 0 | 0
oh_line_8103602_200881435 |  | AD | node_8103602_200881434 | node_8103602_200881435 | 450.471 | bal_1P_2AC | 8103602 | no | no |  |  | no |  |  | 0 | 0 | 0 | 0
oh_line_8103602_200881436 |  | AD | node_8103602_200881435 | node_8103602_200881436 | 476.465 | bal_1P_2AC | 8103602 | no | no |  |  | no |  |  | 0 | 0 | 0 | 0
oh_line_8103602_200881437 |  | AD | node_8103602_200881436 | node_8103602_200881437 | 509.555 | bal_1P_2AC | 8103602 | no | no |  |  | no |  |  | 0 | 0 | 0 | 0
oh_line_8103602_200881438 |  | AD | node_8103602_200881437 | node_8103602_200881438 | 391.771 | bal_1P_2AC | 8103602 | no | no |  |  | no |  |  | 0 | 0 | 0 | 0
oh_line_8103602_200881439 |  | AD | node_8103602_200881438 | node_intto1_8103602_200881439 | 61.193 | bal_1P_1/0AA | 8103602 | no | no |  |  | no |  |  | 0 | 0 | 0 | 0
oh_line_8103602_200881440 |  | AD | node_8103602_200881439 | node_8103602_200881440 | 463.514 | bal_1P_1/0AA | 8103602 | no | no |  |  | no |  |  | 0 | 0 | 0 | 0
oh_line_8103602_200881441 |  | AD | node_8103602_200881440 | node_8103602_200881441 | 333.331 | bal_1P_2AC | 8103602 | no | no |  |  | no |  |  | 0 | 0 | 0 | 0
oh_line_8103602_200881442 |  | AD | node_8103602_200881441 | node_8103602_200881442 | 635.923 | bal_1P_2AC | 8103602 | no | no |  |  | no |  |  | 0 | 0 | 0 | 0
oh_line_8103602_200881443 |  | AD | node_8103602_200881442 | node_8103602_200881443 | 540.55 | bal_1P_2AC | 8103602 | no | no |  |  | no |  |  | 0 | 0 | 0 | 0
oh_line_8103602_200881444 |  | AD | node_8103602_200881443 | node_8103602_200881444 | 250.226 | bal_1P_1/0AA | 8103602 | no | no |  |  | no |  |  | 0 | 0 | 0 | 0
oh_line_8103602_200881445 |  | AD | node_8103602_200881444 | node_8103602_200881445 | 256.695 | bal_1P_1/0AA | 8103602 | no | no |  |  | no |  |  | 0 | 0 | 0 | 0
oh_line_8103602_200881446 |  | AD | node_8103602_200881445 | node_8103602_200881446 | 288.58 | bal_1P_1/0AA | 8103602 | no | no |  |  | no |  |  | 0 | 0 | 0 | 0
oh_line_8103602_200881447 |  | AD | node_8103602_200881440 | node_8103602_200881447 | 521.638 | bal_1P_2AC | 8103602 | no | no |  |  | no |  |  | 0 | 0 | 0 | 0
oh_line_8103602_200881448 |  | AD | node_8103602_200881447 | node_8103602_200881448 | 527.356 | bal_1P_2AC | 8103602 | no | no |  |  | no |  |  | 0 | 0 | 0 | 0
oh_line_8103602_200881449 |  | AD | node_8103602_200881448 | node_8103602_200881449 | 405.117 | bal_1P_2AC | 8103602 | no | no |  |  | no |  |  | 0 | 0 | 0 | 0
oh_line_8103602_200881450 |  | AD | node_8103602_200881449 | node_8103602_200881450 | 376.305 | bal_1P_2AC | 8103602 | no | no |  |  | no |  |  | 0 | 0 | 0 | 0
oh_line_8103602_200881451 |  | AD | node_8103602_200881450 | node_8103602_200881451 | 323.746 | bal_1P_2AC | 8103602 | no | no |  |  | no |  |  | 0 | 0 | 0 | 0
oh_line_8103602_200881452 |  | AD | node_8103602_200881451 | node_8103602_200881452 | 428.918 | bal_1P_2AC | 8103602 | no | no |  |  | no |  |  | 0 | 0 | 0 | 0
oh_line_8103602_200881453 |  | AD | node_8103602_200881452 | node_8103602_200881453 | 294.542 | bal_1P_2AC | 8103602 | no | no |  |  | no |  |  | 0 | 0 | 0 | 0
oh_line_8103602_200881454 |  | AD | node_8103602_200881453 | node_8103602_200881454 | 294.956 | bal_1P_2AC | 8103602 | no | no |  |  | no |  |  | 0 | 0 | 0 | 0
oh_line_8103602_200881455 |  | AD | node_8103602_200881454 | node_8103602_200881455 | 325.887 | bal_1P_2AC | 8103602 | no | no |  |  | no |  |  | 0 | 0 | 0 | 0
oh_line_8103602_200881456 |  | AD | node_8103602_200881455 | node_8103602_200881456 | 440.707 | bal_1P_2AC | 8103602 | no | no |  |  | no |  |  | 0 | 0 | 0 | 0
oh_line_8103602_200881457 |  | AD | node_8103602_200881456 | node_8103602_200881457 | 400.836 | bal_1P_2AC | 8103602 | no | no |  |  | no |  |  | 0 | 0 | 0 | 0
oh_line_8103602_200881458 |  | AD | node_8103602_200881457 | node_8103602_200881458 | 363.37 | bal_1P_2AC | 8103602 | no | no |  |  | no |  |  | 0 | 0 | 0 | 0
oh_line_8103602_200881459 |  | AD | node_8103602_200881458 | node_8103602_200881459 | 387.832 | bal_1P_2AC | 8103602 | no | no |  |  | no |  |  | 0 | 0 | 0 | 0
oh_line_8103602_200881461 |  | AD | node_8103602_200881459 | node_8103602_200881461 | 374.919 | bal_1P_2AC | 8103602 | no | no |  |  | no |  |  | 0 | 0 | 0 | 0
oh_line_8103602_200881462 |  | AD | node_8103602_200881461 | node_intto1_8103602_200881462 | 347.132 | bal_1P_2AC | 8103602 | no | no |  |  | no |  |  | 0 | 0 | 0 | 0
oh_line_8103602_200881463 |  | AD | node_8103602_200881462 | node_8103602_200881463 | 292.667 | bal_1P_2AC | 8103602 | no | no |  |  | no |  |  | 0 | 0 | 0 | 0
oh_line_8103602_200881464 |  | AD | node_8103602_200881463 | node_8103602_200881464 | 291.619 | bal_1P_2AC | 8103602 | no | no |  |  | no |  |  | 0 | 0 | 0 | 0
oh_line_8103602_200881465 |  | AD | node_8103602_200881464 | node_8103602_200881465 | 273.363 | bal_1P_2AC | 8103602 | no | no |  |  | no |  |  | 0 | 0 | 0 | 0
oh_line_8103602_200881467 |  | AD | node_8103602_200881461 | node_8103602_200881467 | 303.541 | bal_1P_1/0AA | 8103602 | no | no |  |  | no |  |  | 0 | 0 | 0 | 0
oh_line_8103602_200881468 |  | AD | node_8103602_200881467 | node_8103602_200881468 | 292.435 | bal_1P_1/0AA | 8103602 | no | no |  |  | no |  |  | 0 | 0 | 0 | 0
oh_line_8103602_200881469 |  | AD | node_8103602_200881468 | node_8103602_200881469 | 317.187 | bal_1P_1/0AA | 8103602 | no | no |  |  | no |  |  | 0 | 0 | 0 | 0
oh_line_8103602_200881470 |  | ABCD | node_8103602_200881491 | node_8103602_200881470 | 301.147 | bal_3P_4/0AC | 8103602 | no | no |  |  | no |  |  | 0 | 0 | 0 | 0
oh_line_8103602_200881491 |  | ABCD | node_8103602_200881492 | node_8103602_200881491 | 296.331 | bal_3P_4/0AC | 8103602 | no | no |  |  | no |  |  | 0 | 0 | 0 | 0
oh_line_8103602_200881492 |  | ABCD | node_8103602_200881493 | node_8103602_200881492 | 230.934 | bal_3P_4/0AC | 8103602 | no | no |  |  | no |  |  | 0 | 0 | 0 | 0
oh_line_8103602_200881493 |  | ABCD | node_8103602_200881494 | node_8103602_200881493 | 210.827 | bal_3P_4/0AC | 8103602 | no | no |  |  | no |  |  | 0 | 0 | 0 | 0
oh_line_8103602_200881494 |  | ABCD | node_8103602_200881495 | node_8103602_200881494 | 238.349 | bal_3P_4/0AC | 8103602 | no | no |  |  | no |  |  | 0 | 0 | 0 | 0
oh_line_8103602_200881495 |  | ABCD | node_8103602_200881497 | node_8103602_200881495 | 241.976 | bal_3P_4/0AC | 8103602 | no | no |  |  | no |  |  | 0 | 0 | 0 | 0
oh_line_8103602_200881496-1 |  | ABCD | node_8103602_200881504 | node_1421536_471_15400438_993 | 118.738 | bal_3P_4/0AC | 8103602 | no | no |  |  | no |  |  | 0 | 0 | 0 | 0
oh_line_8103602_200881496-2 |  | ABCD | node_1421536_471_15400438_993 | node_8103602_200881496 | 20.231 | bal_3P_4/0AC | 8103602 | no | no |  |  | no |  |  | 0 | 0 | 0 | 0
oh_line_8103602_200881497 |  | ABCD | node_8103602_200881498 | node_8103602_200881497 | 311.879 | bal_3P_4/0AC | 8103602 | no | no |  |  | no |  |  | 0 | 0 | 0 | 0
oh_line_8103602_200881498 |  | ABCD | node_8103602_200881499 | node_8103602_200881498 | 307.343 | bal_3P_4/0AC | 8103602 | no | no |  |  | no |  |  | 0 | 0 | 0 | 0
oh_line_8103602_200881499 |  | ABCD | node_8103602_200881502 | node_8103602_200881499 | 84.544 | bal_3P_4/0AC | 8103602 | no | no |  |  | no |  |  | 0 | 0 | 0 | 0
oh_line_8103602_200881500 |  | AD | node_8103602_200881499 | node_8103602_200881500 | 88.046 | bal_1P_2AC | 8103602 | no | no |  |  | no |  |  | 0 | 0 | 0 | 0
oh_line_8103602_200881501 |  | AD | node_8103602_200881500 | node_8103602_200881501 | 132.802 | bal_1P_2AC | 8103602 | no | no |  |  | no |  |  | 0 | 0 | 0 | 0
oh_line_8103602_200881502 |  | ABCD | node_8103602_200881503 | node_8103602_200881502 | 286.802 | bal_3P_4/0AC | 8103602 | no | no |  |  | no |  |  | 0 | 0 | 0 | 0
oh_line_8103602_200881503 |  | ABCD | node_8103602_200881505 | node_8103602_200881503 | 331.129 | bal_3P_4/0AC | 8103602 | no | no |  |  | no |  |  | 0 | 0 | 0 | 0
oh_line_8103602_200881504 |  | ABCD | node_8103602_200881519 | node_8103602_200881504 | 276.066 | bal_3P_4/0AC | 8103602 | no | no |  |  | no |  |  | 0 | 0 | 0 | 0
oh_line_8103602_200881505 |  | ABCD | node_8103602_200881508 | node_8103602_200881505 | 227.492 | bal_3P_4/0AC | 8103602 | no | no |  |  | no |  |  | 0 | 0 | 0 | 0
oh_line_8103602_200881506 |  | AD | node_8103602_200881505 | node_8103602_200881506 | 231.709 | bal_1P_4CU | 8103602 | no | no |  |  | no |  |  | 0 | 0 | 0 | 0
oh_line_8103602_200881508 |  | ABCD | node_8103602_200881509 | node_8103602_200881508 | 285.929 | bal_3P_4/0AC | 8103602 | no | no |  |  | no |  |  | 0 | 0 | 0 | 0
oh_line_8103602_200881509 |  | ABCD | node_8103602_200881510 | node_8103602_200881509 | 253.778 | bal_3P_4/0AC | 8103602 | no | no |  |  | no |  |  | 0 | 0 | 0 | 0
oh_line_8103602_200881510 |  | ABCD | node_8103602_200881511 | node_8103602_200881510 | 197.007 | bal_3P_4/0AC | 8103602 | no | no |  |  | no |  |  | 0 | 0 | 0 | 0
oh_line_8103602_200881511 |  | ABCD | node_8103602_200881512 | node_8103602_200881511 | 207.549 | bal_3P_4/0AC | 8103602 | no | no |  |  | no |  |  | 0 | 0 | 0 | 0
oh_line_8103602_200881512 |  | ABCD | node_8103602_200881513 | node_8103602_200881512 | 244.814 | bal_3P_4/0AC | 8103602 | no | no |  |  | no |  |  | 0 | 0 | 0 | 0
oh_line_8103602_200881513 |  | ABCD | node_8103602_200881514 | node_8103602_200881513 | 286.388 | bal_3P_4/0AC | 8103602 | no | no |  |  | no |  |  | 0 | 0 | 0 | 0
oh_line_8103602_200881514 |  | ABCD | node_8103602_200881515 | node_8103602_200881514 | 281.182 | bal_3P_4/0AC | 8103602 | no | no |  |  | no |  |  | 0 | 0 | 0 | 0
oh_line_8103602_200881515 |  | ABCD | node_8103602_200881516 | node_intto1_8103602_200881515 | 318.814 | bal_3P_4/0AC | 8103602 | no | no |  |  | no |  |  | 0 | 0 | 0 | 0
oh_line_8103602_200881516 |  | ABCD | node_8103602_200881517 | node_8103602_200881516 | 260.117 | bal_3P_4/0AC | 8103602 | no | no |  |  | no |  |  | 0 | 0 | 0 | 0
oh_line_8103602_200881517 |  | ABCD | node_8103602_200881518 | node_8103602_200881517 | 275.454 | bal_3P_4/0AC | 8103602 | no | no |  |  | no |  |  | 0 | 0 | 0 | 0
oh_line_8103602_200881518 |  | ABCD | node_8103602_200882034 | node_8103602_200881518 | 359.374 | bal_3P_4/0AC | 8103602 | no | no |  |  | no |  |  | 0 | 0 | 0 | 0
oh_line_8103602_200881519 |  | ABCD | node_8103602_200881521 | node_intto1_8103602_200881519 | 259.361 | bal_3P_4/0AC | 8103602 | no | no |  |  | no |  |  | 0 | 0 | 0 | 0
oh_line_8103602_200881521 |  | ABCD | node_8103602_200881522 | node_8103602_200881521 | 213.747 | bal_3P_4/0AC | 8103602 | no | no |  |  | no |  |  | 0 | 0 | 0 | 0
oh_line_8103602_200881522 |  | ABCD | node_8103602_200881523 | node_8103602_200881522 | 237.792 | bal_3P_4/0AC | 8103602 | no | no |  |  | no |  |  | 0 | 0 | 0 | 0
oh_line_8103602_200881523 |  | ABCD | node_8103602_200881470 | node_8103602_200881523 | 226.339 | bal_3P_4/0AC | 8103602 | no | no |  |  | no |  |  | 0 | 0 | 0 | 0
oh_line_8103602_200881544 |  | AD | node_8103602_200881547 | node_8103602_200881544 | 465.029 | bal_1P_2AC | 8103602 | no | no |  |  | no |  |  | 0 | 0 | 0 | 0
oh_line_8103602_200881547 |  | AD | node_8103602_200881548 | node_8103602_200881547 | 373.35 | bal_1P_2AC | 8103602 | no | no |  |  | no |  |  | 0 | 0 | 0 | 0
oh_line_8103602_200881548 |  | AD | node_8103602_200881549 | node_8103602_200881548 | 346.185 | bal_1P_2AC | 8103602 | no | no |  |  | no |  |  | 0 | 0 | 0 | 0
oh_line_8103602_200881549 |  | AD | node_8103602_200881550 | node_8103602_200881549 | 456.656 | bal_1P_2AC | 8103602 | no | no |  |  | no |  |  | 0 | 0 | 0 | 0
oh_line_8103602_200881550 |  | AD | node_8103602_200881551 | node_8103602_200881550 | 401.652 | bal_1P_2AC | 8103602 | no | no |  |  | no |  |  | 0 | 0 | 0 | 0
oh_line_8103602_200881551 |  | AD | node_8103602_200881552 | node_intto1_8103602_200881551 | 405.527 | bal_1P_2AC | 8103602 | no | no |  |  | no |  |  | 0 | 0 | 0 | 0
oh_line_8103602_200881552 |  | AD | node_8103602_200882300 | node_8103602_200881552 | 267.912 | bal_1P_2AC | 8103602 | no | no |  |  | no |  |  | 0 | 0 | 0 | 0
oh_line_8103602_200881553 |  | AD | node_8103602_200881552 | node_8103602_200881553 | 460.522 | bal_1P_2AC | 8103602 | no | no |  |  | no |  |  | 0 | 0 | 0 | 0
oh_line_8103602_200881554 |  | AD | node_8103602_200881553 | node_intto1_8103602_200881554 | 422.994 | bal_1P_2AC | 8103602 | no | no |  |  | no |  |  | 0 | 0 | 0 | 0
oh_line_8103602_200881555 |  | AD | node_8103602_200881554 | node_8103602_200881555 | 247.564 | bal_1P_2AC | 8103602 | no | no |  |  | no |  |  | 0 | 0 | 0 | 0
oh_line_8103602_200881556 |  | AD | node_8103602_200881555 | node_8103602_200881556 | 216.382 | bal_1P_2AC | 8103602 | no | no |  |  | no |  |  | 0 | 0 | 0 | 0
oh_line_8103602_200881557 |  | AD | node_8103602_200881556 | node_8103602_200881557 | 512.541 | bal_1P_2AC | 8103602 | no | no |  |  | no |  |  | 0 | 0 | 0 | 0
oh_line_8103602_200881560 |  | AD | node_8103602_200881557 | node_8103602_200881560 | 333.714 | bal_1P_1/0AA | 8103602 | no | no |  |  | no |  |  | 0 | 0 | 0 | 0
oh_line_8103602_200881588 |  | AD | node_8103602_200882022 | node_8103602_200881588 | 444.946 | bal_1P_2AC | 8103602 | no | no |  |  | no |  |  | 0 | 0 | 0 | 0
oh_line_8103602_200881590 |  | AD | node_8103602_200881588 | node_intto1_8103602_200881590 | 382.032 | bal_1P_2AC | 8103602 | no | no |  |  | no |  |  | 0 | 0 | 0 | 0
oh_line_8103602_200881591 |  | AD | node_8103602_200881590 | node_8103602_200881591 | 283.469 | bal_1P_2AC | 8103602 | no | no |  |  | no |  |  | 0 | 0 | 0 | 0
oh_line_8103602_200881592 |  | AD | node_8103602_200881591 | node_8103602_200881592 | 390.621 | bal_1P_2AC | 8103602 | no | no |  |  | no |  |  | 0 | 0 | 0 | 0
oh_line_8103602_200881593 |  | AD | node_8103602_200881592 | node_8103602_200881593 | 340.786 | bal_1P_2AC | 8103602 | no | no |  |  | no |  |  | 0 | 0 | 0 | 0
oh_line_8103602_200881594 |  | AD | node_8103602_200881593 | node_8103602_200881594 | 406.236 | bal_1P_4AC | 8103602 | no | no |  |  | no |  |  | 0 | 0 | 0 | 0
oh_line_8103602_200881595 |  | AD | node_8103602_200881594 | node_8103602_200881595 | 333.433 | bal_1P_4AC | 8103602 | no | no |  |  | no |  |  | 0 | 0 | 0 | 0
oh_line_8103602_200881596 |  | AD | node_8103602_200881595 | node_8103602_200881596 | 317.673 | bal_1P_4AC | 8103602 | no | no |  |  | no |  |  | 0 | 0 | 0 | 0
oh_line_8103602_200881597 |  | AD | node_8103602_200881596 | node_8103602_200881597 | 402.904 | bal_1P_4AC | 8103602 | no | no |  |  | no |  |  | 0 | 0 | 0 | 0
oh_line_8103602_200881598 |  | AD | node_8103602_200881597 | node_8103602_200881598 | 377.804 | bal_1P_4AC | 8103602 | no | no |  |  | no |  |  | 0 | 0 | 0 | 0
oh_line_8103602_200881599 |  | AD | node_8103602_200881598 | node_8103602_200881599 | 223.442 | bal_1P_4AC | 8103602 | no | no |  |  | no |  |  | 0 | 0 | 0 | 0
oh_line_8103602_200881600 |  | AD | node_8103602_200881599 | node_8103602_200881600 | 269.713 | bal_1P_4AC | 8103602 | no | no |  |  | no |  |  | 0 | 0 | 0 | 0
oh_line_8103602_200881602 |  | AD | node_8103602_200881600 | node_8103602_200881602 | 357.721 | bal_1P_4AC | 8103602 | no | no |  |  | no |  |  | 0 | 0 | 0 | 0
oh_line_8103602_200881603 |  | AD | node_8103602_200881602 | node_8103602_200881603 | 410.572 | bal_1P_4AC | 8103602 | no | no |  |  | no |  |  | 0 | 0 | 0 | 0
oh_line_8103602_200881604 |  | AD | node_8103602_200881603 | node_8103602_200881604 | 370.371 | bal_1P_4AC | 8103602 | no | no |  |  | no |  |  | 0 | 0 | 0 | 0
oh_line_8103602_200881605 |  | AD | node_8103602_200881604 | node_8103602_200881605 | 478.306 | bal_1P_4AC | 8103602 | no | no |  |  | no |  |  | 0 | 0 | 0 | 0
oh_line_8103602_200881606 |  | AD | node_8103602_200881605 | node_8103602_200881606 | 382.029 | bal_1P_4AC | 8103602 | no | no |  |  | no |  |  | 0 | 0 | 0 | 0
oh_line_8103602_200881607 |  | AD | node_8103602_200881606 | node_8103602_200881607 | 381.439 | bal_1P_4AC | 8103602 | no | no |  |  | no |  |  | 0 | 0 | 0 | 0
oh_line_8103602_200881608 |  | AD | node_8103602_200881607 | node_8103602_200881608 | 374.059 | bal_1P_4AC | 8103602 | no | no |  |  | no |  |  | 0 | 0 | 0 | 0
oh_line_8103602_200881609 |  | AD | node_8103602_200881608 | node_8103602_200881609 | 363.549 | bal_1P_4AC | 8103602 | no | no |  |  | no |  |  | 0 | 0 | 0 | 0
oh_line_8103602_200881610 |  | AD | node_8103602_200881609 | node_8103602_200881610 | 349.365 | bal_1P_4AC | 8103602 | no | no |  |  | no |  |  | 0 | 0 | 0 | 0
oh_line_8103602_200881611 |  | AD | node_8103602_200881610 | node_8103602_200881611 | 463.085 | bal_1P_4AC | 8103602 | no | no |  |  | no |  |  | 0 | 0 | 0 | 0
oh_line_8103602_200881612 |  | AD | node_8103602_200881611 | node_8103602_200881612 | 245.071 | bal_1P_1/0AA | 8103602 | no | no |  |  | no |  |  | 0 | 0 | 0 | 0
oh_line_8103602_200881613 |  | AD | node_8103602_200881612 | node_8103602_200881613 | 268.911 | bal_1P_1/0AA | 8103602 | no | no |  |  | no |  |  | 0 | 0 | 0 | 0
oh_line_8103602_200881614 |  | AD | node_8103602_200881611 | node_8103602_200881614 | 406.492 | bal_1P_4AC | 8103602 | no | no |  |  | no |  |  | 0 | 0 | 0 | 0
oh_line_8103602_200881615 |  | AD | node_8103602_200881614 | node_8103602_200881615 | 273.752 | bal_1P_4AC | 8103602 | no | no |  |  | no |  |  | 0 | 0 | 0 | 0
oh_line_8103602_200881616 |  | AD | node_8103602_200881615 | node_8103602_200881616 | 449.789 | bal_1P_4AC | 8103602 | no | no |  |  | no |  |  | 0 | 0 | 0 | 0
oh_line_8103602_200881617 |  | AD | node_8103602_200881616 | node_8103602_200881617 | 374.955 | bal_1P_4AC | 8103602 | no | no |  |  | no |  |  | 0 | 0 | 0 | 0
oh_line_8103602_200881618 |  | AD | node_8103602_200881617 | node_8103602_200881618 | 443.844 | bal_1P_4AC | 8103602 | no | no |  |  | no |  |  | 0 | 0 | 0 | 0
oh_line_8103602_200881619 |  | AD | node_8103602_200881618 | node_8103602_200881619 | 378.802 | bal_1P_4AC | 8103602 | no | no |  |  | no |  |  | 0 | 0 | 0 | 0
oh_line_8103602_200881620 |  | AD | node_8103602_200881619 | node_8103602_200881620 | 410.463 | bal_1P_4AC | 8103602 | no | no |  |  | no |  |  | 0 | 0 | 0 | 0
oh_line_8103602_200881622 |  | AD | node_8103602_200881620 | node_8103602_200881622 | 339.313 | bal_1P_4AC | 8103602 | no | no |  |  | no |  |  | 0 | 0 | 0 | 0
oh_line_8103602_200881725 |  | ABCD | node_8103602_200881363 | node_8103602_200881725 | 152.441 | bal_3P_4/0AL | 8103602 | no | no |  |  | no |  |  | 0 | 0 | 0 | 0
oh_line_8103602_200881726 |  | ABCD | node_8103602_200881783 | node_8103602_200881726 | 136.32 | bal_3P_4/0AL | 8103602 | no | no |  |  | no |  |  | 0 | 0 | 0 | 0
oh_line_8103602_200881727 |  | ABCD | node_8103602_200881726 | node_8103602_200881727 | 183.139 | bal_3P_4/0AL | 8103602 | no | no |  |  | no |  |  | 0 | 0 | 0 | 0
oh_line_8103602_200881729 |  | ABCD | node_8103602_200881727 | node_8103602_200881729 | 155.857 | bal_3P_4/0AL | 8103602 | no | no |  |  | no |  |  | 0 | 0 | 0 | 0
oh_line_8103602_200881730 |  | ABCD | node_8103602_200881729 | node_8103602_200881730 | 280.981 | bal_3P_4/0AL | 8103602 | no | no |  |  | no |  |  | 0 | 0 | 0 | 0
oh_line_8103602_200881733 |  | AD | node_8103602_201019081 | node_8103602_200881733 | 78.728 | bal_1P_2AC | 8103602 | no | no |  |  | no |  |  | 0 | 0 | 0 | 0
oh_line_8103602_200881735 |  | ABCD | node_8103602_201019081 | node_8103602_200881735 | 176.088 | bal_3P_4/0AL | 8103602 | no | no |  |  | no |  |  | 0 | 0 | 0 | 0
oh_line_8103602_200881736 |  | ABCD | node_8103602_200881735 | node_8103602_200881736 | 117.605 | bal_3P_4/0AL | 8103602 | no | no |  |  | no |  |  | 0 | 0 | 0 | 0
oh_line_8103602_200881737 |  | ABCD | node_8103602_200881736 | node_8103602_200881737 | 222.013 | bal_3P_4/0AL | 8103602 | no | no |  |  | no |  |  | 0 | 0 | 0 | 0
oh_line_8103602_200881738 |  | ABCD | node_8103602_200881737 | node_8103602_200881738 | 177.658 | bal_3P_4/0AL | 8103602 | no | no |  |  | no |  |  | 0 | 0 | 0 | 0
oh_line_8103602_200881739 |  | ABCD | node_8103602_200881738 | node_8103602_200881739 | 163.979 | bal_3P_4/0AL | 8103602 | no | no |  |  | no |  |  | 0 | 0 | 0 | 0
oh_line_8103602_200881740 |  | AD | node_8103602_200881739 | node_8103602_200881740 | 163.75 | bal_1P_1/0AA | 8103602 | no | no |  |  | no |  |  | 0 | 0 | 0 | 0
oh_line_8103602_200881741 |  | AD | node_8103602_200881740 | node_8103602_200881741 | 231.836 | bal_1P_1/0AA | 8103602 | no | no |  |  | no |  |  | 0 | 0 | 0 | 0
oh_line_8103602_200881748 |  | ABCD | node_8103602_200881739 | node_8103602_200881748 | 158.727 | bal_3P_4/0AL | 8103602 | no | no |  |  | no |  |  | 0 | 0 | 0 | 0
oh_line_8103602_200881749 |  | ABCD | node_8103602_312052210 | node_8103602_200881749 | 122.038 | bal_3P_4/0AL | 8103602 | no | no |  |  | no |  |  | 0 | 0 | 0 | 0
oh_line_8103602_200881752 |  | AD | node_8103602_312072683 | node_8103602_200881752 | 139.165 | bal_1P_2AC | 8103602 | no | no |  |  | no |  |  | 0 | 0 | 0 | 0
oh_line_8103602_200881754 |  | AD | node_8103602_200881752 | node_8103602_200881754 | 318.106 | bal_1P_2AC | 8103602 | no | no |  |  | no |  |  | 0 | 0 | 0 | 0
oh_line_8103602_200881755 |  | AD | node_8103602_200881754 | node_intto1_8103602_200881755 | 309.039 | bal_1P_1/0AC | 8103602 | no | no |  |  | no |  |  | 0 | 0 | 0 | 0
oh_line_8103602_200881756 |  | AD | node_8103602_200881755 | node_8103602_200881756 | 361.627 | bal_1P_1/0AC | 8103602 | no | no |  |  | no |  |  | 0 | 0 | 0 | 0
oh_line_8103602_200881757 |  | AD | node_8103602_200881756 | node_8103602_200881757 | 256.173 | bal_1P_1/0AC | 8103602 | no | no |  |  | no |  |  | 0 | 0 | 0 | 0
oh_line_8103602_200881758 |  | ABCD | node_8103602_200881725 | node_intto1_8103602_200881758 | 149.954 | bal_3P_4/0AL | 8103602 | no | no |  |  | no |  |  | 0 | 0 | 0 | 0
oh_line_8103602_200881759 |  | AD | node_8103602_200881757 | node_8103602_200881759 | 397.64 | bal_1P_1/0AC | 8103602 | no | no |  |  | no |  |  | 0 | 0 | 0 | 0
oh_line_8103602_200881760 |  | AD | node_8103602_200881759 | node_8103602_200881760 | 385.941 | bal_1P_1/0AC | 8103602 | no | no |  |  | no |  |  | 0 | 0 | 0 | 0
oh_line_8103602_200881761 |  | AD | node_8103602_200881760 | node_8103602_200881761 | 610.061 | bal_1P_2AC | 8103602 | no | no |  |  | no |  |  | 0 | 0 | 0 | 0
oh_line_8103602_200881762 |  | AD | node_8103602_200881761 | node_8103602_200881762 | 501.776 | bal_1P_2AC | 8103602 | no | no |  |  | no |  |  | 0 | 0 | 0 | 0
oh_line_8103602_200881763 |  | AD | node_8103602_200881762 | node_8103602_200881763 | 523.201 | bal_1P_2AC | 8103602 | no | no |  |  | no |  |  | 0 | 0 | 0 | 0
oh_line_8103602_200881765 |  | AD | node_8103602_312027337 | node_intto1_8103602_200881765 | 204.759 | bal_1P_2AC | 8103602 | no | no |  |  | no |  |  | 0 | 0 | 0 | 0
oh_line_8103602_200881766 |  | AD | node_8103602_200881765 | node_8103602_200881766 | 244.866 | bal_1P_2AC | 8103602 | no | no |  |  | no |  |  | 0 | 0 | 0 | 0
oh_line_8103602_200881767 |  | AD | node_8103602_200881766 | node_8103602_200881767 | 275.794 | bal_1P_2AC | 8103602 | no | no |  |  | no |  |  | 0 | 0 | 0 | 0
oh_line_8103602_200881769 |  | AD | node_8103602_200881765 | node_8103602_200881769 | 372.881 | bal_1P_2AC | 8103602 | no | no |  |  | no |  |  | 0 | 0 | 0 | 0
oh_line_8103602_200881770 |  | AD | node_8103602_200881769 | node_8103602_200881770 | 331.062 | bal_1P_2AC | 8103602 | no | no |  |  | no |  |  | 0 | 0 | 0 | 0
oh_line_8103602_200881771 |  | AD | node_8103602_200881770 | node_8103602_200881771 | 377.344 | bal_1P_2AC | 8103602 | no | no |  |  | no |  |  | 0 | 0 | 0 | 0
oh_line_8103602_200881772 |  | ABCD | node_8103602_200881758 | node_8103602_200881772 | 188.738 | bal_3P_4/0AL | 8103602 | no | no |  |  | no |  |  | 0 | 0 | 0 | 0
oh_line_8103602_200881774 |  | AD | node_8103602_200881771 | node_8103602_200881774 | 336.116 | bal_1P_2AC | 8103602 | no | no |  |  | no |  |  | 0 | 0 | 0 | 0
oh_line_8103602_200881775 |  | AD | node_8103602_200881774 | node_8103602_200881775 | 515.306 | bal_1P_2AC | 8103602 | no | no |  |  | no |  |  | 0 | 0 | 0 | 0
oh_line_8103602_200881776 |  | AD | node_8103602_200881775 | node_8103602_200881776 | 364.223 | bal_1P_2AC | 8103602 | no | no |  |  | no |  |  | 0 | 0 | 0 | 0
oh_line_8103602_200881777 |  | ABCD | node_8103602_200881772 | node_8103602_200881777 | 125.724 | bal_3P_4/0AL | 8103602 | no | no |  |  | no |  |  | 0 | 0 | 0 | 0
oh_line_8103602_200881778 |  | ABCD | node_8103602_200881777 | node_8103602_200881778 | 122.049 | bal_3P_4/0AL | 8103602 | no | no |  |  | no |  |  | 0 | 0 | 0 | 0
oh_line_8103602_200881779 |  | ABCD | node_8103602_200881778 | node_8103602_200881779 | 126.935 | bal_3P_4/0AL | 8103602 | no | no |  |  | no |  |  | 0 | 0 | 0 | 0
oh_line_8103602_200881780 |  | ABCD | node_8103602_200881779 | node_8103602_200881780 | 149.149 | bal_3P_4/0AL | 8103602 | no | no |  |  | no |  |  | 0 | 0 | 0 | 0
oh_line_8103602_200881782 |  | ABCD | node_8103602_200881780 | node_8103602_200881782 | 126.588 | bal_3P_4/0AL | 8103602 | no | no |  |  | no |  |  | 0 | 0 | 0 | 0
oh_line_8103602_200881783 |  | ABCD | node_8103602_200881782 | node_8103602_200881783 | 149.775 | bal_3P_4/0AL | 8103602 | no | no |  |  | no |  |  | 0 | 0 | 0 | 0
oh_line_8103602_200881823 |  | AD | node_8103602_200881552 | node_8103602_200881823 | 305.021 | bal_1P_2AC | 8103602 | no | no |  |  | no |  |  | 0 | 0 | 0 | 0
oh_line_8103602_200881826 |  | AD | node_8103602_201022473 | node_8103602_200881826 | 307.912 | bal_1P_1/0AA | 8103602 | no | no |  |  | no |  |  | 0 | 0 | 0 | 0
oh_line_8103602_200881828 |  | AD | node_8103602_200881826 | node_8103602_200881828 | 331.5 | bal_1P_1/0AA | 8103602 | no | no |  |  | no |  |  | 0 | 0 | 0 | 0
oh_line_8103602_200881829 |  | AD | node_8103602_200881828 | node_8103602_200881829 | 284.349 | bal_1P_1/0AA | 8103602 | no | no |  |  | no |  |  | 0 | 0 | 0 | 0
oh_line_8103602_200881830 |  | AD | node_8103602_200881829 | node_8103602_200881830 | 289.57 | bal_1P_1/0AA | 8103602 | no | no |  |  | no |  |  | 0 | 0 | 0 | 0
oh_line_8103602_200881831 |  | AD | node_8103602_200881830 | node_8103602_200881831 | 294.263 | bal_1P_1/0AA | 8103602 | no | no |  |  | no |  |  | 0 | 0 | 0 | 0
oh_line_8103602_200881832 |  | AD | node_8103602_200881831 | node_8103602_200881832 | 268.838 | bal_1P_1/0AA | 8103602 | no | no |  |  | no |  |  | 0 | 0 | 0 | 0
oh_line_8103602_200881840 |  | AD | node_8103602_200881384 | node_8103602_200881840 | 153.611 | bal_1P_4CU | 8103602 | no | no |  |  | no |  |  | 0 | 0 | 0 | 0
oh_line_8103602_200881841 |  | AD | node_8103602_200881854 | node_8103602_200881841 | 449.777 | bal_1P_4ACW | 8103602 | no | no |  |  | no |  |  | 0 | 0 | 0 | 0
oh_line_8103602_200881843 |  | AD | node_8103602_200881841 | node_8103602_200881843 | 306.369 | bal_1P_1/0AA | 8103602 | no | no |  |  | no |  |  | 0 | 0 | 0 | 0
oh_line_8103602_200881844 |  | AD | node_8103602_200881841 | node_8103602_200881844 | 439.136 | bal_1P_4ACW | 8103602 | no | no |  |  | no |  |  | 0 | 0 | 0 | 0
oh_line_8103602_200881845 |  | AD | node_8103602_200881840 | node_intto1_8103602_200881845 | 204.982 | bal_1P_4CU | 8103602 | no | no |  |  | no |  |  | 0 | 0 | 0 | 0
oh_line_8103602_200881846 |  | AD | node_8103602_200881845 | node_8103602_200881846 | 405.688 | bal_1P_2AC | 8103602 | no | no |  |  | no |  |  | 0 | 0 | 0 | 0
oh_line_8103602_200881847 |  | AD | node_8103602_200881846 | node_8103602_200881847 | 371.375 | bal_1P_2AC | 8103602 | no | no |  |  | no |  |  | 0 | 0 | 0 | 0
oh_line_8103602_200881848 |  | AD | node_8103602_200881847 | node_intto1_8103602_200881848 | 458.992 | bal_1P_2AC | 8103602 | no | no |  |  | no |  |  | 0 | 0 | 0 | 0
oh_line_8103602_200881849 |  | AD | node_8103602_200881848 | node_8103602_200881849 | 412.774 | bal_1P_2AC | 8103602 | no | no |  |  | no |  |  | 0 | 0 | 0 | 0
oh_line_8103602_200881851 |  | AD | node_8103602_200881848 | node_8103602_200881851 | 311.861 | bal_1P_4ACW | 8103602 | no | no |  |  | no |  |  | 0 | 0 | 0 | 0
oh_line_8103602_200881852 |  | AD | node_8103602_200881851 | node_8103602_200881852 | 370.02 | bal_1P_4ACW | 8103602 | no | no |  |  | no |  |  | 0 | 0 | 0 | 0
oh_line_8103602_200881853 |  | AD | node_8103602_200881852 | node_8103602_200881853 | 489.208 | bal_1P_4ACW | 8103602 | no | no |  |  | no |  |  | 0 | 0 | 0 | 0
oh_line_8103602_200881854 |  | AD | node_8103602_200881853 | node_8103602_200881854 | 493.002 | bal_1P_4ACW | 8103602 | no | no |  |  | no |  |  | 0 | 0 | 0 | 0
oh_line_8103602_200881886 |  | AD | node_8103602_200876092 | node_8103602_200881886 | 203.675 | bal_1P_2AC | 8103602 | no | no |  |  | no |  |  | 0 | 0 | 0 | 0
oh_line_8103602_200881887 |  | AD | node_8103602_200881886 | node_8103602_200881887 | 366.569 | bal_1P_1/0AC | 8103602 | no | no |  |  | no |  |  | 0 | 0 | 0 | 0
oh_line_8103602_200881888 |  | AD | node_8103602_200881887 | node_8103602_200881888 | 322.125 | bal_1P_1/0AC | 8103602 | no | no |  |  | no |  |  | 0 | 0 | 0 | 0
oh_line_8103602_200881890 |  | AD | node_8103602_200881886 | node_8103602_200881890 | 144.655 | bal_1P_2AC | 8103602 | no | no |  |  | no |  |  | 0 | 0 | 0 | 0
oh_line_8103602_200881891 |  | AD | node_8103602_200881890 | node_8103602_200881891 | 344.24 | bal_1P_2AC | 8103602 | no | no |  |  | no |  |  | 0 | 0 | 0 | 0
oh_line_8103602_200881892 |  | AD | node_8103602_200881891 | node_8103602_200881892 | 208.812 | bal_1P_2AC | 8103602 | no | no |  |  | no |  |  | 0 | 0 | 0 | 0
oh_line_8103602_200881893 |  | AD | node_8103602_200881892 | node_8103602_200881893 | 102.582 | bal_1P_2AC | 8103602 | no | no |  |  | no |  |  | 0 | 0 | 0 | 0
oh_line_8103602_200881896 |  | AD | node_8103602_200881891 | node_8103602_200881896 | 316.716 | bal_1P_2AC | 8103602 | no | no |  |  | no |  |  | 0 | 0 | 0 | 0
oh_line_8103602_200881897 |  | AD | node_8103602_200881896 | node_8103602_200881897 | 299.437 | bal_1P_2AC | 8103602 | no | no |  |  | no |  |  | 0 | 0 | 0 | 0
oh_line_8103602_200881898 |  | AD | node_8103602_312120308 | node_8103602_200881898 | 168.605 | bal_1P_2AC | 8103602 | no | no |  |  | no |  |  | 0 | 0 | 0 | 0
oh_line_8103602_200881904 |  | AD | node_8103602_200881898 | node_8103602_200881904 | 268.257 | bal_1P_2AC | 8103602 | no | no |  |  | no |  |  | 0 | 0 | 0 | 0
oh_line_8103602_200881906 |  | AD | node_8103602_200881904 | node_8103602_200881906 | 291.071 | bal_1P_2AC | 8103602 | no | no |  |  | no |  |  | 0 | 0 | 0 | 0
oh_line_8103602_200881908 |  | AD | node_8103602_200881906 | node_8103602_200881908 | 311.617 | bal_1P_2AC | 8103602 | no | no |  |  | no |  |  | 0 | 0 | 0 | 0
oh_line_8103602_200881910 |  | AD | node_8103602_200881908 | node_intto1_8103602_200881910 | 249.174 | bal_1P_2AC | 8103602 | no | no |  |  | no |  |  | 0 | 0 | 0 | 0
oh_line_8103602_200881911 |  | AD | node_8103602_200881910 | node_8103602_200881911 | 225.725 | bal_1P_2AC | 8103602 | no | no |  |  | no |  |  | 0 | 0 | 0 | 0
oh_line_8103602_200881912 |  | AD | node_8103602_200881911 | node_8103602_200881912 | 220.12 | bal_1P_2AC | 8103602 | no | no |  |  | no |  |  | 0 | 0 | 0 | 0
oh_line_8103602_200881913 |  | AD | node_8103602_200881912 | node_8103602_200881913 | 378.291 | bal_1P_2AC | 8103602 | no | no |  |  | no |  |  | 0 | 0 | 0 | 0
oh_line_8103602_200881914 |  | AD | node_8103602_200881913 | node_8103602_200881914 | 367.033 | bal_1P_2AC | 8103602 | no | no |  |  | no |  |  | 0 | 0 | 0 | 0
oh_line_8103602_200881915 |  | AD | node_8103602_200881912 | node_8103602_200881915 | 79.8 | bal_1P_1/0AC | 8103602 | no | no |  |  | no |  |  | 0 | 0 | 0 | 0
oh_line_8103602_200881916 |  | AD | node_8103602_200881915 | node_8103602_200881916 | 218.138 | bal_1P_1/0AC | 8103602 | no | no |  |  | no |  |  | 0 | 0 | 0 | 0
oh_line_8103602_200881918 |  | AD | node_8103602_200881916 | node_8103602_200881918 | 189.384 | bal_1P_1/0AC | 8103602 | no | no |  |  | no |  |  | 0 | 0 | 0 | 0
oh_line_8103602_200882006 |  | AD | node_8103602_200882018 | node_8103602_200882006 | 199.59 | bal_1P_1/0AA | 8103602 | no | no |  |  | no |  |  | 0 | 0 | 0 | 0
oh_line_8103602_200882007 |  | AD | node_8103602_200881752 | node_8103602_200882007 | 147.24 | bal_1P_2AC | 8103602 | no | no |  |  | no |  |  | 0 | 0 | 0 | 0
oh_line_8103602_200882008 |  | AD | node_8103602_200882030 | node_8103602_200882008 | 325.344 | bal_1P_1/0AA | 8103602 | no | no |  |  | no |  |  | 0 | 0 | 0 | 0
oh_line_8103602_200882009 |  | AD | node_8103602_200882008 | node_8103602_200882009 | 327.991 | bal_1P_1/0AA | 8103602 | no | no |  |  | no |  |  | 0 | 0 | 0 | 0
oh_line_8103602_200882010 |  | AD | node_8103602_200882009 | node_8103602_200882010 | 288.733 | bal_1P_1/0AA | 8103602 | no | no |  |  | no |  |  | 0 | 0 | 0 | 0
oh_line_8103602_200882011 |  | AD | node_8103602_200882010 | node_8103602_200882011 | 271.101 | bal_1P_1/0AA | 8103602 | no | no |  |  | no |  |  | 0 | 0 | 0 | 0
oh_line_8103602_200882012 |  | AD | node_8103602_200882011 | node_8103602_200882012 | 333.132 | bal_1P_1/0AA | 8103602 | no | no |  |  | no |  |  | 0 | 0 | 0 | 0
oh_line_8103602_200882013 |  | AD | node_8103602_200882012 | node_8103602_200882013 | 326.884 | bal_1P_1/0AA | 8103602 | no | no |  |  | no |  |  | 0 | 0 | 0 | 0
oh_line_8103602_200882015 |  | AD | node_8103602_200882013 | node_8103602_200882015 | 331.213 | bal_1P_1/0AA | 8103602 | no | no |  |  | no |  |  | 0 | 0 | 0 | 0
oh_line_8103602_200882016 |  | AD | node_8103602_200882015 | node_8103602_200882016 | 333.709 | bal_1P_1/0AA | 8103602 | no | no |  |  | no |  |  | 0 | 0 | 0 | 0
oh_line_8103602_200882017 |  | AD | node_8103602_200882016 | node_8103602_200882017 | 329.263 | bal_1P_1/0AA | 8103602 | no | no |  |  | no |  |  | 0 | 0 | 0 | 0
oh_line_8103602_200882018 |  | AD | node_8103602_200882017 | node_8103602_200882018 | 253.538 | bal_1P_1/0AA | 8103602 | no | no |  |  | no |  |  | 0 | 0 | 0 | 0
oh_line_8103602_200882020 |  | AD | node_8103602_200882007 | node_intto1_8103602_200882020 | 270.406 | bal_1P_1/0AC | 8103602 | no | no |  |  | no |  |  | 0 | 0 | 0 | 0
oh_line_8103602_200882021 |  | AD | node_8103602_200882018 | node_8103602_200882021 | 257.563 | bal_1P_1/0AA | 8103602 | no | no |  |  | no |  |  | 0 | 0 | 0 | 0
oh_line_8103602_200882022 |  | AD | node_8103602_200882021 | node_8103602_200882022 | 256.129 | bal_1P_1/0AA | 8103602 | no | no |  |  | no |  |  | 0 | 0 | 0 | 0
oh_line_8103602_200882023 |  | AD | node_8103602_200882020 | node_8103602_200882023 | 275.328 | bal_1P_1/0AC | 8103602 | no | no |  |  | no |  |  | 0 | 0 | 0 | 0
oh_line_8103602_200882024 |  | AD | node_8103602_200882023 | node_8103602_200882024 | 444.822 | bal_1P_1/0AC | 8103602 | no | no |  |  | no |  |  | 0 | 0 | 0 | 0
oh_line_8103602_200882025 |  | AD | node_8103602_200882024 | node_8103602_200882025 | 298.217 | bal_1P_1/0AC | 8103602 | no | no |  |  | no |  |  | 0 | 0 | 0 | 0
oh_line_8103602_200882026 |  | AD | node_8103602_200882025 | node_8103602_200882026 | 302.858 | bal_1P_1/0AC | 8103602 | no | no |  |  | no |  |  | 0 | 0 | 0 | 0
oh_line_8103602_200882027 |  | AD | node_8103602_200882025 | node_8103602_200882027 | 393.091 | bal_1P_1/0AC | 8103602 | no | no |  |  | no |  |  | 0 | 0 | 0 | 0
oh_line_8103602_200882028 |  | AD | node_8103602_200882027 | node_8103602_200882028 | 322.154 | bal_1P_1/0AC | 8103602 | no | no |  |  | no |  |  | 0 | 0 | 0 | 0
oh_line_8103602_200882029 |  | AD | node_8103602_200882028 | node_8103602_200882029 | 150.463 | bal_1P_1/0AC | 8103602 | no | no |  |  | no |  |  | 0 | 0 | 0 | 0
oh_line_8103602_200882030 |  | AD | node_8103602_200882029 | node_intto1_8103602_200882030 | 318.393 | bal_1P_1/0AC | 8103602 | no | no |  |  | no |  |  | 0 | 0 | 0 | 0
oh_line_8103602_200882031 |  | ABCD | node_8103602_200882033 | node_8103602_200882031 | 67.227 | bal_3P_4/0AC | 8103602 | no | no |  |  | no |  |  | 0 | 0 | 0 | 0
oh_line_8103602_200882032 |  | ABCD | node_8103602_200882031 | node_intto1_8103602_200882032 | 617.895 | bal_3P_4/0AC | 8103602 | no | no |  |  | no |  |  | 0 | 0 | 0 | 0
oh_line_8103602_200882033 |  | ABCD | node_8103602_200961738 | node_8103602_200882033 | 82.731 | bal_3P_4/0AA | 8103602 | no | no |  |  | no |  |  | 0 | 0 | 0 | 0
oh_line_8103602_200882034 |  | ABCD | node_8103602_200882032 | node_8103602_200882034 | 169.599 | bal_3P_4/0AC | 8103602 | no | no |  |  | no |  |  | 0 | 0 | 0 | 0
oh_line_8103602_200882117 |  | AD | node_8103602_200881908 | node_intto1_8103602_200882117 | 120.182 | bal_1P_2AC | 8103602 | no | no |  |  | no |  |  | 0 | 0 | 0 | 0
oh_line_8103602_200882118 |  | AD | node_8103602_200882117 | node_8103602_200882118 | 260.179 | bal_1P_2AC | 8103602 | no | no |  |  | no |  |  | 0 | 0 | 0 | 0
oh_line_8103602_200882119 |  | AD | node_8103602_200882146 | node_8103602_200882119 | 248.565 | bal_1P_2AC | 8103602 | no | no |  |  | no |  |  | 0 | 0 | 0 | 0
oh_line_8103602_200882120 |  | AD | node_8103602_200882119 | node_8103602_200882120 | 244.45 | bal_1P_2AC | 8103602 | no | no |  |  | no |  |  | 0 | 0 | 0 | 0
oh_line_8103602_200882121 |  | AD | node_8103602_200882120 | node_8103602_200882121 | 202.047 | bal_1P_2AC | 8103602 | no | no |  |  | no |  |  | 0 | 0 | 0 | 0
oh_line_8103602_200882125 |  | AD | node_8103602_200882121 | node_8103602_200882125 | 364.593 | bal_1P_2AC | 8103602 | no | no |  |  | no |  |  | 0 | 0 | 0 | 0
oh_line_8103602_200882126 |  | AD | node_8103602_200882125 | node_8103602_200882126 | 222.257 | bal_1P_2AC | 8103602 | no | no |  |  | no |  |  | 0 | 0 | 0 | 0
oh_line_8103602_200882127 |  | AD | node_8103602_200882126 | node_8103602_200882127 | 272.686 | bal_1P_2AC | 8103602 | no | no |  |  | no |  |  | 0 | 0 | 0 | 0
oh_line_8103602_200882128 |  | AD | node_8103602_200882125 | node_8103602_200882128 | 134.538 | bal_1P_2AC | 8103602 | no | no |  |  | no |  |  | 0 | 0 | 0 | 0
oh_line_8103602_200882129 |  | AD | node_8103602_200882128 | node_8103602_200882129 | 224.59 | bal_1P_2AC | 8103602 | no | no |  |  | no |  |  | 0 | 0 | 0 | 0
oh_line_8103602_200882135 |  | AD | node_8103602_200882118 | node_8103602_200882135 | 412.143 | bal_1P_2AC | 8103602 | no | no |  |  | no |  |  | 0 | 0 | 0 | 0
oh_line_8103602_200882136 |  | AD | node_8103602_200882135 | node_8103602_200882136 | 545.628 | bal_1P_2AC | 8103602 | no | no |  |  | no |  |  | 0 | 0 | 0 | 0
oh_line_8103602_200882138 |  | AD | node_8103602_200882136 | node_8103602_200882138 | 407.162 | bal_1P_2AC | 8103602 | no | no |  |  | no |  |  | 0 | 0 | 0 | 0
oh_line_8103602_200882140 |  | AD | node_8103602_200882138 | node_8103602_200882140 | 412.782 | bal_1P_2AC | 8103602 | no | no |  |  | no |  |  | 0 | 0 | 0 | 0
oh_line_8103602_200882141 |  | AD | node_8103602_200882140 | node_8103602_200882141 | 161.444 | bal_1P_2AC | 8103602 | no | no |  |  | no |  |  | 0 | 0 | 0 | 0
oh_line_8103602_200882142 |  | AD | node_8103602_200882141 | node_8103602_200882142 | 214.137 | bal_1P_2AC | 8103602 | no | no |  |  | no |  |  | 0 | 0 | 0 | 0
oh_line_8103602_200882143 |  | AD | node_8103602_200882142 | node_8103602_200882143 | 342.73 | bal_1P_2AC | 8103602 | no | no |  |  | no |  |  | 0 | 0 | 0 | 0
oh_line_8103602_200882144 |  | AD | node_8103602_200882143 | node_8103602_200882144 | 340.655 | bal_1P_2AC | 8103602 | no | no |  |  | no |  |  | 0 | 0 | 0 | 0
oh_line_8103602_200882145 |  | AD | node_8103602_200882144 | node_8103602_200882145 | 173.155 | bal_1P_2AC | 8103602 | no | no |  |  | no |  |  | 0 | 0 | 0 | 0
oh_line_8103602_200882146 |  | AD | node_8103602_200882145 | node_8103602_200882146 | 290.708 | bal_1P_2AC | 8103602 | no | no |  |  | no |  |  | 0 | 0 | 0 | 0
oh_line_8103602_200882155 |  | AD | node_8103602_200881607 | node_8103602_200882155 | 72.656 | bal_1P_2AC | 8103602 | no | no |  |  | no |  |  | 0 | 0 | 0 | 0
oh_line_8103602_200882156 |  | AD | node_8103602_200882168 | node_8103602_200882156 | 317.29 | bal_1P_2AC | 8103602 | no | no |  |  | no |  |  | 0 | 0 | 0 | 0
oh_line_8103602_200882157 |  | AD | node_8103602_200882156 | node_8103602_200882157 | 348.544 | bal_1P_2AC | 8103602 | no | no |  |  | no |  |  | 0 | 0 | 0 | 0
oh_line_8103602_200882158 |  | AD | node_8103602_200882157 | node_8103602_200882158 | 296.199 | bal_1P_2AC | 8103602 | no | no |  |  | no |  |  | 0 | 0 | 0 | 0
oh_line_8103602_200882161 |  | AD | node_8103602_200882155 | node_intto1_8103602_200882161 | 204.73 | bal_1P_2AC | 8103602 | no | no |  |  | no |  |  | 0 | 0 | 0 | 0
oh_line_8103602_200882162 |  | AD | node_8103602_200882161 | node_8103602_200882162 | 235.627 | bal_1P_2AC | 8103602 | no | no |  |  | no |  |  | 0 | 0 | 0 | 0
oh_line_8103602_200882163 |  | AD | node_8103602_200882162 | node_8103602_200882163 | 347.561 | bal_1P_2AC | 8103602 | no | no |  |  | no |  |  | 0 | 0 | 0 | 0
oh_line_8103602_200882164 |  | AD | node_8103602_200882163 | node_8103602_200882164 | 372.661 | bal_1P_2AC | 8103602 | no | no |  |  | no |  |  | 0 | 0 | 0 | 0
oh_line_8103602_200882165 |  | AD | node_8103602_200882164 | node_8103602_200882165 | 318.991 | bal_1P_2AC | 8103602 | no | no |  |  | no |  |  | 0 | 0 | 0 | 0
oh_line_8103602_200882166 |  | AD | node_8103602_200882165 | node_8103602_200882166 | 313.052 | bal_1P_2AC | 8103602 | no | no |  |  | no |  |  | 0 | 0 | 0 | 0
oh_line_8103602_200882167 |  | AD | node_8103602_200882166 | node_8103602_200882167 | 324.304 | bal_1P_2AC | 8103602 | no | no |  |  | no |  |  | 0 | 0 | 0 | 0
oh_line_8103602_200882168 |  | AD | node_8103602_200882167 | node_8103602_200882168 | 315.62 | bal_1P_2AC | 8103602 | no | no |  |  | no |  |  | 0 | 0 | 0 | 0
oh_line_8103602_200882171 |  | AD | node_8103602_200881257 | node_8103602_200882171 | 110.401 | bal_1P_1/0AC | 8103602 | no | no |  |  | no |  |  | 0 | 0 | 0 | 0
oh_line_8103602_200882172 |  | AD | node_8103602_200882171 | node_intto1_8103602_200882172 | 447.76 | bal_1P_2AC | 8103602 | no | no |  |  | no |  |  | 0 | 0 | 0 | 0
oh_line_8103602_200882174 |  | AD | node_8103602_200882172 | node_8103602_200882174 | 329.42 | bal_1P_2AC | 8103602 | no | no |  |  | no |  |  | 0 | 0 | 0 | 0
oh_line_8103602_200882175 |  | AD | node_8103602_200882174 | node_8103602_200882175 | 305.882 | bal_1P_2AC | 8103602 | no | no |  |  | no |  |  | 0 | 0 | 0 | 0
oh_line_8103602_200882176 |  | AD | node_8103602_200882175 | node_8103602_200882176 | 301.06 | bal_1P_2AC | 8103602 | no | no |  |  | no |  |  | 0 | 0 | 0 | 0
oh_line_8103602_200882177 |  | AD | node_8103602_200882176 | node_intto1_8103602_200882177 | 357.601 | bal_1P_2AC | 8103602 | no | no |  |  | no |  |  | 0 | 0 | 0 | 0
oh_line_8103602_200882178 |  | AD | node_8103602_200882176 | node_8103602_200882178 | 152.615 | bal_1P_2AC | 8103602 | no | no |  |  | no |  |  | 0 | 0 | 0 | 0
oh_line_8103602_200882179 |  | AD | node_8103602_200882178 | node_8103602_200882179 | 258.45 | bal_1P_2AC | 8103602 | no | no |  |  | no |  |  | 0 | 0 | 0 | 0
oh_line_8103602_200882181 |  | AD | node_8103602_200882179 | node_8103602_200882181 | 248.26 | bal_1P_2AC | 8103602 | no | no |  |  | no |  |  | 0 | 0 | 0 | 0
oh_line_8103602_200882182 |  | AD | node_8103602_200882181 | node_8103602_200882182 | 204.11 | bal_1P_1/0AA | 8103602 | no | no |  |  | no |  |  | 0 | 0 | 0 | 0
oh_line_8103602_200882183 |  | AD | node_8103602_200882181 | node_8103602_200882183 | 170.221 | bal_1P_2AC | 8103602 | no | no |  |  | no |  |  | 0 | 0 | 0 | 0
oh_line_8103602_200882184 |  | AD | node_8103602_200882183 | node_8103602_200882184 | 153.314 | bal_1P_2AC | 8103602 | no | no |  |  | no |  |  | 0 | 0 | 0 | 0
oh_line_8103602_200882185 |  | AD | node_8103602_200882184 | node_8103602_200882185 | 253.135 | bal_1P_2AC | 8103602 | no | no |  |  | no |  |  | 0 | 0 | 0 | 0
oh_line_8103602_200882186 |  | AD | node_8103602_200882185 | node_8103602_200882186 | 297.493 | bal_1P_1/0AA | 8103602 | no | no |  |  | no |  |  | 0 | 0 | 0 | 0
oh_line_8103602_200882187 |  | AD | node_8103602_200881749 | node_intto1_8103602_200882187 | 357.64 | bal_1P_2AC | 8103602 | no | no |  |  | no |  |  | 0 | 0 | 0 | 0
oh_line_8103602_200882188 |  | AD | node_8103602_200882187 | node_8103602_200882188 | 259.842 | bal_1P_2AC | 8103602 | no | no |  |  | no |  |  | 0 | 0 | 0 | 0
oh_line_8103602_200882189 |  | AD | node_8103602_200882188 | node_8103602_200882189 | 149.645 | bal_1P_2AC | 8103602 | no | no |  |  | no |  |  | 0 | 0 | 0 | 0
oh_line_8103602_200882190 |  | AD | node_8103602_200882189 | node_8103602_200882190 | 413.799 | bal_1P_2AC | 8103602 | no | no |  |  | no |  |  | 0 | 0 | 0 | 0
oh_line_8103602_200882191 |  | AD | node_8103602_200882190 | node_8103602_200882191 | 272.284 | bal_1P_2AC | 8103602 | no | no |  |  | no |  |  | 0 | 0 | 0 | 0
oh_line_8103602_200882193 |  | AD | node_8103602_200882191 | node_8103602_200882193 | 249.659 | bal_1P_2AC | 8103602 | no | no |  |  | no |  |  | 0 | 0 | 0 | 0
oh_line_8103602_200882194 |  | AD | node_8103602_200882193 | node_8103602_200882194 | 159.504 | bal_1P_2AC | 8103602 | no | no |  |  | no |  |  | 0 | 0 | 0 | 0
oh_line_8103602_200882284 |  | AD | node_8103602_200881832 | node_8103602_200882284 | 249.048 | bal_1P_1/0AA | 8103602 | no | no |  |  | no |  |  | 0 | 0 | 0 | 0
oh_line_8103602_200882285 |  | AD | node_8103602_200882284 | node_8103602_200882285 | 246.324 | bal_1P_1/0AA | 8103602 | no | no |  |  | no |  |  | 0 | 0 | 0 | 0
oh_line_8103602_200882286 |  | AD | node_8103602_200882287 | node_8103602_200882286 | 231.14 | bal_1P_1/0AA | 8103602 | no | no |  |  | no |  |  | 0 | 0 | 0 | 0
oh_line_8103602_200882287 |  | AD | node_8103602_200882285 | node_8103602_200882287 | 328.637 | bal_1P_1/0AA | 8103602 | no | no |  |  | no |  |  | 0 | 0 | 0 | 0
oh_line_8103602_200882288 |  | AD | node_8103602_200882287 | node_8103602_200882288 | 317.914 | bal_1P_1/0AA | 8103602 | no | no |  |  | no |  |  | 0 | 0 | 0 | 0
oh_line_8103602_200882289 |  | AD | node_8103602_200882288 | node_8103602_200882289 | 326.418 | bal_1P_1/0AA | 8103602 | no | no |  |  | no |  |  | 0 | 0 | 0 | 0
oh_line_8103602_200882290 |  | AD | node_8103602_200882289 | node_8103602_200882290 | 331.492 | bal_1P_1/0AA | 8103602 | no | no |  |  | no |  |  | 0 | 0 | 0 | 0
oh_line_8103602_200882291 |  | AD | node_8103602_200882290 | node_8103602_200882291 | 306.797 | bal_1P_1/0AA | 8103602 | no | no |  |  | no |  |  | 0 | 0 | 0 | 0
oh_line_8103602_200882292 |  | AD | node_8103602_200881767 | node_8103602_200882292 | 330.558 | bal_1P_1/0AA | 8103602 | no | no |  |  | no |  |  | 0 | 0 | 0 | 0
oh_line_8103602_200882293 |  | AD | node_8103602_200882308 | node_8103602_200882293 | 323.184 | bal_1P_1/0AA | 8103602 | no | no |  |  | no |  |  | 0 | 0 | 0 | 0
oh_line_8103602_200882294 |  | AD | node_8103602_200882293 | node_8103602_200882294 | 334.024 | bal_1P_1/0AA | 8103602 | no | no |  |  | no |  |  | 0 | 0 | 0 | 0
oh_line_8103602_200882295 |  | AD | node_8103602_200882294 | node_8103602_200882295 | 317.494 | bal_1P_1/0AA | 8103602 | no | no |  |  | no |  |  | 0 | 0 | 0 | 0
oh_line_8103602_200882296 |  | AD | node_8103602_200882295 | node_8103602_200882296 | 299.994 | bal_1P_1/0AA | 8103602 | no | no |  |  | no |  |  | 0 | 0 | 0 | 0
oh_line_8103602_200882297 |  | AD | node_8103602_200882296 | node_8103602_200882297 | 284.861 | bal_1P_1/0AA | 8103602 | no | no |  |  | no |  |  | 0 | 0 | 0 | 0
oh_line_8103602_200882298 |  | AD | node_8103602_200882297 | node_8103602_200882298 | 300.111 | bal_1P_1/0AA | 8103602 | no | no |  |  | no |  |  | 0 | 0 | 0 | 0
oh_line_8103602_200882299 |  | AD | node_8103602_200882298 | node_8103602_200882299 | 296.901 | bal_1P_1/0AA | 8103602 | no | no |  |  | no |  |  | 0 | 0 | 0 | 0
oh_line_8103602_200882300 |  | AD | node_8103602_200882299 | node_8103602_200882300 | 295.182 | bal_1P_1/0AA | 8103602 | no | no |  |  | no |  |  | 0 | 0 | 0 | 0
oh_line_8103602_200882301 |  | AD | node_8103602_200882292 | node_intto1_8103602_200882301 | 318.156 | bal_1P_1/0AA | 8103602 | no | no |  |  | no |  |  | 0 | 0 | 0 | 0
oh_line_8103602_200882302 |  | AD | node_8103602_200882301 | node_8103602_200882302 | 309.957 | bal_1P_1/0AA | 8103602 | no | no |  |  | no |  |  | 0 | 0 | 0 | 0
oh_line_8103602_200882303 |  | AD | node_8103602_200882302 | node_8103602_200882303 | 308.068 | bal_1P_1/0AA | 8103602 | no | no |  |  | no |  |  | 0 | 0 | 0 | 0
oh_line_8103602_200882304 |  | AD | node_8103602_200882303 | node_8103602_200882304 | 313.77 | bal_1P_1/0AA | 8103602 | no | no |  |  | no |  |  | 0 | 0 | 0 | 0
oh_line_8103602_200882305 |  | AD | node_8103602_200882304 | node_8103602_200882305 | 230.308 | bal_1P_1/0AA | 8103602 | no | no |  |  | no |  |  | 0 | 0 | 0 | 0
oh_line_8103602_200882306 |  | AD | node_8103602_200882305 | node_8103602_200882306 | 234.736 | bal_1P_1/0AA | 8103602 | no | no |  |  | no |  |  | 0 | 0 | 0 | 0
oh_line_8103602_200882307 |  | AD | node_8103602_200882306 | node_8103602_200882307 | 285.421 | bal_1P_1/0AA | 8103602 | no | no |  |  | no |  |  | 0 | 0 | 0 | 0
oh_line_8103602_200882308 |  | AD | node_8103602_200882307 | node_8103602_200882308 | 276.95 | bal_1P_1/0AA | 8103602 | no | no |  |  | no |  |  | 0 | 0 | 0 | 0
oh_line_8103602_200882309 |  | AD | node_8103602_200882316 | node_intto1_8103602_200882309 | 166.806 | bal_1P_1/0AA | 8103602 | no | no |  |  | no |  |  | 0 | 0 | 0 | 0
oh_line_8103602_200882310 |  | AD | node_8103602_200882309 | node_8103602_200882310 | 331.394 | bal_1P_1/0AA | 8103602 | no | no |  |  | no |  |  | 0 | 0 | 0 | 0
oh_line_8103602_200882311 |  | AD | node_8103602_200882310 | node_8103602_200882311 | 228.805 | bal_1P_1/0AA | 8103602 | no | no |  |  | no |  |  | 0 | 0 | 0 | 0
oh_line_8103602_200882312 |  | AD | node_8103602_312033747 | node_8103602_200882312 | 143.706 | bal_1P_1/0AA | 8103602 | no | no |  |  | no |  |  | 0 | 0 | 0 | 0
oh_line_8103602_200882313 |  | AD | node_8103602_200881767 | node_8103602_200882313 | 271.648 | bal_1P_1/0AA | 8103602 | no | no |  |  | no |  |  | 0 | 0 | 0 | 0
oh_line_8103602_200882314 |  | AD | node_8103602_200882313 | node_8103602_200882314 | 268.916 | bal_1P_1/0AA | 8103602 | no | no |  |  | no |  |  | 0 | 0 | 0 | 0
oh_line_8103602_200882315 |  | AD | node_8103602_200882314 | node_8103602_200882315 | 307.318 | bal_1P_1/0AA | 8103602 | no | no |  |  | no |  |  | 0 | 0 | 0 | 0
oh_line_8103602_200882316 |  | AD | node_8103602_200882315 | node_8103602_200882316 | 322.412 | bal_1P_1/0AA | 8103602 | no | no |  |  | no |  |  | 0 | 0 | 0 | 0
oh_line_8103602_200882317 |  | ABCD | node_8103602_200881366 | node_8103602_200882317 | 170.89 | bal_3P_1/0AC | 8103602 | no | no |  |  | no |  |  | 0 | 0 | 0 | 0
oh_line_8103602_200882318 |  | ABCD | node_8103602_200882317 | node_8103602_200882318 | 135.07 | bal_3P_1/0AC | 8103602 | no | no |  |  | no |  |  | 0 | 0 | 0 | 0
oh_line_8103602_200882319 |  | ABCD | node_8103602_200882318 | node_8103602_200882319 | 118.639 | bal_3P_1/0AC | 8103602 | no | no |  |  | no |  |  | 0 | 0 | 0 | 0
oh_line_8103602_200882320 |  | ABCD | node_8103602_200882319 | node_8103602_200882320 | 110.642 | bal_3P_1/0AC | 8103602 | no | no |  |  | no |  |  | 0 | 0 | 0 | 0
oh_line_8103602_200882325 |  | AD | node_8103602_200982796 | node_8103602_200882325 | 235.021 | bal_1P_1/0AA | 8103602 | no | no |  |  | no |  |  | 0 | 0 | 0 | 0
oh_line_8103602_200882327 |  | AD | node_8103602_200882325 | node_8103602_200882327 | 91.614 | bal_1P_1/0AA | 8103602 | no | no |  |  | no |  |  | 0 | 0 | 0 | 0
oh_line_8103602_200882328 |  | AD | node_8103602_200882327 | node_8103602_200882328 | 181.724 | bal_1P_1/0AA | 8103602 | no | no |  |  | no |  |  | 0 | 0 | 0 | 0
oh_line_8103602_200882329 |  | AD | node_8103602_200882328 | node_8103602_200882329 | 233.44 | bal_1P_1/0AA | 8103602 | no | no |  |  | no |  |  | 0 | 0 | 0 | 0
oh_line_8103602_200882330 |  | AD | node_8103602_200882325 | node_8103602_200882330 | 290.817 | bal_1P_1/0AA | 8103602 | no | no |  |  | no |  |  | 0 | 0 | 0 | 0
oh_line_8103602_200882331 |  | AD | node_8103602_200882330 | node_8103602_200882331 | 202.143 | bal_1P_1/0AA | 8103602 | no | no |  |  | no |  |  | 0 | 0 | 0 | 0
oh_line_8103602_200882332 |  | AD | node_8103602_200882331 | node_8103602_200882332 | 191.797 | bal_1P_1/0AA | 8103602 | no | no |  |  | no |  |  | 0 | 0 | 0 | 0
oh_line_8103602_200909316 |  | AD | node_8103602_200882186 | node_intto1_8103602_200909316 | 1626.878 | bal_1P_1/0AA | 8103602 | no | no |  |  | no |  |  | 0 | 0 | 0 | 0
oh_line_8103602_200909318 |  | ABCD | node_SOURCE_8103602 | node_8103602_200909318 | 31.944 | bal_3P_2/0CU | 8103602 | no | no |  |  | no |  |  | 0 | 0 | 0 | 0
oh_line_8103602_200911476 |  | AD | node_8103602_200875298 | node_8103602_200911476 | 366.383 | bal_1P_4CU | 8103602 | no | no |  |  | no |  |  | 0 | 0 | 0 | 0
oh_line_8103602_200940804 |  | AD | node_8103602_200845688 | node_8103602_200940804 | 335.468 | bal_1P_4AC | 8103602 | no | no |  |  | no |  |  | 0 | 0 | 0 | 0
oh_line_8103602_200951616 |  | AD | node_8103602_201026835 | node_8103602_200951616 | 322.222 | bal_1P_4AC | 8103602 | no | no |  |  | no |  |  | 0 | 0 | 0 | 0
oh_line_8103602_200957082 |  | AD | node_8103602_200957083 | node_8103602_200957082 | 323.836 | bal_1P_1/0AA | 8103602 | no | no |  |  | no |  |  | 0 | 0 | 0 | 0
oh_line_8103602_200957083 |  | AD | node_8103602_200957084 | node_8103602_200957083 | 310.584 | bal_1P_1/0AA | 8103602 | no | no |  |  | no |  |  | 0 | 0 | 0 | 0
oh_line_8103602_200957084 |  | AD | node_8103602_200957085 | node_8103602_200957084 | 296.66 | bal_1P_1/0AA | 8103602 | no | no |  |  | no |  |  | 0 | 0 | 0 | 0
oh_line_8103602_200957085 |  | AD | node_8103602_200957086 | node_8103602_200957085 | 336.784 | bal_1P_1/0AA | 8103602 | no | no |  |  | no |  |  | 0 | 0 | 0 | 0
oh_line_8103602_200957086 |  | AD | node_8103602_200957087 | node_8103602_200957086 | 306.083 | bal_1P_1/0AA | 8103602 | no | no |  |  | no |  |  | 0 | 0 | 0 | 0
oh_line_8103602_200957087 |  | AD | node_8103602_200957088 | node_8103602_200957087 | 190.663 | bal_1P_1/0AA | 8103602 | no | no |  |  | no |  |  | 0 | 0 | 0 | 0
oh_line_8103602_200957088 |  | AD | node_8103602_200957139 | node_8103602_200957088 | 243.702 | bal_1P_1/0AA | 8103602 | no | no |  |  | no |  |  | 0 | 0 | 0 | 0
oh_line_8103602_200957139 |  | AD | node_8103602_200957140 | node_8103602_200957139 | 266.058 | bal_1P_1/0AA | 8103602 | no | no |  |  | no |  |  | 0 | 0 | 0 | 0
oh_line_8103602_200957140 |  | AD | node_8103602_200957141 | node_8103602_200957140 | 255.301 | bal_1P_1/0AA | 8103602 | no | no |  |  | no |  |  | 0 | 0 | 0 | 0
oh_line_8103602_200957141 |  | AD | node_8103602_200957142 | node_8103602_200957141 | 319.956 | bal_1P_1/0AA | 8103602 | no | no |  |  | no |  |  | 0 | 0 | 0 | 0
oh_line_8103602_200957142 |  | AD | node_8103602_200957143 | node_8103602_200957142 | 257.004 | bal_1P_1/0AA | 8103602 | no | no |  |  | no |  |  | 0 | 0 | 0 | 0
oh_line_8103602_200957143 |  | AD | node_8103602_200957144 | node_8103602_200957143 | 268.473 | bal_1P_1/0AA | 8103602 | no | no |  |  | no |  |  | 0 | 0 | 0 | 0
oh_line_8103602_200957144 |  | AD | node_8103602_200957145 | node_8103602_200957144 | 300.503 | bal_1P_1/0AA | 8103602 | no | no |  |  | no |  |  | 0 | 0 | 0 | 0
oh_line_8103602_200957145 |  | AD | node_8103602_200957146 | node_8103602_200957145 | 241.85 | bal_1P_1/0AA | 8103602 | no | no |  |  | no |  |  | 0 | 0 | 0 | 0
oh_line_8103602_200957146 |  | AD | node_8103602_200957147 | node_8103602_200957146 | 369.231 | bal_1P_1/0AA | 8103602 | no | no |  |  | no |  |  | 0 | 0 | 0 | 0
oh_line_8103602_200957147 |  | AD | node_8103602_200957148 | node_8103602_200957147 | 291.068 | bal_1P_1/0AA | 8103602 | no | no |  |  | no |  |  | 0 | 0 | 0 | 0
oh_line_8103602_200957148 |  | AD | node_8103602_200957149 | node_8103602_200957148 | 368.606 | bal_1P_1/0AA | 8103602 | no | no |  |  | no |  |  | 0 | 0 | 0 | 0
oh_line_8103602_200957149 |  | AD | node_8103602_200957150 | node_8103602_200957149 | 345.125 | bal_1P_1/0AA | 8103602 | no | no |  |  | no |  |  | 0 | 0 | 0 | 0
oh_line_8103602_200957150 |  | AD | node_8103602_200957151 | node_8103602_200957150 | 287.003 | bal_1P_1/0AA | 8103602 | no | no |  |  | no |  |  | 0 | 0 | 0 | 0
oh_line_8103602_200957151 |  | AD | node_8103602_200957152 | node_8103602_200957151 | 278.223 | bal_1P_1/0AA | 8103602 | no | no |  |  | no |  |  | 0 | 0 | 0 | 0
oh_line_8103602_200957152 |  | AD | node_8103602_200957153 | node_intto1_8103602_200957152 | 271.053 | bal_1P_1/0AA | 8103602 | no | no |  |  | no |  |  | 0 | 0 | 0 | 0
oh_line_8103602_200957153 |  | AD | node_8103602_200881844 | node_8103602_200957153 | 244.652 | bal_1P_1/0AA | 8103602 | no | no |  |  | no |  |  | 0 | 0 | 0 | 0
oh_line_8103602_200959374 |  | AD | node_8103602_200881275 | node_8103602_200959374 | 32.772 | bal_1P_1/0AA | 8103602 | no | no |  |  | no |  |  | 0 | 0 | 0 | 0
oh_line_8103602_200961738 |  | ABCD | node_8103602_200909318 | node_8103602_200961738 | 61.899 | bal_3P_2/0CU | 8103602 | no | no |  |  | no |  |  | 0 | 0 | 0 | 0
oh_line_8103602_200968269 |  | AD | node_8103602_200845881 | node_8103602_200968269 | 164.552 | bal_1P_4AC | 8103602 | no | no |  |  | no |  |  | 0 | 0 | 0 | 0
oh_line_8103602_200969237 |  | AD | node_8103602_200881849 | node_8103602_200969237 | 517.008 | bal_1P_2AC | 8103602 | no | no |  |  | no |  |  | 0 | 0 | 0 | 0
oh_line_8103602_200971765 |  | AD | node_8103602_200845691 | node_8103602_200971765 | 306.049 | bal_1P_4AC | 8103602 | no | no |  |  | no |  |  | 0 | 0 | 0 | 0
oh_line_8103602_200978636 |  | AD | node_8103602_200881411 | node_8103602_200978636 | 130.627 | bal_1P_1/0AC | 8103602 | no | no |  |  | no |  |  | 0 | 0 | 0 | 0
oh_line_8103602_200978862 |  | AD | node_8103602_200881326 | node_8103602_200978862 | 234.599 | bal_1P_1/0AA | 8103602 | no | no |  |  | no |  |  | 0 | 0 | 0 | 0
oh_line_8103602_200978930 |  | AD | node_8103602_200874815 | node_8103602_200978930 | 509.606 | bal_1P_4AC | 8103602 | no | no |  |  | no |  |  | 0 | 0 | 0 | 0
oh_line_8103602_200978931 |  | AD | node_8103602_200978930 | node_8103602_200978931 | 463.948 | bal_1P_4AC | 8103602 | no | no |  |  | no |  |  | 0 | 0 | 0 | 0
oh_line_8103602_200980254 |  | AD | node_8103602_200875278 | node_8103602_200980254 | 324.483 | bal_1P_4CU | 8103602 | no | no |  |  | no |  |  | 0 | 0 | 0 | 0
oh_line_8103602_200982796 |  | ABCD | node_8103602_200882320 | node_8103602_200982796 | 112.067 | bal_3P_1/0AC | 8103602 | no | no |  |  | no |  |  | 0 | 0 | 0 | 0
oh_line_8103602_200985548 |  | AD | node_8103602_200845693 | node_8103602_200985548 | 363.055 | bal_1P_4AC | 8103602 | no | no |  |  | no |  |  | 0 | 0 | 0 | 0
oh_line_8103602_201004010 |  | AD | node_8103602_200881763 | node_8103602_201004010 | 478.541 | bal_1P_2AC | 8103602 | no | no |  |  | no |  |  | 0 | 0 | 0 | 0
oh_line_8103602_201007745 |  | AN | node_8103602_201010299 | node_intto1_8103602_201007745 | 1088.382 | bal_1P_DELTACUST | 8103602 | no | no |  |  | no |  |  | 0 | 0 | 0 | 0
oh_line_8103602_201010299 |  | AD | node_8103602_200875546 | node_8103602_201010299 | 156.658 | bal_1P_2AC | 8103602 | no | no |  |  | no |  |  | 0 | 0 | 0 | 0
oh_line_8103602_201011141 |  | AD | node_8103602_200881329 | node_8103602_201011141 | 228.572 | bal_1P_2AC | 8103602 | no | no |  |  | no |  |  | 0 | 0 | 0 | 0
oh_line_8103602_201014361 |  | AD | node_8103602_200875534 | node_8103602_201014361 | 235.437 | bal_1P_2AC | 8103602 | no | no |  |  | no |  |  | 0 | 0 | 0 | 0
oh_line_8103602_201018418 |  | AD | node_8103602_200875526 | node_8103602_201018418 | 99.423 | bal_1P_1/0AA | 8103602 | no | no |  |  | no |  |  | 0 | 0 | 0 | 0
oh_line_8103602_201019081 |  | ABCD | node_8103602_200881730 | node_8103602_201019081 | 273.117 | bal_3P_4/0AL | 8103602 | no | no |  |  | no |  |  | 0 | 0 | 0 | 0
oh_line_8103602_201020336 |  | AD | node_8103602_200881250 | node_8103602_201020336 | 248.815 | bal_1P_4CU | 8103602 | no | no |  |  | no |  |  | 0 | 0 | 0 | 0
oh_line_8103602_201022473 |  | AD | node_8103602_201022543 | node_8103602_201022473 | 460.291 | bal_1P_2AC | 8103602 | no | no |  |  | no |  |  | 0 | 0 | 0 | 0
oh_line_8103602_201022543 |  | AD | node_8103602_200881823 | node_intto1_8103602_201022543 | 455.094 | bal_1P_2AC | 8103602 | no | no |  |  | no |  |  | 0 | 0 | 0 | 0
oh_line_8103602_201026835 |  | AD | node_8103602_200845675 | node_8103602_201026835 | 341.48 | bal_1P_4AC | 8103602 | no | no |  |  | no |  |  | 0 | 0 | 0 | 0
oh_line_8103602_201046177 |  | AD | node_8103602_200882185 | node_8103602_201046177 | 551.418 | bal_1P_1/0AC | 8103602 | no | no |  |  | no |  |  | 0 | 0 | 0 | 0
oh_line_8103602_201046964 |  | AD | node_8103602_200881427 | node_8103602_201046964 | 154.306 | bal_1P_2AC | 8103602 | no | no |  |  | no |  |  | 0 | 0 | 0 | 0
oh_line_8103602_201046965 |  | AD | node_8103602_201046964 | node_8103602_201046965 | 448.115 | bal_1P_2AC | 8103602 | no | no |  |  | no |  |  | 0 | 0 | 0 | 0
oh_line_8103602_201047440 |  | AD | node_8103602_200876089 | node_8103602_201047440 | 293.877 | bal_1P_1/0AA | 8103602 | no | no |  |  | no |  |  | 0 | 0 | 0 | 0
oh_line_8103602_201047585 |  | AD | node_8103602_200909316 | node_8103602_201047585 | 597.007 | bal_1P_1/0AA | 8103602 | no | no |  |  | no |  |  | 0 | 0 | 0 | 0
oh_line_8103602_201051499 |  | AD | node_8103602_200875546 | node_intto1_8103602_201051499 | 452.876 | bal_1P_2AC | 8103602 | no | no |  |  | no |  |  | 0 | 0 | 0 | 0
oh_line_8103602_201060803 |  | AD | node_8103602_200845889 | node_8103602_201060803 | 368.733 | bal_1P_2AC | 8103602 | no | no |  |  | no |  |  | 0 | 0 | 0 | 0
oh_line_8103602_201064425 |  | ABCD | node_8103602_200881287 | node_8103602_201064425 | 120.848 | bal_3P_4/0AL | 8103602 | no | no |  |  | no |  |  | 0 | 0 | 0 | 0
oh_line_8103602_310012083 |  | AD | node_8103602_200881286 | node_8103602_310012083 | 91.694 | bal_1P_1/0AA | 8103602 | no | no |  |  | no |  |  | 0 | 0 | 0 | 0
oh_line_8103602_311876523 |  | AD | node_8103602_200881339 | node_8103602_311876523 | 165.536 | bal_1P_1/0AA | 8103602 | no | no |  |  | no |  |  | 0 | 0 | 0 | 0
oh_line_8103602_311879470 |  | AD | node_8103602_200881446 | node_8103602_311879470 | 273.684 | bal_1P_1/0AA | 8103602 | no | no |  |  | no |  |  | 0 | 0 | 0 | 0
oh_line_8103602_311879471 |  | AD | node_8103602_311879470 | node_8103602_311879471 | 230.079 | bal_1P_1/0AA | 8103602 | no | no |  |  | no |  |  | 0 | 0 | 0 | 0
oh_line_8103602_311920153 |  | AD | node_8103602_200969237 | node_8103602_311920153 | 245.371 | bal_1P_1/0AA | 8103602 | no | no |  |  | no |  |  | 0 | 0 | 0 | 0
oh_line_8103602_311920154 |  | AD | node_8103602_311920153 | node_8103602_311920154 | 344.05 | bal_1P_1/0AA | 8103602 | no | no |  |  | no |  |  | 0 | 0 | 0 | 0
oh_line_8103602_311920156 |  | AD | node_8103602_311920154 | node_8103602_311920156 | 339.096 | bal_1P_1/0AA | 8103602 | no | no |  |  | no |  |  | 0 | 0 | 0 | 0
oh_line_8103602_311934802 |  | AD | node_8103602_311879470 | node_8103602_311934802 | 63.065 | bal_1P_1/0AA | 8103602 | no | no |  |  | no |  |  | 0 | 0 | 0 | 0
oh_line_8103602_311988278 |  | AD | node_8103602_200845858 | node_8103602_311988278 | 223.033 | bal_1P_1/0AA | 8103602 | no | no |  |  | no |  |  | 0 | 0 | 0 | 0
oh_line_8103602_311988283 |  | AD | node_8103602_311988278 | node_8103602_311988283 | 305.531 | bal_1P_1/0AA | 8103602 | no | no |  |  | no |  |  | 0 | 0 | 0 | 0
oh_line_8103602_312027337 |  | AD | node_8103602_201004010 | node_8103602_312027337 | 205.309 | bal_1P_2AC | 8103602 | no | no |  |  | no |  |  | 0 | 0 | 0 | 0
oh_line_8103602_312033746 |  | AD | node_8103602_200882311 | node_8103602_312033746 | 192.355 | bal_1P_1/0AA | 8103602 | no | no |  |  | no |  |  | 0 | 0 | 0 | 0
oh_line_8103602_312033747 |  | AD | node_8103602_312033746 | node_8103602_312033747 | 158.969 | bal_1P_1/0AA | 8103602 | no | no |  |  | no |  |  | 0 | 0 | 0 | 0
oh_line_8103602_312052210 |  | ABCD | node_8103602_200881748 | node_8103602_312052210 | 104.985 | bal_3P_4/0AL | 8103602 | no | no |  |  | no |  |  | 0 | 0 | 0 | 0
oh_line_8103602_312072683 |  | AD | node_8103602_200881749 | node_8103602_312072683 | 109.756 | bal_1P_2AC | 8103602 | no | no |  |  | no |  |  | 0 | 0 | 0 | 0
oh_line_8103602_312085771 |  | AD | node_8103602_200940804 | node_8103602_312085771 | 273.28 | bal_1P_4AC | 8103602 | no | no |  |  | no |  |  | 0 | 0 | 0 | 0
oh_line_8103602_312115270 |  | ABCD | node_8103602_200881496 | node_8103602_312115270 | 125.469 | bal_3P_4/0AC | 8103602 | no | no |  |  | no |  |  | 0 | 0 | 0 | 0
oh_line_8103602_312120308 |  | AD | node_8103602_200881897 | node_8103602_312120308 | 185.599 | bal_1P_2AC | 8103602 | no | no |  |  | no |  |  | 0 | 0 | 0 | 0
oh_line_8103602_312120309 |  | AD | node_8103602_312120308 | node_8103602_312120309 | 174.097 | bal_1P_1/0AA | 8103602 | no | no |  |  | no |  |  | 0 | 0 | 0 | 0
oh_line_8103602_312131822 |  | AN | node_8103602_200957141 | node_intto1_8103602_312131822 | 85.82 | bal_1P_DELTACUST | 8103602 | no | no |  |  | no |  |  | 0 | 0 | 0 | 0
oh_line_8103602_312131823 |  | AN | node_8103602_312141754 | node_8103602_312131823 | 134.473 | bal_1P_DELTACUST | 8103602 | no | no |  |  | no |  |  | 0 | 0 | 0 | 0
oh_line_8103602_312139492 |  | AD | node_8103602_200882012 | node_8103602_312139492 | 76.769 | bal_1P_1/0AA | 8103602 | no | no |  |  | no |  |  | 0 | 0 | 0 | 0
oh_line_8103602_312141754 |  | AN | node_8103602_312131822 | node_8103602_312141754 | 285.735 | bal_1P_DELTACUST | 8103602 | no | no |  |  | no |  |  | 0 | 0 | 0 | 0
oh_line_8103602_312148501 |  | ABCD | node_8103602_200881782 | node_8103602_312148501 | 56.381 | bal_3P_1/0AA | 8103602 | no | no |  |  | no |  |  | 0 | 0 | 0 | 0
oh_line_TAP_OH_902207 |  | AN | node_8103602_200845666 | node_1398477_045_15401382_429 | 0.033 | unb_TAPWIRE_OH | 8103602 | no | no |  |  | no |  |  | 0 | 0 | 0 | 0
oh_line_TAP_OH_902208 |  | AN | node_8103602_200845670 | node_1399818_455_15401519_257 | 0.033 | unb_TAPWIRE_OH | 8103602 | no | no |  |  | no |  |  | 0 | 0 | 0 | 0
oh_line_TAP_OH_902209 |  | AN | node_8103602_200845676 | node_1401407_415_15401610_469 | 0.033 | unb_TAPWIRE_OH | 8103602 | no | no |  |  | no |  |  | 0 | 0 | 0 | 0
oh_line_TAP_OH_902210 |  | AN | node_8103602_200845685 | node_1403799_282_15401707_478 | 0.033 | unb_TAPWIRE_OH | 8103602 | no | no |  |  | no |  |  | 0 | 0 | 0 | 0
oh_line_TAP_OH_902211 |  | AN | node_8103602_200845686 | node_1404055_493_15401658_05 | 0.033 | unb_TAPWIRE_OH | 8103602 | no | no |  |  | no |  |  | 0 | 0 | 0 | 0
oh_line_TAP_OH_902212 |  | AN | node_8103602_200845695 | node_1406791_82_15401824_662 | 0.033 | unb_TAPWIRE_OH | 8103602 | no | no |  |  | no |  |  | 0 | 0 | 0 | 0
oh_line_TAP_OH_902213 |  | AN | node_8103602_200845696 | node_1407022_119_15401840_719 | 0.033 | unb_TAPWIRE_OH | 8103602 | no | no |  |  | no |  |  | 0 | 0 | 0 | 0
oh_line_TAP_OH_902278 |  | AN | node_8103602_200845853 | node_1404817_486_15398168_882 | 0.033 | unb_TAPWIRE_OH | 8103602 | no | no |  |  | no |  |  | 0 | 0 | 0 | 0
oh_line_TAP_OH_902279 |  | AN | node_8103602_200845858 | node_1405641_195_15397496_912 | 0.033 | unb_TAPWIRE_OH | 8103602 | no | no |  |  | no |  |  | 0 | 0 | 0 | 0
oh_line_TAP_OH_902280 |  | AN | node_8103602_200845862 | node_1404560_103_15400036_313 | 0.033 | unb_TAPWIRE_OH | 8103602 | no | no |  |  | no |  |  | 0 | 0 | 0 | 0
oh_line_TAP_OH_902281 |  | AN | node_8103602_200845866 | node_1405062_261_15398960_451 | 0.033 | unb_TAPWIRE_OH | 8103602 | no | no |  |  | no |  |  | 0 | 0 | 0 | 0
oh_line_TAP_OH_902282 |  | AN | node_8103602_200845870 | node_1404281_607_15405097_822 | 0.033 | unb_TAPWIRE_OH | 8103602 | no | no |  |  | no |  |  | 0 | 0 | 0 | 0
oh_line_TAP_OH_902283 |  | AN | node_8103602_200845872 | node_1404920_98_15405165_687 | 0.033 | unb_TAPWIRE_OH | 8103602 | no | no |  |  | no |  |  | 0 | 0 | 0 | 0
oh_line_TAP_OH_902284 |  | AN | node_8103602_200845873 | node_1403768_672_15405120_605 | 0.033 | unb_TAPWIRE_OH | 8103602 | no | no |  |  | no |  |  | 0 | 0 | 0 | 0
oh_line_TAP_OH_902285 |  | AN | node_8103602_200845876 | node_1403863_292_15405968_097 | 0.033 | unb_TAPWIRE_OH | 8103602 | no | no |  |  | no |  |  | 0 | 0 | 0 | 0
oh_line_TAP_OH_902286 |  | AN | node_8103602_200845878 | node_1403896_655_15406278_879 | 0.033 | unb_TAPWIRE_OH | 8103602 | no | no |  |  | no |  |  | 0 | 0 | 0 | 0
oh_line_TAP_OH_902287 |  | AN | node_8103602_200845881 | node_1403996_907_15402682_279 | 0.033 | unb_TAPWIRE_OH | 8103602 | no | no |  |  | no |  |  | 0 | 0 | 0 | 0
oh_line_TAP_OH_902288 |  | AN | node_8103602_200845883 | node_1404041_067_15403126_226 | 0.033 | unb_TAPWIRE_OH | 8103602 | no | no |  |  | no |  |  | 0 | 0 | 0 | 0
oh_line_TAP_OH_902290 |  | AN | node_8103602_200845887 | node_1403992_395_15404233_088 | 0.033 | unb_TAPWIRE_OH | 8103602 | no | no |  |  | no |  |  | 0 | 0 | 0 | 0
oh_line_TAP_OH_902291 |  | AN | node_8103602_200845890 | node_1408080_665_15396704_105 | 0.033 | unb_TAPWIRE_OH | 8103602 | no | no |  |  | no |  |  | 0 | 0 | 0 | 0
oh_line_TAP_OH_909366 |  | AN | node_8103602_200874813 | node_1414993_984_15420472_698 | 0.033 | unb_TAPWIRE_OH | 8103602 | no | no |  |  | no |  |  | 0 | 0 | 0 | 0
oh_line_TAP_OH_909367 |  | AN | node_8103602_200874820 | node_1414436_733_15422286_458 | 0.033 | unb_TAPWIRE_OH | 8103602 | no | no |  |  | no |  |  | 0 | 0 | 0 | 0
oh_line_TAP_OH_909368 |  | AN | node_8103602_200874821 | node_1414026_071_15422299_106 | 0.033 | unb_TAPWIRE_OH | 8103602 | no | no |  |  | no |  |  | 0 | 0 | 0 | 0
oh_line_TAP_OH_909429 |  | AN | node_8103602_200875027 | node_1416957_067_15420534_073 | 0.033 | unb_TAPWIRE_OH | 8103602 | no | no |  |  | no |  |  | 0 | 0 | 0 | 0
oh_line_TAP_OH_909430 |  | AN | node_8103602_200875029 | node_1415556_609_15420672_349 | 0.033 | unb_TAPWIRE_OH | 8103602 | no | no |  |  | no |  |  | 0 | 0 | 0 | 0
oh_line_TAP_OH_909431 |  | AN | node_8103602_200875030 | node_1415987_529_15420667_829 | 0.033 | unb_TAPWIRE_OH | 8103602 | no | no |  |  | no |  |  | 0 | 0 | 0 | 0
oh_line_TAP_OH_909432 |  | AN | node_8103602_200875031 | node_1416336_539_15420716_879 | 0.033 | unb_TAPWIRE_OH | 8103602 | no | no |  |  | no |  |  | 0 | 0 | 0 | 0
oh_line_TAP_OH_909433 |  | AN | node_8103602_200875032 | node_1416819_618_15420736_366 | 0.033 | unb_TAPWIRE_OH | 8103602 | no | no |  |  | no |  |  | 0 | 0 | 0 | 0
oh_line_TAP_OH_909434 |  | AN | node_8103602_200875034 | node_1417126_078_15420743_664 | 0.033 | unb_TAPWIRE_OH | 8103602 | no | no |  |  | no |  |  | 0 | 0 | 0 | 0
oh_line_TAP_OH_909435 |  | AN | node_8103602_200875036 | node_1417385_113_15420782_483 | 0.033 | unb_TAPWIRE_OH | 8103602 | no | no |  |  | no |  |  | 0 | 0 | 0 | 0
oh_line_TAP_OH_909501 |  | AN | node_8103602_200875255 | node_1420507_677_15383689_527 | 0.033 | unb_TAPWIRE_OH | 8103602 | no | no |  |  | no |  |  | 0 | 0 | 0 | 0
oh_line_TAP_OH_909502 |  | AN | node_8103602_200875259 | node_1421032_746_15395640_739 | 0.033 | unb_TAPWIRE_OH | 8103602 | no | no |  |  | no |  |  | 0 | 0 | 0 | 0
oh_line_TAP_OH_909503 |  | AN | node_8103602_200875261 | node_1420941_322_15395119_969 | 0.033 | unb_TAPWIRE_OH | 8103602 | no | no |  |  | no |  |  | 0 | 0 | 0 | 0
oh_line_TAP_OH_909504 |  | AN | node_8103602_200875262 | node_1420895_15394856_496 | 0.033 | unb_TAPWIRE_OH | 8103602 | no | no |  |  | no |  |  | 0 | 0 | 0 | 0
oh_line_TAP_OH_909505 |  | AN | node_8103602_200875265 | node_1421207_506_15393997_867 | 0.033 | unb_TAPWIRE_OH | 8103602 | no | no |  |  | no |  |  | 0 | 0 | 0 | 0
oh_line_TAP_OH_909506 |  | AN | node_8103602_200875266 | node_1421272_455_15393722_011 | 0.033 | unb_TAPWIRE_OH | 8103602 | no | no |  |  | no |  |  | 0 | 0 | 0 | 0
oh_line_TAP_OH_909507 |  | AN | node_8103602_200875293 | node_1421116_685_15385563_038 | 0.033 | unb_TAPWIRE_OH | 8103602 | no | no |  |  | no |  |  | 0 | 0 | 0 | 0
oh_line_TAP_OH_909508 |  | AN | node_8103602_200875294 | node_1421087_681_15385200_651 | 0.033 | unb_TAPWIRE_OH | 8103602 | no | no |  |  | no |  |  | 0 | 0 | 0 | 0
oh_line_TAP_OH_909512 |  | AN | node_8103602_200875304 | node_1421544_781_15396313_666 | 0.033 | unb_TAPWIRE_OH | 8103602 | no | no |  |  | no |  |  | 0 | 0 | 0 | 0
oh_line_TAP_OH_909513 |  | AN | node_8103602_200875305 | node_1421444_124_15396027_89 | 0.033 | unb_TAPWIRE_OH | 8103602 | no | no |  |  | no |  |  | 0 | 0 | 0 | 0
oh_line_TAP_OH_909514 |  | AN | node_8103602_200875308 | node_1421334_418_15395101_377 | 0.033 | unb_TAPWIRE_OH | 8103602 | no | no |  |  | no |  |  | 0 | 0 | 0 | 0
oh_line_TAP_OH_909515 |  | AN | node_8103602_200875313 | node_1422230_586_15392565_689 | 0.033 | unb_TAPWIRE_OH | 8103602 | no | no |  |  | no |  |  | 0 | 0 | 0 | 0
oh_line_TAP_OH_909516 |  | AN | node_8103602_200875319 | node_1422250_708_15389360_077 | 0.033 | unb_TAPWIRE_OH | 8103602 | no | no |  |  | no |  |  | 0 | 0 | 0 | 0
oh_line_TAP_OH_909517 |  | AN | node_8103602_200875321 | node_1422177_157_15388866 | 0.033 | unb_TAPWIRE_OH | 8103602 | no | no |  |  | no |  |  | 0 | 0 | 0 | 0
oh_line_TAP_OH_909518 |  | AN | node_8103602_200875323 | node_1422033_707_15388062_742 | 0.033 | unb_TAPWIRE_OH | 8103602 | no | no |  |  | no |  |  | 0 | 0 | 0 | 0
oh_line_TAP_OH_909519 |  | AN | node_8103602_200875325 | node_1421451_043_15386417_172 | 0.033 | unb_TAPWIRE_OH | 8103602 | no | no |  |  | no |  |  | 0 | 0 | 0 | 0
oh_line_TAP_OH_909556 |  | AN | node_8103602_200875497 | node_1421181_966_15383777_477 | 0.033 | unb_TAPWIRE_OH | 8103602 | no | no |  |  | no |  |  | 0 | 0 | 0 | 0
oh_line_TAP_OH_909557 |  | AN | node_8103602_200875501 | node_1421409_101_15383848_276 | 0.033 | unb_TAPWIRE_OH | 8103602 | no | no |  |  | no |  |  | 0 | 0 | 0 | 0
oh_line_TAP_OH_909558 |  | AN | node_8103602_200875503 | node_1421737_2_15383887_89 | 0.033 | unb_TAPWIRE_OH | 8103602 | no | no |  |  | no |  |  | 0 | 0 | 0 | 0
oh_line_TAP_OH_909559 |  | AN | node_8103602_200875504 | node_1421912_238_15383912_219 | 0.033 | unb_TAPWIRE_OH | 8103602 | no | no |  |  | no |  |  | 0 | 0 | 0 | 0
oh_line_TAP_OH_909560 |  | AN | node_8103602_200875507 | node_1422419_014_15383915_36 | 0.033 | unb_TAPWIRE_OH | 8103602 | no | no |  |  | no |  |  | 0 | 0 | 0 | 0
oh_line_TAP_OH_909562 |  | AN | node_8103602_200875513 | node_1422796_941_15383186_838 | 0.033 | unb_TAPWIRE_OH | 8103602 | no | no |  |  | no |  |  | 0 | 0 | 0 | 0
oh_line_TAP_OH_909563 |  | AN | node_8103602_200875515 | node_1422903_808_15383613_369 | 0.033 | unb_TAPWIRE_OH | 8103602 | no | no |  |  | no |  |  | 0 | 0 | 0 | 0
oh_line_TAP_OH_909564 |  | AN | node_8103602_200875516 | node_1423303_658_15383342_312 | 0.033 | unb_TAPWIRE_OH | 8103602 | no | no |  |  | no |  |  | 0 | 0 | 0 | 0
oh_line_TAP_OH_909565 |  | AN | node_8103602_200875518 | node_1423842_891_15382901_433 | 0.033 | unb_TAPWIRE_OH | 8103602 | no | no |  |  | no |  |  | 0 | 0 | 0 | 0
oh_line_TAP_OH_909566 |  | AN | node_8103602_200875519 | node_1424295_97_15382775_374 | 0.033 | unb_TAPWIRE_OH | 8103602 | no | no |  |  | no |  |  | 0 | 0 | 0 | 0
oh_line_TAP_OH_909567 |  | AN | node_8103602_200875520 | node_1424221_908_15382504_95 | 0.033 | unb_TAPWIRE_OH | 8103602 | no | no |  |  | no |  |  | 0 | 0 | 0 | 0
oh_line_TAP_OH_909568 |  | AN | node_8103602_200875521 | node_1424278_154_15382270_634 | 0.033 | unb_TAPWIRE_OH | 8103602 | no | no |  |  | no |  |  | 0 | 0 | 0 | 0
oh_line_TAP_OH_909569 |  | AN | node_8103602_200875522 | node_1424145_307_15382061_431 | 0.033 | unb_TAPWIRE_OH | 8103602 | no | no |  |  | no |  |  | 0 | 0 | 0 | 0
oh_line_TAP_OH_909570 |  | AN | node_8103602_200875525 | node_1424613_906_15382159_094 | 0.033 | unb_TAPWIRE_OH | 8103602 | no | no |  |  | no |  |  | 0 | 0 | 0 | 0
oh_line_TAP_OH_909571 |  | AN | node_8103602_200875526 | node_1424813_012_15381792_501 | 0.033 | unb_TAPWIRE_OH | 8103602 | no | no |  |  | no |  |  | 0 | 0 | 0 | 0
oh_line_TAP_OH_909572 |  | AN | node_8103602_200875528 | node_1424876_415_15381401_776 | 0.033 | unb_TAPWIRE_OH | 8103602 | no | no |  |  | no |  |  | 0 | 0 | 0 | 0
oh_line_TAP_OH_909573 |  | AN | node_8103602_200875529 | node_1424786_614_15381256_262 | 0.033 | unb_TAPWIRE_OH | 8103602 | no | no |  |  | no |  |  | 0 | 0 | 0 | 0
oh_line_TAP_OH_909574 |  | AN | node_8103602_200875533 | node_1422365_286_15390029_359 | 0.033 | unb_TAPWIRE_OH | 8103602 | no | no |  |  | no |  |  | 0 | 0 | 0 | 0
oh_line_TAP_OH_909575 |  | AN | node_8103602_200875536 | node_1422584_459_15389812_401 | 0.033 | unb_TAPWIRE_OH | 8103602 | no | no |  |  | no |  |  | 0 | 0 | 0 | 0
oh_line_TAP_OH_909576 |  | AN | node_8103602_200875537 | node_1422886_14_15389965_3 | 0.033 | unb_TAPWIRE_OH | 8103602 | no | no |  |  | no |  |  | 0 | 0 | 0 | 0
oh_line_TAP_OH_909577 |  | AN | node_8103602_200875538 | node_1422822_154_15389705_295 | 0.033 | unb_TAPWIRE_OH | 8103602 | no | no |  |  | no |  |  | 0 | 0 | 0 | 0
oh_line_TAP_OH_909578 |  | AN | node_8103602_200875543 | node_1423896_194_15390616_615 | 0.033 | unb_TAPWIRE_OH | 8103602 | no | no |  |  | no |  |  | 0 | 0 | 0 | 0
oh_line_TAP_OH_909579 |  | AN | node_8103602_200875551 | node_1424182_627_15387284_469 | 0.033 | unb_TAPWIRE_OH | 8103602 | no | no |  |  | no |  |  | 0 | 0 | 0 | 0
oh_line_TAP_OH_909580 |  | AN | node_8103602_200875555 | node_1424812_66_15395244_725 | 0.033 | unb_TAPWIRE_OH | 8103602 | no | no |  |  | no |  |  | 0 | 0 | 0 | 0
oh_line_TAP_OH_909581 |  | AN | node_8103602_200875556 | node_1424986_034_15394935_852 | 0.033 | unb_TAPWIRE_OH | 8103602 | no | no |  |  | no |  |  | 0 | 0 | 0 | 0
oh_line_TAP_OH_909582 |  | AN | node_8103602_200875557 | node_1425118_873_15394767_577 | 0.033 | unb_TAPWIRE_OH | 8103602 | no | no |  |  | no |  |  | 0 | 0 | 0 | 0
oh_line_TAP_OH_909751 |  | AN | node_8103602_200876065 | node_1415211_416_15394505_696 | 0.033 | unb_TAPWIRE_OH | 8103602 | no | no |  |  | no |  |  | 0 | 0 | 0 | 0
oh_line_TAP_OH_909752 |  | AN | node_8103602_200876069 | node_1416933_385_15394041_097 | 0.033 | unb_TAPWIRE_OH | 8103602 | no | no |  |  | no |  |  | 0 | 0 | 0 | 0
oh_line_TAP_OH_909753 |  | AN | node_8103602_200876071 | node_1416571_781_15394006_249 | 0.033 | unb_TAPWIRE_OH | 8103602 | no | no |  |  | no |  |  | 0 | 0 | 0 | 0
oh_line_TAP_OH_909754 |  | AN | node_8103602_200876073 | node_1416211_439_15394118_062 | 0.033 | unb_TAPWIRE_OH | 8103602 | no | no |  |  | no |  |  | 0 | 0 | 0 | 0
oh_line_TAP_OH_909755 |  | AN | node_8103602_200876074 | node_1415822_372_15394161_505 | 0.033 | unb_TAPWIRE_OH | 8103602 | no | no |  |  | no |  |  | 0 | 0 | 0 | 0
oh_line_TAP_OH_909756 |  | AN | node_8103602_200876080 | node_1414563_296_15393740_205 | 0.033 | unb_TAPWIRE_OH | 8103602 | no | no |  |  | no |  |  | 0 | 0 | 0 | 0
oh_line_TAP_OH_909757 |  | AN | node_8103602_200876081 | node_1414182_815_15394337_498 | 0.033 | unb_TAPWIRE_OH | 8103602 | no | no |  |  | no |  |  | 0 | 0 | 0 | 0
oh_line_TAP_OH_909758 |  | AN | node_8103602_200876082 | node_1420350_862_15393999_848 | 0.033 | unb_TAPWIRE_OH | 8103602 | no | no |  |  | no |  |  | 0 | 0 | 0 | 0
oh_line_TAP_OH_909759 |  | AN | node_8103602_200876083 | node_1420372_999_15393665_709 | 0.033 | unb_TAPWIRE_OH | 8103602 | no | no |  |  | no |  |  | 0 | 0 | 0 | 0
oh_line_TAP_OH_909760 |  | AN | node_8103602_200876084 | node_1413876_097_15394412_614 | 0.033 | unb_TAPWIRE_OH | 8103602 | no | no |  |  | no |  |  | 0 | 0 | 0 | 0
oh_line_TAP_OH_909761 |  | AN | node_8103602_200876087 | node_1412859_454_15394656_545 | 0.033 | unb_TAPWIRE_OH | 8103602 | no | no |  |  | no |  |  | 0 | 0 | 0 | 0
oh_line_TAP_OH_909762 |  | AN | node_8103602_200876090 | node_1412255_301_15394807_422 | 0.033 | unb_TAPWIRE_OH | 8103602 | no | no |  |  | no |  |  | 0 | 0 | 0 | 0
oh_line_TAP_OH_909763 |  | AN | node_8103602_200876091 | node_1411870_269_15394771_33 | 0.033 | unb_TAPWIRE_OH | 8103602 | no | no |  |  | no |  |  | 0 | 0 | 0 | 0
oh_line_TAP_OH_909764 |  | AN | node_8103602_200876092 | node_1411604_227_15395102_047 | 0.033 | unb_TAPWIRE_OH | 8103602 | no | no |  |  | no |  |  | 0 | 0 | 0 | 0
oh_line_TAP_OH_909765 |  | AN | node_8103602_200876097 | node_1418303_214_15394252_228 | 0.033 | unb_TAPWIRE_OH | 8103602 | no | no |  |  | no |  |  | 0 | 0 | 0 | 0
oh_line_TAP_OH_909766 |  | AN | node_8103602_200876098 | node_1418002_206_15394190_264 | 0.033 | unb_TAPWIRE_OH | 8103602 | no | no |  |  | no |  |  | 0 | 0 | 0 | 0
oh_line_TAP_OH_909921 |  | AN | node_8103602_200876547 | node_1417994_581_15391484_89 | 0.033 | unb_TAPWIRE_OH | 8103602 | no | no |  |  | no |  |  | 0 | 0 | 0 | 0
oh_line_TAP_OH_909922 |  | AN | node_8103602_200876554 | node_1417224_789_15390353_091 | 0.033 | unb_TAPWIRE_OH | 8103602 | no | no |  |  | no |  |  | 0 | 0 | 0 | 0
oh_line_TAP_OH_909923 |  | AN | node_8103602_200876556 | node_1416822_48_15391373_069 | 0.033 | unb_TAPWIRE_OH | 8103602 | no | no |  |  | no |  |  | 0 | 0 | 0 | 0
oh_line_TAP_OH_909924 |  | AN | node_8103602_200876559 | node_1421365_269_15392347_464 | 0.033 | unb_TAPWIRE_OH | 8103602 | no | no |  |  | no |  |  | 0 | 0 | 0 | 0
oh_line_TAP_OH_909925 |  | AN | node_8103602_200876561 | node_1415299_488_15391898_901 | 0.033 | unb_TAPWIRE_OH | 8103602 | no | no |  |  | no |  |  | 0 | 0 | 0 | 0
oh_line_TAP_OH_909926 |  | AN | node_8103602_200876562 | node_1421046_773_15392212_863 | 0.033 | unb_TAPWIRE_OH | 8103602 | no | no |  |  | no |  |  | 0 | 0 | 0 | 0
oh_line_TAP_OH_909927 |  | AN | node_8103602_200876564 | node_1420787_592_15392263_902 | 0.033 | unb_TAPWIRE_OH | 8103602 | no | no |  |  | no |  |  | 0 | 0 | 0 | 0
oh_line_TAP_OH_909928 |  | AN | node_8103602_200876565 | node_1420535_304_15392259_52 | 0.033 | unb_TAPWIRE_OH | 8103602 | no | no |  |  | no |  |  | 0 | 0 | 0 | 0
oh_line_TAP_OH_909929 |  | AN | node_8103602_200876567 | node_1419934_173_15392278_495 | 0.033 | unb_TAPWIRE_OH | 8103602 | no | no |  |  | no |  |  | 0 | 0 | 0 | 0
oh_line_TAP_OH_909930 |  | AN | node_8103602_200876570 | node_1419383_533_15392266_512 | 0.033 | unb_TAPWIRE_OH | 8103602 | no | no |  |  | no |  |  | 0 | 0 | 0 | 0
oh_line_TAP_OH_910040 |  | AN | node_8103602_200876854 | node_1422245_674_15391843_45 | 0.033 | unb_TAPWIRE_OH | 8103602 | no | no |  |  | no |  |  | 0 | 0 | 0 | 0
oh_line_TAP_OH_910041 |  | AN | node_8103602_200876858 | node_1422373_622_15392161_664 | 0.033 | unb_TAPWIRE_OH | 8103602 | no | no |  |  | no |  |  | 0 | 0 | 0 | 0
oh_line_TAP_OH_910042 |  | AN | node_8103602_200876859 | node_1422537_071_15391694_202 | 0.033 | unb_TAPWIRE_OH | 8103602 | no | no |  |  | no |  |  | 0 | 0 | 0 | 0
oh_line_TAP_OH_910043 |  | AN | node_8103602_200876861 | node_1422816_631_15391356_471 | 0.033 | unb_TAPWIRE_OH | 8103602 | no | no |  |  | no |  |  | 0 | 0 | 0 | 0
oh_line_TAP_OH_910044 |  | AN | node_8103602_200876863 | node_1422823_662_15390863_809 | 0.033 | unb_TAPWIRE_OH | 8103602 | no | no |  |  | no |  |  | 0 | 0 | 0 | 0
oh_line_TAP_OH_910079 |  | AN | node_8103602_200876948 | node_1415671_965_15389015_856 | 0.033 | unb_TAPWIRE_OH | 8103602 | no | no |  |  | no |  |  | 0 | 0 | 0 | 0
oh_line_TAP_OH_911380 |  | AN | node_8103602_200881246 | node_1421785_644_15401010_211 | 0.033 | unb_TAPWIRE_OH | 8103602 | no | no |  |  | no |  |  | 0 | 0 | 0 | 0
oh_line_TAP_OH_911381 |  | AN | node_8103602_200881248 | node_1421437_477_15400887_94 | 0.033 | unb_TAPWIRE_OH | 8103602 | no | no |  |  | no |  |  | 0 | 0 | 0 | 0
oh_line_TAP_OH_911382 |  | AN | node_8103602_200881264 | node_1421247_239_15396490_922 | 0.033 | unb_TAPWIRE_OH | 8103602 | no | no |  |  | no |  |  | 0 | 0 | 0 | 0
oh_line_TAP_OH_911383 |  | AN | node_8103602_200881268 | node_1421699_995_15397304_475 | 0.033 | unb_TAPWIRE_OH | 8103602 | no | no |  |  | no |  |  | 0 | 0 | 0 | 0
oh_line_TAP_OH_911384 |  | AN | node_8103602_200881270 | node_1420830_911_15396615_366 | 0.033 | unb_TAPWIRE_OH | 8103602 | no | no |  |  | no |  |  | 0 | 0 | 0 | 0
oh_line_TAP_OH_911385 |  | AN | node_8103602_200881273 | node_1418260_341_15400818_797 | 0.033 | unb_TAPWIRE_OH | 8103602 | no | no |  |  | no |  |  | 0 | 0 | 0 | 0
oh_line_TAP_OH_911386 |  | AN | node_8103602_200881276 | node_1420359_593_15400344_878 | 0.033 | unb_TAPWIRE_OH | 8103602 | no | no |  |  | no |  |  | 0 | 0 | 0 | 0
oh_line_TAP_OH_911387 |  | AN | node_8103602_200881278 | node_1420043_987_15400434_219 | 0.033 | unb_TAPWIRE_OH | 8103602 | no | no |  |  | no |  |  | 0 | 0 | 0 | 0
oh_line_TAP_OH_911388 |  | AN | node_8103602_200881279 | node_1419864_546_15400371_084 | 0.033 | unb_TAPWIRE_OH | 8103602 | no | no |  |  | no |  |  | 0 | 0 | 0 | 0
oh_line_TAP_OH_911389 |  | AN | node_8103602_200881281 | node_1419398_724_15400725_674 | 0.033 | unb_TAPWIRE_OH | 8103602 | no | no |  |  | no |  |  | 0 | 0 | 0 | 0
oh_line_TAP_OH_911390 |  | AN | node_8103602_200881284 | node_1419241_6_15400474_344 | 0.033 | unb_TAPWIRE_OH | 8103602 | no | no |  |  | no |  |  | 0 | 0 | 0 | 0
oh_line_TAP_OH_911391 |  | AN | node_8103602_200881286 | node_1419036_546_15400715_769 | 0.033 | unb_TAPWIRE_OH | 8103602 | no | no |  |  | no |  |  | 0 | 0 | 0 | 0
oh_line_TAP_OH_911393 |  | AN | node_8103602_200881288 | node_1418886_096_15400474_844 | 0.033 | unb_TAPWIRE_OH | 8103602 | no | no |  |  | no |  |  | 0 | 0 | 0 | 0
oh_line_TAP_OH_911394 |  | AN | node_8103602_200881290 | node_1418548_196_15400541_984 | 0.033 | unb_TAPWIRE_OH | 8103602 | no | no |  |  | no |  |  | 0 | 0 | 0 | 0
oh_line_TAP_OH_911395 |  | AN | node_8103602_200881291 | node_1418392_455_15400417_208 | 0.033 | unb_TAPWIRE_OH | 8103602 | no | no |  |  | no |  |  | 0 | 0 | 0 | 0
oh_line_TAP_OH_911396 |  | AN | node_8103602_200881293 | node_1418096_273_15400404_196 | 0.033 | unb_TAPWIRE_OH | 8103602 | no | no |  |  | no |  |  | 0 | 0 | 0 | 0
oh_line_TAP_OH_911397 |  | AN | node_8103602_200881298 | node_1417172_705_15401146_833 | 0.033 | unb_TAPWIRE_OH | 8103602 | no | no |  |  | no |  |  | 0 | 0 | 0 | 0
oh_line_TAP_OH_911398 |  | AN | node_8103602_200881301 | node_1416354_818_15401166_662 | 0.033 | unb_TAPWIRE_OH | 8103602 | no | no |  |  | no |  |  | 0 | 0 | 0 | 0
oh_line_TAP_OH_911399 |  | AN | node_8103602_200881303 | node_1416499_662_15401754_677 | 0.033 | unb_TAPWIRE_OH | 8103602 | no | no |  |  | no |  |  | 0 | 0 | 0 | 0
oh_line_TAP_OH_911400 |  | AN | node_8103602_200881306 | node_1415880_072_15401272_162 | 0.033 | unb_TAPWIRE_OH | 8103602 | no | no |  |  | no |  |  | 0 | 0 | 0 | 0
oh_line_TAP_OH_911401 |  | AN | node_8103602_200881310 | node_1415504_048_15401307_259 | 0.033 | unb_TAPWIRE_OH | 8103602 | no | no |  |  | no |  |  | 0 | 0 | 0 | 0
oh_line_TAP_OH_911402 |  | AN | node_8103602_200881315 | node_1414634_567_15400769_848 | 0.033 | unb_TAPWIRE_OH | 8103602 | no | no |  |  | no |  |  | 0 | 0 | 0 | 0
oh_line_TAP_OH_911403 |  | AN | node_8103602_200881317 | node_1415027_342_15401326_413 | 0.033 | unb_TAPWIRE_OH | 8103602 | no | no |  |  | no |  |  | 0 | 0 | 0 | 0
oh_line_TAP_OH_911404 |  | AN | node_8103602_200881318 | node_1414782_634_15401412_612 | 0.033 | unb_TAPWIRE_OH | 8103602 | no | no |  |  | no |  |  | 0 | 0 | 0 | 0
oh_line_TAP_OH_911405 |  | AN | node_8103602_200881319 | node_1414453_296_15401333_613 | 0.033 | unb_TAPWIRE_OH | 8103602 | no | no |  |  | no |  |  | 0 | 0 | 0 | 0
oh_line_TAP_OH_911406 |  | AN | node_8103602_200881320 | node_1414209_586_15401208_753 | 0.033 | unb_TAPWIRE_OH | 8103602 | no | no |  |  | no |  |  | 0 | 0 | 0 | 0
oh_line_TAP_OH_911407 |  | AN | node_8103602_200881326 | node_1412759_154_15401444_782 | 0.033 | unb_TAPWIRE_OH | 8103602 | no | no |  |  | no |  |  | 0 | 0 | 0 | 0
oh_line_TAP_OH_911408 |  | AN | node_8103602_200881332 | node_1412235_762_15400763_732 | 0.033 | unb_TAPWIRE_OH | 8103602 | no | no |  |  | no |  |  | 0 | 0 | 0 | 0
oh_line_TAP_OH_911409 |  | AN | node_8103602_200881335 | node_1412259_443_15400188_525 | 0.033 | unb_TAPWIRE_OH | 8103602 | no | no |  |  | no |  |  | 0 | 0 | 0 | 0
oh_line_TAP_OH_911410 |  | AN | node_8103602_200881338 | node_1411848_055_15401477_37 | 0.033 | unb_TAPWIRE_OH | 8103602 | no | no |  |  | no |  |  | 0 | 0 | 0 | 0
oh_line_TAP_OH_911411 |  | AN | node_8103602_200881339 | node_1411300_888_15401700_174 | 0.033 | unb_TAPWIRE_OH | 8103602 | no | no |  |  | no |  |  | 0 | 0 | 0 | 0
oh_line_TAP_OH_911412 |  | AN | node_8103602_200881340 | node_1411037_638_15401736_849 | 0.033 | unb_TAPWIRE_OH | 8103602 | no | no |  |  | no |  |  | 0 | 0 | 0 | 0
oh_line_TAP_OH_911413 |  | AN | node_8103602_200881341 | node_1410826_344_15401804_517 | 0.033 | unb_TAPWIRE_OH | 8103602 | no | no |  |  | no |  |  | 0 | 0 | 0 | 0
oh_line_TAP_OH_911414 |  | AN | node_8103602_200881345 | node_1410334_878_15402013_785 | 0.033 | unb_TAPWIRE_OH | 8103602 | no | no |  |  | no |  |  | 0 | 0 | 0 | 0
oh_line_TAP_OH_911415 |  | AN | node_8103602_200881346 | node_1409993_725_15401743_009 | 0.033 | unb_TAPWIRE_OH | 8103602 | no | no |  |  | no |  |  | 0 | 0 | 0 | 0
oh_line_TAP_OH_911416 |  | AN | node_8103602_200881348 | node_1410157_733_15401181_274 | 0.033 | unb_TAPWIRE_OH | 8103602 | no | no |  |  | no |  |  | 0 | 0 | 0 | 0
oh_line_TAP_OH_911417 |  | AN | node_8103602_200881353 | node_1408947_97_15401803_566 | 0.033 | unb_TAPWIRE_OH | 8103602 | no | no |  |  | no |  |  | 0 | 0 | 0 | 0
oh_line_TAP_OH_911418 |  | AN | node_8103602_200881354 | node_1408422_86_15401740_468 | 0.033 | unb_TAPWIRE_OH | 8103602 | no | no |  |  | no |  |  | 0 | 0 | 0 | 0
oh_line_TAP_OH_911419 |  | AN | node_8103602_200881356 | node_1408188_177_15401804_658 | 0.033 | unb_TAPWIRE_OH | 8103602 | no | no |  |  | no |  |  | 0 | 0 | 0 | 0
oh_line_TAP_OH_911420 |  | AN | node_8103602_200881357 | node_1407860_471_15401852_261 | 0.033 | unb_TAPWIRE_OH | 8103602 | no | no |  |  | no |  |  | 0 | 0 | 0 | 0
oh_line_TAP_OH_911421 |  | AN | node_8103602_200881358 | node_1407600_533_15401889_111 | 0.033 | unb_TAPWIRE_OH | 8103602 | no | no |  |  | no |  |  | 0 | 0 | 0 | 0
oh_line_TAP_OH_911422 |  | AN | node_8103602_200881359 | node_1421346_48_15400321_058 | 0.033 | unb_TAPWIRE_OH | 8103602 | no | no |  |  | no |  |  | 0 | 0 | 0 | 0
oh_line_TAP_OH_911423 |  | AN | node_8103602_200881360 | node_1421090_399_15400331_849 | 0.033 | unb_TAPWIRE_OH | 8103602 | no | no |  |  | no |  |  | 0 | 0 | 0 | 0
oh_line_TAP_OH_911424 |  | AN | node_8103602_200881362 | node_1420927_703_15400319_288 | 0.033 | unb_TAPWIRE_OH | 8103602 | no | no |  |  | no |  |  | 0 | 0 | 0 | 0
oh_line_TAP_OH_911426 |  | ABCN | node_8103602_200881369 | node_1422419_69_15399965_419 | 0.033 | unb_TAPWIRE_OH | 8103602 | no | no |  |  | no |  |  | 0 | 0 | 0 | 0
oh_line_TAP_OH_911428 |  | AN | node_8103602_200881374 | node_1422875_634_15399858_298 | 0.033 | unb_TAPWIRE_OH | 8103602 | no | no |  |  | no |  |  | 0 | 0 | 0 | 0
oh_line_TAP_OH_911429 |  | AN | node_8103602_200881379 | node_1423041_63_15399742_75 | 0.033 | unb_TAPWIRE_OH | 8103602 | no | no |  |  | no |  |  | 0 | 0 | 0 | 0
oh_line_TAP_OH_911430 |  | AN | node_8103602_200881380 | node_1423024_523_15399447_703 | 0.033 | unb_TAPWIRE_OH | 8103602 | no | no |  |  | no |  |  | 0 | 0 | 0 | 0
oh_line_TAP_OH_911431 |  | AN | node_8103602_200881382 | node_1423331_702_15399761_222 | 0.033 | unb_TAPWIRE_OH | 8103602 | no | no |  |  | no |  |  | 0 | 0 | 0 | 0
oh_line_TAP_OH_911432 |  | AN | node_8103602_200881384 | node_1423799_475_15399737_535 | 0.033 | unb_TAPWIRE_OH | 8103602 | no | no |  |  | no |  |  | 0 | 0 | 0 | 0
oh_line_TAP_OH_911433 |  | AN | node_8103602_200881388 | node_1423823_481_15399251_314 | 0.033 | unb_TAPWIRE_OH | 8103602 | no | no |  |  | no |  |  | 0 | 0 | 0 | 0
oh_line_TAP_OH_911434 |  | AN | node_8103602_200881391 | node_1423566_912_15399269_42 | 0.033 | unb_TAPWIRE_OH | 8103602 | no | no |  |  | no |  |  | 0 | 0 | 0 | 0
oh_line_TAP_OH_911435 |  | AN | node_8103602_200881392 | node_1423369_179_15398967_262 | 0.033 | unb_TAPWIRE_OH | 8103602 | no | no |  |  | no |  |  | 0 | 0 | 0 | 0
oh_line_TAP_OH_911436 |  | AN | node_8103602_200881394 | node_1423794_245_15398901_055 | 0.033 | unb_TAPWIRE_OH | 8103602 | no | no |  |  | no |  |  | 0 | 0 | 0 | 0
oh_line_TAP_OH_911437 |  | AN | node_8103602_200881397 | node_1423776_305_15398304_961 | 0.033 | unb_TAPWIRE_OH | 8103602 | no | no |  |  | no |  |  | 0 | 0 | 0 | 0
oh_line_TAP_OH_911438 |  | AN | node_8103602_200881399 | node_1423794_981_15397930_191 | 0.033 | unb_TAPWIRE_OH | 8103602 | no | no |  |  | no |  |  | 0 | 0 | 0 | 0
oh_line_TAP_OH_911439 |  | AN | node_8103602_200881403 | node_1423864_394_15397188_214 | 0.033 | unb_TAPWIRE_OH | 8103602 | no | no |  |  | no |  |  | 0 | 0 | 0 | 0
oh_line_TAP_OH_911440 |  | AN | node_8103602_200881407 | node_1423772_182_15396854_891 | 0.033 | unb_TAPWIRE_OH | 8103602 | no | no |  |  | no |  |  | 0 | 0 | 0 | 0
oh_line_TAP_OH_911441 |  | AN | node_8103602_200881409 | node_1424296_12_15396161_638 | 0.033 | unb_TAPWIRE_OH | 8103602 | no | no |  |  | no |  |  | 0 | 0 | 0 | 0
oh_line_TAP_OH_911442 |  | AN | node_8103602_200881413 | node_1422646_647_15400394_25 | 0.033 | unb_TAPWIRE_OH | 8103602 | no | no |  |  | no |  |  | 0 | 0 | 0 | 0
oh_line_TAP_OH_911443 |  | AN | node_8103602_200881419 | node_1424280_083_15397532_87 | 0.033 | unb_TAPWIRE_OH | 8103602 | no | no |  |  | no |  |  | 0 | 0 | 0 | 0
oh_line_TAP_OH_911444 |  | AN | node_8103602_200881422 | node_1425449_539_15397867_302 | 0.033 | unb_TAPWIRE_OH | 8103602 | no | no |  |  | no |  |  | 0 | 0 | 0 | 0
oh_line_TAP_OH_911445 |  | AN | node_8103602_200881430 | node_1427631_945_15398243_016 | 0.033 | unb_TAPWIRE_OH | 8103602 | no | no |  |  | no |  |  | 0 | 0 | 0 | 0
oh_line_TAP_OH_911446 |  | AN | node_8103602_200881432 | node_1428087_309_15398300_168 | 0.033 | unb_TAPWIRE_OH | 8103602 | no | no |  |  | no |  |  | 0 | 0 | 0 | 0
oh_line_TAP_OH_911447 |  | AN | node_8103602_200881434 | node_1428947_358_15398166_223 | 0.033 | unb_TAPWIRE_OH | 8103602 | no | no |  |  | no |  |  | 0 | 0 | 0 | 0
oh_line_TAP_OH_911448 |  | AN | node_8103602_200881443 | node_1430675_186_15401160_117 | 0.033 | unb_TAPWIRE_OH | 8103602 | no | no |  |  | no |  |  | 0 | 0 | 0 | 0
oh_line_TAP_OH_911449 |  | AN | node_8103602_200881446 | node_1431486_787_15401126_677 | 0.033 | unb_TAPWIRE_OH | 8103602 | no | no |  |  | no |  |  | 0 | 0 | 0 | 0
oh_line_TAP_OH_911450 |  | AN | node_8103602_200881451 | node_1432430_04_15400091_654 | 0.033 | unb_TAPWIRE_OH | 8103602 | no | no |  |  | no |  |  | 0 | 0 | 0 | 0
oh_line_TAP_OH_911451 |  | AN | node_8103602_200881462 | node_1434665_183_15401529_728 | 0.033 | unb_TAPWIRE_OH | 8103602 | no | no |  |  | no |  |  | 0 | 0 | 0 | 0
oh_line_TAP_OH_911452 |  | AN | node_8103602_200881465 | node_1434641_276_15402406_213 | 0.033 | unb_TAPWIRE_OH | 8103602 | no | no |  |  | no |  |  | 0 | 0 | 0 | 0
oh_line_TAP_OH_911453 |  | AN | node_8103602_200881469 | node_1435564_616_15401542_841 | 0.033 | unb_TAPWIRE_OH | 8103602 | no | no |  |  | no |  |  | 0 | 0 | 0 | 0
oh_line_TAP_OH_911458 |  | ABCN | node_8103602_200881494 | node_1419665_987_15401872_774 | 0.033 | unb_TAPWIRE_OH | 8103602 | no | no |  |  | no |  |  | 0 | 0 | 0 | 0
oh_line_TAP_OH_911459 |  | AN | node_8103602_200881501 | node_1418983_188_15402573_336 | 0.033 | unb_TAPWIRE_OH | 8103602 | no | no |  |  | no |  |  | 0 | 0 | 0 | 0
oh_line_TAP_OH_911460 |  | AN | node_8103602_200881506 | node_1418755_255_15403094_957 | 0.033 | unb_TAPWIRE_OH | 8103602 | no | no |  |  | no |  |  | 0 | 0 | 0 | 0
oh_line_TAP_OH_911461 |  | ABCN | node_8103602_200881519 | node_1421192_355_15400634_323 | 0.033 | unb_TAPWIRE_OH | 8103602 | no | no |  |  | no |  |  | 0 | 0 | 0 | 0
oh_line_TAP_OH_911469 |  | AN | node_8103602_200881544 | node_1422633_708_15412362_043 | 0.033 | unb_TAPWIRE_OH | 8103602 | no | no |  |  | no |  |  | 0 | 0 | 0 | 0
oh_line_TAP_OH_911470 |  | AN | node_8103602_200881555 | node_1426010_536_15413619_95 | 0.033 | unb_TAPWIRE_OH | 8103602 | no | no |  |  | no |  |  | 0 | 0 | 0 | 0
oh_line_TAP_OH_911471 |  | AN | node_8103602_200881557 | node_1426704_71_15413808_25 | 0.033 | unb_TAPWIRE_OH | 8103602 | no | no |  |  | no |  |  | 0 | 0 | 0 | 0
oh_line_TAP_OH_911472 |  | AN | node_8103602_200881560 | node_1427054_242_15413724_003 | 0.033 | unb_TAPWIRE_OH | 8103602 | no | no |  |  | no |  |  | 0 | 0 | 0 | 0
oh_line_TAP_OH_911478 |  | AN | node_8103602_200881588 | node_1420083_097_15410349_751 | 0.033 | unb_TAPWIRE_OH | 8103602 | no | no |  |  | no |  |  | 0 | 0 | 0 | 0
oh_line_TAP_OH_911479 |  | AN | node_8103602_200881593 | node_1419542_982_15411637_13 | 0.033 | unb_TAPWIRE_OH | 8103602 | no | no |  |  | no |  |  | 0 | 0 | 0 | 0
oh_line_TAP_OH_911480 |  | AN | node_8103602_200881598 | node_1418894_078_15413336_487 | 0.033 | unb_TAPWIRE_OH | 8103602 | no | no |  |  | no |  |  | 0 | 0 | 0 | 0
oh_line_TAP_OH_911481 |  | AN | node_8103602_200881606 | node_1417839_265_15415600_187 | 0.033 | unb_TAPWIRE_OH | 8103602 | no | no |  |  | no |  |  | 0 | 0 | 0 | 0
oh_line_TAP_OH_911482 |  | AN | node_8103602_200881607 | node_1417574_413_15415883_17 | 0.033 | unb_TAPWIRE_OH | 8103602 | no | no |  |  | no |  |  | 0 | 0 | 0 | 0
oh_line_TAP_OH_911483 |  | AN | node_8103602_200881613 | node_1417317_312_15417234_29 | 0.033 | unb_TAPWIRE_OH | 8103602 | no | no |  |  | no |  |  | 0 | 0 | 0 | 0
oh_line_TAP_OH_911484 |  | AN | node_8103602_200881614 | node_1416585_76_15417577_892 | 0.033 | unb_TAPWIRE_OH | 8103602 | no | no |  |  | no |  |  | 0 | 0 | 0 | 0
oh_line_TAP_OH_911485 |  | AN | node_8103602_200881615 | node_1416442_098_15417813_274 | 0.033 | unb_TAPWIRE_OH | 8103602 | no | no |  |  | no |  |  | 0 | 0 | 0 | 0
oh_line_TAP_OH_911486 |  | AN | node_8103602_200881617 | node_1415996_897_15418496_529 | 0.033 | unb_TAPWIRE_OH | 8103602 | no | no |  |  | no |  |  | 0 | 0 | 0 | 0
oh_line_TAP_OH_911487 |  | AN | node_8103602_200881618 | node_1415788_396_15418896_424 | 0.033 | unb_TAPWIRE_OH | 8103602 | no | no |  |  | no |  |  | 0 | 0 | 0 | 0
oh_line_TAP_OH_911488 |  | AN | node_8103602_200881620 | node_1415314_696_15419539_952 | 0.033 | unb_TAPWIRE_OH | 8103602 | no | no |  |  | no |  |  | 0 | 0 | 0 | 0
oh_line_TAP_OH_911489 |  | AN | node_8103602_200881622 | node_1415249_335_15419867_863 | 0.033 | unb_TAPWIRE_OH | 8103602 | no | no |  |  | no |  |  | 0 | 0 | 0 | 0
oh_line_TAP_OH_911523 |  | ABCN | node_8103602_200881726 | node_1422126_363_15401743_533 | 0.033 | unb_TAPWIRE_OH | 8103602 | no | no |  |  | no |  |  | 0 | 0 | 0 | 0
oh_line_TAP_OH_911524 |  | ABCN | node_8103602_200881727 | node_1422046_469_15401923_274 | 0.033 | unb_TAPWIRE_OH | 8103602 | no | no |  |  | no |  |  | 0 | 0 | 0 | 0
oh_line_TAP_OH_911525 |  | AN | node_8103602_200881733 | node_1422119_327_15402618_217 | 0.033 | unb_TAPWIRE_OH | 8103602 | no | no |  |  | no |  |  | 0 | 0 | 0 | 0
oh_line_TAP_OH_911526 |  | ABCN | node_8103602_200881735 | node_1421816_167_15402613_247 | 0.033 | unb_TAPWIRE_OH | 8103602 | no | no |  |  | no |  |  | 0 | 0 | 0 | 0
oh_line_TAP_OH_911527 |  | ABCN | node_8103602_200881737 | node_1421834_569_15402977_618 | 0.033 | unb_TAPWIRE_OH | 8103602 | no | no |  |  | no |  |  | 0 | 0 | 0 | 0
oh_line_TAP_OH_911528 |  | ABCN | node_8103602_200881739 | node_1421791_478_15403342_765 | 0.033 | unb_TAPWIRE_OH | 8103602 | no | no |  |  | no |  |  | 0 | 0 | 0 | 0
oh_line_TAP_OH_911529 |  | AN | node_8103602_200881741 | node_1422054_503_15403062_324 | 0.033 | unb_TAPWIRE_OH | 8103602 | no | no |  |  | no |  |  | 0 | 0 | 0 | 0
oh_line_TAP_OH_911531 |  | ABCN | node_8103602_200881749 | node_1421721_431_15403737_662 | 0.033 | unb_TAPWIRE_OH | 8103602 | no | no |  |  | no |  |  | 0 | 0 | 0 | 0
oh_line_TAP_OH_911532 |  | AN | node_8103602_200881752 | node_1421804_23_15403935_053 | 0.033 | unb_TAPWIRE_OH | 8103602 | no | no |  |  | no |  |  | 0 | 0 | 0 | 0
oh_line_TAP_OH_911533 |  | AN | node_8103602_200881754 | node_1421916_305_15404236_787 | 0.033 | unb_TAPWIRE_OH | 8103602 | no | no |  |  | no |  |  | 0 | 0 | 0 | 0
oh_line_TAP_OH_911535 |  | AN | node_8103602_200881760 | node_1422984_571_15405588_558 | 0.033 | unb_TAPWIRE_OH | 8103602 | no | no |  |  | no |  |  | 0 | 0 | 0 | 0
oh_line_TAP_OH_911536 |  | AN | node_8103602_200881765 | node_1423920_842_15407915_081 | 0.033 | unb_TAPWIRE_OH | 8103602 | no | no |  |  | no |  |  | 0 | 0 | 0 | 0
oh_line_TAP_OH_911537 |  | AN | node_8103602_200881767 | node_1424387_813_15408197_836 | 0.033 | unb_TAPWIRE_OH | 8103602 | no | no |  |  | no |  |  | 0 | 0 | 0 | 0
oh_line_TAP_OH_911538 |  | AN | node_8103602_200881770 | node_1423953_462_15408625_225 | 0.033 | unb_TAPWIRE_OH | 8103602 | no | no |  |  | no |  |  | 0 | 0 | 0 | 0
oh_line_TAP_OH_911539 |  | AN | node_8103602_200881771 | node_1423831_849_15408980_906 | 0.033 | unb_TAPWIRE_OH | 8103602 | no | no |  |  | no |  |  | 0 | 0 | 0 | 0
oh_line_TAP_OH_911540 |  | AN | node_8103602_200881776 | node_1423403_393_15410154_347 | 0.033 | unb_TAPWIRE_OH | 8103602 | no | no |  |  | no |  |  | 0 | 0 | 0 | 0
oh_line_TAP_OH_911542 |  | ABCN | node_8103602_200881780 | node_1422077_608_15401325_308 | 0.033 | unb_TAPWIRE_OH | 8103602 | no | no |  |  | no |  |  | 0 | 0 | 0 | 0
oh_line_TAP_OH_911560 |  | AN | node_8103602_200881826 | node_1424379_313_15414834_706 | 0.033 | unb_TAPWIRE_OH | 8103602 | no | no |  |  | no |  |  | 0 | 0 | 0 | 0
oh_line_TAP_OH_911563 |  | AN | node_8103602_200881841 | node_1425496_17_15402722_478 | 0.033 | unb_TAPWIRE_OH | 8103602 | no | no |  |  | no |  |  | 0 | 0 | 0 | 0
oh_line_TAP_OH_911564 |  | AN | node_8103602_200881843 | node_1425216_908_15402514_397 | 0.033 | unb_TAPWIRE_OH | 8103602 | no | no |  |  | no |  |  | 0 | 0 | 0 | 0
oh_line_TAP_OH_911565 |  | AN | node_8103602_200881844 | node_1425701_43_15403116_631 | 0.033 | unb_TAPWIRE_OH | 8103602 | no | no |  |  | no |  |  | 0 | 0 | 0 | 0
oh_line_TAP_OH_911566 |  | AN | node_8103602_200881845 | node_1423819_789_15400063_548 | 0.033 | unb_TAPWIRE_OH | 8103602 | no | no |  |  | no |  |  | 0 | 0 | 0 | 0
oh_line_TAP_OH_911567 |  | AN | node_8103602_200881846 | node_1423916_221_15400480_087 | 0.033 | unb_TAPWIRE_OH | 8103602 | no | no |  |  | no |  |  | 0 | 0 | 0 | 0
oh_line_TAP_OH_911581 |  | AN | node_8103602_200881887 | node_1411745_185_15395397_502 | 0.033 | unb_TAPWIRE_OH | 8103602 | no | no |  |  | no |  |  | 0 | 0 | 0 | 0
oh_line_TAP_OH_911582 |  | AN | node_8103602_200881888 | node_1411866_437_15395718_096 | 0.033 | unb_TAPWIRE_OH | 8103602 | no | no |  |  | no |  |  | 0 | 0 | 0 | 0
oh_line_TAP_OH_911583 |  | AN | node_8103602_200881891 | node_1410978_032_15395436_312 | 0.033 | unb_TAPWIRE_OH | 8103602 | no | no |  |  | no |  |  | 0 | 0 | 0 | 0
oh_line_TAP_OH_911584 |  | AN | node_8103602_200881893 | node_1411120_939_15395772_608 | 0.033 | unb_TAPWIRE_OH | 8103602 | no | no |  |  | no |  |  | 0 | 0 | 0 | 0
oh_line_TAP_OH_911585 |  | AN | node_8103602_200881898 | node_1410323_625_15396049_655 | 0.033 | unb_TAPWIRE_OH | 8103602 | no | no |  |  | no |  |  | 0 | 0 | 0 | 0
oh_line_TAP_OH_911586 |  | AN | node_8103602_200881904 | node_1410027_409_15396125_66 | 0.033 | unb_TAPWIRE_OH | 8103602 | no | no |  |  | no |  |  | 0 | 0 | 0 | 0
oh_line_TAP_OH_911587 |  | AN | node_8103602_200881906 | node_1409743_664_15396177_64 | 0.033 | unb_TAPWIRE_OH | 8103602 | no | no |  |  | no |  |  | 0 | 0 | 0 | 0
oh_line_TAP_OH_911588 |  | AN | node_8103602_200881910 | node_1409210_229_15396356_71 | 0.033 | unb_TAPWIRE_OH | 8103602 | no | no |  |  | no |  |  | 0 | 0 | 0 | 0
oh_line_TAP_OH_911589 |  | AN | node_8103602_200881916 | node_1408574_344_15396599_693 | 0.033 | unb_TAPWIRE_OH | 8103602 | no | no |  |  | no |  |  | 0 | 0 | 0 | 0
oh_line_TAP_OH_911611 |  | AN | node_8103602_200882006 | node_1420637_887_15409501_559 | 0.033 | unb_TAPWIRE_OH | 8103602 | no | no |  |  | no |  |  | 0 | 0 | 0 | 0
oh_line_TAP_OH_911612 |  | AN | node_8103602_200882011 | node_1420811_459_15407579_317 | 0.033 | unb_TAPWIRE_OH | 8103602 | no | no |  |  | no |  |  | 0 | 0 | 0 | 0
oh_line_TAP_OH_911613 |  | AN | node_8103602_200882018 | node_1420438_67_15409419_772 | 0.033 | unb_TAPWIRE_OH | 8103602 | no | no |  |  | no |  |  | 0 | 0 | 0 | 0
oh_line_TAP_OH_911614 |  | AN | node_8103602_200882026 | node_1421067_025_15405031_463 | 0.033 | unb_TAPWIRE_OH | 8103602 | no | no |  |  | no |  |  | 0 | 0 | 0 | 0
oh_line_TAP_OH_911615 |  | AN | node_8103602_200882027 | node_1421212_68_15405642_439 | 0.033 | unb_TAPWIRE_OH | 8103602 | no | no |  |  | no |  |  | 0 | 0 | 0 | 0
oh_line_TAP_OH_911616 |  | AN | node_8103602_200882028 | node_1421050_507_15405938_374 | 0.033 | unb_TAPWIRE_OH | 8103602 | no | no |  |  | no |  |  | 0 | 0 | 0 | 0
oh_line_TAP_OH_911635 |  | AN | node_8103602_200882117 | node_1409448_906_15396413_398 | 0.033 | unb_TAPWIRE_OH | 8103602 | no | no |  |  | no |  |  | 0 | 0 | 0 | 0
oh_line_TAP_OH_911636 |  | AN | node_8103602_200882118 | node_1409401_753_15396660_764 | 0.033 | unb_TAPWIRE_OH | 8103602 | no | no |  |  | no |  |  | 0 | 0 | 0 | 0
oh_line_TAP_OH_911637 |  | AN | node_8103602_200882119 | node_1411278_523_15397511_45 | 0.033 | unb_TAPWIRE_OH | 8103602 | no | no |  |  | no |  |  | 0 | 0 | 0 | 0
oh_line_TAP_OH_911638 |  | AN | node_8103602_200882121 | node_1411582_193_15397178_673 | 0.033 | unb_TAPWIRE_OH | 8103602 | no | no |  |  | no |  |  | 0 | 0 | 0 | 0
oh_line_TAP_OH_911640 |  | AN | node_8103602_200882129 | node_1411820_394_15396533_994 | 0.033 | unb_TAPWIRE_OH | 8103602 | no | no |  |  | no |  |  | 0 | 0 | 0 | 0
oh_line_TAP_OH_911641 |  | AN | node_8103602_200882136 | node_1409359_141_15397601_166 | 0.033 | unb_TAPWIRE_OH | 8103602 | no | no |  |  | no |  |  | 0 | 0 | 0 | 0
oh_line_TAP_OH_911642 |  | AN | node_8103602_200882138 | node_1409751_231_15397783_666 | 0.033 | unb_TAPWIRE_OH | 8103602 | no | no |  |  | no |  |  | 0 | 0 | 0 | 0
oh_line_TAP_OH_911643 |  | AN | node_8103602_200882140 | node_1410083_951_15398023_626 | 0.033 | unb_TAPWIRE_OH | 8103602 | no | no |  |  | no |  |  | 0 | 0 | 0 | 0
oh_line_TAP_OH_911644 |  | AN | node_8103602_200882141 | node_1410222_052_15398105_196 | 0.033 | unb_TAPWIRE_OH | 8103602 | no | no |  |  | no |  |  | 0 | 0 | 0 | 0
oh_line_TAP_OH_911645 |  | AN | node_8103602_200882145 | node_1410963_532_15397961_834 | 0.033 | unb_TAPWIRE_OH | 8103602 | no | no |  |  | no |  |  | 0 | 0 | 0 | 0
oh_line_TAP_OH_911649 |  | AN | node_8103602_200882158 | node_1421046_203_15416110_527 | 0.033 | unb_TAPWIRE_OH | 8103602 | no | no |  |  | no |  |  | 0 | 0 | 0 | 0
oh_line_TAP_OH_911650 |  | AN | node_8103602_200882162 | node_1418072_07_15415952_917 | 0.033 | unb_TAPWIRE_OH | 8103602 | no | no |  |  | no |  |  | 0 | 0 | 0 | 0
oh_line_TAP_OH_911651 |  | AN | node_8103602_200882166 | node_1419430_601_15416028_706 | 0.033 | unb_TAPWIRE_OH | 8103602 | no | no |  |  | no |  |  | 0 | 0 | 0 | 0
oh_line_TAP_OH_911652 |  | AN | node_8103602_200882172 | node_1421037_608_15398286_87 | 0.033 | unb_TAPWIRE_OH | 8103602 | no | no |  |  | no |  |  | 0 | 0 | 0 | 0
oh_line_TAP_OH_911653 |  | AN | node_8103602_200882174 | node_1420749_797_15398465_735 | 0.033 | unb_TAPWIRE_OH | 8103602 | no | no |  |  | no |  |  | 0 | 0 | 0 | 0
oh_line_TAP_OH_911654 |  | AN | node_8103602_200882175 | node_1420445_477_15398522_864 | 0.033 | unb_TAPWIRE_OH | 8103602 | no | no |  |  | no |  |  | 0 | 0 | 0 | 0
oh_line_TAP_OH_911655 |  | AN | node_8103602_200882176 | node_1420146_423_15398600_537 | 0.033 | unb_TAPWIRE_OH | 8103602 | no | no |  |  | no |  |  | 0 | 0 | 0 | 0
oh_line_TAP_OH_911656 |  | AN | node_8103602_200882177 | node_1419931_174_15398233_816 | 0.033 | unb_TAPWIRE_OH | 8103602 | no | no |  |  | no |  |  | 0 | 0 | 0 | 0
oh_line_TAP_OH_911657 |  | AN | node_8103602_200882178 | node_1419995_82_15398608_319 | 0.033 | unb_TAPWIRE_OH | 8103602 | no | no |  |  | no |  |  | 0 | 0 | 0 | 0
oh_line_TAP_OH_911658 |  | AN | node_8103602_200882179 | node_1419738_448_15398609_319 | 0.033 | unb_TAPWIRE_OH | 8103602 | no | no |  |  | no |  |  | 0 | 0 | 0 | 0
oh_line_TAP_OH_911659 |  | AN | node_8103602_200882182 | node_1419451_035_15398336_749 | 0.033 | unb_TAPWIRE_OH | 8103602 | no | no |  |  | no |  |  | 0 | 0 | 0 | 0
oh_line_TAP_OH_911660 |  | AN | node_8103602_200882183 | node_1419318_681_15398588_637 | 0.033 | unb_TAPWIRE_OH | 8103602 | no | no |  |  | no |  |  | 0 | 0 | 0 | 0
oh_line_TAP_OH_911661 |  | AN | node_8103602_200882186 | node_1418819_351_15398246_131 | 0.033 | unb_TAPWIRE_OH | 8103602 | no | no |  |  | no |  |  | 0 | 0 | 0 | 0
oh_line_TAP_OH_911662 |  | AN | node_8103602_200882191 | node_1420405_651_15404273_113 | 0.033 | unb_TAPWIRE_OH | 8103602 | no | no |  |  | no |  |  | 0 | 0 | 0 | 0
oh_line_TAP_OH_911663 |  | AN | node_8103602_200882193 | node_1420195_022_15404397_053 | 0.033 | unb_TAPWIRE_OH | 8103602 | no | no |  |  | no |  |  | 0 | 0 | 0 | 0
oh_line_TAP_OH_911664 |  | AN | node_8103602_200882194 | node_1420019_17_15404425_193 | 0.033 | unb_TAPWIRE_OH | 8103602 | no | no |  |  | no |  |  | 0 | 0 | 0 | 0
oh_line_TAP_OH_911686 |  | AN | node_8103602_200882286 | node_1424350_766_15416748_416 | 0.033 | unb_TAPWIRE_OH | 8103602 | no | no |  |  | no |  |  | 0 | 0 | 0 | 0
oh_line_TAP_OH_911687 |  | AN | node_8103602_200882289 | node_1424389_127_15417531_358 | 0.033 | unb_TAPWIRE_OH | 8103602 | no | no |  |  | no |  |  | 0 | 0 | 0 | 0
oh_line_TAP_OH_911688 |  | AN | node_8103602_200882290 | node_1424437_477_15417874_201 | 0.033 | unb_TAPWIRE_OH | 8103602 | no | no |  |  | no |  |  | 0 | 0 | 0 | 0
oh_line_TAP_OH_911689 |  | AN | node_8103602_200882291 | node_1424711_862_15418090_341 | 0.033 | unb_TAPWIRE_OH | 8103602 | no | no |  |  | no |  |  | 0 | 0 | 0 | 0
oh_line_TAP_OH_911690 |  | AN | node_8103602_200882294 | node_1425237_813_15411327_552 | 0.033 | unb_TAPWIRE_OH | 8103602 | no | no |  |  | no |  |  | 0 | 0 | 0 | 0
oh_line_TAP_OH_911691 |  | AN | node_8103602_200882300 | node_1424976_056_15413108_245 | 0.033 | unb_TAPWIRE_OH | 8103602 | no | no |  |  | no |  |  | 0 | 0 | 0 | 0
oh_line_TAP_OH_911692 |  | AN | node_8103602_200882302 | node_1424720_085_15409108_166 | 0.033 | unb_TAPWIRE_OH | 8103602 | no | no |  |  | no |  |  | 0 | 0 | 0 | 0
oh_line_TAP_OH_911693 |  | AN | node_8103602_200882303 | node_1424871_682_15409386_036 | 0.033 | unb_TAPWIRE_OH | 8103602 | no | no |  |  | no |  |  | 0 | 0 | 0 | 0
oh_line_TAP_OH_911694 |  | AN | node_8103602_200882305 | node_1425033_274_15409899_068 | 0.033 | unb_TAPWIRE_OH | 8103602 | no | no |  |  | no |  |  | 0 | 0 | 0 | 0
oh_line_TAP_OH_911695 |  | AN | node_8103602_200882306 | node_1425145_649_15410107_171 | 0.033 | unb_TAPWIRE_OH | 8103602 | no | no |  |  | no |  |  | 0 | 0 | 0 | 0
oh_line_TAP_OH_911696 |  | AN | node_8103602_200882308 | node_1425164_202_15410679_646 | 0.033 | unb_TAPWIRE_OH | 8103602 | no | no |  |  | no |  |  | 0 | 0 | 0 | 0
oh_line_TAP_OH_911697 |  | AN | node_8103602_200882310 | node_1425543_302_15408422_193 | 0.033 | unb_TAPWIRE_OH | 8103602 | no | no |  |  | no |  |  | 0 | 0 | 0 | 0
oh_line_TAP_OH_911698 |  | AN | node_8103602_200882312 | node_1426140_891_15408592_899 | 0.033 | unb_TAPWIRE_OH | 8103602 | no | no |  |  | no |  |  | 0 | 0 | 0 | 0
oh_line_TAP_OH_911699 |  | AN | node_8103602_200882313 | node_1424607_827_15408364_709 | 0.033 | unb_TAPWIRE_OH | 8103602 | no | no |  |  | no |  |  | 0 | 0 | 0 | 0
oh_line_TAP_OH_911700 |  | ABCN | node_8103602_200882317 | node_1422155_397_15399885_109 | 0.033 | unb_TAPWIRE_OH | 8103602 | no | no |  |  | no |  |  | 0 | 0 | 0 | 0
oh_line_TAP_OH_911701 |  | AN | node_8103602_200882325 | node_1422179_334_15399178_198 | 0.033 | unb_TAPWIRE_OH | 8103602 | no | no |  |  | no |  |  | 0 | 0 | 0 | 0
oh_line_TAP_OH_911702 |  | AN | node_8103602_200882328 | node_1422477_923_15399136_746 | 0.033 | unb_TAPWIRE_OH | 8103602 | no | no |  |  | no |  |  | 0 | 0 | 0 | 0
oh_line_TAP_OH_911703 |  | AN | node_8103602_200882329 | node_1422742_587_15399186_681 | 0.033 | unb_TAPWIRE_OH | 8103602 | no | no |  |  | no |  |  | 0 | 0 | 0 | 0
oh_line_TAP_OH_911704 |  | AN | node_8103602_200882332 | node_1422020_382_15398524_912 | 0.033 | unb_TAPWIRE_OH | 8103602 | no | no |  |  | no |  |  | 0 | 0 | 0 | 0
oh_line_TAP_OH_920987 |  | AN | node_8103602_200951616 | node_1400431_256_15401560_735 | 0.033 | unb_TAPWIRE_OH | 8103602 | no | no |  |  | no |  |  | 0 | 0 | 0 | 0
oh_line_TAP_OH_921549 |  | AN | node_8103602_200957139 | node_1428781_448_15406163_92 | 0.033 | unb_TAPWIRE_OH | 8103602 | no | no |  |  | no |  |  | 0 | 0 | 0 | 0
oh_line_TAP_OH_921550 |  | AN | node_8103602_200957143 | node_1428011_374_15405392_572 | 0.033 | unb_TAPWIRE_OH | 8103602 | no | no |  |  | no |  |  | 0 | 0 | 0 | 0
oh_line_TAP_OH_921551 |  | AN | node_8103602_200957146 | node_1427424_04_15404838_944 | 0.033 | unb_TAPWIRE_OH | 8103602 | no | no |  |  | no |  |  | 0 | 0 | 0 | 0
oh_line_TAP_OH_922427 |  | ABCN | node_8103602_200961738 | node_1418382_866_15406493_587 | 0.033 | unb_TAPWIRE_OH | 8103602 | no | no |  |  | no |  |  | 0 | 0 | 0 | 0
oh_line_TAP_OH_923816 |  | AN | node_8103602_200968269 | node_1404048_691_15402857_659 | 0.033 | unb_TAPWIRE_OH | 8103602 | no | no |  |  | no |  |  | 0 | 0 | 0 | 0
oh_line_TAP_OH_924003 |  | AN | node_8103602_200969237 | node_1425592_06_15401045_295 | 0.033 | unb_TAPWIRE_OH | 8103602 | no | no |  |  | no |  |  | 0 | 0 | 0 | 0
oh_line_TAP_OH_924524 |  | AN | node_8103602_200971765 | node_1405502_601_15401771_432 | 0.033 | unb_TAPWIRE_OH | 8103602 | no | no |  |  | no |  |  | 0 | 0 | 0 | 0
oh_line_TAP_OH_925673 |  | AN | node_8103602_200978862 | node_1413023_975_15401516_577 | 0.033 | unb_TAPWIRE_OH | 8103602 | no | no |  |  | no |  |  | 0 | 0 | 0 | 0
oh_line_TAP_OH_925693 |  | AN | node_8103602_200978931 | node_1414511_005_15421615_396 | 0.033 | unb_TAPWIRE_OH | 8103602 | no | no |  |  | no |  |  | 0 | 0 | 0 | 0
oh_line_TAP_OH_926468 |  | ABCN | node_8103602_200982796 | node_1422240_889_15399413_722 | 0.033 | unb_TAPWIRE_OH | 8103602 | no | no |  |  | no |  |  | 0 | 0 | 0 | 0
oh_line_TAP_OH_927046 |  | AN | node_8103602_200985548 | node_1406108_008_15401733_355 | 0.033 | unb_TAPWIRE_OH | 8103602 | no | no |  |  | no |  |  | 0 | 0 | 0 | 0
oh_line_TAP_OH_928115 |  | AN | node_8103602_201007745 | node_1425618_252_15389162_718 | 0.033 | unb_TAPWIRE_OH | 8103602 | no | no |  |  | no |  |  | 0 | 0 | 0 | 0
oh_line_TAP_OH_928791 |  | AN | node_8103602_201011141 | node_1412038_4_15401401_32 | 0.033 | unb_TAPWIRE_OH | 8103602 | no | no |  |  | no |  |  | 0 | 0 | 0 | 0
oh_line_TAP_OH_929512 |  | AN | node_8103602_201014361 | node_1422696_603_15390355_494 | 0.033 | unb_TAPWIRE_OH | 8103602 | no | no |  |  | no |  |  | 0 | 0 | 0 | 0
oh_line_TAP_OH_930566 |  | ABCN | node_8103602_201019081 | node_1422024_53_15402671_929 | 0.033 | unb_TAPWIRE_OH | 8103602 | no | no |  |  | no |  |  | 0 | 0 | 0 | 0
oh_line_TAP_OH_931293 |  | AN | node_8103602_201022473 | node_1424414_216_15414486_879 | 0.033 | unb_TAPWIRE_OH | 8103602 | no | no |  |  | no |  |  | 0 | 0 | 0 | 0
oh_line_TAP_OH_934963 |  | AN | node_8103602_201046177 | node_1418315_807_15398654_92 | 0.033 | unb_TAPWIRE_OH | 8103602 | no | no |  |  | no |  |  | 0 | 0 | 0 | 0
oh_line_TAP_OH_935060 |  | AN | node_8103602_201046964 | node_1427017_842_15398129_421 | 0.033 | unb_TAPWIRE_OH | 8103602 | no | no |  |  | no |  |  | 0 | 0 | 0 | 0
oh_line_TAP_OH_935158 |  | AN | node_8103602_201047440 | node_1412333_798_15394427_401 | 0.033 | unb_TAPWIRE_OH | 8103602 | no | no |  |  | no |  |  | 0 | 0 | 0 | 0
oh_line_TAP_OH_935183 |  | AN | node_8103602_201047585 | node_1418143_637_15396614_16 | 0.033 | unb_TAPWIRE_OH | 8103602 | no | no |  |  | no |  |  | 0 | 0 | 0 | 0
oh_line_TAP_OH_935644 |  | AN | node_8103602_201051499 | node_1424494_981_15388457_18 | 0.033 | unb_TAPWIRE_OH | 8103602 | no | no |  |  | no |  |  | 0 | 0 | 0 | 0
oh_line_TAP_OH_1374006 |  | AN | node_8103602_200882025 | node_1421236_838_15405300_907 | 0.033 | unb_TAPWIRE_OH | 8103602 | no | no |  |  | no |  |  | 0 | 0 | 0 | 0
oh_line_TAP_OH_1785655 |  | AN | node_8103602_200876079 | node_1414522_736_15394021_756 | 0.033 | unb_TAPWIRE_OH | 8103602 | no | no |  |  | no |  |  | 0 | 0 | 0 | 0
oh_line_TAP_OH_2142156 |  | ABCN | node_8103602_200881364 | node_1422401_977_15400324_642 | 0.033 | unb_TAPWIRE_OH | 8103602 | no | no |  |  | no |  |  | 0 | 0 | 0 | 0
oh_line_TAP_OH_2142157 |  | ABCN | node_8103602_200881364 | node_1422398_324_15400350_782 | 0.033 | unb_TAPWIRE_OH | 8103602 | no | no |  |  | no |  |  | 0 | 0 | 0 | 0
oh_line_TAP_OH_2142158 |  | ABCN | node_8103602_200881364 | node_1422400_485_15400298_079 | 0.033 | unb_TAPWIRE_OH | 8103602 | no | no |  |  | no |  |  | 0 | 0 | 0 | 0
oh_line_TAP_OH_2142193 |  | ABCN | node_8103602_200881748 | node_1421828_501_15403483_093 | 0.033 | unb_TAPWIRE_OH | 8103602 | no | no |  |  | no |  |  | 0 | 0 | 0 | 0
oh_line_TAP_OH_2142194 |  | ABCN | node_8103602_200881748 | node_1421824_681_15403509_188 | 0.033 | unb_TAPWIRE_OH | 8103602 | no | no |  |  | no |  |  | 0 | 0 | 0 | 0
oh_line_TAP_OH_2142195 |  | ABCN | node_8103602_200881748 | node_1421827_18_15403456_514 | 0.033 | unb_TAPWIRE_OH | 8103602 | no | no |  |  | no |  |  | 0 | 0 | 0 | 0
oh_line_TAP_OH_2142196 |  | ABCN | node_8103602_200881287 | node_1421906_632_15400192_888 | 0.033 | unb_TAPWIRE_OH | 8103602 | no | no |  |  | no |  |  | 0 | 0 | 0 | 0
oh_line_TAP_OH_2142197 |  | ABCN | node_8103602_200881287 | node_1421926_156_15400196_961 | 0.033 | unb_TAPWIRE_OH | 8103602 | no | no |  |  | no |  |  | 0 | 0 | 0 | 0
oh_line_TAP_OH_2142221 |  | ABCN | node_8103602_200881372 | node_1422557_503_15399657_522 | 0.033 | unb_TAPWIRE_OH | 8103602 | no | no |  |  | no |  |  | 0 | 0 | 0 | 0
oh_line_TAP_OH_2142222 |  | ABCN | node_8103602_200881372 | node_1422576_629_15399651_083 | 0.033 | unb_TAPWIRE_OH | 8103602 | no | no |  |  | no |  |  | 0 | 0 | 0 | 0
oh_line_TAP_OH_2142223 |  | ABCN | node_8103602_200881372 | node_1422540_293_15399670_429 | 0.033 | unb_TAPWIRE_OH | 8103602 | no | no |  |  | no |  |  | 0 | 0 | 0 | 0
oh_line_TAP_OH_2724988 |  | AN | node_8103602_200882020 | node_1421718_678_15404342_034 | 0.033 | unb_TAPWIRE_OH | 8103602 | no | no |  |  | no |  |  | 0 | 0 | 0 | 0
oh_line_TAP_OH_2900377 |  | AN | node_8103602_311879471 | node_1432108_953_15401117_95 | 0.033 | unb_TAPWIRE_OH | 8103602 | no | no |  |  | no |  |  | 0 | 0 | 0 | 0
oh_line_TAP_OH_2948429 |  | AN | node_8103602_311876523 | node_1411434_957_15401590_936 | 0.033 | unb_TAPWIRE_OH | 8103602 | no | no |  |  | no |  |  | 0 | 0 | 0 | 0
oh_line_TAP_OH_3084981 |  | ABCN | node_8103602_200881470 | node_1420391_076_15401167_329 | 0.033 | unb_TAPWIRE_OH | 8103602 | no | no |  |  | no |  |  | 0 | 0 | 0 | 0
oh_line_TAP_OH_3084982 |  | ABCN | node_8103602_200881470 | node_1420411_478_15401150_663 | 0.033 | unb_TAPWIRE_OH | 8103602 | no | no |  |  | no |  |  | 0 | 0 | 0 | 0
oh_line_TAP_OH_3084983 |  | ABCN | node_8103602_200881470 | node_1420435_084_15401133_098 | 0.033 | unb_TAPWIRE_OH | 8103602 | no | no |  |  | no |  |  | 0 | 0 | 0 | 0
oh_line_TAP_OH_3089775 |  | ABCN | node_8103602_200881521 | node_1420985_293_15400797_968 | 0.033 | unb_TAPWIRE_OH | 8103602 | no | no |  |  | no |  |  | 0 | 0 | 0 | 0
oh_line_TAP_OH_3133851 |  | AN | node_8103602_312085771 | node_1404182_158_15401726_771 | 0.033 | unb_TAPWIRE_OH | 8103602 | no | no |  |  | no |  |  | 0 | 0 | 0 | 0
oh_line_TAP_OH_3156705 |  | AN | node_8103602_200875534 | node_1422650_835_15390066_734 | 0.033 | unb_TAPWIRE_OH | 8103602 | no | no |  |  | no |  |  | 0 | 0 | 0 | 0
oh_line_TAP_OH_3177116 |  | AN | node_8103602_200881552 | node_1424924_786_15413406_697 | 0.033 | unb_TAPWIRE_OH | 8103602 | no | no |  |  | no |  |  | 0 | 0 | 0 | 0
oh_line_TAP_OH_3230393 |  | ABCN | node_8103602_200881523 | node_1420627_409_15401086_864 | 0.033 | unb_TAPWIRE_OH | 8103602 | no | no |  |  | no |  |  | 0 | 0 | 0 | 0
oh_line_TAP_OH_3230394 |  | ABCN | node_8103602_200881523 | node_1420618_751_15401095_269 | 0.033 | unb_TAPWIRE_OH | 8103602 | no | no |  |  | no |  |  | 0 | 0 | 0 | 0
oh_line_TAP_OH_3248426 |  | AN | node_8103602_311920156 | node_1426256_362_15401329_402 | 0.033 | unb_TAPWIRE_OH | 8103602 | no | no |  |  | no |  |  | 0 | 0 | 0 | 0
oh_line_TAP_OH_3306087 |  | AN | node_8103602_200881426 | node_1426424_636_15398068_186 | 0.033 | unb_TAPWIRE_OH | 8103602 | no | no |  |  | no |  |  | 0 | 0 | 0 | 0
oh_line_TAP_OH_3423334 |  | AN | node_8103602_311934802 | node_1431755_857_15400949_643 | 0.033 | unb_TAPWIRE_OH | 8103602 | no | no |  |  | no |  |  | 0 | 0 | 0 | 0
oh_line_TAP_OH_3527760 |  | AN | node_8103602_200882309 | node_1425414_3_15408680_293 | 0.033 | unb_TAPWIRE_OH | 8103602 | no | no |  |  | no |  |  | 0 | 0 | 0 | 0
oh_line_TAP_OH_3597771 |  | AN | node_8103602_311988278 | node_1405714_085_15397303_277 | 0.033 | unb_TAPWIRE_OH | 8103602 | no | no |  |  | no |  |  | 0 | 0 | 0 | 0
oh_line_TAP_OH_3597773 |  | AN | node_8103602_311988283 | node_1405834_199_15397014_016 | 0.033 | unb_TAPWIRE_OH | 8103602 | no | no |  |  | no |  |  | 0 | 0 | 0 | 0
oh_line_TAP_OH_3984702 |  | AN | node_8103602_200881454 | node_1432990_487_15399594_581 | 0.033 | unb_TAPWIRE_OH | 8103602 | no | no |  |  | no |  |  | 0 | 0 | 0 | 0
oh_line_TAP_OH_4219133 |  | AN | node_8103602_200882311 | node_1425726_176_15408235_742 | 0.033 | unb_TAPWIRE_OH | 8103602 | no | no |  |  | no |  |  | 0 | 0 | 0 | 0
oh_line_TAP_OH_4225519 |  | AN | node_8103602_312033746 | node_1425861_022_15408428_112 | 0.033 | unb_TAPWIRE_OH | 8103602 | no | no |  |  | no |  |  | 0 | 0 | 0 | 0
oh_line_TAP_OH_4343137 |  | ABCN | node_8103602_312052210 | node_1421811_211_15403591_321 | 0.033 | unb_TAPWIRE_OH | 8103602 | no | no |  |  | no |  |  | 0 | 0 | 0 | 0
oh_line_TAP_OH_4343138 |  | ABCN | node_8103602_312052210 | node_1421801_413_15403614_821 | 0.033 | unb_TAPWIRE_OH | 8103602 | no | no |  |  | no |  |  | 0 | 0 | 0 | 0
oh_line_TAP_OH_4579959 |  | AN | node_8103602_312072683 | node_1421752_734_15403803_997 | 0.033 | unb_TAPWIRE_OH | 8103602 | no | no |  |  | no |  |  | 0 | 0 | 0 | 0
oh_line_TAP_OH_4653559 |  | AN | node_8103602_200875028 | node_1415180_991_15420659_594 | 0.033 | unb_TAPWIRE_OH | 8103602 | no | no |  |  | no |  |  | 0 | 0 | 0 | 0
oh_line_TAP_OH_5085585 |  | ABCN | node_8103602_200881725 | node_1422138_952_15400475_347 | 0.033 | unb_TAPWIRE_OH | 8103602 | no | no |  |  | no |  |  | 0 | 0 | 0 | 0
oh_line_TAP_OH_5253993 |  | ABCN | node_8103602_200881772 | node_1422111_801_15400811_56 | 0.033 | unb_TAPWIRE_OH | 8103602 | no | no |  |  | no |  |  | 0 | 0 | 0 | 0
oh_line_TAP_OH_5440839 |  | AN | node_8103602_312131823 | node_1428559_485_15405366_445 | 0.033 | unb_TAPWIRE_OH | 8103602 | no | no |  |  | no |  |  | 0 | 0 | 0 | 0
oh_line_TAP_OH_5546840 |  | AN | node_8103602_312139492 | node_1420918_216_15407857_62 | 0.033 | unb_TAPWIRE_OH | 8103602 | no | no |  |  | no |  |  | 0 | 0 | 0 | 0
oh_line_TAP_OH_5581239 |  | AN | node_8103602_312141754 | node_1428697_47_15405543_102 | 0.033 | unb_TAPWIRE_OH | 8103602 | no | no |  |  | no |  |  | 0 | 0 | 0 | 0
oh_line_TAP_OH_5655239 |  | AN | node_8103602_312120309 | node_1410616_074_15396004_058 | 0.033 | unb_TAPWIRE_OH | 8103602 | no | no |  |  | no |  |  | 0 | 0 | 0 | 0
oh_line_TAP_OH_5660441 |  | ABCN | node_8103602_312148501 | node_1422210_287_15401449_494 | 0.033 | unb_TAPWIRE_OH | 8103602 | no | no |  |  | no |  |  | 0 | 0 | 0 | 0
oh_line_TAP_OH_5660442 |  | ABCN | node_8103602_312148501 | node_1422205_337_15401469_48 | 0.033 | unb_TAPWIRE_OH | 8103602 | no | no |  |  | no |  |  | 0 | 0 | 0 | 0
oh_line_TAP_OH_5660443 |  | ABCN | node_8103602_312148501 | node_1422197_166_15401488_63 | 0.033 | unb_TAPWIRE_OH | 8103602 | no | no |  |  | no |  |  | 0 | 0 | 0 | 0

## overhead_line_conductor
data_type | static
owner_type | feeder
owner | 8103602
object | overhead_line_conductor
name | groupid | geometric_mean_radius | resistance | diameter | rating_summer_continuous | rating_summer_emergency | rating_winter_continuous | rating_winter_emergency | dcircuit | selected | comments
oh_cond_1/0_AAAC |  | 0.012 | 0.876 | 0.398 | 235 | 235 | 310 | 310 |  | no
oh_cond_1/0_ACSR |  | 0.012 | 0.888 | 0.398 | 265 | 265 | 330 | 330 |  | no
oh_cond_2/0_CU |  | 0.013 | 0.44 | 0.414 | 295 | 295 | 425 | 425 |  | no
oh_cond_2_ACSR |  | 0.01 | 1.41 | 0.325 | 195 | 195 | 245 | 245 |  | no
oh_cond_3_#7_CWD_30% |  | 0.005 | 3.07 | 0.311 | 125 | 125 | 195 | 195 |  | no
oh_cond_4/0_AAAC |  | 0.017 | 0.439 | 0.563 | 365 | 365 | 480 | 480 |  | no
oh_cond_4/0_ACSR |  | 0.017 | 0.445 | 0.563 | 410 | 410 | 515 | 515 |  | no
oh_cond_4/0_AL |  | 0.016 | 0.442 | 0.522 | 365 | 365 | 480 | 480 |  | no
oh_cond_4A_CWD |  | 0.006 | 1.395 | 0.29 | 150 | 150 | 220 | 220 |  | no
oh_cond_4_ACSR |  | 0.008 | 2.24 | 0.25 | 145 | 145 | 185 | 185 |  | no
oh_cond_4_CU |  | 0.007 | 1.388 | 0.232 | 140 | 140 | 200 | 200 |  | no
oh_cond_6D_CWD |  | 0.004 | 2.22 | 0.276 | 120 | 120 | 170 | 170 |  | no
oh_cond_6_CU |  | 0.006 | 2.18 | 0.184 | 110 | 110 | 150 | 150 |  | no
oh_cond_8D_CWD |  | 0.004 | 3.51 | 0.219 | 85 | 85 | 135 | 135 |  | no
oh_cond_WP-4/0-CU |  | 0.015 | 0.273 | 0.81 | 340 | 340 | 390 | 390 |  | no

## regulator
data_type | static
owner_type | feeder
owner | 8103602
object | regulator
name | groupid | phases | fr | to | configuration | sense_node | dcircuit | selected | monitored | monitored_fields | class_monitored_fields | played | played_fields | comments
regulator_220370703 |  | AD | node_intto1_8103602_200881309 | node_8103602_200881309 | config_regulator_220370703 |  | 8103602 | no | no |  |  | no
regulator_220370706 |  | AD | node_intto1_8103602_200882030 | node_8103602_200882030 | config_regulator_220370706 |  | 8103602 | no | no |  |  | no
regulator_312027629 |  | AD | node_intto1_8103602_200881765 | node_8103602_200881765 | config_regulator_312027629 |  | 8103602 | no | no |  |  | no
regulator_312115272 |  | ABCD | node_intto1_8103602_200881325 | node_8103602_200881325 | config_regulator_312115272 |  | 8103602 | no | no |  |  | no

## regulator_configuration
data_type | static
owner_type | feeder
owner | 8103602
object | regulator_configuration
name | groupid | connect_type | band_center | band_width | time_delay | dwell_time | raise_taps | lower_taps | current_transducer_ratio | power_transducer_ratio | compensator_r_setting_A | compensator_x_setting_A | compensator_r_setting_B | compensator_x_setting_B | compensator_r_setting_C | compensator_x_setting_C | CT_phase | PT_phase | regulation | control_level | Control | Type | tap_pos_A | tap_pos_B | tap_pos_C | dcircuit | selected | comments
config_regulator_220370703 |  | WYE_WYE | 123 | 3 |  |  | 16 | 16 | 100 | 40 | 0 | 0 | 0 | 0 | 0 | 0 | A | A | 0.1 | INDIVIDUAL | OUTPUT_VOLTAGE | A | 0 | 0 | 0 |  | no
config_regulator_220370706 |  | WYE_WYE | 123 | 3 |  |  | 16 | 16 | 100 | 40 | 0 | 0 | 0 | 0 | 0 | 0 | A | A | 0.1 | INDIVIDUAL | OUTPUT_VOLTAGE | A | 0 | 0 | 0 |  | no
config_regulator_312027629 |  | WYE_WYE | 123 | 3 |  |  | 16 | 16 | 100 | 40 | 0 | 0 | 0 | 0 | 0 | 0 | A | A | 0.1 | INDIVIDUAL | OUTPUT_VOLTAGE | A | 0 | 0 | 0 |  | no
config_regulator_312115272 |  | WYE_WYE | 123 | 3 |  |  | 16 | 16 | 250 | 40 | 0 | 0 | 0 | 0 | 0 | 0 | A | A | 0.1 | INDIVIDUAL | OUTPUT_VOLTAGE | A | 0 | 0 | 0 |  | no

## switch
data_type | static
owner_type | feeder
owner | 8103602
object | switch
name | groupid | phases | fr | to | phase_A_state | phase_B_state | phase_C_state | operating_mode | status | dcircuit | selected | monitored | monitored_fields | class_monitored_fields | played | played_fields | comments
switch_220416903 |  | ABCD | node_intto1_8103602_200881515 | node_8103602_200881515 | CLOSED | CLOSED | CLOSED | INDIVIDUAL |  | 8103602 | no | no |  |  | no
switch_220416945 |  | AD | node_intto1_8103602_200881845 | node_8103602_200881845 | CLOSED | CLOSED | CLOSED | INDIVIDUAL |  | 8103602 | no | no |  |  | no
switch_220416964 |  | ABCD | node_intto1_8103602_200882032 | node_8103602_200882032 | CLOSED | CLOSED | CLOSED | INDIVIDUAL |  | 8103602 | no | no |  |  | no
switch_220557329 |  | ABCD | node_intto1_8103602_200881307 | node_8103602_200881307 | CLOSED | CLOSED | CLOSED | INDIVIDUAL |  | 8103602 | no | no |  |  | no

## underground_line
data_type | static
owner_type | feeder
owner | 8103602
object | underground_line
name | groupid | phases | fr | to | length | configuration | dcircuit | selected | monitored | monitored_fields | class_monitored_fields | played | played_fields | comments
und_line_8103602_200959373 |  | AN | node_8103602_200959374 | node_intto1_8103602_200959373 | 326.196 | und_1P_DELTACUST | 8103602 | no | no |  |  | no
und_line_8103602_200969714 |  | AN | node_8103602_200957140 | node_intto1_8103602_200969714 | 202.844 | und_1P_DELTACUST | 8103602 | no | no |  |  | no
und_line_8103602_200972432 |  | AN | node_8103602_200881430 | node_intto1_8103602_200972432 | 855.811 | und_1P_DELTACUST | 8103602 | no | no |  |  | no
und_line_8103602_200974043 |  | AN | node_8103602_200957147 | node_intto1_8103602_200974043 | 546.223 | und_1P_DELTACUST | 8103602 | no | no |  |  | no
und_line_8103602_201018419 |  | AN | node_8103602_201018418 | node_intto1_8103602_201018419 | 689.608 | und_1P_DELTACUST | 8103602 | no | no |  |  | no
und_line_8103602_311886749 |  | AN | node_8103602_200881736 | node_intto1_8103602_311886749 | 56.22 | und_1P_2ALURD_2AL(N) | 8103602 | no | no |  |  | no
und_line_TAP_UG_60721 |  | AN | node_8103602_200969714 | node_1428890_103_15405823_354 | 0.033 | und_TAPWIRE_UG | 8103602 | no | no |  |  | no
und_line_TAP_UG_61177 |  | AN | node_8103602_200972432 | node_1427606_109_15399119_82 | 0.033 | und_TAPWIRE_UG | 8103602 | no | no |  |  | no
und_line_TAP_UG_61973 |  | AN | node_8103602_200974043 | node_1427574_44_15404142_767 | 0.033 | und_TAPWIRE_UG | 8103602 | no | no |  |  | no
und_line_TAP_UG_64825 |  | AN | node_8103602_201018419 | node_1425248_117_15382372_544 | 0.033 | und_TAPWIRE_UG | 8103602 | no | no |  |  | no
und_line_TAP_UG_335762 |  | AN | node_8103602_200959373 | node_1420627_637_15399925_373 | 0.033 | und_TAPWIRE_UG | 8103602 | no | no |  |  | no
und_line_TAP_UG_1307427 |  | AN | node_8103602_311886749 | node_1421767_698_15402768_937 | 0.033 | und_TAPWIRE_UG | 8103602 | no | no |  |  | no

## underground_line_conductor
data_type | static
owner_type | feeder
owner | 8103602
object | underground_line_conductor
name | groupid | outer_diameter | conductor_gmr | conductor_diameter | conductor_resistance | neutral_gmr | neutral_diameter | neutral_resistance | neutral_strands | insulation_relative_permitivitty | shield_gmr | shield_resistance | rating_summer_continuous | rating_summer_emergency | rating_winter_continuous | rating_winter_emergency | dcircuit | selected | comments
und_cond_1P_2ALURD_2AL(N) | [12 empty] | 125 | 125 | 140 | 140 |  | no
und_cond_1P_DELTACUST | [12 empty] | 685 | 685 | 685 | 685 |  | no
und_cond_TAPWIRE_UG | [12 empty] | 99999999 | 99999999 | 99999999 | 99999999 |  | no