## capacitor
data_type | static
owner_type | feeder
owner | 8101402
object | capacitor
name | groupid | parent | phases | nominal_voltage | pt_phase | phases_connected | switchA | switchB | switchC | control | voltage_set_high | voltage_set_low | VAr_set_high | VAr_set_low | current_set_high | current_set_low | capacitor_A | capacitor_B | capacitor_C | cap_nominal_voltage | time_delay | dwell_time | lockout_time | remote_sense | remote_sense_B | control_level | dcircuit | selected | monitored | monitored_fields | class_monitored_fields | played | played_fields | comments
cap_220369345 |  | node_1355726_658_15287701_328 | ABCN | 0 |  | ABCN | CLOSED | CLOSED | CLOSED | MANUAL | [6 empty] | 100000 | 100000 | 100000 | 4800 | [6 empty] | 8101402 | no | no |  |  | no
cap_220595727 |  | node_1355867_042_15286124_447 | ABCN | 0 |  | ABCN | CLOSED | CLOSED | CLOSED | MANUAL | [6 empty] | 150000 | 150000 | 150000 | 4800 | [6 empty] | 8101402 | no | no |  |  | no

## feeder
data_type | static
owner_type | feeder
owner | 8101402
object | feeder
name | transmission_bus | ARC | ADR | slack_bus | nom_voltages | num_nodes | num_ohlines | num_uglines | num_transformers | num_generators | num_pvs | num_storages | num_loads | miles | mw | mvar | losses_mw | losses_mvar | comments | use_feeder_load_shape | load_shape_scale | use_feeder_pv_shape | pv_shape_scale | description | restore_time | griddisconnect_scenario_probability | gridconnect_scenario_probability | use_energy_not_served | VOLL | discount_rate | yearly_load_growth_percent | planning_horizon | enable_traditional_project_deferral | lifetime_of_investment_years | start_year | base_year | year_the_investment_is_committed | revenue_requirement_scaling_factor | discount_rate | inflation_rate_for_investment | traditional_project_invested_capital | periodicity_of_investment_in_years | priority | maximum_total_investment_cost | DER_portfolio_NPV | DER_portfolio_BC_ratio | total_system_energy_avoided_cost_NPV | total_system_capacity_avoided_cost_NPV | total_system_ancillary_services_avoided_cost_NPV | total_system_CO2_avoided_cost_NPV | total_system_loss_of_load_avoided_cost_NPV | total_system_distribution_capacity_avoided_cost_NPV | total_system_investment_and_operational_cost_NPV | feeder_solar_pv_operating_cost_USdollarperkWh | feeder_energy_storage_operating_cost_USdollarperkWh | feeder_distributed_generator_operating_cost_USdollarperkWh | feeder_distributed_generator_CO2_cost_USdollarperkWh | feeder_demand_response_operating_cost_USdollarperkWh | feeder_solar_pv_investment_cost_USdollarperkW | feeder_energy_storage_investment_cost_USdollarperkW | feeder_distributed_generator_investment_cost_USdollarperkW | feeder_demand_response_investment_cost_USdollarperkW
8101402 |  | ts_slack | none | node_SOURCE_8101402 | 2771.281 | 581 | 518 | 28 | 0 | 0 | 0 | 0 | 184 | 11.56 | 4.031 | 1.717 | 0 | 0 |  | 0 | 0 | 1 | 0 |  | 0 | 0 | 0 | 0 | 0 | 0 | 0 | 0 | 0 | 0 | 0 | 0 | 0 | 0 | 0 | 0 | 0 | 0 | 0 | 999999999 | 0 | 0 | 0 | 0 | 0 | 0 | 0 | 0 | 0 | 0 | 0 | 0 | 0 | 0 | 0 | 0 | 0 | 0

## fuse
data_type | static
owner_type | feeder
owner | 8101402
object | fuse
name | groupid | phases | fr | to | phase_A_status | phase_B_status | phase_C_status | repair_dist_type | current_limit | mean_replacement_time | status | dcircuit | selected | monitored | monitored_fields | class_monitored_fields | played | played_fields | comments
fuse_220386260 |  | AN | node_intto1_8101402_200862066 | node_8101402_200862066 | GOOD | GOOD | GOOD |  | 40 |  |  | 8101402 | no | no |  |  | no
fuse_220386264 |  | ABCD | node_intto1_8101402_200861745 | node_8101402_200861745 | GOOD | GOOD | GOOD |  | 200 |  |  | 8101402 | no | no |  |  | no
fuse_220386268 |  | AD | node_intto1_8101402_200862188 | node_8101402_200862188 | GOOD | GOOD | GOOD |  | 100 |  |  | 8101402 | no | no |  |  | no
fuse_220386277 |  | AD | node_intto1_8101402_200864779 | node_8101402_200864779 | GOOD | GOOD | GOOD |  | 40 |  |  | 8101402 | no | no |  |  | no
fuse_220386324 |  | ABCN | node_intto1_8101402_200861366 | node_8101402_200861366 | GOOD | GOOD | GOOD |  | 50 |  |  | 8101402 | no | no |  |  | no
fuse_220386325 |  | ABCD | node_intto1_8101402_200861346 | node_8101402_200861346 | GOOD | GOOD | GOOD |  | 100 |  |  | 8101402 | no | no |  |  | no
fuse_220386326 |  | ABCD | node_intto1_8101402_200861335 | node_8101402_200861335 | GOOD | GOOD | GOOD |  | 60 |  |  | 8101402 | no | no |  |  | no
fuse_220386330 |  | AN | node_intto1_8101402_200862064 | node_8101402_200862064 | GOOD | GOOD | GOOD |  | 40 |  |  | 8101402 | no | no |  |  | no
fuse_220386358 |  | AN | node_intto1_8101402_200863385 | node_8101402_200863385 | GOOD | GOOD | GOOD |  | 30 |  |  | 8101402 | no | no |  |  | no
fuse_220386669 |  | ABCD | node_intto1_8101402_200864589 | node_8101402_200864589 | GOOD | GOOD | GOOD |  | 100 |  |  | 8101402 | no | no |  |  | no
fuse_220386713 |  | AD | node_intto1_8101402_200863846 | node_8101402_200863846 | GOOD | GOOD | GOOD |  | 80 |  |  | 8101402 | no | no |  |  | no
fuse_220386723 |  | ABCD | node_intto1_8101402_200864220 | node_8101402_200864220 | GOOD | GOOD | GOOD |  | 40 |  |  | 8101402 | no | no |  |  | no
fuse_220386741 |  | AD | node_intto1_8101402_200865774 | node_8101402_200865774 | GOOD | GOOD | GOOD |  | 100 |  |  | 8101402 | no | no |  |  | no
fuse_220386746 |  | ABCD | node_intto1_8101402_200865626 | node_8101402_200865626 | GOOD | GOOD | GOOD |  | 140 |  |  | 8101402 | no | no |  |  | no
fuse_220386769 |  | ABCD | node_intto1_8101402_200865974 | node_8101402_200865974 | GOOD | GOOD | GOOD |  | 100 |  |  | 8101402 | no | no |  |  | no
fuse_220386770 |  | ABCD | node_intto1_8101402_200865957 | node_8101402_200865957 | GOOD | GOOD | GOOD |  | 65 |  |  | 8101402 | no | no |  |  | no
fuse_220472353 |  | ABCN | node_intto1_8101402_200977147 | node_8101402_200977147 | GOOD | GOOD | GOOD |  | 100 |  |  | 8101402 | no | no |  |  | no
fuse_220546252 |  | AN | node_intto1_8101402_200981781 | node_8101402_200981781 | GOOD | GOOD | GOOD |  | 30 |  |  | 8101402 | no | no |  |  | no
fuse_220576499 |  | AN | node_intto1_8101402_201010606 | node_8101402_201010606 | GOOD | GOOD | GOOD |  | 40 |  |  | 8101402 | no | no |  |  | no
fuse_220583611 |  | AN | node_intto1_8101402_201012615 | node_8101402_201012615 | GOOD | GOOD | GOOD |  | 50 |  |  | 8101402 | no | no |  |  | no
fuse_220648974 |  | ABCD | node_intto1_8101402_310055363 | node_8101402_310055363 | GOOD | GOOD | GOOD |  | 100 |  |  | 8101402 | no | no |  |  | no
fuse_310015547 |  | ABCN | node_intto1_8101402_310015546 | node_8101402_310015546 | GOOD | GOOD | GOOD |  | 80 |  |  | 8101402 | no | no |  |  | no
fuse_310063753 |  | AD | node_intto1_8101402_200864571 | node_8101402_200864571 | GOOD | GOOD | GOOD |  | 50 |  |  | 8101402 | no | no |  |  | no
fuse_311916308 |  | AN | node_intto1_8101402_311916291 | node_8101402_311916291 | GOOD | GOOD | GOOD |  | 15 |  |  | 8101402 | no | no |  |  | no
fuse_312000125 |  | AN | node_intto1_8101402_312000123 | node_8101402_312000123 | GOOD | GOOD | GOOD |  | 15 |  |  | 8101402 | no | no |  |  | no
fuse_312000126 |  | AD | node_intto1_8101402_312000122 | node_8101402_312000122 | GOOD | GOOD | GOOD |  | 300 |  |  | 8101402 | no | no |  |  | no
fuse_312000128 |  | AN | node_intto1_8101402_200862086 | node_8101402_200862086 | GOOD | GOOD | GOOD |  | 300 |  |  | 8101402 | no | no |  |  | no
fuse_312123357 |  | ABCD | node_intto1_8101402_200861354 | node_8101402_200861354 | GOOD | GOOD | GOOD |  | 100 |  |  | 8101402 | no | no |  |  | no
fuse_312127761 |  | ABCD | node_intto1_8101402_200861739 | node_8101402_200861739 | GOOD | GOOD | GOOD |  | 3 |  |  | 8101402 | no | no |  |  | no

## line_configuration
data_type | static
owner_type | feeder
owner | 8101402
object | line_configuration
name | groupid | conductor_A | conductor_B | conductor_C | conductor_N | spacing | z11 | z12 | z13 | z21 | z22 | z23 | z31 | z32 | z33 | c11 | c12 | c13 | c21 | c22 | c23 | c31 | c32 | c33 | dcircuit | selected | comments
bal_1P_1/0AA |  | oh_cond_1/0_AAAC | oh_cond_1/0_AAAC | oh_cond_1/0_AAAC |  |  | 0.972+1.499j | 0.095+0.781j | 0.095+0.781j | 0.095+0.781j | 0.972+1.499j | 0.095+0.781j | 0.095+0.781j | 0.095+0.781j | 0.972+1.499j | 12.796 | -3.172 | -3.172 | -3.172 | 12.796 | -3.172 | -3.172 | -3.172 | 12.796 |  | no
bal_1P_1/0AC |  | oh_cond_1/0_ACSR | oh_cond_1/0_ACSR | oh_cond_1/0_ACSR |  |  | 0.983+1.218j | 0.095+0.781j | 0.095+0.781j | 0.095+0.781j | 0.983+1.218j | 0.095+0.781j | 0.095+0.781j | 0.095+0.781j | 0.983+1.218j | 12.796 | -3.172 | -3.172 | -3.172 | 12.796 | -3.172 | -3.172 | -3.172 | 12.796 |  | no
bal_1P_2AC |  | oh_cond_2_ACSR | oh_cond_2_ACSR | oh_cond_2_ACSR |  |  | 1.505+1.527j | 0.095+0.781j | 0.095+0.781j | 0.095+0.781j | 1.505+1.527j | 0.095+0.781j | 0.095+0.781j | 0.095+0.781j | 1.505+1.527j | 12.393 | -3.017 | -3.017 | -3.017 | 12.393 | -3.017 | -3.017 | -3.017 | 12.393 |  | no
bal_1P_4CU |  | oh_cond_4_CU | oh_cond_4_CU | oh_cond_4_CU |  |  | 1.483+1.565j | 0.095+0.781j | 0.095+0.781j | 0.095+0.781j | 1.483+1.565j | 0.095+0.781j | 0.095+0.781j | 0.095+0.781j | 1.483+1.565j | 11.78 | -2.785 | -2.785 | -2.785 | 11.78 | -2.785 | -2.785 | -2.785 | 11.78 |  | no
bal_3P_1/0AA |  | oh_cond_1/0_AAAC | oh_cond_1/0_AAAC | oh_cond_1/0_AAAC |  |  | 0.972+1.499j | 0.095+0.781j | 0.095+0.781j | 0.095+0.781j | 0.972+1.499j | 0.095+0.781j | 0.095+0.781j | 0.095+0.781j | 0.972+1.499j | 12.796 | -3.172 | -3.172 | -3.172 | 12.796 | -3.172 | -3.172 | -3.172 | 12.796 |  | no
bal_3P_1/0AC |  | oh_cond_1/0_ACSR | oh_cond_1/0_ACSR | oh_cond_1/0_ACSR |  |  | 0.983+1.497j | 0.095+0.781j | 0.095+0.781j | 0.095+0.781j | 0.983+1.497j | 0.095+0.781j | 0.095+0.781j | 0.095+0.781j | 0.983+1.497j | 12.796 | -3.172 | -3.172 | -3.172 | 12.796 | -3.172 | -3.172 | -3.172 | 12.796 |  | no
bal_3P_1/0AL |  | oh_cond_1/0_AL | oh_cond_1/0_AL | oh_cond_1/0_AL |  |  | 0.98+1.509j | 0.095+0.781j | 0.095+0.781j | 0.095+0.781j | 0.98+1.509j | 0.095+0.781j | 0.095+0.781j | 0.095+0.781j | 0.98+1.509j | 12.637 | -3.111 | -3.111 | -3.111 | 12.637 | -3.111 | -3.111 | -3.111 | 12.637 |  | no
bal_3P_1AC |  | oh_cond_1_ACSR | oh_cond_1_ACSR | oh_cond_1_ACSR |  |  | 1.215+1.523j | 0.095+0.781j | 0.095+0.781j | 0.095+0.781j | 1.215+1.523j | 0.095+0.781j | 0.095+0.781j | 0.095+0.781j | 1.215+1.523j | 12.411 | -3.024 | -3.024 | -3.024 | 12.411 | -3.024 | -3.024 | -3.024 | 12.411 |  | no
bal_3P_2/0CU |  | oh_cond_2/0_CU | oh_cond_2/0_CU | oh_cond_2/0_CU |  |  | 0.535+1.487j | 0.095+0.781j | 0.095+0.781j | 0.095+0.781j | 0.535+1.487j | 0.095+0.781j | 0.095+0.781j | 0.095+0.781j | 0.535+1.487j | 12.878 | -3.204 | -3.204 | -3.204 | 12.878 | -3.204 | -3.204 | -3.204 | 12.878 |  | no
bal_3P_2AC |  | oh_cond_2_ACSR | oh_cond_2_ACSR | oh_cond_2_ACSR |  |  | 1.505+1.527j | 0.095+0.781j | 0.095+0.781j | 0.095+0.781j | 1.505+1.527j | 0.095+0.781j | 0.095+0.781j | 0.095+0.781j | 1.505+1.527j | 12.393 | -3.017 | -3.017 | -3.017 | 12.393 | -3.017 | -3.017 | -3.017 | 12.393 |  | no
bal_3P_4/0AA |  | oh_cond_4/0_AAAC | oh_cond_4/0_AAAC | oh_cond_4/0_AAAC |  |  | 0.534+1.457j | 0.095+0.781j | 0.095+0.781j | 0.095+0.781j | 0.534+1.457j | 0.095+0.781j | 0.095+0.781j | 0.095+0.781j | 0.534+1.457j | 13.554 | -3.469 | -3.469 | -3.469 | 13.554 | -3.469 | -3.469 | -3.469 | 13.554 |  | no
bal_3P_4/0AL |  | oh_cond_4/0_AL | oh_cond_4/0_AL | oh_cond_4/0_AL |  |  | 0.537+1.466j | 0.095+0.781j | 0.095+0.781j | 0.095+0.781j | 0.537+1.466j | 0.095+0.781j | 0.095+0.781j | 0.095+0.781j | 0.537+1.466j | 13.381 | -3.4 | -3.4 | -3.4 | 13.381 | -3.4 | -3.4 | -3.4 | 13.381 |  | no
bal_3P_4CU |  | oh_cond_4_CU | oh_cond_4_CU | oh_cond_4_CU |  |  | 1.483+1.565j | 0.095+0.781j | 0.095+0.781j | 0.095+0.781j | 1.483+1.565j | 0.095+0.781j | 0.095+0.781j | 0.095+0.781j | 1.483+1.565j | 11.78 | -2.785 | -2.785 | -2.785 | 11.78 | -2.785 | -2.785 | -2.785 | 11.78 |  | no
bal_3P_336AC |  | oh_cond_336_5_ACSR | oh_cond_336_5_ACSR | oh_cond_336_5_ACSR |  |  | 0.373+1.413j | 0.095+0.781j | 0.095+0.781j | 0.095+0.781j | 0.373+1.413j | 0.095+0.781j | 0.095+0.781j | 0.095+0.781j | 0.373+1.413j | 14.023 | -3.655 | -3.655 | -3.655 | 14.023 | -3.655 | -3.655 | -3.655 | 14.023 |  | no
bal_3P_336AL |  | oh_cond_336_5_MCM_AL | oh_cond_336_5_MCM_AL | oh_cond_336_5_MCM_AL |  |  | 0.374+1.431j | 0.095+0.781j | 0.095+0.781j | 0.095+0.781j | 0.374+1.431j | 0.095+0.781j | 0.095+0.781j | 0.095+0.781j | 0.374+1.431j | 13.957 | -3.628 | -3.628 | -3.628 | 13.957 | -3.628 | -3.628 | -3.628 | 13.957 |  | no
bal_3P_477AL |  | oh_cond_477_MCM_AL | oh_cond_477_MCM_AL | oh_cond_477_MCM_AL |  |  | 0.293+1.41j | 0.095+0.775j | 0.095+0.775j | 0.095+0.775j | 0.293+1.41j | 0.095+0.775j | 0.095+0.775j | 0.095+0.775j | 0.293+1.41j | 14.305 | -3.735 | -3.735 | -3.735 | 14.305 | -3.735 | -3.735 | -3.735 | 14.305 |  | no
unb_TAPWIRE_OH |  | oh_cond_WP-4/0-CU | oh_cond_WP-4/0-CU | oh_cond_WP-4/0-CU | oh_cond_WP-4/0-CU |  | 0.365+1.097j | 0.093+0.433j | 0.094+0.34j | 0.093+0.433j | 0.368+1.078j | 0.095+0.401j | 0.094+0.34j | 0.095+0.401j | 0.368+1.077j | 14.911 | -4.341 | -1.953 | -4.341 | 15.781 | -3.724 | -1.953 | -3.724 | 14.818 |  | no
und_1P_2ALURD |  | und_cond_1P_2ALURD | und_cond_1P_2ALURD | und_cond_1P_2ALURD |  |  | 2.379+0.823j | 0.0+0.0j | 0.0+0.0j | 0.0+0.0j | 2.379+0.823j | 0.0+0.0j | 0.0+0.0j | 0.0+0.0j | 2.379+0.823j | 401.497 | 0 | 0 | 0 | 401.497 | 0 | 0 | 0 | 401.497 |  | no
und_1P_DELTACUST |  | und_cond_1P_DELTACUST | und_cond_1P_DELTACUST | und_cond_1P_DELTACUST |  |  | 0.179+0.233j | 0.061-0.024j | 0.061-0.024j | 0.061-0.024j | 0.179+0.233j | 0.061-0.024j | 0.061-0.024j | 0.061-0.024j | 0.179+0.233j | 324.124 | 0 | 0 | 0 | 324.124 | 0 | 0 | 0 | 324.124 |  | no
und_3P_1/0ALURD |  | und_cond_3P_1/0ALURD | und_cond_3P_1/0ALURD | und_cond_3P_1/0ALURD |  |  | 1.61+0.653j | 0.525+0.251j | 0.525+0.251j | 0.525+0.251j | 1.61+0.653j | 0.525+0.251j | 0.525+0.251j | 0.525+0.251j | 1.61+0.653j | 530.19 | 0 | 0 | 0 | 530.19 | 0 | 0 | 0 | 530.19 |  | no
und_3P_2ALURD |  | und_cond_3P_2ALURD | und_cond_3P_2ALURD | und_cond_3P_2ALURD |  |  | 2.125+0.49j | 0.384+0.067j | 0.384+0.067j | 0.384+0.067j | 2.125+0.49j | 0.384+0.067j | 0.384+0.067j | 0.384+0.067j | 2.125+0.49j | 401.498 | 0 | 0 | 0 | 401.498 | 0 | 0 | 0 | 401.498 |  | no
und_3P_DELTACUST |  | und_cond_3P_DELTACUST | und_cond_3P_DELTACUST | und_cond_3P_DELTACUST |  |  | 0.179+0.233j | 0.061-0.024j | 0.061-0.024j | 0.061-0.024j | 0.179+0.233j | 0.061-0.024j | 0.061-0.024j | 0.061-0.024j | 0.179+0.233j | 324.124 | 0 | 0 | 0 | 324.124 | 0 | 0 | 0 | 324.124 |  | no
und_TAPWIRE_UG |  | und_cond_TAPWIRE_UG | und_cond_TAPWIRE_UG | und_cond_TAPWIRE_UG |  |  | 0.001+0.001j | 0.0+0.0j | 0.0+0.0j | 0.0+0.0j | 0.001+0.001j | 0.0+0.0j | 0.0+0.0j | 0.0+0.0j | 0.001+0.001j | 0 | 0 | 0 | 0 | 0 | 0 | 0 | 0 | 0 |  | no

## load
data_type | static
owner_type | feeder
owner | 8101402
object | load
name | groupid | parent | bustype | phases | nominal_voltage | load_class | constant_power_A | constant_power_B | constant_power_C | constant_current_A | constant_current_B | constant_current_C | constant_impedance_A | constant_impedance_B | constant_impedance_C | base_power_A | base_power_B | base_power_C | power_pf_A | power_pf_B | power_pf_C | current_pf_A | current_pf_B | current_pf_C | impedance_pf_A | impedance_pf_B | impedance_pf_C | power_fraction_A | power_fraction_B | power_fraction_C | current_fraction_A | current_fraction_B | current_fraction_C | impedance_fraction_A | impedance_fraction_B | impedance_fraction_C | dcircuit | selected | monitored | monitored_fields | class_monitored_fields | played | played_fields | base_kw_A | base_kw_B | base_kw_C | kw_A | kw_B | kw_C | comments | critical_load | dem_resp_lb | dem_resp_ub | dem_resp_shortage_cost | dem_resp_surplus_cost | num_customers
load_220348065 |  | node_1356067_51_15288418_356 |  | AN | 0 | NonResidential | 13333.333+5679.976j | 0 | 0 | 0 | 0 | 0 | [24 empty] | 8101402 | no | no |  |  | no |  | 0 | 0 | 0 | 0 | 0 | 0 |  | 1 | 1 | 1 | 0 | 0 | 0
load_220348066 |  | node_1356036_757_15288385_136 |  | BN | 0 | NonResidential | 0 | 13333.333+5679.976j | 0 | 0 | 0 | 0 | [24 empty] | 8101402 | no | no |  |  | no |  | 0 | 0 | 0 | 0 | 0 | 0 |  | 1 | 1 | 1 | 0 | 0 | 0
load_220348067 |  | node_1356053_748_15288399_044 |  | CN | 0 | NonResidential | 0 | 0 | 13333.333+5679.976j | 0 | 0 | 0 | [24 empty] | 8101402 | no | no |  |  | no |  | 0 | 0 | 0 | 0 | 0 | 0 |  | 1 | 1 | 1 | 0 | 0 | 0
load_220348068 |  | node_1356128_194_15288839_574 |  | AN | 0 | NonResidential | 11333.333+4827.98j | 0 | 0 | 0 | 0 | 0 | [24 empty] | 8101402 | no | no |  |  | no |  | 0 | 0 | 0 | 0 | 0 | 0 |  | 1 | 1 | 1 | 0 | 0 | 0
load_220348069 |  | node_1356112_648_15288822_883 |  | BN | 0 | NonResidential | 0 | 11333.333+4827.98j | 0 | 0 | 0 | 0 | [24 empty] | 8101402 | no | no |  |  | no |  | 0 | 0 | 0 | 0 | 0 | 0 |  | 1 | 1 | 1 | 0 | 0 | 0
load_220348070 |  | node_1356146_4_15288850_326 |  | CN | 0 | NonResidential | 0 | 0 | 11333.333+4827.98j | 0 | 0 | 0 | [24 empty] | 8101402 | no | no |  |  | no |  | 0 | 0 | 0 | 0 | 0 | 0 |  | 1 | 1 | 1 | 0 | 0 | 0
load_220348071 |  | node_1356640_707_15288976_343 |  | AN | 0 | NonResidential | 34500+14696.938j | 0 | 0 | 0 | 0 | 0 | [24 empty] | 8101402 | no | no |  |  | no |  | 0 | 0 | 0 | 0 | 0 | 0 |  | 1 | 1 | 1 | 0 | 0 | 0
load_220348072 |  | node_1356655_907_15288993_6 |  | AN | 0 | NonResidential | 34500+14696.938j | 0 | 0 | 0 | 0 | 0 | [24 empty] | 8101402 | no | no |  |  | no |  | 0 | 0 | 0 | 0 | 0 | 0 |  | 1 | 1 | 1 | 0 | 0 | 0
load_220348073 |  | node_1356660_173_15289190_858 |  | AN | 0 | NonResidential | 7333.333+3123.987j | 0 | 0 | 0 | 0 | 0 | [24 empty] | 8101402 | no | no |  |  | no |  | 0 | 0 | 0 | 0 | 0 | 0 |  | 1 | 1 | 1 | 0 | 0 | 0
load_220348074 |  | node_1356653_896_15289165_537 |  | BN | 0 | NonResidential | 0 | 7333.333+3123.987j | 0 | 0 | 0 | 0 | [24 empty] | 8101402 | no | no |  |  | no |  | 0 | 0 | 0 | 0 | 0 | 0 |  | 1 | 1 | 1 | 0 | 0 | 0
load_220348075 |  | node_1356671_106_15289213_183 |  | CN | 0 | NonResidential | 0 | 0 | 7333.333+3123.987j | 0 | 0 | 0 | [24 empty] | 8101402 | no | no |  |  | no |  | 0 | 0 | 0 | 0 | 0 | 0 |  | 1 | 1 | 1 | 0 | 0 | 0
load_220348076 |  | node_1357372_493_15289430_557 |  | AN | 0 | NonResidential | 0 | 0 | 0 | 0 | 0 | 0 | [24 empty] | 8101402 | no | no |  |  | no |  | 0 | 0 | 0 | 0 | 0 | 0 |  | 1 | 1 | 1 | 0 | 0 | 0
load_220348077 |  | node_1358087_253_15289519_883 |  | AN | 0 | NonResidential | 0 | 0 | 0 | 0 | 0 | 0 | [24 empty] | 8101402 | no | no |  |  | no |  | 0 | 0 | 0 | 0 | 0 | 0 |  | 1 | 1 | 1 | 0 | 0 | 0
load_220348078 |  | node_1358019_662_15289399_721 |  | AN | 0 | NonResidential | 6666.667+2839.988j | 0 | 0 | 0 | 0 | 0 | [24 empty] | 8101402 | no | no |  |  | no |  | 0 | 0 | 0 | 0 | 0 | 0 |  | 1 | 1 | 1 | 0 | 0 | 0
load_220348079 |  | node_1358015_914_15289452_243 |  | BN | 0 | NonResidential | 0 | 6666.667+2839.988j | 0 | 0 | 0 | 0 | [24 empty] | 8101402 | no | no |  |  | no |  | 0 | 0 | 0 | 0 | 0 | 0 |  | 1 | 1 | 1 | 0 | 0 | 0
load_220348081 |  | node_1358028_872_15289245_517 |  | AN | 0 | NonResidential | 3000+1277.995j | 0 | 0 | 0 | 0 | 0 | [24 empty] | 8101402 | no | no |  |  | no |  | 0 | 0 | 0 | 0 | 0 | 0 |  | 1 | 1 | 1 | 0 | 0 | 0
load_220348082 |  | node_1358032_417_15289219_353 |  | AN | 0 | NonResidential | 3000+1277.995j | 0 | 0 | 0 | 0 | 0 | [24 empty] | 8101402 | no | no |  |  | no |  | 0 | 0 | 0 | 0 | 0 | 0 |  | 1 | 1 | 1 | 0 | 0 | 0
load_220348134 |  | node_1355495_957_15288505_939 |  | AN | 0 | NonResidential | 17000+7241.97j | 0 | 0 | 0 | 0 | 0 | [24 empty] | 8101402 | no | no |  |  | no |  | 0 | 0 | 0 | 0 | 0 | 0 |  | 1 | 1 | 1 | 0 | 0 | 0
load_220348201 |  | node_1355603_538_15288305_189 |  | AN | 0 | NonResidential | 9666.667+4117.983j | 0 | 0 | 0 | 0 | 0 | [24 empty] | 8101402 | no | no |  |  | no |  | 0 | 0 | 0 | 0 | 0 | 0 |  | 1 | 1 | 1 | 0 | 0 | 0
load_220348202 |  | node_1355607_848_15288279_24 |  | BN | 0 | Residential | 0 | 1581.6+673.759j | 0 | 0 | 0 | 0 | [24 empty] | 8101402 | no | no |  |  | no |  | 0 | 0 | 0 | 0 | 0 | 0 |  | 1 | 1 | 1 | 0 | 0 | 0
load_220348203 |  | node_1355604_387_15288331_8 |  | CN | 0 | NonResidential | 0 | 0 | 9666.667+4117.983j | 0 | 0 | 0 | [24 empty] | 8101402 | no | no |  |  | no |  | 0 | 0 | 0 | 0 | 0 | 0 |  | 1 | 1 | 1 | 0 | 0 | 0
load_220348204 |  | node_1355738_315_15285669_846 |  | AN | 0 | Residential | 27734.4+11814.805j | 0 | 0 | 0 | 0 | 0 | [24 empty] | 8101402 | no | no |  |  | no |  | 0 | 0 | 0 | 0 | 0 | 0 |  | 1 | 1 | 1 | 0 | 0 | 0
load_220348205 |  | node_1355830_179_15287152_941 |  | AN | 0 | Residential | 51523.2+21948.791j | 0 | 0 | 0 | 0 | 0 | [24 empty] | 8101402 | no | no |  |  | no |  | 0 | 0 | 0 | 0 | 0 | 0 |  | 1 | 1 | 1 | 0 | 0 | 0
load_220348206 |  | node_1355889_536_15286374_818 |  | AN | 0 | Residential | 84002.4+35784.873j | 0 | 0 | 0 | 0 | 0 | [24 empty] | 8101402 | no | no |  |  | no |  | 0 | 0 | 0 | 0 | 0 | 0 |  | 1 | 1 | 1 | 0 | 0 | 0
load_220348221 |  | node_1356280_705_15285165_029 |  | AN | 0 | Residential | 71359.2+30398.892j | 0 | 0 | 0 | 0 | 0 | [24 empty] | 8101402 | no | no |  |  | no |  | 0 | 0 | 0 | 0 | 0 | 0 |  | 1 | 1 | 1 | 0 | 0 | 0
load_220348222 |  | node_1356118_259_15286144_119 |  | AN | 0 | Residential | 63820.8+27187.547j | 0 | 0 | 0 | 0 | 0 | [24 empty] | 8101402 | no | no |  |  | no |  | 0 | 0 | 0 | 0 | 0 | 0 |  | 1 | 1 | 1 | 0 | 0 | 0
load_220348223 |  | node_1356176_019_15285548_364 |  | AN | 0 | Residential | 47808+20366.123j | 0 | 0 | 0 | 0 | 0 | [24 empty] | 8101402 | no | no |  |  | no |  | 0 | 0 | 0 | 0 | 0 | 0 |  | 1 | 1 | 1 | 0 | 0 | 0
load_220348229 |  | node_1355539_685_15284182_571 |  | AN | 0 | Residential | 44366.4+18900.007j | 0 | 0 | 0 | 0 | 0 | [24 empty] | 8101402 | no | no |  |  | no |  | 0 | 0 | 0 | 0 | 0 | 0 |  | 1 | 1 | 1 | 0 | 0 | 0
load_220348230 |  | node_1355475_524_15284322_492 |  | AN | 0 | Residential | 4737.6+2018.209j | 0 | 0 | 0 | 0 | 0 | [24 empty] | 8101402 | no | no |  |  | no |  | 0 | 0 | 0 | 0 | 0 | 0 |  | 1 | 1 | 1 | 0 | 0 | 0
load_220348231 |  | node_1355650_605_15283231_115 |  | AN | 0 | Residential | 46000.8+19596.259j | 0 | 0 | 0 | 0 | 0 | [24 empty] | 8101402 | no | no |  |  | no |  | 0 | 0 | 0 | 0 | 0 | 0 |  | 1 | 1 | 1 | 0 | 0 | 0
load_220348232 |  | node_1355472_504_15283519_637 |  | AN | 0 | Residential | 44467.2+18942.948j | 0 | 0 | 0 | 0 | 0 | [24 empty] | 8101402 | no | no |  |  | no |  | 0 | 0 | 0 | 0 | 0 | 0 |  | 1 | 1 | 1 | 0 | 0 | 0
load_220348233 |  | node_1355807_817_15283399_738 |  | AN | 0 | Residential | 21614.4+9207.696j | 0 | 0 | 0 | 0 | 0 | [24 empty] | 8101402 | no | no |  |  | no |  | 0 | 0 | 0 | 0 | 0 | 0 |  | 1 | 1 | 1 | 0 | 0 | 0
load_220348234 |  | node_1355689_15283839_646 |  | AN | 0 | Residential | 29462.4+12550.93j | 0 | 0 | 0 | 0 | 0 | [24 empty] | 8101402 | no | no |  |  | no |  | 0 | 0 | 0 | 0 | 0 | 0 |  | 1 | 1 | 1 | 0 | 0 | 0
load_220348371 |  | node_1363060_291_15284983_856 |  | AN | 0 | Residential | 6516+2775.804j | 0 | 0 | 0 | 0 | 0 | [24 empty] | 8101402 | no | no |  |  | no |  | 0 | 0 | 0 | 0 | 0 | 0 |  | 1 | 1 | 1 | 0 | 0 | 0
load_220348373 |  | node_1364967_287_15285728_679 |  | AN | 0 | Residential | 17064+7269.234j | 0 | 0 | 0 | 0 | 0 | [24 empty] | 8101402 | no | no |  |  | no |  | 0 | 0 | 0 | 0 | 0 | 0 |  | 1 | 1 | 1 | 0 | 0 | 0
load_220348374 |  | node_1364490_454_15285690_129 |  | AN | 0 | Residential | 8330.4+3548.736j | 0 | 0 | 0 | 0 | 0 | [24 empty] | 8101402 | no | no |  |  | no |  | 0 | 0 | 0 | 0 | 0 | 0 |  | 1 | 1 | 1 | 0 | 0 | 0
load_220348376 |  | node_1363539_386_15285646_277 |  | AN | 0 | Residential | 34833.6+14839.051j | 0 | 0 | 0 | 0 | 0 | [24 empty] | 8101402 | no | no |  |  | no |  | 0 | 0 | 0 | 0 | 0 | 0 |  | 1 | 1 | 1 | 0 | 0 | 0
load_220348378 |  | node_1363230_325_15285670_102 |  | AN | 0 | Residential | 3117.6+1328.092j | 0 | 0 | 0 | 0 | 0 | [24 empty] | 8101402 | no | no |  |  | no |  | 0 | 0 | 0 | 0 | 0 | 0 |  | 1 | 1 | 1 | 0 | 0 | 0
load_220348379 |  | node_1362895_696_15285583_821 |  | AN | 0 | Residential | 17748+7560.616j | 0 | 0 | 0 | 0 | 0 | [24 empty] | 8101402 | no | no |  |  | no |  | 0 | 0 | 0 | 0 | 0 | 0 |  | 1 | 1 | 1 | 0 | 0 | 0
load_220348380 |  | node_1362667_451_15287376_435 |  | AN | 0 | NonResidential | 14000+5963.975j | 0 | 0 | 0 | 0 | 0 | [24 empty] | 8101402 | no | no |  |  | no |  | 0 | 0 | 0 | 0 | 0 | 0 |  | 1 | 1 | 1 | 0 | 0 | 0
load_220348381 |  | node_1366532_369_15285690_309 |  | AN | 0 | Residential | 2246.4+956.962j | 0 | 0 | 0 | 0 | 0 | [24 empty] | 8101402 | no | no |  |  | no |  | 0 | 0 | 0 | 0 | 0 | 0 |  | 1 | 1 | 1 | 0 | 0 | 0
load_220348382 |  | node_1366443_816_15285832_897 |  | AN | 0 | Residential | 8863.2+3775.707j | 0 | 0 | 0 | 0 | 0 | [24 empty] | 8101402 | no | no |  |  | no |  | 0 | 0 | 0 | 0 | 0 | 0 |  | 1 | 1 | 1 | 0 | 0 | 0
load_220348383 |  | node_1366234_668_15285434_164 |  | AN | 0 | NonResidential | 0 | 0 | 0 | 0 | 0 | 0 | [24 empty] | 8101402 | no | no |  |  | no |  | 0 | 0 | 0 | 0 | 0 | 0 |  | 1 | 1 | 1 | 0 | 0 | 0
load_220348384 |  | node_1366047_198_15285382_909 |  | AN | 0 | Residential | 11203.2+4772.543j | 0 | 0 | 0 | 0 | 0 | [24 empty] | 8101402 | no | no |  |  | no |  | 0 | 0 | 0 | 0 | 0 | 0 |  | 1 | 1 | 1 | 0 | 0 | 0
load_220348385 |  | node_1365580_985_15285450_283 |  | AN | 0 | Residential | 32551.2+13866.753j | 0 | 0 | 0 | 0 | 0 | [24 empty] | 8101402 | no | no |  |  | no |  | 0 | 0 | 0 | 0 | 0 | 0 |  | 1 | 1 | 1 | 0 | 0 | 0
load_220348386 |  | node_1365356_931_15285097_961 |  | AN | 0 | NonResidential | 280.8+119.62j | 0 | 0 | 0 | 0 | 0 | [24 empty] | 8101402 | no | no |  |  | no |  | 0 | 0 | 0 | 0 | 0 | 0 |  | 1 | 1 | 1 | 0 | 0 | 0
load_220348389 |  | node_1363028_096_15285314_033 |  | AN | 0 | Residential | 6264+2668.453j | 0 | 0 | 0 | 0 | 0 | [24 empty] | 8101402 | no | no |  |  | no |  | 0 | 0 | 0 | 0 | 0 | 0 |  | 1 | 1 | 1 | 0 | 0 | 0
load_220348391 |  | node_1362693_445_15286214_847 |  | AN | 0 | NonResidential | 4773.6+2033.545j | 0 | 0 | 0 | 0 | 0 | [24 empty] | 8101402 | no | no |  |  | no |  | 0 | 0 | 0 | 0 | 0 | 0 |  | 1 | 1 | 1 | 0 | 0 | 0
load_220348418 |  | node_1356044_041_15285514_188 |  | AN | 0 | Residential | 27770.4+11830.141j | 0 | 0 | 0 | 0 | 0 | [24 empty] | 8101402 | no | no |  |  | no |  | 0 | 0 | 0 | 0 | 0 | 0 |  | 1 | 1 | 1 | 0 | 0 | 0
load_220348419 |  | node_1356387_278_15285547_088 |  | AN | 0 | Residential | 2109.6+898.686j | 0 | 0 | 0 | 0 | 0 | [24 empty] | 8101402 | no | no |  |  | no |  | 0 | 0 | 0 | 0 | 0 | 0 |  | 1 | 1 | 1 | 0 | 0 | 0
load_220348420 |  | node_1357034_216_15285795_013 |  | AN | 0 | Residential | 36043.2+15354.339j | 0 | 0 | 0 | 0 | 0 | [24 empty] | 8101402 | no | no |  |  | no |  | 0 | 0 | 0 | 0 | 0 | 0 |  | 1 | 1 | 1 | 0 | 0 | 0
load_220348421 |  | node_1357336_606_15285904_024 |  | AN | 0 | NonResidential | 230.4+98.15j | 0 | 0 | 0 | 0 | 0 | [24 empty] | 8101402 | no | no |  |  | no |  | 0 | 0 | 0 | 0 | 0 | 0 |  | 1 | 1 | 1 | 0 | 0 | 0
load_220348422 |  | node_1357484_347_15285810_549 |  | AN | 0 | NonResidential | 0 | 0 | 0 | 0 | 0 | 0 | [24 empty] | 8101402 | no | no |  |  | no |  | 0 | 0 | 0 | 0 | 0 | 0 |  | 1 | 1 | 1 | 0 | 0 | 0
load_220348423 |  | node_1355015_206_15285555_731 |  | AN | 0 | Residential | 32551.2+13866.753j | 0 | 0 | 0 | 0 | 0 | [24 empty] | 8101402 | no | no |  |  | no |  | 0 | 0 | 0 | 0 | 0 | 0 |  | 1 | 1 | 1 | 0 | 0 | 0
load_220348424 |  | node_1355540_821_15285458_329 |  | AN | 0 | Residential | 69710.4+29696.506j | 0 | 0 | 0 | 0 | 0 | [24 empty] | 8101402 | no | no |  |  | no |  | 0 | 0 | 0 | 0 | 0 | 0 |  | 1 | 1 | 1 | 0 | 0 | 0
load_220348489 |  | node_1355927_868_15288656_684 |  | AN | 0 | NonResidential | 7333.333+3123.987j | 0 | 0 | 0 | 0 | 0 | [24 empty] | 8101402 | no | no |  |  | no |  | 0 | 0 | 0 | 0 | 0 | 0 |  | 1 | 1 | 1 | 0 | 0 | 0
load_220348490 |  | node_1355943_51_15288673_212 |  | BN | 0 | NonResidential | 0 | 7333.333+3123.987j | 0 | 0 | 0 | 0 | [24 empty] | 8101402 | no | no |  |  | no |  | 0 | 0 | 0 | 0 | 0 | 0 |  | 1 | 1 | 1 | 0 | 0 | 0
load_220348491 |  | node_1355909_601_15288646_123 |  | CN | 0 | NonResidential | 0 | 0 | 7333.333+3123.987j | 0 | 0 | 0 | [24 empty] | 8101402 | no | no |  |  | no |  | 0 | 0 | 0 | 0 | 0 | 0 |  | 1 | 1 | 1 | 0 | 0 | 0
load_220348492 |  | node_1356208_631_15288779_542 |  | AN | 0 | NonResidential | 5000+2129.991j | 0 | 0 | 0 | 0 | 0 | [24 empty] | 8101402 | no | no |  |  | no |  | 0 | 0 | 0 | 0 | 0 | 0 |  | 1 | 1 | 1 | 0 | 0 | 0
load_220348493 |  | node_1356224_384_15288795_878 |  | AN | 0 | NonResidential | 5000+2129.991j | 0 | 0 | 0 | 0 | 0 | [24 empty] | 8101402 | no | no |  |  | no |  | 0 | 0 | 0 | 0 | 0 | 0 |  | 1 | 1 | 1 | 0 | 0 | 0
load_220348494 |  | node_1356309_856_15289145_841 |  | AN | 0 | NonResidential | 8000+3407.986j | 0 | 0 | 0 | 0 | 0 | [24 empty] | 8101402 | no | no |  |  | no |  | 0 | 0 | 0 | 0 | 0 | 0 |  | 1 | 1 | 1 | 0 | 0 | 0
load_220348495 |  | node_1356290_945_15289137_618 |  | BN | 0 | NonResidential | 0 | 8000+3407.986j | 0 | 0 | 0 | 0 | [24 empty] | 8101402 | no | no |  |  | no |  | 0 | 0 | 0 | 0 | 0 | 0 |  | 1 | 1 | 1 | 0 | 0 | 0
load_220348496 |  | node_1356329_672_15289147_228 |  | CN | 0 | NonResidential | 0 | 0 | 8000+3407.986j | 0 | 0 | 0 | [24 empty] | 8101402 | no | no |  |  | no |  | 0 | 0 | 0 | 0 | 0 | 0 |  | 1 | 1 | 1 | 0 | 0 | 0
load_220348500 |  | node_1355305_142_15288493_194 |  | AN | 0 | NonResidential | 0 | 0 | 0 | 0 | 0 | 0 | [24 empty] | 8101402 | no | no |  |  | no |  | 0 | 0 | 0 | 0 | 0 | 0 |  | 1 | 1 | 1 | 0 | 0 | 0
load_220348501 |  | node_1355313_092_15288468_877 |  | AN | 0 | NonResidential | 0 | 0 | 0 | 0 | 0 | 0 | [24 empty] | 8101402 | no | no |  |  | no |  | 0 | 0 | 0 | 0 | 0 | 0 |  | 1 | 1 | 1 | 0 | 0 | 0
load_220348502 |  | node_1355487_144_15288671_805 |  | AN | 0 | NonResidential | 15333.333+6531.973j | 0 | 0 | 0 | 0 | 0 | [24 empty] | 8101402 | no | no |  |  | no |  | 0 | 0 | 0 | 0 | 0 | 0 |  | 1 | 1 | 1 | 0 | 0 | 0
load_220348503 |  | node_1355453_443_15288644_248 |  | BN | 0 | NonResidential | 0 | 15333.333+6531.973j | 0 | 0 | 0 | 0 | [24 empty] | 8101402 | no | no |  |  | no |  | 0 | 0 | 0 | 0 | 0 | 0 |  | 1 | 1 | 1 | 0 | 0 | 0
load_220348504 |  | node_1355468_959_15288660_991 |  | CN | 0 | NonResidential | 0 | 0 | 15333.333+6531.973j | 0 | 0 | 0 | [24 empty] | 8101402 | no | no |  |  | no |  | 0 | 0 | 0 | 0 | 0 | 0 |  | 1 | 1 | 1 | 0 | 0 | 0
load_220348505 |  | node_1355818_542_15288609_59 |  | AN | 0 | NonResidential | 13666.667+5821.976j | 0 | 0 | 0 | 0 | 0 | [24 empty] | 8101402 | no | no |  |  | no |  | 0 | 0 | 0 | 0 | 0 | 0 |  | 1 | 1 | 1 | 0 | 0 | 0
load_220348506 |  | node_1355834_024_15288626_391 |  | BN | 0 | NonResidential | 0 | 13666.667+5821.976j | 0 | 0 | 0 | 0 | [24 empty] | 8101402 | no | no |  |  | no |  | 0 | 0 | 0 | 0 | 0 | 0 |  | 1 | 1 | 1 | 0 | 0 | 0
load_220348507 |  | node_1355800_379_15288598_709 |  | CN | 0 | NonResidential | 0 | 0 | 13666.667+5821.976j | 0 | 0 | 0 | [24 empty] | 8101402 | no | no |  |  | no |  | 0 | 0 | 0 | 0 | 0 | 0 |  | 1 | 1 | 1 | 0 | 0 | 0
load_220348572 |  | node_1356669_809_15285258_054 |  | AN | 0 | Residential | 32040+13648.983j | 0 | 0 | 0 | 0 | 0 | [24 empty] | 8101402 | no | no |  |  | no |  | 0 | 0 | 0 | 0 | 0 | 0 |  | 1 | 1 | 1 | 0 | 0 | 0
load_220348573 |  | node_1356447_256_15286431_204 |  | AN | 0 | Residential | 44244+18847.865j | 0 | 0 | 0 | 0 | 0 | [24 empty] | 8101402 | no | no |  |  | no |  | 0 | 0 | 0 | 0 | 0 | 0 |  | 1 | 1 | 1 | 0 | 0 | 0
load_220348574 |  | node_1356453_221_15286154_477 |  | AN | 0 | Residential | 71028+30257.801j | 0 | 0 | 0 | 0 | 0 | [24 empty] | 8101402 | no | no |  |  | no |  | 0 | 0 | 0 | 0 | 0 | 0 |  | 1 | 1 | 1 | 0 | 0 | 0
load_220348575 |  | node_1356623_923_15285734_525 |  | AN | 0 | Residential | 33710.4+14360.57j | 0 | 0 | 0 | 0 | 0 | [24 empty] | 8101402 | no | no |  |  | no |  | 0 | 0 | 0 | 0 | 0 | 0 |  | 1 | 1 | 1 | 0 | 0 | 0
load_220348656 |  | node_1356824_129_15287053_936 |  | AN | 0 | Residential | 36842.4+15694.797j | 0 | 0 | 0 | 0 | 0 | [24 empty] | 8101402 | no | no |  |  | no |  | 0 | 0 | 0 | 0 | 0 | 0 |  | 1 | 1 | 1 | 0 | 0 | 0
load_220348660 |  | node_1356901_816_15285053_543 |  | AN | 0 | Residential | 53359.2+22730.924j | 0 | 0 | 0 | 0 | 0 | [24 empty] | 8101402 | no | no |  |  | no |  | 0 | 0 | 0 | 0 | 0 | 0 |  | 1 | 1 | 1 | 0 | 0 | 0
load_220348665 |  | node_1356264_09_15286968_213 |  | AN | 0 | Residential | 24566.4+10465.243j | 0 | 0 | 0 | 0 | 0 | [24 empty] | 8101402 | no | no |  |  | no |  | 0 | 0 | 0 | 0 | 0 | 0 |  | 1 | 1 | 1 | 0 | 0 | 0
load_220348666 |  | node_1356236_407_15287254_924 |  | AN | 0 | Residential | 19774.8+8424.03j | 0 | 0 | 0 | 0 | 0 | [24 empty] | 8101402 | no | no |  |  | no |  | 0 | 0 | 0 | 0 | 0 | 0 |  | 1 | 1 | 1 | 0 | 0 | 0
load_220348667 |  | node_1356239_41_15287228_633 |  | BN | 0 | Residential | 0 | 19774.8+8424.03j | 0 | 0 | 0 | 0 | [24 empty] | 8101402 | no | no |  |  | no |  | 0 | 0 | 0 | 0 | 0 | 0 |  | 1 | 1 | 1 | 0 | 0 | 0
load_220348668 |  | node_1356606_824_15287299_622 |  | AN | 0 | Residential | 14263.2+6076.098j | 0 | 0 | 0 | 0 | 0 | [24 empty] | 8101402 | no | no |  |  | no |  | 0 | 0 | 0 | 0 | 0 | 0 |  | 1 | 1 | 1 | 0 | 0 | 0
load_220348672 |  | node_1357320_221_15285267_554 |  | AN | 0 | Residential | 102916.8+43842.373j | 0 | 0 | 0 | 0 | 0 | [24 empty] | 8101402 | no | no |  |  | no |  | 0 | 0 | 0 | 0 | 0 | 0 |  | 1 | 1 | 1 | 0 | 0 | 0
load_220348673 |  | node_1357272_077_15286337_037 |  | AN | 0 | Residential | 58744.8+25025.18j | 0 | 0 | 0 | 0 | 0 | [24 empty] | 8101402 | no | no |  |  | no |  | 0 | 0 | 0 | 0 | 0 | 0 |  | 1 | 1 | 1 | 0 | 0 | 0
load_220348674 |  | node_1357357_514_15285675_914 |  | AN | 0 | Residential | 10296+4386.078j | 0 | 0 | 0 | 0 | 0 | [24 empty] | 8101402 | no | no |  |  | no |  | 0 | 0 | 0 | 0 | 0 | 0 |  | 1 | 1 | 1 | 0 | 0 | 0
load_220348691 |  | node_1356434_335_15288437_18 |  | AN | 0 | NonResidential | 0 | 0 | 0 | 0 | 0 | 0 | [24 empty] | 8101402 | no | no |  |  | no |  | 0 | 0 | 0 | 0 | 0 | 0 |  | 1 | 1 | 1 | 0 | 0 | 0
load_220348692 |  | node_1356868_607_15288651_97 |  | AN | 0 | NonResidential | 10666.667+4543.981j | 0 | 0 | 0 | 0 | 0 | [24 empty] | 8101402 | no | no |  |  | no |  | 0 | 0 | 0 | 0 | 0 | 0 |  | 1 | 1 | 1 | 0 | 0 | 0
load_220348693 |  | node_1356859_811_15288675_75 |  | BN | 0 | NonResidential | 0 | 10666.667+4543.981j | 0 | 0 | 0 | 0 | [24 empty] | 8101402 | no | no |  |  | no |  | 0 | 0 | 0 | 0 | 0 | 0 |  | 1 | 1 | 1 | 0 | 0 | 0
load_220348694 |  | node_1356872_502_15288625_899 |  | CN | 0 | NonResidential | 0 | 0 | 10666.667+4543.981j | 0 | 0 | 0 | [24 empty] | 8101402 | no | no |  |  | no |  | 0 | 0 | 0 | 0 | 0 | 0 |  | 1 | 1 | 1 | 0 | 0 | 0
load_220348862 |  | node_1361579_136_15287166_956 |  | AN | 0 | Residential | 35136+14967.873j | 0 | 0 | 0 | 0 | 0 | [24 empty] | 8101402 | no | no |  |  | no |  | 0 | 0 | 0 | 0 | 0 | 0 |  | 1 | 1 | 1 | 0 | 0 | 0
load_220348863 |  | node_1361562_685_15287585_781 |  | AN | 0 | Residential | 2620.8+1116.456j | 0 | 0 | 0 | 0 | 0 | [24 empty] | 8101402 | no | no |  |  | no |  | 0 | 0 | 0 | 0 | 0 | 0 |  | 1 | 1 | 1 | 0 | 0 | 0
load_220348864 |  | node_1361185_937_15287544_424 |  | AN | 0 | Residential | 9770.4+4162.173j | 0 | 0 | 0 | 0 | 0 | [24 empty] | 8101402 | no | no |  |  | no |  | 0 | 0 | 0 | 0 | 0 | 0 |  | 1 | 1 | 1 | 0 | 0 | 0
load_220348865 |  | node_1361546_203_15287797_783 |  | AN | 0 | NonResidential | 4000+1703.993j | 0 | 0 | 0 | 0 | 0 | [24 empty] | 8101402 | no | no |  |  | no |  | 0 | 0 | 0 | 0 | 0 | 0 |  | 1 | 1 | 1 | 0 | 0 | 0
load_220349041 |  | node_1359479_047_15285820_812 |  | AN | 0 | Residential | 25545.6+10882.38j | 0 | 0 | 0 | 0 | 0 | [24 empty] | 8101402 | no | no |  |  | no |  | 0 | 0 | 0 | 0 | 0 | 0 |  | 1 | 1 | 1 | 0 | 0 | 0
load_220349042 |  | node_1359743_663_15286219_378 |  | AN | 0 | Residential | 0 | 0 | 0 | 0 | 0 | 0 | [24 empty] | 8101402 | no | no |  |  | no |  | 0 | 0 | 0 | 0 | 0 | 0 |  | 1 | 1 | 1 | 0 | 0 | 0
load_220349043 |  | node_1359463_994_15285130_773 |  | AN | 0 | Residential | 28303.2+12057.113j | 0 | 0 | 0 | 0 | 0 | [24 empty] | 8101402 | no | no |  |  | no |  | 0 | 0 | 0 | 0 | 0 | 0 |  | 1 | 1 | 1 | 0 | 0 | 0
load_220349197 |  | node_1356604_606_15283084_389 |  | AN | 0 | NonResidential | 40666.667+17323.928j | 0 | 0 | 0 | 0 | 0 | [24 empty] | 8101402 | no | no |  |  | no |  | 0 | 0 | 0 | 0 | 0 | 0 |  | 1 | 1 | 1 | 0 | 0 | 0
load_220349198 |  | node_1356595_455_15283107_925 |  | BN | 0 | NonResidential | 0 | 40666.667+17323.928j | 0 | 0 | 0 | 0 | [24 empty] | 8101402 | no | no |  |  | no |  | 0 | 0 | 0 | 0 | 0 | 0 |  | 1 | 1 | 1 | 0 | 0 | 0
load_220349199 |  | node_1356608_89_15283058_432 |  | CN | 0 | NonResidential | 0 | 0 | 40666.667+17323.928j | 0 | 0 | 0 | [24 empty] | 8101402 | no | no |  |  | no |  | 0 | 0 | 0 | 0 | 0 | 0 |  | 1 | 1 | 1 | 0 | 0 | 0
load_220349253 |  | node_1355478_465_15287313_37 |  | AN | 0 | Residential | 25023.6+10660.009j | 0 | 0 | 0 | 0 | 0 | [24 empty] | 8101402 | no | no |  |  | no |  | 0 | 0 | 0 | 0 | 0 | 0 |  | 1 | 1 | 1 | 0 | 0 | 0
load_220349254 |  | node_1355480_588_15287299_603 |  | AN | 0 | Residential | 25023.6+10660.009j | 0 | 0 | 0 | 0 | 0 | [24 empty] | 8101402 | no | no |  |  | no |  | 0 | 0 | 0 | 0 | 0 | 0 |  | 1 | 1 | 1 | 0 | 0 | 0
load_220349303 |  | node_1356094_887_15286776_28 |  | AN | 0 | Residential | 49953.6+21280.144j | 0 | 0 | 0 | 0 | 0 | [24 empty] | 8101402 | no | no |  |  | no |  | 0 | 0 | 0 | 0 | 0 | 0 |  | 1 | 1 | 1 | 0 | 0 | 0
load_220349304 |  | node_1356287_666_15286777_269 |  | AN | 0 | Residential | 22521.6+9594.161j | 0 | 0 | 0 | 0 | 0 | [24 empty] | 8101402 | no | no |  |  | no |  | 0 | 0 | 0 | 0 | 0 | 0 |  | 1 | 1 | 1 | 0 | 0 | 0
load_220349305 |  | node_1356596_443_15286791_028 |  | AN | 0 | Residential | 57967.2+24693.924j | 0 | 0 | 0 | 0 | 0 | [24 empty] | 8101402 | no | no |  |  | no |  | 0 | 0 | 0 | 0 | 0 | 0 |  | 1 | 1 | 1 | 0 | 0 | 0
load_220349306 |  | node_1357238_229_15286722_868 |  | AN | 0 | Residential | 37238.4+15863.492j | 0 | 0 | 0 | 0 | 0 | [24 empty] | 8101402 | no | no |  |  | no |  | 0 | 0 | 0 | 0 | 0 | 0 |  | 1 | 1 | 1 | 0 | 0 | 0
load_220349307 |  | node_1357511_075_15286597_825 |  | AN | 0 | Residential | 23256+9907.015j | 0 | 0 | 0 | 0 | 0 | [24 empty] | 8101402 | no | no |  |  | no |  | 0 | 0 | 0 | 0 | 0 | 0 |  | 1 | 1 | 1 | 0 | 0 | 0
load_220349324 |  | node_1355201_521_15285967_282 |  | AN | 0 | Residential | 83268+35472.019j | 0 | 0 | 0 | 0 | 0 | [24 empty] | 8101402 | no | no |  |  | no |  | 0 | 0 | 0 | 0 | 0 | 0 |  | 1 | 1 | 1 | 0 | 0 | 0
load_220349325 |  | node_1355550_225_15285954_689 |  | AN | 0 | Residential | 32824.8+13983.306j | 0 | 0 | 0 | 0 | 0 | [24 empty] | 8101402 | no | no |  |  | no |  | 0 | 0 | 0 | 0 | 0 | 0 |  | 1 | 1 | 1 | 0 | 0 | 0
load_220349373 |  | node_1365047_806_15285094_512 |  | AN | 0 | Residential | 23284.8+9919.283j | 0 | 0 | 0 | 0 | 0 | [24 empty] | 8101402 | no | no |  |  | no |  | 0 | 0 | 0 | 0 | 0 | 0 |  | 1 | 1 | 1 | 0 | 0 | 0
load_220349374 |  | node_1364891_972_15284949_716 |  | AN | 0 | Residential | 6955.2+2962.903j | 0 | 0 | 0 | 0 | 0 | [24 empty] | 8101402 | no | no |  |  | no |  | 0 | 0 | 0 | 0 | 0 | 0 |  | 1 | 1 | 1 | 0 | 0 | 0
load_220349375 |  | node_1364849_05_15284735_788 |  | AN | 0 | Residential | 13953.6+5944.209j | 0 | 0 | 0 | 0 | 0 | [24 empty] | 8101402 | no | no |  |  | no |  | 0 | 0 | 0 | 0 | 0 | 0 |  | 1 | 1 | 1 | 0 | 0 | 0
load_220349376 |  | node_1364611_234_15284404_076 |  | AN | 0 | Residential | 10317.6+4395.279j | 0 | 0 | 0 | 0 | 0 | [24 empty] | 8101402 | no | no |  |  | no |  | 0 | 0 | 0 | 0 | 0 | 0 |  | 1 | 1 | 1 | 0 | 0 | 0
load_220349377 |  | node_1364636_775_15284061_03 |  | AN | 0 | Residential | 21506.4+9161.688j | 0 | 0 | 0 | 0 | 0 | [24 empty] | 8101402 | no | no |  |  | no |  | 0 | 0 | 0 | 0 | 0 | 0 |  | 1 | 1 | 1 | 0 | 0 | 0
load_220349378 |  | node_1364731_367_15283840_344 |  | AN | 0 | Residential | 16696.8+7112.807j | 0 | 0 | 0 | 0 | 0 | [24 empty] | 8101402 | no | no |  |  | no |  | 0 | 0 | 0 | 0 | 0 | 0 |  | 1 | 1 | 1 | 0 | 0 | 0
load_220349379 |  | node_1364703_135_15283611_745 |  | AN | 0 | Residential | 24616.8+10486.713j | 0 | 0 | 0 | 0 | 0 | [24 empty] | 8101402 | no | no |  |  | no |  | 0 | 0 | 0 | 0 | 0 | 0 |  | 1 | 1 | 1 | 0 | 0 | 0
load_220349380 |  | node_1364771_482_15283336_041 |  | AN | 0 | Residential | 7495.2+3192.942j | 0 | 0 | 0 | 0 | 0 | [24 empty] | 8101402 | no | no |  |  | no |  | 0 | 0 | 0 | 0 | 0 | 0 |  | 1 | 1 | 1 | 0 | 0 | 0
load_220349381 |  | node_1364735_819_15283154_84 |  | AN | 0 | Residential | 4996.8+2128.628j | 0 | 0 | 0 | 0 | 0 | [24 empty] | 8101402 | no | no |  |  | no |  | 0 | 0 | 0 | 0 | 0 | 0 |  | 1 | 1 | 1 | 0 | 0 | 0
load_220349382 |  | node_1365014_578_15283117_01 |  | AN | 0 | Residential | 4456.8+1898.589j | 0 | 0 | 0 | 0 | 0 | [24 empty] | 8101402 | no | no |  |  | no |  | 0 | 0 | 0 | 0 | 0 | 0 |  | 1 | 1 | 1 | 0 | 0 | 0
load_220349383 |  | node_1364360_365_15283094_518 |  | AN | 0 | Residential | 4795.2+2042.747j | 0 | 0 | 0 | 0 | 0 | [24 empty] | 8101402 | no | no |  |  | no |  | 0 | 0 | 0 | 0 | 0 | 0 |  | 1 | 1 | 1 | 0 | 0 | 0
load_220349805 |  | node_1356488_044_15283557_841 |  | AN | 0 | Residential | 3340.8+1423.175j | 0 | 0 | 0 | 0 | 0 | [24 empty] | 8101402 | no | no |  |  | no |  | 0 | 0 | 0 | 0 | 0 | 0 |  | 1 | 1 | 1 | 0 | 0 | 0
load_220349806 |  | node_1356473_24_15282659_938 |  | AN | 0 | Residential | 2913.6+1241.188j | 0 | 0 | 0 | 0 | 0 | [24 empty] | 8101402 | no | no |  |  | no |  | 0 | 0 | 0 | 0 | 0 | 0 |  | 1 | 1 | 1 | 0 | 0 | 0
load_220349807 |  | node_1356489_697_15282653_495 |  | BN | 0 | NonResidential | 0 | 12000+5111.979j | 0 | 0 | 0 | 0 | [24 empty] | 8101402 | no | no |  |  | no |  | 0 | 0 | 0 | 0 | 0 | 0 |  | 1 | 1 | 1 | 0 | 0 | 0
load_220349808 |  | node_1356457_351_15282656_75 |  | CN | 0 | NonResidential | 0 | 0 | 12000+5111.979j | 0 | 0 | 0 | [24 empty] | 8101402 | no | no |  |  | no |  | 0 | 0 | 0 | 0 | 0 | 0 |  | 1 | 1 | 1 | 0 | 0 | 0
load_220349836 |  | node_1357226_206_15282497_64 |  | AN | 0 | Residential | 12340.8+5257.159j | 0 | 0 | 0 | 0 | 0 | [24 empty] | 8101402 | no | no |  |  | no |  | 0 | 0 | 0 | 0 | 0 | 0 |  | 1 | 1 | 1 | 0 | 0 | 0
load_220349853 |  | node_1358009_103_15284276_166 |  | AN | 0 | Residential | 11016+4692.796j | 0 | 0 | 0 | 0 | 0 | [24 empty] | 8101402 | no | no |  |  | no |  | 0 | 0 | 0 | 0 | 0 | 0 |  | 1 | 1 | 1 | 0 | 0 | 0
load_220349855 |  | node_1361268_463_15286451_965 |  | AN | 0 | Residential | 26193.6+11158.427j | 0 | 0 | 0 | 0 | 0 | [24 empty] | 8101402 | no | no |  |  | no |  | 0 | 0 | 0 | 0 | 0 | 0 |  | 1 | 1 | 1 | 0 | 0 | 0
load_220349856 |  | node_1361455_87_15286795_841 |  | AN | 0 | Residential | 12477.6+5315.435j | 0 | 0 | 0 | 0 | 0 | [24 empty] | 8101402 | no | no |  |  | no |  | 0 | 0 | 0 | 0 | 0 | 0 |  | 1 | 1 | 1 | 0 | 0 | 0
load_220349857 |  | node_1357457_894_15284423_202 |  | AN | 0 | NonResidential | 16000+6815.971j | 0 | 0 | 0 | 0 | 0 | [24 empty] | 8101402 | no | no |  |  | no |  | 0 | 0 | 0 | 0 | 0 | 0 |  | 1 | 1 | 1 | 0 | 0 | 0
load_220349858 |  | node_1357340_24_15283762_113 |  | AN | 0 | Residential | 82490.4+35140.763j | 0 | 0 | 0 | 0 | 0 | [24 empty] | 8101402 | no | no |  |  | no |  | 0 | 0 | 0 | 0 | 0 | 0 |  | 1 | 1 | 1 | 0 | 0 | 0
load_220349859 |  | node_1361635_708_15287158_621 |  | AN | 0 | Residential | 79.2+33.739j | 0 | 0 | 0 | 0 | 0 | [24 empty] | 8101402 | no | no |  |  | no |  | 0 | 0 | 0 | 0 | 0 | 0 |  | 1 | 1 | 1 | 0 | 0 | 0
load_220349860 |  | node_1361805_452_15287293_373 |  | AN | 0 | Residential | 26899.2+11459.011j | 0 | 0 | 0 | 0 | 0 | [24 empty] | 8101402 | no | no |  |  | no |  | 0 | 0 | 0 | 0 | 0 | 0 |  | 1 | 1 | 1 | 0 | 0 | 0
load_220349861 |  | node_1361955_623_15287615_096 |  | AN | 0 | Residential | 10389.6+4425.951j | 0 | 0 | 0 | 0 | 0 | [24 empty] | 8101402 | no | no |  |  | no |  | 0 | 0 | 0 | 0 | 0 | 0 |  | 1 | 1 | 1 | 0 | 0 | 0
load_220349862 |  | node_1362042_016_15288082_123 |  | AN | 0 | Residential | 11930.4+5082.329j | 0 | 0 | 0 | 0 | 0 | [24 empty] | 8101402 | no | no |  |  | no |  | 0 | 0 | 0 | 0 | 0 | 0 |  | 1 | 1 | 1 | 0 | 0 | 0
load_220349863 |  | node_1362508_54_15287887_535 |  | AN | 0 | Residential | 24768+10551.124j | 0 | 0 | 0 | 0 | 0 | [24 empty] | 8101402 | no | no |  |  | no |  | 0 | 0 | 0 | 0 | 0 | 0 |  | 1 | 1 | 1 | 0 | 0 | 0
load_220349864 |  | node_1362873_518_15287911_211 |  | AN | 0 | Residential | 4262.4+1815.775j | 0 | 0 | 0 | 0 | 0 | [24 empty] | 8101402 | no | no |  |  | no |  | 0 | 0 | 0 | 0 | 0 | 0 |  | 1 | 1 | 1 | 0 | 0 | 0
load_220349865 |  | node_1363131_118_15287563_834 |  | AN | 0 | NonResidential | 1332+567.43j | 0 | 0 | 0 | 0 | 0 | [24 empty] | 8101402 | no | no |  |  | no |  | 0 | 0 | 0 | 0 | 0 | 0 |  | 1 | 1 | 1 | 0 | 0 | 0
load_220349866 |  | node_1363255_154_15287803_444 |  | AN | 0 | Residential | 1814.4+772.931j | 0 | 0 | 0 | 0 | 0 | [24 empty] | 8101402 | no | no |  |  | no |  | 0 | 0 | 0 | 0 | 0 | 0 |  | 1 | 1 | 1 | 0 | 0 | 0
load_220349867 |  | node_1358548_557_15284520_047 |  | AN | 0 | Residential | 23637.6+10069.575j | 0 | 0 | 0 | 0 | 0 | [24 empty] | 8101402 | no | no |  |  | no |  | 0 | 0 | 0 | 0 | 0 | 0 |  | 1 | 1 | 1 | 0 | 0 | 0
load_220349868 |  | node_1358782_852_15284740_57 |  | AN | 0 | Residential | 12276+5229.554j | 0 | 0 | 0 | 0 | 0 | [24 empty] | 8101402 | no | no |  |  | no |  | 0 | 0 | 0 | 0 | 0 | 0 |  | 1 | 1 | 1 | 0 | 0 | 0
load_220349869 |  | node_1359087_44_15284928_87 |  | AN | 0 | Residential | 6343.2+2702.192j | 0 | 0 | 0 | 0 | 0 | [24 empty] | 8101402 | no | no |  |  | no |  | 0 | 0 | 0 | 0 | 0 | 0 |  | 1 | 1 | 1 | 0 | 0 | 0
load_220349870 |  | node_1359280_449_15285058_24 |  | AN | 0 | NonResidential | 0 | 0 | 0 | 0 | 0 | 0 | [24 empty] | 8101402 | no | no |  |  | no |  | 0 | 0 | 0 | 0 | 0 | 0 |  | 1 | 1 | 1 | 0 | 0 | 0
load_220349871 |  | node_1360038_658_15285541_126 |  | AN | 0 | Residential | 18820.8+8017.627j | 0 | 0 | 0 | 0 | 0 | [24 empty] | 8101402 | no | no |  |  | no |  | 0 | 0 | 0 | 0 | 0 | 0 |  | 1 | 1 | 1 | 0 | 0 | 0
load_220349872 |  | node_1360275_565_15285677_941 |  | AN | 0 | Residential | 23760+10121.718j | 0 | 0 | 0 | 0 | 0 | [24 empty] | 8101402 | no | no |  |  | no |  | 0 | 0 | 0 | 0 | 0 | 0 |  | 1 | 1 | 1 | 0 | 0 | 0
load_220349873 |  | node_1360564_982_15285835_685 |  | AN | 0 | Residential | 6998.4+2981.306j | 0 | 0 | 0 | 0 | 0 | [24 empty] | 8101402 | no | no |  |  | no |  | 0 | 0 | 0 | 0 | 0 | 0 |  | 1 | 1 | 1 | 0 | 0 | 0
load_220349874 |  | node_1360669_367_15286012_85 |  | AN | 0 | NonResidential | 367.2+156.427j | 0 | 0 | 0 | 0 | 0 | [24 empty] | 8101402 | no | no |  |  | no |  | 0 | 0 | 0 | 0 | 0 | 0 |  | 1 | 1 | 1 | 0 | 0 | 0
load_220349875 |  | node_1360938_431_15286249_357 |  | AN | 0 | NonResidential | 0 | 0 | 0 | 0 | 0 | 0 | [24 empty] | 8101402 | no | no |  |  | no |  | 0 | 0 | 0 | 0 | 0 | 0 |  | 1 | 1 | 1 | 0 | 0 | 0
load_220349876 |  | node_1360900_673_15286598_502 |  | AN | 0 | Residential | 1752+746.349j | 0 | 0 | 0 | 0 | 0 | [24 empty] | 8101402 | no | no |  |  | no |  | 0 | 0 | 0 | 0 | 0 | 0 |  | 1 | 1 | 1 | 0 | 0 | 0
load_220349877 |  | node_1360892_123_15286622_447 |  | BN | 0 | NonResidential | 0 | 0 | 0 | 0 | 0 | 0 | [24 empty] | 8101402 | no | no |  |  | no |  | 0 | 0 | 0 | 0 | 0 | 0 |  | 1 | 1 | 1 | 0 | 0 | 0
load_220349878 |  | node_1360904_298_15286572_358 |  | CN | 0 | Residential | 0 | 0 | 1752+746.349j | 0 | 0 | 0 | [24 empty] | 8101402 | no | no |  |  | no |  | 0 | 0 | 0 | 0 | 0 | 0 |  | 1 | 1 | 1 | 0 | 0 | 0
load_220431709 |  | node_1356305_445_15288307_255 |  | AN | 0 | NonResidential | 44000+18743.922j | 0 | 0 | 0 | 0 | 0 | [24 empty] | 8101402 | no | no |  |  | no |  | 0 | 0 | 0 | 0 | 0 | 0 |  | 1 | 1 | 1 | 0 | 0 | 0
load_220431806 |  | node_1357035_725_15287461_829 |  | AN | 0 | NonResidential | 10000+4259.982j | 0 | 0 | 0 | 0 | 0 | [24 empty] | 8101402 | no | no |  |  | no |  | 0 | 0 | 0 | 0 | 0 | 0 |  | 1 | 1 | 1 | 0 | 0 | 0
load_220431807 |  | node_1357030_078_15287487_299 |  | AN | 0 | NonResidential | 10000+4259.982j | 0 | 0 | 0 | 0 | 0 | [24 empty] | 8101402 | no | no |  |  | no |  | 0 | 0 | 0 | 0 | 0 | 0 |  | 1 | 1 | 1 | 0 | 0 | 0
load_220431808 |  | node_1357036_258_15287435_217 |  | AN | 0 | NonResidential | 10000+4259.982j | 0 | 0 | 0 | 0 | 0 | [24 empty] | 8101402 | no | no |  |  | no |  | 0 | 0 | 0 | 0 | 0 | 0 |  | 1 | 1 | 1 | 0 | 0 | 0
load_220433095 |  | node_1355962_352_15288125_523 |  | AN | 0 | NonResidential | 28666.667+12211.949j | 0 | 0 | 0 | 0 | 0 | [24 empty] | 8101402 | no | no |  |  | no |  | 0 | 0 | 0 | 0 | 0 | 0 |  | 1 | 1 | 1 | 0 | 0 | 0
load_220433178 |  | node_1355959_484_15288151_842 |  | BN | 0 | NonResidential | 0 | 28666.667+12211.949j | 0 | 0 | 0 | 0 | [24 empty] | 8101402 | no | no |  |  | no |  | 0 | 0 | 0 | 0 | 0 | 0 |  | 1 | 1 | 1 | 0 | 0 | 0
load_220433179 |  | node_1355960_043_15288099_054 |  | CN | 0 | NonResidential | 0 | 0 | 28666.667+12211.949j | 0 | 0 | 0 | [24 empty] | 8101402 | no | no |  |  | no |  | 0 | 0 | 0 | 0 | 0 | 0 |  | 1 | 1 | 1 | 0 | 0 | 0
load_220441562 |  | node_1362631_425_15287033_676 |  | AN | 0 | NonResidential | 86.4+36.806j | 0 | 0 | 0 | 0 | 0 | [24 empty] | 8101402 | no | no |  |  | no |  | 0 | 0 | 0 | 0 | 0 | 0 |  | 1 | 1 | 1 | 0 | 0 | 0
load_220491347 |  | node_1355720_724_15286304_524 |  | AN | 0 | Residential | 38131.2+16243.823j | 0 | 0 | 0 | 0 | 0 | [24 empty] | 8101402 | no | no |  |  | no |  | 0 | 0 | 0 | 0 | 0 | 0 |  | 1 | 1 | 1 | 0 | 0 | 0
load_220514160 |  | node_1361309_709_15287793_398 |  | AN | 0 | Residential | 48448.8+20639.102j | 0 | 0 | 0 | 0 | 0 | [24 empty] | 8101402 | no | no |  |  | no |  | 0 | 0 | 0 | 0 | 0 | 0 |  | 1 | 1 | 1 | 0 | 0 | 0
load_220514266 |  | node_1356837_86_15285483_716 |  | AN | 0 | Residential | 70898.4+30202.592j | 0 | 0 | 0 | 0 | 0 | [24 empty] | 8101402 | no | no |  |  | no |  | 0 | 0 | 0 | 0 | 0 | 0 |  | 1 | 1 | 1 | 0 | 0 | 0
load_220525900 |  | node_1358122_586_15284344_609 |  | AN | 0 | Residential | 4694.4+1999.806j | 0 | 0 | 0 | 0 | 0 | [24 empty] | 8101402 | no | no |  |  | no |  | 0 | 0 | 0 | 0 | 0 | 0 |  | 1 | 1 | 1 | 0 | 0 | 0
load_220528701 |  | node_1363036_52_15286756_586 |  | AN | 0 | NonResidential | 0 | 0 | 0 | 0 | 0 | 0 | [24 empty] | 8101402 | no | no |  |  | no |  | 0 | 0 | 0 | 0 | 0 | 0 |  | 1 | 1 | 1 | 0 | 0 | 0
load_220529518 |  | node_1361305_791_15288494_1 |  | AN | 0 | Residential | 14032.8+5977.948j | 0 | 0 | 0 | 0 | 0 | [24 empty] | 8101402 | no | no |  |  | no |  | 0 | 0 | 0 | 0 | 0 | 0 |  | 1 | 1 | 1 | 0 | 0 | 0
load_220530245 |  | node_1363949_422_15286249_157 |  | AN | 0 | NonResidential | 8359.2+3561.004j | 0 | 0 | 0 | 0 | 0 | [24 empty] | 8101402 | no | no |  |  | no |  | 0 | 0 | 0 | 0 | 0 | 0 |  | 1 | 1 | 1 | 0 | 0 | 0
load_220530625 |  | node_1358414_104_15289283_667 |  | ABCN | 0 | NonResidential | 22666.667+9655.96j | 22666.667+9655.96j | 22666.667+9655.96j | 0 | 0 | 0 | [24 empty] | 8101402 | no | no |  |  | no |  | 0 | 0 | 0 | 0 | 0 | 0 |  | 1 | 1 | 1 | 0 | 0 | 0
load_220535508 |  | node_1356358_465_15288570_722 |  | AN | 0 | NonResidential | 223.2+95.083j | 0 | 0 | 0 | 0 | 0 | [24 empty] | 8101402 | no | no |  |  | no |  | 0 | 0 | 0 | 0 | 0 | 0 |  | 1 | 1 | 1 | 0 | 0 | 0
load_220539805 |  | node_1356416_761_15288149_982 |  | AN | 0 | NonResidential | 407000+173381.274j | 0 | 0 | 0 | 0 | 0 | [24 empty] | 8101402 | no | no |  |  | no |  | 0 | 0 | 0 | 0 | 0 | 0 |  | 1 | 1 | 1 | 0 | 0 | 0
load_220549396 |  | node_1361535_842_15288580_69 |  | AN | 0 | NonResidential | 0 | 0 | 0 | 0 | 0 | 0 | [24 empty] | 8101402 | no | no |  |  | no |  | 0 | 0 | 0 | 0 | 0 | 0 |  | 1 | 1 | 1 | 0 | 0 | 0
load_220576475 |  | node_1356984_951_15283813_803 |  | AN | 0 | NonResidential | 0 | 0 | 0 | 0 | 0 | 0 | [24 empty] | 8101402 | no | no |  |  | no |  | 0 | 0 | 0 | 0 | 0 | 0 |  | 1 | 1 | 1 | 0 | 0 | 0
load_220580028 |  | node_1358424_025_15284582_12 |  | AN | 0 | Residential | 33242.4+14161.203j | 0 | 0 | 0 | 0 | 0 | [24 empty] | 8101402 | no | no |  |  | no |  | 0 | 0 | 0 | 0 | 0 | 0 |  | 1 | 1 | 1 | 0 | 0 | 0
load_220596423 |  | node_1361406_998_15286724_335 |  | AN | 0 | NonResidential | 0 | 0 | 0 | 0 | 0 | 0 | [24 empty] | 8101402 | no | no |  |  | no |  | 0 | 0 | 0 | 0 | 0 | 0 |  | 1 | 1 | 1 | 0 | 0 | 0
load_220613546 |  | node_1358015_211_15289425_626 |  | CN | 0 | NonResidential | 0 | 0 | 6666.667+2839.988j | 0 | 0 | 0 | [24 empty] | 8101402 | no | no |  |  | no |  | 0 | 0 | 0 | 0 | 0 | 0 |  | 1 | 1 | 1 | 0 | 0 | 0
load_220618761 |  | node_1354917_24_15283658_624 |  | BN | 0 | NonResidential | 0 | 2500+1064.996j | 0 | 0 | 0 | 0 | [24 empty] | 8101402 | no | no |  |  | no |  | 0 | 0 | 0 | 0 | 0 | 0 |  | 1 | 1 | 1 | 0 | 0 | 0
load_220618762 |  | node_1354923_355_15283633_354 |  | AN | 0 | NonResidential | 2500+1064.996j | 0 | 0 | 0 | 0 | 0 | [24 empty] | 8101402 | no | no |  |  | no |  | 0 | 0 | 0 | 0 | 0 | 0 |  | 1 | 1 | 1 | 0 | 0 | 0
load_310059122 |  | node_1355913_91_15284391_256 |  | ABCN | 0 | Residential | 14671.2+6249.905j | 14671.2+6249.905j | 14671.2+6249.905j | 0 | 0 | 0 | [24 empty] | 8101402 | no | no |  |  | no |  | 0 | 0 | 0 | 0 | 0 | 0 |  | 1 | 1 | 1 | 0 | 0 | 0
load_311909526 |  | node_1356142_527_15284814_002 |  | AN | 0 | NonResidential | 0 | 0 | 0 | 0 | 0 | 0 | [24 empty] | 8101402 | no | no |  |  | no |  | 0 | 0 | 0 | 0 | 0 | 0 |  | 1 | 1 | 1 | 0 | 0 | 0
load_311916310 |  | node_1360639_657_15285604_804 |  | AN | 0 | NonResidential | 0 | 0 | 0 | 0 | 0 | 0 | [24 empty] | 8101402 | no | no |  |  | no |  | 0 | 0 | 0 | 0 | 0 | 0 |  | 1 | 1 | 1 | 0 | 0 | 0
load_311930956 |  | node_1356758_558_15282476_304 |  | AN | 0 | Residential | 20901.6+8904.044j | 0 | 0 | 0 | 0 | 0 | [24 empty] | 8101402 | no | no |  |  | no |  | 0 | 0 | 0 | 0 | 0 | 0 |  | 1 | 1 | 1 | 0 | 0 | 0
load_311994137 |  | node_1354758_552_15285430_533 |  | AN | 0 | Residential | 8006.4+3410.712j | 0 | 0 | 0 | 0 | 0 | [24 empty] | 8101402 | no | no |  |  | no |  | 0 | 0 | 0 | 0 | 0 | 0 |  | 1 | 1 | 1 | 0 | 0 | 0
load_311994138 |  | node_1354760_356_15285419_674 |  | BN | 0 | Residential | 0 | 8006.4+3410.712j | 0 | 0 | 0 | 0 | [24 empty] | 8101402 | no | no |  |  | no |  | 0 | 0 | 0 | 0 | 0 | 0 |  | 1 | 1 | 1 | 0 | 0 | 0
load_311994139 |  | node_1354759_249_15285408_418 |  | CN | 0 | Residential | 0 | 0 | 8006.4+3410.712j | 0 | 0 | 0 | [24 empty] | 8101402 | no | no |  |  | no |  | 0 | 0 | 0 | 0 | 0 | 0 |  | 1 | 1 | 1 | 0 | 0 | 0
load_312000302 |  | node_1366683_508_15286010_223 |  | AN | 0 | NonResidential | 0 | 0 | 0 | 0 | 0 | 0 | [24 empty] | 8101402 | no | no |  |  | no |  | 0 | 0 | 0 | 0 | 0 | 0 |  | 1 | 1 | 1 | 0 | 0 | 0
load_312095084 |  | node_1355762_456_15288410_303 |  | AN | 0 | NonResidential | 64666.667+27547.885j | 0 | 0 | 0 | 0 | 0 | [24 empty] | 8101402 | no | no |  |  | no |  | 0 | 0 | 0 | 0 | 0 | 0 |  | 1 | 1 | 1 | 0 | 0 | 0
load_312095085 |  | node_1355770_953_15288408_119 |  | BN | 0 | NonResidential | 0 | 64666.667+27547.885j | 0 | 0 | 0 | 0 | [24 empty] | 8101402 | no | no |  |  | no |  | 0 | 0 | 0 | 0 | 0 | 0 |  | 1 | 1 | 1 | 0 | 0 | 0
load_312095086 |  | node_1355779_399_15288401_773 |  | CN | 0 | NonResidential | 0 | 0 | 64666.667+27547.885j | 0 | 0 | 0 | [24 empty] | 8101402 | no | no |  |  | no |  | 0 | 0 | 0 | 0 | 0 | 0 |  | 1 | 1 | 1 | 0 | 0 | 0

## node
data_type | static
owner_type | feeder
owner | 8101402
object | node
name | groupid | parent | bustype | phases | nominal_voltage | dcircuit | selected | monitored | monitored_fields | class_monitored_fields | played | played_fields | subsystem | x | y | comments | dist_to_slack
node_1354758_552_15285430_533 |  |  | PQ | ABCN | 2771.281 | 8101402 | no | no |  |  | no |  |  | 1354758.552 | 15285430.533 |  | -1
node_1354759_249_15285408_418 |  |  | PQ | ABCN | 2771.281 | 8101402 | no | no |  |  | no |  |  | 1354759.249 | 15285408.418 |  | -1
node_1354760_356_15285419_674 |  |  | PQ | ABCN | 2771.281 | 8101402 | no | no |  |  | no |  |  | 1354760.356 | 15285419.674 |  | -1
node_1354917_24_15283658_624 |  |  | PQ | ABCN | 2771.281 | 8101402 | no | no |  |  | no |  |  | 1354917.24 | 15283658.624 |  | -1
node_1354923_355_15283633_354 |  |  | PQ | ABCN | 2771.281 | 8101402 | no | no |  |  | no |  |  | 1354923.355 | 15283633.354 |  | -1
node_1355015_206_15285555_731 |  |  | PQ | ABCN | 2771.281 | 8101402 | no | no |  |  | no |  |  | 1355015.206 | 15285555.731 |  | -1
node_1355201_521_15285967_282 |  |  | PQ | AN | 2771.281 | 8101402 | no | no |  |  | no |  |  | 1355201.521 | 15285967.282 |  | -1
node_1355305_142_15288493_194 |  |  | PQ | ABCN | 2771.281 | 8101402 | no | no |  |  | no |  |  | 1355305.142 | 15288493.194 |  | -1
node_1355313_092_15288468_877 |  |  | PQ | ABCN | 2771.281 | 8101402 | no | no |  |  | no |  |  | 1355313.092 | 15288468.877 |  | -1
node_1355453_443_15288644_248 |  |  | PQ | ABCN | 2771.281 | 8101402 | no | no |  |  | no |  |  | 1355453.443 | 15288644.248 |  | -1
node_1355468_959_15288660_991 |  |  | PQ | ABCN | 2771.281 | 8101402 | no | no |  |  | no |  |  | 1355468.959 | 15288660.991 |  | -1
node_1355472_504_15283519_637 |  |  | PQ | ABCN | 2771.281 | 8101402 | no | no |  |  | no |  |  | 1355472.504 | 15283519.637 |  | -1
node_1355475_524_15284322_492 |  |  | PQ | AN | 2771.281 | 8101402 | no | no |  |  | no |  |  | 1355475.524 | 15284322.492 |  | -1
node_1355478_465_15287313_37 |  |  | PQ | ABCN | 2771.281 | 8101402 | no | no |  |  | no |  |  | 1355478.465 | 15287313.37 |  | -1
node_1355480_588_15287299_603 |  |  | PQ | ABCN | 2771.281 | 8101402 | no | no |  |  | no |  |  | 1355480.588 | 15287299.603 |  | -1
node_1355487_144_15288671_805 |  |  | PQ | ABCN | 2771.281 | 8101402 | no | no |  |  | no |  |  | 1355487.144 | 15288671.805 |  | -1
node_1355495_957_15288505_939 |  |  | PQ | ABCN | 2771.281 | 8101402 | no | no |  |  | no |  |  | 1355495.957 | 15288505.939 |  | -1
node_1355539_685_15284182_571 |  |  | PQ | AN | 2771.281 | 8101402 | no | no |  |  | no |  |  | 1355539.685 | 15284182.571 |  | -1
node_1355540_821_15285458_329 |  |  | PQ | ABCN | 2771.281 | 8101402 | no | no |  |  | no |  |  | 1355540.821 | 15285458.329 |  | -1
node_1355550_225_15285954_689 |  |  | PQ | AN | 2771.281 | 8101402 | no | no |  |  | no |  |  | 1355550.225 | 15285954.689 |  | -1
node_1355603_538_15288305_189 |  |  | PQ | ABCN | 2771.281 | 8101402 | no | no |  |  | no |  |  | 1355603.538 | 15288305.189 |  | -1
node_1355604_387_15288331_8 |  |  | PQ | ABCN | 2771.281 | 8101402 | no | no |  |  | no |  |  | 1355604.387 | 15288331.8 |  | -1
node_1355607_848_15288279_24 |  |  | PQ | ABCN | 2771.281 | 8101402 | no | no |  |  | no |  |  | 1355607.848 | 15288279.24 |  | -1
node_1355650_605_15283231_115 |  |  | PQ | ABCN | 2771.281 | 8101402 | no | no |  |  | no |  |  | 1355650.605 | 15283231.115 |  | -1
node_1355689_15283839_646 |  |  | PQ | AN | 2771.281 | 8101402 | no | no |  |  | no |  |  | 1355689 | 15283839.646 |  | -1
node_1355720_724_15286304_524 |  |  | PQ | AN | 2771.281 | 8101402 | no | no |  |  | no |  |  | 1355720.724 | 15286304.524 |  | -1
node_1355726_658_15287701_328 |  |  | PQ | ABCD | 2771.281 | 8101402 | no | no |  |  | no |  |  | 1355726.658 | 15287701.328 |  | -1
node_1355738_315_15285669_846 |  |  | PQ | ABCN | 2771.281 | 8101402 | no | no |  |  | no |  |  | 1355738.315 | 15285669.846 |  | -1
node_1355762_456_15288410_303 |  |  | PQ | ABCN | 2771.281 | 8101402 | no | no |  |  | no |  |  | 1355762.456 | 15288410.303 |  | -1
node_1355770_953_15288408_119 |  |  | PQ | ABCN | 2771.281 | 8101402 | no | no |  |  | no |  |  | 1355770.953 | 15288408.119 |  | -1
node_1355779_399_15288401_773 |  |  | PQ | ABCN | 2771.281 | 8101402 | no | no |  |  | no |  |  | 1355779.399 | 15288401.773 |  | -1
node_1355800_379_15288598_709 |  |  | PQ | ABCN | 2771.281 | 8101402 | no | no |  |  | no |  |  | 1355800.379 | 15288598.709 |  | -1
node_1355807_817_15283399_738 |  |  | PQ | AN | 2771.281 | 8101402 | no | no |  |  | no |  |  | 1355807.817 | 15283399.738 |  | -1
node_1355818_542_15288609_59 |  |  | PQ | ABCN | 2771.281 | 8101402 | no | no |  |  | no |  |  | 1355818.542 | 15288609.59 |  | -1
node_1355830_179_15287152_941 |  |  | PQ | ABCN | 2771.281 | 8101402 | no | no |  |  | no |  |  | 1355830.179 | 15287152.941 |  | -1
node_1355834_024_15288626_391 |  |  | PQ | ABCN | 2771.281 | 8101402 | no | no |  |  | no |  |  | 1355834.024 | 15288626.391 |  | -1
node_1355867_042_15286124_447 |  |  | PQ | ABCD | 2771.281 | 8101402 | no | no |  |  | no |  |  | 1355867.042 | 15286124.447 |  | -1
node_1355889_536_15286374_818 |  |  | PQ | ABCN | 2771.281 | 8101402 | no | no |  |  | no |  |  | 1355889.536 | 15286374.818 |  | -1
node_1355909_601_15288646_123 |  |  | PQ | ABCN | 2771.281 | 8101402 | no | no |  |  | no |  |  | 1355909.601 | 15288646.123 |  | -1
node_1355913_91_15284391_256 |  |  | PQ | ABCN | 2771.281 | 8101402 | no | no |  |  | no |  |  | 1355913.91 | 15284391.256 |  | -1
node_1355927_868_15288656_684 |  |  | PQ | ABCN | 2771.281 | 8101402 | no | no |  |  | no |  |  | 1355927.868 | 15288656.684 |  | -1
node_1355943_51_15288673_212 |  |  | PQ | ABCN | 2771.281 | 8101402 | no | no |  |  | no |  |  | 1355943.51 | 15288673.212 |  | -1
node_1355959_484_15288151_842 |  |  | PQ | ABCN | 2771.281 | 8101402 | no | no |  |  | no |  |  | 1355959.484 | 15288151.842 |  | -1
node_1355960_043_15288099_054 |  |  | PQ | ABCN | 2771.281 | 8101402 | no | no |  |  | no |  |  | 1355960.043 | 15288099.054 |  | -1
node_1355962_352_15288125_523 |  |  | PQ | ABCN | 2771.281 | 8101402 | no | no |  |  | no |  |  | 1355962.352 | 15288125.523 |  | -1
node_1356036_757_15288385_136 |  |  | PQ | ABCN | 2771.281 | 8101402 | no | no |  |  | no |  |  | 1356036.757 | 15288385.136 |  | -1
node_1356044_041_15285514_188 |  |  | PQ | AN | 2771.281 | 8101402 | no | no |  |  | no |  |  | 1356044.041 | 15285514.188 |  | -1
node_1356053_748_15288399_044 |  |  | PQ | ABCN | 2771.281 | 8101402 | no | no |  |  | no |  |  | 1356053.748 | 15288399.044 |  | -1
node_1356067_51_15288418_356 |  |  | PQ | ABCN | 2771.281 | 8101402 | no | no |  |  | no |  |  | 1356067.51 | 15288418.356 |  | -1
node_1356094_887_15286776_28 |  |  | PQ | ABCN | 2771.281 | 8101402 | no | no |  |  | no |  |  | 1356094.887 | 15286776.28 |  | -1
node_1356112_648_15288822_883 |  |  | PQ | ABCN | 2771.281 | 8101402 | no | no |  |  | no |  |  | 1356112.648 | 15288822.883 |  | -1
node_1356118_259_15286144_119 |  |  | PQ | AN | 2771.281 | 8101402 | no | no |  |  | no |  |  | 1356118.259 | 15286144.119 |  | -1
node_1356128_194_15288839_574 |  |  | PQ | ABCN | 2771.281 | 8101402 | no | no |  |  | no |  |  | 1356128.194 | 15288839.574 |  | -1
node_1356142_527_15284814_002 |  |  | PQ | AN | 2771.281 | 8101402 | no | no |  |  | no |  |  | 1356142.527 | 15284814.002 |  | -1
node_1356146_4_15288850_326 |  |  | PQ | ABCN | 2771.281 | 8101402 | no | no |  |  | no |  |  | 1356146.4 | 15288850.326 |  | -1
node_1356176_019_15285548_364 |  |  | PQ | AN | 2771.281 | 8101402 | no | no |  |  | no |  |  | 1356176.019 | 15285548.364 |  | -1
node_1356208_631_15288779_542 |  |  | PQ | ABCN | 2771.281 | 8101402 | no | no |  |  | no |  |  | 1356208.631 | 15288779.542 |  | -1
node_1356224_384_15288795_878 |  |  | PQ | ABCN | 2771.281 | 8101402 | no | no |  |  | no |  |  | 1356224.384 | 15288795.878 |  | -1
node_1356236_407_15287254_924 |  |  | PQ | ABCN | 2771.281 | 8101402 | no | no |  |  | no |  |  | 1356236.407 | 15287254.924 |  | -1
node_1356239_41_15287228_633 |  |  | PQ | ABCN | 2771.281 | 8101402 | no | no |  |  | no |  |  | 1356239.41 | 15287228.633 |  | -1
node_1356264_09_15286968_213 |  |  | PQ | AN | 2771.281 | 8101402 | no | no |  |  | no |  |  | 1356264.09 | 15286968.213 |  | -1
node_1356280_705_15285165_029 |  |  | PQ | AN | 2771.281 | 8101402 | no | no |  |  | no |  |  | 1356280.705 | 15285165.029 |  | -1
node_1356287_666_15286777_269 |  |  | PQ | ABCN | 2771.281 | 8101402 | no | no |  |  | no |  |  | 1356287.666 | 15286777.269 |  | -1
node_1356290_945_15289137_618 |  |  | PQ | ABCN | 2771.281 | 8101402 | no | no |  |  | no |  |  | 1356290.945 | 15289137.618 |  | -1
node_1356305_445_15288307_255 |  |  | PQ | AN | 2771.281 | 8101402 | no | no |  |  | no |  |  | 1356305.445 | 15288307.255 |  | -1
node_1356309_856_15289145_841 |  |  | PQ | ABCN | 2771.281 | 8101402 | no | no |  |  | no |  |  | 1356309.856 | 15289145.841 |  | -1
node_1356329_672_15289147_228 |  |  | PQ | ABCN | 2771.281 | 8101402 | no | no |  |  | no |  |  | 1356329.672 | 15289147.228 |  | -1
node_1356358_465_15288570_722 |  |  | PQ | ABCN | 2771.281 | 8101402 | no | no |  |  | no |  |  | 1356358.465 | 15288570.722 |  | -1
node_1356387_278_15285547_088 |  |  | PQ | AN | 2771.281 | 8101402 | no | no |  |  | no |  |  | 1356387.278 | 15285547.088 |  | -1
node_1356416_761_15288149_982 |  |  | PQ | ABCN | 2771.281 | 8101402 | no | no |  |  | no |  |  | 1356416.761 | 15288149.982 |  | -1
node_1356434_335_15288437_18 |  |  | PQ | ABCN | 2771.281 | 8101402 | no | no |  |  | no |  |  | 1356434.335 | 15288437.18 |  | -1
node_1356447_256_15286431_204 |  |  | PQ | AN | 2771.281 | 8101402 | no | no |  |  | no |  |  | 1356447.256 | 15286431.204 |  | -1
node_1356453_221_15286154_477 |  |  | PQ | AN | 2771.281 | 8101402 | no | no |  |  | no |  |  | 1356453.221 | 15286154.477 |  | -1
node_1356457_351_15282656_75 |  |  | PQ | ABCN | 2771.281 | 8101402 | no | no |  |  | no |  |  | 1356457.351 | 15282656.75 |  | -1
node_1356473_24_15282659_938 |  |  | PQ | ABCN | 2771.281 | 8101402 | no | no |  |  | no |  |  | 1356473.24 | 15282659.938 |  | -1
node_1356488_044_15283557_841 |  |  | PQ | AN | 2771.281 | 8101402 | no | no |  |  | no |  |  | 1356488.044 | 15283557.841 |  | -1
node_1356489_697_15282653_495 |  |  | PQ | ABCN | 2771.281 | 8101402 | no | no |  |  | no |  |  | 1356489.697 | 15282653.495 |  | -1
node_1356595_455_15283107_925 |  |  | PQ | ABCN | 2771.281 | 8101402 | no | no |  |  | no |  |  | 1356595.455 | 15283107.925 |  | -1
node_1356596_443_15286791_028 |  |  | PQ | ABCN | 2771.281 | 8101402 | no | no |  |  | no |  |  | 1356596.443 | 15286791.028 |  | -1
node_1356604_606_15283084_389 |  |  | PQ | ABCN | 2771.281 | 8101402 | no | no |  |  | no |  |  | 1356604.606 | 15283084.389 |  | -1
node_1356606_824_15287299_622 |  |  | PQ | ABCN | 2771.281 | 8101402 | no | no |  |  | no |  |  | 1356606.824 | 15287299.622 |  | -1
node_1356608_89_15283058_432 |  |  | PQ | ABCN | 2771.281 | 8101402 | no | no |  |  | no |  |  | 1356608.89 | 15283058.432 |  | -1
node_1356623_923_15285734_525 |  |  | PQ | AN | 2771.281 | 8101402 | no | no |  |  | no |  |  | 1356623.923 | 15285734.525 |  | -1
node_1356640_707_15288976_343 |  |  | PQ | ABCN | 2771.281 | 8101402 | no | no |  |  | no |  |  | 1356640.707 | 15288976.343 |  | -1
node_1356653_896_15289165_537 |  |  | PQ | ABCN | 2771.281 | 8101402 | no | no |  |  | no |  |  | 1356653.896 | 15289165.537 |  | -1
node_1356655_907_15288993_6 |  |  | PQ | ABCN | 2771.281 | 8101402 | no | no |  |  | no |  |  | 1356655.907 | 15288993.6 |  | -1
node_1356660_173_15289190_858 |  |  | PQ | ABCN | 2771.281 | 8101402 | no | no |  |  | no |  |  | 1356660.173 | 15289190.858 |  | -1
node_1356669_809_15285258_054 |  |  | PQ | AN | 2771.281 | 8101402 | no | no |  |  | no |  |  | 1356669.809 | 15285258.054 |  | -1
node_1356671_106_15289213_183 |  |  | PQ | ABCN | 2771.281 | 8101402 | no | no |  |  | no |  |  | 1356671.106 | 15289213.183 |  | -1
node_1356758_558_15282476_304 |  |  | PQ | ABCN | 2771.281 | 8101402 | no | no |  |  | no |  |  | 1356758.558 | 15282476.304 |  | -1
node_1356824_129_15287053_936 |  |  | PQ | AN | 2771.281 | 8101402 | no | no |  |  | no |  |  | 1356824.129 | 15287053.936 |  | -1
node_1356837_86_15285483_716 |  |  | PQ | AN | 2771.281 | 8101402 | no | no |  |  | no |  |  | 1356837.86 | 15285483.716 |  | -1
node_1356859_811_15288675_75 |  |  | PQ | ABCN | 2771.281 | 8101402 | no | no |  |  | no |  |  | 1356859.811 | 15288675.75 |  | -1
node_1356868_607_15288651_97 |  |  | PQ | ABCN | 2771.281 | 8101402 | no | no |  |  | no |  |  | 1356868.607 | 15288651.97 |  | -1
node_1356872_502_15288625_899 |  |  | PQ | ABCN | 2771.281 | 8101402 | no | no |  |  | no |  |  | 1356872.502 | 15288625.899 |  | -1
node_1356901_816_15285053_543 |  |  | PQ | AN | 2771.281 | 8101402 | no | no |  |  | no |  |  | 1356901.816 | 15285053.543 |  | -1
node_1356984_951_15283813_803 |  |  | PQ | AN | 2771.281 | 8101402 | no | no |  |  | no |  |  | 1356984.951 | 15283813.803 |  | -1
node_1357030_078_15287487_299 |  |  | PQ | AN | 2771.281 | 8101402 | no | no |  |  | no |  |  | 1357030.078 | 15287487.299 |  | -1
node_1357034_216_15285795_013 |  |  | PQ | AN | 2771.281 | 8101402 | no | no |  |  | no |  |  | 1357034.216 | 15285795.013 |  | -1
node_1357035_725_15287461_829 |  |  | PQ | AN | 2771.281 | 8101402 | no | no |  |  | no |  |  | 1357035.725 | 15287461.829 |  | -1
node_1357036_258_15287435_217 |  |  | PQ | AN | 2771.281 | 8101402 | no | no |  |  | no |  |  | 1357036.258 | 15287435.217 |  | -1
node_1357226_206_15282497_64 |  |  | PQ | ABCN | 2771.281 | 8101402 | no | no |  |  | no |  |  | 1357226.206 | 15282497.64 |  | -1
node_1357238_229_15286722_868 |  |  | PQ | AN | 2771.281 | 8101402 | no | no |  |  | no |  |  | 1357238.229 | 15286722.868 |  | -1
node_1357272_077_15286337_037 |  |  | PQ | AN | 2771.281 | 8101402 | no | no |  |  | no |  |  | 1357272.077 | 15286337.037 |  | -1
node_1357320_221_15285267_554 |  |  | PQ | AN | 2771.281 | 8101402 | no | no |  |  | no |  |  | 1357320.221 | 15285267.554 |  | -1
node_1357336_606_15285904_024 |  |  | PQ | AN | 2771.281 | 8101402 | no | no |  |  | no |  |  | 1357336.606 | 15285904.024 |  | -1
node_1357340_24_15283762_113 |  |  | PQ | AN | 2771.281 | 8101402 | no | no |  |  | no |  |  | 1357340.24 | 15283762.113 |  | -1
node_1357357_514_15285675_914 |  |  | PQ | AN | 2771.281 | 8101402 | no | no |  |  | no |  |  | 1357357.514 | 15285675.914 |  | -1
node_1357372_493_15289430_557 |  |  | PQ | ABCN | 2771.281 | 8101402 | no | no |  |  | no |  |  | 1357372.493 | 15289430.557 |  | -1
node_1357457_894_15284423_202 |  |  | PQ | AN | 2771.281 | 8101402 | no | no |  |  | no |  |  | 1357457.894 | 15284423.202 |  | -1
node_1357484_347_15285810_549 |  |  | PQ | AN | 2771.281 | 8101402 | no | no |  |  | no |  |  | 1357484.347 | 15285810.549 |  | -1
node_1357511_075_15286597_825 |  |  | PQ | AN | 2771.281 | 8101402 | no | no |  |  | no |  |  | 1357511.075 | 15286597.825 |  | -1
node_1358009_103_15284276_166 |  |  | PQ | ABCN | 2771.281 | 8101402 | no | no |  |  | no |  |  | 1358009.103 | 15284276.166 |  | -1
node_1358015_211_15289425_626 |  |  | PQ | ABCN | 2771.281 | 8101402 | no | no |  |  | no |  |  | 1358015.211 | 15289425.626 |  | -1
node_1358015_914_15289452_243 |  |  | PQ | ABCN | 2771.281 | 8101402 | no | no |  |  | no |  |  | 1358015.914 | 15289452.243 |  | -1
node_1358019_662_15289399_721 |  |  | PQ | ABCN | 2771.281 | 8101402 | no | no |  |  | no |  |  | 1358019.662 | 15289399.721 |  | -1
node_1358028_872_15289245_517 |  |  | PQ | ABCN | 2771.281 | 8101402 | no | no |  |  | no |  |  | 1358028.872 | 15289245.517 |  | -1
node_1358032_417_15289219_353 |  |  | PQ | ABCN | 2771.281 | 8101402 | no | no |  |  | no |  |  | 1358032.417 | 15289219.353 |  | -1
node_1358087_253_15289519_883 |  |  | PQ | ABCN | 2771.281 | 8101402 | no | no |  |  | no |  |  | 1358087.253 | 15289519.883 |  | -1
node_1358122_586_15284344_609 |  |  | PQ | ABCN | 2771.281 | 8101402 | no | no |  |  | no |  |  | 1358122.586 | 15284344.609 |  | -1
node_1358414_104_15289283_667 |  |  | PQ | ABCN | 2771.281 | 8101402 | no | no |  |  | no |  |  | 1358414.104 | 15289283.667 |  | -1
node_1358424_025_15284582_12 |  |  | PQ | AN | 2771.281 | 8101402 | no | no |  |  | no |  |  | 1358424.025 | 15284582.12 |  | -1
node_1358548_557_15284520_047 |  |  | PQ | ABCN | 2771.281 | 8101402 | no | no |  |  | no |  |  | 1358548.557 | 15284520.047 |  | -1
node_1358782_852_15284740_57 |  |  | PQ | ABCN | 2771.281 | 8101402 | no | no |  |  | no |  |  | 1358782.852 | 15284740.57 |  | -1
node_1359087_44_15284928_87 |  |  | PQ | ABCN | 2771.281 | 8101402 | no | no |  |  | no |  |  | 1359087.44 | 15284928.87 |  | -1
node_1359280_449_15285058_24 |  |  | PQ | ABCN | 2771.281 | 8101402 | no | no |  |  | no |  |  | 1359280.449 | 15285058.24 |  | -1
node_1359463_994_15285130_773 |  |  | PQ | ABCN | 2771.281 | 8101402 | no | no |  |  | no |  |  | 1359463.994 | 15285130.773 |  | -1
node_1359479_047_15285820_812 |  |  | PQ | AN | 2771.281 | 8101402 | no | no |  |  | no |  |  | 1359479.047 | 15285820.812 |  | -1
node_1359743_663_15286219_378 |  |  | PQ | AN | 2771.281 | 8101402 | no | no |  |  | no |  |  | 1359743.663 | 15286219.378 |  | -1
node_1360038_658_15285541_126 |  |  | PQ | ABCN | 2771.281 | 8101402 | no | no |  |  | no |  |  | 1360038.658 | 15285541.126 |  | -1
node_1360275_565_15285677_941 |  |  | PQ | ABCN | 2771.281 | 8101402 | no | no |  |  | no |  |  | 1360275.565 | 15285677.941 |  | -1
node_1360564_982_15285835_685 |  |  | PQ | ABCN | 2771.281 | 8101402 | no | no |  |  | no |  |  | 1360564.982 | 15285835.685 |  | -1
node_1360639_657_15285604_804 |  |  | PQ | AN | 2771.281 | 8101402 | no | no |  |  | no |  |  | 1360639.657 | 15285604.804 |  | -1
node_1360669_367_15286012_85 |  |  | PQ | ABCN | 2771.281 | 8101402 | no | no |  |  | no |  |  | 1360669.367 | 15286012.85 |  | -1
node_1360892_123_15286622_447 |  |  | PQ | ABCN | 2771.281 | 8101402 | no | no |  |  | no |  |  | 1360892.123 | 15286622.447 |  | -1
node_1360900_673_15286598_502 |  |  | PQ | ABCN | 2771.281 | 8101402 | no | no |  |  | no |  |  | 1360900.673 | 15286598.502 |  | -1
node_1360904_298_15286572_358 |  |  | PQ | ABCN | 2771.281 | 8101402 | no | no |  |  | no |  |  | 1360904.298 | 15286572.358 |  | -1
node_1360938_431_15286249_357 |  |  | PQ | ABCN | 2771.281 | 8101402 | no | no |  |  | no |  |  | 1360938.431 | 15286249.357 |  | -1
node_1361185_937_15287544_424 |  |  | PQ | AN | 2771.281 | 8101402 | no | no |  |  | no |  |  | 1361185.937 | 15287544.424 |  | -1
node_1361268_463_15286451_965 |  |  | PQ | ABCN | 2771.281 | 8101402 | no | no |  |  | no |  |  | 1361268.463 | 15286451.965 |  | -1
node_1361305_791_15288494_1 |  |  | PQ | AN | 2771.281 | 8101402 | no | no |  |  | no |  |  | 1361305.791 | 15288494.1 |  | -1
node_1361309_709_15287793_398 |  |  | PQ | AN | 2771.281 | 8101402 | no | no |  |  | no |  |  | 1361309.709 | 15287793.398 |  | -1
node_1361406_998_15286724_335 |  |  | PQ | ABCN | 2771.281 | 8101402 | no | no |  |  | no |  |  | 1361406.998 | 15286724.335 |  | -1
node_1361455_87_15286795_841 |  |  | PQ | ABCN | 2771.281 | 8101402 | no | no |  |  | no |  |  | 1361455.87 | 15286795.841 |  | -1
node_1361535_842_15288580_69 |  |  | PQ | AN | 2771.281 | 8101402 | no | no |  |  | no |  |  | 1361535.842 | 15288580.69 |  | -1
node_1361546_203_15287797_783 |  |  | PQ | AN | 2771.281 | 8101402 | no | no |  |  | no |  |  | 1361546.203 | 15287797.783 |  | -1
node_1361562_685_15287585_781 |  |  | PQ | AN | 2771.281 | 8101402 | no | no |  |  | no |  |  | 1361562.685 | 15287585.781 |  | -1
node_1361579_136_15287166_956 |  |  | PQ | AN | 2771.281 | 8101402 | no | no |  |  | no |  |  | 1361579.136 | 15287166.956 |  | -1
node_1361635_708_15287158_621 |  |  | PQ | ABCN | 2771.281 | 8101402 | no | no |  |  | no |  |  | 1361635.708 | 15287158.621 |  | -1
node_1361805_452_15287293_373 |  |  | PQ | ABCN | 2771.281 | 8101402 | no | no |  |  | no |  |  | 1361805.452 | 15287293.373 |  | -1
node_1361955_623_15287615_096 |  |  | PQ | ABCN | 2771.281 | 8101402 | no | no |  |  | no |  |  | 1361955.623 | 15287615.096 |  | -1
node_1362042_016_15288082_123 |  |  | PQ | AN | 2771.281 | 8101402 | no | no |  |  | no |  |  | 1362042.016 | 15288082.123 |  | -1
node_1362508_54_15287887_535 |  |  | PQ | ABCN | 2771.281 | 8101402 | no | no |  |  | no |  |  | 1362508.54 | 15287887.535 |  | -1
node_1362631_425_15287033_676 |  |  | PQ | ABCN | 2771.281 | 8101402 | no | no |  |  | no |  |  | 1362631.425 | 15287033.676 |  | -1
node_1362667_451_15287376_435 |  |  | PQ | ABCN | 2771.281 | 8101402 | no | no |  |  | no |  |  | 1362667.451 | 15287376.435 |  | -1
node_1362693_445_15286214_847 |  |  | PQ | ABCN | 2771.281 | 8101402 | no | no |  |  | no |  |  | 1362693.445 | 15286214.847 |  | -1
node_1362873_518_15287911_211 |  |  | PQ | AN | 2771.281 | 8101402 | no | no |  |  | no |  |  | 1362873.518 | 15287911.211 |  | -1
node_1362895_696_15285583_821 |  |  | PQ | ABCN | 2771.281 | 8101402 | no | no |  |  | no |  |  | 1362895.696 | 15285583.821 |  | -1
node_1363028_096_15285314_033 |  |  | PQ | AN | 2771.281 | 8101402 | no | no |  |  | no |  |  | 1363028.096 | 15285314.033 |  | -1
node_1363036_52_15286756_586 |  |  | PQ | AN | 2771.281 | 8101402 | no | no |  |  | no |  |  | 1363036.52 | 15286756.586 |  | -1
node_1363060_291_15284983_856 |  |  | PQ | AN | 2771.281 | 8101402 | no | no |  |  | no |  |  | 1363060.291 | 15284983.856 |  | -1
node_1363131_118_15287563_834 |  |  | PQ | AN | 2771.281 | 8101402 | no | no |  |  | no |  |  | 1363131.118 | 15287563.834 |  | -1
node_1363230_325_15285670_102 |  |  | PQ | ABCN | 2771.281 | 8101402 | no | no |  |  | no |  |  | 1363230.325 | 15285670.102 |  | -1
node_1363255_154_15287803_444 |  |  | PQ | AN | 2771.281 | 8101402 | no | no |  |  | no |  |  | 1363255.154 | 15287803.444 |  | -1
node_1363539_386_15285646_277 |  |  | PQ | ABCN | 2771.281 | 8101402 | no | no |  |  | no |  |  | 1363539.386 | 15285646.277 |  | -1
node_1363949_422_15286249_157 |  |  | PQ | AN | 2771.281 | 8101402 | no | no |  |  | no |  |  | 1363949.422 | 15286249.157 |  | -1
node_1364360_365_15283094_518 |  |  | PQ | AN | 2771.281 | 8101402 | no | no |  |  | no |  |  | 1364360.365 | 15283094.518 |  | -1
node_1364490_454_15285690_129 |  |  | PQ | ABCN | 2771.281 | 8101402 | no | no |  |  | no |  |  | 1364490.454 | 15285690.129 |  | -1
node_1364611_234_15284404_076 |  |  | PQ | AN | 2771.281 | 8101402 | no | no |  |  | no |  |  | 1364611.234 | 15284404.076 |  | -1
node_1364636_775_15284061_03 |  |  | PQ | AN | 2771.281 | 8101402 | no | no |  |  | no |  |  | 1364636.775 | 15284061.03 |  | -1
node_1364703_135_15283611_745 |  |  | PQ | AN | 2771.281 | 8101402 | no | no |  |  | no |  |  | 1364703.135 | 15283611.745 |  | -1
node_1364731_367_15283840_344 |  |  | PQ | AN | 2771.281 | 8101402 | no | no |  |  | no |  |  | 1364731.367 | 15283840.344 |  | -1
node_1364735_819_15283154_84 |  |  | PQ | AN | 2771.281 | 8101402 | no | no |  |  | no |  |  | 1364735.819 | 15283154.84 |  | -1
node_1364771_482_15283336_041 |  |  | PQ | AN | 2771.281 | 8101402 | no | no |  |  | no |  |  | 1364771.482 | 15283336.041 |  | -1
node_1364849_05_15284735_788 |  |  | PQ | AN | 2771.281 | 8101402 | no | no |  |  | no |  |  | 1364849.05 | 15284735.788 |  | -1
node_1364891_972_15284949_716 |  |  | PQ | AN | 2771.281 | 8101402 | no | no |  |  | no |  |  | 1364891.972 | 15284949.716 |  | -1
node_1364967_287_15285728_679 |  |  | PQ | ABCN | 2771.281 | 8101402 | no | no |  |  | no |  |  | 1364967.287 | 15285728.679 |  | -1
node_1365014_578_15283117_01 |  |  | PQ | AN | 2771.281 | 8101402 | no | no |  |  | no |  |  | 1365014.578 | 15283117.01 |  | -1
node_1365047_806_15285094_512 |  |  | PQ | AN | 2771.281 | 8101402 | no | no |  |  | no |  |  | 1365047.806 | 15285094.512 |  | -1
node_1365356_931_15285097_961 |  |  | PQ | ABCN | 2771.281 | 8101402 | no | no |  |  | no |  |  | 1365356.931 | 15285097.961 |  | -1
node_1365580_985_15285450_283 |  |  | PQ | AN | 2771.281 | 8101402 | no | no |  |  | no |  |  | 1365580.985 | 15285450.283 |  | -1
node_1366047_198_15285382_909 |  |  | PQ | AN | 2771.281 | 8101402 | no | no |  |  | no |  |  | 1366047.198 | 15285382.909 |  | -1
node_1366234_668_15285434_164 |  |  | PQ | AN | 2771.281 | 8101402 | no | no |  |  | no |  |  | 1366234.668 | 15285434.164 |  | -1
node_1366443_816_15285832_897 |  |  | PQ | AN | 2771.281 | 8101402 | no | no |  |  | no |  |  | 1366443.816 | 15285832.897 |  | -1
node_1366532_369_15285690_309 |  |  | PQ | AN | 2771.281 | 8101402 | no | no |  |  | no |  |  | 1366532.369 | 15285690.309 |  | -1
node_1366683_508_15286010_223 |  |  | PQ | AN | 2771.281 | 8101402 | no | no |  |  | no |  |  | 1366683.508 | 15286010.223 |  | -1
node_8101402_200861332 |  |  | PQ | ABCD | 2771.281 | 8101402 | no | no |  |  | no |  |  | 1355906.767 | 15288635.645 |  | -1
node_8101402_200861333 |  |  | PQ | ABCN | 2771.281 | 8101402 | no | no |  |  | no |  |  | 1356007.329 | 15288478.579 |  | -1
node_8101402_200861334 |  |  | PQ | ABCD | 2771.281 | 8101402 | no | no |  |  | no |  |  | 1356058.511 | 15288705.621 |  | -1
node_8101402_200861335 |  |  | PQ | ABCN | 2771.281 | 8101402 | no | no |  |  | no |  |  | 1356167.339 | 15288758.189 |  | -1
node_8101402_200861336 |  |  | PQ | ABCD | 2771.281 | 8101402 | no | no |  |  | no |  |  | 1356336.692 | 15288828.742 |  | -1
node_8101402_200861344 |  |  | PQ | ABCD | 2771.281 | 8101402 | no | no |  |  | no |  |  | 1356488.183 | 15289012.141 |  | -1
node_8101402_200861346 |  |  | PQ | ABCN | 2771.281 | 8101402 | no | no |  |  | no |  |  | 1356596.968 | 15289064.72 |  | -1
node_8101402_200861347 |  |  | PQ | ABCD | 2771.281 | 8101402 | no | no |  |  | no |  |  | 1356724.458 | 15289121.799 |  | -1
node_8101402_200861348 |  |  | PQ | ABCN | 2771.281 | 8101402 | no | no |  |  | no |  |  | 1356726.735 | 15289151.732 |  | -1
node_8101402_200861350 |  |  | PQ | ABCD | 2771.281 | 8101402 | no | no |  |  | no |  |  | 1356930.151 | 15289204.657 |  | -1
node_8101402_200861351 |  |  | PQ | ABCD | 2771.281 | 8101402 | no | no |  |  | no |  |  | 1357060.117 | 15289257.014 |  | -1
node_8101402_200861353 |  |  | PQ | ABCN | 2771.281 | 8101402 | no | no |  |  | no |  |  | 1357384.277 | 15289406.548 |  | -1
node_8101402_200861354 |  |  | PQ | ABCD | 2771.281 | 8101402 | no | no |  |  | no |  |  | 1357383.979 | 15289257.246 |  | -1
node_8101402_200861355 |  |  | PQ | ABCD | 2771.281 | 8101402 | no | no |  |  | no |  |  | 1357547.058 | 15289462.855 |  | -1
node_8101402_200861357 |  |  | PQ | ABCD | 2771.281 | 8101402 | no | no |  |  | no |  |  | 1357753.988 | 15289538.415 |  | -1
node_8101402_200861358 |  |  | PQ | ABCD | 2771.281 | 8101402 | no | no |  |  | no |  |  | 1357963.336 | 15289591.844 |  | -1
node_8101402_200861359 |  |  | PQ | ABCD | 2771.281 | 8101402 | no | no |  |  | no |  |  | 1358175.607 | 15289636.601 |  | -1
node_8101402_200861360 |  |  | PQ | ABCN | 2771.281 | 8101402 | no | no |  |  | no |  |  | 1358116.666 | 15289502.769 |  | -1
node_8101402_200861361 |  |  | PQ | ABCN | 2771.281 | 8101402 | no | no |  |  | no |  |  | 1358089.329 | 15289440.465 |  | -1
node_8101402_200861364 |  |  | PQ | ABCN | 2771.281 | 8101402 | no | no |  |  | no |  |  | 1358105.926 | 15289253.929 |  | -1
node_8101402_200861365 |  |  | PQ | ABCN | 2771.281 | 8101402 | no | no |  |  | no |  |  | 1358108.821 | 15289217.31 |  | -1
node_8101402_200861366 |  |  | PQ | ABCN | 2771.281 | 8101402 | no | no |  |  | no |  |  | 1358379.656 | 15289296.023 |  | -1
node_8101402_200861367 |  |  | PQ | ABCD | 2771.281 | 8101402 | no | no |  |  | no |  |  | 1358380.224 | 15289589.42 |  | -1
node_8101402_200861434 |  |  | PQ | ABCD | 2771.281 | 8101402 | no | no |  |  | no |  |  | 1355391.185 | 15288420.471 |  | -1
node_8101402_200861435 |  |  | PQ | ABCN | 2771.281 | 8101402 | no | no |  |  | no |  |  | 1355513.508 | 15288475.833 |  | -1
node_8101402_200861436 |  |  | PQ | ABCD | 2771.281 | 8101402 | no | no |  |  | no |  |  | 1355639.305 | 15288539.614 |  | -1
node_8101402_200861437 |  |  | PQ | ABCD | 2771.281 | 8101402 | no | no |  |  | no |  |  | 1355798.543 | 15288569.355 |  | -1
node_8101402_200861613 |  |  | PQ | ABCN | 2771.281 | 8101402 | no | no |  |  | no |  |  | 1355886.372 | 15288123.327 |  | -1
node_8101402_200861614 |  |  | PQ | ABCD | 2771.281 | 8101402 | no | no |  |  | no |  |  | 1355793.928 | 15287292.813 |  | -1
node_8101402_200861615 |  |  | PQ | ABCD | 2771.281 | 8101402 | no | no |  |  | no |  |  | 1355854.076 | 15286270.027 |  | -1
node_8101402_200861617 |  |  | PQ | ABCN | 2771.281 | 8101402 | no | no |  |  | no |  |  | 1355678.303 | 15288320.007 |  | -1
node_8101402_200861619 |  |  | PQ | ABCD | 2771.281 | 8101402 | no | no |  |  | no |  |  | 1355697.808 | 15288127.393 |  | -1
node_8101402_200861621 |  |  | PQ | ABCD | 2771.281 | 8101402 | no | no |  |  | no |  |  | 1355700.455 | 15288017.912 |  | -1
node_8101402_200861623 |  |  | PQ | ABCD | 2771.281 | 8101402 | no | no |  |  | no |  |  | 1355714.698 | 15287869.031 |  | -1
node_8101402_200861624 |  |  | PQ | ABCD | 2771.281 | 8101402 | no | no |  |  | no |  |  | 1355725.392 | 15287720.799 |  | -1
node_8101402_200861625 |  |  | PQ | ABCD | 2771.281 | 8101402 | no | no |  |  | no |  |  | 1355736.086 | 15287567.385 |  | -1
node_8101402_200861627 |  |  | PQ | ABCD | 2771.281 | 8101402 | no | no |  |  | no |  |  | 1355750.123 | 15287373.112 |  | -1
node_8101402_200861628 |  |  | PQ | ABCD | 2771.281 | 8101402 | no | no |  |  | no |  |  | 1355867.952 | 15286113.521 |  | -1
node_8101402_200861629 |  |  | PQ | ABCD | 2771.281 | 8101402 | no | no |  |  | no |  |  | 1355756.23 | 15285967.279 |  | -1
node_8101402_200861630 |  |  | PQ | ABCD | 2771.281 | 8101402 | no | no |  |  | no |  |  | 1355768.729 | 15285790.585 |  | -1
node_8101402_200861631 |  |  | PQ | ABCN | 2771.281 | 8101402 | no | no |  |  | no |  |  | 1355774.027 | 15285672.291 |  | -1
node_8101402_200861632 |  |  | PQ | ABCD | 2771.281 | 8101402 | no | no |  |  | no |  |  | 1355783.257 | 15285508.728 |  | -1
node_8101402_200861633 |  |  | PQ | ABCN | 2771.281 | 8101402 | no | no |  |  | no |  |  | 1355806.652 | 15287149.624 |  | -1
node_8101402_200861634 |  |  | PQ | ABCD | 2771.281 | 8101402 | no | no |  |  | no |  |  | 1355816.659 | 15287006.785 |  | -1
node_8101402_200861635 |  |  | PQ | ABCD | 2771.281 | 8101402 | no | no |  |  | no |  |  | 1355827.6 | 15286865.331 |  | -1
node_8101402_200861636 |  |  | PQ | ABCD | 2771.281 | 8101402 | no | no |  |  | no |  |  | 1355816.034 | 15286734.829 |  | -1
node_8101402_200861637 |  |  | PQ | ABCD | 2771.281 | 8101402 | no | no |  |  | no |  |  | 1355833.709 | 15286684.672 |  | -1
node_8101402_200861638 |  |  | PQ | ABCD | 2771.281 | 8101402 | no | no |  |  | no |  |  | 1355842.219 | 15286591.116 |  | -1
node_8101402_200861639 |  |  | PQ | ABCD | 2771.281 | 8101402 | no | no |  |  | no |  |  | 1355848.655 | 15286478.085 |  | -1
node_8101402_200861640 |  |  | PQ | ABCN | 2771.281 | 8101402 | no | no |  |  | no |  |  | 1355850.149 | 15286369.306 |  | -1
node_8101402_200861712 |  |  | PQ | AD | 2771.281 | 8101402 | no | no |  |  | no |  |  | 1356199.445 | 15285428.425 |  | -1
node_8101402_200861713 |  |  | PQ | AD | 2771.281 | 8101402 | no | no |  |  | no |  |  | 1356201.827 | 15285305.875 |  | -1
node_8101402_200861714 |  |  | PQ | AN | 2771.281 | 8101402 | no | no |  |  | no |  |  | 1356246.413 | 15285162.33 |  | -1
node_8101402_200861715 |  |  | PQ | AD | 2771.281 | 8101402 | no | no |  |  | no |  |  | 1356195.606 | 15285022.639 |  | -1
node_8101402_200861720 |  |  | PQ | AN | 2771.281 | 8101402 | no | no |  |  | no |  |  | 1356145.099 | 15286147.389 |  | -1
node_8101402_200861721 |  |  | PQ | AD | 2771.281 | 8101402 | no | no |  |  | no |  |  | 1356153.085 | 15286023.916 |  | -1
node_8101402_200861722 |  |  | PQ | AD | 2771.281 | 8101402 | no | no |  |  | no |  |  | 1356159.754 | 15285905.139 |  | -1
node_8101402_200861723 |  |  | PQ | AD | 2771.281 | 8101402 | no | no |  |  | no |  |  | 1356169.489 | 15285753.649 |  | -1
node_8101402_200861724 |  |  | PQ | AD | 2771.281 | 8101402 | no | no |  |  | no |  |  | 1356176.912 | 15285633.003 |  | -1
node_8101402_200861725 |  |  | PQ | AN | 2771.281 | 8101402 | no | no |  |  | no |  |  | 1356190.148 | 15285556.275 |  | -1
node_8101402_200861739 |  |  | PQ | ABCN | 2771.281 | 8101402 | no | no |  |  | no |  |  | 1354987.073 | 15283673.625 |  | -1
node_8101402_200861740 |  |  | PQ | ABCD | 2771.281 | 8101402 | no | no |  |  | no |  |  | 1355974.816 | 15283227.61 |  | -1
node_8101402_200861742 |  |  | PQ | AD | 2771.281 | 8101402 | no | no |  |  | no |  |  | 1355527.986 | 15284054.717 |  | -1
node_8101402_200861743 |  |  | PQ | AN | 2771.281 | 8101402 | no | no |  |  | no |  |  | 1355505.358 | 15284176.733 |  | -1
node_8101402_200861744 |  |  | PQ | AN | 2771.281 | 8101402 | no | no |  |  | no |  |  | 1355480.093 | 15284291.621 |  | -1
node_8101402_200861745 |  |  | PQ | ABCD | 2771.281 | 8101402 | no | no |  |  | no |  |  | 1355820.107 | 15283211.678 |  | -1
node_8101402_200861747 |  |  | PQ | ABCN | 2771.281 | 8101402 | no | no |  |  | no |  |  | 1355653.217 | 15283199.852 |  | -1
node_8101402_200861748 |  |  | PQ | ABCD | 2771.281 | 8101402 | no | no |  |  | no |  |  | 1355528.485 | 15283188.833 |  | -1
node_8101402_200861751 |  |  | PQ | ABCD | 2771.281 | 8101402 | no | no |  |  | no |  |  | 1355483.085 | 15283363.712 |  | -1
node_8101402_200861752 |  |  | PQ | ABCN | 2771.281 | 8101402 | no | no |  |  | no |  |  | 1355443.01 | 15283507.534 |  | -1
node_8101402_200861753 |  |  | PQ | ABCD | 2771.281 | 8101402 | no | no |  |  | no |  |  | 1355400.617 | 15283647.415 |  | -1
node_8101402_200861754 |  |  | PQ | ABCD | 2771.281 | 8101402 | no | no |  |  | no |  |  | 1355372.223 | 15283801.401 |  | -1
node_8101402_200861756 |  |  | PQ | AN | 2771.281 | 8101402 | no | no |  |  | no |  |  | 1355774.349 | 15283389.031 |  | -1
node_8101402_200861757 |  |  | PQ | AD | 2771.281 | 8101402 | no | no |  |  | no |  |  | 1355735.06 | 15283535.068 |  | -1
node_8101402_200861758 |  |  | PQ | AD | 2771.281 | 8101402 | no | no |  |  | no |  |  | 1355693.802 | 15283676.079 |  | -1
node_8101402_200861759 |  |  | PQ | AN | 2771.281 | 8101402 | no | no |  |  | no |  |  | 1355654.12 | 15283828.57 |  | -1
node_8101402_200861760 |  |  | PQ | AD | 2771.281 | 8101402 | no | no |  |  | no |  |  | 1355620.6 | 15283962.237 |  | -1
node_8101402_200862064 |  |  | PQ | AN | 2771.281 | 8101402 | no | no |  |  | no |  |  | 1363949.205 | 15286221.901 |  | -1
node_8101402_200862065 |  |  | PQ | AN | 2771.281 | 8101402 | no | no |  |  | no |  |  | 1363065.606 | 15285018.75 |  | -1
node_8101402_200862066 |  |  | PQ | AN | 2771.281 | 8101402 | no | no |  |  | no |  |  | 1362990.785 | 15286744.092 |  | -1
node_8101402_200862067 |  |  | PQ | ABCD | 2771.281 | 8101402 | no | no |  |  | no |  |  | 1364283.661 | 15285709.962 |  | -1
node_8101402_200862068 |  |  | PQ | ABCD | 2771.281 | 8101402 | no | no |  |  | no |  |  | 1365139.061 | 15285771.56 |  | -1
node_8101402_200862069 |  |  | PQ | ABCN | 2771.281 | 8101402 | no | no |  |  | no |  |  | 1364965.786 | 15285759.085 |  | -1
node_8101402_200862070 |  |  | PQ | ABCD | 2771.281 | 8101402 | no | no |  |  | no |  |  | 1364725.852 | 15285747.237 |  | -1
node_8101402_200862071 |  |  | PQ | ABCN | 2771.281 | 8101402 | no | no |  |  | no |  |  | 1364489.854 | 15285725.96 |  | -1
node_8101402_200862072 |  |  | PQ | ABCD | 2771.281 | 8101402 | no | no |  |  | no |  |  | 1364091.8 | 15285698.587 |  | -1
node_8101402_200862073 |  |  | PQ | ABCD | 2771.281 | 8101402 | no | no |  |  | no |  |  | 1363821.299 | 15285688.24 |  | -1
node_8101402_200862074 |  |  | PQ | ABCN | 2771.281 | 8101402 | no | no |  |  | no |  |  | 1363566.068 | 15285666.983 |  | -1
node_8101402_200862075 |  |  | PQ | ABCD | 2771.281 | 8101402 | no | no |  |  | no |  |  | 1363411.846 | 15285661.404 |  | -1
node_8101402_200862076 |  |  | PQ | ABCN | 2771.281 | 8101402 | no | no |  |  | no |  |  | 1363237.177 | 15285649.929 |  | -1
node_8101402_200862079 |  |  | PQ | ABCD | 2771.281 | 8101402 | no | no |  |  | no |  |  | 1363046.137 | 15285632.026 |  | -1
node_8101402_200862080 |  |  | PQ | ABCN | 2771.281 | 8101402 | no | no |  |  | no |  |  | 1362889.099 | 15285622.197 |  | -1
node_8101402_200862081 |  |  | PQ | ABCD | 2771.281 | 8101402 | no | no |  |  | no |  |  | 1362723.988 | 15285596.438 |  | -1
node_8101402_200862082 |  |  | PQ | ABCN | 2771.281 | 8101402 | no | no |  |  | no |  |  | 1362629.999 | 15287373.477 |  | -1
node_8101402_200862084 |  |  | PQ | AN | 2771.281 | 8101402 | no | no |  |  | no |  |  | 1366496.691 | 15285694.36 |  | -1
node_8101402_200862085 |  |  | PQ | AN | 2771.281 | 8101402 | no | no |  |  | no |  |  | 1366475.863 | 15285835.329 |  | -1
node_8101402_200862086 |  |  | PQ | AN | 2771.281 | 8101402 | no | no |  |  | no |  |  | 1366471.338 | 15285883.037 |  | -1
node_8101402_200862088 |  |  | PQ | AD | 2771.281 | 8101402 | no | no |  |  | no |  |  | 1366327.341 | 15285571.217 |  | -1
node_8101402_200862089 |  |  | PQ | AN | 2771.281 | 8101402 | no | no |  |  | no |  |  | 1366220.909 | 15285472.892 |  | -1
node_8101402_200862090 |  |  | PQ | AN | 2771.281 | 8101402 | no | no |  |  | no |  |  | 1366033.652 | 15285412.779 |  | -1
node_8101402_200862091 |  |  | PQ | AD | 2771.281 | 8101402 | no | no |  |  | no |  |  | 1365839.062 | 15285327.229 |  | -1
node_8101402_200862092 |  |  | PQ | AN | 2771.281 | 8101402 | no | no |  |  | no |  |  | 1365594.063 | 15285409.26 |  | -1
node_8101402_200862095 |  |  | PQ | ABCD | 2771.281 | 8101402 | no | no |  |  | no |  |  | 1365381.609 | 15285395.492 |  | -1
node_8101402_200862096 |  |  | PQ | ABCN | 2771.281 | 8101402 | no | no |  |  | no |  |  | 1365367.11 | 15285194.26 |  | -1
node_8101402_200862097 |  |  | PQ | ABCD | 2771.281 | 8101402 | no | no |  |  | no |  |  | 1365206.839 | 15285451.395 |  | -1
node_8101402_200862099 |  |  | PQ | AN | 2771.281 | 8101402 | no | no |  |  | no |  |  | 1363880.917 | 15285741.737 |  | -1
node_8101402_200862103 |  |  | PQ | AN | 2771.281 | 8101402 | no | no |  |  | no |  |  | 1363053.504 | 15285318.424 |  | -1
node_8101402_200862104 |  |  | PQ | ABCN | 2771.281 | 8101402 | no | no |  |  | no |  |  | 1362659.293 | 15287035.343 |  | -1
node_8101402_200862105 |  |  | PQ | ABCN | 2771.281 | 8101402 | no | no |  |  | no |  |  | 1362685.447 | 15286699.277 |  | -1
node_8101402_200862106 |  |  | PQ | ABCD | 2771.281 | 8101402 | no | no |  |  | no |  |  | 1362696.238 | 15286593.347 |  | -1
node_8101402_200862107 |  |  | PQ | ABCD | 2771.281 | 8101402 | no | no |  |  | no |  |  | 1362713.779 | 15286394.25 |  | -1
node_8101402_200862108 |  |  | PQ | ABCN | 2771.281 | 8101402 | no | no |  |  | no |  |  | 1362726.182 | 15286219.908 |  | -1
node_8101402_200862109 |  |  | PQ | ABCD | 2771.281 | 8101402 | no | no |  |  | no |  |  | 1362749.999 | 15286028.194 |  | -1
node_8101402_200862110 |  |  | PQ | ABCD | 2771.281 | 8101402 | no | no |  |  | no |  |  | 1362703.712 | 15285861.276 |  | -1
node_8101402_200862167 |  |  | PQ | ABCD | 2771.281 | 8101402 | no | no |  |  | no |  |  | 1354756.845 | 15285542.504 |  | -1
node_8101402_200862168 |  |  | PQ | AN | 2771.281 | 8101402 | no | no |  |  | no |  |  | 1356040.671 | 15285552.988 |  | -1
node_8101402_200862169 |  |  | PQ | AD | 2771.281 | 8101402 | no | no |  |  | no |  |  | 1356178.609 | 15285562.004 |  | -1
node_8101402_200862171 |  |  | PQ | AN | 2771.281 | 8101402 | no | no |  |  | no |  |  | 1356372.243 | 15285579.54 |  | -1
node_8101402_200862172 |  |  | PQ | AD | 2771.281 | 8101402 | no | no |  |  | no |  |  | 1356484.425 | 15285666.711 |  | -1
node_8101402_200862173 |  |  | PQ | AD | 2771.281 | 8101402 | no | no |  |  | no |  |  | 1356590.434 | 15285816.887 |  | -1
node_8101402_200862175 |  |  | PQ | AD | 2771.281 | 8101402 | no | no |  |  | no |  |  | 1356827.22 | 15285821.344 |  | -1
node_8101402_200862176 |  |  | PQ | AN | 2771.281 | 8101402 | no | no |  |  | no |  |  | 1357033.289 | 15285827.619 |  | -1
node_8101402_200862177 |  |  | PQ | AD | 2771.281 | 8101402 | no | no |  |  | no |  |  | 1357183.092 | 15285827.507 |  | -1
node_8101402_200862178 |  |  | PQ | AN | 2771.281 | 8101402 | no | no |  |  | no |  |  | 1357303.602 | 15285879.778 |  | -1
node_8101402_200862179 |  |  | PQ | AN | 2771.281 | 8101402 | no | no |  |  | no |  |  | 1357461.789 | 15285831.052 |  | -1
node_8101402_200862180 |  |  | PQ | ABCD | 2771.281 | 8101402 | no | no |  |  | no |  |  | 1354886.999 | 15285551.174 |  | -1
node_8101402_200862181 |  |  | PQ | ABCN | 2771.281 | 8101402 | no | no |  |  | no |  |  | 1355012.388 | 15285519.346 |  | -1
node_8101402_200862182 |  |  | PQ | ABCD | 2771.281 | 8101402 | no | no |  |  | no |  |  | 1355158.078 | 15285527.283 |  | -1
node_8101402_200862183 |  |  | PQ | ABCD | 2771.281 | 8101402 | no | no |  |  | no |  |  | 1355267.869 | 15285499.719 |  | -1
node_8101402_200862184 |  |  | PQ | ABCD | 2771.281 | 8101402 | no | no |  |  | no |  |  | 1355415.418 | 15285483.008 |  | -1
node_8101402_200862185 |  |  | PQ | ABCN | 2771.281 | 8101402 | no | no |  |  | no |  |  | 1355537.307 | 15285485.025 |  | -1
node_8101402_200862186 |  |  | PQ | ABCD | 2771.281 | 8101402 | no | no |  |  | no |  |  | 1355660.975 | 15285491.811 |  | -1
node_8101402_200862188 |  |  | PQ | AD | 2771.281 | 8101402 | no | no |  |  | no |  |  | 1355968.278 | 15285542.76 |  | -1
node_8101402_200862370 |  |  | PQ | ABCN | 2771.281 | 8101402 | no | no |  |  | no |  |  | 1355885.3 | 15288748.592 |  | -1
node_8101402_200862372 |  |  | PQ | ABCD | 2771.281 | 8101402 | no | no |  |  | no |  |  | 1356028.392 | 15288812.247 |  | -1
node_8101402_200862373 |  |  | PQ | ABCN | 2771.281 | 8101402 | no | no |  |  | no |  |  | 1356168.812 | 15288875.307 |  | -1
node_8101402_200862374 |  |  | PQ | ABCD | 2771.281 | 8101402 | no | no |  |  | no |  |  | 1356335.969 | 15288947.2 |  | -1
node_8101402_200862375 |  |  | PQ | ABCN | 2771.281 | 8101402 | no | no |  |  | no |  |  | 1356323.674 | 15289051.64 |  | -1
node_8101402_200862379 |  |  | PQ | ABCN | 2771.281 | 8101402 | no | no |  |  | no |  |  | 1355377.941 | 15288530.489 |  | -1
node_8101402_200862380 |  |  | PQ | ABCN | 2771.281 | 8101402 | no | no |  |  | no |  |  | 1355502.038 | 15288578.706 |  | -1
node_8101402_200862381 |  |  | PQ | ABCD | 2771.281 | 8101402 | no | no |  |  | no |  |  | 1355629.168 | 15288635.113 |  | -1
node_8101402_200862382 |  |  | PQ | ABCN | 2771.281 | 8101402 | no | no |  |  | no |  |  | 1355778.741 | 15288698.131 |  | -1
node_8101402_200862563 |  |  | PQ | AD | 2771.281 | 8101402 | no | no |  |  | no |  |  | 1356461.191 | 15286722.543 |  | -1
node_8101402_200862564 |  |  | PQ | AD | 2771.281 | 8101402 | no | no |  |  | no |  |  | 1356463.448 | 15286692.721 |  | -1
node_8101402_200862565 |  |  | PQ | AN | 2771.281 | 8101402 | no | no |  |  | no |  |  | 1356631.62 | 15285250.388 |  | -1
node_8101402_200862567 |  |  | PQ | AD | 2771.281 | 8101402 | no | no |  |  | no |  |  | 1356465.721 | 15286567.616 |  | -1
node_8101402_200862568 |  |  | PQ | AN | 2771.281 | 8101402 | no | no |  |  | no |  |  | 1356471.359 | 15286422.982 |  | -1
node_8101402_200862569 |  |  | PQ | AD | 2771.281 | 8101402 | no | no |  |  | no |  |  | 1356479.29 | 15286291.598 |  | -1
node_8101402_200862570 |  |  | PQ | AN | 2771.281 | 8101402 | no | no |  |  | no |  |  | 1356484.663 | 15286147.63 |  | -1
node_8101402_200862575 |  |  | PQ | AN | 2771.281 | 8101402 | no | no |  |  | no |  |  | 1356598.259 | 15285731.752 |  | -1
node_8101402_200862576 |  |  | PQ | AD | 2771.281 | 8101402 | no | no |  |  | no |  |  | 1356609.233 | 15285583.461 |  | -1
node_8101402_200862577 |  |  | PQ | AD | 2771.281 | 8101402 | no | no |  |  | no |  |  | 1356618.447 | 15285422.966 |  | -1
node_8101402_200862787 |  |  | PQ | ABCD | 2771.281 | 8101402 | no | no |  |  | no |  |  | 1356554.953 | 15286886.561 |  | -1
node_8101402_200862788 |  |  | PQ | ABCD | 2771.281 | 8101402 | no | no |  |  | no |  |  | 1356533.126 | 15287036.403 |  | -1
node_8101402_200862790 |  |  | PQ | AN | 2771.281 | 8101402 | no | no |  |  | no |  |  | 1356954.324 | 15287437.224 |  | -1
node_8101402_200862791 |  |  | PQ | AD | 2771.281 | 8101402 | no | no |  |  | no |  |  | 1356805.956 | 15286898.094 |  | -1
node_8101402_200862792 |  |  | PQ | AN | 2771.281 | 8101402 | no | no |  |  | no |  |  | 1356788.58 | 15287045.801 |  | -1
node_8101402_200862794 |  |  | PQ | ABCD | 2771.281 | 8101402 | no | no |  |  | no |  |  | 1356772.083 | 15287287.735 |  | -1
node_8101402_200862795 |  |  | PQ | ABCD | 2771.281 | 8101402 | no | no |  |  | no |  |  | 1356767.003 | 15287378.555 |  | -1
node_8101402_200862805 |  |  | PQ | AD | 2771.281 | 8101402 | no | no |  |  | no |  |  | 1356845.515 | 15285785.785 |  | -1
node_8101402_200862806 |  |  | PQ | AD | 2771.281 | 8101402 | no | no |  |  | no |  |  | 1356850.3 | 15285627.092 |  | -1
node_8101402_200862807 |  |  | PQ | AN | 2771.281 | 8101402 | no | no |  |  | no |  |  | 1356873.104 | 15285473.16 |  | -1
node_8101402_200862808 |  |  | PQ | AD | 2771.281 | 8101402 | no | no |  |  | no |  |  | 1356884.01 | 15285314.511 |  | -1
node_8101402_200862809 |  |  | PQ | AD | 2771.281 | 8101402 | no | no |  |  | no |  |  | 1356900.015 | 15285155.672 |  | -1
node_8101402_200862810 |  |  | PQ | AN | 2771.281 | 8101402 | no | no |  |  | no |  |  | 1356902.435 | 15285084.579 |  | -1
node_8101402_200862878 |  |  | PQ | AD | 2771.281 | 8101402 | no | no |  |  | no |  |  | 1356255.65 | 15286784.075 |  | -1
node_8101402_200862879 |  |  | PQ | AN | 2771.281 | 8101402 | no | no |  |  | no |  |  | 1356237.419 | 15286948.925 |  | -1
node_8101402_200862886 |  |  | PQ | ABCN | 2771.281 | 8101402 | no | no |  |  | no |  |  | 1356305.756 | 15287257.953 |  | -1
node_8101402_200862887 |  |  | PQ | ABCD | 2771.281 | 8101402 | no | no |  |  | no |  |  | 1356461.837 | 15287264.669 |  | -1
node_8101402_200862888 |  |  | PQ | ABCN | 2771.281 | 8101402 | no | no |  |  | no |  |  | 1356608.012 | 15287270.536 |  | -1
node_8101402_200862889 |  |  | PQ | ABCD | 2771.281 | 8101402 | no | no |  |  | no |  |  | 1356745.291 | 15287270.437 |  | -1
node_8101402_200862897 |  |  | PQ | AN | 2771.281 | 8101402 | no | no |  |  | no |  |  | 1357274.07 | 15285252.671 |  | -1
node_8101402_200862903 |  |  | PQ | AD | 2771.281 | 8101402 | no | no |  |  | no |  |  | 1357135.179 | 15286452.508 |  | -1
node_8101402_200862904 |  |  | PQ | AN | 2771.281 | 8101402 | no | no |  |  | no |  |  | 1357241.142 | 15286319.366 |  | -1
node_8101402_200862905 |  |  | PQ | AD | 2771.281 | 8101402 | no | no |  |  | no |  |  | 1357283.338 | 15286186.767 |  | -1
node_8101402_200862906 |  |  | PQ | AD | 2771.281 | 8101402 | no | no |  |  | no |  |  | 1357293.419 | 15286025.31 |  | -1
node_8101402_200862907 |  |  | PQ | AN | 2771.281 | 8101402 | no | no |  |  | no |  |  | 1357315.275 | 15285665.918 |  | -1
node_8101402_200862908 |  |  | PQ | AD | 2771.281 | 8101402 | no | no |  |  | no |  |  | 1357299.561 | 15285529.165 |  | -1
node_8101402_200862909 |  |  | PQ | AD | 2771.281 | 8101402 | no | no |  |  | no |  |  | 1357284.707 | 15285389.55 |  | -1
node_8101402_200862930 |  |  | PQ | AN | 2771.281 | 8101402 | no | no |  |  | no |  |  | 1356336.2 | 15288316.535 |  | -1
node_8101402_200862932 |  |  | PQ | ABCN | 2771.281 | 8101402 | no | no |  |  | no |  |  | 1356353.848 | 15288602.275 |  | -1
node_8101402_200862934 |  |  | PQ | ABCN | 2771.281 | 8101402 | no | no |  |  | no |  |  | 1356455.646 | 15288416.972 |  | -1
node_8101402_200862935 |  |  | PQ | ABCD | 2771.281 | 8101402 | no | no |  |  | no |  |  | 1356566.286 | 15288516.54 |  | -1
node_8101402_200862936 |  |  | PQ | ABCN | 2771.281 | 8101402 | no | no |  |  | no |  |  | 1356795.018 | 15288619.166 |  | -1
node_8101402_200863385 |  |  | PQ | AN | 2771.281 | 8101402 | no | no |  |  | no |  |  | 1361304.995 | 15288461.329 |  | -1
node_8101402_200863386 |  |  | PQ | ABCD | 2771.281 | 8101402 | no | no |  |  | no |  |  | 1361547.77 | 15287004.276 |  | -1
node_8101402_200863387 |  |  | PQ | AN | 2771.281 | 8101402 | no | no |  |  | no |  |  | 1361544.078 | 15287161.683 |  | -1
node_8101402_200863389 |  |  | PQ | AD | 2771.281 | 8101402 | no | no |  |  | no |  |  | 1361532.517 | 15287358.571 |  | -1
node_8101402_200863391 |  |  | PQ | AN | 2771.281 | 8101402 | no | no |  |  | no |  |  | 1361526.662 | 15287584.125 |  | -1
node_8101402_200863392 |  |  | PQ | AD | 2771.281 | 8101402 | no | no |  |  | no |  |  | 1361457.028 | 15287579.778 |  | -1
node_8101402_200863393 |  |  | PQ | AN | 2771.281 | 8101402 | no | no |  |  | no |  |  | 1361214.015 | 15287547.56 |  | -1
node_8101402_200863394 |  |  | PQ | AN | 2771.281 | 8101402 | no | no |  |  | no |  |  | 1361518.672 | 15287821.724 |  | -1
node_8101402_200863395 |  |  | PQ | AN | 2771.281 | 8101402 | no | no |  |  | no |  |  | 1361331.695 | 15287791.379 |  | -1
node_8101402_200863396 |  |  | PQ | AD | 2771.281 | 8101402 | no | no |  |  | no |  |  | 1361509.051 | 15288068.386 |  | -1
node_8101402_200863399 |  |  | PQ | AD | 2771.281 | 8101402 | no | no |  |  | no |  |  | 1361512.795 | 15288154.719 |  | -1
node_8101402_200863400 |  |  | PQ | AN | 2771.281 | 8101402 | no | no |  |  | no |  |  | 1361332.15 | 15288188.81 |  | -1
node_8101402_200863834 |  |  | PQ | ABCD | 2771.281 | 8101402 | no | no |  |  | no |  |  | 1359570.105 | 15283821.658 |  | -1
node_8101402_200863835 |  |  | PQ | AN | 2771.281 | 8101402 | no | no |  |  | no |  |  | 1359443.222 | 15285823.708 |  | -1
node_8101402_200863836 |  |  | PQ | AD | 2771.281 | 8101402 | no | no |  |  | no |  |  | 1359426.274 | 15286135.551 |  | -1
node_8101402_200863837 |  |  | PQ | AN | 2771.281 | 8101402 | no | no |  |  | no |  |  | 1359700.816 | 15286213.84 |  | -1
node_8101402_200863838 |  |  | PQ | ABCD | 2771.281 | 8101402 | no | no |  |  | no |  |  | 1359565.813 | 15283995.211 |  | -1
node_8101402_200863839 |  |  | PQ | ABCD | 2771.281 | 8101402 | no | no |  |  | no |  |  | 1359551.403 | 15284189.815 |  | -1
node_8101402_200863840 |  |  | PQ | ABCD | 2771.281 | 8101402 | no | no |  |  | no |  |  | 1359528.454 | 15284355.826 |  | -1
node_8101402_200863841 |  |  | PQ | ABCD | 2771.281 | 8101402 | no | no |  |  | no |  |  | 1359528.264 | 15284578.337 |  | -1
node_8101402_200863842 |  |  | PQ | ABCD | 2771.281 | 8101402 | no | no |  |  | no |  |  | 1359511.484 | 15284796.587 |  | -1
node_8101402_200863843 |  |  | PQ | ABCD | 2771.281 | 8101402 | no | no |  |  | no |  |  | 1359497.097 | 15284948.942 |  | -1
node_8101402_200863844 |  |  | PQ | ABCN | 2771.281 | 8101402 | no | no |  |  | no |  |  | 1359482.85 | 15285120.384 |  | -1
node_8101402_200863846 |  |  | PQ | AD | 2771.281 | 8101402 | no | no |  |  | no |  |  | 1359465.849 | 15285457.427 |  | -1
node_8101402_200864184 |  |  | PQ | ABCD | 2771.281 | 8101402 | no | no |  |  | no |  |  | 1354722.586 | 15285265.269 |  | -1
node_8101402_200864185 |  |  | PQ | ABCN | 2771.281 | 8101402 | no | no |  |  | no |  |  | 1354741.333 | 15285415.465 |  | -1
node_8101402_200864186 |  |  | PQ | ABCD | 2771.281 | 8101402 | no | no |  |  | no |  |  | 1354779.596 | 15285119.511 |  | -1
node_8101402_200864192 |  |  | PQ | ABCD | 2771.281 | 8101402 | no | no |  |  | no |  |  | 1355177.015 | 15284779.258 |  | -1
node_8101402_200864195 |  |  | PQ | ABCD | 2771.281 | 8101402 | no | no |  |  | no |  |  | 1355305.148 | 15284683.977 |  | -1
node_8101402_200864199 |  |  | PQ | ABCD | 2771.281 | 8101402 | no | no |  |  | no |  |  | 1355637.327 | 15284323.429 |  | -1
node_8101402_200864200 |  |  | PQ | ABCN | 2771.281 | 8101402 | no | no |  |  | no |  |  | 1355723.831 | 15284324.192 |  | -1
node_8101402_200864208 |  |  | PQ | ABCD | 2771.281 | 8101402 | no | no |  |  | no |  |  | 1355854.471 | 15283861.352 |  | -1
node_8101402_200864214 |  |  | PQ | ABCD | 2771.281 | 8101402 | no | no |  |  | no |  |  | 1356035.738 | 15283225.93 |  | -1
node_8101402_200864217 |  |  | PQ | ABCD | 2771.281 | 8101402 | no | no |  |  | no |  |  | 1356188.323 | 15282948.381 |  | -1
node_8101402_200864218 |  |  | PQ | ABCD | 2771.281 | 8101402 | no | no |  |  | no |  |  | 1356205.279 | 15282900.163 |  | -1
node_8101402_200864219 |  |  | PQ | ABCD | 2771.281 | 8101402 | no | no |  |  | no |  |  | 1356405.271 | 15282988.056 |  | -1
node_8101402_200864220 |  |  | PQ | ABCN | 2771.281 | 8101402 | no | no |  |  | no |  |  | 1356529.248 | 15283049.958 |  | -1
node_8101402_200864388 |  |  | PQ | ABCD | 2771.281 | 8101402 | no | no |  |  | no |  |  | 1355732.502 | 15287323.554 |  | -1
node_8101402_200864396 |  |  | PQ | ABCN | 2771.281 | 8101402 | no | no |  |  | no |  |  | 1355512.913 | 15287309.714 |  | -1
node_8101402_200864397 |  |  | PQ | ABCD | 2771.281 | 8101402 | no | no |  |  | no |  |  | 1355659.295 | 15287317.011 |  | -1
node_8101402_200864563 |  |  | PQ | ABCN | 2771.281 | 8101402 | no | no |  |  | no |  |  | 1356094.563 | 15286748.285 |  | -1
node_8101402_200864564 |  |  | PQ | ABCN | 2771.281 | 8101402 | no | no |  |  | no |  |  | 1356267.448 | 15286753.85 |  | -1
node_8101402_200864565 |  |  | PQ | ABCD | 2771.281 | 8101402 | no | no |  |  | no |  |  | 1356420.761 | 15286751.447 |  | -1
node_8101402_200864567 |  |  | PQ | ABCN | 2771.281 | 8101402 | no | no |  |  | no |  |  | 1356572.097 | 15286762.18 |  | -1
node_8101402_200864569 |  |  | PQ | AD | 2771.281 | 8101402 | no | no |  |  | no |  |  | 1356724.715 | 15286769.518 |  | -1
node_8101402_200864571 |  |  | PQ | AD | 2771.281 | 8101402 | no | no |  |  | no |  |  | 1356839.887 | 15286739.897 |  | -1
node_8101402_200864572 |  |  | PQ | AD | 2771.281 | 8101402 | no | no |  |  | no |  |  | 1356893.767 | 15286742.559 |  | -1
node_8101402_200864573 |  |  | PQ | AD | 2771.281 | 8101402 | no | no |  |  | no |  |  | 1357095.509 | 15286748.159 |  | -1
node_8101402_200864575 |  |  | PQ | AN | 2771.281 | 8101402 | no | no |  |  | no |  |  | 1357228.548 | 15286747.651 |  | -1
node_8101402_200864576 |  |  | PQ | AD | 2771.281 | 8101402 | no | no |  |  | no |  |  | 1357420.975 | 15286787.154 |  | -1
node_8101402_200864579 |  |  | PQ | AN | 2771.281 | 8101402 | no | no |  |  | no |  |  | 1357474.071 | 15286567.866 |  | -1
node_8101402_200864588 |  |  | PQ | ABCD | 2771.281 | 8101402 | no | no |  |  | no |  |  | 1355862.248 | 15286729.956 |  | -1
node_8101402_200864589 |  |  | PQ | ABCD | 2771.281 | 8101402 | no | no |  |  | no |  |  | 1355940.005 | 15286725.024 |  | -1
node_8101402_200864625 |  |  | PQ | AD | 2771.281 | 8101402 | no | no |  |  | no |  |  | 1355621.408 | 15286266.379 |  | -1
node_8101402_200864626 |  |  | PQ | AN | 2771.281 | 8101402 | no | no |  |  | no |  |  | 1355720.68 | 15286264.523 |  | -1
node_8101402_200864637 |  |  | PQ | AD | 2771.281 | 8101402 | no | no |  |  | no |  |  | 1355648.801 | 15285985.218 |  | -1
node_8101402_200864638 |  |  | PQ | ABCD | 2771.281 | 8101402 | no | no |  |  | no |  |  | 1355741.904 | 15285990.744 |  | -1
node_8101402_200864639 |  |  | PQ | ABCD | 2771.281 | 8101402 | no | no |  |  | no |  |  | 1355881.697 | 15286011.39 |  | -1
node_8101402_200864646 |  |  | PQ | AN | 2771.281 | 8101402 | no | no |  |  | no |  |  | 1355232.034 | 15285960.791 |  | -1
node_8101402_200864647 |  |  | PQ | AD | 2771.281 | 8101402 | no | no |  |  | no |  |  | 1355350.663 | 15285967.346 |  | -1
node_8101402_200864648 |  |  | PQ | AD | 2771.281 | 8101402 | no | no |  |  | no |  |  | 1355446.692 | 15285974.453 |  | -1
node_8101402_200864649 |  |  | PQ | AN | 2771.281 | 8101402 | no | no |  |  | no |  |  | 1355548.63 | 15285980.147 |  | -1
node_8101402_200864779 |  |  | PQ | AN | 2771.281 | 8101402 | no | no |  |  | no |  |  | 1365014.459 | 15285106.125 |  | -1
node_8101402_200864781 |  |  | PQ | AN | 2771.281 | 8101402 | no | no |  |  | no |  |  | 1364921.448 | 15284925.532 |  | -1
node_8101402_200864782 |  |  | PQ | AN | 2771.281 | 8101402 | no | no |  |  | no |  |  | 1364821.887 | 15284743.843 |  | -1
node_8101402_200864783 |  |  | PQ | AN | 2771.281 | 8101402 | no | no |  |  | no |  |  | 1364633.149 | 15284393.713 |  | -1
node_8101402_200864784 |  |  | PQ | AN | 2771.281 | 8101402 | no | no |  |  | no |  |  | 1364617.998 | 15284093.712 |  | -1
node_8101402_200864785 |  |  | PQ | AN | 2771.281 | 8101402 | no | no |  |  | no |  |  | 1364694.426 | 15283824.051 |  | -1
node_8101402_200864787 |  |  | PQ | AN | 2771.281 | 8101402 | no | no |  |  | no |  |  | 1364719.435 | 15283574.61 |  | -1
node_8101402_200864790 |  |  | PQ | AN | 2771.281 | 8101402 | no | no |  |  | no |  |  | 1364737.241 | 15283344.556 |  | -1
node_8101402_200864792 |  |  | PQ | AN | 2771.281 | 8101402 | no | no |  |  | no |  |  | 1364715.824 | 15283135.718 |  | -1
node_8101402_200864793 |  |  | PQ | AN | 2771.281 | 8101402 | no | no |  |  | no |  |  | 1364969.079 | 15283131.445 |  | -1
node_8101402_200864795 |  |  | PQ | AN | 2771.281 | 8101402 | no | no |  |  | no |  |  | 1364365.032 | 15283055.775 |  | -1
node_8101402_200865616 |  |  | PQ | ABCD | 2771.281 | 8101402 | no | no |  |  | no |  |  | 1359521.283 | 15283768.474 |  | -1
node_8101402_200865617 |  |  | PQ | ABCD | 2771.281 | 8101402 | no | no |  |  | no |  |  | 1359363.428 | 15283636.071 |  | -1
node_8101402_200865618 |  |  | PQ | ABCD | 2771.281 | 8101402 | no | no |  |  | no |  |  | 1359198.256 | 15283488.721 |  | -1
node_8101402_200865619 |  |  | PQ | ABCD | 2771.281 | 8101402 | no | no |  |  | no |  |  | 1359044.2 | 15283345.175 |  | -1
node_8101402_200865620 |  |  | PQ | ABCD | 2771.281 | 8101402 | no | no |  |  | no |  |  | 1358889.367 | 15283209.766 |  | -1
node_8101402_200865621 |  |  | PQ | ABCD | 2771.281 | 8101402 | no | no |  |  | no |  |  | 1358729.117 | 15283064.679 |  | -1
node_8101402_200865622 |  |  | PQ | ABCD | 2771.281 | 8101402 | no | no |  |  | no |  |  | 1358570.013 | 15282920.706 |  | -1
node_8101402_200865623 |  |  | PQ | ABCD | 2771.281 | 8101402 | no | no |  |  | no |  |  | 1358434.602 | 15282796.375 |  | -1
node_8101402_200865624 |  |  | PQ | ABCD | 2771.281 | 8101402 | no | no |  |  | no |  |  | 1358302.689 | 15282657.21 |  | -1
node_8101402_200865625 |  |  | PQ | ABCD | 2771.281 | 8101402 | no | no |  |  | no |  |  | 1358159.862 | 15282497.424 |  | -1
node_8101402_200865626 |  |  | PQ | ABCD | 2771.281 | 8101402 | no | no |  |  | no |  |  | 1358036.006 | 15282354.759 |  | -1
node_8101402_200865627 |  |  | PQ | ABCD | 2771.281 | 8101402 | no | no |  |  | no |  |  | 1357943.065 | 15282275.731 |  | -1
node_8101402_200865773 |  |  | PQ | AD | 2771.281 | 8101402 | no | no |  |  | no |  |  | 1356105.422 | 15283567.641 |  | -1
node_8101402_200865774 |  |  | PQ | AD | 2771.281 | 8101402 | no | no |  |  | no |  |  | 1356274.032 | 15283565.012 |  | -1
node_8101402_200865776 |  |  | PQ | AN | 2771.281 | 8101402 | no | no |  |  | no |  |  | 1356479.574 | 15283601.225 |  | -1
node_8101402_200865778 |  |  | PQ | ABCD | 2771.281 | 8101402 | no | no |  |  | no |  |  | 1357863.459 | 15282192.449 |  | -1
node_8101402_200865779 |  |  | PQ | ABCN | 2771.281 | 8101402 | no | no |  |  | no |  |  | 1356484.444 | 15282624.084 |  | -1
node_8101402_200865782 |  |  | PQ | ABCD | 2771.281 | 8101402 | no | no |  |  | no |  |  | 1356657.374 | 15282615.091 |  | -1
node_8101402_200865816 |  |  | PQ | ABCD | 2771.281 | 8101402 | no | no |  |  | no |  |  | 1356864.546 | 15282482.435 |  | -1
node_8101402_200865835 |  |  | PQ | ABCD | 2771.281 | 8101402 | no | no |  |  | no |  |  | 1356968.153 | 15282496.564 |  | -1
node_8101402_200865855 |  |  | PQ | ABCD | 2771.281 | 8101402 | no | no |  |  | no |  |  | 1357083.513 | 15282550.495 |  | -1
node_8101402_200865872 |  |  | PQ | ABCN | 2771.281 | 8101402 | no | no |  |  | no |  |  | 1357232.62 | 15282523.543 |  | -1
node_8101402_200865873 |  |  | PQ | ABCD | 2771.281 | 8101402 | no | no |  |  | no |  |  | 1357371.922 | 15282503.897 |  | -1
node_8101402_200865892 |  |  | PQ | ABCD | 2771.281 | 8101402 | no | no |  |  | no |  |  | 1357496.485 | 15282436.602 |  | -1
node_8101402_200865923 |  |  | PQ | ABCD | 2771.281 | 8101402 | no | no |  |  | no |  |  | 1357850.12 | 15282204.216 |  | -1
node_8101402_200865926 |  |  | PQ | ABCD | 2771.281 | 8101402 | no | no |  |  | no |  |  | 1357795.546 | 15284140.366 |  | -1
node_8101402_200865927 |  |  | PQ | ABCN | 2771.281 | 8101402 | no | no |  |  | no |  |  | 1358018.898 | 15284253.147 |  | -1
node_8101402_200865929 |  |  | PQ | ABCN | 2771.281 | 8101402 | no | no |  |  | no |  |  | 1358141.993 | 15284319.024 |  | -1
node_8101402_200865931 |  |  | PQ | ABCN | 2771.281 | 8101402 | no | no |  |  | no |  |  | 1361243.452 | 15286474.261 |  | -1
node_8101402_200865932 |  |  | PQ | ABCN | 2771.281 | 8101402 | no | no |  |  | no |  |  | 1361378.01 | 15286737.678 |  | -1
node_8101402_200865933 |  |  | PQ | ABCN | 2771.281 | 8101402 | no | no |  |  | no |  |  | 1361427.564 | 15286811.995 |  | -1
node_8101402_200865934 |  |  | PQ | AD | 2771.281 | 8101402 | no | no |  |  | no |  |  | 1357610.336 | 15283956.709 |  | -1
node_8101402_200865935 |  |  | PQ | AD | 2771.281 | 8101402 | no | no |  |  | no |  |  | 1357671.604 | 15283893.58 |  | -1
node_8101402_200865939 |  |  | PQ | AD | 2771.281 | 8101402 | no | no |  |  | no |  |  | 1357541.092 | 15284155.272 |  | -1
node_8101402_200865940 |  |  | PQ | AN | 2771.281 | 8101402 | no | no |  |  | no |  |  | 1357461.28 | 15284406.951 |  | -1
node_8101402_200865941 |  |  | PQ | AD | 2771.281 | 8101402 | no | no |  |  | no |  |  | 1357503.852 | 15283855.526 |  | -1
node_8101402_200865943 |  |  | PQ | AN | 2771.281 | 8101402 | no | no |  |  | no |  |  | 1357355.363 | 15283740.507 |  | -1
node_8101402_200865944 |  |  | PQ | AD | 2771.281 | 8101402 | no | no |  |  | no |  |  | 1357208.874 | 15283638.209 |  | -1
node_8101402_200865953 |  |  | PQ | ABCN | 2771.281 | 8101402 | no | no |  |  | no |  |  | 1361656.624 | 15287139.028 |  | -1
node_8101402_200865955 |  |  | PQ | ABCN | 2771.281 | 8101402 | no | no |  |  | no |  |  | 1361781.18 | 15287319.018 |  | -1
node_8101402_200865956 |  |  | PQ | ABCN | 2771.281 | 8101402 | no | no |  |  | no |  |  | 1361978.732 | 15287594.556 |  | -1
node_8101402_200865957 |  |  | PQ | ABCD | 2771.281 | 8101402 | no | no |  |  | no |  |  | 1362155.114 | 15287732.204 |  | -1
node_8101402_200865958 |  |  | PQ | AN | 2771.281 | 8101402 | no | no |  |  | no |  |  | 1362053.678 | 15288052.189 |  | -1
node_8101402_200865959 |  |  | PQ | ABCD | 2771.281 | 8101402 | no | no |  |  | no |  |  | 1362345.766 | 15287818.895 |  | -1
node_8101402_200865961 |  |  | PQ | ABCN | 2771.281 | 8101402 | no | no |  |  | no |  |  | 1362512.459 | 15287855.979 |  | -1
node_8101402_200865962 |  |  | PQ | AN | 2771.281 | 8101402 | no | no |  |  | no |  |  | 1362830.468 | 15287908.855 |  | -1
node_8101402_200865963 |  |  | PQ | ABCD | 2771.281 | 8101402 | no | no |  |  | no |  |  | 1362553.468 | 15287687.29 |  | -1
node_8101402_200865964 |  |  | PQ | AD | 2771.281 | 8101402 | no | no |  |  | no |  |  | 1362750.662 | 15287674.879 |  | -1
node_8101402_200865965 |  |  | PQ | AD | 2771.281 | 8101402 | no | no |  |  | no |  |  | 1362949.337 | 15287674.855 |  | -1
node_8101402_200865966 |  |  | PQ | AN | 2771.281 | 8101402 | no | no |  |  | no |  |  | 1363102.095 | 15287579.11 |  | -1
node_8101402_200865967 |  |  | PQ | AN | 2771.281 | 8101402 | no | no |  |  | no |  |  | 1363225.275 | 15287789.919 |  | -1
node_8101402_200865968 |  |  | PQ | ABCD | 2771.281 | 8101402 | no | no |  |  | no |  |  | 1358361.221 | 15284437.364 |  | -1
node_8101402_200865969 |  |  | PQ | ABCN | 2771.281 | 8101402 | no | no |  |  | no |  |  | 1358517.159 | 15284542.011 |  | -1
node_8101402_200865972 |  |  | PQ | ABCN | 2771.281 | 8101402 | no | no |  |  | no |  |  | 1358801.638 | 15284718.38 |  | -1
node_8101402_200865974 |  |  | PQ | ABCN | 2771.281 | 8101402 | no | no |  |  | no |  |  | 1359113.454 | 15284895.003 |  | -1
node_8101402_200865976 |  |  | PQ | ABCN | 2771.281 | 8101402 | no | no |  |  | no |  |  | 1359292.607 | 15285022.012 |  | -1
node_8101402_200865978 |  |  | PQ | ABCD | 2771.281 | 8101402 | no | no |  |  | no |  |  | 1359648.098 | 15285252.918 |  | -1
node_8101402_200865979 |  |  | PQ | ABCD | 2771.281 | 8101402 | no | no |  |  | no |  |  | 1359869.897 | 15285383.928 |  | -1
node_8101402_200865980 |  |  | PQ | ABCN | 2771.281 | 8101402 | no | no |  |  | no |  |  | 1360063.023 | 15285529.964 |  | -1
node_8101402_200865982 |  |  | PQ | ABCN | 2771.281 | 8101402 | no | no |  |  | no |  |  | 1360288.106 | 15285644.186 |  | -1
node_8101402_200865984 |  |  | PQ | ABCN | 2771.281 | 8101402 | no | no |  |  | no |  |  | 1360541.371 | 15285864.278 |  | -1
node_8101402_200865985 |  |  | PQ | ABCN | 2771.281 | 8101402 | no | no |  |  | no |  |  | 1360690.64 | 15285994.092 |  | -1
node_8101402_200865986 |  |  | PQ | AN | 2771.281 | 8101402 | no | no |  |  | no |  |  | 1360702.319 | 15285929.061 |  | -1
node_8101402_200865987 |  |  | PQ | ABCN | 2771.281 | 8101402 | no | no |  |  | no |  |  | 1360964.854 | 15286249.34 |  | -1
node_8101402_200865989 |  |  | PQ | ABCD | 2771.281 | 8101402 | no | no |  |  | no |  |  | 1360822.626 | 15286503.737 |  | -1
node_8101402_200865990 |  |  | PQ | ABCN | 2771.281 | 8101402 | no | no |  |  | no |  |  | 1360822.902 | 15286572.149 |  | -1
node_8101402_200917667 |  |  | PQ | ABCN | 2771.281 | 8101402 | no | no |  |  | no |  |  | 1355773.005 | 15288127.711 |  | -1
node_8101402_200959422 |  |  | PQ | ABCD | 2771.281 | 8101402 | no | no |  |  | no |  |  | 1357738.205 | 15282289.348 |  | -1
node_8101402_200959423 |  |  | PQ | ABCD | 2771.281 | 8101402 | no | no |  |  | no |  |  | 1357612.213 | 15282364.297 |  | -1
node_8101402_200968547 |  |  | PQ | ABCN | 2771.281 | 8101402 | no | no |  |  | no |  |  | 1356384.01 | 15288343.414 |  | -1
node_8101402_200970671 |  |  | PQ | ABCN | 2771.281 | 8101402 | no | no |  |  | no |  |  | 1356767.11 | 15282509.231 |  | -1
node_8101402_200977147 |  |  | PQ | ABCN | 2771.281 | 8101402 | no | no |  |  | no |  |  | 1356411.806 | 15288185.646 |  | -1
node_8101402_200980068 |  |  | PQ | AN | 2771.281 | 8101402 | no | no |  |  | no |  |  | 1361581.139 | 15288316.97 |  | -1
node_8101402_200981781 |  |  | PQ | AN | 2771.281 | 8101402 | no | no |  |  | no |  |  | 1361540.683 | 15288550.193 |  | -1
node_8101402_200981871 |  |  | PQ | AD | 2771.281 | 8101402 | no | no |  |  | no |  |  | 1366423.34 | 15285598.014 |  | -1
node_8101402_200982423 |  |  | PQ | ABCD | 2771.281 | 8101402 | no | no |  |  | no |  |  | 1357220.288 | 15289328.434 |  | -1
node_8101402_201010227 |  |  | PQ | AN | 2771.281 | 8101402 | no | no |  |  | no |  |  | 1357045.476 | 15283591.331 |  | -1
node_8101402_201010606 |  |  | PQ | AN | 2771.281 | 8101402 | no | no |  |  | no |  |  | 1356993.988 | 15283782.274 |  | -1
node_8101402_201012615 |  |  | PQ | AN | 2771.281 | 8101402 | no | no |  |  | no |  |  | 1358454.819 | 15284570.834 |  | -1
node_8101402_201015182 |  |  | PQ | ABCD | 2771.281 | 8101402 | no | no |  |  | no |  |  | 1355663.215 | 15288394.108 |  | -1
node_8101402_201024144 |  |  | PQ | AD | 2771.281 | 8101402 | no | no |  |  | no |  |  | 1355545.906 | 15284026.944 |  | -1
node_8101402_201046045 |  |  | PQ | ABCN | 2771.281 | 8101402 | no | no |  |  | no |  |  | 1356312.095 | 15288156.688 |  | -1
node_8101402_201059057 |  |  | PQ | ABCD | 2771.281 | 8101402 | no | no |  |  | no |  |  | 1355954.734 | 15283581.266 |  | -1
node_8101402_310015546 |  |  | PQ | ABCN | 2771.281 | 8101402 | no | no |  |  | no |  |  | 1355880.897 | 15284376.821 |  | -1
node_8101402_310055324 |  |  | PQ | ABCD | 2771.281 | 8101402 | no | no |  |  | no |  |  | 1356452.476 | 15282624.475 |  | -1
node_8101402_310055336 |  |  | PQ | ABCD | 2771.281 | 8101402 | no | no |  |  | no |  |  | 1356304.988 | 15282770.102 |  | -1
node_8101402_310055343 |  |  | PQ | ABCD | 2771.281 | 8101402 | no | no |  |  | no |  |  | 1356128.441 | 15283042.742 |  | -1
node_8101402_310055354 |  |  | PQ | ABCD | 2771.281 | 8101402 | no | no |  |  | no |  |  | 1356001.787 | 15283391.084 |  | -1
node_8101402_310055363 |  |  | PQ | ABCD | 2771.281 | 8101402 | no | no |  |  | no |  |  | 1355921.976 | 15283740.963 |  | -1
node_8101402_310055373 |  |  | PQ | ABCD | 2771.281 | 8101402 | no | no |  |  | no |  |  | 1355806.979 | 15284028.239 |  | -1
node_8101402_310055374 |  |  | PQ | ABCD | 2771.281 | 8101402 | no | no |  |  | no |  |  | 1355721.211 | 15284210.26 |  | -1
node_8101402_310055377 |  |  | PQ | ABCD | 2771.281 | 8101402 | no | no |  |  | no |  |  | 1355590.511 | 15284480.608 |  | -1
node_8101402_310055381 |  |  | PQ | ABCD | 2771.281 | 8101402 | no | no |  |  | no |  |  | 1355437.998 | 15284617.937 |  | -1
node_8101402_310055427 |  |  | PQ | ABCD | 2771.281 | 8101402 | no | no |  |  | no |  |  | 1355076.002 | 15284905.985 |  | -1
node_8101402_310055439 |  |  | PQ | ABCD | 2771.281 | 8101402 | no | no |  |  | no |  |  | 1354902.035 | 15285015.013 |  | -1
node_8101402_311886764 |  |  | PQ | AN | 2771.281 | 8101402 | no | no |  |  | no |  |  | 1356158.768 | 15284874.487 |  | -1
node_8101402_311916291 |  |  | PQ | AN | 2771.281 | 8101402 | no | no |  |  | no |  |  | 1360651.095 | 15285656.247 |  | -1
node_8101402_312000122 |  |  | PQ | AN | 2771.281 | 8101402 | no | no |  |  | no |  |  | 1366522.522 | 15285888.901 |  | -1
node_8101402_312000123 |  |  | PQ | AN | 2771.281 | 8101402 | no | no |  |  | no |  |  | 1366679.464 | 15285979.114 |  | -1
node_8101402_312088241 |  |  | PQ | AD | 2771.281 | 8101402 | no | no |  |  | no |  |  | 1356824.112 | 15287409.999 |  | -1
node_8101402_312090228 |  |  | PQ | ABCD | 2771.281 | 8101402 | no | no |  |  | no |  |  | 1355684.482 | 15288261.172 |  | -1
node_8101402_312095083 |  |  | PQ | ABCN | 2771.281 | 8101402 | no | no |  |  | no |  |  | 1355760.757 | 15288366.632 |  | -1
node_8101402_312127760 |  |  | PQ | ABCD | 2771.281 | 8101402 | no | no |  |  | no |  |  | 1355310.319 | 15283760.214 |  | -1
node_SOURCE_8101402 |  |  | SWING | ABCN | 2771.281 | 8101402 | no | no |  |  | no |  |  | 1357926.173 | 15282221.247 |  | -1
node_intto1_8101402_200861335 |  |  | PQ | ABCD | 2771.281 | 8101402 | no | no |  |  | no |  |  | 1356167.339 | 15288758.189 |  | -1
node_intto1_8101402_200861346 |  |  | PQ | ABCD | 2771.281 | 8101402 | no | no |  |  | no |  |  | 1356596.968 | 15289064.72 |  | -1
node_intto1_8101402_200861354 |  |  | PQ | ABCD | 2771.281 | 8101402 | no | no |  |  | no |  |  | 1357383.979 | 15289257.246 |  | -1
node_intto1_8101402_200861366 |  |  | PQ | ABCN | 2771.281 | 8101402 | no | no |  |  | no |  |  | 1358379.656 | 15289296.023 |  | -1
node_intto1_8101402_200861436 |  |  | PQ | ABCD | 2771.281 | 8101402 | no | no |  |  | no |  |  | 1355639.305 | 15288539.614 |  | -1
node_intto1_8101402_200861617 |  |  | PQ | ABCD | 2771.281 | 8101402 | no | no |  |  | no |  |  | 1355678.303 | 15288320.007 |  | -1
node_intto1_8101402_200861739 |  |  | PQ | ABCD | 2771.281 | 8101402 | no | no |  |  | no |  |  | 1354987.073 | 15283673.625 |  | -1
node_intto1_8101402_200861745 |  |  | PQ | ABCD | 2771.281 | 8101402 | no | no |  |  | no |  |  | 1355820.107 | 15283211.678 |  | -1
node_intto1_8101402_200862064 |  |  | PQ | AN | 2771.281 | 8101402 | no | no |  |  | no |  |  | 1363949.205 | 15286221.901 |  | -1
node_intto1_8101402_200862066 |  |  | PQ | AN | 2771.281 | 8101402 | no | no |  |  | no |  |  | 1362990.785 | 15286744.092 |  | -1
node_intto1_8101402_200862086 |  |  | PQ | AN | 2771.281 | 8101402 | no | no |  |  | no |  |  | 1366471.338 | 15285883.037 |  | -1
node_intto1_8101402_200862188 |  |  | PQ | AD | 2771.281 | 8101402 | no | no |  |  | no |  |  | 1355968.278 | 15285542.76 |  | -1
node_intto1_8101402_200863385 |  |  | PQ | AN | 2771.281 | 8101402 | no | no |  |  | no |  |  | 1361304.995 | 15288461.329 |  | -1
node_intto1_8101402_200863846 |  |  | PQ | AD | 2771.281 | 8101402 | no | no |  |  | no |  |  | 1359465.849 | 15285457.427 |  | -1
node_intto1_8101402_200864220 |  |  | PQ | ABCD | 2771.281 | 8101402 | no | no |  |  | no |  |  | 1356529.248 | 15283049.958 |  | -1
node_intto1_8101402_200864571 |  |  | PQ | AD | 2771.281 | 8101402 | no | no |  |  | no |  |  | 1356839.887 | 15286739.897 |  | -1
node_intto1_8101402_200864589 |  |  | PQ | ABCD | 2771.281 | 8101402 | no | no |  |  | no |  |  | 1355940.005 | 15286725.024 |  | -1
node_intto1_8101402_200864779 |  |  | PQ | AD | 2771.281 | 8101402 | no | no |  |  | no |  |  | 1365014.459 | 15285106.125 |  | -1
node_intto1_8101402_200865626 |  |  | PQ | ABCD | 2771.281 | 8101402 | no | no |  |  | no |  |  | 1358036.006 | 15282354.759 |  | -1
node_intto1_8101402_200865774 |  |  | PQ | AD | 2771.281 | 8101402 | no | no |  |  | no |  |  | 1356274.032 | 15283565.012 |  | -1
node_intto1_8101402_200865923 |  |  | PQ | ABCD | 2771.281 | 8101402 | no | no |  |  | no |  |  | 1357850.12 | 15282204.216 |  | -1
node_intto1_8101402_200865957 |  |  | PQ | ABCD | 2771.281 | 8101402 | no | no |  |  | no |  |  | 1362155.114 | 15287732.204 |  | -1
node_intto1_8101402_200865974 |  |  | PQ | ABCD | 2771.281 | 8101402 | no | no |  |  | no |  |  | 1359113.454 | 15284895.003 |  | -1
node_intto1_8101402_200917667 |  |  | PQ | ABCD | 2771.281 | 8101402 | no | no |  |  | no |  |  | 1355773.005 | 15288127.711 |  | -1
node_intto1_8101402_200959423 |  |  | PQ | ABCD | 2771.281 | 8101402 | no | no |  |  | no |  |  | 1357612.213 | 15282364.297 |  | -1
node_intto1_8101402_200977147 |  |  | PQ | ABCN | 2771.281 | 8101402 | no | no |  |  | no |  |  | 1356411.806 | 15288185.646 |  | -1
node_intto1_8101402_200981781 |  |  | PQ | AN | 2771.281 | 8101402 | no | no |  |  | no |  |  | 1361540.683 | 15288550.193 |  | -1
node_intto1_8101402_201010606 |  |  | PQ | AN | 2771.281 | 8101402 | no | no |  |  | no |  |  | 1356993.988 | 15283782.274 |  | -1
node_intto1_8101402_201012615 |  |  | PQ | AN | 2771.281 | 8101402 | no | no |  |  | no |  |  | 1358454.819 | 15284570.834 |  | -1
node_intto1_8101402_310015546 |  |  | PQ | ABCN | 2771.281 | 8101402 | no | no |  |  | no |  |  | 1355880.897 | 15284376.821 |  | -1
node_intto1_8101402_310055363 |  |  | PQ | ABCD | 2771.281 | 8101402 | no | no |  |  | no |  |  | 1355921.976 | 15283740.963 |  | -1
node_intto1_8101402_311916291 |  |  | PQ | AN | 2771.281 | 8101402 | no | no |  |  | no |  |  | 1360651.095 | 15285656.247 |  | -1
node_intto1_8101402_312000122 |  |  | PQ | AD | 2771.281 | 8101402 | no | no |  |  | no |  |  | 1366522.522 | 15285888.901 |  | -1
node_intto1_8101402_312000123 |  |  | PQ | AN | 2771.281 | 8101402 | no | no |  |  | no |  |  | 1366679.464 | 15285979.114 |  | -1

## overhead_line
data_type | static
owner_type | feeder
owner | 8101402
object | overhead_line
name | groupid | phases | fr | to | length | configuration | dcircuit | selected | monitored | monitored_fields | class_monitored_fields | played | played_fields | comments | R | X | B | lim_kw
oh_line_8101402_200861332 |  | ABCD | node_8101402_200861334 | node_8101402_200861332 | 167.102 | bal_3P_1/0AC | 8101402 | no | no |  |  | no |  |  | 0 | 0 | 0 | 0
oh_line_8101402_200861333 |  | ABCD | node_8101402_200861332 | node_8101402_200861333 | 186.501 | bal_3P_1/0AA | 8101402 | no | no |  |  | no |  |  | 0 | 0 | 0 | 0
oh_line_8101402_200861334 |  | ABCD | node_8101402_200861335 | node_8101402_200861334 | 120.859 | bal_3P_1/0AC | 8101402 | no | no |  |  | no |  |  | 0 | 0 | 0 | 0
oh_line_8101402_200861335 |  | ABCD | node_8101402_200861336 | node_intto1_8101402_200861335 | 183.47 | bal_3P_1/0AC | 8101402 | no | no |  |  | no |  |  | 0 | 0 | 0 | 0
oh_line_8101402_200861336 |  | ABCD | node_8101402_200862374 | node_8101402_200861336 | 118.46 | bal_3P_1/0AC | 8101402 | no | no |  |  | no |  |  | 0 | 0 | 0 | 0
oh_line_8101402_200861344 |  | ABCD | node_8101402_200862374 | node_8101402_200861344 | 165.489 | bal_3P_477AL | 8101402 | no | no |  |  | no |  |  | 0 | 0 | 0 | 0
oh_line_8101402_200861346 |  | ABCD | node_8101402_200861344 | node_intto1_8101402_200861346 | 120.834 | bal_3P_336AL | 8101402 | no | no |  |  | no |  |  | 0 | 0 | 0 | 0
oh_line_8101402_200861347 |  | ABCD | node_8101402_200861346 | node_8101402_200861347 | 139.684 | bal_3P_336AL | 8101402 | no | no |  |  | no |  |  | 0 | 0 | 0 | 0
oh_line_8101402_200861348 |  | ABCD | node_8101402_200861347 | node_8101402_200861348 | 30.02 | bal_3P_1/0AC | 8101402 | no | no |  |  | no |  |  | 0 | 0 | 0 | 0
oh_line_8101402_200861350 |  | ABCD | node_8101402_200861347 | node_8101402_200861350 | 221.754 | bal_3P_336AL | 8101402 | no | no |  |  | no |  |  | 0 | 0 | 0 | 0
oh_line_8101402_200861351 |  | ABCD | node_8101402_200861350 | node_8101402_200861351 | 140.116 | bal_3P_336AL | 8101402 | no | no |  |  | no |  |  | 0 | 0 | 0 | 0
oh_line_8101402_200861353 |  | ABCD | node_8101402_200982423 | node_8101402_200861353 | 181.643 | bal_3P_336AL | 8101402 | no | no |  |  | no |  |  | 0 | 0 | 0 | 0
oh_line_8101402_200861354 |  | ABCD | node_8101402_200861353 | node_intto1_8101402_200861354 | 149.303 | bal_3P_4/0AL | 8101402 | no | no |  |  | no |  |  | 0 | 0 | 0 | 0
oh_line_8101402_200861355 |  | ABCD | node_8101402_200861353 | node_8101402_200861355 | 172.245 | bal_3P_336AL | 8101402 | no | no |  |  | no |  |  | 0 | 0 | 0 | 0
oh_line_8101402_200861357 |  | ABCD | node_8101402_200861355 | node_8101402_200861357 | 220.293 | bal_3P_336AL | 8101402 | no | no |  |  | no |  |  | 0 | 0 | 0 | 0
oh_line_8101402_200861358 |  | ABCD | node_8101402_200861357 | node_8101402_200861358 | 216.059 | bal_3P_336AL | 8101402 | no | no |  |  | no |  |  | 0 | 0 | 0 | 0
oh_line_8101402_200861359 |  | ABCD | node_8101402_200861358 | node_8101402_200861359 | 216.938 | bal_3P_336AL | 8101402 | no | no |  |  | no |  |  | 0 | 0 | 0 | 0
oh_line_8101402_200861360 |  | ABCD | node_8101402_200861359 | node_8101402_200861360 | 146.236 | bal_3P_1/0AC | 8101402 | no | no |  |  | no |  |  | 0 | 0 | 0 | 0
oh_line_8101402_200861361 |  | ABCD | node_8101402_200861360 | node_8101402_200861361 | 68.037 | bal_3P_1/0AC | 8101402 | no | no |  |  | no |  |  | 0 | 0 | 0 | 0
oh_line_8101402_200861364 |  | ABCD | node_8101402_200861361 | node_8101402_200861364 | 187.274 | bal_3P_1/0AC | 8101402 | no | no |  |  | no |  |  | 0 | 0 | 0 | 0
oh_line_8101402_200861365 |  | ABCD | node_8101402_200861364 | node_8101402_200861365 | 36.733 | bal_3P_1/0AA | 8101402 | no | no |  |  | no |  |  | 0 | 0 | 0 | 0
oh_line_8101402_200861367 |  | ABCD | node_8101402_200861359 | node_8101402_200861367 | 209.986 | bal_3P_336AL | 8101402 | no | no |  |  | no |  |  | 0 | 0 | 0 | 0
oh_line_8101402_200861434 |  | ABCD | node_8101402_200861435 | node_8101402_200861434 | 134.268 | bal_3P_2/0CU | 8101402 | no | no |  |  | no |  |  | 0 | 0 | 0 | 0
oh_line_8101402_200861435 |  | ABCD | node_8101402_200861436 | node_8101402_200861435 | 141.042 | bal_3P_2/0CU | 8101402 | no | no |  |  | no |  |  | 0 | 0 | 0 | 0
oh_line_8101402_200861436 |  | ABCD | node_8101402_201015182 | node_intto1_8101402_200861436 | 147.462 | bal_3P_477AL | 8101402 | no | no |  |  | no |  |  | 0 | 0 | 0 | 0
oh_line_8101402_200861437 |  | ABCD | node_8101402_200861332 | node_8101402_200861437 | 126.913 | bal_3P_1/0AC | 8101402 | no | no |  |  | no |  |  | 0 | 0 | 0 | 0
oh_line_8101402_200861614 |  | ABCD | node_8101402_200861633 | node_8101402_200861614 | 143.753 | bal_3P_336AC | 8101402 | no | no |  |  | no |  |  | 0 | 0 | 0 | 0
oh_line_8101402_200861615-1 |  | ABCD | node_8101402_200861628 | node_1355867_042_15286124_447 | 10.964 | bal_3P_336AC | 8101402 | no | no |  |  | no |  |  | 0 | 0 | 0 | 0
oh_line_8101402_200861615-2 |  | ABCD | node_1355867_042_15286124_447 | node_8101402_200861615 | 146.156 | bal_3P_336AC | 8101402 | no | no |  |  | no |  |  | 0 | 0 | 0 | 0
oh_line_8101402_200861617 |  | ABCD | node_8101402_312090228 | node_intto1_8101402_200861617 | 59.163 | bal_3P_336AL | 8101402 | no | no |  |  | no |  |  | 0 | 0 | 0 | 0
oh_line_8101402_200861619 |  | ABCD | node_8101402_200861621 | node_8101402_200861619 | 109.513 | bal_3P_336AL | 8101402 | no | no |  |  | no |  |  | 0 | 0 | 0 | 0
oh_line_8101402_200861621 |  | ABCD | node_8101402_200861623 | node_8101402_200861621 | 149.561 | bal_3P_336AL | 8101402 | no | no |  |  | no |  |  | 0 | 0 | 0 | 0
oh_line_8101402_200861623 |  | ABCD | node_8101402_200861624 | node_8101402_200861623 | 148.617 | bal_3P_336AL | 8101402 | no | no |  |  | no |  |  | 0 | 0 | 0 | 0
oh_line_8101402_200861624-1 |  | ABCD | node_8101402_200861625 | node_1355726_658_15287701_328 | 134.274 | bal_3P_336AL | 8101402 | no | no |  |  | no |  |  | 0 | 0 | 0 | 0
oh_line_8101402_200861624-2 |  | ABCD | node_1355726_658_15287701_328 | node_8101402_200861624 | 19.512 | bal_3P_336AL | 8101402 | no | no |  |  | no |  |  | 0 | 0 | 0 | 0
oh_line_8101402_200861625 |  | ABCD | node_8101402_200861627 | node_8101402_200861625 | 194.78 | bal_3P_336AC | 8101402 | no | no |  |  | no |  |  | 0 | 0 | 0 | 0
oh_line_8101402_200861627 |  | ABCD | node_8101402_200861614 | node_8101402_200861627 | 91.47 | bal_3P_336AC | 8101402 | no | no |  |  | no |  |  | 0 | 0 | 0 | 0
oh_line_8101402_200861628 |  | ABCD | node_8101402_200864639 | node_8101402_200861628 | 103.051 | bal_3P_336AC | 8101402 | no | no |  |  | no |  |  | 0 | 0 | 0 | 0
oh_line_8101402_200861629 |  | ABCD | node_8101402_200861630 | node_8101402_200861629 | 177.136 | bal_3P_336AC | 8101402 | no | no |  |  | no |  |  | 0 | 0 | 0 | 0
oh_line_8101402_200861630 |  | ABCD | node_8101402_200861631 | node_8101402_200861630 | 118.413 | bal_3P_336AC | 8101402 | no | no |  |  | no |  |  | 0 | 0 | 0 | 0
oh_line_8101402_200861631 |  | ABCD | node_8101402_200861632 | node_8101402_200861631 | 163.823 | bal_3P_336AC | 8101402 | no | no |  |  | no |  |  | 0 | 0 | 0 | 0
oh_line_8101402_200861632 |  | ABCD | node_8101402_200862186 | node_8101402_200861632 | 123.447 | bal_3P_336AC | 8101402 | no | no |  |  | no |  |  | 0 | 0 | 0 | 0
oh_line_8101402_200861633 |  | ABCD | node_8101402_200861634 | node_8101402_200861633 | 143.189 | bal_3P_336AC | 8101402 | no | no |  |  | no |  |  | 0 | 0 | 0 | 0
oh_line_8101402_200861634 |  | ABCD | node_8101402_200861635 | node_8101402_200861634 | 141.877 | bal_3P_336AC | 8101402 | no | no |  |  | no |  |  | 0 | 0 | 0 | 0
oh_line_8101402_200861635 |  | ABCD | node_8101402_200861636 | node_8101402_200861635 | 131.013 | bal_3P_336AC | 8101402 | no | no |  |  | no |  |  | 0 | 0 | 0 | 0
oh_line_8101402_200861636 |  | ABCD | node_8101402_200861637 | node_8101402_200861636 | 53.181 | bal_3P_336AC | 8101402 | no | no |  |  | no |  |  | 0 | 0 | 0 | 0
oh_line_8101402_200861637 |  | ABCD | node_8101402_200861638 | node_8101402_200861637 | 93.942 | bal_3P_336AC | 8101402 | no | no |  |  | no |  |  | 0 | 0 | 0 | 0
oh_line_8101402_200861638 |  | ABCD | node_8101402_200861639 | node_8101402_200861638 | 113.214 | bal_3P_336AC | 8101402 | no | no |  |  | no |  |  | 0 | 0 | 0 | 0
oh_line_8101402_200861639 |  | ABCD | node_8101402_200861640 | node_8101402_200861639 | 108.789 | bal_3P_336AC | 8101402 | no | no |  |  | no |  |  | 0 | 0 | 0 | 0
oh_line_8101402_200861640 |  | ABCD | node_8101402_200861615 | node_8101402_200861640 | 99.357 | bal_3P_336AC | 8101402 | no | no |  |  | no |  |  | 0 | 0 | 0 | 0
oh_line_8101402_200861712 |  | AD | node_8101402_200861725 | node_8101402_200861712 | 128.187 | bal_1P_1/0AC | 8101402 | no | no |  |  | no |  |  | 0 | 0 | 0 | 0
oh_line_8101402_200861713 |  | AD | node_8101402_200861712 | node_8101402_200861713 | 122.574 | bal_1P_1/0AC | 8101402 | no | no |  |  | no |  |  | 0 | 0 | 0 | 0
oh_line_8101402_200861714 |  | AD | node_8101402_200861713 | node_8101402_200861714 | 150.31 | bal_1P_1/0AC | 8101402 | no | no |  |  | no |  |  | 0 | 0 | 0 | 0
oh_line_8101402_200861715 |  | AD | node_8101402_200861714 | node_8101402_200861715 | 148.643 | bal_1P_1/0AA | 8101402 | no | no |  |  | no |  |  | 0 | 0 | 0 | 0
oh_line_8101402_200861720 |  | AD | node_8101402_200861721 | node_8101402_200861720 | 123.731 | bal_1P_1/0AC | 8101402 | no | no |  |  | no |  |  | 0 | 0 | 0 | 0
oh_line_8101402_200861721 |  | AD | node_8101402_200861722 | node_8101402_200861721 | 118.964 | bal_1P_1/0AC | 8101402 | no | no |  |  | no |  |  | 0 | 0 | 0 | 0
oh_line_8101402_200861722 |  | AD | node_8101402_200861723 | node_8101402_200861722 | 151.802 | bal_1P_1/0AC | 8101402 | no | no |  |  | no |  |  | 0 | 0 | 0 | 0
oh_line_8101402_200861723 |  | AD | node_8101402_200861724 | node_8101402_200861723 | 120.875 | bal_1P_1/0AC | 8101402 | no | no |  |  | no |  |  | 0 | 0 | 0 | 0
oh_line_8101402_200861724 |  | AD | node_8101402_200862169 | node_8101402_200861724 | 71.019 | bal_1P_1/0AC | 8101402 | no | no |  |  | no |  |  | 0 | 0 | 0 | 0
oh_line_8101402_200861725 |  | AD | node_8101402_200862169 | node_8101402_200861725 | 12.883 | bal_1P_1/0AC | 8101402 | no | no |  |  | no |  |  | 0 | 0 | 0 | 0
oh_line_8101402_200861739 |  | ABCD | node_8101402_312127760 | node_intto1_8101402_200861739 | 334.643 | bal_3P_1/0AC | 8101402 | no | no |  |  | no |  |  | 0 | 0 | 0 | 0
oh_line_8101402_200861740 |  | ABCD | node_8101402_200864214 | node_8101402_200861740 | 60.945 | bal_3P_4CU | 8101402 | no | no |  |  | no |  |  | 0 | 0 | 0 | 0
oh_line_8101402_200861742 |  | AD | node_8101402_201024144 | node_8101402_200861742 | 33.053 | bal_1P_1/0AC | 8101402 | no | no |  |  | no |  |  | 0 | 0 | 0 | 0
oh_line_8101402_200861743 |  | AD | node_8101402_200861742 | node_8101402_200861743 | 124.096 | bal_1P_1/0AC | 8101402 | no | no |  |  | no |  |  | 0 | 0 | 0 | 0
oh_line_8101402_200861744 |  | AD | node_8101402_200861743 | node_8101402_200861744 | 117.634 | bal_1P_1/0AA | 8101402 | no | no |  |  | no |  |  | 0 | 0 | 0 | 0
oh_line_8101402_200861745 |  | ABCD | node_8101402_200861740 | node_intto1_8101402_200861745 | 155.527 | bal_3P_4CU | 8101402 | no | no |  |  | no |  |  | 0 | 0 | 0 | 0
oh_line_8101402_200861747 |  | ABCD | node_8101402_200861745 | node_8101402_200861747 | 167.309 | bal_3P_1/0AC | 8101402 | no | no |  |  | no |  |  | 0 | 0 | 0 | 0
oh_line_8101402_200861748 |  | ABCD | node_8101402_200861747 | node_8101402_200861748 | 125.217 | bal_3P_1/0AC | 8101402 | no | no |  |  | no |  |  | 0 | 0 | 0 | 0
oh_line_8101402_200861751 |  | ABCD | node_8101402_200861748 | node_8101402_200861751 | 180.676 | bal_3P_1/0AC | 8101402 | no | no |  |  | no |  |  | 0 | 0 | 0 | 0
oh_line_8101402_200861752 |  | ABCD | node_8101402_200861751 | node_8101402_200861752 | 149.301 | bal_3P_1/0AC | 8101402 | no | no |  |  | no |  |  | 0 | 0 | 0 | 0
oh_line_8101402_200861753 |  | ABCD | node_8101402_200861752 | node_8101402_200861753 | 146.164 | bal_3P_4CU | 8101402 | no | no |  |  | no |  |  | 0 | 0 | 0 | 0
oh_line_8101402_200861754 |  | ABCD | node_8101402_200861753 | node_8101402_200861754 | 156.582 | bal_3P_4CU | 8101402 | no | no |  |  | no |  |  | 0 | 0 | 0 | 0
oh_line_8101402_200861756 |  | AD | node_8101402_200861745 | node_8101402_200861756 | 183.161 | bal_1P_4CU | 8101402 | no | no |  |  | no |  |  | 0 | 0 | 0 | 0
oh_line_8101402_200861757 |  | AD | node_8101402_200861756 | node_8101402_200861757 | 151.229 | bal_1P_1/0AC | 8101402 | no | no |  |  | no |  |  | 0 | 0 | 0 | 0
oh_line_8101402_200861758 |  | AD | node_8101402_200861757 | node_8101402_200861758 | 146.923 | bal_1P_1/0AC | 8101402 | no | no |  |  | no |  |  | 0 | 0 | 0 | 0
oh_line_8101402_200861759 |  | AD | node_8101402_200861758 | node_8101402_200861759 | 157.57 | bal_1P_1/0AC | 8101402 | no | no |  |  | no |  |  | 0 | 0 | 0 | 0
oh_line_8101402_200861760 |  | AD | node_8101402_200861759 | node_8101402_200861760 | 137.806 | bal_1P_1/0AC | 8101402 | no | no |  |  | no |  |  | 0 | 0 | 0 | 0
oh_line_8101402_200862065 |  | AD | node_8101402_200862103 | node_8101402_200862065 | 299.918 | bal_1P_1/0AA | 8101402 | no | no |  |  | no |  |  | 0 | 0 | 0 | 0
oh_line_8101402_200862067 |  | ABCD | node_8101402_200862072 | node_8101402_200862067 | 192.198 | bal_3P_4CU | 8101402 | no | no |  |  | no |  |  | 0 | 0 | 0 | 0
oh_line_8101402_200862068 |  | ABCD | node_8101402_200862069 | node_8101402_200862068 | 173.724 | bal_3P_4CU | 8101402 | no | no |  |  | no |  |  | 0 | 0 | 0 | 0
oh_line_8101402_200862069 |  | ABCD | node_8101402_200862070 | node_8101402_200862069 | 240.227 | bal_3P_4CU | 8101402 | no | no |  |  | no |  |  | 0 | 0 | 0 | 0
oh_line_8101402_200862070 |  | ABCD | node_8101402_200862071 | node_8101402_200862070 | 236.955 | bal_3P_4CU | 8101402 | no | no |  |  | no |  |  | 0 | 0 | 0 | 0
oh_line_8101402_200862071 |  | ABCD | node_8101402_200862067 | node_8101402_200862071 | 206.812 | bal_3P_4CU | 8101402 | no | no |  |  | no |  |  | 0 | 0 | 0 | 0
oh_line_8101402_200862072 |  | ABCD | node_8101402_200862073 | node_8101402_200862072 | 270.699 | bal_3P_4CU | 8101402 | no | no |  |  | no |  |  | 0 | 0 | 0 | 0
oh_line_8101402_200862073 |  | ABCD | node_8101402_200862074 | node_8101402_200862073 | 256.115 | bal_3P_4CU | 8101402 | no | no |  |  | no |  |  | 0 | 0 | 0 | 0
oh_line_8101402_200862074 |  | ABCD | node_8101402_200862075 | node_8101402_200862074 | 154.324 | bal_3P_4CU | 8101402 | no | no |  |  | no |  |  | 0 | 0 | 0 | 0
oh_line_8101402_200862075 |  | ABCD | node_8101402_200862076 | node_8101402_200862075 | 175.045 | bal_3P_4CU | 8101402 | no | no |  |  | no |  |  | 0 | 0 | 0 | 0
oh_line_8101402_200862076 |  | ABCD | node_8101402_200862079 | node_8101402_200862076 | 191.876 | bal_3P_2AC | 8101402 | no | no |  |  | no |  |  | 0 | 0 | 0 | 0
oh_line_8101402_200862079 |  | ABCD | node_8101402_200862080 | node_8101402_200862079 | 157.346 | bal_3P_2AC | 8101402 | no | no |  |  | no |  |  | 0 | 0 | 0 | 0
oh_line_8101402_200862080 |  | ABCD | node_8101402_200862081 | node_8101402_200862080 | 167.108 | bal_3P_2AC | 8101402 | no | no |  |  | no |  |  | 0 | 0 | 0 | 0
oh_line_8101402_200862081 |  | ABCD | node_8101402_200862110 | node_8101402_200862081 | 265.613 | bal_3P_2AC | 8101402 | no | no |  |  | no |  |  | 0 | 0 | 0 | 0
oh_line_8101402_200862082 |  | ABCD | node_8101402_200865963 | node_8101402_200862082 | 323.01 | bal_3P_2AC | 8101402 | no | no |  |  | no |  |  | 0 | 0 | 0 | 0
oh_line_8101402_200862084 |  | AD | node_8101402_200981871 | node_8101402_200862084 | 121.09 | bal_1P_1/0AA | 8101402 | no | no |  |  | no |  |  | 0 | 0 | 0 | 0
oh_line_8101402_200862085 |  | AD | node_8101402_200862084 | node_8101402_200862085 | 142.499 | bal_1P_1/0AA | 8101402 | no | no |  |  | no |  |  | 0 | 0 | 0 | 0
oh_line_8101402_200862088 |  | AD | node_8101402_200862089 | node_8101402_200862088 | 144.898 | bal_1P_1/0AA | 8101402 | no | no |  |  | no |  |  | 0 | 0 | 0 | 0
oh_line_8101402_200862089 |  | AD | node_8101402_200862090 | node_8101402_200862089 | 196.669 | bal_1P_1/0AA | 8101402 | no | no |  |  | no |  |  | 0 | 0 | 0 | 0
oh_line_8101402_200862090 |  | AD | node_8101402_200862091 | node_8101402_200862090 | 212.566 | bal_1P_1/0AA | 8101402 | no | no |  |  | no |  |  | 0 | 0 | 0 | 0
oh_line_8101402_200862091 |  | AD | node_8101402_200862092 | node_8101402_200862091 | 258.366 | bal_1P_1/0AA | 8101402 | no | no |  |  | no |  |  | 0 | 0 | 0 | 0
oh_line_8101402_200862092 |  | AD | node_8101402_200862095 | node_8101402_200862092 | 212.9 | bal_1P_1/0AA | 8101402 | no | no |  |  | no |  |  | 0 | 0 | 0 | 0
oh_line_8101402_200862095 |  | ABCD | node_8101402_200862097 | node_8101402_200862095 | 183.493 | bal_3P_2AC | 8101402 | no | no |  |  | no |  |  | 0 | 0 | 0 | 0
oh_line_8101402_200862096 |  | ABCD | node_8101402_200862095 | node_8101402_200862096 | 201.754 | bal_3P_2AC | 8101402 | no | no |  |  | no |  |  | 0 | 0 | 0 | 0
oh_line_8101402_200862097 |  | ABCD | node_8101402_200862068 | node_8101402_200862097 | 327.26 | bal_3P_2AC | 8101402 | no | no |  |  | no |  |  | 0 | 0 | 0 | 0
oh_line_8101402_200862099 |  | AD | node_8101402_200862073 | node_8101402_200862099 | 80.101 | bal_1P_1/0AA | 8101402 | no | no |  |  | no |  |  | 0 | 0 | 0 | 0
oh_line_8101402_200862103 |  | AD | node_8101402_200862079 | node_8101402_200862103 | 313.688 | bal_1P_1/0AA | 8101402 | no | no |  |  | no |  |  | 0 | 0 | 0 | 0
oh_line_8101402_200862104 |  | ABCD | node_8101402_200862082 | node_8101402_200862104 | 339.401 | bal_3P_2AC | 8101402 | no | no |  |  | no |  |  | 0 | 0 | 0 | 0
oh_line_8101402_200862105 |  | ABCD | node_8101402_200862104 | node_8101402_200862105 | 337.083 | bal_3P_2AC | 8101402 | no | no |  |  | no |  |  | 0 | 0 | 0 | 0
oh_line_8101402_200862106 |  | ABCD | node_8101402_200862105 | node_8101402_200862106 | 106.478 | bal_3P_2AC | 8101402 | no | no |  |  | no |  |  | 0 | 0 | 0 | 0
oh_line_8101402_200862107 |  | ABCD | node_8101402_200862106 | node_8101402_200862107 | 199.869 | bal_3P_2AC | 8101402 | no | no |  |  | no |  |  | 0 | 0 | 0 | 0
oh_line_8101402_200862108 |  | ABCD | node_8101402_200862107 | node_8101402_200862108 | 174.782 | bal_3P_2AC | 8101402 | no | no |  |  | no |  |  | 0 | 0 | 0 | 0
oh_line_8101402_200862109 |  | ABCD | node_8101402_200862108 | node_8101402_200862109 | 193.188 | bal_3P_2AC | 8101402 | no | no |  |  | no |  |  | 0 | 0 | 0 | 0
oh_line_8101402_200862110 |  | ABCD | node_8101402_200862109 | node_8101402_200862110 | 173.217 | bal_3P_2AC | 8101402 | no | no |  |  | no |  |  | 0 | 0 | 0 | 0
oh_line_8101402_200862167 |  | ABCD | node_8101402_200864185 | node_8101402_200862167 | 127.982 | bal_3P_336AC | 8101402 | no | no |  |  | no |  |  | 0 | 0 | 0 | 0
oh_line_8101402_200862168 |  | AD | node_8101402_200862188 | node_8101402_200862168 | 73.112 | bal_1P_4CU | 8101402 | no | no |  |  | no |  |  | 0 | 0 | 0 | 0
oh_line_8101402_200862169 |  | AD | node_8101402_200862168 | node_8101402_200862169 | 138.233 | bal_1P_4CU | 8101402 | no | no |  |  | no |  |  | 0 | 0 | 0 | 0
oh_line_8101402_200862171 |  | AD | node_8101402_200862169 | node_8101402_200862171 | 194.427 | bal_1P_2AC | 8101402 | no | no |  |  | no |  |  | 0 | 0 | 0 | 0
oh_line_8101402_200862172 |  | AD | node_8101402_200862171 | node_8101402_200862172 | 142.069 | bal_1P_1/0AC | 8101402 | no | no |  |  | no |  |  | 0 | 0 | 0 | 0
oh_line_8101402_200862173 |  | AD | node_8101402_200862172 | node_8101402_200862173 | 183.822 | bal_1P_1/0AC | 8101402 | no | no |  |  | no |  |  | 0 | 0 | 0 | 0
oh_line_8101402_200862175 |  | AD | node_8101402_200862173 | node_8101402_200862175 | 236.828 | bal_1P_1/0AC | 8101402 | no | no |  |  | no |  |  | 0 | 0 | 0 | 0
oh_line_8101402_200862176 |  | AD | node_8101402_200862175 | node_8101402_200862176 | 206.164 | bal_1P_2AC | 8101402 | no | no |  |  | no |  |  | 0 | 0 | 0 | 0
oh_line_8101402_200862177 |  | AD | node_8101402_200862176 | node_8101402_200862177 | 149.803 | bal_1P_2AC | 8101402 | no | no |  |  | no |  |  | 0 | 0 | 0 | 0
oh_line_8101402_200862178 |  | AD | node_8101402_200862177 | node_8101402_200862178 | 131.357 | bal_1P_2AC | 8101402 | no | no |  |  | no |  |  | 0 | 0 | 0 | 0
oh_line_8101402_200862179 |  | AD | node_8101402_200862178 | node_8101402_200862179 | 165.522 | bal_1P_1/0AA | 8101402 | no | no |  |  | no |  |  | 0 | 0 | 0 | 0
oh_line_8101402_200862180 |  | ABCD | node_8101402_200862167 | node_8101402_200862180 | 130.442 | bal_3P_336AC | 8101402 | no | no |  |  | no |  |  | 0 | 0 | 0 | 0
oh_line_8101402_200862181 |  | ABCD | node_8101402_200862180 | node_8101402_200862181 | 129.366 | bal_3P_336AC | 8101402 | no | no |  |  | no |  |  | 0 | 0 | 0 | 0
oh_line_8101402_200862182 |  | ABCD | node_8101402_200862181 | node_8101402_200862182 | 145.906 | bal_3P_336AC | 8101402 | no | no |  |  | no |  |  | 0 | 0 | 0 | 0
oh_line_8101402_200862183 |  | ABCD | node_8101402_200862182 | node_8101402_200862183 | 113.198 | bal_3P_336AC | 8101402 | no | no |  |  | no |  |  | 0 | 0 | 0 | 0
oh_line_8101402_200862184 |  | ABCD | node_8101402_200862183 | node_8101402_200862184 | 148.492 | bal_3P_336AC | 8101402 | no | no |  |  | no |  |  | 0 | 0 | 0 | 0
oh_line_8101402_200862185 |  | ABCD | node_8101402_200862184 | node_8101402_200862185 | 121.905 | bal_3P_336AC | 8101402 | no | no |  |  | no |  |  | 0 | 0 | 0 | 0
oh_line_8101402_200862186 |  | ABCD | node_8101402_200862185 | node_8101402_200862186 | 123.854 | bal_3P_336AC | 8101402 | no | no |  |  | no |  |  | 0 | 0 | 0 | 0
oh_line_8101402_200862188 |  | AD | node_8101402_200861632 | node_intto1_8101402_200862188 | 188.126 | bal_1P_4CU | 8101402 | no | no |  |  | no |  |  | 0 | 0 | 0 | 0
oh_line_8101402_200862370 |  | ABCD | node_8101402_200862382 | node_8101402_200862370 | 117.904 | bal_3P_477AL | 8101402 | no | no |  |  | no |  |  | 0 | 0 | 0 | 0
oh_line_8101402_200862372 |  | ABCD | node_8101402_200862370 | node_8101402_200862372 | 156.611 | bal_3P_477AL | 8101402 | no | no |  |  | no |  |  | 0 | 0 | 0 | 0
oh_line_8101402_200862373 |  | ABCD | node_8101402_200862372 | node_8101402_200862373 | 153.93 | bal_3P_477AL | 8101402 | no | no |  |  | no |  |  | 0 | 0 | 0 | 0
oh_line_8101402_200862374 |  | ABCD | node_8101402_200862373 | node_8101402_200862374 | 181.962 | bal_3P_477AL | 8101402 | no | no |  |  | no |  |  | 0 | 0 | 0 | 0
oh_line_8101402_200862375 |  | ABCD | node_8101402_200862374 | node_8101402_200862375 | 105.161 | bal_3P_1/0AC | 8101402 | no | no |  |  | no |  |  | 0 | 0 | 0 | 0
oh_line_8101402_200862379 |  | ABCD | node_8101402_200862380 | node_8101402_200862379 | 133.134 | bal_3P_477AL | 8101402 | no | no |  |  | no |  |  | 0 | 0 | 0 | 0
oh_line_8101402_200862380 |  | ABCD | node_8101402_200862381 | node_8101402_200862380 | 139.082 | bal_3P_477AL | 8101402 | no | no |  |  | no |  |  | 0 | 0 | 0 | 0
oh_line_8101402_200862381 |  | ABCD | node_8101402_200861436 | node_8101402_200862381 | 96.036 | bal_3P_477AL | 8101402 | no | no |  |  | no |  |  | 0 | 0 | 0 | 0
oh_line_8101402_200862382 |  | ABCD | node_8101402_200862381 | node_8101402_200862382 | 162.306 | bal_3P_477AL | 8101402 | no | no |  |  | no |  |  | 0 | 0 | 0 | 0
oh_line_8101402_200862563 |  | AD | node_8101402_200864565 | node_8101402_200862563 | 49.699 | bal_1P_2AC | 8101402 | no | no |  |  | no |  |  | 0 | 0 | 0 | 0
oh_line_8101402_200862564 |  | AD | node_8101402_200862563 | node_8101402_200862564 | 29.907 | bal_1P_2AC | 8101402 | no | no |  |  | no |  |  | 0 | 0 | 0 | 0
oh_line_8101402_200862565 |  | AD | node_8101402_200862577 | node_8101402_200862565 | 173.08 | bal_1P_1/0AC | 8101402 | no | no |  |  | no |  |  | 0 | 0 | 0 | 0
oh_line_8101402_200862567 |  | AD | node_8101402_200862564 | node_8101402_200862567 | 125.126 | bal_1P_2AC | 8101402 | no | no |  |  | no |  |  | 0 | 0 | 0 | 0
oh_line_8101402_200862568 |  | AD | node_8101402_200862567 | node_8101402_200862568 | 144.744 | bal_1P_2AC | 8101402 | no | no |  |  | no |  |  | 0 | 0 | 0 | 0
oh_line_8101402_200862569 |  | AD | node_8101402_200862568 | node_8101402_200862569 | 131.624 | bal_1P_1/0AC | 8101402 | no | no |  |  | no |  |  | 0 | 0 | 0 | 0
oh_line_8101402_200862570 |  | AD | node_8101402_200862569 | node_8101402_200862570 | 144.067 | bal_1P_1/0AC | 8101402 | no | no |  |  | no |  |  | 0 | 0 | 0 | 0
oh_line_8101402_200862575 |  | AD | node_8101402_200862173 | node_8101402_200862575 | 85.493 | bal_1P_1/0AC | 8101402 | no | no |  |  | no |  |  | 0 | 0 | 0 | 0
oh_line_8101402_200862576 |  | AD | node_8101402_200862575 | node_8101402_200862576 | 148.697 | bal_1P_1/0AC | 8101402 | no | no |  |  | no |  |  | 0 | 0 | 0 | 0
oh_line_8101402_200862577 |  | AD | node_8101402_200862576 | node_8101402_200862577 | 160.759 | bal_1P_1/0AC | 8101402 | no | no |  |  | no |  |  | 0 | 0 | 0 | 0
oh_line_8101402_200862787 |  | ABCD | node_8101402_200864567 | node_8101402_200862787 | 125.557 | bal_3P_2AC | 8101402 | no | no |  |  | no |  |  | 0 | 0 | 0 | 0
oh_line_8101402_200862788 |  | ABCD | node_8101402_200862787 | node_8101402_200862788 | 151.423 | bal_3P_2AC | 8101402 | no | no |  |  | no |  |  | 0 | 0 | 0 | 0
oh_line_8101402_200862790 |  | AD | node_8101402_312088241 | node_8101402_200862790 | 133.027 | bal_1P_1/0AC | 8101402 | no | no |  |  | no |  |  | 0 | 0 | 0 | 0
oh_line_8101402_200862791 |  | AD | node_8101402_200864571 | node_8101402_200862791 | 161.796 | bal_1P_1/0AC | 8101402 | no | no |  |  | no |  |  | 0 | 0 | 0 | 0
oh_line_8101402_200862792 |  | AD | node_8101402_200862791 | node_8101402_200862792 | 148.725 | bal_1P_1/0AC | 8101402 | no | no |  |  | no |  |  | 0 | 0 | 0 | 0
oh_line_8101402_200862794 |  | ABCD | node_8101402_200862889 | node_8101402_200862794 | 31.891 | bal_3P_1/0AC | 8101402 | no | no |  |  | no |  |  | 0 | 0 | 0 | 0
oh_line_8101402_200862795 |  | ABCD | node_8101402_200862794 | node_8101402_200862795 | 90.962 | bal_3P_1/0AC | 8101402 | no | no |  |  | no |  |  | 0 | 0 | 0 | 0
oh_line_8101402_200862805 |  | AD | node_8101402_200862175 | node_8101402_200862805 | 39.99 | bal_1P_1/0AC | 8101402 | no | no |  |  | no |  |  | 0 | 0 | 0 | 0
oh_line_8101402_200862806 |  | AD | node_8101402_200862805 | node_8101402_200862806 | 158.764 | bal_1P_1/0AC | 8101402 | no | no |  |  | no |  |  | 0 | 0 | 0 | 0
oh_line_8101402_200862807 |  | AD | node_8101402_200862806 | node_8101402_200862807 | 155.613 | bal_1P_1/0AC | 8101402 | no | no |  |  | no |  |  | 0 | 0 | 0 | 0
oh_line_8101402_200862808 |  | AD | node_8101402_200862807 | node_8101402_200862808 | 159.023 | bal_1P_1/0AA | 8101402 | no | no |  |  | no |  |  | 0 | 0 | 0 | 0
oh_line_8101402_200862809 |  | AD | node_8101402_200862808 | node_8101402_200862809 | 159.643 | bal_1P_1/0AA | 8101402 | no | no |  |  | no |  |  | 0 | 0 | 0 | 0
oh_line_8101402_200862810 |  | AD | node_8101402_200862809 | node_8101402_200862810 | 71.134 | bal_1P_1/0AA | 8101402 | no | no |  |  | no |  |  | 0 | 0 | 0 | 0
oh_line_8101402_200862878 |  | AD | node_8101402_200864564 | node_8101402_200862878 | 32.446 | bal_1P_1/0AA | 8101402 | no | no |  |  | no |  |  | 0 | 0 | 0 | 0
oh_line_8101402_200862879 |  | AD | node_8101402_200862878 | node_8101402_200862879 | 165.855 | bal_1P_1/0AA | 8101402 | no | no |  |  | no |  |  | 0 | 0 | 0 | 0
oh_line_8101402_200862886 |  | ABCD | node_8101402_200862887 | node_8101402_200862886 | 156.226 | bal_3P_2AC | 8101402 | no | no |  |  | no |  |  | 0 | 0 | 0 | 0
oh_line_8101402_200862887 |  | ABCD | node_8101402_200862788 | node_8101402_200862887 | 239.139 | bal_3P_2AC | 8101402 | no | no |  |  | no |  |  | 0 | 0 | 0 | 0
oh_line_8101402_200862888 |  | ABCD | node_8101402_200862887 | node_8101402_200862888 | 146.292 | bal_3P_1/0AC | 8101402 | no | no |  |  | no |  |  | 0 | 0 | 0 | 0
oh_line_8101402_200862889 |  | ABCD | node_8101402_200862888 | node_8101402_200862889 | 137.28 | bal_3P_1/0AC | 8101402 | no | no |  |  | no |  |  | 0 | 0 | 0 | 0
oh_line_8101402_200862897 |  | AD | node_8101402_200862909 | node_8101402_200862897 | 137.292 | bal_1P_1/0AC | 8101402 | no | no |  |  | no |  |  | 0 | 0 | 0 | 0
oh_line_8101402_200862903 |  | AD | node_8101402_200862904 | node_8101402_200862903 | 170.161 | bal_1P_1/0AC | 8101402 | no | no |  |  | no |  |  | 0 | 0 | 0 | 0
oh_line_8101402_200862904 |  | AD | node_8101402_200862905 | node_8101402_200862904 | 139.152 | bal_1P_1/0AC | 8101402 | no | no |  |  | no |  |  | 0 | 0 | 0 | 0
oh_line_8101402_200862905 |  | AD | node_8101402_200862906 | node_8101402_200862905 | 161.771 | bal_1P_1/0AC | 8101402 | no | no |  |  | no |  |  | 0 | 0 | 0 | 0
oh_line_8101402_200862906 |  | AD | node_8101402_200862178 | node_8101402_200862906 | 145.888 | bal_1P_1/0AC | 8101402 | no | no |  |  | no |  |  | 0 | 0 | 0 | 0
oh_line_8101402_200862907 |  | AD | node_8101402_200862178 | node_8101402_200862907 | 214.178 | bal_1P_1/0AC | 8101402 | no | no |  |  | no |  |  | 0 | 0 | 0 | 0
oh_line_8101402_200862908 |  | AD | node_8101402_200862907 | node_8101402_200862908 | 137.653 | bal_1P_1/0AC | 8101402 | no | no |  |  | no |  |  | 0 | 0 | 0 | 0
oh_line_8101402_200862909 |  | AD | node_8101402_200862908 | node_8101402_200862909 | 140.403 | bal_1P_1/0AC | 8101402 | no | no |  |  | no |  |  | 0 | 0 | 0 | 0
oh_line_8101402_200862930 |  | AD | node_8101402_200862934 | node_8101402_200862930 | 156.06 | bal_1P_1/0AA | 8101402 | no | no |  |  | no |  |  | 0 | 0 | 0 | 0
oh_line_8101402_200862932 |  | ABCD | node_8101402_200861336 | node_8101402_200862932 | 227.116 | bal_3P_1/0AC | 8101402 | no | no |  |  | no |  |  | 0 | 0 | 0 | 0
oh_line_8101402_200862934 |  | ABCD | node_8101402_200862935 | node_8101402_200862934 | 148.845 | bal_3P_1/0AC | 8101402 | no | no |  |  | no |  |  | 0 | 0 | 0 | 0
oh_line_8101402_200862935 |  | ABCD | node_8101402_200862932 | node_8101402_200862935 | 229.086 | bal_3P_1/0AA | 8101402 | no | no |  |  | no |  |  | 0 | 0 | 0 | 0
oh_line_8101402_200862936 |  | ABCD | node_8101402_200862935 | node_8101402_200862936 | 250.7 | bal_3P_1/0AC | 8101402 | no | no |  |  | no |  |  | 0 | 0 | 0 | 0
oh_line_8101402_200863386 |  | ABCD | node_8101402_200865933 | node_8101402_200863386 | 226.763 | bal_3P_1/0AA | 8101402 | no | no |  |  | no |  |  | 0 | 0 | 0 | 0
oh_line_8101402_200863387 |  | AD | node_8101402_200863386 | node_8101402_200863387 | 157.451 | bal_1P_2AC | 8101402 | no | no |  |  | no |  |  | 0 | 0 | 0 | 0
oh_line_8101402_200863389 |  | AD | node_8101402_200863387 | node_8101402_200863389 | 197.227 | bal_1P_2AC | 8101402 | no | no |  |  | no |  |  | 0 | 0 | 0 | 0
oh_line_8101402_200863391 |  | AD | node_8101402_200863389 | node_8101402_200863391 | 225.63 | bal_1P_2AC | 8101402 | no | no |  |  | no |  |  | 0 | 0 | 0 | 0
oh_line_8101402_200863392 |  | AD | node_8101402_200863391 | node_8101402_200863392 | 69.769 | bal_1P_1/0AC | 8101402 | no | no |  |  | no |  |  | 0 | 0 | 0 | 0
oh_line_8101402_200863393 |  | AD | node_8101402_200863392 | node_8101402_200863393 | 245.139 | bal_1P_1/0AC | 8101402 | no | no |  |  | no |  |  | 0 | 0 | 0 | 0
oh_line_8101402_200863394 |  | AD | node_8101402_200863391 | node_8101402_200863394 | 237.733 | bal_1P_2AC | 8101402 | no | no |  |  | no |  |  | 0 | 0 | 0 | 0
oh_line_8101402_200863395 |  | AD | node_8101402_200863394 | node_8101402_200863395 | 189.424 | bal_1P_2AC | 8101402 | no | no |  |  | no |  |  | 0 | 0 | 0 | 0
oh_line_8101402_200863396 |  | AD | node_8101402_200863394 | node_8101402_200863396 | 246.85 | bal_1P_2AC | 8101402 | no | no |  |  | no |  |  | 0 | 0 | 0 | 0
oh_line_8101402_200863399 |  | AD | node_8101402_200863396 | node_8101402_200863399 | 86.414 | bal_1P_2AC | 8101402 | no | no |  |  | no |  |  | 0 | 0 | 0 | 0
oh_line_8101402_200863400 |  | AD | node_8101402_200863399 | node_8101402_200863400 | 183.834 | bal_1P_1/0AA | 8101402 | no | no |  |  | no |  |  | 0 | 0 | 0 | 0
oh_line_8101402_200863834 |  | ABCD | node_8101402_200865616 | node_8101402_200863834 | 72.195 | bal_3P_477AL | 8101402 | no | no |  |  | no |  |  | 0 | 0 | 0 | 0
oh_line_8101402_200863835 |  | AD | node_8101402_200863846 | node_8101402_200863835 | 366.979 | bal_1P_2AC | 8101402 | no | no |  |  | no |  |  | 0 | 0 | 0 | 0
oh_line_8101402_200863836 |  | AD | node_8101402_200863835 | node_8101402_200863836 | 312.304 | bal_1P_1/0AC | 8101402 | no | no |  |  | no |  |  | 0 | 0 | 0 | 0
oh_line_8101402_200863837 |  | AD | node_8101402_200863836 | node_8101402_200863837 | 285.487 | bal_1P_1/0AC | 8101402 | no | no |  |  | no |  |  | 0 | 0 | 0 | 0
oh_line_8101402_200863838 |  | ABCD | node_8101402_200863834 | node_8101402_200863838 | 173.607 | bal_3P_477AL | 8101402 | no | no |  |  | no |  |  | 0 | 0 | 0 | 0
oh_line_8101402_200863839 |  | ABCD | node_8101402_200863838 | node_8101402_200863839 | 195.137 | bal_3P_477AL | 8101402 | no | no |  |  | no |  |  | 0 | 0 | 0 | 0
oh_line_8101402_200863840 |  | ABCD | node_8101402_200863839 | node_8101402_200863840 | 167.59 | bal_3P_477AL | 8101402 | no | no |  |  | no |  |  | 0 | 0 | 0 | 0
oh_line_8101402_200863841 |  | ABCD | node_8101402_200863840 | node_8101402_200863841 | 222.511 | bal_3P_477AL | 8101402 | no | no |  |  | no |  |  | 0 | 0 | 0 | 0
oh_line_8101402_200863842 |  | ABCD | node_8101402_200863841 | node_8101402_200863842 | 218.894 | bal_3P_477AL | 8101402 | no | no |  |  | no |  |  | 0 | 0 | 0 | 0
oh_line_8101402_200863843 |  | ABCD | node_8101402_200863842 | node_8101402_200863843 | 153.033 | bal_3P_477AL | 8101402 | no | no |  |  | no |  |  | 0 | 0 | 0 | 0
oh_line_8101402_200863844 |  | ABCD | node_8101402_200863843 | node_8101402_200863844 | 172.033 | bal_3P_477AL | 8101402 | no | no |  |  | no |  |  | 0 | 0 | 0 | 0
oh_line_8101402_200863846 |  | AD | node_8101402_200863844 | node_intto1_8101402_200863846 | 337.472 | bal_1P_2AC | 8101402 | no | no |  |  | no |  |  | 0 | 0 | 0 | 0
oh_line_8101402_200864184 |  | ABCD | node_8101402_200864186 | node_8101402_200864184 | 156.51 | bal_3P_336AC | 8101402 | no | no |  |  | no |  |  | 0 | 0 | 0 | 0
oh_line_8101402_200864185 |  | ABCD | node_8101402_200864184 | node_8101402_200864185 | 151.725 | bal_3P_336AC | 8101402 | no | no |  |  | no |  |  | 0 | 0 | 0 | 0
oh_line_8101402_200864186 |  | ABCD | node_8101402_310055439 | node_8101402_200864186 | 160.969 | bal_3P_336AC | 8101402 | no | no |  |  | no |  |  | 0 | 0 | 0 | 0
oh_line_8101402_200864192 |  | ABCD | node_8101402_200864195 | node_8101402_200864192 | 159.676 | bal_3P_336AC | 8101402 | no | no |  |  | no |  |  | 0 | 0 | 0 | 0
oh_line_8101402_200864195 |  | ABCD | node_8101402_310055381 | node_8101402_200864195 | 148.359 | bal_3P_336AC | 8101402 | no | no |  |  | no |  |  | 0 | 0 | 0 | 0
oh_line_8101402_200864199 |  | ABCD | node_8101402_310055374 | node_8101402_200864199 | 140.868 | bal_3P_336AC | 8101402 | no | no |  |  | no |  |  | 0 | 0 | 0 | 0
oh_line_8101402_200864200 |  | ABCD | node_8101402_200864199 | node_8101402_200864200 | 86.507 | bal_3P_1/0AC | 8101402 | no | no |  |  | no |  |  | 0 | 0 | 0 | 0
oh_line_8101402_200864208 |  | ABCD | node_8101402_310055363 | node_8101402_200864208 | 138.024 | bal_3P_336AC | 8101402 | no | no |  |  | no |  |  | 0 | 0 | 0 | 0
oh_line_8101402_200864214 |  | ABCD | node_8101402_310055343 | node_8101402_200864214 | 205.309 | bal_3P_336AC | 8101402 | no | no |  |  | no |  |  | 0 | 0 | 0 | 0
oh_line_8101402_200864217 |  | ABCD | node_8101402_310055336 | node_8101402_200864217 | 213.059 | bal_3P_336AC | 8101402 | no | no |  |  | no |  |  | 0 | 0 | 0 | 0
oh_line_8101402_200864218 |  | ABCD | node_8101402_200864217 | node_8101402_200864218 | 51.112 | bal_3P_1/0AC | 8101402 | no | no |  |  | no |  |  | 0 | 0 | 0 | 0
oh_line_8101402_200864219 |  | ABCD | node_8101402_200864218 | node_8101402_200864219 | 218.454 | bal_3P_1/0AC | 8101402 | no | no |  |  | no |  |  | 0 | 0 | 0 | 0
oh_line_8101402_200864220 |  | ABCD | node_8101402_200864219 | node_intto1_8101402_200864220 | 138.572 | bal_3P_1/0AC | 8101402 | no | no |  |  | no |  |  | 0 | 0 | 0 | 0
oh_line_8101402_200864388 |  | ABCD | node_8101402_200861627 | node_8101402_200864388 | 52.597 | bal_3P_1/0AA | 8101402 | no | no |  |  | no |  |  | 0 | 0 | 0 | 0
oh_line_8101402_200864396 |  | ABCD | node_8101402_200864397 | node_8101402_200864396 | 146.565 | bal_3P_1/0AA | 8101402 | no | no |  |  | no |  |  | 0 | 0 | 0 | 0
oh_line_8101402_200864397 |  | ABCD | node_8101402_200864388 | node_8101402_200864397 | 73.499 | bal_3P_1/0AA | 8101402 | no | no |  |  | no |  |  | 0 | 0 | 0 | 0
oh_line_8101402_200864563 |  | ABCD | node_8101402_200864589 | node_8101402_200864563 | 156.298 | bal_3P_4CU | 8101402 | no | no |  |  | no |  |  | 0 | 0 | 0 | 0
oh_line_8101402_200864564 |  | ABCD | node_8101402_200864563 | node_8101402_200864564 | 172.975 | bal_3P_4CU | 8101402 | no | no |  |  | no |  |  | 0 | 0 | 0 | 0
oh_line_8101402_200864565 |  | ABCD | node_8101402_200864564 | node_8101402_200864565 | 153.332 | bal_3P_4CU | 8101402 | no | no |  |  | no |  |  | 0 | 0 | 0 | 0
oh_line_8101402_200864567 |  | ABCD | node_8101402_200864565 | node_8101402_200864567 | 151.716 | bal_3P_4CU | 8101402 | no | no |  |  | no |  |  | 0 | 0 | 0 | 0
oh_line_8101402_200864569 |  | AD | node_8101402_200864567 | node_8101402_200864569 | 152.794 | bal_1P_4CU | 8101402 | no | no |  |  | no |  |  | 0 | 0 | 0 | 0
oh_line_8101402_200864571 |  | AD | node_8101402_200864569 | node_intto1_8101402_200864571 | 118.92 | bal_1P_4CU | 8101402 | no | no |  |  | no |  |  | 0 | 0 | 0 | 0
oh_line_8101402_200864572 |  | AD | node_8101402_200864571 | node_8101402_200864572 | 53.946 | bal_1P_4CU | 8101402 | no | no |  |  | no |  |  | 0 | 0 | 0 | 0
oh_line_8101402_200864573 |  | AD | node_8101402_200864572 | node_8101402_200864573 | 201.819 | bal_1P_4CU | 8101402 | no | no |  |  | no |  |  | 0 | 0 | 0 | 0
oh_line_8101402_200864575 |  | AD | node_8101402_200864573 | node_8101402_200864575 | 133.04 | bal_1P_1/0AC | 8101402 | no | no |  |  | no |  |  | 0 | 0 | 0 | 0
oh_line_8101402_200864576 |  | AD | node_8101402_200864575 | node_8101402_200864576 | 196.44 | bal_1P_1/0AC | 8101402 | no | no |  |  | no |  |  | 0 | 0 | 0 | 0
oh_line_8101402_200864579 |  | AD | node_8101402_200864576 | node_8101402_200864579 | 225.625 | bal_1P_1/0AC | 8101402 | no | no |  |  | no |  |  | 0 | 0 | 0 | 0
oh_line_8101402_200864588 |  | ABCD | node_8101402_200861636 | node_8101402_200864588 | 46.47 | bal_3P_4/0AL | 8101402 | no | no |  |  | no |  |  | 0 | 0 | 0 | 0
oh_line_8101402_200864589 |  | ABCD | node_8101402_200864588 | node_intto1_8101402_200864589 | 77.914 | bal_3P_4CU | 8101402 | no | no |  |  | no |  |  | 0 | 0 | 0 | 0
oh_line_8101402_200864625 |  | AD | node_8101402_200864626 | node_8101402_200864625 | 99.289 | bal_1P_1/0AA | 8101402 | no | no |  |  | no |  |  | 0 | 0 | 0 | 0
oh_line_8101402_200864626 |  | AD | node_8101402_200861615 | node_8101402_200864626 | 133.509 | bal_1P_1/0AA | 8101402 | no | no |  |  | no |  |  | 0 | 0 | 0 | 0
oh_line_8101402_200864637 |  | AD | node_8101402_200864638 | node_8101402_200864637 | 93.266 | bal_1P_4CU | 8101402 | no | no |  |  | no |  |  | 0 | 0 | 0 | 0
oh_line_8101402_200864638 |  | ABCD | node_8101402_200864639 | node_8101402_200864638 | 141.31 | bal_3P_336AC | 8101402 | no | no |  |  | no |  |  | 0 | 0 | 0 | 0
oh_line_8101402_200864639 |  | ABCD | node_8101402_200861629 | node_8101402_200864639 | 132.995 | bal_3P_336AC | 8101402 | no | no |  |  | no |  |  | 0 | 0 | 0 | 0
oh_line_8101402_200864646 |  | AD | node_8101402_200864647 | node_8101402_200864646 | 118.809 | bal_1P_1/0AC | 8101402 | no | no |  |  | no |  |  | 0 | 0 | 0 | 0
oh_line_8101402_200864647 |  | AD | node_8101402_200864648 | node_8101402_200864647 | 96.291 | bal_1P_4CU | 8101402 | no | no |  |  | no |  |  | 0 | 0 | 0 | 0
oh_line_8101402_200864648 |  | AD | node_8101402_200864649 | node_8101402_200864648 | 102.097 | bal_1P_4CU | 8101402 | no | no |  |  | no |  |  | 0 | 0 | 0 | 0
oh_line_8101402_200864649 |  | AD | node_8101402_200864637 | node_8101402_200864649 | 100.3 | bal_1P_4CU | 8101402 | no | no |  |  | no |  |  | 0 | 0 | 0 | 0
oh_line_8101402_200864779 |  | AD | node_8101402_200862097 | node_intto1_8101402_200864779 | 395.25 | bal_1P_2AC | 8101402 | no | no |  |  | no |  |  | 0 | 0 | 0 | 0
oh_line_8101402_200864781 |  | AD | node_8101402_200864779 | node_8101402_200864781 | 203.138 | bal_1P_2AC | 8101402 | no | no |  |  | no |  |  | 0 | 0 | 0 | 0
oh_line_8101402_200864782 |  | AD | node_8101402_200864781 | node_8101402_200864782 | 207.179 | bal_1P_2AC | 8101402 | no | no |  |  | no |  |  | 0 | 0 | 0 | 0
oh_line_8101402_200864783 |  | AD | node_8101402_200864782 | node_8101402_200864783 | 397.76 | bal_1P_2AC | 8101402 | no | no |  |  | no |  |  | 0 | 0 | 0 | 0
oh_line_8101402_200864784 |  | AD | node_8101402_200864783 | node_8101402_200864784 | 300.384 | bal_1P_2AC | 8101402 | no | no |  |  | no |  |  | 0 | 0 | 0 | 0
oh_line_8101402_200864785 |  | AD | node_8101402_200864784 | node_8101402_200864785 | 280.283 | bal_1P_2AC | 8101402 | no | no |  |  | no |  |  | 0 | 0 | 0 | 0
oh_line_8101402_200864787 |  | AD | node_8101402_200864785 | node_8101402_200864787 | 250.691 | bal_1P_2AC | 8101402 | no | no |  |  | no |  |  | 0 | 0 | 0 | 0
oh_line_8101402_200864790 |  | AD | node_8101402_200864787 | node_8101402_200864790 | 230.742 | bal_1P_1/0AC | 8101402 | no | no |  |  | no |  |  | 0 | 0 | 0 | 0
oh_line_8101402_200864792 |  | AD | node_8101402_200864790 | node_8101402_200864792 | 209.934 | bal_1P_1/0AC | 8101402 | no | no |  |  | no |  |  | 0 | 0 | 0 | 0
oh_line_8101402_200864793 |  | AD | node_8101402_200864792 | node_8101402_200864793 | 253.292 | bal_1P_1/0AC | 8101402 | no | no |  |  | no |  |  | 0 | 0 | 0 | 0
oh_line_8101402_200864795 |  | AD | node_8101402_200864792 | node_8101402_200864795 | 359.786 | bal_1P_1/0AA | 8101402 | no | no |  |  | no |  |  | 0 | 0 | 0 | 0
oh_line_8101402_200865616 |  | ABCD | node_8101402_200865617 | node_8101402_200865616 | 206.031 | bal_3P_477AL | 8101402 | no | no |  |  | no |  |  | 0 | 0 | 0 | 0
oh_line_8101402_200865617 |  | ABCD | node_8101402_200865618 | node_8101402_200865617 | 221.345 | bal_3P_477AL | 8101402 | no | no |  |  | no |  |  | 0 | 0 | 0 | 0
oh_line_8101402_200865618 |  | ABCD | node_8101402_200865619 | node_8101402_200865618 | 210.568 | bal_3P_477AL | 8101402 | no | no |  |  | no |  |  | 0 | 0 | 0 | 0
oh_line_8101402_200865619 |  | ABCD | node_8101402_200865620 | node_8101402_200865619 | 205.691 | bal_3P_477AL | 8101402 | no | no |  |  | no |  |  | 0 | 0 | 0 | 0
oh_line_8101402_200865620 |  | ABCD | node_8101402_200865621 | node_8101402_200865620 | 216.172 | bal_3P_477AL | 8101402 | no | no |  |  | no |  |  | 0 | 0 | 0 | 0
oh_line_8101402_200865621 |  | ABCD | node_8101402_200865622 | node_8101402_200865621 | 214.574 | bal_3P_477AL | 8101402 | no | no |  |  | no |  |  | 0 | 0 | 0 | 0
oh_line_8101402_200865622 |  | ABCD | node_8101402_200865623 | node_8101402_200865622 | 183.833 | bal_3P_477AL | 8101402 | no | no |  |  | no |  |  | 0 | 0 | 0 | 0
oh_line_8101402_200865623 |  | ABCD | node_8101402_200865624 | node_8101402_200865623 | 191.75 | bal_3P_477AL | 8101402 | no | no |  |  | no |  |  | 0 | 0 | 0 | 0
oh_line_8101402_200865624 |  | ABCD | node_8101402_200865625 | node_8101402_200865624 | 214.315 | bal_3P_477AL | 8101402 | no | no |  |  | no |  |  | 0 | 0 | 0 | 0
oh_line_8101402_200865625 |  | ABCD | node_8101402_200865626 | node_8101402_200865625 | 188.928 | bal_3P_477AL | 8101402 | no | no |  |  | no |  |  | 0 | 0 | 0 | 0
oh_line_8101402_200865626 |  | ABCD | node_8101402_200865627 | node_intto1_8101402_200865626 | 121.998 | bal_3P_477AL | 8101402 | no | no |  |  | no |  |  | 0 | 0 | 0 | 0
oh_line_8101402_200865627 |  | ABCD | node_8101402_200865923 | node_8101402_200865627 | 117.274 | bal_3P_477AL | 8101402 | no | no |  |  | no |  |  | 0 | 0 | 0 | 0
oh_line_8101402_200865773 |  | AD | node_8101402_201059057 | node_8101402_200865773 | 151.303 | bal_1P_1/0AA | 8101402 | no | no |  |  | no |  |  | 0 | 0 | 0 | 0
oh_line_8101402_200865774 |  | AD | node_8101402_200865773 | node_intto1_8101402_200865774 | 168.63 | bal_1P_1/0AA | 8101402 | no | no |  |  | no |  |  | 0 | 0 | 0 | 0
oh_line_8101402_200865776 |  | AD | node_8101402_200865774 | node_8101402_200865776 | 208.707 | bal_1P_1/0AA | 8101402 | no | no |  |  | no |  |  | 0 | 0 | 0 | 0
oh_line_8101402_200865778 |  | ABCD | node_SOURCE_8101402 | node_8101402_200865778 | 69.01 | bal_3P_477AL | 8101402 | no | no |  |  | no |  |  | 0 | 0 | 0 | 0
oh_line_8101402_200865779 |  | ABCD | node_8101402_200865782 | node_8101402_200865779 | 173.164 | bal_3P_336AC | 8101402 | no | no |  |  | no |  |  | 0 | 0 | 0 | 0
oh_line_8101402_200865782 |  | ABCD | node_8101402_200970671 | node_8101402_200865782 | 152.474 | bal_3P_336AC | 8101402 | no | no |  |  | no |  |  | 0 | 0 | 0 | 0
oh_line_8101402_200865816 |  | ABCD | node_8101402_200865835 | node_8101402_200865816 | 104.565 | bal_3P_336AC | 8101402 | no | no |  |  | no |  |  | 0 | 0 | 0 | 0
oh_line_8101402_200865835 |  | ABCD | node_8101402_200865855 | node_8101402_200865835 | 127.446 | bal_3P_336AC | 8101402 | no | no |  |  | no |  |  | 0 | 0 | 0 | 0
oh_line_8101402_200865855 |  | ABCD | node_8101402_200865872 | node_8101402_200865855 | 151.63 | bal_3P_336AC | 8101402 | no | no |  |  | no |  |  | 0 | 0 | 0 | 0
oh_line_8101402_200865872 |  | ABCD | node_8101402_200865873 | node_8101402_200865872 | 140.68 | bal_3P_336AC | 8101402 | no | no |  |  | no |  |  | 0 | 0 | 0 | 0
oh_line_8101402_200865873 |  | ABCD | node_8101402_200865892 | node_8101402_200865873 | 141.579 | bal_3P_477AL | 8101402 | no | no |  |  | no |  |  | 0 | 0 | 0 | 0
oh_line_8101402_200865892 |  | ABCD | node_8101402_200959423 | node_8101402_200865892 | 136.458 | bal_3P_477AL | 8101402 | no | no |  |  | no |  |  | 0 | 0 | 0 | 0
oh_line_8101402_200865923 |  | ABCD | node_8101402_200865778 | node_intto1_8101402_200865923 | 17.787 | bal_3P_4/0AA | 8101402 | no | no |  |  | no |  |  | 0 | 0 | 0 | 0
oh_line_8101402_200865926 |  | ABCD | node_8101402_200865927 | node_8101402_200865926 | 250.212 | bal_3P_2AC | 8101402 | no | no |  |  | no |  |  | 0 | 0 | 0 | 0
oh_line_8101402_200865927 |  | ABCD | node_8101402_200865929 | node_8101402_200865927 | 139.614 | bal_3P_2AC | 8101402 | no | no |  |  | no |  |  | 0 | 0 | 0 | 0
oh_line_8101402_200865929 |  | ABCD | node_8101402_200865968 | node_8101402_200865929 | 249.129 | bal_3P_2AC | 8101402 | no | no |  |  | no |  |  | 0 | 0 | 0 | 0
oh_line_8101402_200865931 |  | ABCD | node_8101402_200865987 | node_8101402_200865931 | 358.058 | bal_3P_2AC | 8101402 | no | no |  |  | no |  |  | 0 | 0 | 0 | 0
oh_line_8101402_200865932 |  | ABCD | node_8101402_200865931 | node_8101402_200865932 | 295.794 | bal_3P_1/0AA | 8101402 | no | no |  |  | no |  |  | 0 | 0 | 0 | 0
oh_line_8101402_200865933 |  | ABCD | node_8101402_200865932 | node_8101402_200865933 | 89.323 | bal_3P_1/0AA | 8101402 | no | no |  |  | no |  |  | 0 | 0 | 0 | 0
oh_line_8101402_200865934 |  | AD | node_8101402_200865926 | node_8101402_200865934 | 260.831 | bal_1P_1/0AC | 8101402 | no | no |  |  | no |  |  | 0 | 0 | 0 | 0
oh_line_8101402_200865935 |  | AD | node_8101402_200865934 | node_8101402_200865935 | 87.972 | bal_1P_2AC | 8101402 | no | no |  |  | no |  |  | 0 | 0 | 0 | 0
oh_line_8101402_200865939 |  | AD | node_8101402_200865935 | node_8101402_200865939 | 292.569 | bal_1P_2AC | 8101402 | no | no |  |  | no |  |  | 0 | 0 | 0 | 0
oh_line_8101402_200865940 |  | AD | node_8101402_200865939 | node_8101402_200865940 | 264.03 | bal_1P_2AC | 8101402 | no | no |  |  | no |  |  | 0 | 0 | 0 | 0
oh_line_8101402_200865941 |  | AD | node_8101402_200865934 | node_8101402_200865941 | 146.89 | bal_1P_1/0AC | 8101402 | no | no |  |  | no |  |  | 0 | 0 | 0 | 0
oh_line_8101402_200865943 |  | AD | node_8101402_200865941 | node_8101402_200865943 | 187.825 | bal_1P_1/0AC | 8101402 | no | no |  |  | no |  |  | 0 | 0 | 0 | 0
oh_line_8101402_200865944 |  | AD | node_8101402_200865943 | node_8101402_200865944 | 178.673 | bal_1P_1/0AA | 8101402 | no | no |  |  | no |  |  | 0 | 0 | 0 | 0
oh_line_8101402_200865953 |  | ABCD | node_8101402_200863386 | node_8101402_200865953 | 173.227 | bal_3P_1/0AA | 8101402 | no | no |  |  | no |  |  | 0 | 0 | 0 | 0
oh_line_8101402_200865955 |  | ABCD | node_8101402_200865953 | node_8101402_200865955 | 218.885 | bal_3P_1/0AA | 8101402 | no | no |  |  | no |  |  | 0 | 0 | 0 | 0
oh_line_8101402_200865956 |  | ABCD | node_8101402_200865955 | node_8101402_200865956 | 339.04 | bal_3P_1/0AA | 8101402 | no | no |  |  | no |  |  | 0 | 0 | 0 | 0
oh_line_8101402_200865957 |  | ABCD | node_8101402_200865956 | node_intto1_8101402_200865957 | 223.737 | bal_3P_1/0AA | 8101402 | no | no |  |  | no |  |  | 0 | 0 | 0 | 0
oh_line_8101402_200865958 |  | AD | node_8101402_200865957 | node_8101402_200865958 | 335.678 | bal_1P_2AC | 8101402 | no | no |  |  | no |  |  | 0 | 0 | 0 | 0
oh_line_8101402_200865959 |  | ABCD | node_8101402_200865957 | node_8101402_200865959 | 209.436 | bal_3P_1/0AA | 8101402 | no | no |  |  | no |  |  | 0 | 0 | 0 | 0
oh_line_8101402_200865961 |  | ABCD | node_8101402_200865959 | node_8101402_200865961 | 170.769 | bal_3P_1/0AA | 8101402 | no | no |  |  | no |  |  | 0 | 0 | 0 | 0
oh_line_8101402_200865962 |  | AD | node_8101402_200865961 | node_8101402_200865962 | 322.374 | bal_1P_2AC | 8101402 | no | no |  |  | no |  |  | 0 | 0 | 0 | 0
oh_line_8101402_200865963 |  | ABCD | node_8101402_200865961 | node_8101402_200865963 | 173.602 | bal_3P_1/0AA | 8101402 | no | no |  |  | no |  |  | 0 | 0 | 0 | 0
oh_line_8101402_200865964 |  | AD | node_8101402_200865963 | node_8101402_200865964 | 197.584 | bal_1P_2AC | 8101402 | no | no |  |  | no |  |  | 0 | 0 | 0 | 0
oh_line_8101402_200865965 |  | AD | node_8101402_200865964 | node_8101402_200865965 | 198.674 | bal_1P_2AC | 8101402 | no | no |  |  | no |  |  | 0 | 0 | 0 | 0
oh_line_8101402_200865966 |  | AD | node_8101402_200865965 | node_8101402_200865966 | 180.284 | bal_1P_1/0AA | 8101402 | no | no |  |  | no |  |  | 0 | 0 | 0 | 0
oh_line_8101402_200865967 |  | AD | node_8101402_200865965 | node_8101402_200865967 | 298.968 | bal_1P_2AC | 8101402 | no | no |  |  | no |  |  | 0 | 0 | 0 | 0
oh_line_8101402_200865968 |  | ABCD | node_8101402_200865969 | node_8101402_200865968 | 187.796 | bal_3P_2AC | 8101402 | no | no |  |  | no |  |  | 0 | 0 | 0 | 0
oh_line_8101402_200865969 |  | ABCD | node_8101402_200865972 | node_8101402_200865969 | 334.716 | bal_3P_2AC | 8101402 | no | no |  |  | no |  |  | 0 | 0 | 0 | 0
oh_line_8101402_200865972 |  | ABCD | node_8101402_200865974 | node_8101402_200865972 | 358.364 | bal_3P_2AC | 8101402 | no | no |  |  | no |  |  | 0 | 0 | 0 | 0
oh_line_8101402_200865974 |  | ABCD | node_8101402_200865976 | node_intto1_8101402_200865974 | 219.607 | bal_3P_2AC | 8101402 | no | no |  |  | no |  |  | 0 | 0 | 0 | 0
oh_line_8101402_200865976 |  | ABCD | node_8101402_200863844 | node_8101402_200865976 | 214.171 | bal_3P_2AC | 8101402 | no | no |  |  | no |  |  | 0 | 0 | 0 | 0
oh_line_8101402_200865978 |  | ABCD | node_8101402_200863844 | node_8101402_200865978 | 211.83 | bal_3P_2AC | 8101402 | no | no |  |  | no |  |  | 0 | 0 | 0 | 0
oh_line_8101402_200865979 |  | ABCD | node_8101402_200865978 | node_8101402_200865979 | 257.602 | bal_3P_2AC | 8101402 | no | no |  |  | no |  |  | 0 | 0 | 0 | 0
oh_line_8101402_200865980 |  | ABCD | node_8101402_200865979 | node_8101402_200865980 | 242.124 | bal_3P_2AC | 8101402 | no | no |  |  | no |  |  | 0 | 0 | 0 | 0
oh_line_8101402_200865982 |  | ABCD | node_8101402_200865980 | node_8101402_200865982 | 252.407 | bal_3P_2AC | 8101402 | no | no |  |  | no |  |  | 0 | 0 | 0 | 0
oh_line_8101402_200865984 |  | ABCD | node_8101402_200865982 | node_8101402_200865984 | 335.535 | bal_3P_2AC | 8101402 | no | no |  |  | no |  |  | 0 | 0 | 0 | 0
oh_line_8101402_200865985 |  | ABCD | node_8101402_200865984 | node_8101402_200865985 | 197.82 | bal_3P_2AC | 8101402 | no | no |  |  | no |  |  | 0 | 0 | 0 | 0
oh_line_8101402_200865986 |  | AD | node_8101402_200865985 | node_8101402_200865986 | 66.072 | bal_1P_1/0AA | 8101402 | no | no |  |  | no |  |  | 0 | 0 | 0 | 0
oh_line_8101402_200865987 |  | ABCD | node_8101402_200865985 | node_8101402_200865987 | 374.627 | bal_3P_2AC | 8101402 | no | no |  |  | no |  |  | 0 | 0 | 0 | 0
oh_line_8101402_200865989 |  | ABCD | node_8101402_200865987 | node_8101402_200865989 | 291.456 | bal_3P_2AC | 8101402 | no | no |  |  | no |  |  | 0 | 0 | 0 | 0
oh_line_8101402_200865990 |  | ABCD | node_8101402_200865989 | node_8101402_200865990 | 68.413 | bal_3P_2AC | 8101402 | no | no |  |  | no |  |  | 0 | 0 | 0 | 0
oh_line_8101402_200917667 |  | ABCD | node_8101402_200861619 | node_intto1_8101402_200917667 | 75.199 | bal_3P_1/0AC | 8101402 | no | no |  |  | no |  |  | 0 | 0 | 0 | 0
oh_line_8101402_200959422 |  | ABCD | node_8101402_200865923 | node_8101402_200959422 | 140.615 | bal_3P_477AL | 8101402 | no | no |  |  | no |  |  | 0 | 0 | 0 | 0
oh_line_8101402_200959423 |  | ABCD | node_8101402_200959422 | node_intto1_8101402_200959423 | 146.6 | bal_3P_477AL | 8101402 | no | no |  |  | no |  |  | 0 | 0 | 0 | 0
oh_line_8101402_200968547 |  | ABCD | node_8101402_200862934 | node_8101402_200968547 | 102.677 | bal_3P_1/0AL | 8101402 | no | no |  |  | no |  |  | 0 | 0 | 0 | 0
oh_line_8101402_200970671 |  | ABCD | node_8101402_200865816 | node_8101402_200970671 | 101.054 | bal_3P_336AC | 8101402 | no | no |  |  | no |  |  | 0 | 0 | 0 | 0
oh_line_8101402_200980068 |  | AD | node_8101402_200863399 | node_8101402_200980068 | 176.058 | bal_1P_1/0AA | 8101402 | no | no |  |  | no |  |  | 0 | 0 | 0 | 0
oh_line_8101402_200981871 |  | AD | node_8101402_200862088 | node_8101402_200981871 | 99.669 | bal_1P_1/0AA | 8101402 | no | no |  |  | no |  |  | 0 | 0 | 0 | 0
oh_line_8101402_200982423 |  | ABCD | node_8101402_200861351 | node_8101402_200982423 | 175.373 | bal_3P_336AL | 8101402 | no | no |  |  | no |  |  | 0 | 0 | 0 | 0
oh_line_8101402_201010227 |  | AD | node_8101402_200865944 | node_8101402_201010227 | 169.989 | bal_1P_1/0AA | 8101402 | no | no |  |  | no |  |  | 0 | 0 | 0 | 0
oh_line_8101402_201015182 |  | ABCD | node_8101402_200861617 | node_8101402_201015182 | 75.622 | bal_3P_477AL | 8101402 | no | no |  |  | no |  |  | 0 | 0 | 0 | 0
oh_line_8101402_201024144 |  | AD | node_8101402_200861760 | node_8101402_201024144 | 98.824 | bal_1P_1/0AC | 8101402 | no | no |  |  | no |  |  | 0 | 0 | 0 | 0
oh_line_8101402_201059057 |  | ABCD | node_8101402_310055354 | node_8101402_201059057 | 195.916 | bal_3P_336AC | 8101402 | no | no |  |  | no |  |  | 0 | 0 | 0 | 0
oh_line_8101402_310055324 |  | ABCD | node_8101402_200865779 | node_8101402_310055324 | 31.97 | bal_3P_336AC | 8101402 | no | no |  |  | no |  |  | 0 | 0 | 0 | 0
oh_line_8101402_310055336 |  | ABCD | node_8101402_310055324 | node_8101402_310055336 | 207.268 | bal_3P_336AC | 8101402 | no | no |  |  | no |  |  | 0 | 0 | 0 | 0
oh_line_8101402_310055343 |  | ABCD | node_8101402_200864217 | node_8101402_310055343 | 111.758 | bal_3P_336AC | 8101402 | no | no |  |  | no |  |  | 0 | 0 | 0 | 0
oh_line_8101402_310055354 |  | ABCD | node_8101402_200864214 | node_8101402_310055354 | 168.608 | bal_3P_336AC | 8101402 | no | no |  |  | no |  |  | 0 | 0 | 0 | 0
oh_line_8101402_310055363 |  | ABCD | node_8101402_201059057 | node_intto1_8101402_310055363 | 163.023 | bal_3P_336AC | 8101402 | no | no |  |  | no |  |  | 0 | 0 | 0 | 0
oh_line_8101402_310055373 |  | ABCD | node_8101402_200864208 | node_8101402_310055373 | 173.512 | bal_3P_336AC | 8101402 | no | no |  |  | no |  |  | 0 | 0 | 0 | 0
oh_line_8101402_310055374 |  | ABCD | node_8101402_310055373 | node_8101402_310055374 | 201.216 | bal_3P_336AC | 8101402 | no | no |  |  | no |  |  | 0 | 0 | 0 | 0
oh_line_8101402_310055377 |  | ABCD | node_8101402_200864199 | node_8101402_310055377 | 164.003 | bal_3P_336AC | 8101402 | no | no |  |  | no |  |  | 0 | 0 | 0 | 0
oh_line_8101402_310055381 |  | ABCD | node_8101402_310055377 | node_8101402_310055381 | 205.231 | bal_3P_336AC | 8101402 | no | no |  |  | no |  |  | 0 | 0 | 0 | 0
oh_line_8101402_310055427 |  | ABCD | node_8101402_200864192 | node_8101402_310055427 | 162.06 | bal_3P_336AC | 8101402 | no | no |  |  | no |  |  | 0 | 0 | 0 | 0
oh_line_8101402_310055439 |  | ABCD | node_8101402_310055427 | node_8101402_310055439 | 205.308 | bal_3P_336AC | 8101402 | no | no |  |  | no |  |  | 0 | 0 | 0 | 0
oh_line_8101402_311886764 |  | AD | node_8101402_200861715 | node_8101402_311886764 | 152.663 | bal_1P_1/0AA | 8101402 | no | no |  |  | no |  |  | 0 | 0 | 0 | 0
oh_line_8101402_312000122 |  | AD | node_8101402_200862086 | node_intto1_8101402_312000122 | 51.518 | bal_1P_1/0AA | 8101402 | no | no |  |  | no |  |  | 0 | 0 | 0 | 0
oh_line_8101402_312088241 |  | AD | node_8101402_200862795 | node_8101402_312088241 | 65.194 | bal_1P_1/0AC | 8101402 | no | no |  |  | no |  |  | 0 | 0 | 0 | 0
oh_line_8101402_312090228 |  | ABCD | node_8101402_200861619 | node_8101402_312090228 | 134.441 | bal_3P_336AL | 8101402 | no | no |  |  | no |  |  | 0 | 0 | 0 | 0
oh_line_8101402_312095083 |  | ABCD | node_8101402_312090228 | node_8101402_312095083 | 130.153 | bal_3P_477AL | 8101402 | no | no |  |  | no |  |  | 0 | 0 | 0 | 0
oh_line_8101402_312127760 |  | ABCD | node_8101402_200861754 | node_8101402_312127760 | 74.353 | bal_3P_1AC | 8101402 | no | no |  |  | no |  |  | 0 | 0 | 0 | 0
oh_line_TAP_OH_905054 |  | ABCN | node_8101402_200861353 | node_1357372_493_15289430_557 | 0.033 | unb_TAPWIRE_OH | 8101402 | no | no |  |  | no |  |  | 0 | 0 | 0 | 0
oh_line_TAP_OH_905055 |  | ABCN | node_8101402_200861360 | node_1358087_253_15289519_883 | 0.033 | unb_TAPWIRE_OH | 8101402 | no | no |  |  | no |  |  | 0 | 0 | 0 | 0
oh_line_TAP_OH_905080 |  | ABCN | node_8101402_200861435 | node_1355495_957_15288505_939 | 0.033 | unb_TAPWIRE_OH | 8101402 | no | no |  |  | no |  |  | 0 | 0 | 0 | 0
oh_line_TAP_OH_905136 |  | ABCN | node_8101402_200861631 | node_1355738_315_15285669_846 | 0.033 | unb_TAPWIRE_OH | 8101402 | no | no |  |  | no |  |  | 0 | 0 | 0 | 0
oh_line_TAP_OH_905137 |  | ABCN | node_8101402_200861633 | node_1355830_179_15287152_941 | 0.033 | unb_TAPWIRE_OH | 8101402 | no | no |  |  | no |  |  | 0 | 0 | 0 | 0
oh_line_TAP_OH_905138 |  | ABCN | node_8101402_200861640 | node_1355889_536_15286374_818 | 0.033 | unb_TAPWIRE_OH | 8101402 | no | no |  |  | no |  |  | 0 | 0 | 0 | 0
oh_line_TAP_OH_905152 |  | AN | node_8101402_200861714 | node_1356280_705_15285165_029 | 0.033 | unb_TAPWIRE_OH | 8101402 | no | no |  |  | no |  |  | 0 | 0 | 0 | 0
oh_line_TAP_OH_905153 |  | AN | node_8101402_200861720 | node_1356118_259_15286144_119 | 0.033 | unb_TAPWIRE_OH | 8101402 | no | no |  |  | no |  |  | 0 | 0 | 0 | 0
oh_line_TAP_OH_905154 |  | AN | node_8101402_200861725 | node_1356176_019_15285548_364 | 0.033 | unb_TAPWIRE_OH | 8101402 | no | no |  |  | no |  |  | 0 | 0 | 0 | 0
oh_line_TAP_OH_905159 |  | AN | node_8101402_200861743 | node_1355539_685_15284182_571 | 0.033 | unb_TAPWIRE_OH | 8101402 | no | no |  |  | no |  |  | 0 | 0 | 0 | 0
oh_line_TAP_OH_905160 |  | AN | node_8101402_200861744 | node_1355475_524_15284322_492 | 0.033 | unb_TAPWIRE_OH | 8101402 | no | no |  |  | no |  |  | 0 | 0 | 0 | 0
oh_line_TAP_OH_905161 |  | ABCN | node_8101402_200861747 | node_1355650_605_15283231_115 | 0.033 | unb_TAPWIRE_OH | 8101402 | no | no |  |  | no |  |  | 0 | 0 | 0 | 0
oh_line_TAP_OH_905162 |  | ABCN | node_8101402_200861752 | node_1355472_504_15283519_637 | 0.033 | unb_TAPWIRE_OH | 8101402 | no | no |  |  | no |  |  | 0 | 0 | 0 | 0
oh_line_TAP_OH_905163 |  | AN | node_8101402_200861756 | node_1355807_817_15283399_738 | 0.033 | unb_TAPWIRE_OH | 8101402 | no | no |  |  | no |  |  | 0 | 0 | 0 | 0
oh_line_TAP_OH_905164 |  | AN | node_8101402_200861759 | node_1355689_15283839_646 | 0.033 | unb_TAPWIRE_OH | 8101402 | no | no |  |  | no |  |  | 0 | 0 | 0 | 0
oh_line_TAP_OH_905248 |  | AN | node_8101402_200862065 | node_1363060_291_15284983_856 | 0.033 | unb_TAPWIRE_OH | 8101402 | no | no |  |  | no |  |  | 0 | 0 | 0 | 0
oh_line_TAP_OH_905249 |  | ABCN | node_8101402_200862069 | node_1364967_287_15285728_679 | 0.033 | unb_TAPWIRE_OH | 8101402 | no | no |  |  | no |  |  | 0 | 0 | 0 | 0
oh_line_TAP_OH_905250 |  | ABCN | node_8101402_200862071 | node_1364490_454_15285690_129 | 0.033 | unb_TAPWIRE_OH | 8101402 | no | no |  |  | no |  |  | 0 | 0 | 0 | 0
oh_line_TAP_OH_905251 |  | ABCN | node_8101402_200862074 | node_1363539_386_15285646_277 | 0.033 | unb_TAPWIRE_OH | 8101402 | no | no |  |  | no |  |  | 0 | 0 | 0 | 0
oh_line_TAP_OH_905253 |  | ABCN | node_8101402_200862076 | node_1363230_325_15285670_102 | 0.033 | unb_TAPWIRE_OH | 8101402 | no | no |  |  | no |  |  | 0 | 0 | 0 | 0
oh_line_TAP_OH_905254 |  | ABCN | node_8101402_200862080 | node_1362895_696_15285583_821 | 0.033 | unb_TAPWIRE_OH | 8101402 | no | no |  |  | no |  |  | 0 | 0 | 0 | 0
oh_line_TAP_OH_905255 |  | ABCN | node_8101402_200862082 | node_1362667_451_15287376_435 | 0.033 | unb_TAPWIRE_OH | 8101402 | no | no |  |  | no |  |  | 0 | 0 | 0 | 0
oh_line_TAP_OH_905256 |  | AN | node_8101402_200862084 | node_1366532_369_15285690_309 | 0.033 | unb_TAPWIRE_OH | 8101402 | no | no |  |  | no |  |  | 0 | 0 | 0 | 0
oh_line_TAP_OH_905257 |  | AN | node_8101402_200862085 | node_1366443_816_15285832_897 | 0.033 | unb_TAPWIRE_OH | 8101402 | no | no |  |  | no |  |  | 0 | 0 | 0 | 0
oh_line_TAP_OH_905258 |  | AN | node_8101402_200862089 | node_1366234_668_15285434_164 | 0.033 | unb_TAPWIRE_OH | 8101402 | no | no |  |  | no |  |  | 0 | 0 | 0 | 0
oh_line_TAP_OH_905259 |  | AN | node_8101402_200862090 | node_1366047_198_15285382_909 | 0.033 | unb_TAPWIRE_OH | 8101402 | no | no |  |  | no |  |  | 0 | 0 | 0 | 0
oh_line_TAP_OH_905260 |  | AN | node_8101402_200862092 | node_1365580_985_15285450_283 | 0.033 | unb_TAPWIRE_OH | 8101402 | no | no |  |  | no |  |  | 0 | 0 | 0 | 0
oh_line_TAP_OH_905262 |  | AN | node_8101402_200862103 | node_1363028_096_15285314_033 | 0.033 | unb_TAPWIRE_OH | 8101402 | no | no |  |  | no |  |  | 0 | 0 | 0 | 0
oh_line_TAP_OH_905263 |  | ABCN | node_8101402_200862104 | node_1362631_425_15287033_676 | 0.033 | unb_TAPWIRE_OH | 8101402 | no | no |  |  | no |  |  | 0 | 0 | 0 | 0
oh_line_TAP_OH_905264 |  | ABCN | node_8101402_200862108 | node_1362693_445_15286214_847 | 0.033 | unb_TAPWIRE_OH | 8101402 | no | no |  |  | no |  |  | 0 | 0 | 0 | 0
oh_line_TAP_OH_905289 |  | AN | node_8101402_200862168 | node_1356044_041_15285514_188 | 0.033 | unb_TAPWIRE_OH | 8101402 | no | no |  |  | no |  |  | 0 | 0 | 0 | 0
oh_line_TAP_OH_905290 |  | AN | node_8101402_200862171 | node_1356387_278_15285547_088 | 0.033 | unb_TAPWIRE_OH | 8101402 | no | no |  |  | no |  |  | 0 | 0 | 0 | 0
oh_line_TAP_OH_905291 |  | AN | node_8101402_200862176 | node_1357034_216_15285795_013 | 0.033 | unb_TAPWIRE_OH | 8101402 | no | no |  |  | no |  |  | 0 | 0 | 0 | 0
oh_line_TAP_OH_905292 |  | AN | node_8101402_200862178 | node_1357336_606_15285904_024 | 0.033 | unb_TAPWIRE_OH | 8101402 | no | no |  |  | no |  |  | 0 | 0 | 0 | 0
oh_line_TAP_OH_905293 |  | AN | node_8101402_200862179 | node_1357484_347_15285810_549 | 0.033 | unb_TAPWIRE_OH | 8101402 | no | no |  |  | no |  |  | 0 | 0 | 0 | 0
oh_line_TAP_OH_905294 |  | ABCN | node_8101402_200862181 | node_1355015_206_15285555_731 | 0.033 | unb_TAPWIRE_OH | 8101402 | no | no |  |  | no |  |  | 0 | 0 | 0 | 0
oh_line_TAP_OH_905295 |  | ABCN | node_8101402_200862185 | node_1355540_821_15285458_329 | 0.033 | unb_TAPWIRE_OH | 8101402 | no | no |  |  | no |  |  | 0 | 0 | 0 | 0
oh_line_TAP_OH_905418 |  | AN | node_8101402_200862565 | node_1356669_809_15285258_054 | 0.033 | unb_TAPWIRE_OH | 8101402 | no | no |  |  | no |  |  | 0 | 0 | 0 | 0
oh_line_TAP_OH_905419 |  | AN | node_8101402_200862568 | node_1356447_256_15286431_204 | 0.033 | unb_TAPWIRE_OH | 8101402 | no | no |  |  | no |  |  | 0 | 0 | 0 | 0
oh_line_TAP_OH_905420 |  | AN | node_8101402_200862570 | node_1356453_221_15286154_477 | 0.033 | unb_TAPWIRE_OH | 8101402 | no | no |  |  | no |  |  | 0 | 0 | 0 | 0
oh_line_TAP_OH_905421 |  | AN | node_8101402_200862575 | node_1356623_923_15285734_525 | 0.033 | unb_TAPWIRE_OH | 8101402 | no | no |  |  | no |  |  | 0 | 0 | 0 | 0
oh_line_TAP_OH_905482 |  | AN | node_8101402_200862792 | node_1356824_129_15287053_936 | 0.033 | unb_TAPWIRE_OH | 8101402 | no | no |  |  | no |  |  | 0 | 0 | 0 | 0
oh_line_TAP_OH_905484 |  | AN | node_8101402_200862807 | node_1356837_86_15285483_716 | 0.033 | unb_TAPWIRE_OH | 8101402 | no | no |  |  | no |  |  | 0 | 0 | 0 | 0
oh_line_TAP_OH_905485 |  | AN | node_8101402_200862810 | node_1356901_816_15285053_543 | 0.033 | unb_TAPWIRE_OH | 8101402 | no | no |  |  | no |  |  | 0 | 0 | 0 | 0
oh_line_TAP_OH_905490 |  | AN | node_8101402_200862879 | node_1356264_09_15286968_213 | 0.033 | unb_TAPWIRE_OH | 8101402 | no | no |  |  | no |  |  | 0 | 0 | 0 | 0
oh_line_TAP_OH_905492 |  | ABCN | node_8101402_200862888 | node_1356606_824_15287299_622 | 0.033 | unb_TAPWIRE_OH | 8101402 | no | no |  |  | no |  |  | 0 | 0 | 0 | 0
oh_line_TAP_OH_905496 |  | AN | node_8101402_200862897 | node_1357320_221_15285267_554 | 0.033 | unb_TAPWIRE_OH | 8101402 | no | no |  |  | no |  |  | 0 | 0 | 0 | 0
oh_line_TAP_OH_905497 |  | AN | node_8101402_200862904 | node_1357272_077_15286337_037 | 0.033 | unb_TAPWIRE_OH | 8101402 | no | no |  |  | no |  |  | 0 | 0 | 0 | 0
oh_line_TAP_OH_905498 |  | AN | node_8101402_200862907 | node_1357357_514_15285675_914 | 0.033 | unb_TAPWIRE_OH | 8101402 | no | no |  |  | no |  |  | 0 | 0 | 0 | 0
oh_line_TAP_OH_905504 |  | AN | node_8101402_200862930 | node_1356305_445_15288307_255 | 0.033 | unb_TAPWIRE_OH | 8101402 | no | no |  |  | no |  |  | 0 | 0 | 0 | 0
oh_line_TAP_OH_905505 |  | ABCN | node_8101402_200862932 | node_1356358_465_15288570_722 | 0.033 | unb_TAPWIRE_OH | 8101402 | no | no |  |  | no |  |  | 0 | 0 | 0 | 0
oh_line_TAP_OH_905507 |  | ABCN | node_8101402_200862934 | node_1356434_335_15288437_18 | 0.033 | unb_TAPWIRE_OH | 8101402 | no | no |  |  | no |  |  | 0 | 0 | 0 | 0
oh_line_TAP_OH_905637 |  | AN | node_8101402_200863387 | node_1361579_136_15287166_956 | 0.033 | unb_TAPWIRE_OH | 8101402 | no | no |  |  | no |  |  | 0 | 0 | 0 | 0
oh_line_TAP_OH_905638 |  | AN | node_8101402_200863391 | node_1361562_685_15287585_781 | 0.033 | unb_TAPWIRE_OH | 8101402 | no | no |  |  | no |  |  | 0 | 0 | 0 | 0
oh_line_TAP_OH_905639 |  | AN | node_8101402_200863393 | node_1361185_937_15287544_424 | 0.033 | unb_TAPWIRE_OH | 8101402 | no | no |  |  | no |  |  | 0 | 0 | 0 | 0
oh_line_TAP_OH_905640 |  | AN | node_8101402_200863394 | node_1361546_203_15287797_783 | 0.033 | unb_TAPWIRE_OH | 8101402 | no | no |  |  | no |  |  | 0 | 0 | 0 | 0
oh_line_TAP_OH_905641 |  | AN | node_8101402_200863395 | node_1361309_709_15287793_398 | 0.033 | unb_TAPWIRE_OH | 8101402 | no | no |  |  | no |  |  | 0 | 0 | 0 | 0
oh_line_TAP_OH_905748 |  | AN | node_8101402_200863835 | node_1359479_047_15285820_812 | 0.033 | unb_TAPWIRE_OH | 8101402 | no | no |  |  | no |  |  | 0 | 0 | 0 | 0
oh_line_TAP_OH_905749 |  | AN | node_8101402_200863837 | node_1359743_663_15286219_378 | 0.033 | unb_TAPWIRE_OH | 8101402 | no | no |  |  | no |  |  | 0 | 0 | 0 | 0
oh_line_TAP_OH_905750 |  | ABCN | node_8101402_200863844 | node_1359463_994_15285130_773 | 0.033 | unb_TAPWIRE_OH | 8101402 | no | no |  |  | no |  |  | 0 | 0 | 0 | 0
oh_line_TAP_OH_905961 |  | ABCN | node_8101402_200864563 | node_1356094_887_15286776_28 | 0.033 | unb_TAPWIRE_OH | 8101402 | no | no |  |  | no |  |  | 0 | 0 | 0 | 0
oh_line_TAP_OH_905962 |  | ABCN | node_8101402_200864564 | node_1356287_666_15286777_269 | 0.033 | unb_TAPWIRE_OH | 8101402 | no | no |  |  | no |  |  | 0 | 0 | 0 | 0
oh_line_TAP_OH_905963 |  | ABCN | node_8101402_200864567 | node_1356596_443_15286791_028 | 0.033 | unb_TAPWIRE_OH | 8101402 | no | no |  |  | no |  |  | 0 | 0 | 0 | 0
oh_line_TAP_OH_905964 |  | AN | node_8101402_200864575 | node_1357238_229_15286722_868 | 0.033 | unb_TAPWIRE_OH | 8101402 | no | no |  |  | no |  |  | 0 | 0 | 0 | 0
oh_line_TAP_OH_905965 |  | AN | node_8101402_200864579 | node_1357511_075_15286597_825 | 0.033 | unb_TAPWIRE_OH | 8101402 | no | no |  |  | no |  |  | 0 | 0 | 0 | 0
oh_line_TAP_OH_905976 |  | AN | node_8101402_200864626 | node_1355720_724_15286304_524 | 0.033 | unb_TAPWIRE_OH | 8101402 | no | no |  |  | no |  |  | 0 | 0 | 0 | 0
oh_line_TAP_OH_905977 |  | AN | node_8101402_200864646 | node_1355201_521_15285967_282 | 0.033 | unb_TAPWIRE_OH | 8101402 | no | no |  |  | no |  |  | 0 | 0 | 0 | 0
oh_line_TAP_OH_905978 |  | AN | node_8101402_200864649 | node_1355550_225_15285954_689 | 0.033 | unb_TAPWIRE_OH | 8101402 | no | no |  |  | no |  |  | 0 | 0 | 0 | 0
oh_line_TAP_OH_906016 |  | AN | node_8101402_200864779 | node_1365047_806_15285094_512 | 0.033 | unb_TAPWIRE_OH | 8101402 | no | no |  |  | no |  |  | 0 | 0 | 0 | 0
oh_line_TAP_OH_906017 |  | AN | node_8101402_200864781 | node_1364891_972_15284949_716 | 0.033 | unb_TAPWIRE_OH | 8101402 | no | no |  |  | no |  |  | 0 | 0 | 0 | 0
oh_line_TAP_OH_906018 |  | AN | node_8101402_200864782 | node_1364849_05_15284735_788 | 0.033 | unb_TAPWIRE_OH | 8101402 | no | no |  |  | no |  |  | 0 | 0 | 0 | 0
oh_line_TAP_OH_906019 |  | AN | node_8101402_200864783 | node_1364611_234_15284404_076 | 0.033 | unb_TAPWIRE_OH | 8101402 | no | no |  |  | no |  |  | 0 | 0 | 0 | 0
oh_line_TAP_OH_906020 |  | AN | node_8101402_200864784 | node_1364636_775_15284061_03 | 0.033 | unb_TAPWIRE_OH | 8101402 | no | no |  |  | no |  |  | 0 | 0 | 0 | 0
oh_line_TAP_OH_906021 |  | AN | node_8101402_200864785 | node_1364731_367_15283840_344 | 0.033 | unb_TAPWIRE_OH | 8101402 | no | no |  |  | no |  |  | 0 | 0 | 0 | 0
oh_line_TAP_OH_906022 |  | AN | node_8101402_200864787 | node_1364703_135_15283611_745 | 0.033 | unb_TAPWIRE_OH | 8101402 | no | no |  |  | no |  |  | 0 | 0 | 0 | 0
oh_line_TAP_OH_906023 |  | AN | node_8101402_200864790 | node_1364771_482_15283336_041 | 0.033 | unb_TAPWIRE_OH | 8101402 | no | no |  |  | no |  |  | 0 | 0 | 0 | 0
oh_line_TAP_OH_906024 |  | AN | node_8101402_200864792 | node_1364735_819_15283154_84 | 0.033 | unb_TAPWIRE_OH | 8101402 | no | no |  |  | no |  |  | 0 | 0 | 0 | 0
oh_line_TAP_OH_906025 |  | AN | node_8101402_200864793 | node_1365014_578_15283117_01 | 0.033 | unb_TAPWIRE_OH | 8101402 | no | no |  |  | no |  |  | 0 | 0 | 0 | 0
oh_line_TAP_OH_906026 |  | AN | node_8101402_200864795 | node_1364360_365_15283094_518 | 0.033 | unb_TAPWIRE_OH | 8101402 | no | no |  |  | no |  |  | 0 | 0 | 0 | 0
oh_line_TAP_OH_906308 |  | AN | node_8101402_200865776 | node_1356488_044_15283557_841 | 0.033 | unb_TAPWIRE_OH | 8101402 | no | no |  |  | no |  |  | 0 | 0 | 0 | 0
oh_line_TAP_OH_906332 |  | ABCN | node_8101402_200865872 | node_1357226_206_15282497_64 | 0.033 | unb_TAPWIRE_OH | 8101402 | no | no |  |  | no |  |  | 0 | 0 | 0 | 0
oh_line_TAP_OH_906349 |  | ABCN | node_8101402_200865927 | node_1358009_103_15284276_166 | 0.033 | unb_TAPWIRE_OH | 8101402 | no | no |  |  | no |  |  | 0 | 0 | 0 | 0
oh_line_TAP_OH_906350 |  | ABCN | node_8101402_200865929 | node_1358122_586_15284344_609 | 0.033 | unb_TAPWIRE_OH | 8101402 | no | no |  |  | no |  |  | 0 | 0 | 0 | 0
oh_line_TAP_OH_906351 |  | ABCN | node_8101402_200865931 | node_1361268_463_15286451_965 | 0.033 | unb_TAPWIRE_OH | 8101402 | no | no |  |  | no |  |  | 0 | 0 | 0 | 0
oh_line_TAP_OH_906352 |  | ABCN | node_8101402_200865932 | node_1361406_998_15286724_335 | 0.033 | unb_TAPWIRE_OH | 8101402 | no | no |  |  | no |  |  | 0 | 0 | 0 | 0
oh_line_TAP_OH_906353 |  | ABCN | node_8101402_200865933 | node_1361455_87_15286795_841 | 0.033 | unb_TAPWIRE_OH | 8101402 | no | no |  |  | no |  |  | 0 | 0 | 0 | 0
oh_line_TAP_OH_906354 |  | AN | node_8101402_200865940 | node_1357457_894_15284423_202 | 0.033 | unb_TAPWIRE_OH | 8101402 | no | no |  |  | no |  |  | 0 | 0 | 0 | 0
oh_line_TAP_OH_906355 |  | AN | node_8101402_200865943 | node_1357340_24_15283762_113 | 0.033 | unb_TAPWIRE_OH | 8101402 | no | no |  |  | no |  |  | 0 | 0 | 0 | 0
oh_line_TAP_OH_906356 |  | ABCN | node_8101402_200865953 | node_1361635_708_15287158_621 | 0.033 | unb_TAPWIRE_OH | 8101402 | no | no |  |  | no |  |  | 0 | 0 | 0 | 0
oh_line_TAP_OH_906357 |  | ABCN | node_8101402_200865955 | node_1361805_452_15287293_373 | 0.033 | unb_TAPWIRE_OH | 8101402 | no | no |  |  | no |  |  | 0 | 0 | 0 | 0
oh_line_TAP_OH_906358 |  | ABCN | node_8101402_200865956 | node_1361955_623_15287615_096 | 0.033 | unb_TAPWIRE_OH | 8101402 | no | no |  |  | no |  |  | 0 | 0 | 0 | 0
oh_line_TAP_OH_906359 |  | AN | node_8101402_200865958 | node_1362042_016_15288082_123 | 0.033 | unb_TAPWIRE_OH | 8101402 | no | no |  |  | no |  |  | 0 | 0 | 0 | 0
oh_line_TAP_OH_906360 |  | ABCN | node_8101402_200865961 | node_1362508_54_15287887_535 | 0.033 | unb_TAPWIRE_OH | 8101402 | no | no |  |  | no |  |  | 0 | 0 | 0 | 0
oh_line_TAP_OH_906361 |  | AN | node_8101402_200865962 | node_1362873_518_15287911_211 | 0.033 | unb_TAPWIRE_OH | 8101402 | no | no |  |  | no |  |  | 0 | 0 | 0 | 0
oh_line_TAP_OH_906362 |  | AN | node_8101402_200865966 | node_1363131_118_15287563_834 | 0.033 | unb_TAPWIRE_OH | 8101402 | no | no |  |  | no |  |  | 0 | 0 | 0 | 0
oh_line_TAP_OH_906363 |  | AN | node_8101402_200865967 | node_1363255_154_15287803_444 | 0.033 | unb_TAPWIRE_OH | 8101402 | no | no |  |  | no |  |  | 0 | 0 | 0 | 0
oh_line_TAP_OH_906364 |  | ABCN | node_8101402_200865969 | node_1358548_557_15284520_047 | 0.033 | unb_TAPWIRE_OH | 8101402 | no | no |  |  | no |  |  | 0 | 0 | 0 | 0
oh_line_TAP_OH_906365 |  | ABCN | node_8101402_200865972 | node_1358782_852_15284740_57 | 0.033 | unb_TAPWIRE_OH | 8101402 | no | no |  |  | no |  |  | 0 | 0 | 0 | 0
oh_line_TAP_OH_906366 |  | ABCN | node_8101402_200865974 | node_1359087_44_15284928_87 | 0.033 | unb_TAPWIRE_OH | 8101402 | no | no |  |  | no |  |  | 0 | 0 | 0 | 0
oh_line_TAP_OH_906367 |  | ABCN | node_8101402_200865976 | node_1359280_449_15285058_24 | 0.033 | unb_TAPWIRE_OH | 8101402 | no | no |  |  | no |  |  | 0 | 0 | 0 | 0
oh_line_TAP_OH_906368 |  | ABCN | node_8101402_200865980 | node_1360038_658_15285541_126 | 0.033 | unb_TAPWIRE_OH | 8101402 | no | no |  |  | no |  |  | 0 | 0 | 0 | 0
oh_line_TAP_OH_906369 |  | ABCN | node_8101402_200865982 | node_1360275_565_15285677_941 | 0.033 | unb_TAPWIRE_OH | 8101402 | no | no |  |  | no |  |  | 0 | 0 | 0 | 0
oh_line_TAP_OH_906370 |  | ABCN | node_8101402_200865984 | node_1360564_982_15285835_685 | 0.033 | unb_TAPWIRE_OH | 8101402 | no | no |  |  | no |  |  | 0 | 0 | 0 | 0
oh_line_TAP_OH_906371 |  | ABCN | node_8101402_200865985 | node_1360669_367_15286012_85 | 0.033 | unb_TAPWIRE_OH | 8101402 | no | no |  |  | no |  |  | 0 | 0 | 0 | 0
oh_line_TAP_OH_906372 |  | ABCN | node_8101402_200865987 | node_1360938_431_15286249_357 | 0.033 | unb_TAPWIRE_OH | 8101402 | no | no |  |  | no |  |  | 0 | 0 | 0 | 0
oh_line_TAP_OH_2137365 |  | ABCN | node_8101402_200862886 | node_1356236_407_15287254_924 | 0.033 | unb_TAPWIRE_OH | 8101402 | no | no |  |  | no |  |  | 0 | 0 | 0 | 0
oh_line_TAP_OH_2137366 |  | ABCN | node_8101402_200862886 | node_1356239_41_15287228_633 | 0.033 | unb_TAPWIRE_OH | 8101402 | no | no |  |  | no |  |  | 0 | 0 | 0 | 0
oh_line_TAP_OH_2137422 |  | ABCN | node_8101402_200861739 | node_1354917_24_15283658_624 | 0.033 | unb_TAPWIRE_OH | 8101402 | no | no |  |  | no |  |  | 0 | 0 | 0 | 0
oh_line_TAP_OH_2137423 |  | ABCN | node_8101402_200861739 | node_1354923_355_15283633_354 | 0.033 | unb_TAPWIRE_OH | 8101402 | no | no |  |  | no |  |  | 0 | 0 | 0 | 0
oh_line_TAP_OH_2137430 |  | ABCN | node_8101402_200862380 | node_1355468_959_15288660_991 | 0.033 | unb_TAPWIRE_OH | 8101402 | no | no |  |  | no |  |  | 0 | 0 | 0 | 0
oh_line_TAP_OH_2137431 |  | ABCN | node_8101402_200862380 | node_1355453_443_15288644_248 | 0.033 | unb_TAPWIRE_OH | 8101402 | no | no |  |  | no |  |  | 0 | 0 | 0 | 0
oh_line_TAP_OH_2137432 |  | ABCN | node_8101402_200862380 | node_1355487_144_15288671_805 | 0.033 | unb_TAPWIRE_OH | 8101402 | no | no |  |  | no |  |  | 0 | 0 | 0 | 0
oh_line_TAP_OH_2137433 |  | ABCN | node_8101402_200862382 | node_1355818_542_15288609_59 | 0.033 | unb_TAPWIRE_OH | 8101402 | no | no |  |  | no |  |  | 0 | 0 | 0 | 0
oh_line_TAP_OH_2137434 |  | ABCN | node_8101402_200862382 | node_1355834_024_15288626_391 | 0.033 | unb_TAPWIRE_OH | 8101402 | no | no |  |  | no |  |  | 0 | 0 | 0 | 0
oh_line_TAP_OH_2137435 |  | ABCN | node_8101402_200862382 | node_1355800_379_15288598_709 | 0.033 | unb_TAPWIRE_OH | 8101402 | no | no |  |  | no |  |  | 0 | 0 | 0 | 0
oh_line_TAP_OH_2137438 |  | ABCN | node_8101402_200864220 | node_1356604_606_15283084_389 | 0.033 | unb_TAPWIRE_OH | 8101402 | no | no |  |  | no |  |  | 0 | 0 | 0 | 0
oh_line_TAP_OH_2137439 |  | ABCN | node_8101402_200864220 | node_1356595_455_15283107_925 | 0.033 | unb_TAPWIRE_OH | 8101402 | no | no |  |  | no |  |  | 0 | 0 | 0 | 0
oh_line_TAP_OH_2137440 |  | ABCN | node_8101402_200864220 | node_1356608_89_15283058_432 | 0.033 | unb_TAPWIRE_OH | 8101402 | no | no |  |  | no |  |  | 0 | 0 | 0 | 0
oh_line_TAP_OH_2137447 |  | ABCN | node_8101402_200861346 | node_1356640_707_15288976_343 | 0.033 | unb_TAPWIRE_OH | 8101402 | no | no |  |  | no |  |  | 0 | 0 | 0 | 0
oh_line_TAP_OH_2137448 |  | ABCN | node_8101402_200861346 | node_1356655_907_15288993_6 | 0.033 | unb_TAPWIRE_OH | 8101402 | no | no |  |  | no |  |  | 0 | 0 | 0 | 0
oh_line_TAP_OH_2137451 |  | ABCN | node_8101402_200862375 | node_1356309_856_15289145_841 | 0.033 | unb_TAPWIRE_OH | 8101402 | no | no |  |  | no |  |  | 0 | 0 | 0 | 0
oh_line_TAP_OH_2137452 |  | ABCN | node_8101402_200862375 | node_1356290_945_15289137_618 | 0.033 | unb_TAPWIRE_OH | 8101402 | no | no |  |  | no |  |  | 0 | 0 | 0 | 0
oh_line_TAP_OH_2137453 |  | ABCN | node_8101402_200862375 | node_1356329_672_15289147_228 | 0.033 | unb_TAPWIRE_OH | 8101402 | no | no |  |  | no |  |  | 0 | 0 | 0 | 0
oh_line_TAP_OH_2137459 |  | ABCN | node_8101402_200861348 | node_1356660_173_15289190_858 | 0.033 | unb_TAPWIRE_OH | 8101402 | no | no |  |  | no |  |  | 0 | 0 | 0 | 0
oh_line_TAP_OH_2137460 |  | ABCN | node_8101402_200861348 | node_1356653_896_15289165_537 | 0.033 | unb_TAPWIRE_OH | 8101402 | no | no |  |  | no |  |  | 0 | 0 | 0 | 0
oh_line_TAP_OH_2137461 |  | ABCN | node_8101402_200861348 | node_1356671_106_15289213_183 | 0.033 | unb_TAPWIRE_OH | 8101402 | no | no |  |  | no |  |  | 0 | 0 | 0 | 0
oh_line_TAP_OH_2137462 |  | ABCN | node_8101402_200865779 | node_1356473_24_15282659_938 | 0.033 | unb_TAPWIRE_OH | 8101402 | no | no |  |  | no |  |  | 0 | 0 | 0 | 0
oh_line_TAP_OH_2137463 |  | ABCN | node_8101402_200865779 | node_1356489_697_15282653_495 | 0.033 | unb_TAPWIRE_OH | 8101402 | no | no |  |  | no |  |  | 0 | 0 | 0 | 0
oh_line_TAP_OH_2137464 |  | ABCN | node_8101402_200865779 | node_1356457_351_15282656_75 | 0.033 | unb_TAPWIRE_OH | 8101402 | no | no |  |  | no |  |  | 0 | 0 | 0 | 0
oh_line_TAP_OH_2137512 |  | ABCN | node_8101402_200862370 | node_1355927_868_15288656_684 | 0.033 | unb_TAPWIRE_OH | 8101402 | no | no |  |  | no |  |  | 0 | 0 | 0 | 0
oh_line_TAP_OH_2137513 |  | ABCN | node_8101402_200862370 | node_1355943_51_15288673_212 | 0.033 | unb_TAPWIRE_OH | 8101402 | no | no |  |  | no |  |  | 0 | 0 | 0 | 0
oh_line_TAP_OH_2137514 |  | ABCN | node_8101402_200862370 | node_1355909_601_15288646_123 | 0.033 | unb_TAPWIRE_OH | 8101402 | no | no |  |  | no |  |  | 0 | 0 | 0 | 0
oh_line_TAP_OH_2137528 |  | ABCN | node_8101402_200862373 | node_1356208_631_15288779_542 | 0.033 | unb_TAPWIRE_OH | 8101402 | no | no |  |  | no |  |  | 0 | 0 | 0 | 0
oh_line_TAP_OH_2137529 |  | ABCN | node_8101402_200862373 | node_1356224_384_15288795_878 | 0.033 | unb_TAPWIRE_OH | 8101402 | no | no |  |  | no |  |  | 0 | 0 | 0 | 0
oh_line_TAP_OH_2137565 |  | ABCN | node_8101402_200861333 | node_1356053_748_15288399_044 | 0.033 | unb_TAPWIRE_OH | 8101402 | no | no |  |  | no |  |  | 0 | 0 | 0 | 0
oh_line_TAP_OH_2137566 |  | ABCN | node_8101402_200861333 | node_1356067_51_15288418_356 | 0.033 | unb_TAPWIRE_OH | 8101402 | no | no |  |  | no |  |  | 0 | 0 | 0 | 0
oh_line_TAP_OH_2137567 |  | ABCN | node_8101402_200861333 | node_1356036_757_15288385_136 | 0.033 | unb_TAPWIRE_OH | 8101402 | no | no |  |  | no |  |  | 0 | 0 | 0 | 0
oh_line_TAP_OH_2137570 |  | AN | node_8101402_200862790 | node_1357035_725_15287461_829 | 0.033 | unb_TAPWIRE_OH | 8101402 | no | no |  |  | no |  |  | 0 | 0 | 0 | 0
oh_line_TAP_OH_2137571 |  | AN | node_8101402_200862790 | node_1357030_078_15287487_299 | 0.033 | unb_TAPWIRE_OH | 8101402 | no | no |  |  | no |  |  | 0 | 0 | 0 | 0
oh_line_TAP_OH_2137572 |  | AN | node_8101402_200862790 | node_1357036_258_15287435_217 | 0.033 | unb_TAPWIRE_OH | 8101402 | no | no |  |  | no |  |  | 0 | 0 | 0 | 0
oh_line_TAP_OH_2137578 |  | ABCN | node_8101402_200865990 | node_1360900_673_15286598_502 | 0.033 | unb_TAPWIRE_OH | 8101402 | no | no |  |  | no |  |  | 0 | 0 | 0 | 0
oh_line_TAP_OH_2137579 |  | ABCN | node_8101402_200865990 | node_1360892_123_15286622_447 | 0.033 | unb_TAPWIRE_OH | 8101402 | no | no |  |  | no |  |  | 0 | 0 | 0 | 0
oh_line_TAP_OH_2137580 |  | ABCN | node_8101402_200865990 | node_1360904_298_15286572_358 | 0.033 | unb_TAPWIRE_OH | 8101402 | no | no |  |  | no |  |  | 0 | 0 | 0 | 0
oh_line_TAP_OH_2137581 |  | ABCN | node_8101402_200864396 | node_1355478_465_15287313_37 | 0.033 | unb_TAPWIRE_OH | 8101402 | no | no |  |  | no |  |  | 0 | 0 | 0 | 0
oh_line_TAP_OH_2137582 |  | ABCN | node_8101402_200864396 | node_1355480_588_15287299_603 | 0.033 | unb_TAPWIRE_OH | 8101402 | no | no |  |  | no |  |  | 0 | 0 | 0 | 0
oh_line_TAP_OH_2137583 |  | ABCN | node_8101402_200861364 | node_1358028_872_15289245_517 | 0.033 | unb_TAPWIRE_OH | 8101402 | no | no |  |  | no |  |  | 0 | 0 | 0 | 0
oh_line_TAP_OH_2137584 |  | ABCN | node_8101402_200861364 | node_1358032_417_15289219_353 | 0.033 | unb_TAPWIRE_OH | 8101402 | no | no |  |  | no |  |  | 0 | 0 | 0 | 0
oh_line_TAP_OH_2137601 |  | ABCN | node_8101402_200861335 | node_1356128_194_15288839_574 | 0.033 | unb_TAPWIRE_OH | 8101402 | no | no |  |  | no |  |  | 0 | 0 | 0 | 0
oh_line_TAP_OH_2137602 |  | ABCN | node_8101402_200861335 | node_1356112_648_15288822_883 | 0.033 | unb_TAPWIRE_OH | 8101402 | no | no |  |  | no |  |  | 0 | 0 | 0 | 0
oh_line_TAP_OH_2137603 |  | ABCN | node_8101402_200861335 | node_1356146_4_15288850_326 | 0.033 | unb_TAPWIRE_OH | 8101402 | no | no |  |  | no |  |  | 0 | 0 | 0 | 0
oh_line_TAP_OH_2137615 |  | ABCN | node_8101402_200861361 | node_1358015_211_15289425_626 | 0.033 | unb_TAPWIRE_OH | 8101402 | no | no |  |  | no |  |  | 0 | 0 | 0 | 0
oh_line_TAP_OH_2137616 |  | ABCN | node_8101402_200861361 | node_1358019_662_15289399_721 | 0.033 | unb_TAPWIRE_OH | 8101402 | no | no |  |  | no |  |  | 0 | 0 | 0 | 0
oh_line_TAP_OH_2137617 |  | ABCN | node_8101402_200861361 | node_1358015_914_15289452_243 | 0.033 | unb_TAPWIRE_OH | 8101402 | no | no |  |  | no |  |  | 0 | 0 | 0 | 0
oh_line_TAP_OH_2137631 |  | ABCN | node_8101402_200862936 | node_1356868_607_15288651_97 | 0.033 | unb_TAPWIRE_OH | 8101402 | no | no |  |  | no |  |  | 0 | 0 | 0 | 0
oh_line_TAP_OH_2137632 |  | ABCN | node_8101402_200862936 | node_1356859_811_15288675_75 | 0.033 | unb_TAPWIRE_OH | 8101402 | no | no |  |  | no |  |  | 0 | 0 | 0 | 0
oh_line_TAP_OH_2137633 |  | ABCN | node_8101402_200862936 | node_1356872_502_15288625_899 | 0.033 | unb_TAPWIRE_OH | 8101402 | no | no |  |  | no |  |  | 0 | 0 | 0 | 0
oh_line_TAP_OH_2137639 |  | ABCN | node_8101402_200862379 | node_1355305_142_15288493_194 | 0.033 | unb_TAPWIRE_OH | 8101402 | no | no |  |  | no |  |  | 0 | 0 | 0 | 0
oh_line_TAP_OH_2137640 |  | ABCN | node_8101402_200862379 | node_1355313_092_15288468_877 | 0.033 | unb_TAPWIRE_OH | 8101402 | no | no |  |  | no |  |  | 0 | 0 | 0 | 0
oh_line_TAP_OH_2137647 |  | ABCN | node_8101402_200861617 | node_1355603_538_15288305_189 | 0.033 | unb_TAPWIRE_OH | 8101402 | no | no |  |  | no |  |  | 0 | 0 | 0 | 0
oh_line_TAP_OH_2137648 |  | ABCN | node_8101402_200861617 | node_1355607_848_15288279_24 | 0.033 | unb_TAPWIRE_OH | 8101402 | no | no |  |  | no |  |  | 0 | 0 | 0 | 0
oh_line_TAP_OH_2137649 |  | ABCN | node_8101402_200861617 | node_1355604_387_15288331_8 | 0.033 | unb_TAPWIRE_OH | 8101402 | no | no |  |  | no |  |  | 0 | 0 | 0 | 0
oh_line_TAP_OH_2143731 |  | ABCN | node_8101402_200862096 | node_1365356_931_15285097_961 | 0.033 | unb_TAPWIRE_OH | 8101402 | no | no |  |  | no |  |  | 0 | 0 | 0 | 0
oh_line_TAP_OH_2932821 |  | AN | node_8101402_311886764 | node_1356142_527_15284814_002 | 0.033 | unb_TAPWIRE_OH | 8101402 | no | no |  |  | no |  |  | 0 | 0 | 0 | 0
oh_line_TAP_OH_3352921 |  | ABCN | node_8101402_200970671 | node_1356758_558_15282476_304 | 0.033 | unb_TAPWIRE_OH | 8101402 | no | no |  |  | no |  |  | 0 | 0 | 0 | 0
oh_line_TAP_OH_3675010 |  | ABCN | node_8101402_200864185 | node_1354758_552_15285430_533 | 0.033 | unb_TAPWIRE_OH | 8101402 | no | no |  |  | no |  |  | 0 | 0 | 0 | 0
oh_line_TAP_OH_3675011 |  | ABCN | node_8101402_200864185 | node_1354760_356_15285419_674 | 0.033 | unb_TAPWIRE_OH | 8101402 | no | no |  |  | no |  |  | 0 | 0 | 0 | 0
oh_line_TAP_OH_3675012 |  | ABCN | node_8101402_200864185 | node_1354759_249_15285408_418 | 0.033 | unb_TAPWIRE_OH | 8101402 | no | no |  |  | no |  |  | 0 | 0 | 0 | 0
oh_line_TAP_OH_4898776 |  | ABCN | node_8101402_312095083 | node_1355779_399_15288401_773 | 0.033 | unb_TAPWIRE_OH | 8101402 | no | no |  |  | no |  |  | 0 | 0 | 0 | 0
oh_line_TAP_OH_4898777 |  | ABCN | node_8101402_312095083 | node_1355770_953_15288408_119 | 0.033 | unb_TAPWIRE_OH | 8101402 | no | no |  |  | no |  |  | 0 | 0 | 0 | 0
oh_line_TAP_OH_4898778 |  | ABCN | node_8101402_312095083 | node_1355762_456_15288410_303 | 0.033 | unb_TAPWIRE_OH | 8101402 | no | no |  |  | no |  |  | 0 | 0 | 0 | 0

## overhead_line_conductor
data_type | static
owner_type | feeder
owner | 8101402
object | overhead_line_conductor
name | groupid | geometric_mean_radius | resistance | diameter | rating_summer_continuous | rating_summer_emergency | rating_winter_continuous | rating_winter_emergency | dcircuit | selected | comments
oh_cond_1/0_AAAC |  | 0.012 | 0.876 | 0.398 | 235 | 235 | 310 | 310 |  | no
oh_cond_1/0_ACSR |  | 0.012 | 0.888 | 0.398 | 265 | 265 | 330 | 330 |  | no
oh_cond_1/0_AL |  | 0.011 | 0.885 | 0.368 | 235 | 235 | 310 | 310 |  | no
oh_cond_1_ACSR |  | 0.01 | 1.12 | 0.328 | 225 | 225 | 285 | 285 |  | no
oh_cond_2/0_CU |  | 0.013 | 0.44 | 0.414 | 295 | 295 | 425 | 425 |  | no
oh_cond_2_ACSR |  | 0.01 | 1.41 | 0.325 | 195 | 195 | 245 | 245 |  | no
oh_cond_4/0_AAAC |  | 0.017 | 0.439 | 0.563 | 365 | 365 | 480 | 480 |  | no
oh_cond_4/0_AL |  | 0.016 | 0.442 | 0.522 | 365 | 365 | 480 | 480 |  | no
oh_cond_4_CU |  | 0.007 | 1.388 | 0.232 | 140 | 140 | 200 | 200 |  | no
oh_cond_336_5_ACSR |  | 0.024 | 0.278 | 0.684 | 555 | 555 | 705 | 705 |  | no
oh_cond_336_5_MCM_AL |  | 0.021 | 0.279 | 0.666 | 490 | 490 | 644 | 644 |  | no
oh_cond_477_MCM_AL |  | 0.025 | 0.198 | 0.792 | 605 | 605 | 810 | 810 |  | no
oh_cond_WP-4/0-CU |  | 0.015 | 0.273 | 0.81 | 340 | 340 | 390 | 390 |  | no

## regulator
data_type | static
owner_type | feeder
owner | 8101402
object | regulator
name | groupid | phases | fr | to | configuration | sense_node | dcircuit | selected | monitored | monitored_fields | class_monitored_fields | played | played_fields | comments
regulator_220598403 |  | ABCD | node_intto1_8101402_200861436 | node_8101402_200861436 | config_regulator_220598403 |  | 8101402 | no | no |  |  | no

## regulator_configuration
data_type | static
owner_type | feeder
owner | 8101402
object | regulator_configuration
name | groupid | connect_type | band_center | band_width | time_delay | dwell_time | raise_taps | lower_taps | current_transducer_ratio | power_transducer_ratio | compensator_r_setting_A | compensator_x_setting_A | compensator_r_setting_B | compensator_x_setting_B | compensator_r_setting_C | compensator_x_setting_C | CT_phase | PT_phase | regulation | control_level | Control | Type | tap_pos_A | tap_pos_B | tap_pos_C | dcircuit | selected | comments
config_regulator_220598403 |  | WYE_WYE | 123 | 3 |  |  | 16 | 16 | 250 | 40 | 0 | 0 | 0 | 0 | 0 | 0 | A | A | 0.1 | INDIVIDUAL | OUTPUT_VOLTAGE | A | 10 | 10 | 10 |  | no

## switch
data_type | static
owner_type | feeder
owner | 8101402
object | switch
name | groupid | phases | fr | to | phase_A_state | phase_B_state | phase_C_state | operating_mode | status | dcircuit | selected | monitored | monitored_fields | class_monitored_fields | played | played_fields | comments
switch_220416251 |  | ABCD | node_intto1_8101402_200959423 | node_8101402_200959423 | CLOSED | CLOSED | CLOSED | INDIVIDUAL |  | 8101402 | no | no |  |  | no
switch_220416853 |  | ABCD | node_intto1_8101402_200861617 | node_8101402_200861617 | CLOSED | CLOSED | CLOSED | INDIVIDUAL |  | 8101402 | no | no |  |  | no
switch_220416854 |  | ABCD | node_intto1_8101402_200917667 | node_8101402_200917667 | CLOSED | CLOSED | CLOSED | INDIVIDUAL |  | 8101402 | no | no |  |  | no
switch_311892806 |  | ABCD | node_intto1_8101402_200865923 | node_8101402_200865923 | CLOSED | CLOSED | CLOSED | INDIVIDUAL |  | 8101402 | no | no |  |  | no

## underground_line
data_type | static
owner_type | feeder
owner | 8101402
object | underground_line
name | groupid | phases | fr | to | length | configuration | dcircuit | selected | monitored | monitored_fields | class_monitored_fields | played | played_fields | comments
und_line_8101402_200861366 |  | ABCN | node_8101402_200861365 | node_intto1_8101402_200861366 | 282.065 | und_3P_2ALURD | 8101402 | no | no |  |  | no
und_line_8101402_200861613 |  | ABCN | node_8101402_200917667 | node_8101402_200861613 | 113.451 | und_3P_2ALURD | 8101402 | no | no |  |  | no
und_line_8101402_200862064 |  | AN | node_8101402_200862099 | node_intto1_8101402_200862064 | 484.998 | und_1P_2ALURD | 8101402 | no | no |  |  | no
und_line_8101402_200862066 |  | AN | node_8101402_200862105 | node_intto1_8101402_200862066 | 308.615 | und_1P_2ALURD | 8101402 | no | no |  |  | no
und_line_8101402_200862086 |  | AN | node_8101402_200862085 | node_intto1_8101402_200862086 | 47.922 | und_1P_2ALURD | 8101402 | no | no |  |  | no
und_line_8101402_200863385 |  | AN | node_8101402_200863400 | node_intto1_8101402_200863385 | 273.869 | und_1P_2ALURD | 8101402 | no | no |  |  | no
und_line_8101402_200977147 |  | ABCN | node_8101402_200968547 | node_intto1_8101402_200977147 | 160.209 | und_3P_1/0ALURD | 8101402 | no | no |  |  | no
und_line_8101402_200981781 |  | AN | node_8101402_200980068 | node_intto1_8101402_200981781 | 236.717 | und_1P_DELTACUST | 8101402 | no | no |  |  | no
und_line_8101402_201010606 |  | AN | node_8101402_201010227 | node_intto1_8101402_201010606 | 197.775 | und_1P_DELTACUST | 8101402 | no | no |  |  | no
und_line_8101402_201012615 |  | AN | node_8101402_200865969 | node_intto1_8101402_201012615 | 68.685 | und_1P_DELTACUST | 8101402 | no | no |  |  | no
und_line_8101402_201046045 |  | ABCN | node_8101402_200968547 | node_8101402_201046045 | 200.096 | und_3P_DELTACUST | 8101402 | no | no |  |  | no
und_line_8101402_310015546 |  | ABCN | node_8101402_200864200 | node_intto1_8101402_310015546 | 165.65 | und_3P_DELTACUST | 8101402 | no | no |  |  | no
und_line_8101402_311916291 |  | AN | node_8101402_200865986 | node_intto1_8101402_311916291 | 277.582 | und_1P_DELTACUST | 8101402 | no | no |  |  | no
und_line_8101402_312000123 |  | AN | node_8101402_312000122 | node_intto1_8101402_312000123 | 181.023 | und_1P_DELTACUST | 8101402 | no | no |  |  | no
und_line_TAP_UG_59652 |  | ABCN | node_8101402_200861366 | node_1358414_104_15289283_667 | 0.033 | und_TAPWIRE_UG | 8101402 | no | no |  |  | no
und_line_TAP_UG_59657 |  | AN | node_8101402_200862064 | node_1363949_422_15286249_157 | 0.033 | und_TAPWIRE_UG | 8101402 | no | no |  |  | no
und_line_TAP_UG_59658 |  | AN | node_8101402_200862066 | node_1363036_52_15286756_586 | 0.033 | und_TAPWIRE_UG | 8101402 | no | no |  |  | no
und_line_TAP_UG_59665 |  | AN | node_8101402_200863385 | node_1361305_791_15288494_1 | 0.033 | und_TAPWIRE_UG | 8101402 | no | no |  |  | no
und_line_TAP_UG_62262 |  | ABCN | node_8101402_200977147 | node_1356416_761_15288149_982 | 0.033 | und_TAPWIRE_UG | 8101402 | no | no |  |  | no
und_line_TAP_UG_62725 |  | AN | node_8101402_200981781 | node_1361535_842_15288580_69 | 0.033 | und_TAPWIRE_UG | 8101402 | no | no |  |  | no
und_line_TAP_UG_64088 |  | AN | node_8101402_201010606 | node_1356984_951_15283813_803 | 0.033 | und_TAPWIRE_UG | 8101402 | no | no |  |  | no
und_line_TAP_UG_64277 |  | AN | node_8101402_201012615 | node_1358424_025_15284582_12 | 0.033 | und_TAPWIRE_UG | 8101402 | no | no |  |  | no
und_line_TAP_UG_571006 |  | ABCN | node_8101402_310015546 | node_1355913_91_15284391_256 | 0.033 | und_TAPWIRE_UG | 8101402 | no | no |  |  | no
und_line_TAP_UG_898658 |  | ABCN | node_8101402_200861613 | node_1355962_352_15288125_523 | 0.033 | und_TAPWIRE_UG | 8101402 | no | no |  |  | no
und_line_TAP_UG_898659 |  | ABCN | node_8101402_200861613 | node_1355959_484_15288151_842 | 0.033 | und_TAPWIRE_UG | 8101402 | no | no |  |  | no
und_line_TAP_UG_898660 |  | ABCN | node_8101402_200861613 | node_1355960_043_15288099_054 | 0.033 | und_TAPWIRE_UG | 8101402 | no | no |  |  | no
und_line_TAP_UG_1480930 |  | AN | node_8101402_311916291 | node_1360639_657_15285604_804 | 0.033 | und_TAPWIRE_UG | 8101402 | no | no |  |  | no
und_line_TAP_UG_1838034 |  | AN | node_8101402_312000123 | node_1366683_508_15286010_223 | 0.033 | und_TAPWIRE_UG | 8101402 | no | no |  |  | no

## underground_line_conductor
data_type | static
owner_type | feeder
owner | 8101402
object | underground_line_conductor
name | groupid | outer_diameter | conductor_gmr | conductor_diameter | conductor_resistance | neutral_gmr | neutral_diameter | neutral_resistance | neutral_strands | insulation_relative_permitivitty | shield_gmr | shield_resistance | rating_summer_continuous | rating_summer_emergency | rating_winter_continuous | rating_winter_emergency | dcircuit | selected | comments
und_cond_1P_2ALURD | [12 empty] | 125 | 125 | 140 | 140 |  | no
und_cond_1P_DELTACUST | [12 empty] | 685 | 685 | 685 | 685 |  | no
und_cond_3P_1/0ALURD | [12 empty] | 160 | 160 | 180 | 180 |  | no
und_cond_3P_2ALURD | [12 empty] | 125 | 125 | 140 | 140 |  | no
und_cond_3P_DELTACUST | [12 empty] | 685 | 685 | 685 | 685 |  | no
und_cond_TAPWIRE_UG | [12 empty] | 99999999 | 99999999 | 99999999 | 99999999 |  | no