## capacitor
data_type | static
owner_type | feeder
owner | 8103702
object | capacitor
name | groupid | parent | phases | nominal_voltage | pt_phase | phases_connected | switchA | switchB | switchC | control | voltage_set_high | voltage_set_low | VAr_set_high | VAr_set_low | current_set_high | current_set_low | capacitor_A | capacitor_B | capacitor_C | cap_nominal_voltage | time_delay | dwell_time | lockout_time | remote_sense | remote_sense_B | control_level | dcircuit | selected | monitored | monitored_fields | class_monitored_fields | played | played_fields | comments
cap_220369127 |  | node_1372532_538_15332940_506 | ABCN | 0 |  | ABCN | CLOSED | CLOSED | CLOSED | MANUAL | [6 empty] | 50000 | 50000 | 50000 | 4800 | [6 empty] | 8103702 | no | no |  |  | no
cap_220369130 |  | node_1374341_551_15338708_953 | AN | 0 |  | AN | CLOSED |  |  | MANUAL | [6 empty] | 50000 |  |  | 4800 | [6 empty] | 8103702 | no | no |  |  | no
cap_220369139 |  | node_1365753_596_15344624_005 | AN | 0 |  | AN | CLOSED |  |  | MANUAL | [6 empty] | 50000 |  |  | 4800 | [6 empty] | 8103702 | no | no |  |  | no
cap_220369159 |  | node_1355534_363_15353475_958 | AN | 0 |  | AN | CLOSED |  |  | MANUAL | [6 empty] | 50000 |  |  | 4800 | [6 empty] | 8103702 | no | no |  |  | no
cap_220369163 |  | node_1370961_768_15345707_212 | ABCN | 0 |  | ABCN | CLOSED | CLOSED | CLOSED | MANUAL | [6 empty] | 50000 | 50000 | 50000 | 4800 | [6 empty] | 8103702 | no | no |  |  | no

## feeder
data_type | static
owner_type | feeder
owner | 8103702
object | feeder
name | transmission_bus | ARC | ADR | slack_bus | nom_voltages | num_nodes | num_ohlines | num_uglines | num_transformers | num_generators | num_pvs | num_storages | num_loads | miles | mw | mvar | losses_mw | losses_mvar | comments | use_feeder_load_shape | load_shape_scale | use_feeder_pv_shape | pv_shape_scale | description | restore_time | griddisconnect_scenario_probability | gridconnect_scenario_probability | use_energy_not_served | VOLL | discount_rate | yearly_load_growth_percent | planning_horizon | enable_traditional_project_deferral | lifetime_of_investment_years | start_year | base_year | year_the_investment_is_committed | revenue_requirement_scaling_factor | discount_rate | inflation_rate_for_investment | traditional_project_invested_capital | periodicity_of_investment_in_years | priority | maximum_total_investment_cost | DER_portfolio_NPV | DER_portfolio_BC_ratio | total_system_energy_avoided_cost_NPV | total_system_capacity_avoided_cost_NPV | total_system_ancillary_services_avoided_cost_NPV | total_system_CO2_avoided_cost_NPV | total_system_loss_of_load_avoided_cost_NPV | total_system_distribution_capacity_avoided_cost_NPV | total_system_investment_and_operational_cost_NPV | feeder_solar_pv_operating_cost_USdollarperkWh | feeder_energy_storage_operating_cost_USdollarperkWh | feeder_distributed_generator_operating_cost_USdollarperkWh | feeder_distributed_generator_CO2_cost_USdollarperkWh | feeder_demand_response_operating_cost_USdollarperkWh | feeder_solar_pv_investment_cost_USdollarperkW | feeder_energy_storage_investment_cost_USdollarperkW | feeder_distributed_generator_investment_cost_USdollarperkW | feeder_demand_response_investment_cost_USdollarperkW
8103702 |  | ts_slack | none | node_SOURCE_8103702 | 2771.281 | 1137 | 1051 | 31 | 0 | 0 | 0 | 0 | 348 | 32.983 | 4.239 | 1.806 | 0 | 0 |  | 0 | 0 | 1 | 0 |  | 0 | 0 | 0 | 0 | 0 | 0 | 0 | 0 | 0 | 0 | 0 | 0 | 0 | 0 | 0 | 0 | 0 | 0 | 0 | 999999999 | 0 | 0 | 0 | 0 | 0 | 0 | 0 | 0 | 0 | 0 | 0 | 0 | 0 | 0 | 0 | 0 | 0 | 0

## fuse
data_type | static
owner_type | feeder
owner | 8103702
object | fuse
name | groupid | phases | fr | to | phase_A_status | phase_B_status | phase_C_status | repair_dist_type | current_limit | mean_replacement_time | status | dcircuit | selected | monitored | monitored_fields | class_monitored_fields | played | played_fields | comments
fuse_220387949 |  | AD | node_intto1_8103702_200844738 | node_8103702_200844738 | GOOD | GOOD | GOOD |  | 50 |  |  | 8103702 | no | no |  |  | no
fuse_220387956 |  | ABCD | node_intto1_8103702_200914658 | node_8103702_200914658 | GOOD | GOOD | GOOD |  | 75 |  |  | 8103702 | no | no |  |  | no
fuse_220387957 |  | ABCD | node_intto1_8103702_200844302 | node_8103702_200844302 | GOOD | GOOD | GOOD |  | 50 |  |  | 8103702 | no | no |  |  | no
fuse_220388034 |  | AD | node_intto1_8103702_200844679 | node_8103702_200844679 | GOOD | GOOD | GOOD |  | 50 |  |  | 8103702 | no | no |  |  | no
fuse_220388055 |  | AD | node_intto1_8103702_200842510 | node_8103702_200842510 | GOOD | GOOD | GOOD |  | 85 |  |  | 8103702 | no | no |  |  | no
fuse_220388093 |  | AD | node_intto1_8103702_200841569 | node_8103702_200841569 | GOOD | GOOD | GOOD |  | 85 |  |  | 8103702 | no | no |  |  | no
fuse_220388094 |  | ABCD | node_intto1_8103702_200987779 | node_8103702_200987779 | GOOD | GOOD | GOOD |  | 125 |  |  | 8103702 | no | no |  |  | no
fuse_220388098 |  | AN | node_intto1_8103702_200843226 | node_8103702_200843226 | GOOD | GOOD | GOOD |  | 40 |  |  | 8103702 | no | no |  |  | no
fuse_220388099 |  | ABCD | node_intto1_8103702_200843337 | node_8103702_200843337 | GOOD | GOOD | GOOD |  | 140 |  |  | 8103702 | no | no |  |  | no
fuse_220388109 |  | AD | node_intto1_8103702_200841701 | node_8103702_200841701 | GOOD | GOOD | GOOD |  | 60 |  |  | 8103702 | no | no |  |  | no
fuse_220388120 |  | AD | node_intto1_8103702_200841196 | node_8103702_200841196 | GOOD | GOOD | GOOD |  | 40 |  |  | 8103702 | no | no |  |  | no
fuse_220388135 |  | ABCD | node_intto1_8103702_200843286 | node_8103702_200843286 | GOOD | GOOD | GOOD |  | 100 |  |  | 8103702 | no | no |  |  | no
fuse_220388145 |  | AD | node_intto1_8103702_200843266 | node_8103702_200843266 | GOOD | GOOD | GOOD |  | 40 |  |  | 8103702 | no | no |  |  | no
fuse_220388146 |  | ABCD | node_intto1_8103702_200843274 | node_8103702_200843274 | GOOD | GOOD | GOOD |  | 65 |  |  | 8103702 | no | no |  |  | no
fuse_220388595 |  | ABCD | node_intto1_8103702_200841456 | node_8103702_200841456 | GOOD | GOOD | GOOD |  | 40 |  |  | 8103702 | no | no |  |  | no
fuse_220388596 |  | AN | node_intto1_8103702_200841482 | node_8103702_200841482 | GOOD | GOOD | GOOD |  | 40 |  |  | 8103702 | no | no |  |  | no
fuse_220388613 |  | ABCN | node_intto1_8103702_200914661 | node_8103702_200914661 | GOOD | GOOD | GOOD |  | 100 |  |  | 8103702 | no | no |  |  | no
fuse_220388614 |  | ABCN | node_intto1_8103702_201045494 | node_8103702_201045494 | GOOD | GOOD | GOOD |  | 65 |  |  | 8103702 | no | no |  |  | no
fuse_220388615 |  | ABCD | node_intto1_8103702_311889695 | node_8103702_311889695 | GOOD | GOOD | GOOD |  | 30 |  |  | 8103702 | no | no |  |  | no
fuse_220388616 |  | AD | node_intto1_8103702_200970214 | node_8103702_200970214 | GOOD | GOOD | GOOD |  | 30 |  |  | 8103702 | no | no |  |  | no
fuse_220388617 |  | ABCD | node_intto1_8103702_200841119 | node_8103702_200841119 | GOOD | GOOD | GOOD |  | 100 |  |  | 8103702 | no | no |  |  | no
fuse_220388633 |  | AD | node_intto1_8103702_200841783 | node_8103702_200841783 | GOOD | GOOD | GOOD |  | 65 |  |  | 8103702 | no | no |  |  | no
fuse_220388634 |  | ABCD | node_intto1_8103702_200841853 | node_8103702_200841853 | GOOD | GOOD | GOOD |  | 150 |  |  | 8103702 | no | no |  |  | no
fuse_220388644 |  | ABCN | node_intto1_8103702_200840603 | node_8103702_200840603 | GOOD | GOOD | GOOD |  | 40 |  |  | 8103702 | no | no |  |  | no
fuse_220388646 |  | ABCD | node_intto1_8103702_200842003 | node_8103702_200842003 | GOOD | GOOD | GOOD |  | 85 |  |  | 8103702 | no | no |  |  | no
fuse_220388670 |  | AD | node_intto1_8103702_200841805 | node_8103702_200841805 | GOOD | GOOD | GOOD |  | 60 |  |  | 8103702 | no | no |  |  | no
fuse_220388679 |  | AN | node_intto1_8103702_200840926 | node_8103702_200840926 | GOOD | GOOD | GOOD |  | 25 |  |  | 8103702 | no | no |  |  | no
fuse_220388735 |  | AD | node_intto1_8103702_200840717 | node_8103702_200840717 | GOOD | GOOD | GOOD |  | 50 |  |  | 8103702 | no | no |  |  | no
fuse_220388736 |  | AD | node_intto1_8103702_200840754 | node_8103702_200840754 | GOOD | GOOD | GOOD |  | 80 |  |  | 8103702 | no | no |  |  | no
fuse_220388739 |  | AD | node_intto1_8103702_200841484 | node_8103702_200841484 | GOOD | GOOD | GOOD |  | 85 |  |  | 8103702 | no | no |  |  | no
fuse_220388740 |  | AD | node_intto1_8103702_200840706 | node_8103702_200840706 | GOOD | GOOD | GOOD |  | 85 |  |  | 8103702 | no | no |  |  | no
fuse_220520808 |  | ABCN | node_intto1_8103702_200968374 | node_8103702_200968374 | GOOD | GOOD | GOOD |  | 140 |  |  | 8103702 | no | no |  |  | no
fuse_220532636 |  | AN | node_intto1_8103702_200972679 | node_8103702_200972679 | GOOD | GOOD | GOOD |  | 40 |  |  | 8103702 | no | no |  |  | no
fuse_220597084 |  | AD | node_intto1_8103702_200842457 | node_8103702_200842457 | GOOD | GOOD | GOOD |  | 100 |  |  | 8103702 | no | no |  |  | no
fuse_220598912 |  | AN | node_intto1_8103702_201015551 | node_8103702_201015551 | GOOD | GOOD | GOOD |  | 25 |  |  | 8103702 | no | no |  |  | no
fuse_220615790 |  | AD | node_intto1_8103702_200817038 | node_8103702_200817038 | GOOD | GOOD | GOOD |  | 40 |  |  | 8103702 | no | no |  |  | no
fuse_220618745 |  | ABCD | node_intto1_8103702_201014994 | node_8103702_201014994 | GOOD | GOOD | GOOD |  | 65 |  |  | 8103702 | no | no |  |  | no
fuse_310041597 |  | ABCN | node_intto1_8103702_310041593 | node_8103702_310041593 | GOOD | GOOD | GOOD |  | 30 |  |  | 8103702 | no | no |  |  | no
fuse_311862814 |  | AD | node_intto1_8103702_200840927 | node_8103702_200840927 | GOOD | GOOD | GOOD |  | 100 |  |  | 8103702 | no | no |  |  | no
fuse_311896727 |  | ABCD | node_intto1_8103702_311896738 | node_8103702_311896738 | GOOD | GOOD | GOOD |  | 300 |  |  | 8103702 | no | no |  |  | no
fuse_311931374 |  | ABCD | node_intto1_8103702_200843275 | node_8103702_200843275 | GOOD | GOOD | GOOD |  | 300 |  |  | 8103702 | no | no |  |  | no
fuse_311979376 |  | ABCD | node_intto1_8103702_200841058 | node_8103702_200841058 | GOOD | GOOD | GOOD |  | 300 |  |  | 8103702 | no | no |  |  | no
fuse_311987521 |  | ABCD | node_intto1_8103702_311929911 | node_8103702_311929911 | GOOD | GOOD | GOOD |  | 40 |  |  | 8103702 | no | no |  |  | no
fuse_312069558 |  | AD | node_intto1_8103702_200844316 | node_8103702_200844316 | GOOD | GOOD | GOOD |  | 20 |  |  | 8103702 | no | no |  |  | no

## line_configuration
data_type | static
owner_type | feeder
owner | 8103702
object | line_configuration
name | groupid | conductor_A | conductor_B | conductor_C | conductor_N | spacing | z11 | z12 | z13 | z21 | z22 | z23 | z31 | z32 | z33 | c11 | c12 | c13 | c21 | c22 | c23 | c31 | c32 | c33 | dcircuit | selected | comments
bal_1P_1/0AA |  | oh_cond_1/0_AAAC | oh_cond_1/0_AAAC | oh_cond_1/0_AAAC |  |  | 0.972+1.499j | 0.095+0.781j | 0.095+0.781j | 0.095+0.781j | 0.972+1.499j | 0.095+0.781j | 0.095+0.781j | 0.095+0.781j | 0.972+1.499j | 12.796 | -3.172 | -3.172 | -3.172 | 12.796 | -3.172 | -3.172 | -3.172 | 12.796 |  | no
bal_1P_1/0AC |  | oh_cond_1/0_ACSR | oh_cond_1/0_ACSR | oh_cond_1/0_ACSR |  |  | 0.983+1.218j | 0.095+0.781j | 0.095+0.781j | 0.095+0.781j | 0.983+1.218j | 0.095+0.781j | 0.095+0.781j | 0.095+0.781j | 0.983+1.218j | 12.796 | -3.172 | -3.172 | -3.172 | 12.796 | -3.172 | -3.172 | -3.172 | 12.796 |  | no
bal_1P_2AC |  | oh_cond_2_ACSR | oh_cond_2_ACSR | oh_cond_2_ACSR |  |  | 1.505+1.527j | 0.095+0.781j | 0.095+0.781j | 0.095+0.781j | 1.505+1.527j | 0.095+0.781j | 0.095+0.781j | 0.095+0.781j | 1.505+1.527j | 12.393 | -3.017 | -3.017 | -3.017 | 12.393 | -3.017 | -3.017 | -3.017 | 12.393 |  | no
bal_1P_3-104CW |  | oh_cond_3_#104_CWD | oh_cond_3_#104_CWD | oh_cond_3_#104_CWD |  |  | 6.041+1.65j | 0.095+0.781j | 0.095+0.781j | 0.095+0.781j | 6.041+1.65j | 0.095+0.781j | 0.095+0.781j | 0.095+0.781j | 6.041+1.65j | 11.719 | -2.762 | -2.762 | -2.762 | 11.719 | -2.762 | -2.762 | -2.762 | 11.719 |  | no
bal_1P_4/0AC |  | oh_cond_4/0_ACSR | oh_cond_4/0_ACSR | oh_cond_4/0_ACSR |  |  | 0.54+1.457j | 0.095+0.781j | 0.095+0.781j | 0.095+0.781j | 0.54+1.457j | 0.095+0.781j | 0.095+0.781j | 0.095+0.781j | 0.54+1.457j | 13.554 | -3.469 | -3.469 | -3.469 | 13.554 | -3.469 | -3.469 | -3.469 | 13.554 |  | no
bal_1P_4AC |  | oh_cond_4_ACSR | oh_cond_4_ACSR | oh_cond_4_ACSR |  |  | 2.335+1.555j | 0.095+0.781j | 0.095+0.781j | 0.095+0.781j | 2.335+1.555j | 0.095+0.781j | 0.095+0.781j | 0.095+0.781j | 2.335+1.555j | 11.91 | -2.834 | -2.834 | -2.834 | 11.91 | -2.834 | -2.834 | -2.834 | 11.91 |  | no
bal_1P_4ACW |  | oh_cond_4A_CWD | oh_cond_4A_CWD | oh_cond_4A_CWD |  |  | 1.49+1.583j | 0.095+0.781j | 0.095+0.781j | 0.095+0.781j | 1.49+1.583j | 0.095+0.781j | 0.095+0.781j | 0.095+0.781j | 1.49+1.583j | 12.178 | -2.935 | -2.935 | -2.935 | 12.178 | -2.935 | -2.935 | -2.935 | 12.178 |  | no
bal_1P_4CU |  | oh_cond_4_CU | oh_cond_4_CU | oh_cond_4_CU |  |  | 1.483+1.565j | 0.095+0.781j | 0.095+0.781j | 0.095+0.781j | 1.483+1.565j | 0.095+0.781j | 0.095+0.781j | 0.095+0.781j | 1.483+1.565j | 11.78 | -2.785 | -2.785 | -2.785 | 11.78 | -2.785 | -2.785 | -2.785 | 11.78 |  | no
bal_1P_DELTACUST |  | oh_cond_2/0_CU | oh_cond_2/0_CU | oh_cond_2/0_CU | oh_cond_3_#7_CWD_30% |  | 0.66+1.378j | 0.22+0.666j | 0.22+0.666j | 0.22+0.666j | 0.66+1.378j | 0.22+0.666j | 0.22+0.666j | 0.22+0.666j | 0.66+1.378j | 13.24 | -2.712 | -2.712 | -2.712 | 13.24 | -2.712 | -2.712 | -2.712 | 13.24 |  | no
bal_3P_1/0AA |  | oh_cond_1/0_AAAC | oh_cond_1/0_AAAC | oh_cond_1/0_AAAC |  |  | 0.972+1.499j | 0.095+0.781j | 0.095+0.781j | 0.095+0.781j | 0.972+1.499j | 0.095+0.781j | 0.095+0.781j | 0.095+0.781j | 0.972+1.499j | 12.796 | -3.172 | -3.172 | -3.172 | 12.796 | -3.172 | -3.172 | -3.172 | 12.796 |  | no
bal_3P_1/0AC |  | oh_cond_1/0_ACSR | oh_cond_1/0_ACSR | oh_cond_1/0_ACSR |  |  | 0.983+1.497j | 0.095+0.781j | 0.095+0.781j | 0.095+0.781j | 0.983+1.497j | 0.095+0.781j | 0.095+0.781j | 0.095+0.781j | 0.983+1.497j | 12.796 | -3.172 | -3.172 | -3.172 | 12.796 | -3.172 | -3.172 | -3.172 | 12.796 |  | no
bal_3P_1/0AC_1/0AC(N) |  | oh_cond_1/0_ACSR | oh_cond_1/0_ACSR | oh_cond_1/0_ACSR | oh_cond_1/0_ACSR |  | 1.091+1.185j | 0.203+0.469j | 0.203+0.469j | 0.203+0.469j | 1.091+1.185j | 0.203+0.469j | 0.203+0.469j | 0.203+0.469j | 1.091+1.185j | 13.243 | -2.726 | -2.726 | -2.726 | 13.243 | -2.726 | -2.726 | -2.726 | 13.243 |  | no
bal_3P_2AC |  | oh_cond_2_ACSR | oh_cond_2_ACSR | oh_cond_2_ACSR |  |  | 1.505+1.527j | 0.095+0.781j | 0.095+0.781j | 0.095+0.781j | 1.505+1.527j | 0.095+0.781j | 0.095+0.781j | 0.095+0.781j | 1.505+1.527j | 12.393 | -3.017 | -3.017 | -3.017 | 12.393 | -3.017 | -3.017 | -3.017 | 12.393 |  | no
bal_3P_4/0AA |  | oh_cond_4/0_AAAC | oh_cond_4/0_AAAC | oh_cond_4/0_AAAC |  |  | 0.534+1.457j | 0.095+0.781j | 0.095+0.781j | 0.095+0.781j | 0.534+1.457j | 0.095+0.781j | 0.095+0.781j | 0.095+0.781j | 0.534+1.457j | 13.554 | -3.469 | -3.469 | -3.469 | 13.554 | -3.469 | -3.469 | -3.469 | 13.554 |  | no
bal_3P_4/0AC |  | oh_cond_4/0_ACSR | oh_cond_4/0_ACSR | oh_cond_4/0_ACSR |  |  | 0.54+1.457j | 0.095+0.781j | 0.095+0.781j | 0.095+0.781j | 0.54+1.457j | 0.095+0.781j | 0.095+0.781j | 0.095+0.781j | 0.54+1.457j | 13.554 | -3.469 | -3.469 | -3.469 | 13.554 | -3.469 | -3.469 | -3.469 | 13.554 |  | no
bal_3P_4AC |  | oh_cond_4_ACSR | oh_cond_4_ACSR | oh_cond_4_ACSR |  |  | 2.335+1.555j | 0.095+0.781j | 0.095+0.781j | 0.095+0.781j | 2.335+1.555j | 0.095+0.781j | 0.095+0.781j | 0.095+0.781j | 2.335+1.555j | 11.91 | -2.834 | -2.834 | -2.834 | 11.91 | -2.834 | -2.834 | -2.834 | 11.91 |  | no
bal_3P_4ACW |  | oh_cond_4A_CWD | oh_cond_4A_CWD | oh_cond_4A_CWD |  |  | 1.49+1.583j | 0.095+0.781j | 0.095+0.781j | 0.095+0.781j | 1.49+1.583j | 0.095+0.781j | 0.095+0.781j | 0.095+0.781j | 1.49+1.583j | 12.178 | -2.935 | -2.935 | -2.935 | 12.178 | -2.935 | -2.935 | -2.935 | 12.178 |  | no
bal_3P_477AL |  | oh_cond_477_MCM_AL | oh_cond_477_MCM_AL | oh_cond_477_MCM_AL |  |  | 0.293+1.41j | 0.095+0.775j | 0.095+0.775j | 0.095+0.775j | 0.293+1.41j | 0.095+0.775j | 0.095+0.775j | 0.095+0.775j | 0.293+1.41j | 14.305 | -3.735 | -3.735 | -3.735 | 14.305 | -3.735 | -3.735 | -3.735 | 14.305 |  | no
bal_3P_DELTACUST |  | oh_cond_2/0_CU | oh_cond_2/0_CU | oh_cond_2/0_CU | oh_cond_3_#7_CWD_30% |  | 0.66+1.378j | 0.22+0.666j | 0.22+0.666j | 0.22+0.666j | 0.66+1.378j | 0.22+0.666j | 0.22+0.666j | 0.22+0.666j | 0.66+1.378j | 13.24 | -2.712 | -2.712 | -2.712 | 13.24 | -2.712 | -2.712 | -2.712 | 13.24 |  | no
unb_TAPWIRE_OH |  | oh_cond_WP-4/0-CU | oh_cond_WP-4/0-CU | oh_cond_WP-4/0-CU | oh_cond_WP-4/0-CU |  | 0.365+1.097j | 0.093+0.433j | 0.094+0.34j | 0.093+0.433j | 0.368+1.078j | 0.095+0.401j | 0.094+0.34j | 0.095+0.401j | 0.368+1.077j | 14.911 | -4.341 | -1.953 | -4.341 | 15.781 | -3.724 | -1.953 | -3.724 | 14.818 |  | no
und_1P_2ALURD |  | und_cond_1P_2ALURD | und_cond_1P_2ALURD | und_cond_1P_2ALURD |  |  | 2.379+0.823j | 0.0+0.0j | 0.0+0.0j | 0.0+0.0j | 2.379+0.823j | 0.0+0.0j | 0.0+0.0j | 0.0+0.0j | 2.379+0.823j | 401.497 | 0 | 0 | 0 | 401.497 | 0 | 0 | 0 | 401.497 |  | no
und_1P_DELTACUST |  | und_cond_1P_DELTACUST | und_cond_1P_DELTACUST | und_cond_1P_DELTACUST |  |  | 0.179+0.233j | 0.061-0.024j | 0.061-0.024j | 0.061-0.024j | 0.179+0.233j | 0.061-0.024j | 0.061-0.024j | 0.061-0.024j | 0.179+0.233j | 324.124 | 0 | 0 | 0 | 324.124 | 0 | 0 | 0 | 324.124 |  | no
und_3P_2ALURD |  | und_cond_3P_2ALURD | und_cond_3P_2ALURD | und_cond_3P_2ALURD |  |  | 2.125+0.49j | 0.384+0.067j | 0.384+0.067j | 0.384+0.067j | 2.125+0.49j | 0.384+0.067j | 0.384+0.067j | 0.384+0.067j | 2.125+0.49j | 401.498 | 0 | 0 | 0 | 401.498 | 0 | 0 | 0 | 401.498 |  | no
und_3P_2ALURD_2AL(N) |  | und_cond_3P_2ALURD_2AL(N) | und_cond_3P_2ALURD_2AL(N) | und_cond_3P_2ALURD_2AL(N) |  |  | 2.125+0.49j | 0.384+0.067j | 0.384+0.067j | 0.384+0.067j | 2.125+0.49j | 0.384+0.067j | 0.384+0.067j | 0.384+0.067j | 2.125+0.49j | 401.497 | 0 | 0 | 0 | 401.497 | 0 | 0 | 0 | 401.497 |  | no
und_3P_2CUURD |  | und_cond_3P_2CUURD | und_cond_3P_2CUURD | und_cond_3P_2CUURD |  |  | 1.412+0.529j | 0.346+0.109j | 0.346+0.109j | 0.346+0.109j | 1.412+0.529j | 0.346+0.109j | 0.346+0.109j | 0.346+0.109j | 1.412+0.529j | 401.497 | 0 | 0 | 0 | 401.497 | 0 | 0 | 0 | 401.497 |  | no
und_3P_4/0ALURD_4/0AL(N) |  | und_cond_3P_4/0ALURD_4/0AL(N) | und_cond_3P_4/0ALURD_4/0AL(N) | und_cond_3P_4/0ALURD_4/0AL(N) |  |  | 0.54+0.256j | 0.113-0.045j | 0.113-0.045j | 0.113-0.045j | 0.54+0.256j | 0.113-0.045j | 0.113-0.045j | 0.113-0.045j | 0.54+0.256j | 617.704 | 0 | 0 | 0 | 617.704 | 0 | 0 | 0 | 617.704 |  | no
und_3P_DELTACUST |  | und_cond_3P_DELTACUST | und_cond_3P_DELTACUST | und_cond_3P_DELTACUST |  |  | 0.179+0.233j | 0.061-0.024j | 0.061-0.024j | 0.061-0.024j | 0.179+0.233j | 0.061-0.024j | 0.061-0.024j | 0.061-0.024j | 0.179+0.233j | 324.124 | 0 | 0 | 0 | 324.124 | 0 | 0 | 0 | 324.124 |  | no
und_TAPWIRE_UG |  | und_cond_TAPWIRE_UG | und_cond_TAPWIRE_UG | und_cond_TAPWIRE_UG |  |  | 0.001+0.001j | 0.0+0.0j | 0.0+0.0j | 0.0+0.0j | 0.001+0.001j | 0.0+0.0j | 0.0+0.0j | 0.0+0.0j | 0.001+0.001j | 0 | 0 | 0 | 0 | 0 | 0 | 0 | 0 | 0 |  | no

## load
data_type | static
owner_type | feeder
owner | 8103702
object | load
name | groupid | parent | bustype | phases | nominal_voltage | load_class | constant_power_A | constant_power_B | constant_power_C | constant_current_A | constant_current_B | constant_current_C | constant_impedance_A | constant_impedance_B | constant_impedance_C | base_power_A | base_power_B | base_power_C | power_pf_A | power_pf_B | power_pf_C | current_pf_A | current_pf_B | current_pf_C | impedance_pf_A | impedance_pf_B | impedance_pf_C | power_fraction_A | power_fraction_B | power_fraction_C | current_fraction_A | current_fraction_B | current_fraction_C | impedance_fraction_A | impedance_fraction_B | impedance_fraction_C | dcircuit | selected | monitored | monitored_fields | class_monitored_fields | played | played_fields | base_kw_A | base_kw_B | base_kw_C | kw_A | kw_B | kw_C | comments | critical_load | dem_resp_lb | dem_resp_ub | dem_resp_shortage_cost | dem_resp_surplus_cost | num_customers
load_220333332 |  | node_1376552_631_15346278_82 |  | AN | 0 | NonResidential | 27000+11501.952j | 0 | 0 | 0 | 0 | 0 | [24 empty] | 8103702 | no | no |  |  | no |  | 0 | 0 | 0 | 0 | 0 | 0 |  | 1 | 1 | 1 | 0 | 0 | 0
load_220341847 |  | node_1373722_76_15332286_195 |  | ABCN | 0 | NonResidential | 15333.333+6531.973j | 15333.333+6531.973j | 15333.333+6531.973j | 0 | 0 | 0 | [24 empty] | 8103702 | no | no |  |  | no |  | 0 | 0 | 0 | 0 | 0 | 0 |  | 1 | 1 | 1 | 0 | 0 | 0
load_220341850 |  | node_1358036_143_15337888_213 |  | AN | 0 | Residential | 16646.4+7091.337j | 0 | 0 | 0 | 0 | 0 | [24 empty] | 8103702 | no | no |  |  | no |  | 0 | 0 | 0 | 0 | 0 | 0 |  | 1 | 1 | 1 | 0 | 0 | 0
load_220341852 |  | node_1358757_962_15340080_129 |  | AN | 0 | Residential | 17337.6+7385.787j | 0 | 0 | 0 | 0 | 0 | [24 empty] | 8103702 | no | no |  |  | no |  | 0 | 0 | 0 | 0 | 0 | 0 |  | 1 | 1 | 1 | 0 | 0 | 0
load_220341853 |  | node_1358791_03_15340382_302 |  | AN | 0 | Residential | 12679.2+5401.317j | 0 | 0 | 0 | 0 | 0 | [24 empty] | 8103702 | no | no |  |  | no |  | 0 | 0 | 0 | 0 | 0 | 0 |  | 1 | 1 | 1 | 0 | 0 | 0
load_220341854 |  | node_1358824_987_15340690_788 |  | AN | 0 | Residential | 7761.6+3306.428j | 0 | 0 | 0 | 0 | 0 | [24 empty] | 8103702 | no | no |  |  | no |  | 0 | 0 | 0 | 0 | 0 | 0 |  | 1 | 1 | 1 | 0 | 0 | 0
load_220341855 |  | node_1358806_249_15341236_722 |  | AN | 0 | Residential | 3938.4+1677.751j | 0 | 0 | 0 | 0 | 0 | [24 empty] | 8103702 | no | no |  |  | no |  | 0 | 0 | 0 | 0 | 0 | 0 |  | 1 | 1 | 1 | 0 | 0 | 0
load_220341856 |  | node_1358677_633_15341687_356 |  | AN | 0 | Residential | 2779.2+1183.934j | 0 | 0 | 0 | 0 | 0 | [24 empty] | 8103702 | no | no |  |  | no |  | 0 | 0 | 0 | 0 | 0 | 0 |  | 1 | 1 | 1 | 0 | 0 | 0
load_220341857 |  | node_1358717_528_15342439_532 |  | AN | 0 | Residential | 0 | 0 | 0 | 0 | 0 | 0 | [24 empty] | 8103702 | no | no |  |  | no |  | 0 | 0 | 0 | 0 | 0 | 0 |  | 1 | 1 | 1 | 0 | 0 | 0
load_220341858 |  | node_1358706_204_15342694_479 |  | AN | 0 | Residential | 4528.8+1929.261j | 0 | 0 | 0 | 0 | 0 | [24 empty] | 8103702 | no | no |  |  | no |  | 0 | 0 | 0 | 0 | 0 | 0 |  | 1 | 1 | 1 | 0 | 0 | 0
load_220341859 |  | node_1358631_746_15342932_29 |  | AN | 0 | Residential | 7711.2+3284.957j | 0 | 0 | 0 | 0 | 0 | [24 empty] | 8103702 | no | no |  |  | no |  | 0 | 0 | 0 | 0 | 0 | 0 |  | 1 | 1 | 1 | 0 | 0 | 0
load_220341860 |  | node_1358505_006_15343111_102 |  | AN | 0 | Residential | 7567.2+3223.614j | 0 | 0 | 0 | 0 | 0 | [24 empty] | 8103702 | no | no |  |  | no |  | 0 | 0 | 0 | 0 | 0 | 0 |  | 1 | 1 | 1 | 0 | 0 | 0
load_220341862 |  | node_1358246_555_15343811_228 |  | AN | 0 | Residential | 3866.4+1647.08j | 0 | 0 | 0 | 0 | 0 | [24 empty] | 8103702 | no | no |  |  | no |  | 0 | 0 | 0 | 0 | 0 | 0 |  | 1 | 1 | 1 | 0 | 0 | 0
load_220341863 |  | node_1358214_706_15344755_789 |  | AN | 0 | Residential | 6861.6+2923.029j | 0 | 0 | 0 | 0 | 0 | [24 empty] | 8103702 | no | no |  |  | no |  | 0 | 0 | 0 | 0 | 0 | 0 |  | 1 | 1 | 1 | 0 | 0 | 0
load_220341864 |  | node_1358218_738_15344975_028 |  | AN | 0 | Residential | 820.8+349.659j | 0 | 0 | 0 | 0 | 0 | [24 empty] | 8103702 | no | no |  |  | no |  | 0 | 0 | 0 | 0 | 0 | 0 |  | 1 | 1 | 1 | 0 | 0 | 0
load_220341865 |  | node_1358194_973_15345229_91 |  | AN | 0 | Other | 0 | 0 | 0 | 0 | 0 | 0 | [24 empty] | 8103702 | no | no |  |  | no |  | 0 | 0 | 0 | 0 | 0 | 0 |  | 1 | 1 | 1 | 0 | 0 | 0
load_220341866 |  | node_1358055_836_15345838_342 |  | AN | 0 | Residential | 0 | 0 | 0 | 0 | 0 | 0 | [24 empty] | 8103702 | no | no |  |  | no |  | 0 | 0 | 0 | 0 | 0 | 0 |  | 1 | 1 | 1 | 0 | 0 | 0
load_220341867 |  | node_1357988_43_15346423_56 |  | AN | 0 | Residential | 2556+1088.851j | 0 | 0 | 0 | 0 | 0 | [24 empty] | 8103702 | no | no |  |  | no |  | 0 | 0 | 0 | 0 | 0 | 0 |  | 1 | 1 | 1 | 0 | 0 | 0
load_220341868 |  | node_1357766_113_15346812_107 |  | AN | 0 | Residential | 3427.2+1459.981j | 0 | 0 | 0 | 0 | 0 | [24 empty] | 8103702 | no | no |  |  | no |  | 0 | 0 | 0 | 0 | 0 | 0 |  | 1 | 1 | 1 | 0 | 0 | 0
load_220341869 |  | node_1357527_196_15347227_517 |  | AN | 0 | Residential | 7488+3189.875j | 0 | 0 | 0 | 0 | 0 | [24 empty] | 8103702 | no | no |  |  | no |  | 0 | 0 | 0 | 0 | 0 | 0 |  | 1 | 1 | 1 | 0 | 0 | 0
load_220341870 |  | node_1357853_15_15347458_699 |  | AN | 0 | Residential | 30391.2+12946.597j | 0 | 0 | 0 | 0 | 0 | [24 empty] | 8103702 | no | no |  |  | no |  | 0 | 0 | 0 | 0 | 0 | 0 |  | 1 | 1 | 1 | 0 | 0 | 0
load_220341871 |  | node_1357854_085_15347806_524 |  | AN | 0 | Residential | 4060.8+1729.894j | 0 | 0 | 0 | 0 | 0 | [24 empty] | 8103702 | no | no |  |  | no |  | 0 | 0 | 0 | 0 | 0 | 0 |  | 1 | 1 | 1 | 0 | 0 | 0
load_220341872 |  | node_1357820_829_15348051_426 |  | AN | 0 | Residential | 7099.2+3024.247j | 0 | 0 | 0 | 0 | 0 | [24 empty] | 8103702 | no | no |  |  | no |  | 0 | 0 | 0 | 0 | 0 | 0 |  | 1 | 1 | 1 | 0 | 0 | 0
load_220341873 |  | node_1357417_341_15347749_165 |  | AN | 0 | Residential | 7.2+3.067j | 0 | 0 | 0 | 0 | 0 | [24 empty] | 8103702 | no | no |  |  | no |  | 0 | 0 | 0 | 0 | 0 | 0 |  | 1 | 1 | 1 | 0 | 0 | 0
load_220341875 |  | node_1357226_728_15348220_327 |  | AN | 0 | Residential | 21067.2+8974.59j | 0 | 0 | 0 | 0 | 0 | [24 empty] | 8103702 | no | no |  |  | no |  | 0 | 0 | 0 | 0 | 0 | 0 |  | 1 | 1 | 1 | 0 | 0 | 0
load_220341876 |  | node_1357231_792_15348478_42 |  | AN | 0 | Residential | 1634.4+696.251j | 0 | 0 | 0 | 0 | 0 | [24 empty] | 8103702 | no | no |  |  | no |  | 0 | 0 | 0 | 0 | 0 | 0 |  | 1 | 1 | 1 | 0 | 0 | 0
load_220341877 |  | node_1357148_789_15348831_933 |  | AN | 0 | Residential | 37411.2+15937.104j | 0 | 0 | 0 | 0 | 0 | [24 empty] | 8103702 | no | no |  |  | no |  | 0 | 0 | 0 | 0 | 0 | 0 |  | 1 | 1 | 1 | 0 | 0 | 0
load_220341879 |  | node_1357057_478_15349168_101 |  | AN | 0 | Residential | 8035.2+3422.981j | 0 | 0 | 0 | 0 | 0 | [24 empty] | 8103702 | no | no |  |  | no |  | 0 | 0 | 0 | 0 | 0 | 0 |  | 1 | 1 | 1 | 0 | 0 | 0
load_220341880 |  | node_1357354_04_15348745_789 |  | AN | 0 | Residential | 4989.6+2125.561j | 0 | 0 | 0 | 0 | 0 | [24 empty] | 8103702 | no | no |  |  | no |  | 0 | 0 | 0 | 0 | 0 | 0 |  | 1 | 1 | 1 | 0 | 0 | 0
load_220341881 |  | node_1356419_52_15349125_303 |  | AN | 0 | Residential | 3736.8+1591.87j | 0 | 0 | 0 | 0 | 0 | [24 empty] | 8103702 | no | no |  |  | no |  | 0 | 0 | 0 | 0 | 0 | 0 |  | 1 | 1 | 1 | 0 | 0 | 0
load_220341882 |  | node_1356643_615_15349820_651 |  | AN | 0 | Residential | 6076.8+2588.706j | 0 | 0 | 0 | 0 | 0 | [24 empty] | 8103702 | no | no |  |  | no |  | 0 | 0 | 0 | 0 | 0 | 0 |  | 1 | 1 | 1 | 0 | 0 | 0
load_220341883 |  | node_1356396_481_15350449_756 |  | AN | 0 | Residential | 1598.4+680.916j | 0 | 0 | 0 | 0 | 0 | [24 empty] | 8103702 | no | no |  |  | no |  | 0 | 0 | 0 | 0 | 0 | 0 |  | 1 | 1 | 1 | 0 | 0 | 0
load_220341884 |  | node_1356311_526_15350659_091 |  | AN | 0 | Residential | 21772.8+9275.174j | 0 | 0 | 0 | 0 | 0 | [24 empty] | 8103702 | no | no |  |  | no |  | 0 | 0 | 0 | 0 | 0 | 0 |  | 1 | 1 | 1 | 0 | 0 | 0
load_220341885 |  | node_1356215_749_15351131_796 |  | AN | 0 | Residential | 2620.8+1116.456j | 0 | 0 | 0 | 0 | 0 | [24 empty] | 8103702 | no | no |  |  | no |  | 0 | 0 | 0 | 0 | 0 | 0 |  | 1 | 1 | 1 | 0 | 0 | 0
load_220341886 |  | node_1358086_487_15337261_783 |  | AN | 0 | Residential | 2340+996.836j | 0 | 0 | 0 | 0 | 0 | [24 empty] | 8103702 | no | no |  |  | no |  | 0 | 0 | 0 | 0 | 0 | 0 |  | 1 | 1 | 1 | 0 | 0 | 0
load_220341887 |  | node_1358105_494_15337656_436 |  | AN | 0 | Residential | 4824+2055.015j | 0 | 0 | 0 | 0 | 0 | [24 empty] | 8103702 | no | no |  |  | no |  | 0 | 0 | 0 | 0 | 0 | 0 |  | 1 | 1 | 1 | 0 | 0 | 0
load_220341888 |  | node_1358067_944_15338123_011 |  | AN | 0 | Residential | 1555.2+662.512j | 0 | 0 | 0 | 0 | 0 | [24 empty] | 8103702 | no | no |  |  | no |  | 0 | 0 | 0 | 0 | 0 | 0 |  | 1 | 1 | 1 | 0 | 0 | 0
load_220341889 |  | node_1357462_703_15337642_281 |  | AN | 0 | Residential | 3499.2+1490.653j | 0 | 0 | 0 | 0 | 0 | [24 empty] | 8103702 | no | no |  |  | no |  | 0 | 0 | 0 | 0 | 0 | 0 |  | 1 | 1 | 1 | 0 | 0 | 0
load_220341890 |  | node_1358486_36_15337837_793 |  | AN | 0 | Residential | 21614.4+9207.696j | 0 | 0 | 0 | 0 | 0 | [24 empty] | 8103702 | no | no |  |  | no |  | 0 | 0 | 0 | 0 | 0 | 0 |  | 1 | 1 | 1 | 0 | 0 | 0
load_220341891 |  | node_1358656_346_15339256_442 |  | AN | 0 | Residential | 16012.8+6821.424j | 0 | 0 | 0 | 0 | 0 | [24 empty] | 8103702 | no | no |  |  | no |  | 0 | 0 | 0 | 0 | 0 | 0 |  | 1 | 1 | 1 | 0 | 0 | 0
load_220341892 |  | node_1358721_872_15339717_05 |  | AN | 0 | Residential | 10108.8+4306.331j | 0 | 0 | 0 | 0 | 0 | [24 empty] | 8103702 | no | no |  |  | no |  | 0 | 0 | 0 | 0 | 0 | 0 |  | 1 | 1 | 1 | 0 | 0 | 0
load_220341893 |  | node_1359708_027_15334344_165 |  | AN | 0 | Residential | 20613.6+8781.357j | 0 | 0 | 0 | 0 | 0 | [24 empty] | 8103702 | no | no |  |  | no |  | 0 | 0 | 0 | 0 | 0 | 0 |  | 1 | 1 | 1 | 0 | 0 | 0
load_220341894 |  | node_1362405_818_15333884_032 |  | AN | 0 | Residential | 6897.6+2938.365j | 0 | 0 | 0 | 0 | 0 | [24 empty] | 8103702 | no | no |  |  | no |  | 0 | 0 | 0 | 0 | 0 | 0 |  | 1 | 1 | 1 | 0 | 0 | 0
load_220341895 |  | node_1362919_378_15334000_732 |  | AN | 0 | Residential | 13190.4+5619.087j | 0 | 0 | 0 | 0 | 0 | [24 empty] | 8103702 | no | no |  |  | no |  | 0 | 0 | 0 | 0 | 0 | 0 |  | 1 | 1 | 1 | 0 | 0 | 0
load_220341896 |  | node_1363197_118_15334061_186 |  | AN | 0 | Residential | 16848+7177.218j | 0 | 0 | 0 | 0 | 0 | [24 empty] | 8103702 | no | no |  |  | no |  | 0 | 0 | 0 | 0 | 0 | 0 |  | 1 | 1 | 1 | 0 | 0 | 0
load_220341897 |  | node_1363426_306_15334111_45 |  | AN | 0 | Residential | 20707.2+8821.23j | 0 | 0 | 0 | 0 | 0 | [24 empty] | 8103702 | no | no |  |  | no |  | 0 | 0 | 0 | 0 | 0 | 0 |  | 1 | 1 | 1 | 0 | 0 | 0
load_220341898 |  | node_1363596_81_15333850_432 |  | AN | 0 | Residential | 8287.2+3530.332j | 0 | 0 | 0 | 0 | 0 | [24 empty] | 8103702 | no | no |  |  | no |  | 0 | 0 | 0 | 0 | 0 | 0 |  | 1 | 1 | 1 | 0 | 0 | 0
load_220341899 |  | node_1363815_738_15334177_858 |  | AN | 0 | Residential | 17020.8+7250.83j | 0 | 0 | 0 | 0 | 0 | [24 empty] | 8103702 | no | no |  |  | no |  | 0 | 0 | 0 | 0 | 0 | 0 |  | 1 | 1 | 1 | 0 | 0 | 0
load_220341901 |  | node_1360413_768_15333999_567 |  | AN | 0 | Residential | 62280+26531.169j | 0 | 0 | 0 | 0 | 0 | [24 empty] | 8103702 | no | no |  |  | no |  | 0 | 0 | 0 | 0 | 0 | 0 |  | 1 | 1 | 1 | 0 | 0 | 0
load_220341903 |  | node_1361444_673_15333804_124 |  | AN | 0 | Residential | 4989.6+2125.561j | 0 | 0 | 0 | 0 | 0 | [24 empty] | 8103702 | no | no |  |  | no |  | 0 | 0 | 0 | 0 | 0 | 0 |  | 1 | 1 | 1 | 0 | 0 | 0
load_220341904 |  | node_1361899_542_15333789_736 |  | AN | 0 | Residential | 5328+2269.718j | 0 | 0 | 0 | 0 | 0 | [24 empty] | 8103702 | no | no |  |  | no |  | 0 | 0 | 0 | 0 | 0 | 0 |  | 1 | 1 | 1 | 0 | 0 | 0
load_220341950 |  | node_1369623_613_15332760_337 |  | AN | 0 | Residential | 45784.8+19504.243j | 0 | 0 | 0 | 0 | 0 | [24 empty] | 8103702 | no | no |  |  | no |  | 0 | 0 | 0 | 0 | 0 | 0 |  | 1 | 1 | 1 | 0 | 0 | 0
load_220341952 |  | node_1369680_649_15336375_063 |  | AN | 0 | Residential | 12081.6+5146.74j | 0 | 0 | 0 | 0 | 0 | [24 empty] | 8103702 | no | no |  |  | no |  | 0 | 0 | 0 | 0 | 0 | 0 |  | 1 | 1 | 1 | 0 | 0 | 0
load_220341953 |  | node_1369641_886_15336769_251 |  | AN | 0 | Residential | 3794.4+1616.408j | 0 | 0 | 0 | 0 | 0 | [24 empty] | 8103702 | no | no |  |  | no |  | 0 | 0 | 0 | 0 | 0 | 0 |  | 1 | 1 | 1 | 0 | 0 | 0
load_220341954 |  | node_1369589_409_15337192_675 |  | AN | 0 | NonResidential | 2000+851.996j | 0 | 0 | 0 | 0 | 0 | [24 empty] | 8103702 | no | no |  |  | no |  | 0 | 0 | 0 | 0 | 0 | 0 |  | 1 | 1 | 1 | 0 | 0 | 0
load_220341955 |  | node_1369493_883_15337589_567 |  | AN | 0 | Residential | 25783.2+10983.597j | 0 | 0 | 0 | 0 | 0 | [24 empty] | 8103702 | no | no |  |  | no |  | 0 | 0 | 0 | 0 | 0 | 0 |  | 1 | 1 | 1 | 0 | 0 | 0
load_220341956 |  | node_1369293_346_15337851_969 |  | AN | 0 | Residential | 5515.2+2349.465j | 0 | 0 | 0 | 0 | 0 | [24 empty] | 8103702 | no | no |  |  | no |  | 0 | 0 | 0 | 0 | 0 | 0 |  | 1 | 1 | 1 | 0 | 0 | 0
load_220341957 |  | node_1369532_819_15333305_139 |  | AN | 0 | Residential | 15372+6548.445j | 0 | 0 | 0 | 0 | 0 | [24 empty] | 8103702 | no | no |  |  | no |  | 0 | 0 | 0 | 0 | 0 | 0 |  | 1 | 1 | 1 | 0 | 0 | 0
load_220341958 |  | node_1369976_599_15333322_789 |  | AN | 0 | Residential | 4903.2+2088.754j | 0 | 0 | 0 | 0 | 0 | [24 empty] | 8103702 | no | no |  |  | no |  | 0 | 0 | 0 | 0 | 0 | 0 |  | 1 | 1 | 1 | 0 | 0 | 0
load_220341959 |  | node_1369526_839_15333852_774 |  | AN | 0 | Residential | 22838.4+9729.118j | 0 | 0 | 0 | 0 | 0 | [24 empty] | 8103702 | no | no |  |  | no |  | 0 | 0 | 0 | 0 | 0 | 0 |  | 1 | 1 | 1 | 0 | 0 | 0
load_220341960 |  | node_1369543_082_15334073_425 |  | AN | 0 | Residential | 10296+4386.078j | 0 | 0 | 0 | 0 | 0 | [24 empty] | 8103702 | no | no |  |  | no |  | 0 | 0 | 0 | 0 | 0 | 0 |  | 1 | 1 | 1 | 0 | 0 | 0
load_220341961 |  | node_1369544_224_15334401_713 |  | AN | 0 | Residential | 3492+1487.586j | 0 | 0 | 0 | 0 | 0 | [24 empty] | 8103702 | no | no |  |  | no |  | 0 | 0 | 0 | 0 | 0 | 0 |  | 1 | 1 | 1 | 0 | 0 | 0
load_220341962 |  | node_1369668_125_15335063_327 |  | AN | 0 | Residential | 6609.6+2815.678j | 0 | 0 | 0 | 0 | 0 | [24 empty] | 8103702 | no | no |  |  | no |  | 0 | 0 | 0 | 0 | 0 | 0 |  | 1 | 1 | 1 | 0 | 0 | 0
load_220341964 |  | node_1369686_159_15335833_801 |  | AN | 0 | Residential | 14911.2+6352.145j | 0 | 0 | 0 | 0 | 0 | [24 empty] | 8103702 | no | no |  |  | no |  | 0 | 0 | 0 | 0 | 0 | 0 |  | 1 | 1 | 1 | 0 | 0 | 0
load_220341987 |  | node_1370099_59_15332021_577 |  | AN | 0 | Residential | 3751.2+1598.005j | 0 | 0 | 0 | 0 | 0 | [24 empty] | 8103702 | no | no |  |  | no |  | 0 | 0 | 0 | 0 | 0 | 0 |  | 1 | 1 | 1 | 0 | 0 | 0
load_220341988 |  | node_1372388_534_15332572_429 |  | AN | 0 | Residential | 2613.6+1113.389j | 0 | 0 | 0 | 0 | 0 | [24 empty] | 8103702 | no | no |  |  | no |  | 0 | 0 | 0 | 0 | 0 | 0 |  | 1 | 1 | 1 | 0 | 0 | 0
load_220341989 |  | node_1372620_571_15333571_626 |  | AN | 0 | NonResidential | 6000+2555.989j | 0 | 0 | 0 | 0 | 0 | [24 empty] | 8103702 | no | no |  |  | no |  | 0 | 0 | 0 | 0 | 0 | 0 |  | 1 | 1 | 1 | 0 | 0 | 0
load_220341992 |  | node_1373743_809_15333196_419 |  | AN | 0 | NonResidential | 0 | 0 | 0 | 0 | 0 | 0 | [24 empty] | 8103702 | no | no |  |  | no |  | 0 | 0 | 0 | 0 | 0 | 0 |  | 1 | 1 | 1 | 0 | 0 | 0
load_220341993 |  | node_1373321_941_15333898_274 |  | AN | 0 | NonResidential | 25666.667+10933.954j | 0 | 0 | 0 | 0 | 0 | [24 empty] | 8103702 | no | no |  |  | no |  | 0 | 0 | 0 | 0 | 0 | 0 |  | 1 | 1 | 1 | 0 | 0 | 0
load_220341994 |  | node_1373308_508_15333878_589 |  | BN | 0 | NonResidential | 0 | 25666.667+10933.954j | 0 | 0 | 0 | 0 | [24 empty] | 8103702 | no | no |  |  | no |  | 0 | 0 | 0 | 0 | 0 | 0 |  | 1 | 1 | 1 | 0 | 0 | 0
load_220341995 |  | node_1373338_681_15333912_648 |  | CN | 0 | NonResidential | 0 | 0 | 25666.667+10933.954j | 0 | 0 | 0 | [24 empty] | 8103702 | no | no |  |  | no |  | 0 | 0 | 0 | 0 | 0 | 0 |  | 1 | 1 | 1 | 0 | 0 | 0
load_220341997 |  | node_1373862_15333210_149 |  | AN | 0 | NonResidential | 0 | 0 | 0 | 0 | 0 | 0 | [24 empty] | 8103702 | no | no |  |  | no |  | 0 | 0 | 0 | 0 | 0 | 0 |  | 1 | 1 | 1 | 0 | 0 | 0
load_220341998 |  | node_1373880_996_15333202_828 |  | BN | 0 | NonResidential | 0 | 0 | 0 | 0 | 0 | 0 | [24 empty] | 8103702 | no | no |  |  | no |  | 0 | 0 | 0 | 0 | 0 | 0 |  | 1 | 1 | 1 | 0 | 0 | 0
load_220342000 |  | node_1373813_958_15333434_539 |  | AN | 0 | NonResidential | 17000+7241.97j | 0 | 0 | 0 | 0 | 0 | [24 empty] | 8103702 | no | no |  |  | no |  | 0 | 0 | 0 | 0 | 0 | 0 |  | 1 | 1 | 1 | 0 | 0 | 0
load_220342001 |  | node_1373610_089_15333938_11 |  | AN | 0 | NonResidential | 1666.667+709.997j | 0 | 0 | 0 | 0 | 0 | [24 empty] | 8103702 | no | no |  |  | no |  | 0 | 0 | 0 | 0 | 0 | 0 |  | 1 | 1 | 1 | 0 | 0 | 0
load_220342002 |  | node_1373607_958_15333911_617 |  | BN | 0 | NonResidential | 0 | 1666.667+709.997j | 0 | 0 | 0 | 0 | [24 empty] | 8103702 | no | no |  |  | no |  | 0 | 0 | 0 | 0 | 0 | 0 |  | 1 | 1 | 1 | 0 | 0 | 0
load_220342003 |  | node_1373610_994_15333885_332 |  | CN | 0 | NonResidential | 0 | 0 | 1666.667+709.997j | 0 | 0 | 0 | [24 empty] | 8103702 | no | no |  |  | no |  | 0 | 0 | 0 | 0 | 0 | 0 |  | 1 | 1 | 1 | 0 | 0 | 0
load_220342004 |  | node_1373721_224_15334187_705 |  | AN | 0 | NonResidential | 7000+2981.988j | 0 | 0 | 0 | 0 | 0 | [24 empty] | 8103702 | no | no |  |  | no |  | 0 | 0 | 0 | 0 | 0 | 0 |  | 1 | 1 | 1 | 0 | 0 | 0
load_220342005 |  | node_1373701_559_15334184_449 |  | BN | 0 | NonResidential | 0 | 7000+2981.988j | 0 | 0 | 0 | 0 | [24 empty] | 8103702 | no | no |  |  | no |  | 0 | 0 | 0 | 0 | 0 | 0 |  | 1 | 1 | 1 | 0 | 0 | 0
load_220342006 |  | node_1373740_81_15334184_01 |  | CN | 0 | NonResidential | 0 | 0 | 7000+2981.988j | 0 | 0 | 0 | [24 empty] | 8103702 | no | no |  |  | no |  | 0 | 0 | 0 | 0 | 0 | 0 |  | 1 | 1 | 1 | 0 | 0 | 0
load_220342007 |  | node_1370364_157_15332078_938 |  | AN | 0 | Residential | 8215.2+3499.661j | 0 | 0 | 0 | 0 | 0 | [24 empty] | 8103702 | no | no |  |  | no |  | 0 | 0 | 0 | 0 | 0 | 0 |  | 1 | 1 | 1 | 0 | 0 | 0
load_220342010 |  | node_1374289_591_15333136_462 |  | AN | 0 | NonResidential | 14666.667+6247.974j | 0 | 0 | 0 | 0 | 0 | [24 empty] | 8103702 | no | no |  |  | no |  | 0 | 0 | 0 | 0 | 0 | 0 |  | 1 | 1 | 1 | 0 | 0 | 0
load_220342011 |  | node_1374275_6_15333155_171 |  | BN | 0 | NonResidential | 0 | 14666.667+6247.974j | 0 | 0 | 0 | 0 | [24 empty] | 8103702 | no | no |  |  | no |  | 0 | 0 | 0 | 0 | 0 | 0 |  | 1 | 1 | 1 | 0 | 0 | 0
load_220342012 |  | node_1374299_48_15333113_486 |  | CN | 0 | NonResidential | 0 | 0 | 14666.667+6247.974j | 0 | 0 | 0 | [24 empty] | 8103702 | no | no |  |  | no |  | 0 | 0 | 0 | 0 | 0 | 0 |  | 1 | 1 | 1 | 0 | 0 | 0
load_220342013 |  | node_1370752_866_15332083_283 |  | AN | 0 | NonResidential | 8000+3407.986j | 0 | 0 | 0 | 0 | 0 | [24 empty] | 8103702 | no | no |  |  | no |  | 0 | 0 | 0 | 0 | 0 | 0 |  | 1 | 1 | 1 | 0 | 0 | 0
load_220342014 |  | node_1371097_426_15332158_919 |  | AN | 0 | Residential | 4161.6+1772.834j | 0 | 0 | 0 | 0 | 0 | [24 empty] | 8103702 | no | no |  |  | no |  | 0 | 0 | 0 | 0 | 0 | 0 |  | 1 | 1 | 1 | 0 | 0 | 0
load_220342015 |  | node_1371103_346_15332087_734 |  | AN | 0 | Other | 0 | 0 | 0 | 0 | 0 | 0 | [24 empty] | 8103702 | no | no |  |  | no |  | 0 | 0 | 0 | 0 | 0 | 0 |  | 1 | 1 | 1 | 0 | 0 | 0
load_220342016 |  | node_1371115_274_15332066_593 |  | BN | 0 | Other | 0 | 0 | 0 | 0 | 0 | 0 | [24 empty] | 8103702 | no | no |  |  | no |  | 0 | 0 | 0 | 0 | 0 | 0 |  | 1 | 1 | 1 | 0 | 0 | 0
load_220342017 |  | node_1371095_916_15332112_345 |  | CN | 0 | Other | 0 | 0 | 0 | 0 | 0 | 0 | [24 empty] | 8103702 | no | no |  |  | no |  | 0 | 0 | 0 | 0 | 0 | 0 |  | 1 | 1 | 1 | 0 | 0 | 0
load_220342018 |  | node_1371455_13_15332139_821 |  | AN | 0 | NonResidential | 6000+2555.989j | 0 | 0 | 0 | 0 | 0 | [24 empty] | 8103702 | no | no |  |  | no |  | 0 | 0 | 0 | 0 | 0 | 0 |  | 1 | 1 | 1 | 0 | 0 | 0
load_220342019 |  | node_1371822_683_15332338_644 |  | AN | 0 | Other | 0 | 0 | 0 | 0 | 0 | 0 | [24 empty] | 8103702 | no | no |  |  | no |  | 0 | 0 | 0 | 0 | 0 | 0 |  | 1 | 1 | 1 | 0 | 0 | 0
load_220342020 |  | node_1374666_555_15341938_032 |  | AN | 0 | Residential | 44200.8+18829.462j | 0 | 0 | 0 | 0 | 0 | [24 empty] | 8103702 | no | no |  |  | no |  | 0 | 0 | 0 | 0 | 0 | 0 |  | 1 | 1 | 1 | 0 | 0 | 0
load_220342021 |  | node_1374946_08_15341858_54 |  | AN | 0 | Residential | 3700.8+1576.534j | 0 | 0 | 0 | 0 | 0 | [24 empty] | 8103702 | no | no |  |  | no |  | 0 | 0 | 0 | 0 | 0 | 0 |  | 1 | 1 | 1 | 0 | 0 | 0
load_220342022 |  | node_1375014_875_15341579_83 |  | AN | 0 | Residential | 0 | 0 | 0 | 0 | 0 | 0 | [24 empty] | 8103702 | no | no |  |  | no |  | 0 | 0 | 0 | 0 | 0 | 0 |  | 1 | 1 | 1 | 0 | 0 | 0
load_220342023 |  | node_1374647_439_15341464_921 |  | AN | 0 | Residential | 4039.2+1720.692j | 0 | 0 | 0 | 0 | 0 | [24 empty] | 8103702 | no | no |  |  | no |  | 0 | 0 | 0 | 0 | 0 | 0 |  | 1 | 1 | 1 | 0 | 0 | 0
load_220342024 |  | node_1374764_931_15341297_828 |  | AN | 0 | Residential | 7740+3297.226j | 0 | 0 | 0 | 0 | 0 | [24 empty] | 8103702 | no | no |  |  | no |  | 0 | 0 | 0 | 0 | 0 | 0 |  | 1 | 1 | 1 | 0 | 0 | 0
load_220342025 |  | node_1374315_646_15340203_131 |  | AN | 0 | Residential | 35683.2+15200.98j | 0 | 0 | 0 | 0 | 0 | [24 empty] | 8103702 | no | no |  |  | no |  | 0 | 0 | 0 | 0 | 0 | 0 |  | 1 | 1 | 1 | 0 | 0 | 0
load_220342026 |  | node_1374494_403_15340067_841 |  | AN | 0 | Residential | 3492+1487.586j | 0 | 0 | 0 | 0 | 0 | [24 empty] | 8103702 | no | no |  |  | no |  | 0 | 0 | 0 | 0 | 0 | 0 |  | 1 | 1 | 1 | 0 | 0 | 0
load_220342027 |  | node_1374290_707_15339544_125 |  | AN | 0 | Other | 0 | 0 | 0 | 0 | 0 | 0 | [24 empty] | 8103702 | no | no |  |  | no |  | 0 | 0 | 0 | 0 | 0 | 0 |  | 1 | 1 | 1 | 0 | 0 | 0
load_220342028 |  | node_1374554_032_15339451_477 |  | AN | 0 | Residential | 4204.8+1791.237j | 0 | 0 | 0 | 0 | 0 | [24 empty] | 8103702 | no | no |  |  | no |  | 0 | 0 | 0 | 0 | 0 | 0 |  | 1 | 1 | 1 | 0 | 0 | 0
load_220342029 |  | node_1374288_738_15339044_306 |  | AN | 0 | Other | 0 | 0 | 0 | 0 | 0 | 0 | [24 empty] | 8103702 | no | no |  |  | no |  | 0 | 0 | 0 | 0 | 0 | 0 |  | 1 | 1 | 1 | 0 | 0 | 0
load_220342030 |  | node_1374268_283_15337562_486 |  | AN | 0 | Residential | 3981.6+1696.154j | 0 | 0 | 0 | 0 | 0 | [24 empty] | 8103702 | no | no |  |  | no |  | 0 | 0 | 0 | 0 | 0 | 0 |  | 1 | 1 | 1 | 0 | 0 | 0
load_220342031 |  | node_1374219_977_15337320_108 |  | AN | 0 | Residential | 15033.6+6404.287j | 0 | 0 | 0 | 0 | 0 | [24 empty] | 8103702 | no | no |  |  | no |  | 0 | 0 | 0 | 0 | 0 | 0 |  | 1 | 1 | 1 | 0 | 0 | 0
load_220342032 |  | node_1374303_027_15336957_381 |  | AN | 0 | Residential | 29772+12682.819j | 0 | 0 | 0 | 0 | 0 | [24 empty] | 8103702 | no | no |  |  | no |  | 0 | 0 | 0 | 0 | 0 | 0 |  | 1 | 1 | 1 | 0 | 0 | 0
load_220342033 |  | node_1373458_326_15337007_457 |  | AN | 0 | NonResidential | 16000+6815.971j | 0 | 0 | 0 | 0 | 0 | [24 empty] | 8103702 | no | no |  |  | no |  | 0 | 0 | 0 | 0 | 0 | 0 |  | 1 | 1 | 1 | 0 | 0 | 0
load_220342034 |  | node_1365858_077_15343751_287 |  | AN | 0 | Residential | 24955.2+10630.871j | 0 | 0 | 0 | 0 | 0 | [24 empty] | 8103702 | no | no |  |  | no |  | 0 | 0 | 0 | 0 | 0 | 0 |  | 1 | 1 | 1 | 0 | 0 | 0
load_220342035 |  | node_1366507_25_15343784_378 |  | AN | 0 | Residential | 5133.6+2186.904j | 0 | 0 | 0 | 0 | 0 | [24 empty] | 8103702 | no | no |  |  | no |  | 0 | 0 | 0 | 0 | 0 | 0 |  | 1 | 1 | 1 | 0 | 0 | 0
load_220342036 |  | node_1367499_647_15343861_422 |  | AN | 0 | Residential | 3009.6+1282.084j | 0 | 0 | 0 | 0 | 0 | [24 empty] | 8103702 | no | no |  |  | no |  | 0 | 0 | 0 | 0 | 0 | 0 |  | 1 | 1 | 1 | 0 | 0 | 0
load_220342066 |  | node_1368461_751_15323473_875 |  | AN | 0 | Residential | 21852+9308.913j | 0 | 0 | 0 | 0 | 0 | [24 empty] | 8103702 | no | no |  |  | no |  | 0 | 0 | 0 | 0 | 0 | 0 |  | 1 | 1 | 1 | 0 | 0 | 0
load_220342067 |  | node_1365669_97_15325360_058 |  | AN | 0 | Residential | 3074.4+1309.689j | 0 | 0 | 0 | 0 | 0 | [24 empty] | 8103702 | no | no |  |  | no |  | 0 | 0 | 0 | 0 | 0 | 0 |  | 1 | 1 | 1 | 0 | 0 | 0
load_220342068 |  | node_1365575_481_15325670_988 |  | AN | 0 | Residential | 26150.4+11140.024j | 0 | 0 | 0 | 0 | 0 | [24 empty] | 8103702 | no | no |  |  | no |  | 0 | 0 | 0 | 0 | 0 | 0 |  | 1 | 1 | 1 | 0 | 0 | 0
load_220342069 |  | node_1367144_642_15324322_787 |  | AN | 0 | Residential | 6156+2622.445j | 0 | 0 | 0 | 0 | 0 | [24 empty] | 8103702 | no | no |  |  | no |  | 0 | 0 | 0 | 0 | 0 | 0 |  | 1 | 1 | 1 | 0 | 0 | 0
load_220342071 |  | node_1366696_415_15324465_551 |  | AN | 0 | Residential | 9172.8+3907.596j | 0 | 0 | 0 | 0 | 0 | [24 empty] | 8103702 | no | no |  |  | no |  | 0 | 0 | 0 | 0 | 0 | 0 |  | 1 | 1 | 1 | 0 | 0 | 0
load_220342072 |  | node_1366402_767_15324756_605 |  | AN | 0 | Residential | 10303.2+4389.145j | 0 | 0 | 0 | 0 | 0 | [24 empty] | 8103702 | no | no |  |  | no |  | 0 | 0 | 0 | 0 | 0 | 0 |  | 1 | 1 | 1 | 0 | 0 | 0
load_220342073 |  | node_1366261_449_15324937_163 |  | AN | 0 | Residential | 0 | 0 | 0 | 0 | 0 | 0 | [24 empty] | 8103702 | no | no |  |  | no |  | 0 | 0 | 0 | 0 | 0 | 0 |  | 1 | 1 | 1 | 0 | 0 | 0
load_220342074 |  | node_1366085_981_15325057_021 |  | AN | 0 | NonResidential | 1332+567.43j | 0 | 0 | 0 | 0 | 0 | [24 empty] | 8103702 | no | no |  |  | no |  | 0 | 0 | 0 | 0 | 0 | 0 |  | 1 | 1 | 1 | 0 | 0 | 0
load_220342075 |  | node_1365096_086_15325149_486 |  | AN | 0 | Residential | 3520.8+1499.855j | 0 | 0 | 0 | 0 | 0 | [24 empty] | 8103702 | no | no |  |  | no |  | 0 | 0 | 0 | 0 | 0 | 0 |  | 1 | 1 | 1 | 0 | 0 | 0
load_220342166 |  | node_1373806_647_15332269_941 |  | AN | 0 | NonResidential | 333.333+141.999j | 0 | 0 | 0 | 0 | 0 | [24 empty] | 8103702 | no | no |  |  | no |  | 0 | 0 | 0 | 0 | 0 | 0 |  | 1 | 1 | 1 | 0 | 0 | 0
load_220342167 |  | node_1373826_166_15332265_666 |  | BN | 0 | NonResidential | 0 | 333.333+141.999j | 0 | 0 | 0 | 0 | [24 empty] | 8103702 | no | no |  |  | no |  | 0 | 0 | 0 | 0 | 0 | 0 |  | 1 | 1 | 1 | 0 | 0 | 0
load_220342168 |  | node_1373788_65_15332280_873 |  | CN | 0 | NonResidential | 0 | 0 | 333.333+141.999j | 0 | 0 | 0 | [24 empty] | 8103702 | no | no |  |  | no |  | 0 | 0 | 0 | 0 | 0 | 0 |  | 1 | 1 | 1 | 0 | 0 | 0
load_220342169 |  | node_1373934_694_15332197_612 |  | AN | 0 | NonResidential | 15000+6389.973j | 0 | 0 | 0 | 0 | 0 | [24 empty] | 8103702 | no | no |  |  | no |  | 0 | 0 | 0 | 0 | 0 | 0 |  | 1 | 1 | 1 | 0 | 0 | 0
load_220342170 |  | node_1373941_027_15332172_443 |  | BN | 0 | NonResidential | 0 | 15000+6389.973j | 0 | 0 | 0 | 0 | [24 empty] | 8103702 | no | no |  |  | no |  | 0 | 0 | 0 | 0 | 0 | 0 |  | 1 | 1 | 1 | 0 | 0 | 0
load_220342171 |  | node_1373933_431_15332224_173 |  | CN | 0 | NonResidential | 0 | 0 | 15000+6389.973j | 0 | 0 | 0 | [24 empty] | 8103702 | no | no |  |  | no |  | 0 | 0 | 0 | 0 | 0 | 0 |  | 1 | 1 | 1 | 0 | 0 | 0
load_220342181 |  | node_1357344_38_15339217_996 |  | AN | 0 | Other | 0 | 0 | 0 | 0 | 0 | 0 | [24 empty] | 8103702 | no | no |  |  | no |  | 0 | 0 | 0 | 0 | 0 | 0 |  | 1 | 1 | 1 | 0 | 0 | 0
load_220342182 |  | node_1356257_944_15341214_266 |  | AN | 0 | Residential | 6984+2975.172j | 0 | 0 | 0 | 0 | 0 | [24 empty] | 8103702 | no | no |  |  | no |  | 0 | 0 | 0 | 0 | 0 | 0 |  | 1 | 1 | 1 | 0 | 0 | 0
load_220342183 |  | node_1355858_207_15341343_045 |  | AN | 0 | Residential | 4888.8+2082.62j | 0 | 0 | 0 | 0 | 0 | [24 empty] | 8103702 | no | no |  |  | no |  | 0 | 0 | 0 | 0 | 0 | 0 |  | 1 | 1 | 1 | 0 | 0 | 0
load_220342184 |  | node_1355405_643_15341842_592 |  | AN | 0 | Residential | 1900.8+809.737j | 0 | 0 | 0 | 0 | 0 | [24 empty] | 8103702 | no | no |  |  | no |  | 0 | 0 | 0 | 0 | 0 | 0 |  | 1 | 1 | 1 | 0 | 0 | 0
load_220342185 |  | node_1357843_333_15338812_407 |  | AN | 0 | Residential | 2073.6+883.35j | 0 | 0 | 0 | 0 | 0 | [24 empty] | 8103702 | no | no |  |  | no |  | 0 | 0 | 0 | 0 | 0 | 0 |  | 1 | 1 | 1 | 0 | 0 | 0
load_220342186 |  | node_1357831_669_15339242_6 |  | AN | 0 | Residential | 19771.2+8422.496j | 0 | 0 | 0 | 0 | 0 | [24 empty] | 8103702 | no | no |  |  | no |  | 0 | 0 | 0 | 0 | 0 | 0 |  | 1 | 1 | 1 | 0 | 0 | 0
load_220342187 |  | node_1357456_802_15339928_761 |  | AN | 0 | Residential | 2390.4+1018.306j | 0 | 0 | 0 | 0 | 0 | [24 empty] | 8103702 | no | no |  |  | no |  | 0 | 0 | 0 | 0 | 0 | 0 |  | 1 | 1 | 1 | 0 | 0 | 0
load_220342188 |  | node_1357205_703_15340250_533 |  | AN | 0 | NonResidential | 7.2+3.067j | 0 | 0 | 0 | 0 | 0 | [24 empty] | 8103702 | no | no |  |  | no |  | 0 | 0 | 0 | 0 | 0 | 0 |  | 1 | 1 | 1 | 0 | 0 | 0
load_220342189 |  | node_1356474_466_15340376_333 |  | AN | 0 | Residential | 14378.4+6125.173j | 0 | 0 | 0 | 0 | 0 | [24 empty] | 8103702 | no | no |  |  | no |  | 0 | 0 | 0 | 0 | 0 | 0 |  | 1 | 1 | 1 | 0 | 0 | 0
load_220342227 |  | node_1365417_63_15341692_385 |  | AN | 0 | Residential | 27460.8+11698.252j | 0 | 0 | 0 | 0 | 0 | [24 empty] | 8103702 | no | no |  |  | no |  | 0 | 0 | 0 | 0 | 0 | 0 |  | 1 | 1 | 1 | 0 | 0 | 0
load_220342228 |  | node_1365197_341_15341050_337 |  | AN | 0 | Other | 0 | 0 | 0 | 0 | 0 | 0 | [24 empty] | 8103702 | no | no |  |  | no |  | 0 | 0 | 0 | 0 | 0 | 0 |  | 1 | 1 | 1 | 0 | 0 | 0
load_220342229 |  | node_1365533_13_15342263_074 |  | AN | 0 | Residential | 12729.6+5422.787j | 0 | 0 | 0 | 0 | 0 | [24 empty] | 8103702 | no | no |  |  | no |  | 0 | 0 | 0 | 0 | 0 | 0 |  | 1 | 1 | 1 | 0 | 0 | 0
load_220342231 |  | node_1366810_755_15341654_888 |  | AN | 0 | Residential | 10951.2+4665.192j | 0 | 0 | 0 | 0 | 0 | [24 empty] | 8103702 | no | no |  |  | no |  | 0 | 0 | 0 | 0 | 0 | 0 |  | 1 | 1 | 1 | 0 | 0 | 0
load_220342261 |  | node_1368940_592_15338491_021 |  | AN | 0 | Residential | 16732.8+7128.143j | 0 | 0 | 0 | 0 | 0 | [24 empty] | 8103702 | no | no |  |  | no |  | 0 | 0 | 0 | 0 | 0 | 0 |  | 1 | 1 | 1 | 0 | 0 | 0
load_220342262 |  | node_1368320_426_15338452_755 |  | AN | 0 | Residential | 8445.6+3597.811j | 0 | 0 | 0 | 0 | 0 | [24 empty] | 8103702 | no | no |  |  | no |  | 0 | 0 | 0 | 0 | 0 | 0 |  | 1 | 1 | 1 | 0 | 0 | 0
load_220342281 |  | node_1370748_768_15329159_584 |  | AN | 0 | Residential | 7891.2+3361.637j | 0 | 0 | 0 | 0 | 0 | [24 empty] | 8103702 | no | no |  |  | no |  | 0 | 0 | 0 | 0 | 0 | 0 |  | 1 | 1 | 1 | 0 | 0 | 0
load_220342282 |  | node_1370498_685_15329145_537 |  | AN | 0 | Residential | 7408.8+3156.136j | 0 | 0 | 0 | 0 | 0 | [24 empty] | 8103702 | no | no |  |  | no |  | 0 | 0 | 0 | 0 | 0 | 0 |  | 1 | 1 | 1 | 0 | 0 | 0
load_220342283 |  | node_1370275_88_15329134_777 |  | AN | 0 | Residential | 2556+1088.851j | 0 | 0 | 0 | 0 | 0 | [24 empty] | 8103702 | no | no |  |  | no |  | 0 | 0 | 0 | 0 | 0 | 0 |  | 1 | 1 | 1 | 0 | 0 | 0
load_220342284 |  | node_1370059_472_15329125_767 |  | AN | 0 | Residential | 18273.6+7784.521j | 0 | 0 | 0 | 0 | 0 | [24 empty] | 8103702 | no | no |  |  | no |  | 0 | 0 | 0 | 0 | 0 | 0 |  | 1 | 1 | 1 | 0 | 0 | 0
load_220342285 |  | node_1369802_533_15329108_962 |  | AN | 0 | Residential | 8704.8+3708.229j | 0 | 0 | 0 | 0 | 0 | [24 empty] | 8103702 | no | no |  |  | no |  | 0 | 0 | 0 | 0 | 0 | 0 |  | 1 | 1 | 1 | 0 | 0 | 0
load_220342286 |  | node_1368989_014_15329085_724 |  | AN | 0 | Residential | 28152+11992.702j | 0 | 0 | 0 | 0 | 0 | [24 empty] | 8103702 | no | no |  |  | no |  | 0 | 0 | 0 | 0 | 0 | 0 |  | 1 | 1 | 1 | 0 | 0 | 0
load_220342310 |  | node_1364071_468_15338792_689 |  | AN | 0 | NonResidential | 1944+828.141j | 0 | 0 | 0 | 0 | 0 | [24 empty] | 8103702 | no | no |  |  | no |  | 0 | 0 | 0 | 0 | 0 | 0 |  | 1 | 1 | 1 | 0 | 0 | 0
load_220342312 |  | node_1366976_064_15338361_142 |  | AN | 0 | Residential | 30081.6+12814.708j | 0 | 0 | 0 | 0 | 0 | [24 empty] | 8103702 | no | no |  |  | no |  | 0 | 0 | 0 | 0 | 0 | 0 |  | 1 | 1 | 1 | 0 | 0 | 0
load_220342313 |  | node_1367739_08_15338516_538 |  | AN | 0 | Other | 0 | 0 | 0 | 0 | 0 | 0 | [24 empty] | 8103702 | no | no |  |  | no |  | 0 | 0 | 0 | 0 | 0 | 0 |  | 1 | 1 | 1 | 0 | 0 | 0
load_220342314 |  | node_1368039_35_15338441_614 |  | AN | 0 | Residential | 23760+10121.718j | 0 | 0 | 0 | 0 | 0 | [24 empty] | 8103702 | no | no |  |  | no |  | 0 | 0 | 0 | 0 | 0 | 0 |  | 1 | 1 | 1 | 0 | 0 | 0
load_220342315 |  | node_1364385_311_15338580_1 |  | AN | 0 | Residential | 11527.2+4910.567j | 0 | 0 | 0 | 0 | 0 | [24 empty] | 8103702 | no | no |  |  | no |  | 0 | 0 | 0 | 0 | 0 | 0 |  | 1 | 1 | 1 | 0 | 0 | 0
load_220342316 |  | node_1364933_226_15338326_807 |  | AN | 0 | Residential | 12981.6+5530.138j | 0 | 0 | 0 | 0 | 0 | [24 empty] | 8103702 | no | no |  |  | no |  | 0 | 0 | 0 | 0 | 0 | 0 |  | 1 | 1 | 1 | 0 | 0 | 0
load_220342317 |  | node_1365526_051_15338321_989 |  | AN | 0 | Residential | 4456.8+1898.589j | 0 | 0 | 0 | 0 | 0 | [24 empty] | 8103702 | no | no |  |  | no |  | 0 | 0 | 0 | 0 | 0 | 0 |  | 1 | 1 | 1 | 0 | 0 | 0
load_220342318 |  | node_1366025_828_15338333_671 |  | AN | 0 | Residential | 4564.8+1944.597j | 0 | 0 | 0 | 0 | 0 | [24 empty] | 8103702 | no | no |  |  | no |  | 0 | 0 | 0 | 0 | 0 | 0 |  | 1 | 1 | 1 | 0 | 0 | 0
load_220342319 |  | node_1366263_395_15338449_404 |  | AN | 0 | Residential | 6710.4+2858.618j | 0 | 0 | 0 | 0 | 0 | [24 empty] | 8103702 | no | no |  |  | no |  | 0 | 0 | 0 | 0 | 0 | 0 |  | 1 | 1 | 1 | 0 | 0 | 0
load_220342320 |  | node_1368664_221_15339417_863 |  | AN | 0 | Residential | 4636.8+1975.269j | 0 | 0 | 0 | 0 | 0 | [24 empty] | 8103702 | no | no |  |  | no |  | 0 | 0 | 0 | 0 | 0 | 0 |  | 1 | 1 | 1 | 0 | 0 | 0
load_220342321 |  | node_1358856_469_15339342_624 |  | AN | 0 | Residential | 8906.4+3794.111j | 0 | 0 | 0 | 0 | 0 | [24 empty] | 8103702 | no | no |  |  | no |  | 0 | 0 | 0 | 0 | 0 | 0 |  | 1 | 1 | 1 | 0 | 0 | 0
load_220342325 |  | node_1371703_719_15340575_056 |  | AN | 0 | Residential | 5896.8+2512.026j | 0 | 0 | 0 | 0 | 0 | [24 empty] | 8103702 | no | no |  |  | no |  | 0 | 0 | 0 | 0 | 0 | 0 |  | 1 | 1 | 1 | 0 | 0 | 0
load_220342326 |  | node_1371432_908_15340835_761 |  | AN | 0 | Residential | 10519.2+4481.16j | 0 | 0 | 0 | 0 | 0 | [24 empty] | 8103702 | no | no |  |  | no |  | 0 | 0 | 0 | 0 | 0 | 0 |  | 1 | 1 | 1 | 0 | 0 | 0
load_220342328 |  | node_1370940_465_15341323_142 |  | AN | 0 | Residential | 13104+5582.281j | 0 | 0 | 0 | 0 | 0 | [24 empty] | 8103702 | no | no |  |  | no |  | 0 | 0 | 0 | 0 | 0 | 0 |  | 1 | 1 | 1 | 0 | 0 | 0
load_220342329 |  | node_1370532_032_15341289_069 |  | AN | 0 | Residential | 12074.4+5143.673j | 0 | 0 | 0 | 0 | 0 | [24 empty] | 8103702 | no | no |  |  | no |  | 0 | 0 | 0 | 0 | 0 | 0 |  | 1 | 1 | 1 | 0 | 0 | 0
load_220342330 |  | node_1369680_004_15341562_305 |  | AN | 0 | Residential | 20592+8772.155j | 0 | 0 | 0 | 0 | 0 | [24 empty] | 8103702 | no | no |  |  | no |  | 0 | 0 | 0 | 0 | 0 | 0 |  | 1 | 1 | 1 | 0 | 0 | 0
load_220342331 |  | node_1369352_989_15341704_443 |  | AN | 0 | Residential | 6076.8+2588.706j | 0 | 0 | 0 | 0 | 0 | [24 empty] | 8103702 | no | no |  |  | no |  | 0 | 0 | 0 | 0 | 0 | 0 |  | 1 | 1 | 1 | 0 | 0 | 0
load_220342332 |  | node_1373324_477_15339660 |  | AN | 0 | NonResidential | 25000+10649.955j | 0 | 0 | 0 | 0 | 0 | [24 empty] | 8103702 | no | no |  |  | no |  | 0 | 0 | 0 | 0 | 0 | 0 |  | 1 | 1 | 1 | 0 | 0 | 0
load_220342333 |  | node_1373000_748_15339950_908 |  | AN | 0 | Residential | 11880+5060.859j | 0 | 0 | 0 | 0 | 0 | [24 empty] | 8103702 | no | no |  |  | no |  | 0 | 0 | 0 | 0 | 0 | 0 |  | 1 | 1 | 1 | 0 | 0 | 0
load_220342334 |  | node_1372195_127_15340038_065 |  | AN | 0 | Residential | 46771.2+19924.448j | 0 | 0 | 0 | 0 | 0 | [24 empty] | 8103702 | no | no |  |  | no |  | 0 | 0 | 0 | 0 | 0 | 0 |  | 1 | 1 | 1 | 0 | 0 | 0
load_220342335 |  | node_1371918_855_15340274_048 |  | AN | 0 | Residential | 9828+4186.71j | 0 | 0 | 0 | 0 | 0 | [24 empty] | 8103702 | no | no |  |  | no |  | 0 | 0 | 0 | 0 | 0 | 0 |  | 1 | 1 | 1 | 0 | 0 | 0
load_220342337 |  | node_1360941_676_15335396_659 |  | AN | 0 | Residential | 4219.2+1797.372j | 0 | 0 | 0 | 0 | 0 | [24 empty] | 8103702 | no | no |  |  | no |  | 0 | 0 | 0 | 0 | 0 | 0 |  | 1 | 1 | 1 | 0 | 0 | 0
load_220342338 |  | node_1362683_789_15336858_789 |  | AN | 0 | Residential | 21794.4+9284.376j | 0 | 0 | 0 | 0 | 0 | [24 empty] | 8103702 | no | no |  |  | no |  | 0 | 0 | 0 | 0 | 0 | 0 |  | 1 | 1 | 1 | 0 | 0 | 0
load_220342339 |  | node_1362810_641_15337247_603 |  | AN | 0 | Residential | 24415.2+10400.832j | 0 | 0 | 0 | 0 | 0 | [24 empty] | 8103702 | no | no |  |  | no |  | 0 | 0 | 0 | 0 | 0 | 0 |  | 1 | 1 | 1 | 0 | 0 | 0
load_220342340 |  | node_1363003_608_15337332_522 |  | AN | 0 | NonResidential | 7.2+3.067j | 0 | 0 | 0 | 0 | 0 | [24 empty] | 8103702 | no | no |  |  | no |  | 0 | 0 | 0 | 0 | 0 | 0 |  | 1 | 1 | 1 | 0 | 0 | 0
load_220342341 |  | node_1363605_817_15337207_399 |  | AN | 0 | Residential | 5896.8+2512.026j | 0 | 0 | 0 | 0 | 0 | [24 empty] | 8103702 | no | no |  |  | no |  | 0 | 0 | 0 | 0 | 0 | 0 |  | 1 | 1 | 1 | 0 | 0 | 0
load_220342342 |  | node_1361125_197_15335499_677 |  | AN | 0 | Residential | 22816.8+9719.916j | 0 | 0 | 0 | 0 | 0 | [24 empty] | 8103702 | no | no |  |  | no |  | 0 | 0 | 0 | 0 | 0 | 0 |  | 1 | 1 | 1 | 0 | 0 | 0
load_220342343 |  | node_1361769_43_15336059_146 |  | AN | 0 | NonResidential | 7.2+3.067j | 0 | 0 | 0 | 0 | 0 | [24 empty] | 8103702 | no | no |  |  | no |  | 0 | 0 | 0 | 0 | 0 | 0 |  | 1 | 1 | 1 | 0 | 0 | 0
load_220342344 |  | node_1362281_744_15336331_253 |  | AN | 0 | Residential | 3722.4+1585.736j | 0 | 0 | 0 | 0 | 0 | [24 empty] | 8103702 | no | no |  |  | no |  | 0 | 0 | 0 | 0 | 0 | 0 |  | 1 | 1 | 1 | 0 | 0 | 0
load_220342345 |  | node_1362451_689_15336140_104 |  | AN | 0 | Residential | 25588.8+10900.783j | 0 | 0 | 0 | 0 | 0 | [24 empty] | 8103702 | no | no |  |  | no |  | 0 | 0 | 0 | 0 | 0 | 0 |  | 1 | 1 | 1 | 0 | 0 | 0
load_220342346 |  | node_1362440_035_15336517_064 |  | AN | 0 | Residential | 3751.2+1598.005j | 0 | 0 | 0 | 0 | 0 | [24 empty] | 8103702 | no | no |  |  | no |  | 0 | 0 | 0 | 0 | 0 | 0 |  | 1 | 1 | 1 | 0 | 0 | 0
load_220342353 |  | node_1366804_956_15325221_217 |  | AN | 0 | Residential | 3852+1640.945j | 0 | 0 | 0 | 0 | 0 | [24 empty] | 8103702 | no | no |  |  | no |  | 0 | 0 | 0 | 0 | 0 | 0 |  | 1 | 1 | 1 | 0 | 0 | 0
load_220342354 |  | node_1360446_907_15335148_047 |  | AN | 0 | Residential | 74757.6+31846.604j | 0 | 0 | 0 | 0 | 0 | [24 empty] | 8103702 | no | no |  |  | no |  | 0 | 0 | 0 | 0 | 0 | 0 |  | 1 | 1 | 1 | 0 | 0 | 0
load_220342355 |  | node_1360122_187_15334969_953 |  | AN | 0 | NonResidential | 8000+3407.986j | 0 | 0 | 0 | 0 | 0 | [24 empty] | 8103702 | no | no |  |  | no |  | 0 | 0 | 0 | 0 | 0 | 0 |  | 1 | 1 | 1 | 0 | 0 | 0
load_220342397 |  | node_1356590_013_15347564_988 |  | AN | 0 | Residential | 8200.8+3493.526j | 0 | 0 | 0 | 0 | 0 | [24 empty] | 8103702 | no | no |  |  | no |  | 0 | 0 | 0 | 0 | 0 | 0 |  | 1 | 1 | 1 | 0 | 0 | 0
load_220342400 |  | node_1373221_654_15332461_457 |  | AN | 0 | NonResidential | 15666.667+6673.972j | 0 | 0 | 0 | 0 | 0 | [24 empty] | 8103702 | no | no |  |  | no |  | 0 | 0 | 0 | 0 | 0 | 0 |  | 1 | 1 | 1 | 0 | 0 | 0
load_220342401 |  | node_1373202_261_15332455_912 |  | BN | 0 | NonResidential | 0 | 15666.667+6673.972j | 0 | 0 | 0 | 0 | [24 empty] | 8103702 | no | no |  |  | no |  | 0 | 0 | 0 | 0 | 0 | 0 |  | 1 | 1 | 1 | 0 | 0 | 0
load_220342402 |  | node_1373241_418_15332460_072 |  | CN | 0 | NonResidential | 0 | 0 | 15666.667+6673.972j | 0 | 0 | 0 | [24 empty] | 8103702 | no | no |  |  | no |  | 0 | 0 | 0 | 0 | 0 | 0 |  | 1 | 1 | 1 | 0 | 0 | 0
load_220342403 |  | node_1373216_611_15332391_322 |  | AN | 0 | NonResidential | 0 | 0 | 0 | 0 | 0 | 0 | [24 empty] | 8103702 | no | no |  |  | no |  | 0 | 0 | 0 | 0 | 0 | 0 |  | 1 | 1 | 1 | 0 | 0 | 0
load_220342415 |  | node_1366514_524_15324321_979 |  | AN | 0 | Residential | 4284+1824.976j | 0 | 0 | 0 | 0 | 0 | [24 empty] | 8103702 | no | no |  |  | no |  | 0 | 0 | 0 | 0 | 0 | 0 |  | 1 | 1 | 1 | 0 | 0 | 0
load_220342416 |  | node_1365746_203_15324202_551 |  | AN | 0 | Residential | 5832+2484.422j | 0 | 0 | 0 | 0 | 0 | [24 empty] | 8103702 | no | no |  |  | no |  | 0 | 0 | 0 | 0 | 0 | 0 |  | 1 | 1 | 1 | 0 | 0 | 0
load_220342417 |  | node_1365630_882_15323416_235 |  | AN | 0 | Residential | 19080+8128.046j | 0 | 0 | 0 | 0 | 0 | [24 empty] | 8103702 | no | no |  |  | no |  | 0 | 0 | 0 | 0 | 0 | 0 |  | 1 | 1 | 1 | 0 | 0 | 0
load_220342535 |  | node_1375084_722_15339043_979 |  | AN | 0 | Residential | 14817.6+6312.271j | 0 | 0 | 0 | 0 | 0 | [24 empty] | 8103702 | no | no |  |  | no |  | 0 | 0 | 0 | 0 | 0 | 0 |  | 1 | 1 | 1 | 0 | 0 | 0
load_220342536 |  | node_1375874_771_15338920_047 |  | AN | 0 | Residential | 25344+10796.499j | 0 | 0 | 0 | 0 | 0 | [24 empty] | 8103702 | no | no |  |  | no |  | 0 | 0 | 0 | 0 | 0 | 0 |  | 1 | 1 | 1 | 0 | 0 | 0
load_220342571 |  | node_1359693_046_15334596_231 |  | AN | 0 | NonResidential | 4333.333+1845.992j | 0 | 0 | 0 | 0 | 0 | [24 empty] | 8103702 | no | no |  |  | no |  | 0 | 0 | 0 | 0 | 0 | 0 |  | 1 | 1 | 1 | 0 | 0 | 0
load_220342572 |  | node_1359679_084_15334577_215 |  | BN | 0 | NonResidential | 0 | 4333.333+1845.992j | 0 | 0 | 0 | 0 | [24 empty] | 8103702 | no | no |  |  | no |  | 0 | 0 | 0 | 0 | 0 | 0 |  | 1 | 1 | 1 | 0 | 0 | 0
load_220342573 |  | node_1359710_164_15334609_775 |  | CN | 0 | NonResidential | 0 | 0 | 4333.333+1845.992j | 0 | 0 | 0 | [24 empty] | 8103702 | no | no |  |  | no |  | 0 | 0 | 0 | 0 | 0 | 0 |  | 1 | 1 | 1 | 0 | 0 | 0
load_220342574 |  | node_1360759_68_15335090_474 |  | AN | 0 | Residential | 14587.2+6214.121j | 0 | 0 | 0 | 0 | 0 | [24 empty] | 8103702 | no | no |  |  | no |  | 0 | 0 | 0 | 0 | 0 | 0 |  | 1 | 1 | 1 | 0 | 0 | 0
load_220342575 |  | node_1360902_154_15335559_032 |  | AN | 0 | Residential | 10936.8+4659.057j | 0 | 0 | 0 | 0 | 0 | [24 empty] | 8103702 | no | no |  |  | no |  | 0 | 0 | 0 | 0 | 0 | 0 |  | 1 | 1 | 1 | 0 | 0 | 0
load_220342576 |  | node_1362467_865_15337006_183 |  | AN | 0 | Residential | 5378.4+2291.189j | 0 | 0 | 0 | 0 | 0 | [24 empty] | 8103702 | no | no |  |  | no |  | 0 | 0 | 0 | 0 | 0 | 0 |  | 1 | 1 | 1 | 0 | 0 | 0
load_220342577 |  | node_1363082_039_15338050_983 |  | AN | 0 | Residential | 6753.6+2877.022j | 0 | 0 | 0 | 0 | 0 | [24 empty] | 8103702 | no | no |  |  | no |  | 0 | 0 | 0 | 0 | 0 | 0 |  | 1 | 1 | 1 | 0 | 0 | 0
load_220342579 |  | node_1364854_379_15340838_903 |  | AN | 0 | Residential | 28231.2+12026.441j | 0 | 0 | 0 | 0 | 0 | [24 empty] | 8103702 | no | no |  |  | no |  | 0 | 0 | 0 | 0 | 0 | 0 |  | 1 | 1 | 1 | 0 | 0 | 0
load_220342580 |  | node_1365210_746_15342226_866 |  | AN | 0 | Residential | 6429.6+2738.998j | 0 | 0 | 0 | 0 | 0 | [24 empty] | 8103702 | no | no |  |  | no |  | 0 | 0 | 0 | 0 | 0 | 0 |  | 1 | 1 | 1 | 0 | 0 | 0
load_220342582 |  | node_1365639_605_15344046_942 |  | AN | 0 | Residential | 9230.4+3932.134j | 0 | 0 | 0 | 0 | 0 | [24 empty] | 8103702 | no | no |  |  | no |  | 0 | 0 | 0 | 0 | 0 | 0 |  | 1 | 1 | 1 | 0 | 0 | 0
load_220342583 |  | node_1365778_913_15344503_897 |  | AN | 0 | Residential | 2124+904.82j | 0 | 0 | 0 | 0 | 0 | [24 empty] | 8103702 | no | no |  |  | no |  | 0 | 0 | 0 | 0 | 0 | 0 |  | 1 | 1 | 1 | 0 | 0 | 0
load_220342584 |  | node_1365833_717_15344850_897 |  | AN | 0 | Residential | 17856+7606.624j | 0 | 0 | 0 | 0 | 0 | [24 empty] | 8103702 | no | no |  |  | no |  | 0 | 0 | 0 | 0 | 0 | 0 |  | 1 | 1 | 1 | 0 | 0 | 0
load_220342585 |  | node_1365866_249_15345039_955 |  | AN | 0 | Residential | 10756.8+4582.378j | 0 | 0 | 0 | 0 | 0 | [24 empty] | 8103702 | no | no |  |  | no |  | 0 | 0 | 0 | 0 | 0 | 0 |  | 1 | 1 | 1 | 0 | 0 | 0
load_220342586 |  | node_1365928_107_15345464_542 |  | AN | 0 | Residential | 7711.2+3284.957j | 0 | 0 | 0 | 0 | 0 | [24 empty] | 8103702 | no | no |  |  | no |  | 0 | 0 | 0 | 0 | 0 | 0 |  | 1 | 1 | 1 | 0 | 0 | 0
load_220342604 |  | node_1361339_206_15335783_01 |  | AN | 0 | Residential | 2872.8+1223.808j | 0 | 0 | 0 | 0 | 0 | [24 empty] | 8103702 | no | no |  |  | no |  | 0 | 0 | 0 | 0 | 0 | 0 |  | 1 | 1 | 1 | 0 | 0 | 0
load_220342605 |  | node_1363505_139_15338375_079 |  | AN | 0 | Residential | 10375.2+4419.817j | 0 | 0 | 0 | 0 | 0 | [24 empty] | 8103702 | no | no |  |  | no |  | 0 | 0 | 0 | 0 | 0 | 0 |  | 1 | 1 | 1 | 0 | 0 | 0
load_220342606 |  | node_1364766_902_15339615_473 |  | AN | 0 | Residential | 12124.8+5165.143j | 0 | 0 | 0 | 0 | 0 | [24 empty] | 8103702 | no | no |  |  | no |  | 0 | 0 | 0 | 0 | 0 | 0 |  | 1 | 1 | 1 | 0 | 0 | 0
load_220342607 |  | node_1365779_489_15343345_553 |  | AN | 0 | Residential | 8114.4+3456.72j | 0 | 0 | 0 | 0 | 0 | [24 empty] | 8103702 | no | no |  |  | no |  | 0 | 0 | 0 | 0 | 0 | 0 |  | 1 | 1 | 1 | 0 | 0 | 0
load_220342751 |  | node_1359274_81_15334633_377 |  | AN | 0 | NonResidential | 367.2+156.427j | 0 | 0 | 0 | 0 | 0 | [24 empty] | 8103702 | no | no |  |  | no |  | 0 | 0 | 0 | 0 | 0 | 0 |  | 1 | 1 | 1 | 0 | 0 | 0
load_220342752 |  | node_1358908_679_15334527_38 |  | AN | 0 | NonResidential | 24000+10223.957j | 0 | 0 | 0 | 0 | 0 | [24 empty] | 8103702 | no | no |  |  | no |  | 0 | 0 | 0 | 0 | 0 | 0 |  | 1 | 1 | 1 | 0 | 0 | 0
load_220342753 |  | node_1359032_516_15335054_194 |  | AN | 0 | Residential | 1195.2+509.153j | 0 | 0 | 0 | 0 | 0 | [24 empty] | 8103702 | no | no |  |  | no |  | 0 | 0 | 0 | 0 | 0 | 0 |  | 1 | 1 | 1 | 0 | 0 | 0
load_220342866 |  | node_1371241_249_15328741_512 |  | AN | 0 | Other | 0 | 0 | 0 | 0 | 0 | 0 | [24 empty] | 8103702 | no | no |  |  | no |  | 0 | 0 | 0 | 0 | 0 | 0 |  | 1 | 1 | 1 | 0 | 0 | 0
load_220342866-L1-1 |  | node_1371241_249_15328741_512 |  | AN | 0 | Residential | 0 | 0 | 0 | 0 | 0 | 0 | [24 empty] | 8103702 | no | no |  |  | no |  | 0 | 0 | 0 | 0 | 0 | 0 |  | 1 | 1 | 1 | 0 | 0 | 0
load_220342867 |  | node_1370466_445_15325897_066 |  | AN | 0 | Residential | 4356+1855.648j | 0 | 0 | 0 | 0 | 0 | [24 empty] | 8103702 | no | no |  |  | no |  | 0 | 0 | 0 | 0 | 0 | 0 |  | 1 | 1 | 1 | 0 | 0 | 0
load_220342868 |  | node_1370361_56_15325634_241 |  | AN | 0 | Residential | 7272+3097.859j | 0 | 0 | 0 | 0 | 0 | [24 empty] | 8103702 | no | no |  |  | no |  | 0 | 0 | 0 | 0 | 0 | 0 |  | 1 | 1 | 1 | 0 | 0 | 0
load_220342869 |  | node_1370766_762_15326348_719 |  | AN | 0 | Residential | 4989.6+2125.561j | 0 | 0 | 0 | 0 | 0 | [24 empty] | 8103702 | no | no |  |  | no |  | 0 | 0 | 0 | 0 | 0 | 0 |  | 1 | 1 | 1 | 0 | 0 | 0
load_220342870 |  | node_1371240_292_15326294_136 |  | AN | 0 | Residential | 38908.8+16575.079j | 0 | 0 | 0 | 0 | 0 | [24 empty] | 8103702 | no | no |  |  | no |  | 0 | 0 | 0 | 0 | 0 | 0 |  | 1 | 1 | 1 | 0 | 0 | 0
load_220342871 |  | node_1370950_195_15326113_847 |  | AN | 0 | Residential | 16682.4+7106.673j | 0 | 0 | 0 | 0 | 0 | [24 empty] | 8103702 | no | no |  |  | no |  | 0 | 0 | 0 | 0 | 0 | 0 |  | 1 | 1 | 1 | 0 | 0 | 0
load_220342872 |  | node_1371262_897_15326524_76 |  | AN | 0 | Residential | 13435.2+5723.371j | 0 | 0 | 0 | 0 | 0 | [24 empty] | 8103702 | no | no |  |  | no |  | 0 | 0 | 0 | 0 | 0 | 0 |  | 1 | 1 | 1 | 0 | 0 | 0
load_220342873 |  | node_1371719_292_15327158_136 |  | AN | 0 | Residential | 4960.8+2113.292j | 0 | 0 | 0 | 0 | 0 | [24 empty] | 8103702 | no | no |  |  | no |  | 0 | 0 | 0 | 0 | 0 | 0 |  | 1 | 1 | 1 | 0 | 0 | 0
load_220342874 |  | node_1371956_611_15327253_235 |  | AN | 0 | Residential | 12780+5444.257j | 0 | 0 | 0 | 0 | 0 | [24 empty] | 8103702 | no | no |  |  | no |  | 0 | 0 | 0 | 0 | 0 | 0 |  | 1 | 1 | 1 | 0 | 0 | 0
load_220342875 |  | node_1372128_402_15327257_912 |  | AN | 0 | NonResidential | 6000+2555.989j | 0 | 0 | 0 | 0 | 0 | [24 empty] | 8103702 | no | no |  |  | no |  | 0 | 0 | 0 | 0 | 0 | 0 |  | 1 | 1 | 1 | 0 | 0 | 0
load_220342877 |  | node_1371317_539_15328266_823 |  | AN | 0 | Residential | 50004+21301.615j | 0 | 0 | 0 | 0 | 0 | [24 empty] | 8103702 | no | no |  |  | no |  | 0 | 0 | 0 | 0 | 0 | 0 |  | 1 | 1 | 1 | 0 | 0 | 0
load_220342878 |  | node_1371026_073_15329348_555 |  | AN | 0 | Residential | 8812.8+3754.237j | 0 | 0 | 0 | 0 | 0 | [24 empty] | 8103702 | no | no |  |  | no |  | 0 | 0 | 0 | 0 | 0 | 0 |  | 1 | 1 | 1 | 0 | 0 | 0
load_220342879 |  | node_1371285_39_15329317_153 |  | AN | 0 | Residential | 0 | 0 | 0 | 0 | 0 | 0 | [24 empty] | 8103702 | no | no |  |  | no |  | 0 | 0 | 0 | 0 | 0 | 0 |  | 1 | 1 | 1 | 0 | 0 | 0
load_220342880 |  | node_1370902_91_15329536_949 |  | AN | 0 | Residential | 4320+1840.312j | 0 | 0 | 0 | 0 | 0 | [24 empty] | 8103702 | no | no |  |  | no |  | 0 | 0 | 0 | 0 | 0 | 0 |  | 1 | 1 | 1 | 0 | 0 | 0
load_220342881 |  | node_1370826_561_15329779_074 |  | AN | 0 | Residential | 22658.4+9652.438j | 0 | 0 | 0 | 0 | 0 | [24 empty] | 8103702 | no | no |  |  | no |  | 0 | 0 | 0 | 0 | 0 | 0 |  | 1 | 1 | 1 | 0 | 0 | 0
load_220342882 |  | node_1370826_587_15330138_249 |  | AN | 0 | Residential | 14788.8+6300.002j | 0 | 0 | 0 | 0 | 0 | [24 empty] | 8103702 | no | no |  |  | no |  | 0 | 0 | 0 | 0 | 0 | 0 |  | 1 | 1 | 1 | 0 | 0 | 0
load_220342883 |  | node_1369848_294_15331086_961 |  | AN | 0 | Residential | 8956.8+3815.581j | 0 | 0 | 0 | 0 | 0 | [24 empty] | 8103702 | no | no |  |  | no |  | 0 | 0 | 0 | 0 | 0 | 0 |  | 1 | 1 | 1 | 0 | 0 | 0
load_220342884 |  | node_1369849_417_15331916_178 |  | AN | 0 | Other | 0 | 0 | 0 | 0 | 0 | 0 | [24 empty] | 8103702 | no | no |  |  | no |  | 0 | 0 | 0 | 0 | 0 | 0 |  | 1 | 1 | 1 | 0 | 0 | 0
load_220342885 |  | node_1369505_848_15331921_009 |  | AN | 0 | NonResidential | 15333.333+6531.973j | 0 | 0 | 0 | 0 | 0 | [24 empty] | 8103702 | no | no |  |  | no |  | 0 | 0 | 0 | 0 | 0 | 0 |  | 1 | 1 | 1 | 0 | 0 | 0
load_220342887 |  | node_1369506_277_15331973_81 |  | BN | 0 | NonResidential | 0 | 15333.333+6531.973j | 0 | 0 | 0 | 0 | [24 empty] | 8103702 | no | no |  |  | no |  | 0 | 0 | 0 | 0 | 0 | 0 |  | 1 | 1 | 1 | 0 | 0 | 0
load_220342888 |  | node_1369271_085_15332382_874 |  | AN | 0 | Residential | 26460+11271.913j | 0 | 0 | 0 | 0 | 0 | [24 empty] | 8103702 | no | no |  |  | no |  | 0 | 0 | 0 | 0 | 0 | 0 |  | 1 | 1 | 1 | 0 | 0 | 0
load_220342889 |  | node_1369015_088_15332501_791 |  | AN | 0 | Residential | 396+168.695j | 0 | 0 | 0 | 0 | 0 | [24 empty] | 8103702 | no | no |  |  | no |  | 0 | 0 | 0 | 0 | 0 | 0 |  | 1 | 1 | 1 | 0 | 0 | 0
load_220342890 |  | node_1368797_909_15332580_32 |  | AN | 0 | Residential | 3852+1640.945j | 0 | 0 | 0 | 0 | 0 | [24 empty] | 8103702 | no | no |  |  | no |  | 0 | 0 | 0 | 0 | 0 | 0 |  | 1 | 1 | 1 | 0 | 0 | 0
load_220342891 |  | node_1368487_986_15332814_767 |  | AN | 0 | Residential | 8532+3634.617j | 0 | 0 | 0 | 0 | 0 | [24 empty] | 8103702 | no | no |  |  | no |  | 0 | 0 | 0 | 0 | 0 | 0 |  | 1 | 1 | 1 | 0 | 0 | 0
load_220342892 |  | node_1367835_805_15333081_666 |  | AN | 0 | Residential | 18756+7990.023j | 0 | 0 | 0 | 0 | 0 | [24 empty] | 8103702 | no | no |  |  | no |  | 0 | 0 | 0 | 0 | 0 | 0 |  | 1 | 1 | 1 | 0 | 0 | 0
load_220342893 |  | node_1367457_71_15333606_531 |  | AN | 0 | Residential | 8308.8+3539.534j | 0 | 0 | 0 | 0 | 0 | [24 empty] | 8103702 | no | no |  |  | no |  | 0 | 0 | 0 | 0 | 0 | 0 |  | 1 | 1 | 1 | 0 | 0 | 0
load_220342894 |  | node_1367275_645_15333221_367 |  | AN | 0 | Residential | 13644+5812.32j | 0 | 0 | 0 | 0 | 0 | [24 empty] | 8103702 | no | no |  |  | no |  | 0 | 0 | 0 | 0 | 0 | 0 |  | 1 | 1 | 1 | 0 | 0 | 0
load_220342895 |  | node_1366746_446_15333479_096 |  | AN | 0 | Residential | 19159.2+8161.785j | 0 | 0 | 0 | 0 | 0 | [24 empty] | 8103702 | no | no |  |  | no |  | 0 | 0 | 0 | 0 | 0 | 0 |  | 1 | 1 | 1 | 0 | 0 | 0
load_220342896 |  | node_1366209_131_15333563_325 |  | AN | 0 | Residential | 36684+15627.319j | 0 | 0 | 0 | 0 | 0 | [24 empty] | 8103702 | no | no |  |  | no |  | 0 | 0 | 0 | 0 | 0 | 0 |  | 1 | 1 | 1 | 0 | 0 | 0
load_220342897 |  | node_1365645_436_15333766_311 |  | AN | 0 | Residential | 33184.8+14136.666j | 0 | 0 | 0 | 0 | 0 | [24 empty] | 8103702 | no | no |  |  | no |  | 0 | 0 | 0 | 0 | 0 | 0 |  | 1 | 1 | 1 | 0 | 0 | 0
load_220342898 |  | node_1365026_291_15333846_547 |  | AN | 0 | Residential | 770.4+328.189j | 0 | 0 | 0 | 0 | 0 | [24 empty] | 8103702 | no | no |  |  | no |  | 0 | 0 | 0 | 0 | 0 | 0 |  | 1 | 1 | 1 | 0 | 0 | 0
load_220342899 |  | node_1364686_326_15334004_879 |  | AN | 0 | Residential | 36590.4+15587.445j | 0 | 0 | 0 | 0 | 0 | [24 empty] | 8103702 | no | no |  |  | no |  | 0 | 0 | 0 | 0 | 0 | 0 |  | 1 | 1 | 1 | 0 | 0 | 0
load_220342900 |  | node_1364273_478_15333988_988 |  | AN | 0 | Residential | 14.4+6.134j | 0 | 0 | 0 | 0 | 0 | [24 empty] | 8103702 | no | no |  |  | no |  | 0 | 0 | 0 | 0 | 0 | 0 |  | 1 | 1 | 1 | 0 | 0 | 0
load_220342901 |  | node_1364344_3_15333067_298 |  | AN | 0 | Residential | 23832+10152.389j | 0 | 0 | 0 | 0 | 0 | [24 empty] | 8103702 | no | no |  |  | no |  | 0 | 0 | 0 | 0 | 0 | 0 |  | 1 | 1 | 1 | 0 | 0 | 0
load_220342902 |  | node_1364169_221_15334030_987 |  | AN | 0 | Residential | 5277.6+2248.248j | 0 | 0 | 0 | 0 | 0 | [24 empty] | 8103702 | no | no |  |  | no |  | 0 | 0 | 0 | 0 | 0 | 0 |  | 1 | 1 | 1 | 0 | 0 | 0
load_220342947 |  | node_1369109_905_15323716_353 |  | AN | 0 | Residential | 15220.8+6484.034j | 0 | 0 | 0 | 0 | 0 | [24 empty] | 8103702 | no | no |  |  | no |  | 0 | 0 | 0 | 0 | 0 | 0 |  | 1 | 1 | 1 | 0 | 0 | 0
load_220342948 |  | node_1369854_083_15324234_868 |  | AN | 0 | Residential | 3398.4+1447.712j | 0 | 0 | 0 | 0 | 0 | [24 empty] | 8103702 | no | no |  |  | no |  | 0 | 0 | 0 | 0 | 0 | 0 |  | 1 | 1 | 1 | 0 | 0 | 0
load_220342949 |  | node_1369984_858_15324482_586 |  | AN | 0 | Residential | 5601.6+2386.272j | 0 | 0 | 0 | 0 | 0 | [24 empty] | 8103702 | no | no |  |  | no |  | 0 | 0 | 0 | 0 | 0 | 0 |  | 1 | 1 | 1 | 0 | 0 | 0
load_220343194 |  | node_1355856_988_15352104_248 |  | AN | 0 | Residential | 10908+4646.789j | 0 | 0 | 0 | 0 | 0 | [24 empty] | 8103702 | no | no |  |  | no |  | 0 | 0 | 0 | 0 | 0 | 0 |  | 1 | 1 | 1 | 0 | 0 | 0
load_220343195 |  | node_1355932_186_15352402_647 |  | AN | 0 | Residential | 44640+19016.56j | 0 | 0 | 0 | 0 | 0 | [24 empty] | 8103702 | no | no |  |  | no |  | 0 | 0 | 0 | 0 | 0 | 0 |  | 1 | 1 | 1 | 0 | 0 | 0
load_220343196 |  | node_1355495_99_15353231_644 |  | AN | 0 | Residential | 8020.8+3416.846j | 0 | 0 | 0 | 0 | 0 | [24 empty] | 8103702 | no | no |  |  | no |  | 0 | 0 | 0 | 0 | 0 | 0 |  | 1 | 1 | 1 | 0 | 0 | 0
load_220343197 |  | node_1355417_75_15353847_438 |  | AN | 0 | Residential | 5587.2+2380.137j | 0 | 0 | 0 | 0 | 0 | [24 empty] | 8103702 | no | no |  |  | no |  | 0 | 0 | 0 | 0 | 0 | 0 |  | 1 | 1 | 1 | 0 | 0 | 0
load_220343198 |  | node_1355262_091_15354216_146 |  | AN | 0 | Other | 0 | 0 | 0 | 0 | 0 | 0 | [24 empty] | 8103702 | no | no |  |  | no |  | 0 | 0 | 0 | 0 | 0 | 0 |  | 1 | 1 | 1 | 0 | 0 | 0
load_220343200 |  | node_1354502_918_15354432_161 |  | AN | 0 | Other | 0 | 0 | 0 | 0 | 0 | 0 | [24 empty] | 8103702 | no | no |  |  | no |  | 0 | 0 | 0 | 0 | 0 | 0 |  | 1 | 1 | 1 | 0 | 0 | 0
load_220343201 |  | node_1354909_506_15354972_303 |  | AN | 0 | Residential | 9360+3987.343j | 0 | 0 | 0 | 0 | 0 | [24 empty] | 8103702 | no | no |  |  | no |  | 0 | 0 | 0 | 0 | 0 | 0 |  | 1 | 1 | 1 | 0 | 0 | 0
load_220343203 |  | node_1354612_936_15355054_956 |  | AN | 0 | Residential | 5220+2223.711j | 0 | 0 | 0 | 0 | 0 | [24 empty] | 8103702 | no | no |  |  | no |  | 0 | 0 | 0 | 0 | 0 | 0 |  | 1 | 1 | 1 | 0 | 0 | 0
load_220343204 |  | node_1354732_555_15355471_783 |  | AN | 0 | Residential | 26222.4+11170.696j | 0 | 0 | 0 | 0 | 0 | [24 empty] | 8103702 | no | no |  |  | no |  | 0 | 0 | 0 | 0 | 0 | 0 |  | 1 | 1 | 1 | 0 | 0 | 0
load_220343268 |  | node_1372821_192_15344404_376 |  | AN | 0 | Residential | 460.8+196.3j | 0 | 0 | 0 | 0 | 0 | [24 empty] | 8103702 | no | no |  |  | no |  | 0 | 0 | 0 | 0 | 0 | 0 |  | 1 | 1 | 1 | 0 | 0 | 0
load_220343269 |  | node_1373193_844_15343769_92 |  | AN | 0 | Residential | 2304+981.5j | 0 | 0 | 0 | 0 | 0 | [24 empty] | 8103702 | no | no |  |  | no |  | 0 | 0 | 0 | 0 | 0 | 0 |  | 1 | 1 | 1 | 0 | 0 | 0
load_220343270 |  | node_1373014_18_15343578_456 |  | AN | 0 | NonResidential | 3000+1277.995j | 0 | 0 | 0 | 0 | 0 | [24 empty] | 8103702 | no | no |  |  | no |  | 0 | 0 | 0 | 0 | 0 | 0 |  | 1 | 1 | 1 | 0 | 0 | 0
load_220343271 |  | node_1373246_179_15342423_817 |  | AN | 0 | Residential | 6163.2+2625.512j | 0 | 0 | 0 | 0 | 0 | [24 empty] | 8103702 | no | no |  |  | no |  | 0 | 0 | 0 | 0 | 0 | 0 |  | 1 | 1 | 1 | 0 | 0 | 0
load_220343272 |  | node_1374381_569_15343422_092 |  | AN | 0 | NonResidential | 163000+69437.709j | 0 | 0 | 0 | 0 | 0 | [24 empty] | 8103702 | no | no |  |  | no |  | 0 | 0 | 0 | 0 | 0 | 0 |  | 1 | 1 | 1 | 0 | 0 | 0
load_220343273 |  | node_1374653_378_15343633_817 |  | AN | 0 | NonResidential | 9000+3833.984j | 0 | 0 | 0 | 0 | 0 | [24 empty] | 8103702 | no | no |  |  | no |  | 0 | 0 | 0 | 0 | 0 | 0 |  | 1 | 1 | 1 | 0 | 0 | 0
load_220343274 |  | node_1374807_053_15343904_073 |  | AN | 0 | NonResidential | 17000+7241.97j | 0 | 0 | 0 | 0 | 0 | [24 empty] | 8103702 | no | no |  |  | no |  | 0 | 0 | 0 | 0 | 0 | 0 |  | 1 | 1 | 1 | 0 | 0 | 0
load_220343275 |  | node_1367713_881_15344142_525 |  | AN | 0 | Residential | 3808.8+1622.542j | 0 | 0 | 0 | 0 | 0 | [24 empty] | 8103702 | no | no |  |  | no |  | 0 | 0 | 0 | 0 | 0 | 0 |  | 1 | 1 | 1 | 0 | 0 | 0
load_220343276 |  | node_1369492_802_15345649_037 |  | AN | 0 | Residential | 4176+1778.969j | 0 | 0 | 0 | 0 | 0 | [24 empty] | 8103702 | no | no |  |  | no |  | 0 | 0 | 0 | 0 | 0 | 0 |  | 1 | 1 | 1 | 0 | 0 | 0
load_220343277 |  | node_1369948_186_15345335_423 |  | AN | 0 | Residential | 2570.4+1094.986j | 0 | 0 | 0 | 0 | 0 | [24 empty] | 8103702 | no | no |  |  | no |  | 0 | 0 | 0 | 0 | 0 | 0 |  | 1 | 1 | 1 | 0 | 0 | 0
load_220343278 |  | node_1370725_621_15345612_194 |  | AN | 0 | NonResidential | 1663.2+708.52j | 0 | 0 | 0 | 0 | 0 | [24 empty] | 8103702 | no | no |  |  | no |  | 0 | 0 | 0 | 0 | 0 | 0 |  | 1 | 1 | 1 | 0 | 0 | 0
load_220343279 |  | node_1371980_94_15345994_381 |  | AN | 0 | Residential | 3909.6+1665.483j | 0 | 0 | 0 | 0 | 0 | [24 empty] | 8103702 | no | no |  |  | no |  | 0 | 0 | 0 | 0 | 0 | 0 |  | 1 | 1 | 1 | 0 | 0 | 0
load_220343280 |  | node_1372200_843_15346136_094 |  | AN | 0 | Residential | 5320.8+2266.651j | 0 | 0 | 0 | 0 | 0 | [24 empty] | 8103702 | no | no |  |  | no |  | 0 | 0 | 0 | 0 | 0 | 0 |  | 1 | 1 | 1 | 0 | 0 | 0
load_220343281 |  | node_1372573_457_15346176_956 |  | AN | 0 | Residential | 5248.8+2235.979j | 0 | 0 | 0 | 0 | 0 | [24 empty] | 8103702 | no | no |  |  | no |  | 0 | 0 | 0 | 0 | 0 | 0 |  | 1 | 1 | 1 | 0 | 0 | 0
load_220343282 |  | node_1372784_378_15346274_179 |  | AN | 0 | Residential | 16855.2+7180.285j | 0 | 0 | 0 | 0 | 0 | [24 empty] | 8103702 | no | no |  |  | no |  | 0 | 0 | 0 | 0 | 0 | 0 |  | 1 | 1 | 1 | 0 | 0 | 0
load_220343283 |  | node_1372923_066_15346316_023 |  | AN | 0 | Residential | 10346.4+4407.548j | 0 | 0 | 0 | 0 | 0 | [24 empty] | 8103702 | no | no |  |  | no |  | 0 | 0 | 0 | 0 | 0 | 0 |  | 1 | 1 | 1 | 0 | 0 | 0
load_220343285 |  | node_1367672_491_15343820_984 |  | AN | 0 | Residential | 3643.2+1551.997j | 0 | 0 | 0 | 0 | 0 | [24 empty] | 8103702 | no | no |  |  | no |  | 0 | 0 | 0 | 0 | 0 | 0 |  | 1 | 1 | 1 | 0 | 0 | 0
load_220343286 |  | node_1367929_041_15343994_562 |  | AN | 0 | Residential | 8575.2+3653.02j | 0 | 0 | 0 | 0 | 0 | [24 empty] | 8103702 | no | no |  |  | no |  | 0 | 0 | 0 | 0 | 0 | 0 |  | 1 | 1 | 1 | 0 | 0 | 0
load_220343287 |  | node_1368204_962_15343755_627 |  | AN | 0 | Residential | 8575.2+3653.02j | 0 | 0 | 0 | 0 | 0 | [24 empty] | 8103702 | no | no |  |  | no |  | 0 | 0 | 0 | 0 | 0 | 0 |  | 1 | 1 | 1 | 0 | 0 | 0
load_220343288 |  | node_1368598_164_15344490_22 |  | AN | 0 | Residential | 8215.2+3499.661j | 0 | 0 | 0 | 0 | 0 | [24 empty] | 8103702 | no | no |  |  | no |  | 0 | 0 | 0 | 0 | 0 | 0 |  | 1 | 1 | 1 | 0 | 0 | 0
load_220343289 |  | node_1368635_409_15345104_029 |  | AN | 0 | Residential | 5767.2+2456.817j | 0 | 0 | 0 | 0 | 0 | [24 empty] | 8103702 | no | no |  |  | no |  | 0 | 0 | 0 | 0 | 0 | 0 |  | 1 | 1 | 1 | 0 | 0 | 0
load_220343367 |  | node_1368910_682_15342103_368 |  | AN | 0 | Residential | 17049.6+7263.099j | 0 | 0 | 0 | 0 | 0 | [24 empty] | 8103702 | no | no |  |  | no |  | 0 | 0 | 0 | 0 | 0 | 0 |  | 1 | 1 | 1 | 0 | 0 | 0
load_220343396 |  | node_1368370_169_15344514_71 |  | AN | 0 | Residential | 33681.6+14348.302j | 0 | 0 | 0 | 0 | 0 | [24 empty] | 8103702 | no | no |  |  | no |  | 0 | 0 | 0 | 0 | 0 | 0 |  | 1 | 1 | 1 | 0 | 0 | 0
load_220343397 |  | node_1368435_15_15344766_351 |  | AN | 0 | Residential | 14284.8+6085.299j | 0 | 0 | 0 | 0 | 0 | [24 empty] | 8103702 | no | no |  |  | no |  | 0 | 0 | 0 | 0 | 0 | 0 |  | 1 | 1 | 1 | 0 | 0 | 0
load_220343398 |  | node_1368401_735_15345380_29 |  | AN | 0 | Residential | 37814.4+16108.867j | 0 | 0 | 0 | 0 | 0 | [24 empty] | 8103702 | no | no |  |  | no |  | 0 | 0 | 0 | 0 | 0 | 0 |  | 1 | 1 | 1 | 0 | 0 | 0
load_220343399 |  | node_1368169_653_15345970_029 |  | AN | 0 | Residential | 9633.6+4103.896j | 0 | 0 | 0 | 0 | 0 | [24 empty] | 8103702 | no | no |  |  | no |  | 0 | 0 | 0 | 0 | 0 | 0 |  | 1 | 1 | 1 | 0 | 0 | 0
load_220343400 |  | node_1368086_586_15345460_199 |  | AN | 0 | NonResidential | 6904.8+2941.432j | 0 | 0 | 0 | 0 | 0 | [24 empty] | 8103702 | no | no |  |  | no |  | 0 | 0 | 0 | 0 | 0 | 0 |  | 1 | 1 | 1 | 0 | 0 | 0
load_220425708 |  | node_1354842_603_15355222_955 |  | AN | 0 | Residential | 4348.8+1852.581j | 0 | 0 | 0 | 0 | 0 | [24 empty] | 8103702 | no | no |  |  | no |  | 0 | 0 | 0 | 0 | 0 | 0 |  | 1 | 1 | 1 | 0 | 0 | 0
load_220432622 |  | node_1377503_968_15344549_488 |  | AN | 0 | Other | 0 | 0 | 0 | 0 | 0 | 0 | [24 empty] | 8103702 | no | no |  |  | no |  | 0 | 0 | 0 | 0 | 0 | 0 |  | 1 | 1 | 1 | 0 | 0 | 0
load_220434746 |  | node_1361741_42_15335648_878 |  | AN | 0 | Residential | 170445.6+72609.522j | 0 | 0 | 0 | 0 | 0 | [24 empty] | 8103702 | no | no |  |  | no |  | 0 | 0 | 0 | 0 | 0 | 0 |  | 1 | 1 | 1 | 0 | 0 | 0
load_220436083 |  | node_1354830_284_15351660_043 |  | AN | 0 | Residential | 9064.8+3861.589j | 0 | 0 | 0 | 0 | 0 | [24 empty] | 8103702 | no | no |  |  | no |  | 0 | 0 | 0 | 0 | 0 | 0 |  | 1 | 1 | 1 | 0 | 0 | 0
load_220447143 |  | node_1368111_235_15332823_369 |  | AN | 0 | Residential | 1303.2+555.161j | 0 | 0 | 0 | 0 | 0 | [24 empty] | 8103702 | no | no |  |  | no |  | 0 | 0 | 0 | 0 | 0 | 0 |  | 1 | 1 | 1 | 0 | 0 | 0
load_220496936 |  | node_1373845_093_15333223_848 |  | CN | 0 | NonResidential | 0 | 0 | 0 | 0 | 0 | 0 | [24 empty] | 8103702 | no | no |  |  | no |  | 0 | 0 | 0 | 0 | 0 | 0 |  | 1 | 1 | 1 | 0 | 0 | 0
load_220497880 |  | node_1371174_286_15341095_33 |  | AN | 0 | Residential | 17020.8+7250.83j | 0 | 0 | 0 | 0 | 0 | [24 empty] | 8103702 | no | no |  |  | no |  | 0 | 0 | 0 | 0 | 0 | 0 |  | 1 | 1 | 1 | 0 | 0 | 0
load_220499313 |  | node_1366895_969_15324491_637 |  | AN | 0 | Residential | 3751.2+1598.005j | 0 | 0 | 0 | 0 | 0 | [24 empty] | 8103702 | no | no |  |  | no |  | 0 | 0 | 0 | 0 | 0 | 0 |  | 1 | 1 | 1 | 0 | 0 | 0
load_220517819 |  | node_1369871_825_15332942_543 |  | AN | 0 | Residential | 10130.4+4315.532j | 0 | 0 | 0 | 0 | 0 | [24 empty] | 8103702 | no | no |  |  | no |  | 0 | 0 | 0 | 0 | 0 | 0 |  | 1 | 1 | 1 | 0 | 0 | 0
load_220518516 |  | node_1357258_154_15347546_071 |  | AN | 0 | Residential | 6494.4+2766.603j | 0 | 0 | 0 | 0 | 0 | [24 empty] | 8103702 | no | no |  |  | no |  | 0 | 0 | 0 | 0 | 0 | 0 |  | 1 | 1 | 1 | 0 | 0 | 0
load_220525901 |  | node_1365713_603_15345390_655 |  | AN | 0 | Residential | 16790.4+7152.68j | 0 | 0 | 0 | 0 | 0 | [24 empty] | 8103702 | no | no |  |  | no |  | 0 | 0 | 0 | 0 | 0 | 0 |  | 1 | 1 | 1 | 0 | 0 | 0
load_220530953 |  | node_1356844_454_15340072_705 |  | AN | 0 | Residential | 12052.8+5134.471j | 0 | 0 | 0 | 0 | 0 | [24 empty] | 8103702 | no | no |  |  | no |  | 0 | 0 | 0 | 0 | 0 | 0 |  | 1 | 1 | 1 | 0 | 0 | 0
load_220531072 |  | node_1366519_708_15333981_592 |  | AN | 0 | Residential | 24674.4+10511.25j | 0 | 0 | 0 | 0 | 0 | [24 empty] | 8103702 | no | no |  |  | no |  | 0 | 0 | 0 | 0 | 0 | 0 |  | 1 | 1 | 1 | 0 | 0 | 0
load_220531076 |  | node_1369670_792_15338065_826 |  | AN | 0 | Residential | 10965.6+4671.326j | 0 | 0 | 0 | 0 | 0 | [24 empty] | 8103702 | no | no |  |  | no |  | 0 | 0 | 0 | 0 | 0 | 0 |  | 1 | 1 | 1 | 0 | 0 | 0
load_220533639 |  | node_1374528_211_15332648_751 |  | ABCN | 0 | NonResidential | 78000+33227.861j | 78000+33227.861j | 78000+33227.861j | 0 | 0 | 0 | [24 empty] | 8103702 | no | no |  |  | no |  | 0 | 0 | 0 | 0 | 0 | 0 |  | 1 | 1 | 1 | 0 | 0 | 0
load_220535526 |  | node_1356909_767_15347571_978 |  | AN | 0 | Residential | 6753.6+2877.022j | 0 | 0 | 0 | 0 | 0 | [24 empty] | 8103702 | no | no |  |  | no |  | 0 | 0 | 0 | 0 | 0 | 0 |  | 1 | 1 | 1 | 0 | 0 | 0
load_220535594 |  | node_1365240_158_15338311_878 |  | AN | 0 | Residential | 5342.4+2275.853j | 0 | 0 | 0 | 0 | 0 | [24 empty] | 8103702 | no | no |  |  | no |  | 0 | 0 | 0 | 0 | 0 | 0 |  | 1 | 1 | 1 | 0 | 0 | 0
load_220535648 |  | node_1371483_504_15327686_424 |  | AN | 0 | NonResidential | 5184+2208.375j | 0 | 0 | 0 | 0 | 0 | [24 empty] | 8103702 | no | no |  |  | no |  | 0 | 0 | 0 | 0 | 0 | 0 |  | 1 | 1 | 1 | 0 | 0 | 0
load_220540771 |  | node_1356666_715_15348728_324 |  | AN | 0 | NonResidential | 2109.6+898.686j | 0 | 0 | 0 | 0 | 0 | [24 empty] | 8103702 | no | no |  |  | no |  | 0 | 0 | 0 | 0 | 0 | 0 |  | 1 | 1 | 1 | 0 | 0 | 0
load_220543431 |  | node_1370855_815_15332400_984 |  | AN | 0 | NonResidential | 5000+2129.991j | 0 | 0 | 0 | 0 | 0 | [24 empty] | 8103702 | no | no |  |  | no |  | 0 | 0 | 0 | 0 | 0 | 0 |  | 1 | 1 | 1 | 0 | 0 | 0
load_220544008 |  | node_1367210_016_15339325_032 |  | AN | 0 | NonResidential | 14000+5963.975j | 0 | 0 | 0 | 0 | 0 | [24 empty] | 8103702 | no | no |  |  | no |  | 0 | 0 | 0 | 0 | 0 | 0 |  | 1 | 1 | 1 | 0 | 0 | 0
load_220550389 |  | node_1355108_39_15354442_146 |  | AN | 0 | Residential | 25768.8+10977.463j | 0 | 0 | 0 | 0 | 0 | [24 empty] | 8103702 | no | no |  |  | no |  | 0 | 0 | 0 | 0 | 0 | 0 |  | 1 | 1 | 1 | 0 | 0 | 0
load_220566847 |  | node_1358305_806_15335666_835 |  | AN | 0 | Residential | 9835.2+4189.778j | 0 | 0 | 0 | 0 | 0 | [24 empty] | 8103702 | no | no |  |  | no |  | 0 | 0 | 0 | 0 | 0 | 0 |  | 1 | 1 | 1 | 0 | 0 | 0
load_220598908 |  | node_1357599_585_15344436_852 |  | AN | 0 | Residential | 0 | 0 | 0 | 0 | 0 | 0 | [24 empty] | 8103702 | no | no |  |  | no |  | 0 | 0 | 0 | 0 | 0 | 0 |  | 1 | 1 | 1 | 0 | 0 | 0
load_220600408 |  | node_1369783_082_15335370_313 |  | AN | 0 | Residential | 17827.2+7594.355j | 0 | 0 | 0 | 0 | 0 | [24 empty] | 8103702 | no | no |  |  | no |  | 0 | 0 | 0 | 0 | 0 | 0 |  | 1 | 1 | 1 | 0 | 0 | 0
load_220602520 |  | node_1376376_545_15347646_138 |  | AN | 0 | Other | 0 | 0 | 0 | 0 | 0 | 0 | [24 empty] | 8103702 | no | no |  |  | no |  | 0 | 0 | 0 | 0 | 0 | 0 |  | 1 | 1 | 1 | 0 | 0 | 0
load_220604535 |  | node_1364413_674_15339148_908 |  | AN | 0 | Residential | 16588.8+7066.799j | 0 | 0 | 0 | 0 | 0 | [24 empty] | 8103702 | no | no |  |  | no |  | 0 | 0 | 0 | 0 | 0 | 0 |  | 1 | 1 | 1 | 0 | 0 | 0
load_220604536 |  | node_1364581_771_15339075_26 |  | AN | 0 | Other | 0 | 0 | 0 | 0 | 0 | 0 | [24 empty] | 8103702 | no | no |  |  | no |  | 0 | 0 | 0 | 0 | 0 | 0 |  | 1 | 1 | 1 | 0 | 0 | 0
load_220610148 |  | node_1366374_729_15338345_386 |  | AN | 0 | Residential | 15220.8+6484.034j | 0 | 0 | 0 | 0 | 0 | [24 empty] | 8103702 | no | no |  |  | no |  | 0 | 0 | 0 | 0 | 0 | 0 |  | 1 | 1 | 1 | 0 | 0 | 0
load_220611189 |  | node_1358442_301_15343573_081 |  | AN | 0 | Residential | 20304+8649.468j | 0 | 0 | 0 | 0 | 0 | [24 empty] | 8103702 | no | no |  |  | no |  | 0 | 0 | 0 | 0 | 0 | 0 |  | 1 | 1 | 1 | 0 | 0 | 0
load_220618278 |  | node_1360843_41_15333827_257 |  | AN | 0 | NonResidential | 5349.6+2278.92j | 0 | 0 | 0 | 0 | 0 | [24 empty] | 8103702 | no | no |  |  | no |  | 0 | 0 | 0 | 0 | 0 | 0 |  | 1 | 1 | 1 | 0 | 0 | 0
load_220625736 |  | node_1366107_123_15341552_704 |  | AN | 0 | NonResidential | 64.8+27.605j | 0 | 0 | 0 | 0 | 0 | [24 empty] | 8103702 | no | no |  |  | no |  | 0 | 0 | 0 | 0 | 0 | 0 |  | 1 | 1 | 1 | 0 | 0 | 0
load_220636607 |  | node_1369503_478_15331947_423 |  | CN | 0 | NonResidential | 0 | 0 | 15333.333+6531.973j | 0 | 0 | 0 | [24 empty] | 8103702 | no | no |  |  | no |  | 0 | 0 | 0 | 0 | 0 | 0 |  | 1 | 1 | 1 | 0 | 0 | 0
load_220647445 |  | node_1369231_37_15338541_784 |  | AN | 0 | Residential | 6832.8+2910.761j | 0 | 0 | 0 | 0 | 0 | [24 empty] | 8103702 | no | no |  |  | no |  | 0 | 0 | 0 | 0 | 0 | 0 |  | 1 | 1 | 1 | 0 | 0 | 0
load_220648501 |  | node_1363422_808_15337917_215 |  | AN | 0 | Residential | 3607.2+1536.661j | 0 | 0 | 0 | 0 | 0 | [24 empty] | 8103702 | no | no |  |  | no |  | 0 | 0 | 0 | 0 | 0 | 0 |  | 1 | 1 | 1 | 0 | 0 | 0
load_220650530 |  | node_1365409_1_15326147_646 |  | AN | 0 | Residential | 6804+2898.492j | 0 | 0 | 0 | 0 | 0 | [24 empty] | 8103702 | no | no |  |  | no |  | 0 | 0 | 0 | 0 | 0 | 0 |  | 1 | 1 | 1 | 0 | 0 | 0
load_220654022 |  | node_1357659_081_15335859_367 |  | AN | 0 | Residential | 13780.8+5870.596j | 0 | 0 | 0 | 0 | 0 | [24 empty] | 8103702 | no | no |  |  | no |  | 0 | 0 | 0 | 0 | 0 | 0 |  | 1 | 1 | 1 | 0 | 0 | 0
load_310005521 |  | node_1357289_519_15347929_446 |  | AN | 0 | Residential | 24112.8+10272.01j | 0 | 0 | 0 | 0 | 0 | [24 empty] | 8103702 | no | no |  |  | no |  | 0 | 0 | 0 | 0 | 0 | 0 |  | 1 | 1 | 1 | 0 | 0 | 0
load_310005522 |  | node_1365982_627_15343554_23 |  | AN | 0 | Residential | 29498.4+12566.266j | 0 | 0 | 0 | 0 | 0 | [24 empty] | 8103702 | no | no |  |  | no |  | 0 | 0 | 0 | 0 | 0 | 0 |  | 1 | 1 | 1 | 0 | 0 | 0
load_310011590 |  | node_1365505_437_15342856_501 |  | AN | 0 | Residential | 4521.6+1926.194j | 0 | 0 | 0 | 0 | 0 | [24 empty] | 8103702 | no | no |  |  | no |  | 0 | 0 | 0 | 0 | 0 | 0 |  | 1 | 1 | 1 | 0 | 0 | 0
load_310032899 |  | node_1373110_959_15346434_833 |  | AN | 0 | Residential | 8776.8+3738.901j | 0 | 0 | 0 | 0 | 0 | [24 empty] | 8103702 | no | no |  |  | no |  | 0 | 0 | 0 | 0 | 0 | 0 |  | 1 | 1 | 1 | 0 | 0 | 0
load_310045521 |  | node_1374348_742_15332239_081 |  | ABCN | 0 | NonResidential | 26333.333+11217.953j | 26333.333+11217.953j | 26333.333+11217.953j | 0 | 0 | 0 | [24 empty] | 8103702 | no | no |  |  | no |  | 0 | 0 | 0 | 0 | 0 | 0 |  | 1 | 1 | 1 | 0 | 0 | 0
load_310052281 |  | node_1367270_983_15324131_773 |  | AN | 0 | NonResidential | 21.6+9.202j | 0 | 0 | 0 | 0 | 0 | [24 empty] | 8103702 | no | no |  |  | no |  | 0 | 0 | 0 | 0 | 0 | 0 |  | 1 | 1 | 1 | 0 | 0 | 0
load_310060680 |  | node_1366047_684_15333687_387 |  | ABCN | 0 | NonResidential | 4.8+2.045j | 4.8+2.045j | 4.8+2.045j | 0 | 0 | 0 | [24 empty] | 8103702 | no | no |  |  | no |  | 0 | 0 | 0 | 0 | 0 | 0 |  | 1 | 1 | 1 | 0 | 0 | 0
load_311889696 |  | node_1374220_408_15339433_796 |  | BN | 0 | NonResidential | 0 | 9333.333+3975.983j | 0 | 0 | 0 | 0 | [24 empty] | 8103702 | no | no |  |  | no |  | 0 | 0 | 0 | 0 | 0 | 0 |  | 1 | 1 | 1 | 0 | 0 | 0
load_311889697 |  | node_1374221_4_15339419_221 |  | CN | 0 | NonResidential | 0 | 0 | 9333.333+3975.983j | 0 | 0 | 0 | [24 empty] | 8103702 | no | no |  |  | no |  | 0 | 0 | 0 | 0 | 0 | 0 |  | 1 | 1 | 1 | 0 | 0 | 0
load_311896747 |  | node_1372980_79_15333515_374 |  | AN | 0 | NonResidential | 6000+2555.989j | 0 | 0 | 0 | 0 | 0 | [24 empty] | 8103702 | no | no |  |  | no |  | 0 | 0 | 0 | 0 | 0 | 0 |  | 1 | 1 | 1 | 0 | 0 | 0
load_311896748 |  | node_1373002_852_15333542_21 |  | BN | 0 | NonResidential | 0 | 6000+2555.989j | 0 | 0 | 0 | 0 | [24 empty] | 8103702 | no | no |  |  | no |  | 0 | 0 | 0 | 0 | 0 | 0 |  | 1 | 1 | 1 | 0 | 0 | 0
load_311896749 |  | node_1373042_534_15333560_172 |  | CN | 0 | NonResidential | 0 | 0 | 6000+2555.989j | 0 | 0 | 0 | [24 empty] | 8103702 | no | no |  |  | no |  | 0 | 0 | 0 | 0 | 0 | 0 |  | 1 | 1 | 1 | 0 | 0 | 0
load_311902008 |  | node_1372703_022_15333390_657 |  | AN | 0 | NonResidential | 2000+851.996j | 0 | 0 | 0 | 0 | 0 | [24 empty] | 8103702 | no | no |  |  | no |  | 0 | 0 | 0 | 0 | 0 | 0 |  | 1 | 1 | 1 | 0 | 0 | 0
load_311902009 |  | node_1372713_101_15333370_601 |  | BN | 0 | NonResidential | 0 | 2000+851.996j | 0 | 0 | 0 | 0 | [24 empty] | 8103702 | no | no |  |  | no |  | 0 | 0 | 0 | 0 | 0 | 0 |  | 1 | 1 | 1 | 0 | 0 | 0
load_311902011 |  | node_1372718_68_15333351_464 |  | CN | 0 | NonResidential | 0 | 0 | 2000+851.996j | 0 | 0 | 0 | [24 empty] | 8103702 | no | no |  |  | no |  | 0 | 0 | 0 | 0 | 0 | 0 |  | 1 | 1 | 1 | 0 | 0 | 0
load_311909571 |  | node_1374221_76_15339450_426 |  | AN | 0 | NonResidential | 9333.333+3975.983j | 0 | 0 | 0 | 0 | 0 | [24 empty] | 8103702 | no | no |  |  | no |  | 0 | 0 | 0 | 0 | 0 | 0 |  | 1 | 1 | 1 | 0 | 0 | 0
load_311987310 |  | node_1368235_911_15322665_044 |  | AN | 0 | NonResidential | 0 | 0 | 0 | 0 | 0 | 0 | [24 empty] | 8103702 | no | no |  |  | no |  | 0 | 0 | 0 | 0 | 0 | 0 |  | 1 | 1 | 1 | 0 | 0 | 0
load_311987312 |  | node_1368218_067_15322639_03 |  | BN | 0 | NonResidential | 0 | 0 | 0 | 0 | 0 | 0 | [24 empty] | 8103702 | no | no |  |  | no |  | 0 | 0 | 0 | 0 | 0 | 0 |  | 1 | 1 | 1 | 0 | 0 | 0
load_311987313 |  | node_1368201_497_15322622_754 |  | CN | 0 | Residential | 0 | 0 | 792+337.391j | 0 | 0 | 0 | [24 empty] | 8103702 | no | no |  |  | no |  | 0 | 0 | 0 | 0 | 0 | 0 |  | 1 | 1 | 1 | 0 | 0 | 0
load_311994257 |  | node_1355622_291_15341506_348 |  | AN | 0 | Residential | 8078.4+3441.384j | 0 | 0 | 0 | 0 | 0 | [24 empty] | 8103702 | no | no |  |  | no |  | 0 | 0 | 0 | 0 | 0 | 0 |  | 1 | 1 | 1 | 0 | 0 | 0
load_311996592 |  | node_1373198_704_15344914_257 |  | AN | 0 | Residential | 11376+4846.156j | 0 | 0 | 0 | 0 | 0 | [24 empty] | 8103702 | no | no |  |  | no |  | 0 | 0 | 0 | 0 | 0 | 0 |  | 1 | 1 | 1 | 0 | 0 | 0
load_312015269 |  | node_1370430_414_15330854_353 |  | AN | 0 | NonResidential | 6000+2555.989j | 0 | 0 | 0 | 0 | 0 | [24 empty] | 8103702 | no | no |  |  | no |  | 0 | 0 | 0 | 0 | 0 | 0 |  | 1 | 1 | 1 | 0 | 0 | 0
load_312072001 |  | node_1376703_204_15346978_786 |  | AN | 0 | Other | 0 | 0 | 0 | 0 | 0 | 0 | [24 empty] | 8103702 | no | no |  |  | no |  | 0 | 0 | 0 | 0 | 0 | 0 |  | 1 | 1 | 1 | 0 | 0 | 0
load_312084510 |  | node_1370879_768_15326105_068 |  | AN | 0 | Other | 0 | 0 | 0 | 0 | 0 | 0 | [24 empty] | 8103702 | no | no |  |  | no |  | 0 | 0 | 0 | 0 | 0 | 0 |  | 1 | 1 | 1 | 0 | 0 | 0
load_312091277 |  | node_1369457_701_15324034_941 |  | AN | 0 | NonResidential | 1000+425.998j | 0 | 0 | 0 | 0 | 0 | [24 empty] | 8103702 | no | no |  |  | no |  | 0 | 0 | 0 | 0 | 0 | 0 |  | 1 | 1 | 1 | 0 | 0 | 0
load_312145309 |  | node_1370863_342_15332389_422 |  | BN | 0 | NonResidential | 0 | 5000+2129.991j | 0 | 0 | 0 | 0 | [24 empty] | 8103702 | no | no |  |  | no |  | 0 | 0 | 0 | 0 | 0 | 0 |  | 1 | 1 | 1 | 0 | 0 | 0
load_312145310 |  | node_1370864_484_15332376_838 |  | CN | 0 | NonResidential | 0 | 0 | 5000+2129.991j | 0 | 0 | 0 | [24 empty] | 8103702 | no | no |  |  | no |  | 0 | 0 | 0 | 0 | 0 | 0 |  | 1 | 1 | 1 | 0 | 0 | 0

## node
data_type | static
owner_type | feeder
owner | 8103702
object | node
name | groupid | parent | bustype | phases | nominal_voltage | dcircuit | selected | monitored | monitored_fields | class_monitored_fields | played | played_fields | subsystem | x | y | comments | dist_to_slack
node_1354502_918_15354432_161 |  |  | PQ | AN | 2771.281 | 8103702 | no | no |  |  | no |  |  | 1354502.918 | 15354432.161 |  | -1
node_1354612_936_15355054_956 |  |  | PQ | AN | 2771.281 | 8103702 | no | no |  |  | no |  |  | 1354612.936 | 15355054.956 |  | -1
node_1354732_555_15355471_783 |  |  | PQ | AN | 2771.281 | 8103702 | no | no |  |  | no |  |  | 1354732.555 | 15355471.783 |  | -1
node_1354830_284_15351660_043 |  |  | PQ | AN | 2771.281 | 8103702 | no | no |  |  | no |  |  | 1354830.284 | 15351660.043 |  | -1
node_1354842_603_15355222_955 |  |  | PQ | AN | 2771.281 | 8103702 | no | no |  |  | no |  |  | 1354842.603 | 15355222.955 |  | -1
node_1354909_506_15354972_303 |  |  | PQ | AN | 2771.281 | 8103702 | no | no |  |  | no |  |  | 1354909.506 | 15354972.303 |  | -1
node_1355108_39_15354442_146 |  |  | PQ | AN | 2771.281 | 8103702 | no | no |  |  | no |  |  | 1355108.39 | 15354442.146 |  | -1
node_1355262_091_15354216_146 |  |  | PQ | AN | 2771.281 | 8103702 | no | no |  |  | no |  |  | 1355262.091 | 15354216.146 |  | -1
node_1355405_643_15341842_592 |  |  | PQ | AN | 2771.281 | 8103702 | no | no |  |  | no |  |  | 1355405.643 | 15341842.592 |  | -1
node_1355417_75_15353847_438 |  |  | PQ | AN | 2771.281 | 8103702 | no | no |  |  | no |  |  | 1355417.75 | 15353847.438 |  | -1
node_1355495_99_15353231_644 |  |  | PQ | AN | 2771.281 | 8103702 | no | no |  |  | no |  |  | 1355495.99 | 15353231.644 |  | -1
node_1355534_363_15353475_958 |  |  | PQ | AD | 2771.281 | 8103702 | no | no |  |  | no |  |  | 1355534.363 | 15353475.958 |  | -1
node_1355622_291_15341506_348 |  |  | PQ | AN | 2771.281 | 8103702 | no | no |  |  | no |  |  | 1355622.291 | 15341506.348 |  | -1
node_1355856_988_15352104_248 |  |  | PQ | AN | 2771.281 | 8103702 | no | no |  |  | no |  |  | 1355856.988 | 15352104.248 |  | -1
node_1355858_207_15341343_045 |  |  | PQ | AN | 2771.281 | 8103702 | no | no |  |  | no |  |  | 1355858.207 | 15341343.045 |  | -1
node_1355932_186_15352402_647 |  |  | PQ | AN | 2771.281 | 8103702 | no | no |  |  | no |  |  | 1355932.186 | 15352402.647 |  | -1
node_1356215_749_15351131_796 |  |  | PQ | AN | 2771.281 | 8103702 | no | no |  |  | no |  |  | 1356215.749 | 15351131.796 |  | -1
node_1356257_944_15341214_266 |  |  | PQ | AN | 2771.281 | 8103702 | no | no |  |  | no |  |  | 1356257.944 | 15341214.266 |  | -1
node_1356311_526_15350659_091 |  |  | PQ | AN | 2771.281 | 8103702 | no | no |  |  | no |  |  | 1356311.526 | 15350659.091 |  | -1
node_1356396_481_15350449_756 |  |  | PQ | AN | 2771.281 | 8103702 | no | no |  |  | no |  |  | 1356396.481 | 15350449.756 |  | -1
node_1356419_52_15349125_303 |  |  | PQ | AN | 2771.281 | 8103702 | no | no |  |  | no |  |  | 1356419.52 | 15349125.303 |  | -1
node_1356474_466_15340376_333 |  |  | PQ | AN | 2771.281 | 8103702 | no | no |  |  | no |  |  | 1356474.466 | 15340376.333 |  | -1
node_1356590_013_15347564_988 |  |  | PQ | AN | 2771.281 | 8103702 | no | no |  |  | no |  |  | 1356590.013 | 15347564.988 |  | -1
node_1356643_615_15349820_651 |  |  | PQ | AN | 2771.281 | 8103702 | no | no |  |  | no |  |  | 1356643.615 | 15349820.651 |  | -1
node_1356666_715_15348728_324 |  |  | PQ | AN | 2771.281 | 8103702 | no | no |  |  | no |  |  | 1356666.715 | 15348728.324 |  | -1
node_1356844_454_15340072_705 |  |  | PQ | AN | 2771.281 | 8103702 | no | no |  |  | no |  |  | 1356844.454 | 15340072.705 |  | -1
node_1356909_767_15347571_978 |  |  | PQ | AN | 2771.281 | 8103702 | no | no |  |  | no |  |  | 1356909.767 | 15347571.978 |  | -1
node_1357057_478_15349168_101 |  |  | PQ | AN | 2771.281 | 8103702 | no | no |  |  | no |  |  | 1357057.478 | 15349168.101 |  | -1
node_1357148_789_15348831_933 |  |  | PQ | AN | 2771.281 | 8103702 | no | no |  |  | no |  |  | 1357148.789 | 15348831.933 |  | -1
node_1357205_703_15340250_533 |  |  | PQ | AN | 2771.281 | 8103702 | no | no |  |  | no |  |  | 1357205.703 | 15340250.533 |  | -1
node_1357226_728_15348220_327 |  |  | PQ | AN | 2771.281 | 8103702 | no | no |  |  | no |  |  | 1357226.728 | 15348220.327 |  | -1
node_1357231_792_15348478_42 |  |  | PQ | AN | 2771.281 | 8103702 | no | no |  |  | no |  |  | 1357231.792 | 15348478.42 |  | -1
node_1357258_154_15347546_071 |  |  | PQ | AN | 2771.281 | 8103702 | no | no |  |  | no |  |  | 1357258.154 | 15347546.071 |  | -1
node_1357289_519_15347929_446 |  |  | PQ | AN | 2771.281 | 8103702 | no | no |  |  | no |  |  | 1357289.519 | 15347929.446 |  | -1
node_1357344_38_15339217_996 |  |  | PQ | AN | 2771.281 | 8103702 | no | no |  |  | no |  |  | 1357344.38 | 15339217.996 |  | -1
node_1357354_04_15348745_789 |  |  | PQ | AN | 2771.281 | 8103702 | no | no |  |  | no |  |  | 1357354.04 | 15348745.789 |  | -1
node_1357417_341_15347749_165 |  |  | PQ | AN | 2771.281 | 8103702 | no | no |  |  | no |  |  | 1357417.341 | 15347749.165 |  | -1
node_1357456_802_15339928_761 |  |  | PQ | AN | 2771.281 | 8103702 | no | no |  |  | no |  |  | 1357456.802 | 15339928.761 |  | -1
node_1357462_703_15337642_281 |  |  | PQ | AN | 2771.281 | 8103702 | no | no |  |  | no |  |  | 1357462.703 | 15337642.281 |  | -1
node_1357527_196_15347227_517 |  |  | PQ | AN | 2771.281 | 8103702 | no | no |  |  | no |  |  | 1357527.196 | 15347227.517 |  | -1
node_1357599_585_15344436_852 |  |  | PQ | AN | 2771.281 | 8103702 | no | no |  |  | no |  |  | 1357599.585 | 15344436.852 |  | -1
node_1357659_081_15335859_367 |  |  | PQ | AN | 2771.281 | 8103702 | no | no |  |  | no |  |  | 1357659.081 | 15335859.367 |  | -1
node_1357766_113_15346812_107 |  |  | PQ | AN | 2771.281 | 8103702 | no | no |  |  | no |  |  | 1357766.113 | 15346812.107 |  | -1
node_1357820_829_15348051_426 |  |  | PQ | AN | 2771.281 | 8103702 | no | no |  |  | no |  |  | 1357820.829 | 15348051.426 |  | -1
node_1357831_669_15339242_6 |  |  | PQ | AN | 2771.281 | 8103702 | no | no |  |  | no |  |  | 1357831.669 | 15339242.6 |  | -1
node_1357843_333_15338812_407 |  |  | PQ | AN | 2771.281 | 8103702 | no | no |  |  | no |  |  | 1357843.333 | 15338812.407 |  | -1
node_1357853_15_15347458_699 |  |  | PQ | AN | 2771.281 | 8103702 | no | no |  |  | no |  |  | 1357853.15 | 15347458.699 |  | -1
node_1357854_085_15347806_524 |  |  | PQ | AN | 2771.281 | 8103702 | no | no |  |  | no |  |  | 1357854.085 | 15347806.524 |  | -1
node_1357988_43_15346423_56 |  |  | PQ | AN | 2771.281 | 8103702 | no | no |  |  | no |  |  | 1357988.43 | 15346423.56 |  | -1
node_1358036_143_15337888_213 |  |  | PQ | AN | 2771.281 | 8103702 | no | no |  |  | no |  |  | 1358036.143 | 15337888.213 |  | -1
node_1358055_836_15345838_342 |  |  | PQ | AN | 2771.281 | 8103702 | no | no |  |  | no |  |  | 1358055.836 | 15345838.342 |  | -1
node_1358067_944_15338123_011 |  |  | PQ | AN | 2771.281 | 8103702 | no | no |  |  | no |  |  | 1358067.944 | 15338123.011 |  | -1
node_1358086_487_15337261_783 |  |  | PQ | AN | 2771.281 | 8103702 | no | no |  |  | no |  |  | 1358086.487 | 15337261.783 |  | -1
node_1358105_494_15337656_436 |  |  | PQ | AN | 2771.281 | 8103702 | no | no |  |  | no |  |  | 1358105.494 | 15337656.436 |  | -1
node_1358194_973_15345229_91 |  |  | PQ | AN | 2771.281 | 8103702 | no | no |  |  | no |  |  | 1358194.973 | 15345229.91 |  | -1
node_1358214_706_15344755_789 |  |  | PQ | AN | 2771.281 | 8103702 | no | no |  |  | no |  |  | 1358214.706 | 15344755.789 |  | -1
node_1358218_738_15344975_028 |  |  | PQ | AN | 2771.281 | 8103702 | no | no |  |  | no |  |  | 1358218.738 | 15344975.028 |  | -1
node_1358246_555_15343811_228 |  |  | PQ | AN | 2771.281 | 8103702 | no | no |  |  | no |  |  | 1358246.555 | 15343811.228 |  | -1
node_1358305_806_15335666_835 |  |  | PQ | ABCN | 2771.281 | 8103702 | no | no |  |  | no |  |  | 1358305.806 | 15335666.835 |  | -1
node_1358442_301_15343573_081 |  |  | PQ | AN | 2771.281 | 8103702 | no | no |  |  | no |  |  | 1358442.301 | 15343573.081 |  | -1
node_1358486_36_15337837_793 |  |  | PQ | AN | 2771.281 | 8103702 | no | no |  |  | no |  |  | 1358486.36 | 15337837.793 |  | -1
node_1358505_006_15343111_102 |  |  | PQ | AN | 2771.281 | 8103702 | no | no |  |  | no |  |  | 1358505.006 | 15343111.102 |  | -1
node_1358631_746_15342932_29 |  |  | PQ | AN | 2771.281 | 8103702 | no | no |  |  | no |  |  | 1358631.746 | 15342932.29 |  | -1
node_1358656_346_15339256_442 |  |  | PQ | AN | 2771.281 | 8103702 | no | no |  |  | no |  |  | 1358656.346 | 15339256.442 |  | -1
node_1358677_633_15341687_356 |  |  | PQ | AN | 2771.281 | 8103702 | no | no |  |  | no |  |  | 1358677.633 | 15341687.356 |  | -1
node_1358706_204_15342694_479 |  |  | PQ | AN | 2771.281 | 8103702 | no | no |  |  | no |  |  | 1358706.204 | 15342694.479 |  | -1
node_1358717_528_15342439_532 |  |  | PQ | AN | 2771.281 | 8103702 | no | no |  |  | no |  |  | 1358717.528 | 15342439.532 |  | -1
node_1358721_872_15339717_05 |  |  | PQ | AN | 2771.281 | 8103702 | no | no |  |  | no |  |  | 1358721.872 | 15339717.05 |  | -1
node_1358757_962_15340080_129 |  |  | PQ | AN | 2771.281 | 8103702 | no | no |  |  | no |  |  | 1358757.962 | 15340080.129 |  | -1
node_1358791_03_15340382_302 |  |  | PQ | AN | 2771.281 | 8103702 | no | no |  |  | no |  |  | 1358791.03 | 15340382.302 |  | -1
node_1358806_249_15341236_722 |  |  | PQ | AN | 2771.281 | 8103702 | no | no |  |  | no |  |  | 1358806.249 | 15341236.722 |  | -1
node_1358824_987_15340690_788 |  |  | PQ | AN | 2771.281 | 8103702 | no | no |  |  | no |  |  | 1358824.987 | 15340690.788 |  | -1
node_1358856_469_15339342_624 |  |  | PQ | AN | 2771.281 | 8103702 | no | no |  |  | no |  |  | 1358856.469 | 15339342.624 |  | -1
node_1358908_679_15334527_38 |  |  | PQ | AN | 2771.281 | 8103702 | no | no |  |  | no |  |  | 1358908.679 | 15334527.38 |  | -1
node_1359032_516_15335054_194 |  |  | PQ | ABCN | 2771.281 | 8103702 | no | no |  |  | no |  |  | 1359032.516 | 15335054.194 |  | -1
node_1359274_81_15334633_377 |  |  | PQ | ABCN | 2771.281 | 8103702 | no | no |  |  | no |  |  | 1359274.81 | 15334633.377 |  | -1
node_1359679_084_15334577_215 |  |  | PQ | ABCN | 2771.281 | 8103702 | no | no |  |  | no |  |  | 1359679.084 | 15334577.215 |  | -1
node_1359693_046_15334596_231 |  |  | PQ | ABCN | 2771.281 | 8103702 | no | no |  |  | no |  |  | 1359693.046 | 15334596.231 |  | -1
node_1359708_027_15334344_165 |  |  | PQ | ABCN | 2771.281 | 8103702 | no | no |  |  | no |  |  | 1359708.027 | 15334344.165 |  | -1
node_1359710_164_15334609_775 |  |  | PQ | ABCN | 2771.281 | 8103702 | no | no |  |  | no |  |  | 1359710.164 | 15334609.775 |  | -1
node_1360122_187_15334969_953 |  |  | PQ | AN | 2771.281 | 8103702 | no | no |  |  | no |  |  | 1360122.187 | 15334969.953 |  | -1
node_1360413_768_15333999_567 |  |  | PQ | ABCN | 2771.281 | 8103702 | no | no |  |  | no |  |  | 1360413.768 | 15333999.567 |  | -1
node_1360446_907_15335148_047 |  |  | PQ | ABCN | 2771.281 | 8103702 | no | no |  |  | no |  |  | 1360446.907 | 15335148.047 |  | -1
node_1360759_68_15335090_474 |  |  | PQ | AN | 2771.281 | 8103702 | no | no |  |  | no |  |  | 1360759.68 | 15335090.474 |  | -1
node_1360843_41_15333827_257 |  |  | PQ | ABCN | 2771.281 | 8103702 | no | no |  |  | no |  |  | 1360843.41 | 15333827.257 |  | -1
node_1360902_154_15335559_032 |  |  | PQ | AN | 2771.281 | 8103702 | no | no |  |  | no |  |  | 1360902.154 | 15335559.032 |  | -1
node_1360941_676_15335396_659 |  |  | PQ | ABCN | 2771.281 | 8103702 | no | no |  |  | no |  |  | 1360941.676 | 15335396.659 |  | -1
node_1361125_197_15335499_677 |  |  | PQ | ABCN | 2771.281 | 8103702 | no | no |  |  | no |  |  | 1361125.197 | 15335499.677 |  | -1
node_1361339_206_15335783_01 |  |  | PQ | AN | 2771.281 | 8103702 | no | no |  |  | no |  |  | 1361339.206 | 15335783.01 |  | -1
node_1361444_673_15333804_124 |  |  | PQ | ABCN | 2771.281 | 8103702 | no | no |  |  | no |  |  | 1361444.673 | 15333804.124 |  | -1
node_1361741_42_15335648_878 |  |  | PQ | AN | 2771.281 | 8103702 | no | no |  |  | no |  |  | 1361741.42 | 15335648.878 |  | -1
node_1361769_43_15336059_146 |  |  | PQ | ABCN | 2771.281 | 8103702 | no | no |  |  | no |  |  | 1361769.43 | 15336059.146 |  | -1
node_1361899_542_15333789_736 |  |  | PQ | ABCN | 2771.281 | 8103702 | no | no |  |  | no |  |  | 1361899.542 | 15333789.736 |  | -1
node_1362281_744_15336331_253 |  |  | PQ | ABCN | 2771.281 | 8103702 | no | no |  |  | no |  |  | 1362281.744 | 15336331.253 |  | -1
node_1362405_818_15333884_032 |  |  | PQ | ABCN | 2771.281 | 8103702 | no | no |  |  | no |  |  | 1362405.818 | 15333884.032 |  | -1
node_1362440_035_15336517_064 |  |  | PQ | ABCN | 2771.281 | 8103702 | no | no |  |  | no |  |  | 1362440.035 | 15336517.064 |  | -1
node_1362451_689_15336140_104 |  |  | PQ | AN | 2771.281 | 8103702 | no | no |  |  | no |  |  | 1362451.689 | 15336140.104 |  | -1
node_1362467_865_15337006_183 |  |  | PQ | AN | 2771.281 | 8103702 | no | no |  |  | no |  |  | 1362467.865 | 15337006.183 |  | -1
node_1362683_789_15336858_789 |  |  | PQ | ABCN | 2771.281 | 8103702 | no | no |  |  | no |  |  | 1362683.789 | 15336858.789 |  | -1
node_1362810_641_15337247_603 |  |  | PQ | ABCN | 2771.281 | 8103702 | no | no |  |  | no |  |  | 1362810.641 | 15337247.603 |  | -1
node_1362919_378_15334000_732 |  |  | PQ | ABCN | 2771.281 | 8103702 | no | no |  |  | no |  |  | 1362919.378 | 15334000.732 |  | -1
node_1363003_608_15337332_522 |  |  | PQ | AN | 2771.281 | 8103702 | no | no |  |  | no |  |  | 1363003.608 | 15337332.522 |  | -1
node_1363082_039_15338050_983 |  |  | PQ | ABCN | 2771.281 | 8103702 | no | no |  |  | no |  |  | 1363082.039 | 15338050.983 |  | -1
node_1363197_118_15334061_186 |  |  | PQ | ABCN | 2771.281 | 8103702 | no | no |  |  | no |  |  | 1363197.118 | 15334061.186 |  | -1
node_1363422_808_15337917_215 |  |  | PQ | AN | 2771.281 | 8103702 | no | no |  |  | no |  |  | 1363422.808 | 15337917.215 |  | -1
node_1363426_306_15334111_45 |  |  | PQ | ABCN | 2771.281 | 8103702 | no | no |  |  | no |  |  | 1363426.306 | 15334111.45 |  | -1
node_1363505_139_15338375_079 |  |  | PQ | AN | 2771.281 | 8103702 | no | no |  |  | no |  |  | 1363505.139 | 15338375.079 |  | -1
node_1363596_81_15333850_432 |  |  | PQ | AN | 2771.281 | 8103702 | no | no |  |  | no |  |  | 1363596.81 | 15333850.432 |  | -1
node_1363605_817_15337207_399 |  |  | PQ | AN | 2771.281 | 8103702 | no | no |  |  | no |  |  | 1363605.817 | 15337207.399 |  | -1
node_1363815_738_15334177_858 |  |  | PQ | ABCN | 2771.281 | 8103702 | no | no |  |  | no |  |  | 1363815.738 | 15334177.858 |  | -1
node_1364071_468_15338792_689 |  |  | PQ | AN | 2771.281 | 8103702 | no | no |  |  | no |  |  | 1364071.468 | 15338792.689 |  | -1
node_1364169_221_15334030_987 |  |  | PQ | AN | 2771.281 | 8103702 | no | no |  |  | no |  |  | 1364169.221 | 15334030.987 |  | -1
node_1364273_478_15333988_988 |  |  | PQ | AN | 2771.281 | 8103702 | no | no |  |  | no |  |  | 1364273.478 | 15333988.988 |  | -1
node_1364344_3_15333067_298 |  |  | PQ | AN | 2771.281 | 8103702 | no | no |  |  | no |  |  | 1364344.3 | 15333067.298 |  | -1
node_1364385_311_15338580_1 |  |  | PQ | AN | 2771.281 | 8103702 | no | no |  |  | no |  |  | 1364385.311 | 15338580.1 |  | -1
node_1364413_674_15339148_908 |  |  | PQ | AN | 2771.281 | 8103702 | no | no |  |  | no |  |  | 1364413.674 | 15339148.908 |  | -1
node_1364581_771_15339075_26 |  |  | PQ | AN | 2771.281 | 8103702 | no | no |  |  | no |  |  | 1364581.771 | 15339075.26 |  | -1
node_1364686_326_15334004_879 |  |  | PQ | ABCN | 2771.281 | 8103702 | no | no |  |  | no |  |  | 1364686.326 | 15334004.879 |  | -1
node_1364766_902_15339615_473 |  |  | PQ | AN | 2771.281 | 8103702 | no | no |  |  | no |  |  | 1364766.902 | 15339615.473 |  | -1
node_1364854_379_15340838_903 |  |  | PQ | ABCN | 2771.281 | 8103702 | no | no |  |  | no |  |  | 1364854.379 | 15340838.903 |  | -1
node_1364933_226_15338326_807 |  |  | PQ | AN | 2771.281 | 8103702 | no | no |  |  | no |  |  | 1364933.226 | 15338326.807 |  | -1
node_1365026_291_15333846_547 |  |  | PQ | ABCN | 2771.281 | 8103702 | no | no |  |  | no |  |  | 1365026.291 | 15333846.547 |  | -1
node_1365096_086_15325149_486 |  |  | PQ | AN | 2771.281 | 8103702 | no | no |  |  | no |  |  | 1365096.086 | 15325149.486 |  | -1
node_1365197_341_15341050_337 |  |  | PQ | AN | 2771.281 | 8103702 | no | no |  |  | no |  |  | 1365197.341 | 15341050.337 |  | -1
node_1365210_746_15342226_866 |  |  | PQ | ABCN | 2771.281 | 8103702 | no | no |  |  | no |  |  | 1365210.746 | 15342226.866 |  | -1
node_1365240_158_15338311_878 |  |  | PQ | AN | 2771.281 | 8103702 | no | no |  |  | no |  |  | 1365240.158 | 15338311.878 |  | -1
node_1365409_1_15326147_646 |  |  | PQ | AN | 2771.281 | 8103702 | no | no |  |  | no |  |  | 1365409.1 | 15326147.646 |  | -1
node_1365417_63_15341692_385 |  |  | PQ | AN | 2771.281 | 8103702 | no | no |  |  | no |  |  | 1365417.63 | 15341692.385 |  | -1
node_1365505_437_15342856_501 |  |  | PQ | ABCN | 2771.281 | 8103702 | no | no |  |  | no |  |  | 1365505.437 | 15342856.501 |  | -1
node_1365526_051_15338321_989 |  |  | PQ | AN | 2771.281 | 8103702 | no | no |  |  | no |  |  | 1365526.051 | 15338321.989 |  | -1
node_1365533_13_15342263_074 |  |  | PQ | AN | 2771.281 | 8103702 | no | no |  |  | no |  |  | 1365533.13 | 15342263.074 |  | -1
node_1365575_481_15325670_988 |  |  | PQ | AN | 2771.281 | 8103702 | no | no |  |  | no |  |  | 1365575.481 | 15325670.988 |  | -1
node_1365630_882_15323416_235 |  |  | PQ | AN | 2771.281 | 8103702 | no | no |  |  | no |  |  | 1365630.882 | 15323416.235 |  | -1
node_1365639_605_15344046_942 |  |  | PQ | AN | 2771.281 | 8103702 | no | no |  |  | no |  |  | 1365639.605 | 15344046.942 |  | -1
node_1365645_436_15333766_311 |  |  | PQ | ABCN | 2771.281 | 8103702 | no | no |  |  | no |  |  | 1365645.436 | 15333766.311 |  | -1
node_1365669_97_15325360_058 |  |  | PQ | AN | 2771.281 | 8103702 | no | no |  |  | no |  |  | 1365669.97 | 15325360.058 |  | -1
node_1365713_603_15345390_655 |  |  | PQ | AN | 2771.281 | 8103702 | no | no |  |  | no |  |  | 1365713.603 | 15345390.655 |  | -1
node_1365746_203_15324202_551 |  |  | PQ | AN | 2771.281 | 8103702 | no | no |  |  | no |  |  | 1365746.203 | 15324202.551 |  | -1
node_1365753_596_15344624_005 |  |  | PQ | AD | 2771.281 | 8103702 | no | no |  |  | no |  |  | 1365753.596 | 15344624.005 |  | -1
node_1365778_913_15344503_897 |  |  | PQ | AN | 2771.281 | 8103702 | no | no |  |  | no |  |  | 1365778.913 | 15344503.897 |  | -1
node_1365779_489_15343345_553 |  |  | PQ | AN | 2771.281 | 8103702 | no | no |  |  | no |  |  | 1365779.489 | 15343345.553 |  | -1
node_1365833_717_15344850_897 |  |  | PQ | AN | 2771.281 | 8103702 | no | no |  |  | no |  |  | 1365833.717 | 15344850.897 |  | -1
node_1365858_077_15343751_287 |  |  | PQ | ABCN | 2771.281 | 8103702 | no | no |  |  | no |  |  | 1365858.077 | 15343751.287 |  | -1
node_1365866_249_15345039_955 |  |  | PQ | AN | 2771.281 | 8103702 | no | no |  |  | no |  |  | 1365866.249 | 15345039.955 |  | -1
node_1365928_107_15345464_542 |  |  | PQ | AN | 2771.281 | 8103702 | no | no |  |  | no |  |  | 1365928.107 | 15345464.542 |  | -1
node_1365982_627_15343554_23 |  |  | PQ | AN | 2771.281 | 8103702 | no | no |  |  | no |  |  | 1365982.627 | 15343554.23 |  | -1
node_1366025_828_15338333_671 |  |  | PQ | AN | 2771.281 | 8103702 | no | no |  |  | no |  |  | 1366025.828 | 15338333.671 |  | -1
node_1366047_684_15333687_387 |  |  | PQ | ABCN | 2771.281 | 8103702 | no | no |  |  | no |  |  | 1366047.684 | 15333687.387 |  | -1
node_1366085_981_15325057_021 |  |  | PQ | AN | 2771.281 | 8103702 | no | no |  |  | no |  |  | 1366085.981 | 15325057.021 |  | -1
node_1366107_123_15341552_704 |  |  | PQ | AN | 2771.281 | 8103702 | no | no |  |  | no |  |  | 1366107.123 | 15341552.704 |  | -1
node_1366209_131_15333563_325 |  |  | PQ | ABCN | 2771.281 | 8103702 | no | no |  |  | no |  |  | 1366209.131 | 15333563.325 |  | -1
node_1366261_449_15324937_163 |  |  | PQ | AN | 2771.281 | 8103702 | no | no |  |  | no |  |  | 1366261.449 | 15324937.163 |  | -1
node_1366263_395_15338449_404 |  |  | PQ | AN | 2771.281 | 8103702 | no | no |  |  | no |  |  | 1366263.395 | 15338449.404 |  | -1
node_1366374_729_15338345_386 |  |  | PQ | AN | 2771.281 | 8103702 | no | no |  |  | no |  |  | 1366374.729 | 15338345.386 |  | -1
node_1366402_767_15324756_605 |  |  | PQ | AN | 2771.281 | 8103702 | no | no |  |  | no |  |  | 1366402.767 | 15324756.605 |  | -1
node_1366507_25_15343784_378 |  |  | PQ | ABCN | 2771.281 | 8103702 | no | no |  |  | no |  |  | 1366507.25 | 15343784.378 |  | -1
node_1366514_524_15324321_979 |  |  | PQ | AN | 2771.281 | 8103702 | no | no |  |  | no |  |  | 1366514.524 | 15324321.979 |  | -1
node_1366519_708_15333981_592 |  |  | PQ | AN | 2771.281 | 8103702 | no | no |  |  | no |  |  | 1366519.708 | 15333981.592 |  | -1
node_1366696_415_15324465_551 |  |  | PQ | AN | 2771.281 | 8103702 | no | no |  |  | no |  |  | 1366696.415 | 15324465.551 |  | -1
node_1366746_446_15333479_096 |  |  | PQ | ABCN | 2771.281 | 8103702 | no | no |  |  | no |  |  | 1366746.446 | 15333479.096 |  | -1
node_1366804_956_15325221_217 |  |  | PQ | AN | 2771.281 | 8103702 | no | no |  |  | no |  |  | 1366804.956 | 15325221.217 |  | -1
node_1366810_755_15341654_888 |  |  | PQ | AN | 2771.281 | 8103702 | no | no |  |  | no |  |  | 1366810.755 | 15341654.888 |  | -1
node_1366895_969_15324491_637 |  |  | PQ | AN | 2771.281 | 8103702 | no | no |  |  | no |  |  | 1366895.969 | 15324491.637 |  | -1
node_1366976_064_15338361_142 |  |  | PQ | AN | 2771.281 | 8103702 | no | no |  |  | no |  |  | 1366976.064 | 15338361.142 |  | -1
node_1367144_642_15324322_787 |  |  | PQ | AN | 2771.281 | 8103702 | no | no |  |  | no |  |  | 1367144.642 | 15324322.787 |  | -1
node_1367210_016_15339325_032 |  |  | PQ | AN | 2771.281 | 8103702 | no | no |  |  | no |  |  | 1367210.016 | 15339325.032 |  | -1
node_1367270_983_15324131_773 |  |  | PQ | AN | 2771.281 | 8103702 | no | no |  |  | no |  |  | 1367270.983 | 15324131.773 |  | -1
node_1367275_645_15333221_367 |  |  | PQ | ABCN | 2771.281 | 8103702 | no | no |  |  | no |  |  | 1367275.645 | 15333221.367 |  | -1
node_1367457_71_15333606_531 |  |  | PQ | AN | 2771.281 | 8103702 | no | no |  |  | no |  |  | 1367457.71 | 15333606.531 |  | -1
node_1367499_647_15343861_422 |  |  | PQ | ABCN | 2771.281 | 8103702 | no | no |  |  | no |  |  | 1367499.647 | 15343861.422 |  | -1
node_1367672_491_15343820_984 |  |  | PQ | ABCN | 2771.281 | 8103702 | no | no |  |  | no |  |  | 1367672.491 | 15343820.984 |  | -1
node_1367713_881_15344142_525 |  |  | PQ | AN | 2771.281 | 8103702 | no | no |  |  | no |  |  | 1367713.881 | 15344142.525 |  | -1
node_1367739_08_15338516_538 |  |  | PQ | AN | 2771.281 | 8103702 | no | no |  |  | no |  |  | 1367739.08 | 15338516.538 |  | -1
node_1367835_805_15333081_666 |  |  | PQ | ABCN | 2771.281 | 8103702 | no | no |  |  | no |  |  | 1367835.805 | 15333081.666 |  | -1
node_1367929_041_15343994_562 |  |  | PQ | ABCN | 2771.281 | 8103702 | no | no |  |  | no |  |  | 1367929.041 | 15343994.562 |  | -1
node_1368039_35_15338441_614 |  |  | PQ | AN | 2771.281 | 8103702 | no | no |  |  | no |  |  | 1368039.35 | 15338441.614 |  | -1
node_1368086_586_15345460_199 |  |  | PQ | AN | 2771.281 | 8103702 | no | no |  |  | no |  |  | 1368086.586 | 15345460.199 |  | -1
node_1368111_235_15332823_369 |  |  | PQ | AN | 2771.281 | 8103702 | no | no |  |  | no |  |  | 1368111.235 | 15332823.369 |  | -1
node_1368159_318_15322706_231 |  |  | PQ | ABCN | 2771.281 | 8103702 | no | no |  |  | no |  |  | 1368159.318 | 15322706.231 |  | -1
node_1368169_653_15345970_029 |  |  | PQ | AN | 2771.281 | 8103702 | no | no |  |  | no |  |  | 1368169.653 | 15345970.029 |  | -1
node_1368201_497_15322622_754 |  |  | PQ | ABCN | 2771.281 | 8103702 | no | no |  |  | no |  |  | 1368201.497 | 15322622.754 |  | -1
node_1368204_962_15343755_627 |  |  | PQ | AN | 2771.281 | 8103702 | no | no |  |  | no |  |  | 1368204.962 | 15343755.627 |  | -1
node_1368218_067_15322639_03 |  |  | PQ | ABCN | 2771.281 | 8103702 | no | no |  |  | no |  |  | 1368218.067 | 15322639.03 |  | -1
node_1368235_911_15322665_044 |  |  | PQ | ABCN | 2771.281 | 8103702 | no | no |  |  | no |  |  | 1368235.911 | 15322665.044 |  | -1
node_1368320_426_15338452_755 |  |  | PQ | AN | 2771.281 | 8103702 | no | no |  |  | no |  |  | 1368320.426 | 15338452.755 |  | -1
node_1368370_169_15344514_71 |  |  | PQ | AN | 2771.281 | 8103702 | no | no |  |  | no |  |  | 1368370.169 | 15344514.71 |  | -1
node_1368401_735_15345380_29 |  |  | PQ | AN | 2771.281 | 8103702 | no | no |  |  | no |  |  | 1368401.735 | 15345380.29 |  | -1
node_1368435_15_15344766_351 |  |  | PQ | AN | 2771.281 | 8103702 | no | no |  |  | no |  |  | 1368435.15 | 15344766.351 |  | -1
node_1368461_751_15323473_875 |  |  | PQ | AN | 2771.281 | 8103702 | no | no |  |  | no |  |  | 1368461.751 | 15323473.875 |  | -1
node_1368487_986_15332814_767 |  |  | PQ | ABCN | 2771.281 | 8103702 | no | no |  |  | no |  |  | 1368487.986 | 15332814.767 |  | -1
node_1368598_164_15344490_22 |  |  | PQ | ABCN | 2771.281 | 8103702 | no | no |  |  | no |  |  | 1368598.164 | 15344490.22 |  | -1
node_1368635_409_15345104_029 |  |  | PQ | AN | 2771.281 | 8103702 | no | no |  |  | no |  |  | 1368635.409 | 15345104.029 |  | -1
node_1368664_221_15339417_863 |  |  | PQ | AN | 2771.281 | 8103702 | no | no |  |  | no |  |  | 1368664.221 | 15339417.863 |  | -1
node_1368797_909_15332580_32 |  |  | PQ | ABCN | 2771.281 | 8103702 | no | no |  |  | no |  |  | 1368797.909 | 15332580.32 |  | -1
node_1368910_682_15342103_368 |  |  | PQ | AN | 2771.281 | 8103702 | no | no |  |  | no |  |  | 1368910.682 | 15342103.368 |  | -1
node_1368940_592_15338491_021 |  |  | PQ | AN | 2771.281 | 8103702 | no | no |  |  | no |  |  | 1368940.592 | 15338491.021 |  | -1
node_1368989_014_15329085_724 |  |  | PQ | AN | 2771.281 | 8103702 | no | no |  |  | no |  |  | 1368989.014 | 15329085.724 |  | -1
node_1369015_088_15332501_791 |  |  | PQ | ABCN | 2771.281 | 8103702 | no | no |  |  | no |  |  | 1369015.088 | 15332501.791 |  | -1
node_1369109_905_15323716_353 |  |  | PQ | ABCN | 2771.281 | 8103702 | no | no |  |  | no |  |  | 1369109.905 | 15323716.353 |  | -1
node_1369231_37_15338541_784 |  |  | PQ | AN | 2771.281 | 8103702 | no | no |  |  | no |  |  | 1369231.37 | 15338541.784 |  | -1
node_1369271_085_15332382_874 |  |  | PQ | ABCN | 2771.281 | 8103702 | no | no |  |  | no |  |  | 1369271.085 | 15332382.874 |  | -1
node_1369293_346_15337851_969 |  |  | PQ | AN | 2771.281 | 8103702 | no | no |  |  | no |  |  | 1369293.346 | 15337851.969 |  | -1
node_1369352_989_15341704_443 |  |  | PQ | AN | 2771.281 | 8103702 | no | no |  |  | no |  |  | 1369352.989 | 15341704.443 |  | -1
node_1369457_701_15324034_941 |  |  | PQ | ABCN | 2771.281 | 8103702 | no | no |  |  | no |  |  | 1369457.701 | 15324034.941 |  | -1
node_1369492_802_15345649_037 |  |  | PQ | AN | 2771.281 | 8103702 | no | no |  |  | no |  |  | 1369492.802 | 15345649.037 |  | -1
node_1369493_883_15337589_567 |  |  | PQ | AN | 2771.281 | 8103702 | no | no |  |  | no |  |  | 1369493.883 | 15337589.567 |  | -1
node_1369503_478_15331947_423 |  |  | PQ | ABCN | 2771.281 | 8103702 | no | no |  |  | no |  |  | 1369503.478 | 15331947.423 |  | -1
node_1369505_848_15331921_009 |  |  | PQ | ABCN | 2771.281 | 8103702 | no | no |  |  | no |  |  | 1369505.848 | 15331921.009 |  | -1
node_1369506_277_15331973_81 |  |  | PQ | ABCN | 2771.281 | 8103702 | no | no |  |  | no |  |  | 1369506.277 | 15331973.81 |  | -1
node_1369526_839_15333852_774 |  |  | PQ | AN | 2771.281 | 8103702 | no | no |  |  | no |  |  | 1369526.839 | 15333852.774 |  | -1
node_1369532_819_15333305_139 |  |  | PQ | AN | 2771.281 | 8103702 | no | no |  |  | no |  |  | 1369532.819 | 15333305.139 |  | -1
node_1369543_082_15334073_425 |  |  | PQ | AN | 2771.281 | 8103702 | no | no |  |  | no |  |  | 1369543.082 | 15334073.425 |  | -1
node_1369544_224_15334401_713 |  |  | PQ | AN | 2771.281 | 8103702 | no | no |  |  | no |  |  | 1369544.224 | 15334401.713 |  | -1
node_1369589_409_15337192_675 |  |  | PQ | AN | 2771.281 | 8103702 | no | no |  |  | no |  |  | 1369589.409 | 15337192.675 |  | -1
node_1369623_613_15332760_337 |  |  | PQ | AN | 2771.281 | 8103702 | no | no |  |  | no |  |  | 1369623.613 | 15332760.337 |  | -1
node_1369641_886_15336769_251 |  |  | PQ | AN | 2771.281 | 8103702 | no | no |  |  | no |  |  | 1369641.886 | 15336769.251 |  | -1
node_1369668_125_15335063_327 |  |  | PQ | AN | 2771.281 | 8103702 | no | no |  |  | no |  |  | 1369668.125 | 15335063.327 |  | -1
node_1369670_792_15338065_826 |  |  | PQ | AN | 2771.281 | 8103702 | no | no |  |  | no |  |  | 1369670.792 | 15338065.826 |  | -1
node_1369680_004_15341562_305 |  |  | PQ | AN | 2771.281 | 8103702 | no | no |  |  | no |  |  | 1369680.004 | 15341562.305 |  | -1
node_1369680_649_15336375_063 |  |  | PQ | AN | 2771.281 | 8103702 | no | no |  |  | no |  |  | 1369680.649 | 15336375.063 |  | -1
node_1369686_159_15335833_801 |  |  | PQ | AN | 2771.281 | 8103702 | no | no |  |  | no |  |  | 1369686.159 | 15335833.801 |  | -1
node_1369783_082_15335370_313 |  |  | PQ | AN | 2771.281 | 8103702 | no | no |  |  | no |  |  | 1369783.082 | 15335370.313 |  | -1
node_1369802_533_15329108_962 |  |  | PQ | AN | 2771.281 | 8103702 | no | no |  |  | no |  |  | 1369802.533 | 15329108.962 |  | -1
node_1369848_294_15331086_961 |  |  | PQ | AN | 2771.281 | 8103702 | no | no |  |  | no |  |  | 1369848.294 | 15331086.961 |  | -1
node_1369849_417_15331916_178 |  |  | PQ | ABCN | 2771.281 | 8103702 | no | no |  |  | no |  |  | 1369849.417 | 15331916.178 |  | -1
node_1369854_083_15324234_868 |  |  | PQ | ABCN | 2771.281 | 8103702 | no | no |  |  | no |  |  | 1369854.083 | 15324234.868 |  | -1
node_1369871_825_15332942_543 |  |  | PQ | AN | 2771.281 | 8103702 | no | no |  |  | no |  |  | 1369871.825 | 15332942.543 |  | -1
node_1369948_186_15345335_423 |  |  | PQ | ABCN | 2771.281 | 8103702 | no | no |  |  | no |  |  | 1369948.186 | 15345335.423 |  | -1
node_1369976_599_15333322_789 |  |  | PQ | AN | 2771.281 | 8103702 | no | no |  |  | no |  |  | 1369976.599 | 15333322.789 |  | -1
node_1369984_858_15324482_586 |  |  | PQ | ABCN | 2771.281 | 8103702 | no | no |  |  | no |  |  | 1369984.858 | 15324482.586 |  | -1
node_1370059_472_15329125_767 |  |  | PQ | AN | 2771.281 | 8103702 | no | no |  |  | no |  |  | 1370059.472 | 15329125.767 |  | -1
node_1370099_59_15332021_577 |  |  | PQ | ABCN | 2771.281 | 8103702 | no | no |  |  | no |  |  | 1370099.59 | 15332021.577 |  | -1
node_1370275_88_15329134_777 |  |  | PQ | AN | 2771.281 | 8103702 | no | no |  |  | no |  |  | 1370275.88 | 15329134.777 |  | -1
node_1370361_56_15325634_241 |  |  | PQ | ABCN | 2771.281 | 8103702 | no | no |  |  | no |  |  | 1370361.56 | 15325634.241 |  | -1
node_1370364_157_15332078_938 |  |  | PQ | ABCN | 2771.281 | 8103702 | no | no |  |  | no |  |  | 1370364.157 | 15332078.938 |  | -1
node_1370430_414_15330854_353 |  |  | PQ | ABCN | 2771.281 | 8103702 | no | no |  |  | no |  |  | 1370430.414 | 15330854.353 |  | -1
node_1370466_445_15325897_066 |  |  | PQ | ABCN | 2771.281 | 8103702 | no | no |  |  | no |  |  | 1370466.445 | 15325897.066 |  | -1
node_1370498_685_15329145_537 |  |  | PQ | AN | 2771.281 | 8103702 | no | no |  |  | no |  |  | 1370498.685 | 15329145.537 |  | -1
node_1370532_032_15341289_069 |  |  | PQ | AN | 2771.281 | 8103702 | no | no |  |  | no |  |  | 1370532.032 | 15341289.069 |  | -1
node_1370725_621_15345612_194 |  |  | PQ | ABCN | 2771.281 | 8103702 | no | no |  |  | no |  |  | 1370725.621 | 15345612.194 |  | -1
node_1370748_768_15329159_584 |  |  | PQ | AN | 2771.281 | 8103702 | no | no |  |  | no |  |  | 1370748.768 | 15329159.584 |  | -1
node_1370752_866_15332083_283 |  |  | PQ | ABCN | 2771.281 | 8103702 | no | no |  |  | no |  |  | 1370752.866 | 15332083.283 |  | -1
node_1370766_762_15326348_719 |  |  | PQ | AN | 2771.281 | 8103702 | no | no |  |  | no |  |  | 1370766.762 | 15326348.719 |  | -1
node_1370826_561_15329779_074 |  |  | PQ | ABCN | 2771.281 | 8103702 | no | no |  |  | no |  |  | 1370826.561 | 15329779.074 |  | -1
node_1370826_587_15330138_249 |  |  | PQ | ABCN | 2771.281 | 8103702 | no | no |  |  | no |  |  | 1370826.587 | 15330138.249 |  | -1
node_1370855_815_15332400_984 |  |  | PQ | ABCN | 2771.281 | 8103702 | no | no |  |  | no |  |  | 1370855.815 | 15332400.984 |  | -1
node_1370863_342_15332389_422 |  |  | PQ | ABCN | 2771.281 | 8103702 | no | no |  |  | no |  |  | 1370863.342 | 15332389.422 |  | -1
node_1370864_484_15332376_838 |  |  | PQ | ABCN | 2771.281 | 8103702 | no | no |  |  | no |  |  | 1370864.484 | 15332376.838 |  | -1
node_1370879_768_15326105_068 |  |  | PQ | AN | 2771.281 | 8103702 | no | no |  |  | no |  |  | 1370879.768 | 15326105.068 |  | -1
node_1370902_91_15329536_949 |  |  | PQ | ABCN | 2771.281 | 8103702 | no | no |  |  | no |  |  | 1370902.91 | 15329536.949 |  | -1
node_1370940_465_15341323_142 |  |  | PQ | AN | 2771.281 | 8103702 | no | no |  |  | no |  |  | 1370940.465 | 15341323.142 |  | -1
node_1370950_195_15326113_847 |  |  | PQ | ABCN | 2771.281 | 8103702 | no | no |  |  | no |  |  | 1370950.195 | 15326113.847 |  | -1
node_1370961_768_15345707_212 |  |  | PQ | ABCD | 2771.281 | 8103702 | no | no |  |  | no |  |  | 1370961.768 | 15345707.212 |  | -1
node_1371026_073_15329348_555 |  |  | PQ | ABCN | 2771.281 | 8103702 | no | no |  |  | no |  |  | 1371026.073 | 15329348.555 |  | -1
node_1371095_916_15332112_345 |  |  | PQ | ABCN | 2771.281 | 8103702 | no | no |  |  | no |  |  | 1371095.916 | 15332112.345 |  | -1
node_1371097_426_15332158_919 |  |  | PQ | ABCN | 2771.281 | 8103702 | no | no |  |  | no |  |  | 1371097.426 | 15332158.919 |  | -1
node_1371103_346_15332087_734 |  |  | PQ | ABCN | 2771.281 | 8103702 | no | no |  |  | no |  |  | 1371103.346 | 15332087.734 |  | -1
node_1371115_274_15332066_593 |  |  | PQ | ABCN | 2771.281 | 8103702 | no | no |  |  | no |  |  | 1371115.274 | 15332066.593 |  | -1
node_1371174_286_15341095_33 |  |  | PQ | AN | 2771.281 | 8103702 | no | no |  |  | no |  |  | 1371174.286 | 15341095.33 |  | -1
node_1371240_292_15326294_136 |  |  | PQ | ABCN | 2771.281 | 8103702 | no | no |  |  | no |  |  | 1371240.292 | 15326294.136 |  | -1
node_1371241_249_15328741_512 |  |  | PQ | ABCN | 2771.281 | 8103702 | no | no |  |  | no |  |  | 1371241.249 | 15328741.512 |  | -1
node_1371262_897_15326524_76 |  |  | PQ | ABCN | 2771.281 | 8103702 | no | no |  |  | no |  |  | 1371262.897 | 15326524.76 |  | -1
node_1371285_39_15329317_153 |  |  | PQ | AN | 2771.281 | 8103702 | no | no |  |  | no |  |  | 1371285.39 | 15329317.153 |  | -1
node_1371317_539_15328266_823 |  |  | PQ | ABCN | 2771.281 | 8103702 | no | no |  |  | no |  |  | 1371317.539 | 15328266.823 |  | -1
node_1371432_908_15340835_761 |  |  | PQ | AN | 2771.281 | 8103702 | no | no |  |  | no |  |  | 1371432.908 | 15340835.761 |  | -1
node_1371455_13_15332139_821 |  |  | PQ | ABCN | 2771.281 | 8103702 | no | no |  |  | no |  |  | 1371455.13 | 15332139.821 |  | -1
node_1371483_504_15327686_424 |  |  | PQ | ABCN | 2771.281 | 8103702 | no | no |  |  | no |  |  | 1371483.504 | 15327686.424 |  | -1
node_1371703_719_15340575_056 |  |  | PQ | AN | 2771.281 | 8103702 | no | no |  |  | no |  |  | 1371703.719 | 15340575.056 |  | -1
node_1371719_292_15327158_136 |  |  | PQ | AN | 2771.281 | 8103702 | no | no |  |  | no |  |  | 1371719.292 | 15327158.136 |  | -1
node_1371822_683_15332338_644 |  |  | PQ | ABCN | 2771.281 | 8103702 | no | no |  |  | no |  |  | 1371822.683 | 15332338.644 |  | -1
node_1371918_855_15340274_048 |  |  | PQ | AN | 2771.281 | 8103702 | no | no |  |  | no |  |  | 1371918.855 | 15340274.048 |  | -1
node_1371956_611_15327253_235 |  |  | PQ | AN | 2771.281 | 8103702 | no | no |  |  | no |  |  | 1371956.611 | 15327253.235 |  | -1
node_1371980_94_15345994_381 |  |  | PQ | ABCN | 2771.281 | 8103702 | no | no |  |  | no |  |  | 1371980.94 | 15345994.381 |  | -1
node_1372128_402_15327257_912 |  |  | PQ | AN | 2771.281 | 8103702 | no | no |  |  | no |  |  | 1372128.402 | 15327257.912 |  | -1
node_1372195_127_15340038_065 |  |  | PQ | AN | 2771.281 | 8103702 | no | no |  |  | no |  |  | 1372195.127 | 15340038.065 |  | -1
node_1372200_843_15346136_094 |  |  | PQ | ABCN | 2771.281 | 8103702 | no | no |  |  | no |  |  | 1372200.843 | 15346136.094 |  | -1
node_1372388_534_15332572_429 |  |  | PQ | AN | 2771.281 | 8103702 | no | no |  |  | no |  |  | 1372388.534 | 15332572.429 |  | -1
node_1372532_538_15332940_506 |  |  | PQ | ABCD | 2771.281 | 8103702 | no | no |  |  | no |  |  | 1372532.538 | 15332940.506 |  | -1
node_1372573_457_15346176_956 |  |  | PQ | ABCN | 2771.281 | 8103702 | no | no |  |  | no |  |  | 1372573.457 | 15346176.956 |  | -1
node_1372620_571_15333571_626 |  |  | PQ | AN | 2771.281 | 8103702 | no | no |  |  | no |  |  | 1372620.571 | 15333571.626 |  | -1
node_1372703_022_15333390_657 |  |  | PQ | ABCN | 2771.281 | 8103702 | no | no |  |  | no |  |  | 1372703.022 | 15333390.657 |  | -1
node_1372713_101_15333370_601 |  |  | PQ | ABCN | 2771.281 | 8103702 | no | no |  |  | no |  |  | 1372713.101 | 15333370.601 |  | -1
node_1372718_68_15333351_464 |  |  | PQ | ABCN | 2771.281 | 8103702 | no | no |  |  | no |  |  | 1372718.68 | 15333351.464 |  | -1
node_1372784_378_15346274_179 |  |  | PQ | ABCN | 2771.281 | 8103702 | no | no |  |  | no |  |  | 1372784.378 | 15346274.179 |  | -1
node_1372821_192_15344404_376 |  |  | PQ | AN | 2771.281 | 8103702 | no | no |  |  | no |  |  | 1372821.192 | 15344404.376 |  | -1
node_1372923_066_15346316_023 |  |  | PQ | ABCN | 2771.281 | 8103702 | no | no |  |  | no |  |  | 1372923.066 | 15346316.023 |  | -1
node_1372980_79_15333515_374 |  |  | PQ | ABCN | 2771.281 | 8103702 | no | no |  |  | no |  |  | 1372980.79 | 15333515.374 |  | -1
node_1373000_748_15339950_908 |  |  | PQ | AN | 2771.281 | 8103702 | no | no |  |  | no |  |  | 1373000.748 | 15339950.908 |  | -1
node_1373002_852_15333542_21 |  |  | PQ | ABCN | 2771.281 | 8103702 | no | no |  |  | no |  |  | 1373002.852 | 15333542.21 |  | -1
node_1373014_18_15343578_456 |  |  | PQ | AN | 2771.281 | 8103702 | no | no |  |  | no |  |  | 1373014.18 | 15343578.456 |  | -1
node_1373042_534_15333560_172 |  |  | PQ | ABCN | 2771.281 | 8103702 | no | no |  |  | no |  |  | 1373042.534 | 15333560.172 |  | -1
node_1373110_959_15346434_833 |  |  | PQ | ABCN | 2771.281 | 8103702 | no | no |  |  | no |  |  | 1373110.959 | 15346434.833 |  | -1
node_1373193_844_15343769_92 |  |  | PQ | ABCN | 2771.281 | 8103702 | no | no |  |  | no |  |  | 1373193.844 | 15343769.92 |  | -1
node_1373198_704_15344914_257 |  |  | PQ | ABCN | 2771.281 | 8103702 | no | no |  |  | no |  |  | 1373198.704 | 15344914.257 |  | -1
node_1373202_261_15332455_912 |  |  | PQ | ABCN | 2771.281 | 8103702 | no | no |  |  | no |  |  | 1373202.261 | 15332455.912 |  | -1
node_1373216_611_15332391_322 |  |  | PQ | ABCN | 2771.281 | 8103702 | no | no |  |  | no |  |  | 1373216.611 | 15332391.322 |  | -1
node_1373221_654_15332461_457 |  |  | PQ | ABCN | 2771.281 | 8103702 | no | no |  |  | no |  |  | 1373221.654 | 15332461.457 |  | -1
node_1373241_418_15332460_072 |  |  | PQ | ABCN | 2771.281 | 8103702 | no | no |  |  | no |  |  | 1373241.418 | 15332460.072 |  | -1
node_1373246_179_15342423_817 |  |  | PQ | AN | 2771.281 | 8103702 | no | no |  |  | no |  |  | 1373246.179 | 15342423.817 |  | -1
node_1373308_508_15333878_589 |  |  | PQ | ABCN | 2771.281 | 8103702 | no | no |  |  | no |  |  | 1373308.508 | 15333878.589 |  | -1
node_1373321_941_15333898_274 |  |  | PQ | ABCN | 2771.281 | 8103702 | no | no |  |  | no |  |  | 1373321.941 | 15333898.274 |  | -1
node_1373324_477_15339660 |  |  | PQ | AN | 2771.281 | 8103702 | no | no |  |  | no |  |  | 1373324.477 | 15339660 |  | -1
node_1373338_681_15333912_648 |  |  | PQ | ABCN | 2771.281 | 8103702 | no | no |  |  | no |  |  | 1373338.681 | 15333912.648 |  | -1
node_1373458_326_15337007_457 |  |  | PQ | AN | 2771.281 | 8103702 | no | no |  |  | no |  |  | 1373458.326 | 15337007.457 |  | -1
node_1373607_958_15333911_617 |  |  | PQ | ABCN | 2771.281 | 8103702 | no | no |  |  | no |  |  | 1373607.958 | 15333911.617 |  | -1
node_1373610_089_15333938_11 |  |  | PQ | ABCN | 2771.281 | 8103702 | no | no |  |  | no |  |  | 1373610.089 | 15333938.11 |  | -1
node_1373610_994_15333885_332 |  |  | PQ | ABCN | 2771.281 | 8103702 | no | no |  |  | no |  |  | 1373610.994 | 15333885.332 |  | -1
node_1373701_559_15334184_449 |  |  | PQ | ABCN | 2771.281 | 8103702 | no | no |  |  | no |  |  | 1373701.559 | 15334184.449 |  | -1
node_1373721_224_15334187_705 |  |  | PQ | ABCN | 2771.281 | 8103702 | no | no |  |  | no |  |  | 1373721.224 | 15334187.705 |  | -1
node_1373722_76_15332286_195 |  |  | PQ | ABCN | 2771.281 | 8103702 | no | no |  |  | no |  |  | 1373722.76 | 15332286.195 |  | -1
node_1373740_81_15334184_01 |  |  | PQ | ABCN | 2771.281 | 8103702 | no | no |  |  | no |  |  | 1373740.81 | 15334184.01 |  | -1
node_1373743_809_15333196_419 |  |  | PQ | ABCN | 2771.281 | 8103702 | no | no |  |  | no |  |  | 1373743.809 | 15333196.419 |  | -1
node_1373788_65_15332280_873 |  |  | PQ | ABCN | 2771.281 | 8103702 | no | no |  |  | no |  |  | 1373788.65 | 15332280.873 |  | -1
node_1373806_647_15332269_941 |  |  | PQ | ABCN | 2771.281 | 8103702 | no | no |  |  | no |  |  | 1373806.647 | 15332269.941 |  | -1
node_1373813_958_15333434_539 |  |  | PQ | ABCN | 2771.281 | 8103702 | no | no |  |  | no |  |  | 1373813.958 | 15333434.539 |  | -1
node_1373826_166_15332265_666 |  |  | PQ | ABCN | 2771.281 | 8103702 | no | no |  |  | no |  |  | 1373826.166 | 15332265.666 |  | -1
node_1373845_093_15333223_848 |  |  | PQ | ABCN | 2771.281 | 8103702 | no | no |  |  | no |  |  | 1373845.093 | 15333223.848 |  | -1
node_1373862_15333210_149 |  |  | PQ | ABCN | 2771.281 | 8103702 | no | no |  |  | no |  |  | 1373862 | 15333210.149 |  | -1
node_1373880_996_15333202_828 |  |  | PQ | ABCN | 2771.281 | 8103702 | no | no |  |  | no |  |  | 1373880.996 | 15333202.828 |  | -1
node_1373933_431_15332224_173 |  |  | PQ | ABCN | 2771.281 | 8103702 | no | no |  |  | no |  |  | 1373933.431 | 15332224.173 |  | -1
node_1373934_694_15332197_612 |  |  | PQ | ABCN | 2771.281 | 8103702 | no | no |  |  | no |  |  | 1373934.694 | 15332197.612 |  | -1
node_1373941_027_15332172_443 |  |  | PQ | ABCN | 2771.281 | 8103702 | no | no |  |  | no |  |  | 1373941.027 | 15332172.443 |  | -1
node_1374219_977_15337320_108 |  |  | PQ | AN | 2771.281 | 8103702 | no | no |  |  | no |  |  | 1374219.977 | 15337320.108 |  | -1
node_1374220_408_15339433_796 |  |  | PQ | ABCN | 2771.281 | 8103702 | no | no |  |  | no |  |  | 1374220.408 | 15339433.796 |  | -1
node_1374221_4_15339419_221 |  |  | PQ | ABCN | 2771.281 | 8103702 | no | no |  |  | no |  |  | 1374221.4 | 15339419.221 |  | -1
node_1374221_76_15339450_426 |  |  | PQ | ABCN | 2771.281 | 8103702 | no | no |  |  | no |  |  | 1374221.76 | 15339450.426 |  | -1
node_1374268_283_15337562_486 |  |  | PQ | AN | 2771.281 | 8103702 | no | no |  |  | no |  |  | 1374268.283 | 15337562.486 |  | -1
node_1374275_6_15333155_171 |  |  | PQ | ABCN | 2771.281 | 8103702 | no | no |  |  | no |  |  | 1374275.6 | 15333155.171 |  | -1
node_1374288_738_15339044_306 |  |  | PQ | AN | 2771.281 | 8103702 | no | no |  |  | no |  |  | 1374288.738 | 15339044.306 |  | -1
node_1374289_591_15333136_462 |  |  | PQ | ABCN | 2771.281 | 8103702 | no | no |  |  | no |  |  | 1374289.591 | 15333136.462 |  | -1
node_1374290_707_15339544_125 |  |  | PQ | ABCN | 2771.281 | 8103702 | no | no |  |  | no |  |  | 1374290.707 | 15339544.125 |  | -1
node_1374299_48_15333113_486 |  |  | PQ | ABCN | 2771.281 | 8103702 | no | no |  |  | no |  |  | 1374299.48 | 15333113.486 |  | -1
node_1374303_027_15336957_381 |  |  | PQ | AN | 2771.281 | 8103702 | no | no |  |  | no |  |  | 1374303.027 | 15336957.381 |  | -1
node_1374315_646_15340203_131 |  |  | PQ | ABCN | 2771.281 | 8103702 | no | no |  |  | no |  |  | 1374315.646 | 15340203.131 |  | -1
node_1374341_551_15338708_953 |  |  | PQ | AD | 2771.281 | 8103702 | no | no |  |  | no |  |  | 1374341.551 | 15338708.953 |  | -1
node_1374348_742_15332239_081 |  |  | PQ | ABCN | 2771.281 | 8103702 | no | no |  |  | no |  |  | 1374348.742 | 15332239.081 |  | -1
node_1374381_569_15343422_092 |  |  | PQ | ABCN | 2771.281 | 8103702 | no | no |  |  | no |  |  | 1374381.569 | 15343422.092 |  | -1
node_1374494_403_15340067_841 |  |  | PQ | AN | 2771.281 | 8103702 | no | no |  |  | no |  |  | 1374494.403 | 15340067.841 |  | -1
node_1374528_211_15332648_751 |  |  | PQ | ABCN | 2771.281 | 8103702 | no | no |  |  | no |  |  | 1374528.211 | 15332648.751 |  | -1
node_1374554_032_15339451_477 |  |  | PQ | AN | 2771.281 | 8103702 | no | no |  |  | no |  |  | 1374554.032 | 15339451.477 |  | -1
node_1374647_439_15341464_921 |  |  | PQ | AN | 2771.281 | 8103702 | no | no |  |  | no |  |  | 1374647.439 | 15341464.921 |  | -1
node_1374653_378_15343633_817 |  |  | PQ | ABCN | 2771.281 | 8103702 | no | no |  |  | no |  |  | 1374653.378 | 15343633.817 |  | -1
node_1374666_555_15341938_032 |  |  | PQ | AN | 2771.281 | 8103702 | no | no |  |  | no |  |  | 1374666.555 | 15341938.032 |  | -1
node_1374764_931_15341297_828 |  |  | PQ | AN | 2771.281 | 8103702 | no | no |  |  | no |  |  | 1374764.931 | 15341297.828 |  | -1
node_1374807_053_15343904_073 |  |  | PQ | ABCN | 2771.281 | 8103702 | no | no |  |  | no |  |  | 1374807.053 | 15343904.073 |  | -1
node_1374946_08_15341858_54 |  |  | PQ | AN | 2771.281 | 8103702 | no | no |  |  | no |  |  | 1374946.08 | 15341858.54 |  | -1
node_1375014_875_15341579_83 |  |  | PQ | AN | 2771.281 | 8103702 | no | no |  |  | no |  |  | 1375014.875 | 15341579.83 |  | -1
node_1375084_722_15339043_979 |  |  | PQ | AN | 2771.281 | 8103702 | no | no |  |  | no |  |  | 1375084.722 | 15339043.979 |  | -1
node_1375874_771_15338920_047 |  |  | PQ | AN | 2771.281 | 8103702 | no | no |  |  | no |  |  | 1375874.771 | 15338920.047 |  | -1
node_1376376_545_15347646_138 |  |  | PQ | AN | 2771.281 | 8103702 | no | no |  |  | no |  |  | 1376376.545 | 15347646.138 |  | -1
node_1376552_631_15346278_82 |  |  | PQ | AN | 2771.281 | 8103702 | no | no |  |  | no |  |  | 1376552.631 | 15346278.82 |  | -1
node_1376703_204_15346978_786 |  |  | PQ | AN | 2771.281 | 8103702 | no | no |  |  | no |  |  | 1376703.204 | 15346978.786 |  | -1
node_1377503_968_15344549_488 |  |  | PQ | ABCN | 2771.281 | 8103702 | no | no |  |  | no |  |  | 1377503.968 | 15344549.488 |  | -1
node_8103702_200817033 |  |  | PQ | ABCN | 2771.281 | 8103702 | no | no |  |  | no |  |  | 1377468.025 | 15344549.491 |  | -1
node_8103702_200817034 |  |  | PQ | ABCD | 2771.281 | 8103702 | no | no |  |  | no |  |  | 1377401.67 | 15344598.805 |  | -1
node_8103702_200817038 |  |  | PQ | AD | 2771.281 | 8103702 | no | no |  |  | no |  |  | 1376365.209 | 15346618.194 |  | -1
node_8103702_200817039 |  |  | PQ | AD | 2771.281 | 8103702 | no | no |  |  | no |  |  | 1376368.062 | 15346368.624 |  | -1
node_8103702_200817041 |  |  | PQ | AD | 2771.281 | 8103702 | no | no |  |  | no |  |  | 1376539.037 | 15346438.907 |  | -1
node_8103702_200817042 |  |  | PQ | AN | 2771.281 | 8103702 | no | no |  |  | no |  |  | 1376546.75 | 15346349.768 |  | -1
node_8103702_200840603 |  |  | PQ | ABCN | 2771.281 | 8103702 | no | no |  |  | no |  |  | 1373710.695 | 15332323.955 |  | -1
node_8103702_200840670 |  |  | PQ | AD | 2771.281 | 8103702 | no | no |  |  | no |  |  | 1358313.004 | 15337674.837 |  | -1
node_8103702_200840671 |  |  | PQ | AN | 2771.281 | 8103702 | no | no |  |  | no |  |  | 1358069.226 | 15337902.266 |  | -1
node_8103702_200840673 |  |  | PQ | ABCD | 2771.281 | 8103702 | no | no |  |  | no |  |  | 1357846.449 | 15335902.537 |  | -1
node_8103702_200840674 |  |  | PQ | AN | 2771.281 | 8103702 | no | no |  |  | no |  |  | 1357683.162 | 15335840.48 |  | -1
node_8103702_200840676 |  |  | PQ | AD | 2771.281 | 8103702 | no | no |  |  | no |  |  | 1357944.276 | 15336187.41 |  | -1
node_8103702_200840677 |  |  | PQ | AN | 2771.281 | 8103702 | no | no |  |  | no |  |  | 1358724.592 | 15340079.465 |  | -1
node_8103702_200840678 |  |  | PQ | AN | 2771.281 | 8103702 | no | no |  |  | no |  |  | 1358758.511 | 15340385.042 |  | -1
node_8103702_200840679 |  |  | PQ | AN | 2771.281 | 8103702 | no | no |  |  | no |  |  | 1358792.708 | 15340692.544 |  | -1
node_8103702_200840680 |  |  | PQ | AD | 2771.281 | 8103702 | no | no |  |  | no |  |  | 1358783.072 | 15340961.135 |  | -1
node_8103702_200840681 |  |  | PQ | AD | 2771.281 | 8103702 | no | no |  |  | no |  |  | 1358780.317 | 15341091.104 |  | -1
node_8103702_200840682 |  |  | PQ | AN | 2771.281 | 8103702 | no | no |  |  | no |  |  | 1358767.486 | 15341229.438 |  | -1
node_8103702_200840683 |  |  | PQ | AD | 2771.281 | 8103702 | no | no |  |  | no |  |  | 1358764.605 | 15341522.266 |  | -1
node_8103702_200840684 |  |  | PQ | AN | 2771.281 | 8103702 | no | no |  |  | no |  |  | 1358710.372 | 15341681.886 |  | -1
node_8103702_200840685 |  |  | PQ | AD | 2771.281 | 8103702 | no | no |  |  | no |  |  | 1358726.596 | 15341954.404 |  | -1
node_8103702_200840686 |  |  | PQ | AD | 2771.281 | 8103702 | no | no |  |  | no |  |  | 1358733.499 | 15342215.147 |  | -1
node_8103702_200840687 |  |  | PQ | AN | 2771.281 | 8103702 | no | no |  |  | no |  |  | 1358750.906 | 15342445.81 |  | -1
node_8103702_200840689 |  |  | PQ | AN | 2771.281 | 8103702 | no | no |  |  | no |  |  | 1358674.707 | 15342685.722 |  | -1
node_8103702_200840690 |  |  | PQ | AN | 2771.281 | 8103702 | no | no |  |  | no |  |  | 1358597.457 | 15342921.121 |  | -1
node_8103702_200840691 |  |  | PQ | AN | 2771.281 | 8103702 | no | no |  |  | no |  |  | 1358536.897 | 15343116.708 |  | -1
node_8103702_200840692 |  |  | PQ | AD | 2771.281 | 8103702 | no | no |  |  | no |  |  | 1358520.262 | 15343314.96 |  | -1
node_8103702_200840693 |  |  | PQ | AN | 2771.281 | 8103702 | no | no |  |  | no |  |  | 1358417.81 | 15343547.481 |  | -1
node_8103702_200840695 |  |  | PQ | AN | 2771.281 | 8103702 | no | no |  |  | no |  |  | 1358212.565 | 15343795.798 |  | -1
node_8103702_200840696 |  |  | PQ | AD | 2771.281 | 8103702 | no | no |  |  | no |  |  | 1358042.682 | 15336472.223 |  | -1
node_8103702_200840697 |  |  | PQ | AD | 2771.281 | 8103702 | no | no |  |  | no |  |  | 1358141.537 | 15336757.898 |  | -1
node_8103702_200840698 |  |  | PQ | AD | 2771.281 | 8103702 | no | no |  |  | no |  |  | 1358144.105 | 15344105.588 |  | -1
node_8103702_200840699 |  |  | PQ | AN | 2771.281 | 8103702 | no | no |  |  | no |  |  | 1358141.32 | 15344427.294 |  | -1
node_8103702_200840700 |  |  | PQ | AN | 2771.281 | 8103702 | no | no |  |  | no |  |  | 1358210.191 | 15344728.809 |  | -1
node_8103702_200840702 |  |  | PQ | AN | 2771.281 | 8103702 | no | no |  |  | no |  |  | 1358189.376 | 15344977.55 |  | -1
node_8103702_200840704 |  |  | PQ | AN | 2771.281 | 8103702 | no | no |  |  | no |  |  | 1358159.923 | 15345221.295 |  | -1
node_8103702_200840705 |  |  | PQ | AD | 2771.281 | 8103702 | no | no |  |  | no |  |  | 1358084.295 | 15345322.692 |  | -1
node_8103702_200840706 |  |  | PQ | AD | 2771.281 | 8103702 | no | no |  |  | no |  |  | 1358058.815 | 15345551.515 |  | -1
node_8103702_200840707 |  |  | PQ | AN | 2771.281 | 8103702 | no | no |  |  | no |  |  | 1358018.354 | 15345839.339 |  | -1
node_8103702_200840708 |  |  | PQ | AD | 2771.281 | 8103702 | no | no |  |  | no |  |  | 1358036.327 | 15346127.747 |  | -1
node_8103702_200840709 |  |  | PQ | AN | 2771.281 | 8103702 | no | no |  |  | no |  |  | 1357959.309 | 15346410.594 |  | -1
node_8103702_200840711 |  |  | PQ | AN | 2771.281 | 8103702 | no | no |  |  | no |  |  | 1357741.787 | 15346801.926 |  | -1
node_8103702_200840713 |  |  | PQ | AN | 2771.281 | 8103702 | no | no |  |  | no |  |  | 1357500.178 | 15347218.096 |  | -1
node_8103702_200840716 |  |  | PQ | AD | 2771.281 | 8103702 | no | no |  |  | no |  |  | 1357425.199 | 15347499.304 |  | -1
node_8103702_200840717 |  |  | PQ | AD | 2771.281 | 8103702 | no | no |  |  | no |  |  | 1357671.157 | 15347497.235 |  | -1
node_8103702_200840718 |  |  | PQ | AN | 2771.281 | 8103702 | no | no |  |  | no |  |  | 1357836.696 | 15347479.864 |  | -1
node_8103702_200840719 |  |  | PQ | AN | 2771.281 | 8103702 | no | no |  |  | no |  |  | 1357823.692 | 15347811.017 |  | -1
node_8103702_200840720 |  |  | PQ | AN | 2771.281 | 8103702 | no | no |  |  | no |  |  | 1357818.183 | 15348010.056 |  | -1
node_8103702_200840721 |  |  | PQ | AN | 2771.281 | 8103702 | no | no |  |  | no |  |  | 1357390.524 | 15347736.12 |  | -1
node_8103702_200840725 |  |  | PQ | AD | 2771.281 | 8103702 | no | no |  |  | no |  |  | 1358240.627 | 15337047.519 |  | -1
node_8103702_200840726 |  |  | PQ | AN | 2771.281 | 8103702 | no | no |  |  | no |  |  | 1357257.411 | 15348237.551 |  | -1
node_8103702_200840729 |  |  | PQ | AN | 2771.281 | 8103702 | no | no |  |  | no |  |  | 1357199.021 | 15348468.713 |  | -1
node_8103702_200840730 |  |  | PQ | AD | 2771.281 | 8103702 | no | no |  |  | no |  |  | 1357148.82 | 15348697.758 |  | -1
node_8103702_200840731 |  |  | PQ | AD | 2771.281 | 8103702 | no | no |  |  | no |  |  | 1357096.452 | 15348878.945 |  | -1
node_8103702_200840732 |  |  | PQ | AN | 2771.281 | 8103702 | no | no |  |  | no |  |  | 1357117.153 | 15348823.946 |  | -1
node_8103702_200840733 |  |  | PQ | AD | 2771.281 | 8103702 | no | no |  |  | no |  |  | 1356974.992 | 15348649.661 |  | -1
node_8103702_200840734 |  |  | PQ | AN | 2771.281 | 8103702 | no | no |  |  | no |  |  | 1356700.946 | 15348719.606 |  | -1
node_8103702_200840735 |  |  | PQ | AN | 2771.281 | 8103702 | no | no |  |  | no |  |  | 1357038.894 | 15349138.34 |  | -1
node_8103702_200840736 |  |  | PQ | AD | 2771.281 | 8103702 | no | no |  |  | no |  |  | 1357184.783 | 15348956.7 |  | -1
node_8103702_200840737 |  |  | PQ | AN | 2771.281 | 8103702 | no | no |  |  | no |  |  | 1357334.517 | 15348769.7 |  | -1
node_8103702_200840741 |  |  | PQ | AD | 2771.281 | 8103702 | no | no |  |  | no |  |  | 1356892.036 | 15349355.507 |  | -1
node_8103702_200840742 |  |  | PQ | AD | 2771.281 | 8103702 | no | no |  |  | no |  |  | 1356756.614 | 15349578.833 |  | -1
node_8103702_200840743 |  |  | PQ | AD | 2771.281 | 8103702 | no | no |  |  | no |  |  | 1356655.684 | 15349452.031 |  | -1
node_8103702_200840744 |  |  | PQ | AD | 2771.281 | 8103702 | no | no |  |  | no |  |  | 1356669.794 | 15349249.434 |  | -1
node_8103702_200840745 |  |  | PQ | AN | 2771.281 | 8103702 | no | no |  |  | no |  |  | 1356451.878 | 15349135.698 |  | -1
node_8103702_200840746 |  |  | PQ | AN | 2771.281 | 8103702 | no | no |  |  | no |  |  | 1356609.763 | 15349801.781 |  | -1
node_8103702_200840747 |  |  | PQ | AD | 2771.281 | 8103702 | no | no |  |  | no |  |  | 1356478.966 | 15350013.369 |  | -1
node_8103702_200840748 |  |  | PQ | AN | 2771.281 | 8103702 | no | no |  |  | no |  |  | 1356340.455 | 15350428.09 |  | -1
node_8103702_200840749 |  |  | PQ | AN | 2771.281 | 8103702 | no | no |  |  | no |  |  | 1356338.629 | 15350668.992 |  | -1
node_8103702_200840751 |  |  | PQ | AD | 2771.281 | 8103702 | no | no |  |  | no |  |  | 1356291.689 | 15350913.664 |  | -1
node_8103702_200840752 |  |  | PQ | AN | 2771.281 | 8103702 | no | no |  |  | no |  |  | 1356241.478 | 15351144.63 |  | -1
node_8103702_200840753 |  |  | PQ | AD | 2771.281 | 8103702 | no | no |  |  | no |  |  | 1358238.877 | 15337340.382 |  | -1
node_8103702_200840754 |  |  | PQ | AN | 2771.281 | 8103702 | no | no |  |  | no |  |  | 1358121.13 | 15337282.172 |  | -1
node_8103702_200840755 |  |  | PQ | AN | 2771.281 | 8103702 | no | no |  |  | no |  |  | 1358073.803 | 15337669.799 |  | -1
node_8103702_200840756 |  |  | PQ | AN | 2771.281 | 8103702 | no | no |  |  | no |  |  | 1358072.362 | 15338108.204 |  | -1
node_8103702_200840757 |  |  | PQ | AD | 2771.281 | 8103702 | no | no |  |  | no |  |  | 1357784.837 | 15337701.537 |  | -1
node_8103702_200840758 |  |  | PQ | AN | 2771.281 | 8103702 | no | no |  |  | no |  |  | 1357499.015 | 15337664.259 |  | -1
node_8103702_200840760 |  |  | PQ | AN | 2771.281 | 8103702 | no | no |  |  | no |  |  | 1358456.408 | 15337861.052 |  | -1
node_8103702_200840761 |  |  | PQ | AD | 2771.281 | 8103702 | no | no |  |  | no |  |  | 1358491.624 | 15338105.675 |  | -1
node_8103702_200840762 |  |  | PQ | AD | 2771.281 | 8103702 | no | no |  |  | no |  |  | 1358532.362 | 15338362.158 |  | -1
node_8103702_200840763 |  |  | PQ | AD | 2771.281 | 8103702 | no | no |  |  | no |  |  | 1358558.014 | 15338664.449 |  | -1
node_8103702_200840764 |  |  | PQ | AD | 2771.281 | 8103702 | no | no |  |  | no |  |  | 1358592.779 | 15338966.398 |  | -1
node_8103702_200840766 |  |  | PQ | AN | 2771.281 | 8103702 | no | no |  |  | no |  |  | 1358630.503 | 15339262.183 |  | -1
node_8103702_200840767 |  |  | PQ | AD | 2771.281 | 8103702 | no | no |  |  | no |  |  | 1358676.695 | 15339538.302 |  | -1
node_8103702_200840769 |  |  | PQ | AN | 2771.281 | 8103702 | no | no |  |  | no |  |  | 1358694.044 | 15339718.74 |  | -1
node_8103702_200840770 |  |  | PQ | AD | 2771.281 | 8103702 | no | no |  |  | no |  |  | 1358712.336 | 15339925.806 |  | -1
node_8103702_200840771 |  |  | PQ | ABCN | 2771.281 | 8103702 | no | no |  |  | no |  |  | 1359711.343 | 15334383.71 |  | -1
node_8103702_200840772 |  |  | PQ | ABCD | 2771.281 | 8103702 | no | no |  |  | no |  |  | 1359808.893 | 15334333.796 |  | -1
node_8103702_200840774 |  |  | PQ | ABCD | 2771.281 | 8103702 | no | no |  |  | no |  |  | 1359969.436 | 15334268.985 |  | -1
node_8103702_200840777 |  |  | PQ | ABCN | 2771.281 | 8103702 | no | no |  |  | no |  |  | 1362423.945 | 15333864.646 |  | -1
node_8103702_200840780 |  |  | PQ | ABCD | 2771.281 | 8103702 | no | no |  |  | no |  |  | 1362663.078 | 15333920.314 |  | -1
node_8103702_200840781 |  |  | PQ | ABCN | 2771.281 | 8103702 | no | no |  |  | no |  |  | 1362927.86 | 15333972.258 |  | -1
node_8103702_200840783 |  |  | PQ | ABCN | 2771.281 | 8103702 | no | no |  |  | no |  |  | 1363209.233 | 15334045.041 |  | -1
node_8103702_200840785 |  |  | PQ | ABCN | 2771.281 | 8103702 | no | no |  |  | no |  |  | 1363426.463 | 15334089.177 |  | -1
node_8103702_200840786 |  |  | PQ | AD | 2771.281 | 8103702 | no | no |  |  | no |  |  | 1363482.373 | 15334015.495 |  | -1
node_8103702_200840787 |  |  | PQ | AN | 2771.281 | 8103702 | no | no |  |  | no |  |  | 1363562.297 | 15333853.455 |  | -1
node_8103702_200840789 |  |  | PQ | ABCD | 2771.281 | 8103702 | no | no |  |  | no |  |  | 1363558.11 | 15334110.823 |  | -1
node_8103702_200840792 |  |  | PQ | ABCN | 2771.281 | 8103702 | no | no |  |  | no |  |  | 1363808.388 | 15334156.521 |  | -1
node_8103702_200840794 |  |  | PQ | ABCD | 2771.281 | 8103702 | no | no |  |  | no |  |  | 1360105.061 | 15334157.11 |  | -1
node_8103702_200840795 |  |  | PQ | ABCD | 2771.281 | 8103702 | no | no |  |  | no |  |  | 1360268.078 | 15334089.068 |  | -1
node_8103702_200840796 |  |  | PQ | AD | 2771.281 | 8103702 | no | no |  |  | no |  |  | 1360255.185 | 15334054.741 |  | -1
node_8103702_200840797 |  |  | PQ | AD | 2771.281 | 8103702 | no | no |  |  | no |  |  | 1360187.676 | 15333767.654 |  | -1
node_8103702_200840798 |  |  | PQ | ABCN | 2771.281 | 8103702 | no | no |  |  | no |  |  | 1360426.496 | 15334033.581 |  | -1
node_8103702_200840799 |  |  | PQ | ABCD | 2771.281 | 8103702 | no | no |  |  | no |  |  | 1360576.243 | 15333969.523 |  | -1
node_8103702_200840801 |  |  | PQ | ABCD | 2771.281 | 8103702 | no | no |  |  | no |  |  | 1360711.841 | 15333918.903 |  | -1
node_8103702_200840802 |  |  | PQ | ABCN | 2771.281 | 8103702 | no | no |  |  | no |  |  | 1360855.087 | 15333849.638 |  | -1
node_8103702_200840804 |  |  | PQ | ABCD | 2771.281 | 8103702 | no | no |  |  | no |  |  | 1361049.994 | 15333864.794 |  | -1
node_8103702_200840805 |  |  | PQ | ABCD | 2771.281 | 8103702 | no | no |  |  | no |  |  | 1361208.009 | 15333856.308 |  | -1
node_8103702_200840806 |  |  | PQ | ABCN | 2771.281 | 8103702 | no | no |  |  | no |  |  | 1361438.983 | 15333845.49 |  | -1
node_8103702_200840807 |  |  | PQ | ABCD | 2771.281 | 8103702 | no | no |  |  | no |  |  | 1361638.221 | 15333840.293 |  | -1
node_8103702_200840808 |  |  | PQ | ABCN | 2771.281 | 8103702 | no | no |  |  | no |  |  | 1361895.943 | 15333833.125 |  | -1
node_8103702_200840809 |  |  | PQ | ABCD | 2771.281 | 8103702 | no | no |  |  | no |  |  | 1362142.446 | 15333849.164 |  | -1
node_8103702_200840926 |  |  | PQ | AN | 2771.281 | 8103702 | no | no |  |  | no |  |  | 1369624.709 | 15338080.326 |  | -1
node_8103702_200840927 |  |  | PQ | AD | 2771.281 | 8103702 | no | no |  |  | no |  |  | 1369552.402 | 15332551.576 |  | -1
node_8103702_200840928 |  |  | PQ | AN | 2771.281 | 8103702 | no | no |  |  | no |  |  | 1369584.275 | 15332769.929 |  | -1
node_8103702_200840929 |  |  | PQ | AD | 2771.281 | 8103702 | no | no |  |  | no |  |  | 1369589.155 | 15333029.636 |  | -1
node_8103702_200840930 |  |  | PQ | AD | 2771.281 | 8103702 | no | no |  |  | no |  |  | 1369658.989 | 15332972.66 |  | -1
node_8103702_200840931 |  |  | PQ | AN | 2771.281 | 8103702 | no | no |  |  | no |  |  | 1369834.954 | 15332956.541 |  | -1
node_8103702_200840932 |  |  | PQ | AD | 2771.281 | 8103702 | no | no |  |  | no |  |  | 1369673.332 | 15336180.047 |  | -1
node_8103702_200840933 |  |  | PQ | AN | 2771.281 | 8103702 | no | no |  |  | no |  |  | 1369649.423 | 15336374.283 |  | -1
node_8103702_200840934 |  |  | PQ | AD | 2771.281 | 8103702 | no | no |  |  | no |  |  | 1369629.659 | 15336559.531 |  | -1
node_8103702_200840935 |  |  | PQ | AD | 2771.281 | 8103702 | no | no |  |  | no |  |  | 1369866.07 | 15336637.909 |  | -1
node_8103702_200840936 |  |  | PQ | AD | 2771.281 | 8103702 | no | no |  |  | no |  |  | 1369969.647 | 15336680.69 |  | -1
node_8103702_200840937 |  |  | PQ | AN | 2771.281 | 8103702 | no | no |  |  | no |  |  | 1369598.278 | 15336767.525 |  | -1
node_8103702_200840940 |  |  | PQ | AD | 2771.281 | 8103702 | no | no |  |  | no |  |  | 1369582.734 | 15336973.821 |  | -1
node_8103702_200840941 |  |  | PQ | AN | 2771.281 | 8103702 | no | no |  |  | no |  |  | 1369550.656 | 15337187.679 |  | -1
node_8103702_200840943 |  |  | PQ | AD | 2771.281 | 8103702 | no | no |  |  | no |  |  | 1369531.187 | 15337402.161 |  | -1
node_8103702_200840944 |  |  | PQ | AN | 2771.281 | 8103702 | no | no |  |  | no |  |  | 1369460.193 | 15337585.624 |  | -1
node_8103702_200840947 |  |  | PQ | AN | 2771.281 | 8103702 | no | no |  |  | no |  |  | 1369314.724 | 15337830.953 |  | -1
node_8103702_200840948 |  |  | PQ | AN | 2771.281 | 8103702 | no | no |  |  | no |  |  | 1369357.364 | 15338083.165 |  | -1
node_8103702_200840949 |  |  | PQ | AD | 2771.281 | 8103702 | no | no |  |  | no |  |  | 1369306.244 | 15338498.133 |  | -1
node_8103702_200840950 |  |  | PQ | AN | 2771.281 | 8103702 | no | no |  |  | no |  |  | 1369211.715 | 15338515.528 |  | -1
node_8103702_200840951 |  |  | PQ | AN | 2771.281 | 8103702 | no | no |  |  | no |  |  | 1369553.772 | 15333312.606 |  | -1
node_8103702_200840953 |  |  | PQ | AD | 2771.281 | 8103702 | no | no |  |  | no |  |  | 1369639.588 | 15333327.587 |  | -1
node_8103702_200840954 |  |  | PQ | AN | 2771.281 | 8103702 | no | no |  |  | no |  |  | 1369938.724 | 15333325.143 |  | -1
node_8103702_200840955 |  |  | PQ | AD | 2771.281 | 8103702 | no | no |  |  | no |  |  | 1369519.823 | 15333519.67 |  | -1
node_8103702_200840956 |  |  | PQ | AD | 2771.281 | 8103702 | no | no |  |  | no |  |  | 1369485.337 | 15333730.981 |  | -1
node_8103702_200840958 |  |  | PQ | AN | 2771.281 | 8103702 | no | no |  |  | no |  |  | 1369493.141 | 15333859.921 |  | -1
node_8103702_200840959 |  |  | PQ | AN | 2771.281 | 8103702 | no | no |  |  | no |  |  | 1369505.276 | 15334079.95 |  | -1
node_8103702_200840960 |  |  | PQ | AN | 2771.281 | 8103702 | no | no |  |  | no |  |  | 1369565.879 | 15334388.509 |  | -1
node_8103702_200840962 |  |  | PQ | AD | 2771.281 | 8103702 | no | no |  |  | no |  |  | 1369641.108 | 15334713.01 |  | -1
node_8103702_200840963 |  |  | PQ | AN | 2771.281 | 8103702 | no | no |  |  | no |  |  | 1369696.772 | 15335053.39 |  | -1
node_8103702_200840966 |  |  | PQ | AD | 2771.281 | 8103702 | no | no |  |  | no |  |  | 1369731.877 | 15335604.14 |  | -1
node_8103702_200840967 |  |  | PQ | AN | 2771.281 | 8103702 | no | no |  |  | no |  |  | 1369714.608 | 15335822.09 |  | -1
node_8103702_200840970 |  |  | PQ | AD | 2771.281 | 8103702 | no | no |  |  | no |  |  | 1369692.946 | 15335999.021 |  | -1
node_8103702_200841032 |  |  | PQ | ABCN | 2771.281 | 8103702 | no | no |  |  | no |  |  | 1370104.974 | 15331991.729 |  | -1
node_8103702_200841033 |  |  | PQ | ABCD | 2771.281 | 8103702 | no | no |  |  | no |  |  | 1372301.831 | 15332790.679 |  | -1
node_8103702_200841034 |  |  | PQ | AN | 2771.281 | 8103702 | no | no |  |  | no |  |  | 1372372.878 | 15332604.66 |  | -1
node_8103702_200841035 |  |  | PQ | ABCD | 2771.281 | 8103702 | no | no |  |  | no |  |  | 1372538.55 | 15332944.41 |  | -1
node_8103702_200841036 |  |  | PQ | ABCD | 2771.281 | 8103702 | no | no |  |  | no |  |  | 1372751.704 | 15333073.623 |  | -1
node_8103702_200841037 |  |  | PQ | ABCN | 2771.281 | 8103702 | no | no |  |  | no |  |  | 1372673.904 | 15333342.981 |  | -1
node_8103702_200841038 |  |  | PQ | AN | 2771.281 | 8103702 | no | no |  |  | no |  |  | 1372628.003 | 15333542.854 |  | -1
node_8103702_200841039 |  |  | PQ | ABCD | 2771.281 | 8103702 | no | no |  |  | no |  |  | 1372939.107 | 15333123.7 |  | -1
node_8103702_200841044 |  |  | PQ | ABCN | 2771.281 | 8103702 | no | no |  |  | no |  |  | 1373715.773 | 15333188.209 |  | -1
node_8103702_200841045 |  |  | PQ | ABCD | 2771.281 | 8103702 | no | no |  |  | no |  |  | 1373601.455 | 15333443.974 |  | -1
node_8103702_200841046 |  |  | PQ | ABCD | 2771.281 | 8103702 | no | no |  |  | no |  |  | 1373484.737 | 15333632.458 |  | -1
node_8103702_200841047 |  |  | PQ | ABCN | 2771.281 | 8103702 | no | no |  |  | no |  |  | 1373371.54 | 15333824.052 |  | -1
node_8103702_200841052 |  |  | PQ | ABCN | 2771.281 | 8103702 | no | no |  |  | no |  |  | 1373888.532 | 15333331.017 |  | -1
node_8103702_200841053 |  |  | PQ | ABCN | 2771.281 | 8103702 | no | no |  |  | no |  |  | 1373843.8 | 15333447.912 |  | -1
node_8103702_200841055 |  |  | PQ | ABCD | 2771.281 | 8103702 | no | no |  |  | no |  |  | 1373747.43 | 15333726.889 |  | -1
node_8103702_200841056 |  |  | PQ | ABCN | 2771.281 | 8103702 | no | no |  |  | no |  |  | 1373683.434 | 15333920.753 |  | -1
node_8103702_200841057 |  |  | PQ | ABCN | 2771.281 | 8103702 | no | no |  |  | no |  |  | 1373720.153 | 15334085.813 |  | -1
node_8103702_200841058 |  |  | PQ | ABCN | 2771.281 | 8103702 | no | no |  |  | no |  |  | 1370367.668 | 15332043.724 |  | -1
node_8103702_200841059 |  |  | PQ | ABCD | 2771.281 | 8103702 | no | no |  |  | no |  |  | 1370554.556 | 15332084.614 |  | -1
node_8103702_200841061 |  |  | PQ | ABCN | 2771.281 | 8103702 | no | no |  |  | no |  |  | 1374225.035 | 15333077.026 |  | -1
node_8103702_200841062 |  |  | PQ | ABCD | 2771.281 | 8103702 | no | no |  |  | no |  |  | 1374293.052 | 15332961.856 |  | -1
node_8103702_200841063 |  |  | PQ | ABCN | 2771.281 | 8103702 | no | no |  |  | no |  |  | 1374404.76 | 15332929.359 |  | -1
node_8103702_200841064 |  |  | PQ | ABCN | 2771.281 | 8103702 | no | no |  |  | no |  |  | 1370733.294 | 15332119.257 |  | -1
node_8103702_200841066 |  |  | PQ | ABCN | 2771.281 | 8103702 | no | no |  |  | no |  |  | 1371084.635 | 15332191.306 |  | -1
node_8103702_200841067 |  |  | PQ | ABCD | 2771.281 | 8103702 | no | no |  |  | no |  |  | 1371276.181 | 15332228.206 |  | -1
node_8103702_200841068 |  |  | PQ | ABCN | 2771.281 | 8103702 | no | no |  |  | no |  |  | 1371166.016 | 15332137.408 |  | -1
node_8103702_200841069 |  |  | PQ | ABCN | 2771.281 | 8103702 | no | no |  |  | no |  |  | 1371446.415 | 15332195.108 |  | -1
node_8103702_200841074 |  |  | PQ | ABCD | 2771.281 | 8103702 | no | no |  |  | no |  |  | 1371584.589 | 15332221.116 |  | -1
node_8103702_200841075 |  |  | PQ | ABCN | 2771.281 | 8103702 | no | no |  |  | no |  |  | 1371830.323 | 15332308.275 |  | -1
node_8103702_200841078 |  |  | PQ | ABCD | 2771.281 | 8103702 | no | no |  |  | no |  |  | 1371939.398 | 15332349.075 |  | -1
node_8103702_200841080 |  |  | PQ | ABCD | 2771.281 | 8103702 | no | no |  |  | no |  |  | 1372123.67 | 15332571.547 |  | -1
node_8103702_200841082 |  |  | PQ | AN | 2771.281 | 8103702 | no | no |  |  | no |  |  | 1374644.114 | 15341902.565 |  | -1
node_8103702_200841083 |  |  | PQ | AN | 2771.281 | 8103702 | no | no |  |  | no |  |  | 1374909.522 | 15341861.246 |  | -1
node_8103702_200841085 |  |  | PQ | AD | 2771.281 | 8103702 | no | no |  |  | no |  |  | 1374743.22 | 15341609.056 |  | -1
node_8103702_200841086 |  |  | PQ | AN | 2771.281 | 8103702 | no | no |  |  | no |  |  | 1374978.26 | 15341585.649 |  | -1
node_8103702_200841087 |  |  | PQ | AN | 2771.281 | 8103702 | no | no |  |  | no |  |  | 1374656.776 | 15341497.651 |  | -1
node_8103702_200841088 |  |  | PQ | AN | 2771.281 | 8103702 | no | no |  |  | no |  |  | 1374731.898 | 15341311.634 |  | -1
node_8103702_200841090 |  |  | PQ | ABCD | 2771.281 | 8103702 | no | no |  |  | no |  |  | 1374288.446 | 15341899.68 |  | -1
node_8103702_200841091 |  |  | PQ | ABCD | 2771.281 | 8103702 | no | no |  |  | no |  |  | 1374300.95 | 15341517.206 |  | -1
node_8103702_200841092 |  |  | PQ | ABCD | 2771.281 | 8103702 | no | no |  |  | no |  |  | 1374309.937 | 15341261.789 |  | -1
node_8103702_200841093 |  |  | PQ | ABCD | 2771.281 | 8103702 | no | no |  |  | no |  |  | 1374321.725 | 15340924.797 |  | -1
node_8103702_200841094 |  |  | PQ | ABCD | 2771.281 | 8103702 | no | no |  |  | no |  |  | 1374329.032 | 15340584.764 |  | -1
node_8103702_200841095 |  |  | PQ | ABCN | 2771.281 | 8103702 | no | no |  |  | no |  |  | 1374340.255 | 15340213.181 |  | -1
node_8103702_200841096 |  |  | PQ | ABCD | 2771.281 | 8103702 | no | no |  |  | no |  |  | 1374288.814 | 15339819.063 |  | -1
node_8103702_200841097 |  |  | PQ | AN | 2771.281 | 8103702 | no | no |  |  | no |  |  | 1374469.477 | 15340048.195 |  | -1
node_8103702_200841098 |  |  | PQ | ABCN | 2771.281 | 8103702 | no | no |  |  | no |  |  | 1374255.01 | 15339541.178 |  | -1
node_8103702_200841099 |  |  | PQ | AD | 2771.281 | 8103702 | no | no |  |  | no |  |  | 1374227.23 | 15339315.681 |  | -1
node_8103702_200841100 |  |  | PQ | AD | 2771.281 | 8103702 | no | no |  |  | no |  |  | 1374347.812 | 15339371.253 |  | -1
node_8103702_200841101 |  |  | PQ | AN | 2771.281 | 8103702 | no | no |  |  | no |  |  | 1374523.587 | 15339438.013 |  | -1
node_8103702_200841102 |  |  | PQ | AD | 2771.281 | 8103702 | no | no |  |  | no |  |  | 1374187.123 | 15339057.852 |  | -1
node_8103702_200841103 |  |  | PQ | AN | 2771.281 | 8103702 | no | no |  |  | no |  |  | 1374311.596 | 15339084.609 |  | -1
node_8103702_200841104 |  |  | PQ | AD | 2771.281 | 8103702 | no | no |  |  | no |  |  | 1374342.219 | 15338700.566 |  | -1
node_8103702_200841105 |  |  | PQ | AD | 2771.281 | 8103702 | no | no |  |  | no |  |  | 1374368.207 | 15338347.778 |  | -1
node_8103702_200841106 |  |  | PQ | AD | 2771.281 | 8103702 | no | no |  |  | no |  |  | 1374383.129 | 15338007.858 |  | -1
node_8103702_200841107 |  |  | PQ | AD | 2771.281 | 8103702 | no | no |  |  | no |  |  | 1374328.838 | 15337771.394 |  | -1
node_8103702_200841108 |  |  | PQ | AN | 2771.281 | 8103702 | no | no |  |  | no |  |  | 1374232.448 | 15337561.603 |  | -1
node_8103702_200841110 |  |  | PQ | AN | 2771.281 | 8103702 | no | no |  |  | no |  |  | 1374251.787 | 15337320.311 |  | -1
node_8103702_200841111 |  |  | PQ | AN | 2771.281 | 8103702 | no | no |  |  | no |  |  | 1374264.279 | 15336962.949 |  | -1
node_8103702_200841112 |  |  | PQ | AD | 2771.281 | 8103702 | no | no |  |  | no |  |  | 1374193.342 | 15336876.939 |  | -1
node_8103702_200841113 |  |  | PQ | AD | 2771.281 | 8103702 | no | no |  |  | no |  |  | 1374105.589 | 15336909.041 |  | -1
node_8103702_200841114 |  |  | PQ | AD | 2771.281 | 8103702 | no | no |  |  | no |  |  | 1373810.317 | 15336953.667 |  | -1
node_8103702_200841115 |  |  | PQ | AN | 2771.281 | 8103702 | no | no |  |  | no |  |  | 1373485.772 | 15336998.026 |  | -1
node_8103702_200841116 |  |  | PQ | ABCN | 2771.281 | 8103702 | no | no |  |  | no |  |  | 1365852.334 | 15343791.572 |  | -1
node_8103702_200841117 |  |  | PQ | ABCD | 2771.281 | 8103702 | no | no |  |  | no |  |  | 1365949.455 | 15343796.581 |  | -1
node_8103702_200841118 |  |  | PQ | ABCD | 2771.281 | 8103702 | no | no |  |  | no |  |  | 1366195.455 | 15343808.533 |  | -1
node_8103702_200841119 |  |  | PQ | ABCN | 2771.281 | 8103702 | no | no |  |  | no |  |  | 1366503.483 | 15343822.085 |  | -1
node_8103702_200841120 |  |  | PQ | ABCD | 2771.281 | 8103702 | no | no |  |  | no |  |  | 1366801.872 | 15343831.831 |  | -1
node_8103702_200841121 |  |  | PQ | ABCD | 2771.281 | 8103702 | no | no |  |  | no |  |  | 1367195.95 | 15343817.846 |  | -1
node_8103702_200841122 |  |  | PQ | ABCN | 2771.281 | 8103702 | no | no |  |  | no |  |  | 1367496.568 | 15343824.677 |  | -1
node_8103702_200841196 |  |  | PQ | AN | 2771.281 | 8103702 | no | no |  |  | no |  |  | 1368473.55 | 15323500.518 |  | -1
node_8103702_200841199 |  |  | PQ | AN | 2771.281 | 8103702 | no | no |  |  | no |  |  | 1365700.46 | 15325373.352 |  | -1
node_8103702_200841200 |  |  | PQ | AN | 2771.281 | 8103702 | no | no |  |  | no |  |  | 1365550.488 | 15325649.697 |  | -1
node_8103702_200841201 |  |  | PQ | AD | 2771.281 | 8103702 | no | no |  |  | no |  |  | 1368054.043 | 15323646.324 |  | -1
node_8103702_200841202 |  |  | PQ | AD | 2771.281 | 8103702 | no | no |  |  | no |  |  | 1367801.575 | 15323826.76 |  | -1
node_8103702_200841203 |  |  | PQ | AN | 2771.281 | 8103702 | no | no |  |  | no |  |  | 1367327.962 | 15324158.639 |  | -1
node_8103702_200841207 |  |  | PQ | AD | 2771.281 | 8103702 | no | no |  |  | no |  |  | 1366630.981 | 15324639.337 |  | -1
node_8103702_200841208 |  |  | PQ | AN | 2771.281 | 8103702 | no | no |  |  | no |  |  | 1366687.183 | 15324494.823 |  | -1
node_8103702_200841209 |  |  | PQ | AD | 2771.281 | 8103702 | no | no |  |  | no |  |  | 1366538.725 | 15324736.017 |  | -1
node_8103702_200841210 |  |  | PQ | AN | 2771.281 | 8103702 | no | no |  |  | no |  |  | 1366420.951 | 15324780.693 |  | -1
node_8103702_200841212 |  |  | PQ | AN | 2771.281 | 8103702 | no | no |  |  | no |  |  | 1366238.411 | 15324907.189 |  | -1
node_8103702_200841213 |  |  | PQ | AN | 2771.281 | 8103702 | no | no |  |  | no |  |  | 1366064.487 | 15325030.61 |  | -1
node_8103702_200841214 |  |  | PQ | AD | 2771.281 | 8103702 | no | no |  |  | no |  |  | 1365943.959 | 15325112.003 |  | -1
node_8103702_200841215 |  |  | PQ | AD | 2771.281 | 8103702 | no | no |  |  | no |  |  | 1365796.719 | 15325213.251 |  | -1
node_8103702_200841216 |  |  | PQ | AD | 2771.281 | 8103702 | no | no |  |  | no |  |  | 1365719.238 | 15325193.102 |  | -1
node_8103702_200841217 |  |  | PQ | AD | 2771.281 | 8103702 | no | no |  |  | no |  |  | 1365420.807 | 15325171.874 |  | -1
node_8103702_200841218 |  |  | PQ | AN | 2771.281 | 8103702 | no | no |  |  | no |  |  | 1365128.987 | 15325155.938 |  | -1
node_8103702_200841453 |  |  | PQ | ABCN | 2771.281 | 8103702 | no | no |  |  | no |  |  | 1373828.895 | 15332371.994 |  | -1
node_8103702_200841455 |  |  | PQ | ABCN | 2771.281 | 8103702 | no | no |  |  | no |  |  | 1373999.525 | 15332321.128 |  | -1
node_8103702_200841456 |  |  | PQ | ABCN | 2771.281 | 8103702 | no | no |  |  | no |  |  | 1374006.288 | 15332216.266 |  | -1
node_8103702_200841482 |  |  | PQ | AN | 2771.281 | 8103702 | no | no |  |  | no |  |  | 1356872.889 | 15340073.66 |  | -1
node_8103702_200841483 |  |  | PQ | AN | 2771.281 | 8103702 | no | no |  |  | no |  |  | 1357377.778 | 15339224.084 |  | -1
node_8103702_200841484 |  |  | PQ | AD | 2771.281 | 8103702 | no | no |  |  | no |  |  | 1358364.463 | 15338687.099 |  | -1
node_8103702_200841485 |  |  | PQ | AD | 2771.281 | 8103702 | no | no |  |  | no |  |  | 1356586.842 | 15341014.997 |  | -1
node_8103702_200841486 |  |  | PQ | AN | 2771.281 | 8103702 | no | no |  |  | no |  |  | 1356246.075 | 15341194.26 |  | -1
node_8103702_200841487 |  |  | PQ | AN | 2771.281 | 8103702 | no | no |  |  | no |  |  | 1355871.291 | 15341382.851 |  | -1
node_8103702_200841488 |  |  | PQ | AN | 2771.281 | 8103702 | no | no |  |  | no |  |  | 1355647.591 | 15341550.756 |  | -1
node_8103702_200841489 |  |  | PQ | AN | 2771.281 | 8103702 | no | no |  |  | no |  |  | 1355425.178 | 15341825.512 |  | -1
node_8103702_200841490 |  |  | PQ | AD | 2771.281 | 8103702 | no | no |  |  | no |  |  | 1358025.293 | 15338718.74 |  | -1
node_8103702_200841491 |  |  | PQ | AN | 2771.281 | 8103702 | no | no |  |  | no |  |  | 1357871.777 | 15338836.605 |  | -1
node_8103702_200841492 |  |  | PQ | AN | 2771.281 | 8103702 | no | no |  |  | no |  |  | 1357799.776 | 15339238.998 |  | -1
node_8103702_200841493 |  |  | PQ | AD | 2771.281 | 8103702 | no | no |  |  | no |  |  | 1357730.985 | 15339220.306 |  | -1
node_8103702_200841495 |  |  | PQ | AN | 2771.281 | 8103702 | no | no |  |  | no |  |  | 1357426.53 | 15339919.437 |  | -1
node_8103702_200841496 |  |  | PQ | AN | 2771.281 | 8103702 | no | no |  |  | no |  |  | 1357380.712 | 15340003.154 |  | -1
node_8103702_200841497 |  |  | PQ | AN | 2771.281 | 8103702 | no | no |  |  | no |  |  | 1357240.224 | 15340267.119 |  | -1
node_8103702_200841498 |  |  | PQ | AD | 2771.281 | 8103702 | no | no |  |  | no |  |  | 1357212.562 | 15340402.911 |  | -1
node_8103702_200841499 |  |  | PQ | AD | 2771.281 | 8103702 | no | no |  |  | no |  |  | 1356900.229 | 15340733.573 |  | -1
node_8103702_200841500 |  |  | PQ | AD | 2771.281 | 8103702 | no | no |  |  | no |  |  | 1356696.998 | 15340688.217 |  | -1
node_8103702_200841501 |  |  | PQ | AD | 2771.281 | 8103702 | no | no |  |  | no |  |  | 1356482.574 | 15340634.979 |  | -1
node_8103702_200841502 |  |  | PQ | AN | 2771.281 | 8103702 | no | no |  |  | no |  |  | 1356473.945 | 15340408.733 |  | -1
node_8103702_200841569 |  |  | PQ | AN | 2771.281 | 8103702 | no | no |  |  | no |  |  | 1365375.287 | 15341676.847 |  | -1
node_8103702_200841571 |  |  | PQ | AD | 2771.281 | 8103702 | no | no |  |  | no |  |  | 1365280.07 | 15341395.6 |  | -1
node_8103702_200841572 |  |  | PQ | AN | 2771.281 | 8103702 | no | no |  |  | no |  |  | 1365170.923 | 15341077.518 |  | -1
node_8103702_200841575 |  |  | PQ | AD | 2771.281 | 8103702 | no | no |  |  | no |  |  | 1365427.241 | 15341826.693 |  | -1
node_8103702_200841576 |  |  | PQ | AD | 2771.281 | 8103702 | no | no |  |  | no |  |  | 1365495.389 | 15342039.115 |  | -1
node_8103702_200841577 |  |  | PQ | AN | 2771.281 | 8103702 | no | no |  |  | no |  |  | 1365526.861 | 15342233.216 |  | -1
node_8103702_200841578 |  |  | PQ | AD | 2771.281 | 8103702 | no | no |  |  | no |  |  | 1365547.638 | 15341617.186 |  | -1
node_8103702_200841580 |  |  | PQ | AD | 2771.281 | 8103702 | no | no |  |  | no |  |  | 1365821.797 | 15341579.806 |  | -1
node_8103702_200841583 |  |  | PQ | AD | 2771.281 | 8103702 | no | no |  |  | no |  |  | 1366343.522 | 15341603.712 |  | -1
node_8103702_200841584 |  |  | PQ | AD | 2771.281 | 8103702 | no | no |  |  | no |  |  | 1366470.682 | 15341604.59 |  | -1
node_8103702_200841585 |  |  | PQ | AN | 2771.281 | 8103702 | no | no |  |  | no |  |  | 1366761.998 | 15341649.421 |  | -1
node_8103702_200841646 |  |  | PQ | AD | 2771.281 | 8103702 | no | no |  |  | no |  |  | 1369162.81 | 15338457.059 |  | -1
node_8103702_200841647 |  |  | PQ | AN | 2771.281 | 8103702 | no | no |  |  | no |  |  | 1368946.665 | 15338454.925 |  | -1
node_8103702_200841648 |  |  | PQ | AD | 2771.281 | 8103702 | no | no |  |  | no |  |  | 1368644.698 | 15338445.374 |  | -1
node_8103702_200841649 |  |  | PQ | AN | 2771.281 | 8103702 | no | no |  |  | no |  |  | 1368347.699 | 15338439.333 |  | -1
node_8103702_200841701 |  |  | PQ | AD | 2771.281 | 8103702 | no | no |  |  | no |  |  | 1370977.983 | 15329134.49 |  | -1
node_8103702_200841702 |  |  | PQ | AD | 2771.281 | 8103702 | no | no |  |  | no |  |  | 1369205.131 | 15329345.609 |  | -1
node_8103702_200841703 |  |  | PQ | AN | 2771.281 | 8103702 | no | no |  |  | no |  |  | 1370752.662 | 15329140.294 |  | -1
node_8103702_200841704 |  |  | PQ | AN | 2771.281 | 8103702 | no | no |  |  | no |  |  | 1370497.392 | 15329117.034 |  | -1
node_8103702_200841706 |  |  | PQ | AN | 2771.281 | 8103702 | no | no |  |  | no |  |  | 1370281.433 | 15329102.304 |  | -1
node_8103702_200841707 |  |  | PQ | AN | 2771.281 | 8103702 | no | no |  |  | no |  |  | 1370063.368 | 15329091.986 |  | -1
node_8103702_200841709 |  |  | PQ | AN | 2771.281 | 8103702 | no | no |  |  | no |  |  | 1369801.658 | 15329071.867 |  | -1
node_8103702_200841710 |  |  | PQ | AD | 2771.281 | 8103702 | no | no |  |  | no |  |  | 1369476.898 | 15329056.322 |  | -1
node_8103702_200841711 |  |  | PQ | AD | 2771.281 | 8103702 | no | no |  |  | no |  |  | 1369384.303 | 15329095.655 |  | -1
node_8103702_200841712 |  |  | PQ | AD | 2771.281 | 8103702 | no | no |  |  | no |  |  | 1369282.334 | 15329131.058 |  | -1
node_8103702_200841713 |  |  | PQ | AN | 2771.281 | 8103702 | no | no |  |  | no |  |  | 1369023.538 | 15329080.059 |  | -1
node_8103702_200841783 |  |  | PQ | AN | 2771.281 | 8103702 | no | no |  |  | no |  |  | 1364065.513 | 15338761.949 |  | -1
node_8103702_200841787 |  |  | PQ | AN | 2771.281 | 8103702 | no | no |  |  | no |  |  | 1366373.058 | 15338383.622 |  | -1
node_8103702_200841788 |  |  | PQ | AD | 2771.281 | 8103702 | no | no |  |  | no |  |  | 1366674.323 | 15338434.531 |  | -1
node_8103702_200841789 |  |  | PQ | AN | 2771.281 | 8103702 | no | no |  |  | no |  |  | 1366971.46 | 15338379.542 |  | -1
node_8103702_200841790 |  |  | PQ | AD | 2771.281 | 8103702 | no | no |  |  | no |  |  | 1367283.424 | 15338450.425 |  | -1
node_8103702_200841791 |  |  | PQ | AD | 2771.281 | 8103702 | no | no |  |  | no |  |  | 1367416.436 | 15338423.198 |  | -1
node_8103702_200841792 |  |  | PQ | AD | 2771.281 | 8103702 | no | no |  |  | no |  |  | 1367579.897 | 15338428.604 |  | -1
node_8103702_200841793 |  |  | PQ | AD | 2771.281 | 8103702 | no | no |  |  | no |  |  | 1367811.399 | 15338430.922 |  | -1
node_8103702_200841794 |  |  | PQ | AN | 2771.281 | 8103702 | no | no |  |  | no |  |  | 1367715.85 | 15338469.359 |  | -1
node_8103702_200841796 |  |  | PQ | AN | 2771.281 | 8103702 | no | no |  |  | no |  |  | 1368006.183 | 15338436.314 |  | -1
node_8103702_200841797 |  |  | PQ | AN | 2771.281 | 8103702 | no | no |  |  | no |  |  | 1364406.467 | 15338603.112 |  | -1
node_8103702_200841798 |  |  | PQ | AD | 2771.281 | 8103702 | no | no |  |  | no |  |  | 1364663.095 | 15338471.419 |  | -1
node_8103702_200841800 |  |  | PQ | AN | 2771.281 | 8103702 | no | no |  |  | no |  |  | 1365238.064 | 15338348.922 |  | -1
node_8103702_200841801 |  |  | PQ | AN | 2771.281 | 8103702 | no | no |  |  | no |  |  | 1365514.962 | 15338354.724 |  | -1
node_8103702_200841802 |  |  | PQ | AD | 2771.281 | 8103702 | no | no |  |  | no |  |  | 1365779.809 | 15338411.008 |  | -1
node_8103702_200841803 |  |  | PQ | AN | 2771.281 | 8103702 | no | no |  |  | no |  |  | 1366030.919 | 15338361.187 |  | -1
node_8103702_200841804 |  |  | PQ | AN | 2771.281 | 8103702 | no | no |  |  | no |  |  | 1366264.744 | 15338428.777 |  | -1
node_8103702_200841805 |  |  | PQ | AD | 2771.281 | 8103702 | no | no |  |  | no |  |  | 1368741.811 | 15338507.256 |  | -1
node_8103702_200841806 |  |  | PQ | AD | 2771.281 | 8103702 | no | no |  |  | no |  |  | 1368723.126 | 15338825.205 |  | -1
node_8103702_200841807 |  |  | PQ | AD | 2771.281 | 8103702 | no | no |  |  | no |  |  | 1368713.881 | 15339120.482 |  | -1
node_8103702_200841808 |  |  | PQ | AN | 2771.281 | 8103702 | no | no |  |  | no |  |  | 1368708.033 | 15339404.294 |  | -1
node_8103702_200841810 |  |  | PQ | AD | 2771.281 | 8103702 | no | no |  |  | no |  |  | 1358676.975 | 15338971.598 |  | -1
node_8103702_200841811 |  |  | PQ | AD | 2771.281 | 8103702 | no | no |  |  | no |  |  | 1358754.896 | 15339163.806 |  | -1
node_8103702_200841812 |  |  | PQ | AN | 2771.281 | 8103702 | no | no |  |  | no |  |  | 1358825.219 | 15339360.056 |  | -1
node_8103702_200841819 |  |  | PQ | AN | 2771.281 | 8103702 | no | no |  |  | no |  |  | 1371679.445 | 15340547.946 |  | -1
node_8103702_200841821 |  |  | PQ | AN | 2771.281 | 8103702 | no | no |  |  | no |  |  | 1371398.017 | 15340808.708 |  | -1
node_8103702_200841823 |  |  | PQ | AN | 2771.281 | 8103702 | no | no |  |  | no |  |  | 1371146.917 | 15341071.977 |  | -1
node_8103702_200841827 |  |  | PQ | AN | 2771.281 | 8103702 | no | no |  |  | no |  |  | 1370540.016 | 15341321.946 |  | -1
node_8103702_200841828 |  |  | PQ | AD | 2771.281 | 8103702 | no | no |  |  | no |  |  | 1370218.819 | 15341610.541 |  | -1
node_8103702_200841829 |  |  | PQ | AN | 2771.281 | 8103702 | no | no |  |  | no |  |  | 1369679.835 | 15341596.201 |  | -1
node_8103702_200841830 |  |  | PQ | AN | 2771.281 | 8103702 | no | no |  |  | no |  |  | 1369340.862 | 15341662.368 |  | -1
node_8103702_200841831 |  |  | PQ | AD | 2771.281 | 8103702 | no | no |  |  | no |  |  | 1369036.455 | 15341630.774 |  | -1
node_8103702_200841832 |  |  | PQ | AD | 2771.281 | 8103702 | no | no |  |  | no |  |  | 1373676.953 | 15339709.439 |  | -1
node_8103702_200841834 |  |  | PQ | AN | 2771.281 | 8103702 | no | no |  |  | no |  |  | 1373325.356 | 15339701.271 |  | -1
node_8103702_200841837 |  |  | PQ | AD | 2771.281 | 8103702 | no | no |  |  | no |  |  | 1372976.314 | 15339683.608 |  | -1
node_8103702_200841838 |  |  | PQ | AN | 2771.281 | 8103702 | no | no |  |  | no |  |  | 1372995.104 | 15339891.498 |  | -1
node_8103702_200841839 |  |  | PQ | AD | 2771.281 | 8103702 | no | no |  |  | no |  |  | 1372691.476 | 15339662.662 |  | -1
node_8103702_200841840 |  |  | PQ | AD | 2771.281 | 8103702 | no | no |  |  | no |  |  | 1372452.05 | 15339520.183 |  | -1
node_8103702_200841841 |  |  | PQ | AD | 2771.281 | 8103702 | no | no |  |  | no |  |  | 1372227.945 | 15339375.348 |  | -1
node_8103702_200841842 |  |  | PQ | AD | 2771.281 | 8103702 | no | no |  |  | no |  |  | 1371989.184 | 15339212.699 |  | -1
node_8103702_200841843 |  |  | PQ | AD | 2771.281 | 8103702 | no | no |  |  | no |  |  | 1371770.574 | 15339090.545 |  | -1
node_8103702_200841844 |  |  | PQ | AD | 2771.281 | 8103702 | no | no |  |  | no |  |  | 1372401.479 | 15339779.074 |  | -1
node_8103702_200841845 |  |  | PQ | AN | 2771.281 | 8103702 | no | no |  |  | no |  |  | 1372170.271 | 15340021.88 |  | -1
node_8103702_200841846 |  |  | PQ | AN | 2771.281 | 8103702 | no | no |  |  | no |  |  | 1371934.989 | 15340296.166 |  | -1
node_8103702_200841848 |  |  | PQ | AN | 2771.281 | 8103702 | no | no |  |  | no |  |  | 1361710.949 | 15335672.669 |  | -1
node_8103702_200841849 |  |  | PQ | ABCN | 2771.281 | 8103702 | no | no |  |  | no |  |  | 1360920.305 | 15335424.48 |  | -1
node_8103702_200841850 |  |  | PQ | ABCD | 2771.281 | 8103702 | no | no |  |  | no |  |  | 1362509.494 | 15336660.586 |  | -1
node_8103702_200841851 |  |  | PQ | ABCN | 2771.281 | 8103702 | no | no |  |  | no |  |  | 1362654.618 | 15336874.717 |  | -1
node_8103702_200841852 |  |  | PQ | ABCD | 2771.281 | 8103702 | no | no |  |  | no |  |  | 1362791.572 | 15337074.752 |  | -1
node_8103702_200841853 |  |  | PQ | ABCN | 2771.281 | 8103702 | no | no |  |  | no |  |  | 1362841.579 | 15337237.018 |  | -1
node_8103702_200841854 |  |  | PQ | ABCD | 2771.281 | 8103702 | no | no |  |  | no |  |  | 1363010.13 | 15337473.835 |  | -1
node_8103702_200841855 |  |  | PQ | AN | 2771.281 | 8103702 | no | no |  |  | no |  |  | 1363028.366 | 15337352.031 |  | -1
node_8103702_200841857 |  |  | PQ | AD | 2771.281 | 8103702 | no | no |  |  | no |  |  | 1363296.545 | 15337287.994 |  | -1
node_8103702_200841858 |  |  | PQ | AN | 2771.281 | 8103702 | no | no |  |  | no |  |  | 1363576.842 | 15337223.827 |  | -1
node_8103702_200841859 |  |  | PQ | ABCD | 2771.281 | 8103702 | no | no |  |  | no |  |  | 1363171.934 | 15337709.914 |  | -1
node_8103702_200841860 |  |  | PQ | AN | 2771.281 | 8103702 | no | no |  |  | no |  |  | 1363402.723 | 15337897.842 |  | -1
node_8103702_200841861 |  |  | PQ | ABCN | 2771.281 | 8103702 | no | no |  |  | no |  |  | 1361114.053 | 15335530.205 |  | -1
node_8103702_200841862 |  |  | PQ | ABCD | 2771.281 | 8103702 | no | no |  |  | no |  |  | 1361232.024 | 15335590.129 |  | -1
node_8103702_200841863 |  |  | PQ | ABCD | 2771.281 | 8103702 | no | no |  |  | no |  |  | 1361329.222 | 15335637.274 |  | -1
node_8103702_200841864 |  |  | PQ | ABCD | 2771.281 | 8103702 | no | no |  |  | no |  |  | 1361524.336 | 15335781.827 |  | -1
node_8103702_200841865 |  |  | PQ | ABCN | 2771.281 | 8103702 | no | no |  |  | no |  |  | 1361790.091 | 15336020.856 |  | -1
node_8103702_200841866 |  |  | PQ | ABCD | 2771.281 | 8103702 | no | no |  |  | no |  |  | 1362002.782 | 15336112.013 |  | -1
node_8103702_200841867 |  |  | PQ | ABCN | 2771.281 | 8103702 | no | no |  |  | no |  |  | 1362259.712 | 15336348.34 |  | -1
node_8103702_200841868 |  |  | PQ | AD | 2771.281 | 8103702 | no | no |  |  | no |  |  | 1362139.055 | 15336212.176 |  | -1
node_8103702_200841869 |  |  | PQ | AN | 2771.281 | 8103702 | no | no |  |  | no |  |  | 1362420.993 | 15336147.444 |  | -1
node_8103702_200841870 |  |  | PQ | ABCN | 2771.281 | 8103702 | no | no |  |  | no |  |  | 1362414.629 | 15336533.735 |  | -1
node_8103702_200841883 |  |  | PQ | AD | 2771.281 | 8103702 | no | no |  |  | no |  |  | 1366677.043 | 15324957.185 |  | -1
node_8103702_200841884 |  |  | PQ | AN | 2771.281 | 8103702 | no | no |  |  | no |  |  | 1366807.612 | 15325164.742 |  | -1
node_8103702_200841887 |  |  | PQ | ABCD | 2771.281 | 8103702 | no | no |  |  | no |  |  | 1360572.82 | 15335062.966 |  | -1
node_8103702_200841888 |  |  | PQ | ABCN | 2771.281 | 8103702 | no | no |  |  | no |  |  | 1360452.889 | 15335183.398 |  | -1
node_8103702_200841889 |  |  | PQ | ABCD | 2771.281 | 8103702 | no | no |  |  | no |  |  | 1360631.36 | 15335269.434 |  | -1
node_8103702_200841891 |  |  | PQ | AD | 2771.281 | 8103702 | no | no |  |  | no |  |  | 1360344.471 | 15335124.792 |  | -1
node_8103702_200841892 |  |  | PQ | AD | 2771.281 | 8103702 | no | no |  |  | no |  |  | 1360229.482 | 15335065.654 |  | -1
node_8103702_200841893 |  |  | PQ | AN | 2771.281 | 8103702 | no | no |  |  | no |  |  | 1360107.672 | 15335003.952 |  | -1
node_8103702_200841990 |  |  | PQ | AD | 2771.281 | 8103702 | no | no |  |  | no |  |  | 1357352.167 | 15347497.56 |  | -1
node_8103702_200841992 |  |  | PQ | AD | 2771.281 | 8103702 | no | no |  |  | no |  |  | 1357055.384 | 15347530.242 |  | -1
node_8103702_200841993 |  |  | PQ | AN | 2771.281 | 8103702 | no | no |  |  | no |  |  | 1356904.944 | 15347540.437 |  | -1
node_8103702_200841994 |  |  | PQ | AN | 2771.281 | 8103702 | no | no |  |  | no |  |  | 1356625.428 | 15347557.896 |  | -1
node_8103702_200842001 |  |  | PQ | ABCN | 2771.281 | 8103702 | no | no |  |  | no |  |  | 1373707.775 | 15332385.062 |  | -1
node_8103702_200842002 |  |  | PQ | ABCD | 2771.281 | 8103702 | no | no |  |  | no |  |  | 1373470.658 | 15332372.407 |  | -1
node_8103702_200842003 |  |  | PQ | ABCN | 2771.281 | 8103702 | no | no |  |  | no |  |  | 1373227.103 | 15332359.77 |  | -1
node_8103702_200842004 |  |  | PQ | ABCN | 2771.281 | 8103702 | no | no |  |  | no |  |  | 1373219.187 | 15332362.601 |  | -1
node_8103702_200842028 |  |  | PQ | AN | 2771.281 | 8103702 | no | no |  |  | no |  |  | 1366483.388 | 15324342.608 |  | -1
node_8103702_200842029 |  |  | PQ | AD | 2771.281 | 8103702 | no | no |  |  | no |  |  | 1366272.561 | 15324081.306 |  | -1
node_8103702_200842030 |  |  | PQ | AD | 2771.281 | 8103702 | no | no |  |  | no |  |  | 1366023.198 | 15324133.311 |  | -1
node_8103702_200842031 |  |  | PQ | AN | 2771.281 | 8103702 | no | no |  |  | no |  |  | 1365771.181 | 15324193.762 |  | -1
node_8103702_200842032 |  |  | PQ | AD | 2771.281 | 8103702 | no | no |  |  | no |  |  | 1366074.706 | 15323822.737 |  | -1
node_8103702_200842033 |  |  | PQ | AD | 2771.281 | 8103702 | no | no |  |  | no |  |  | 1365864.61 | 15323628.104 |  | -1
node_8103702_200842034 |  |  | PQ | AN | 2771.281 | 8103702 | no | no |  |  | no |  |  | 1365655.429 | 15323431.687 |  | -1
node_8103702_200842314 |  |  | PQ | AD | 2771.281 | 8103702 | no | no |  |  | no |  |  | 1374377.79 | 15339244.821 |  | -1
node_8103702_200842315 |  |  | PQ | AD | 2771.281 | 8103702 | no | no |  |  | no |  |  | 1374674.743 | 15339190.31 |  | -1
node_8103702_200842316 |  |  | PQ | AD | 2771.281 | 8103702 | no | no |  |  | no |  |  | 1374963.646 | 15339114.555 |  | -1
node_8103702_200842317 |  |  | PQ | AN | 2771.281 | 8103702 | no | no |  |  | no |  |  | 1375087.842 | 15339076.307 |  | -1
node_8103702_200842318 |  |  | PQ | AD | 2771.281 | 8103702 | no | no |  |  | no |  |  | 1375392.411 | 15339049.408 |  | -1
node_8103702_200842319 |  |  | PQ | AD | 2771.281 | 8103702 | no | no |  |  | no |  |  | 1375629.205 | 15338985.839 |  | -1
node_8103702_200842320 |  |  | PQ | AN | 2771.281 | 8103702 | no | no |  |  | no |  |  | 1375846.07 | 15338926.705 |  | -1
node_8103702_200842443 |  |  | PQ | ABCD | 2771.281 | 8103702 | no | no |  |  | no |  |  | 1359392.269 | 15334321.4 |  | -1
node_8103702_200842444 |  |  | PQ | ABCD | 2771.281 | 8103702 | no | no |  |  | no |  |  | 1359542.336 | 15334409.056 |  | -1
node_8103702_200842445 |  |  | PQ | ABCD | 2771.281 | 8103702 | no | no |  |  | no |  |  | 1359627.828 | 15334457.984 |  | -1
node_8103702_200842446 |  |  | PQ | ABCN | 2771.281 | 8103702 | no | no |  |  | no |  |  | 1359738.572 | 15334518.563 |  | -1
node_8103702_200842447 |  |  | PQ | ABCD | 2771.281 | 8103702 | no | no |  |  | no |  |  | 1359862.706 | 15334593.529 |  | -1
node_8103702_200842448 |  |  | PQ | ABCD | 2771.281 | 8103702 | no | no |  |  | no |  |  | 1359975.118 | 15334661.046 |  | -1
node_8103702_200842449 |  |  | PQ | ABCD | 2771.281 | 8103702 | no | no |  |  | no |  |  | 1360088.752 | 15334730.368 |  | -1
node_8103702_200842450 |  |  | PQ | ABCD | 2771.281 | 8103702 | no | no |  |  | no |  |  | 1360210.767 | 15334805.621 |  | -1
node_8103702_200842451 |  |  | PQ | ABCD | 2771.281 | 8103702 | no | no |  |  | no |  |  | 1360362.962 | 15334895.701 |  | -1
node_8103702_200842452 |  |  | PQ | ABCD | 2771.281 | 8103702 | no | no |  |  | no |  |  | 1360566.766 | 15335004.005 |  | -1
node_8103702_200842453 |  |  | PQ | ABCD | 2771.281 | 8103702 | no | no |  |  | no |  |  | 1360602.417 | 15335022.697 |  | -1
node_8103702_200842454 |  |  | PQ | AD | 2771.281 | 8103702 | no | no |  |  | no |  |  | 1360679.131 | 15335070.574 |  | -1
node_8103702_200842455 |  |  | PQ | AN | 2771.281 | 8103702 | no | no |  |  | no |  |  | 1360727.839 | 15335082.608 |  | -1
node_8103702_200842457 |  |  | PQ | AN | 2771.281 | 8103702 | no | no |  |  | no |  |  | 1360867.39 | 15335581.492 |  | -1
node_8103702_200842458 |  |  | PQ | AD | 2771.281 | 8103702 | no | no |  |  | no |  |  | 1360934.722 | 15335799.907 |  | -1
node_8103702_200842459 |  |  | PQ | AD | 2771.281 | 8103702 | no | no |  |  | no |  |  | 1361009.599 | 15336026.848 |  | -1
node_8103702_200842460 |  |  | PQ | AD | 2771.281 | 8103702 | no | no |  |  | no |  |  | 1361068.475 | 15336218.572 |  | -1
node_8103702_200842461 |  |  | PQ | AD | 2771.281 | 8103702 | no | no |  |  | no |  |  | 1361206.162 | 15336343.114 |  | -1
node_8103702_200842462 |  |  | PQ | AD | 2771.281 | 8103702 | no | no |  |  | no |  |  | 1361358.563 | 15336454.666 |  | -1
node_8103702_200842463 |  |  | PQ | AD | 2771.281 | 8103702 | no | no |  |  | no |  |  | 1361516.61 | 15336568.654 |  | -1
node_8103702_200842464 |  |  | PQ | AD | 2771.281 | 8103702 | no | no |  |  | no |  |  | 1361691.06 | 15336690.544 |  | -1
node_8103702_200842465 |  |  | PQ | AD | 2771.281 | 8103702 | no | no |  |  | no |  |  | 1361848.003 | 15336807.122 |  | -1
node_8103702_200842466 |  |  | PQ | AD | 2771.281 | 8103702 | no | no |  |  | no |  |  | 1362048.6 | 15336886.049 |  | -1
node_8103702_200842467 |  |  | PQ | AD | 2771.281 | 8103702 | no | no |  |  | no |  |  | 1362257.84 | 15336964.779 |  | -1
node_8103702_200842468 |  |  | PQ | AN | 2771.281 | 8103702 | no | no |  |  | no |  |  | 1362450.53 | 15337042.555 |  | -1
node_8103702_200842469 |  |  | PQ | AD | 2771.281 | 8103702 | no | no |  |  | no |  |  | 1362557.402 | 15337166.811 |  | -1
node_8103702_200842471 |  |  | PQ | AD | 2771.281 | 8103702 | no | no |  |  | no |  |  | 1362841.235 | 15337578.327 |  | -1
node_8103702_200842472 |  |  | PQ | ABCD | 2771.281 | 8103702 | no | no |  |  | no |  |  | 1362979.345 | 15337829.182 |  | -1
node_8103702_200842473 |  |  | PQ | ABCN | 2771.281 | 8103702 | no | no |  |  | no |  |  | 1363104.599 | 15338040.153 |  | -1
node_8103702_200842474 |  |  | PQ | ABCD | 2771.281 | 8103702 | no | no |  |  | no |  |  | 1363207.911 | 15338225.887 |  | -1
node_8103702_200842475 |  |  | PQ | ABCD | 2771.281 | 8103702 | no | no |  |  | no |  |  | 1363305.238 | 15338397.338 |  | -1
node_8103702_200842476 |  |  | PQ | ABCD | 2771.281 | 8103702 | no | no |  |  | no |  |  | 1363482.105 | 15338580.513 |  | -1
node_8103702_200842477 |  |  | PQ | ABCD | 2771.281 | 8103702 | no | no |  |  | no |  |  | 1363601.565 | 15338703.375 |  | -1
node_8103702_200842478 |  |  | PQ | ABCD | 2771.281 | 8103702 | no | no |  |  | no |  |  | 1363736.297 | 15338854.151 |  | -1
node_8103702_200842479 |  |  | PQ | ABCD | 2771.281 | 8103702 | no | no |  |  | no |  |  | 1363884.716 | 15339012.338 |  | -1
node_8103702_200842482 |  |  | PQ | ABCD | 2771.281 | 8103702 | no | no |  |  | no |  |  | 1364298.296 | 15339446.698 |  | -1
node_8103702_200842484 |  |  | PQ | ABCD | 2771.281 | 8103702 | no | no |  |  | no |  |  | 1364534.127 | 15339798.557 |  | -1
node_8103702_200842486 |  |  | PQ | ABCD | 2771.281 | 8103702 | no | no |  |  | no |  |  | 1364690.674 | 15340161.561 |  | -1
node_8103702_200842487 |  |  | PQ | ABCD | 2771.281 | 8103702 | no | no |  |  | no |  |  | 1364714.633 | 15340358.783 |  | -1
node_8103702_200842488 |  |  | PQ | ABCD | 2771.281 | 8103702 | no | no |  |  | no |  |  | 1364736.164 | 15340528.165 |  | -1
node_8103702_200842489 |  |  | PQ | ABCD | 2771.281 | 8103702 | no | no |  |  | no |  |  | 1364780.137 | 15340696.782 |  | -1
node_8103702_200842490 |  |  | PQ | ABCN | 2771.281 | 8103702 | no | no |  |  | no |  |  | 1364819.505 | 15340855.648 |  | -1
node_8103702_200842491 |  |  | PQ | ABCD | 2771.281 | 8103702 | no | no |  |  | no |  |  | 1364859.337 | 15341029.696 |  | -1
node_8103702_200842493 |  |  | PQ | ABCD | 2771.281 | 8103702 | no | no |  |  | no |  |  | 1364961.519 | 15341389.565 |  | -1
node_8103702_200842494 |  |  | PQ | ABCD | 2771.281 | 8103702 | no | no |  |  | no |  |  | 1365026.804 | 15341576.54 |  | -1
node_8103702_200842495 |  |  | PQ | ABCD | 2771.281 | 8103702 | no | no |  |  | no |  |  | 1365103.662 | 15341801.702 |  | -1
node_8103702_200842497 |  |  | PQ | ABCD | 2771.281 | 8103702 | no | no |  |  | no |  |  | 1365174.997 | 15342017.503 |  | -1
node_8103702_200842498 |  |  | PQ | ABCN | 2771.281 | 8103702 | no | no |  |  | no |  |  | 1365248.118 | 15342222.009 |  | -1
node_8103702_200842499 |  |  | PQ | ABCD | 2771.281 | 8103702 | no | no |  |  | no |  |  | 1365295.94 | 15342376.524 |  | -1
node_8103702_200842500 |  |  | PQ | ABCD | 2771.281 | 8103702 | no | no |  |  | no |  |  | 1365380.564 | 15342618.95 |  | -1
node_8103702_200842501 |  |  | PQ | ABCN | 2771.281 | 8103702 | no | no |  |  | no |  |  | 1365465.407 | 15342870.255 |  | -1
node_8103702_200842502 |  |  | PQ | ABCD | 2771.281 | 8103702 | no | no |  |  | no |  |  | 1365506.004 | 15343055.624 |  | -1
node_8103702_200842503 |  |  | PQ | ABCD | 2771.281 | 8103702 | no | no |  |  | no |  |  | 1365534.076 | 15343245.825 |  | -1
node_8103702_200842504 |  |  | PQ | ABCD | 2771.281 | 8103702 | no | no |  |  | no |  |  | 1365566.082 | 15343437.095 |  | -1
node_8103702_200842505 |  |  | PQ | ABCD | 2771.281 | 8103702 | no | no |  |  | no |  |  | 1365600.647 | 15343651.47 |  | -1
node_8103702_200842506 |  |  | PQ | ABCD | 2771.281 | 8103702 | no | no |  |  | no |  |  | 1365621.91 | 15343776.299 |  | -1
node_8103702_200842507 |  |  | PQ | AD | 2771.281 | 8103702 | no | no |  |  | no |  |  | 1365643.78 | 15343911.799 |  | -1
node_8103702_200842508 |  |  | PQ | AN | 2771.281 | 8103702 | no | no |  |  | no |  |  | 1365665.254 | 15344044.978 |  | -1
node_8103702_200842509 |  |  | PQ | AD | 2771.281 | 8103702 | no | no |  |  | no |  |  | 1365701.755 | 15344254.951 |  | -1
node_8103702_200842510 |  |  | PQ | AN | 2771.281 | 8103702 | no | no |  |  | no |  |  | 1365742.499 | 15344515.834 |  | -1
node_8103702_200842511 |  |  | PQ | AD | 2771.281 | 8103702 | no | no |  |  | no |  |  | 1365755.911 | 15344646.572 |  | -1
node_8103702_200842517 |  |  | PQ | AN | 2771.281 | 8103702 | no | no |  |  | no |  |  | 1365891.498 | 15345453.691 |  | -1
node_8103702_200842596 |  |  | PQ | AD | 2771.281 | 8103702 | no | no |  |  | no |  |  | 1361183.714 | 15335926.352 |  | -1
node_8103702_200842597 |  |  | PQ | AN | 2771.281 | 8103702 | no | no |  |  | no |  |  | 1361370.748 | 15335837.969 |  | -1
node_8103702_200842602 |  |  | PQ | AN | 2771.281 | 8103702 | no | no |  |  | no |  |  | 1363475.142 | 15338379.861 |  | -1
node_8103702_200842605 |  |  | PQ | AN | 2771.281 | 8103702 | no | no |  |  | no |  |  | 1364737.354 | 15339638.461 |  | -1
node_8103702_200842607 |  |  | PQ | AN | 2771.281 | 8103702 | no | no |  |  | no |  |  | 1365746.845 | 15343335.557 |  | -1
node_8103702_200842608 |  |  | PQ | AD | 2771.281 | 8103702 | no | no |  |  | no |  |  | 1365777.045 | 15343614.859 |  | -1
node_8103702_200842609 |  |  | PQ | AN | 2771.281 | 8103702 | no | no |  |  | no |  |  | 1365921.337 | 15343607.711 |  | -1
node_8103702_200842975 |  |  | PQ | ABCD | 2771.281 | 8103702 | no | no |  |  | no |  |  | 1359373.268 | 15334453.707 |  | -1
node_8103702_200842978 |  |  | PQ | AN | 2771.281 | 8103702 | no | no |  |  | no |  |  | 1358939.957 | 15334538.544 |  | -1
node_8103702_200842979 |  |  | PQ | ABCD | 2771.281 | 8103702 | no | no |  |  | no |  |  | 1359152.336 | 15334849.663 |  | -1
node_8103702_200842980 |  |  | PQ | ABCN | 2771.281 | 8103702 | no | no |  |  | no |  |  | 1359061.155 | 15335070.99 |  | -1
node_8103702_200842982 |  |  | PQ | ABCD | 2771.281 | 8103702 | no | no |  |  | no |  |  | 1358770.302 | 15335353.495 |  | -1
node_8103702_200842983 |  |  | PQ | ABCD | 2771.281 | 8103702 | no | no |  |  | no |  |  | 1358469.628 | 15335538.04 |  | -1
node_8103702_200842984 |  |  | PQ | ABCN | 2771.281 | 8103702 | no | no |  |  | no |  |  | 1358292.07 | 15335639.404 |  | -1
node_8103702_200842985 |  |  | PQ | ABCD | 2771.281 | 8103702 | no | no |  |  | no |  |  | 1358079.872 | 15335762.148 |  | -1
node_8103702_200842986 |  |  | PQ | ABCD | 2771.281 | 8103702 | no | no |  |  | no |  |  | 1357989.313 | 15335817.468 |  | -1
node_8103702_200843226 |  |  | PQ | AN | 2771.281 | 8103702 | no | no |  |  | no |  |  | 1366521.907 | 15333953.416 |  | -1
node_8103702_200843249 |  |  | PQ | ABCD | 2771.281 | 8103702 | no | no |  |  | no |  |  | 1371295.728 | 15326085.447 |  | -1
node_8103702_200843250 |  |  | PQ | ABCN | 2771.281 | 8103702 | no | no |  |  | no |  |  | 1370959.56 | 15326059.293 |  | -1
node_8103702_200843251 |  |  | PQ | ABCN | 2771.281 | 8103702 | no | no |  |  | no |  |  | 1370498.896 | 15325888.479 |  | -1
node_8103702_200843252 |  |  | PQ | ABCN | 2771.281 | 8103702 | no | no |  |  | no |  |  | 1370404.701 | 15325621.148 |  | -1
node_8103702_200843253 |  |  | PQ | ABCD | 2771.281 | 8103702 | no | no |  |  | no |  |  | 1370289.768 | 15325359.287 |  | -1
node_8103702_200843254 |  |  | PQ | AN | 2771.281 | 8103702 | no | no |  |  | no |  |  | 1370890.131 | 15326084.272 |  | -1
node_8103702_200843255 |  |  | PQ | AD | 2771.281 | 8103702 | no | no |  |  | no |  |  | 1370613.943 | 15326196.069 |  | -1
node_8103702_200843256 |  |  | PQ | AN | 2771.281 | 8103702 | no | no |  |  | no |  |  | 1370744.362 | 15326317.531 |  | -1
node_8103702_200843257 |  |  | PQ | ABCN | 2771.281 | 8103702 | no | no |  |  | no |  |  | 1371275.26 | 15326295.326 |  | -1
node_8103702_200843260 |  |  | PQ | ABCN | 2771.281 | 8103702 | no | no |  |  | no |  |  | 1371303.724 | 15326511.888 |  | -1
node_8103702_200843261 |  |  | PQ | ABCD | 2771.281 | 8103702 | no | no |  |  | no |  |  | 1371351.944 | 15326714.272 |  | -1
node_8103702_200843262 |  |  | PQ | ABCD | 2771.281 | 8103702 | no | no |  |  | no |  |  | 1371440.355 | 15327050.709 |  | -1
node_8103702_200843263 |  |  | PQ | ABCD | 2771.281 | 8103702 | no | no |  |  | no |  |  | 1371520.812 | 15327347.153 |  | -1
node_8103702_200843266 |  |  | PQ | AD | 2771.281 | 8103702 | no | no |  |  | no |  |  | 1371627.262 | 15327176.236 |  | -1
node_8103702_200843267 |  |  | PQ | AN | 2771.281 | 8103702 | no | no |  |  | no |  |  | 1371721.092 | 15327193.41 |  | -1
node_8103702_200843268 |  |  | PQ | AN | 2771.281 | 8103702 | no | no |  |  | no |  |  | 1371953.77 | 15327224.66 |  | -1
node_8103702_200843270 |  |  | PQ | AN | 2771.281 | 8103702 | no | no |  |  | no |  |  | 1372124.54 | 15327231.506 |  | -1
node_8103702_200843272 |  |  | PQ | ABCD | 2771.281 | 8103702 | no | no |  |  | no |  |  | 1371452.115 | 15327915.231 |  | -1
node_8103702_200843273 |  |  | PQ | ABCD | 2771.281 | 8103702 | no | no |  |  | no |  |  | 1371395.352 | 15328118.766 |  | -1
node_8103702_200843274 |  |  | PQ | ABCN | 2771.281 | 8103702 | no | no |  |  | no |  |  | 1371350.682 | 15328282.24 |  | -1
node_8103702_200843275 |  |  | PQ | ABCD | 2771.281 | 8103702 | no | no |  |  | no |  |  | 1371281.685 | 15328503.052 |  | -1
node_8103702_200843277 |  |  | PQ | ABCN | 2771.281 | 8103702 | no | no |  |  | no |  |  | 1371237.639 | 15328695.331 |  | -1
node_8103702_200843278 |  |  | PQ | ABCD | 2771.281 | 8103702 | no | no |  |  | no |  |  | 1371047.569 | 15329132.607 |  | -1
node_8103702_200843279 |  |  | PQ | ABCN | 2771.281 | 8103702 | no | no |  |  | no |  |  | 1370987.619 | 15329314.851 |  | -1
node_8103702_200843280 |  |  | PQ | AN | 2771.281 | 8103702 | no | no |  |  | no |  |  | 1371246.912 | 15329280.071 |  | -1
node_8103702_200843282 |  |  | PQ | ABCN | 2771.281 | 8103702 | no | no |  |  | no |  |  | 1370943.211 | 15329530.433 |  | -1
node_8103702_200843283 |  |  | PQ | ABCN | 2771.281 | 8103702 | no | no |  |  | no |  |  | 1370855.201 | 15329772.518 |  | -1
node_8103702_200843284 |  |  | PQ | ABCN | 2771.281 | 8103702 | no | no |  |  | no |  |  | 1370789.391 | 15330121.019 |  | -1
node_8103702_200843285 |  |  | PQ | ABCD | 2771.281 | 8103702 | no | no |  |  | no |  |  | 1370643.72 | 15330503.532 |  | -1
node_8103702_200843286 |  |  | PQ | ABCN | 2771.281 | 8103702 | no | no |  |  | no |  |  | 1370507.443 | 15330882.485 |  | -1
node_8103702_200843287 |  |  | PQ | ABCD | 2771.281 | 8103702 | no | no |  |  | no |  |  | 1370356.623 | 15331239.482 |  | -1
node_8103702_200843288 |  |  | PQ | ABCD | 2771.281 | 8103702 | no | no |  |  | no |  |  | 1370246.078 | 15331419.883 |  | -1
node_8103702_200843289 |  |  | PQ | AD | 2771.281 | 8103702 | no | no |  |  | no |  |  | 1370046.259 | 15331272.014 |  | -1
node_8103702_200843290 |  |  | PQ | AN | 2771.281 | 8103702 | no | no |  |  | no |  |  | 1369872.202 | 15331103.898 |  | -1
node_8103702_200843291 |  |  | PQ | ABCD | 2771.281 | 8103702 | no | no |  |  | no |  |  | 1370054.053 | 15331691.602 |  | -1
node_8103702_200843292 |  |  | PQ | ABCN | 2771.281 | 8103702 | no | no |  |  | no |  |  | 1369855.511 | 15331946.696 |  | -1
node_8103702_200843293 |  |  | PQ | ABCN | 2771.281 | 8103702 | no | no |  |  | no |  |  | 1369569.024 | 15331943.949 |  | -1
node_8103702_200843294 |  |  | PQ | ABCD | 2771.281 | 8103702 | no | no |  |  | no |  |  | 1369687.676 | 15332108.265 |  | -1
node_8103702_200843295 |  |  | PQ | ABCD | 2771.281 | 8103702 | no | no |  |  | no |  |  | 1369528.366 | 15332305.152 |  | -1
node_8103702_200843297 |  |  | PQ | ABCN | 2771.281 | 8103702 | no | no |  |  | no |  |  | 1369275.916 | 15332422.948 |  | -1
node_8103702_200843298 |  |  | PQ | ABCN | 2771.281 | 8103702 | no | no |  |  | no |  |  | 1369018.008 | 15332533.593 |  | -1
node_8103702_200843299 |  |  | PQ | ABCN | 2771.281 | 8103702 | no | no |  |  | no |  |  | 1368789.17 | 15332630.191 |  | -1
node_8103702_200843304 |  |  | PQ | ABCN | 2771.281 | 8103702 | no | no |  |  | no |  |  | 1368454.932 | 15332760.689 |  | -1
node_8103702_200843305 |  |  | PQ | ABCD | 2771.281 | 8103702 | no | no |  |  | no |  |  | 1368304.913 | 15332829.816 |  | -1
node_8103702_200843306 |  |  | PQ | ABCD | 2771.281 | 8103702 | no | no |  |  | no |  |  | 1368128.216 | 15332909.29 |  | -1
node_8103702_200843307 |  |  | PQ | ABCD | 2771.281 | 8103702 | no | no |  |  | no |  |  | 1367951.91 | 15332984.313 |  | -1
node_8103702_200843308 |  |  | PQ | ABCN | 2771.281 | 8103702 | no | no |  |  | no |  |  | 1367803.106 | 15333050.261 |  | -1
node_8103702_200843309 |  |  | PQ | ABCD | 2771.281 | 8103702 | no | no |  |  | no |  |  | 1367571.05 | 15333151.945 |  | -1
node_8103702_200843310 |  |  | PQ | ABCD | 2771.281 | 8103702 | no | no |  |  | no |  |  | 1367449.465 | 15333191.249 |  | -1
node_8103702_200843311 |  |  | PQ | AN | 2771.281 | 8103702 | no | no |  |  | no |  |  | 1367454.923 | 15333572.244 |  | -1
node_8103702_200843313 |  |  | PQ | ABCN | 2771.281 | 8103702 | no | no |  |  | no |  |  | 1367285.736 | 15333258.071 |  | -1
node_8103702_200843314 |  |  | PQ | ABCD | 2771.281 | 8103702 | no | no |  |  | no |  |  | 1367187.906 | 15333290.244 |  | -1
node_8103702_200843315 |  |  | PQ | ABCD | 2771.281 | 8103702 | no | no |  |  | no |  |  | 1367010.963 | 15333355.655 |  | -1
node_8103702_200843316 |  |  | PQ | ABCD | 2771.281 | 8103702 | no | no |  |  | no |  |  | 1366877.744 | 15333403.436 |  | -1
node_8103702_200843317 |  |  | PQ | ABCN | 2771.281 | 8103702 | no | no |  |  | no |  |  | 1366734.955 | 15333461.145 |  | -1
node_8103702_200843319 |  |  | PQ | ABCN | 2771.281 | 8103702 | no | no |  |  | no |  |  | 1366527.154 | 15333535.088 |  | -1
node_8103702_200843321 |  |  | PQ | ABCD | 2771.281 | 8103702 | no | no |  |  | no |  |  | 1366403.714 | 15333567.028 |  | -1
node_8103702_200843322 |  |  | PQ | ABCN | 2771.281 | 8103702 | no | no |  |  | no |  |  | 1366217.711 | 15333602.421 |  | -1
node_8103702_200843323 |  |  | PQ | ABCN | 2771.281 | 8103702 | no | no |  |  | no |  |  | 1365996.973 | 15333656.733 |  | -1
node_8103702_200843324 |  |  | PQ | ABCD | 2771.281 | 8103702 | no | no |  |  | no |  |  | 1365782.883 | 15333700.106 |  | -1
node_8103702_200843326 |  |  | PQ | ABCN | 2771.281 | 8103702 | no | no |  |  | no |  |  | 1365635.83 | 15333739.141 |  | -1
node_8103702_200843328 |  |  | PQ | ABCD | 2771.281 | 8103702 | no | no |  |  | no |  |  | 1365391.055 | 15333796.281 |  | -1
node_8103702_200843329 |  |  | PQ | ABCD | 2771.281 | 8103702 | no | no |  |  | no |  |  | 1365210.282 | 15333837.544 |  | -1
node_8103702_200843330 |  |  | PQ | ABCN | 2771.281 | 8103702 | no | no |  |  | no |  |  | 1365032.923 | 15333885.32 |  | -1
node_8103702_200843331 |  |  | PQ | ABCD | 2771.281 | 8103702 | no | no |  |  | no |  |  | 1364856.122 | 15333931.364 |  | -1
node_8103702_200843332 |  |  | PQ | ABCN | 2771.281 | 8103702 | no | no |  |  | no |  |  | 1364673.092 | 15333978.338 |  | -1
node_8103702_200843336 |  |  | PQ | ABCD | 2771.281 | 8103702 | no | no |  |  | no |  |  | 1364498.371 | 15334022.569 |  | -1
node_8103702_200843337 |  |  | PQ | ABCD | 2771.281 | 8103702 | no | no |  |  | no |  |  | 1364324.235 | 15334065.846 |  | -1
node_8103702_200843338 |  |  | PQ | AN | 2771.281 | 8103702 | no | no |  |  | no |  |  | 1364315.175 | 15333986.079 |  | -1
node_8103702_200843339 |  |  | PQ | AD | 2771.281 | 8103702 | no | no |  |  | no |  |  | 1364320.118 | 15333691.311 |  | -1
node_8103702_200843340 |  |  | PQ | AD | 2771.281 | 8103702 | no | no |  |  | no |  |  | 1364330.172 | 15333421.78 |  | -1
node_8103702_200843341 |  |  | PQ | AN | 2771.281 | 8103702 | no | no |  |  | no |  |  | 1364342.562 | 15333112.94 |  | -1
node_8103702_200843342 |  |  | PQ | ABCD | 2771.281 | 8103702 | no | no |  |  | no |  |  | 1364096.33 | 15334122.633 |  | -1
node_8103702_200843343 |  |  | PQ | AN | 2771.281 | 8103702 | no | no |  |  | no |  |  | 1364145.623 | 15334050.388 |  | -1
node_8103702_200843461 |  |  | PQ | ABCD | 2771.281 | 8103702 | no | no |  |  | no |  |  | 1368452.369 | 15323042.129 |  | -1
node_8103702_200843462 |  |  | PQ | ABCD | 2771.281 | 8103702 | no | no |  |  | no |  |  | 1368770.084 | 15323391.71 |  | -1
node_8103702_200843463 |  |  | PQ | ABCN | 2771.281 | 8103702 | no | no |  |  | no |  |  | 1369083.722 | 15323737.889 |  | -1
node_8103702_200843465 |  |  | PQ | ABCN | 2771.281 | 8103702 | no | no |  |  | no |  |  | 1369473.032 | 15324008.971 |  | -1
node_8103702_200843466 |  |  | PQ | ABCN | 2771.281 | 8103702 | no | no |  |  | no |  |  | 1369834.148 | 15324260.516 |  | -1
node_8103702_200843468 |  |  | PQ | ABCN | 2771.281 | 8103702 | no | no |  |  | no |  |  | 1369959.43 | 15324505.818 |  | -1
node_8103702_200843469 |  |  | PQ | ABCD | 2771.281 | 8103702 | no | no |  |  | no |  |  | 1370071.545 | 15324781.354 |  | -1
node_8103702_200843470 |  |  | PQ | ABCD | 2771.281 | 8103702 | no | no |  |  | no |  |  | 1370094.81 | 15324841.359 |  | -1
node_8103702_200843471 |  |  | PQ | ABCD | 2771.281 | 8103702 | no | no |  |  | no |  |  | 1370172.061 | 15325059.937 |  | -1
node_8103702_200844124 |  |  | PQ | AD | 2771.281 | 8103702 | no | no |  |  | no |  |  | 1356080.654 | 15351425.161 |  | -1
node_8103702_200844125 |  |  | PQ | AD | 2771.281 | 8103702 | no | no |  |  | no |  |  | 1355975.842 | 15351781.249 |  | -1
node_8103702_200844126 |  |  | PQ | AN | 2771.281 | 8103702 | no | no |  |  | no |  |  | 1355878.167 | 15352124.155 |  | -1
node_8103702_200844128 |  |  | PQ | AN | 2771.281 | 8103702 | no | no |  |  | no |  |  | 1355901.623 | 15352402.017 |  | -1
node_8103702_200844130 |  |  | PQ | AD | 2771.281 | 8103702 | no | no |  |  | no |  |  | 1355732.054 | 15352581.277 |  | -1
node_8103702_200844131 |  |  | PQ | AD | 2771.281 | 8103702 | no | no |  |  | no |  |  | 1355666.668 | 15352796.944 |  | -1
node_8103702_200844132 |  |  | PQ | AD | 2771.281 | 8103702 | no | no |  |  | no |  |  | 1355590.793 | 15353043.921 |  | -1
node_8103702_200844133 |  |  | PQ | AN | 2771.281 | 8103702 | no | no |  |  | no |  |  | 1355529.253 | 15353248.936 |  | -1
node_8103702_200844135 |  |  | PQ | AD | 2771.281 | 8103702 | no | no |  |  | no |  |  | 1355534.475 | 15353480.948 |  | -1
node_8103702_200844136 |  |  | PQ | AN | 2771.281 | 8103702 | no | no |  |  | no |  |  | 1355385.765 | 15353841.834 |  | -1
node_8103702_200844137 |  |  | PQ | AN | 2771.281 | 8103702 | no | no |  |  | no |  |  | 1355229.688 | 15354207.293 |  | -1
node_8103702_200844138 |  |  | PQ | AN | 2771.281 | 8103702 | no | no |  |  | no |  |  | 1355115.06 | 15354487.664 |  | -1
node_8103702_200844139 |  |  | PQ | AD | 2771.281 | 8103702 | no | no |  |  | no |  |  | 1354863.85 | 15354430.596 |  | -1
node_8103702_200844140 |  |  | PQ | AN | 2771.281 | 8103702 | no | no |  |  | no |  |  | 1354576.767 | 15354438.727 |  | -1
node_8103702_200844142 |  |  | PQ | AD | 2771.281 | 8103702 | no | no |  |  | no |  |  | 1354963.036 | 15354667.465 |  | -1
node_8103702_200844143 |  |  | PQ | AN | 2771.281 | 8103702 | no | no |  |  | no |  |  | 1354875.052 | 15354974.744 |  | -1
node_8103702_200844144 |  |  | PQ | AN | 2771.281 | 8103702 | no | no |  |  | no |  |  | 1354807.598 | 15355216.192 |  | -1
node_8103702_200844145 |  |  | PQ | AN | 2771.281 | 8103702 | no | no |  |  | no |  |  | 1354633.201 | 15355079.543 |  | -1
node_8103702_200844146 |  |  | PQ | AN | 2771.281 | 8103702 | no | no |  |  | no |  |  | 1354738.76 | 15355451.04 |  | -1
node_8103702_200844298 |  |  | PQ | ABCD | 2771.281 | 8103702 | no | no |  |  | no |  |  | 1375105.951 | 15343901.468 |  | -1
node_8103702_200844299 |  |  | PQ | ABCD | 2771.281 | 8103702 | no | no |  |  | no |  |  | 1373701.951 | 15346239.486 |  | -1
node_8103702_200844300 |  |  | PQ | ABCD | 2771.281 | 8103702 | no | no |  |  | no |  |  | 1373726.212 | 15345890.408 |  | -1
node_8103702_200844301 |  |  | PQ | ABCD | 2771.281 | 8103702 | no | no |  |  | no |  |  | 1373721.376 | 15345649.728 |  | -1
node_8103702_200844302 |  |  | PQ | ABCD | 2771.281 | 8103702 | no | no |  |  | no |  |  | 1374021.167 | 15342707.36 |  | -1
node_8103702_200844303 |  |  | PQ | ABCD | 2771.281 | 8103702 | no | no |  |  | no |  |  | 1374147.142 | 15342315.775 |  | -1
node_8103702_200844304 |  |  | PQ | ABCD | 2771.281 | 8103702 | no | no |  |  | no |  |  | 1373714.74 | 15345527.177 |  | -1
node_8103702_200844305 |  |  | PQ | ABCD | 2771.281 | 8103702 | no | no |  |  | no |  |  | 1373574.571 | 15345134.758 |  | -1
node_8103702_200844306 |  |  | PQ | ABCN | 2771.281 | 8103702 | no | no |  |  | no |  |  | 1373201.258 | 15344870.721 |  | -1
node_8103702_200844307 |  |  | PQ | ABCD | 2771.281 | 8103702 | no | no |  |  | no |  |  | 1373080.545 | 15344621.238 |  | -1
node_8103702_200844308 |  |  | PQ | ABCD | 2771.281 | 8103702 | no | no |  |  | no |  |  | 1373104.81 | 15344456.063 |  | -1
node_8103702_200844309 |  |  | PQ | AN | 2771.281 | 8103702 | no | no |  |  | no |  |  | 1372851.941 | 15344406.35 |  | -1
node_8103702_200844310 |  |  | PQ | ABCD | 2771.281 | 8103702 | no | no |  |  | no |  |  | 1373123.999 | 15344125.77 |  | -1
node_8103702_200844311 |  |  | PQ | ABCD | 2771.281 | 8103702 | no | no |  |  | no |  |  | 1373184.995 | 15343961.434 |  | -1
node_8103702_200844312 |  |  | PQ | ABCN | 2771.281 | 8103702 | no | no |  |  | no |  |  | 1373211.159 | 15343769.841 |  | -1
node_8103702_200844313 |  |  | PQ | ABCD | 2771.281 | 8103702 | no | no |  |  | no |  |  | 1373209.528 | 15343437.406 |  | -1
node_8103702_200844314 |  |  | PQ | AN | 2771.281 | 8103702 | no | no |  |  | no |  |  | 1373043.397 | 15343557.467 |  | -1
node_8103702_200844315 |  |  | PQ | ABCD | 2771.281 | 8103702 | no | no |  |  | no |  |  | 1373227.568 | 15343103.873 |  | -1
node_8103702_200844316 |  |  | PQ | AD | 2771.281 | 8103702 | no | no |  |  | no |  |  | 1373225.865 | 15342771.41 |  | -1
node_8103702_200844317 |  |  | PQ | AN | 2771.281 | 8103702 | no | no |  |  | no |  |  | 1373227.851 | 15342451.257 |  | -1
node_8103702_200844318 |  |  | PQ | AD | 2771.281 | 8103702 | no | no |  |  | no |  |  | 1372986.979 | 15342502.247 |  | -1
node_8103702_200844319 |  |  | PQ | ABCD | 2771.281 | 8103702 | no | no |  |  | no |  |  | 1373555.78 | 15343113.388 |  | -1
node_8103702_200844320 |  |  | PQ | ABCD | 2771.281 | 8103702 | no | no |  |  | no |  |  | 1373892.585 | 15343125.199 |  | -1
node_8103702_200844321 |  |  | PQ | ABCD | 2771.281 | 8103702 | no | no |  |  | no |  |  | 1374155.775 | 15343136.063 |  | -1
node_8103702_200844324 |  |  | PQ | ABCN | 2771.281 | 8103702 | no | no |  |  | no |  |  | 1374401.828 | 15343401.708 |  | -1
node_8103702_200844326 |  |  | PQ | ABCN | 2771.281 | 8103702 | no | no |  |  | no |  |  | 1374626.835 | 15343655.512 |  | -1
node_8103702_200844327 |  |  | PQ | ABCN | 2771.281 | 8103702 | no | no |  |  | no |  |  | 1374806.035 | 15343879.525 |  | -1
node_8103702_200844329 |  |  | PQ | AN | 2771.281 | 8103702 | no | no |  |  | no |  |  | 1367724.415 | 15344116.1 |  | -1
node_8103702_200844330 |  |  | PQ | ABCD | 2771.281 | 8103702 | no | no |  |  | no |  |  | 1369281.585 | 15344957.031 |  | -1
node_8103702_200844332 |  |  | PQ | ABCD | 2771.281 | 8103702 | no | no |  |  | no |  |  | 1369713.149 | 15345229.504 |  | -1
node_8103702_200844333 |  |  | PQ | AD | 2771.281 | 8103702 | no | no |  |  | no |  |  | 1369527.089 | 15345550.983 |  | -1
node_8103702_200844334 |  |  | PQ | AN | 2771.281 | 8103702 | no | no |  |  | no |  |  | 1369502.558 | 15345620.564 |  | -1
node_8103702_200844335 |  |  | PQ | ABCN | 2771.281 | 8103702 | no | no |  |  | no |  |  | 1369930.13 | 15345363.723 |  | -1
node_8103702_200844336 |  |  | PQ | ABCD | 2771.281 | 8103702 | no | no |  |  | no |  |  | 1370144.413 | 15345491.087 |  | -1
node_8103702_200844337 |  |  | PQ | ABCD | 2771.281 | 8103702 | no | no |  |  | no |  |  | 1370523.65 | 15345582.361 |  | -1
node_8103702_200844338 |  |  | PQ | ABCN | 2771.281 | 8103702 | no | no |  |  | no |  |  | 1370717.234 | 15345639.48 |  | -1
node_8103702_200844339 |  |  | PQ | ABCD | 2771.281 | 8103702 | no | no |  |  | no |  |  | 1370966.132 | 15345708.421 |  | -1
node_8103702_200844340 |  |  | PQ | ABCD | 2771.281 | 8103702 | no | no |  |  | no |  |  | 1371225.622 | 15345783.215 |  | -1
node_8103702_200844341 |  |  | PQ | ABCD | 2771.281 | 8103702 | no | no |  |  | no |  |  | 1371476.492 | 15345857.767 |  | -1
node_8103702_200844342 |  |  | PQ | ABCD | 2771.281 | 8103702 | no | no |  |  | no |  |  | 1371684.141 | 15345924.457 |  | -1
node_8103702_200844343 |  |  | PQ | ABCN | 2771.281 | 8103702 | no | no |  |  | no |  |  | 1371971.823 | 15346019.512 |  | -1
node_8103702_200844346 |  |  | PQ | ABCN | 2771.281 | 8103702 | no | no |  |  | no |  |  | 1372210.939 | 15346103.903 |  | -1
node_8103702_200844348 |  |  | PQ | ABCN | 2771.281 | 8103702 | no | no |  |  | no |  |  | 1372564.582 | 15346201.121 |  | -1
node_8103702_200844350 |  |  | PQ | ABCN | 2771.281 | 8103702 | no | no |  |  | no |  |  | 1372767.086 | 15346304.119 |  | -1
node_8103702_200844351 |  |  | PQ | ABCN | 2771.281 | 8103702 | no | no |  |  | no |  |  | 1372908.706 | 15346345.868 |  | -1
node_8103702_200844354 |  |  | PQ | ABCN | 2771.281 | 8103702 | no | no |  |  | no |  |  | 1373121.304 | 15346410.439 |  | -1
node_8103702_200844356 |  |  | PQ | ABCD | 2771.281 | 8103702 | no | no |  |  | no |  |  | 1373314.241 | 15346470.718 |  | -1
node_8103702_200844357 |  |  | PQ | ABCD | 2771.281 | 8103702 | no | no |  |  | no |  |  | 1373555.931 | 15346551.774 |  | -1
node_8103702_200844358 |  |  | PQ | ABCD | 2771.281 | 8103702 | no | no |  |  | no |  |  | 1373742.909 | 15346610.302 |  | -1
node_8103702_200844364 |  |  | PQ | ABCN | 2771.281 | 8103702 | no | no |  |  | no |  |  | 1367663.476 | 15343859.479 |  | -1
node_8103702_200844365 |  |  | PQ | ABCD | 2771.281 | 8103702 | no | no |  |  | no |  |  | 1367794.19 | 15343882.29 |  | -1
node_8103702_200844366 |  |  | PQ | ABCD | 2771.281 | 8103702 | no | no |  |  | no |  |  | 1367857.766 | 15343896.508 |  | -1
node_8103702_200844367 |  |  | PQ | ABCN | 2771.281 | 8103702 | no | no |  |  | no |  |  | 1367948.656 | 15343970.315 |  | -1
node_8103702_200844368 |  |  | PQ | AN | 2771.281 | 8103702 | no | no |  |  | no |  |  | 1368178.244 | 15343780.829 |  | -1
node_8103702_200844369 |  |  | PQ | ABCD | 2771.281 | 8103702 | no | no |  |  | no |  |  | 1368087.931 | 15344092.669 |  | -1
node_8103702_200844370 |  |  | PQ | ABCD | 2771.281 | 8103702 | no | no |  |  | no |  |  | 1368288.761 | 15344270.114 |  | -1
node_8103702_200844371 |  |  | PQ | ABCD | 2771.281 | 8103702 | no | no |  |  | no |  |  | 1368362.744 | 15344341.541 |  | -1
node_8103702_200844372 |  |  | PQ | ABCN | 2771.281 | 8103702 | no | no |  |  | no |  |  | 1368579.839 | 15344519.132 |  | -1
node_8103702_200844373 |  |  | PQ | ABCD | 2771.281 | 8103702 | no | no |  |  | no |  |  | 1368907.241 | 15344721.979 |  | -1
node_8103702_200844374 |  |  | PQ | AN | 2771.281 | 8103702 | no | no |  |  | no |  |  | 1368658.466 | 15345084.013 |  | -1
node_8103702_200844582 |  |  | PQ | AD | 2771.281 | 8103702 | no | no |  |  | no |  |  | 1368725.764 | 15341766.158 |  | -1
node_8103702_200844583 |  |  | PQ | AD | 2771.281 | 8103702 | no | no |  |  | no |  |  | 1368778.729 | 15341876.727 |  | -1
node_8103702_200844584 |  |  | PQ | AN | 2771.281 | 8103702 | no | no |  |  | no |  |  | 1368895.971 | 15342070.854 |  | -1
node_8103702_200844678 |  |  | PQ | AD | 2771.281 | 8103702 | no | no |  |  | no |  |  | 1368216.342 | 15344355.525 |  | -1
node_8103702_200844679 |  |  | PQ | AN | 2771.281 | 8103702 | no | no |  |  | no |  |  | 1368339.155 | 15344533.137 |  | -1
node_8103702_200844680 |  |  | PQ | AD | 2771.281 | 8103702 | no | no |  |  | no |  |  | 1368369.393 | 15344591.385 |  | -1
node_8103702_200844681 |  |  | PQ | AN | 2771.281 | 8103702 | no | no |  |  | no |  |  | 1368400.237 | 15344770.263 |  | -1
node_8103702_200844682 |  |  | PQ | AD | 2771.281 | 8103702 | no | no |  |  | no |  |  | 1368389.561 | 15345044.454 |  | -1
node_8103702_200844683 |  |  | PQ | AD | 2771.281 | 8103702 | no | no |  |  | no |  |  | 1368340.548 | 15345256.614 |  | -1
node_8103702_200844684 |  |  | PQ | AN | 2771.281 | 8103702 | no | no |  |  | no |  |  | 1368371.991 | 15345355.345 |  | -1
node_8103702_200844685 |  |  | PQ | AD | 2771.281 | 8103702 | no | no |  |  | no |  |  | 1368117.394 | 15345410.451 |  | -1
node_8103702_200844686 |  |  | PQ | AD | 2771.281 | 8103702 | no | no |  |  | no |  |  | 1368140.153 | 15345688.381 |  | -1
node_8103702_200844687 |  |  | PQ | AN | 2771.281 | 8103702 | no | no |  |  | no |  |  | 1368164.152 | 15345938.163 |  | -1
node_8103702_200844688 |  |  | PQ | AN | 2771.281 | 8103702 | no | no |  |  | no |  |  | 1368081.132 | 15345426.5 |  | -1
node_8103702_200844738 |  |  | PQ | AD | 2771.281 | 8103702 | no | no |  |  | no |  |  | 1355786.501 | 15351417.302 |  | -1
node_8103702_200844739 |  |  | PQ | AD | 2771.281 | 8103702 | no | no |  |  | no |  |  | 1355493.244 | 15351406.261 |  | -1
node_8103702_200844740 |  |  | PQ | AD | 2771.281 | 8103702 | no | no |  |  | no |  |  | 1355221.648 | 15351406.361 |  | -1
node_8103702_200844741 |  |  | PQ | AD | 2771.281 | 8103702 | no | no |  |  | no |  |  | 1354993.035 | 15351436.139 |  | -1
node_8103702_200844742 |  |  | PQ | AN | 2771.281 | 8103702 | no | no |  |  | no |  |  | 1354842.634 | 15351635.42 |  | -1
node_8103702_200914658 |  |  | PQ | ABCD | 2771.281 | 8103702 | no | no |  |  | no |  |  | 1376223.583 | 15344199.85 |  | -1
node_8103702_200914659 |  |  | PQ | AD | 2771.281 | 8103702 | no | no |  |  | no |  |  | 1369160.781 | 15338601.786 |  | -1
node_8103702_200914660 |  |  | PQ | ABCN | 2771.281 | 8103702 | no | no |  |  | no |  |  | 1374648.48 | 15332782.912 |  | -1
node_8103702_200914661 |  |  | PQ | ABCN | 2771.281 | 8103702 | no | no |  |  | no |  |  | 1374417.764 | 15332851.668 |  | -1
node_8103702_200914662 |  |  | PQ | ABCN | 2771.281 | 8103702 | no | no |  |  | no |  |  | 1374446.867 | 15332630.699 |  | -1
node_8103702_200940802 |  |  | PQ | ABCD | 2771.281 | 8103702 | no | no |  |  | no |  |  | 1368575.582 | 15332720.908 |  | -1
node_8103702_200944242 |  |  | PQ | ABCD | 2771.281 | 8103702 | no | no |  |  | no |  |  | 1368684.437 | 15332664.252 |  | -1
node_8103702_200944243 |  |  | PQ | AD | 2771.281 | 8103702 | no | no |  |  | no |  |  | 1368654.307 | 15332607.043 |  | -1
node_8103702_200944244 |  |  | PQ | AD | 2771.281 | 8103702 | no | no |  |  | no |  |  | 1368380.637 | 15332685.546 |  | -1
node_8103702_200944245 |  |  | PQ | AN | 2771.281 | 8103702 | no | no |  |  | no |  |  | 1368137.495 | 15332806.176 |  | -1
node_8103702_200946452 |  |  | PQ | AN | 2771.281 | 8103702 | no | no |  |  | no |  |  | 1365847.42 | 15345477.937 |  | -1
node_8103702_200950993 |  |  | PQ | ABCN | 2771.281 | 8103702 | no | no |  |  | no |  |  | 1371513.185 | 15327700.59 |  | -1
node_8103702_200954014 |  |  | PQ | AN | 2771.281 | 8103702 | no | no |  |  | no |  |  | 1366873.407 | 15324470.054 |  | -1
node_8103702_200961563 |  |  | PQ | AD | 2771.281 | 8103702 | no | no |  |  | no |  |  | 1365265.488 | 15325823.931 |  | -1
node_8103702_200961564 |  |  | PQ | AD | 2771.281 | 8103702 | no | no |  |  | no |  |  | 1365322.536 | 15325873.183 |  | -1
node_8103702_200964571 |  |  | PQ | ABCD | 2771.281 | 8103702 | no | no |  |  | no |  |  | 1371566.439 | 15327510.84 |  | -1
node_8103702_200968140 |  |  | PQ | ABCN | 2771.281 | 8103702 | no | no |  |  | no |  |  | 1373045.238 | 15333143.805 |  | -1
node_8103702_200968141 |  |  | PQ | ABCN | 2771.281 | 8103702 | no | no |  |  | no |  |  | 1373369.466 | 15333037.14 |  | -1
node_8103702_200968270 |  |  | PQ | ABCN | 2771.281 | 8103702 | no | no |  |  | no |  |  | 1373759.339 | 15333053.129 |  | -1
node_8103702_200968278 |  |  | PQ | ABCN | 2771.281 | 8103702 | no | no |  |  | no |  |  | 1373655.458 | 15332652.423 |  | -1
node_8103702_200968279 |  |  | PQ | ABCN | 2771.281 | 8103702 | no | no |  |  | no |  |  | 1373569.08 | 15332912.138 |  | -1
node_8103702_200968294 |  |  | PQ | ABCN | 2771.281 | 8103702 | no | no |  |  | no |  |  | 1373944.778 | 15333127.802 |  | -1
node_8103702_200968321 |  |  | PQ | ABCN | 2771.281 | 8103702 | no | no |  |  | no |  |  | 1372975.502 | 15333134.295 |  | -1
node_8103702_200968373 |  |  | PQ | ABCD | 2771.281 | 8103702 | no | no |  |  | no |  |  | 1373809.967 | 15332377.642 |  | -1
node_8103702_200968374 |  |  | PQ | ABCN | 2771.281 | 8103702 | no | no |  |  | no |  |  | 1373898.385 | 15333309.529 |  | -1
node_8103702_200969506 |  |  | PQ | ABCN | 2771.281 | 8103702 | no | no |  |  | no |  |  | 1374090.562 | 15333151.143 |  | -1
node_8103702_200970214 |  |  | PQ | AD | 2771.281 | 8103702 | no | no |  |  | no |  |  | 1373989.065 | 15339717.864 |  | -1
node_8103702_200971329 |  |  | PQ | AN | 2771.281 | 8103702 | no | no |  |  | no |  |  | 1365737.73 | 15345436.616 |  | -1
node_8103702_200972679 |  |  | PQ | AN | 2771.281 | 8103702 | no | no |  |  | no |  |  | 1367226.377 | 15339212.198 |  | -1
node_8103702_200972680 |  |  | PQ | AN | 2771.281 | 8103702 | no | no |  |  | no |  |  | 1367272.408 | 15338467.097 |  | -1
node_8103702_200973400 |  |  | PQ | ABCN | 2771.281 | 8103702 | no | no |  |  | no |  |  | 1374556.268 | 15332678.71 |  | -1
node_8103702_200977845 |  |  | PQ | AD | 2771.281 | 8103702 | no | no |  |  | no |  |  | 1369392.757 | 15337752.742 |  | -1
node_8103702_200977873 |  |  | PQ | AN | 2771.281 | 8103702 | no | no |  |  | no |  |  | 1364941.414 | 15338366.523 |  | -1
node_8103702_200978683 |  |  | PQ | AN | 2771.281 | 8103702 | no | no |  |  | no |  |  | 1357247.081 | 15347520.317 |  | -1
node_8103702_200978685 |  |  | PQ | AN | 2771.281 | 8103702 | no | no |  |  | no |  |  | 1357324.837 | 15347938.689 |  | -1
node_8103702_200978686 |  |  | PQ | ABCD | 2771.281 | 8103702 | no | no |  |  | no |  |  | 1370854.334 | 15332144.664 |  | -1
node_8103702_200978687 |  |  | PQ | ABCN | 2771.281 | 8103702 | no | no |  |  | no |  |  | 1370818.56 | 15332174.177 |  | -1
node_8103702_200978688 |  |  | PQ | ABCN | 2771.281 | 8103702 | no | no |  |  | no |  |  | 1370841.134 | 15332377.977 |  | -1
node_8103702_200987779 |  |  | PQ | ABCN | 2771.281 | 8103702 | no | no |  |  | no |  |  | 1359240.451 | 15334623.775 |  | -1
node_8103702_201010862 |  |  | PQ | ABCD | 2771.281 | 8103702 | no | no |  |  | no |  |  | 1364408.885 | 15339608.911 |  | -1
node_8103702_201010874 |  |  | PQ | ABCD | 2771.281 | 8103702 | no | no |  |  | no |  |  | 1364902.061 | 15341214.079 |  | -1
node_8103702_201010876 |  |  | PQ | ABCD | 2771.281 | 8103702 | no | no |  |  | no |  |  | 1364669.731 | 15339993.71 |  | -1
node_8103702_201013525 |  |  | PQ | AN | 2771.281 | 8103702 | no | no |  |  | no |  |  | 1365801.531 | 15344856.123 |  | -1
node_8103702_201013529 |  |  | PQ | AN | 2771.281 | 8103702 | no | no |  |  | no |  |  | 1365825.644 | 15345045.924 |  | -1
node_8103702_201013530 |  |  | PQ | AD | 2771.281 | 8103702 | no | no |  |  | no |  |  | 1365861.72 | 15345261.138 |  | -1
node_8103702_201014609 |  |  | PQ | ABCD | 2771.281 | 8103702 | no | no |  |  | no |  |  | 1360801.328 | 15335363.689 |  | -1
node_8103702_201014610 |  |  | PQ | AD | 2771.281 | 8103702 | no | no |  |  | no |  |  | 1362705.028 | 15337347.369 |  | -1
node_8103702_201014981 |  |  | PQ | ABCD | 2771.281 | 8103702 | no | no |  |  | no |  |  | 1375852.033 | 15346910.518 |  | -1
node_8103702_201014982 |  |  | PQ | ABCD | 2771.281 | 8103702 | no | no |  |  | no |  |  | 1376301.178 | 15346930.507 |  | -1
node_8103702_201014983 |  |  | PQ | ABCD | 2771.281 | 8103702 | no | no |  |  | no |  |  | 1374271.375 | 15346785.109 |  | -1
node_8103702_201014993 |  |  | PQ | ABCD | 2771.281 | 8103702 | no | no |  |  | no |  |  | 1374525.796 | 15346881.386 |  | -1
node_8103702_201014994 |  |  | PQ | ABCD | 2771.281 | 8103702 | no | no |  |  | no |  |  | 1374798.464 | 15346890.207 |  | -1
node_8103702_201014995 |  |  | PQ | ABCD | 2771.281 | 8103702 | no | no |  |  | no |  |  | 1375080.075 | 15346894.16 |  | -1
node_8103702_201014996 |  |  | PQ | ABCD | 2771.281 | 8103702 | no | no |  |  | no |  |  | 1375345.183 | 15346901.795 |  | -1
node_8103702_201014997 |  |  | PQ | ABCD | 2771.281 | 8103702 | no | no |  |  | no |  |  | 1375619.524 | 15346908.782 |  | -1
node_8103702_201014998 |  |  | PQ | ABCD | 2771.281 | 8103702 | no | no |  |  | no |  |  | 1374005.62 | 15346694.42 |  | -1
node_8103702_201015551 |  |  | PQ | AN | 2771.281 | 8103702 | no | no |  |  | no |  |  | 1357632.379 | 15344436.373 |  | -1
node_8103702_201015856 |  |  | PQ | AN | 2771.281 | 8103702 | no | no |  |  | no |  |  | 1370928.025 | 15341300.035 |  | -1
node_8103702_201016071 |  |  | PQ | AD | 2771.281 | 8103702 | no | no |  |  | no |  |  | 1371364.765 | 15340848.289 |  | -1
node_8103702_201016528 |  |  | PQ | AN | 2771.281 | 8103702 | no | no |  |  | no |  |  | 1369750.398 | 15335374.82 |  | -1
node_8103702_201016785 |  |  | PQ | ABCD | 2771.281 | 8103702 | no | no |  |  | no |  |  | 1376363.656 | 15346932.319 |  | -1
node_8103702_201017899 |  |  | PQ | AD | 2771.281 | 8103702 | no | no |  |  | no |  |  | 1376339.075 | 15346991.981 |  | -1
node_8103702_201017900 |  |  | PQ | AD | 2771.281 | 8103702 | no | no |  |  | no |  |  | 1376303.054 | 15347212.323 |  | -1
node_8103702_201017901 |  |  | PQ | AD | 2771.281 | 8103702 | no | no |  |  | no |  |  | 1376307.508 | 15347464.607 |  | -1
node_8103702_201017902 |  |  | PQ | AN | 2771.281 | 8103702 | no | no |  |  | no |  |  | 1376324.915 | 15347606.471 |  | -1
node_8103702_201018186 |  |  | PQ | AD | 2771.281 | 8103702 | no | no |  |  | no |  |  | 1376419.693 | 15346929.156 |  | -1
node_8103702_201018932 |  |  | PQ | ABCD | 2771.281 | 8103702 | no | no |  |  | no |  |  | 1364156.099 | 15339300.666 |  | -1
node_8103702_201018933 |  |  | PQ | AN | 2771.281 | 8103702 | no | no |  |  | no |  |  | 1364397.158 | 15339188.468 |  | -1
node_8103702_201018934 |  |  | PQ | AN | 2771.281 | 8103702 | no | no |  |  | no |  |  | 1364565.521 | 15339107.96 |  | -1
node_8103702_201018935 |  |  | PQ | ABCD | 2771.281 | 8103702 | no | no |  |  | no |  |  | 1364026.911 | 15339161.068 |  | -1
node_8103702_201030720 |  |  | PQ | AN | 2771.281 | 8103702 | no | no |  |  | no |  |  | 1367127.447 | 15324298.16 |  | -1
node_8103702_201045494 |  |  | PQ | ABCN | 2771.281 | 8103702 | no | no |  |  | no |  |  | 1374563.299 | 15332672.348 |  | -1
node_8103702_201046974 |  |  | PQ | AN | 2771.281 | 8103702 | no | no |  |  | no |  |  | 1366121.184 | 15341597.226 |  | -1
node_8103702_201060897 |  |  | PQ | AN | 2771.281 | 8103702 | no | no |  |  | no |  |  | 1376702.95 | 15346925.445 |  | -1
node_8103702_201060916 |  |  | PQ | AN | 2771.281 | 8103702 | no | no |  |  | no |  |  | 1365395.683 | 15326116.408 |  | -1
node_8103702_201069806 |  |  | PQ | AD | 2771.281 | 8103702 | no | no |  |  | no |  |  | 1357645.095 | 15339527.707 |  | -1
node_8103702_310003649 |  |  | PQ | ABCN | 2771.281 | 8103702 | no | no |  |  | no |  |  | 1373708.655 | 15332396.181 |  | -1
node_8103702_310009431 |  |  | PQ | AD | 2771.281 | 8103702 | no | no |  |  | no |  |  | 1377359.899 | 15346931.485 |  | -1
node_8103702_310009432 |  |  | PQ | AD | 2771.281 | 8103702 | no | no |  |  | no |  |  | 1376975.705 | 15346933.668 |  | -1
node_8103702_310010375 |  |  | PQ | AD | 2771.281 | 8103702 | no | no |  |  | no |  |  | 1365361.908 | 15341639.853 |  | -1
node_8103702_310041593 |  |  | PQ | ABCN | 2771.281 | 8103702 | no | no |  |  | no |  |  | 1374346.746 | 15332200.665 |  | -1
node_8103702_311889688 |  |  | PQ | ABCD | 2771.281 | 8103702 | no | no |  |  | no |  |  | 1374294.721 | 15341707.727 |  | -1
node_8103702_311889695 |  |  | PQ | ABCN | 2771.281 | 8103702 | no | no |  |  | no |  |  | 1374240.83 | 15339427.992 |  | -1
node_8103702_311896738 |  |  | PQ | ABCD | 2771.281 | 8103702 | no | no |  |  | no |  |  | 1373324.034 | 15333531.514 |  | -1
node_8103702_311896745 |  |  | PQ | ABCD | 2771.281 | 8103702 | no | no |  |  | no |  |  | 1373069.928 | 15333379.536 |  | -1
node_8103702_311896746 |  |  | PQ | ABCN | 2771.281 | 8103702 | no | no |  |  | no |  |  | 1373027.952 | 15333483.619 |  | -1
node_8103702_311905471 |  |  | PQ | ABCD | 2771.281 | 8103702 | no | no |  |  | no |  |  | 1374084.998 | 15342508.945 |  | -1
node_8103702_311905472 |  |  | PQ | ABCD | 2771.281 | 8103702 | no | no |  |  | no |  |  | 1374217.599 | 15342108.3 |  | -1
node_8103702_311929907 |  |  | PQ | ABCD | 2771.281 | 8103702 | no | no |  |  | no |  |  | 1368306.627 | 15322875.076 |  | -1
node_8103702_311929911 |  |  | PQ | ABCD | 2771.281 | 8103702 | no | no |  |  | no |  |  | 1368617.91 | 15323224.271 |  | -1
node_8103702_311931384 |  |  | PQ | ABCD | 2771.281 | 8103702 | no | no |  |  | no |  |  | 1370730.954 | 15325973.187 |  | -1
node_8103702_312002301 |  |  | PQ | ABCD | 2771.281 | 8103702 | no | no |  |  | no |  |  | 1377566.389 | 15344421.597 |  | -1
node_8103702_312042408 |  |  | PQ | ABCN | 2771.281 | 8103702 | no | no |  |  | no |  |  | 1374421.165 | 15332921.802 |  | -1
node_SOURCE_8103702 |  |  | SWING | ABCN | 2771.281 | 8103702 | no | no |  |  | no |  |  | 1360669.444 | 15335010.429 |  | -1
node_intto1_8103702_200817038 |  |  | PQ | AD | 2771.281 | 8103702 | no | no |  |  | no |  |  | 1376365.209 | 15346618.194 |  | -1
node_intto1_8103702_200840603 |  |  | PQ | ABCN | 2771.281 | 8103702 | no | no |  |  | no |  |  | 1373710.695 | 15332323.955 |  | -1
node_intto1_8103702_200840706 |  |  | PQ | AD | 2771.281 | 8103702 | no | no |  |  | no |  |  | 1358058.815 | 15345551.515 |  | -1
node_intto1_8103702_200840717 |  |  | PQ | AD | 2771.281 | 8103702 | no | no |  |  | no |  |  | 1357671.157 | 15347497.235 |  | -1
node_intto1_8103702_200840754 |  |  | PQ | AD | 2771.281 | 8103702 | no | no |  |  | no |  |  | 1358121.13 | 15337282.172 |  | -1
node_intto1_8103702_200840926 |  |  | PQ | AN | 2771.281 | 8103702 | no | no |  |  | no |  |  | 1369624.709 | 15338080.326 |  | -1
node_intto1_8103702_200840927 |  |  | PQ | AD | 2771.281 | 8103702 | no | no |  |  | no |  |  | 1369552.402 | 15332551.576 |  | -1
node_intto1_8103702_200841039 |  |  | PQ | ABCD | 2771.281 | 8103702 | no | no |  |  | no |  |  | 1372939.107 | 15333123.7 |  | -1
node_intto1_8103702_200841058 |  |  | PQ | ABCD | 2771.281 | 8103702 | no | no |  |  | no |  |  | 1370367.668 | 15332043.724 |  | -1
node_intto1_8103702_200841063 |  |  | PQ | ABCD | 2771.281 | 8103702 | no | no |  |  | no |  |  | 1374404.76 | 15332929.359 |  | -1
node_intto1_8103702_200841119 |  |  | PQ | ABCD | 2771.281 | 8103702 | no | no |  |  | no |  |  | 1366503.483 | 15343822.085 |  | -1
node_intto1_8103702_200841121 |  |  | PQ | ABCD | 2771.281 | 8103702 | no | no |  |  | no |  |  | 1367195.95 | 15343817.846 |  | -1
node_intto1_8103702_200841196 |  |  | PQ | AD | 2771.281 | 8103702 | no | no |  |  | no |  |  | 1368473.55 | 15323500.518 |  | -1
node_intto1_8103702_200841456 |  |  | PQ | ABCD | 2771.281 | 8103702 | no | no |  |  | no |  |  | 1374006.288 | 15332216.266 |  | -1
node_intto1_8103702_200841482 |  |  | PQ | AN | 2771.281 | 8103702 | no | no |  |  | no |  |  | 1356872.889 | 15340073.66 |  | -1
node_intto1_8103702_200841484 |  |  | PQ | AD | 2771.281 | 8103702 | no | no |  |  | no |  |  | 1358364.463 | 15338687.099 |  | -1
node_intto1_8103702_200841569 |  |  | PQ | AD | 2771.281 | 8103702 | no | no |  |  | no |  |  | 1365375.287 | 15341676.847 |  | -1
node_intto1_8103702_200841701 |  |  | PQ | AD | 2771.281 | 8103702 | no | no |  |  | no |  |  | 1370977.983 | 15329134.49 |  | -1
node_intto1_8103702_200841783 |  |  | PQ | AD | 2771.281 | 8103702 | no | no |  |  | no |  |  | 1364065.513 | 15338761.949 |  | -1
node_intto1_8103702_200841805 |  |  | PQ | AD | 2771.281 | 8103702 | no | no |  |  | no |  |  | 1368741.811 | 15338507.256 |  | -1
node_intto1_8103702_200841832 |  |  | PQ | AD | 2771.281 | 8103702 | no | no |  |  | no |  |  | 1373676.953 | 15339709.439 |  | -1
node_intto1_8103702_200841853 |  |  | PQ | ABCD | 2771.281 | 8103702 | no | no |  |  | no |  |  | 1362841.579 | 15337237.018 |  | -1
node_intto1_8103702_200841888 |  |  | PQ | ABCD | 2771.281 | 8103702 | no | no |  |  | no |  |  | 1360452.889 | 15335183.398 |  | -1
node_intto1_8103702_200842003 |  |  | PQ | ABCD | 2771.281 | 8103702 | no | no |  |  | no |  |  | 1373227.103 | 15332359.77 |  | -1
node_intto1_8103702_200842455 |  |  | PQ | AD | 2771.281 | 8103702 | no | no |  |  | no |  |  | 1360727.839 | 15335082.608 |  | -1
node_intto1_8103702_200842457 |  |  | PQ | AD | 2771.281 | 8103702 | no | no |  |  | no |  |  | 1360867.39 | 15335581.492 |  | -1
node_intto1_8103702_200842468 |  |  | PQ | AD | 2771.281 | 8103702 | no | no |  |  | no |  |  | 1362450.53 | 15337042.555 |  | -1
node_intto1_8103702_200842510 |  |  | PQ | AD | 2771.281 | 8103702 | no | no |  |  | no |  |  | 1365742.499 | 15344515.834 |  | -1
node_intto1_8103702_200843226 |  |  | PQ | AN | 2771.281 | 8103702 | no | no |  |  | no |  |  | 1366521.907 | 15333953.416 |  | -1
node_intto1_8103702_200843266 |  |  | PQ | AD | 2771.281 | 8103702 | no | no |  |  | no |  |  | 1371627.262 | 15327176.236 |  | -1
node_intto1_8103702_200843274 |  |  | PQ | ABCD | 2771.281 | 8103702 | no | no |  |  | no |  |  | 1371350.682 | 15328282.24 |  | -1
node_intto1_8103702_200843275 |  |  | PQ | ABCD | 2771.281 | 8103702 | no | no |  |  | no |  |  | 1371281.685 | 15328503.052 |  | -1
node_intto1_8103702_200843286 |  |  | PQ | ABCD | 2771.281 | 8103702 | no | no |  |  | no |  |  | 1370507.443 | 15330882.485 |  | -1
node_intto1_8103702_200843306 |  |  | PQ | ABCD | 2771.281 | 8103702 | no | no |  |  | no |  |  | 1368128.216 | 15332909.29 |  | -1
node_intto1_8103702_200843337 |  |  | PQ | ABCD | 2771.281 | 8103702 | no | no |  |  | no |  |  | 1364324.235 | 15334065.846 |  | -1
node_intto1_8103702_200844299 |  |  | PQ | ABCD | 2771.281 | 8103702 | no | no |  |  | no |  |  | 1373701.951 | 15346239.486 |  | -1
node_intto1_8103702_200844302 |  |  | PQ | ABCD | 2771.281 | 8103702 | no | no |  |  | no |  |  | 1374021.167 | 15342707.36 |  | -1
node_intto1_8103702_200844316 |  |  | PQ | AD | 2771.281 | 8103702 | no | no |  |  | no |  |  | 1373225.865 | 15342771.41 |  | -1
node_intto1_8103702_200844324 |  |  | PQ | ABCD | 2771.281 | 8103702 | no | no |  |  | no |  |  | 1374401.828 | 15343401.708 |  | -1
node_intto1_8103702_200844679 |  |  | PQ | AD | 2771.281 | 8103702 | no | no |  |  | no |  |  | 1368339.155 | 15344533.137 |  | -1
node_intto1_8103702_200844738 |  |  | PQ | AD | 2771.281 | 8103702 | no | no |  |  | no |  |  | 1355786.501 | 15351417.302 |  | -1
node_intto1_8103702_200914658 |  |  | PQ | ABCD | 2771.281 | 8103702 | no | no |  |  | no |  |  | 1376223.583 | 15344199.85 |  | -1
node_intto1_8103702_200914661 |  |  | PQ | ABCN | 2771.281 | 8103702 | no | no |  |  | no |  |  | 1374417.764 | 15332851.668 |  | -1
node_intto1_8103702_200968374 |  |  | PQ | ABCN | 2771.281 | 8103702 | no | no |  |  | no |  |  | 1373898.385 | 15333309.529 |  | -1
node_intto1_8103702_200970214 |  |  | PQ | AD | 2771.281 | 8103702 | no | no |  |  | no |  |  | 1373989.065 | 15339717.864 |  | -1
node_intto1_8103702_200972679 |  |  | PQ | AN | 2771.281 | 8103702 | no | no |  |  | no |  |  | 1367226.377 | 15339212.198 |  | -1
node_intto1_8103702_200987779 |  |  | PQ | ABCD | 2771.281 | 8103702 | no | no |  |  | no |  |  | 1359240.451 | 15334623.775 |  | -1
node_intto1_8103702_201014994 |  |  | PQ | ABCD | 2771.281 | 8103702 | no | no |  |  | no |  |  | 1374798.464 | 15346890.207 |  | -1
node_intto1_8103702_201015551 |  |  | PQ | AN | 2771.281 | 8103702 | no | no |  |  | no |  |  | 1357632.379 | 15344436.373 |  | -1
node_intto1_8103702_201045494 |  |  | PQ | ABCN | 2771.281 | 8103702 | no | no |  |  | no |  |  | 1374563.299 | 15332672.348 |  | -1
node_intto1_8103702_310041593 |  |  | PQ | ABCN | 2771.281 | 8103702 | no | no |  |  | no |  |  | 1374346.746 | 15332200.665 |  | -1
node_intto1_8103702_311889695 |  |  | PQ | ABCD | 2771.281 | 8103702 | no | no |  |  | no |  |  | 1374240.83 | 15339427.992 |  | -1
node_intto1_8103702_311896738 |  |  | PQ | ABCD | 2771.281 | 8103702 | no | no |  |  | no |  |  | 1373324.034 | 15333531.514 |  | -1
node_intto1_8103702_311929911 |  |  | PQ | ABCD | 2771.281 | 8103702 | no | no |  |  | no |  |  | 1368617.91 | 15323224.271 |  | -1

## overhead_line
data_type | static
owner_type | feeder
owner | 8103702
object | overhead_line
name | groupid | phases | fr | to | length | configuration | dcircuit | selected | monitored | monitored_fields | class_monitored_fields | played | played_fields | comments | R | X | B | lim_kw
oh_line_8103702_200817033 |  | ABCD | node_8103702_312002301 | node_8103702_200817033 | 161.346 | bal_3P_1/0AA | 8103702 | no | no |  |  | no |  |  | 0 | 0 | 0 | 0
oh_line_8103702_200817034 |  | ABCD | node_8103702_200817033 | node_8103702_200817034 | 82.673 | bal_3P_1/0AA | 8103702 | no | no |  |  | no |  |  | 0 | 0 | 0 | 0
oh_line_8103702_200817038 |  | AD | node_8103702_201016785 | node_intto1_8103702_200817038 | 314.128 | bal_1P_1/0AA | 8103702 | no | no |  |  | no |  |  | 0 | 0 | 0 | 0
oh_line_8103702_200817039 |  | AD | node_8103702_200817038 | node_8103702_200817039 | 249.587 | bal_1P_1/0AA | 8103702 | no | no |  |  | no |  |  | 0 | 0 | 0 | 0
oh_line_8103702_200817041 |  | AD | node_8103702_200817039 | node_8103702_200817041 | 184.857 | bal_1P_1/0AA | 8103702 | no | no |  |  | no |  |  | 0 | 0 | 0 | 0
oh_line_8103702_200817042 |  | AD | node_8103702_200817041 | node_8103702_200817042 | 89.472 | bal_1P_1/0AA | 8103702 | no | no |  |  | no |  |  | 0 | 0 | 0 | 0
oh_line_8103702_200840670 |  | AD | node_8103702_200840753 | node_8103702_200840670 | 342.57 | bal_1P_4/0AC | 8103702 | no | no |  |  | no |  |  | 0 | 0 | 0 | 0
oh_line_8103702_200840671 |  | AD | node_8103702_200840755 | node_8103702_200840671 | 232.511 | bal_1P_1/0AA | 8103702 | no | no |  |  | no |  |  | 0 | 0 | 0 | 0
oh_line_8103702_200840673 |  | ABCD | node_8103702_200842986 | node_8103702_200840673 | 166.274 | bal_3P_477AL | 8103702 | no | no |  |  | no |  |  | 0 | 0 | 0 | 0
oh_line_8103702_200840674 |  | AD | node_8103702_200840673 | node_8103702_200840674 | 174.682 | bal_1P_1/0AC | 8103702 | no | no |  |  | no |  |  | 0 | 0 | 0 | 0
oh_line_8103702_200840676 |  | AD | node_8103702_200840673 | node_8103702_200840676 | 301.202 | bal_1P_4/0AC | 8103702 | no | no |  |  | no |  |  | 0 | 0 | 0 | 0
oh_line_8103702_200840677 |  | AD | node_8103702_200840770 | node_8103702_200840677 | 154.146 | bal_1P_4/0AC | 8103702 | no | no |  |  | no |  |  | 0 | 0 | 0 | 0
oh_line_8103702_200840678 |  | AD | node_8103702_200840677 | node_8103702_200840678 | 307.454 | bal_1P_4/0AC | 8103702 | no | no |  |  | no |  |  | 0 | 0 | 0 | 0
oh_line_8103702_200840679 |  | AD | node_8103702_200840678 | node_8103702_200840679 | 309.398 | bal_1P_4/0AC | 8103702 | no | no |  |  | no |  |  | 0 | 0 | 0 | 0
oh_line_8103702_200840680 |  | AD | node_8103702_200840679 | node_8103702_200840680 | 268.764 | bal_1P_4/0AC | 8103702 | no | no |  |  | no |  |  | 0 | 0 | 0 | 0
oh_line_8103702_200840681 |  | AD | node_8103702_200840680 | node_8103702_200840681 | 129.998 | bal_1P_4/0AC | 8103702 | no | no |  |  | no |  |  | 0 | 0 | 0 | 0
oh_line_8103702_200840682 |  | AD | node_8103702_200840681 | node_8103702_200840682 | 138.927 | bal_1P_4/0AC | 8103702 | no | no |  |  | no |  |  | 0 | 0 | 0 | 0
oh_line_8103702_200840683 |  | AD | node_8103702_200840682 | node_8103702_200840683 | 292.843 | bal_1P_4/0AC | 8103702 | no | no |  |  | no |  |  | 0 | 0 | 0 | 0
oh_line_8103702_200840684 |  | AD | node_8103702_200840683 | node_8103702_200840684 | 168.581 | bal_1P_4/0AC | 8103702 | no | no |  |  | no |  |  | 0 | 0 | 0 | 0
oh_line_8103702_200840685 |  | AD | node_8103702_200840684 | node_8103702_200840685 | 273.001 | bal_1P_4/0AC | 8103702 | no | no |  |  | no |  |  | 0 | 0 | 0 | 0
oh_line_8103702_200840686 |  | AD | node_8103702_200840685 | node_8103702_200840686 | 260.835 | bal_1P_4/0AC | 8103702 | no | no |  |  | no |  |  | 0 | 0 | 0 | 0
oh_line_8103702_200840687 |  | AD | node_8103702_200840686 | node_8103702_200840687 | 231.319 | bal_1P_4/0AC | 8103702 | no | no |  |  | no |  |  | 0 | 0 | 0 | 0
oh_line_8103702_200840689 |  | AD | node_8103702_200840687 | node_8103702_200840689 | 251.722 | bal_1P_4/0AC | 8103702 | no | no |  |  | no |  |  | 0 | 0 | 0 | 0
oh_line_8103702_200840690 |  | AD | node_8103702_200840689 | node_8103702_200840690 | 247.75 | bal_1P_4/0AC | 8103702 | no | no |  |  | no |  |  | 0 | 0 | 0 | 0
oh_line_8103702_200840691 |  | AD | node_8103702_200840690 | node_8103702_200840691 | 204.748 | bal_1P_4/0AC | 8103702 | no | no |  |  | no |  |  | 0 | 0 | 0 | 0
oh_line_8103702_200840692 |  | AD | node_8103702_200840691 | node_8103702_200840692 | 198.948 | bal_1P_4/0AC | 8103702 | no | no |  |  | no |  |  | 0 | 0 | 0 | 0
oh_line_8103702_200840693 |  | AD | node_8103702_200840692 | node_8103702_200840693 | 254.091 | bal_1P_4/0AC | 8103702 | no | no |  |  | no |  |  | 0 | 0 | 0 | 0
oh_line_8103702_200840695 |  | AD | node_8103702_200840693 | node_8103702_200840695 | 322.16 | bal_1P_4/0AC | 8103702 | no | no |  |  | no |  |  | 0 | 0 | 0 | 0
oh_line_8103702_200840696 |  | AD | node_8103702_200840676 | node_8103702_200840696 | 301.334 | bal_1P_4/0AC | 8103702 | no | no |  |  | no |  |  | 0 | 0 | 0 | 0
oh_line_8103702_200840697 |  | AD | node_8103702_200840696 | node_8103702_200840697 | 302.295 | bal_1P_4/0AC | 8103702 | no | no |  |  | no |  |  | 0 | 0 | 0 | 0
oh_line_8103702_200840698 |  | AD | node_8103702_200840695 | node_8103702_200840698 | 317.265 | bal_1P_4/0AC | 8103702 | no | no |  |  | no |  |  | 0 | 0 | 0 | 0
oh_line_8103702_200840699 |  | AD | node_8103702_200840698 | node_8103702_200840699 | 321.718 | bal_1P_2AC | 8103702 | no | no |  |  | no |  |  | 0 | 0 | 0 | 0
oh_line_8103702_200840700 |  | AD | node_8103702_200840699 | node_8103702_200840700 | 309.28 | bal_1P_2AC | 8103702 | no | no |  |  | no |  |  | 0 | 0 | 0 | 0
oh_line_8103702_200840702 |  | AD | node_8103702_200840700 | node_8103702_200840702 | 249.61 | bal_1P_2AC | 8103702 | no | no |  |  | no |  |  | 0 | 0 | 0 | 0
oh_line_8103702_200840704 |  | AD | node_8103702_200840702 | node_8103702_200840704 | 245.519 | bal_1P_2AC | 8103702 | no | no |  |  | no |  |  | 0 | 0 | 0 | 0
oh_line_8103702_200840705 |  | AD | node_8103702_200840704 | node_8103702_200840705 | 126.494 | bal_1P_2AC | 8103702 | no | no |  |  | no |  |  | 0 | 0 | 0 | 0
oh_line_8103702_200840706 |  | AD | node_8103702_200840705 | node_intto1_8103702_200840706 | 230.237 | bal_1P_2AC | 8103702 | no | no |  |  | no |  |  | 0 | 0 | 0 | 0
oh_line_8103702_200840707 |  | AD | node_8103702_200840706 | node_8103702_200840707 | 290.654 | bal_1P_2AC | 8103702 | no | no |  |  | no |  |  | 0 | 0 | 0 | 0
oh_line_8103702_200840708 |  | AD | node_8103702_200840707 | node_8103702_200840708 | 288.967 | bal_1P_2AC | 8103702 | no | no |  |  | no |  |  | 0 | 0 | 0 | 0
oh_line_8103702_200840709 |  | AD | node_8103702_200840708 | node_8103702_200840709 | 293.146 | bal_1P_2AC | 8103702 | no | no |  |  | no |  |  | 0 | 0 | 0 | 0
oh_line_8103702_200840711 |  | AD | node_8103702_200840709 | node_8103702_200840711 | 447.723 | bal_1P_2AC | 8103702 | no | no |  |  | no |  |  | 0 | 0 | 0 | 0
oh_line_8103702_200840713 |  | AD | node_8103702_200840711 | node_8103702_200840713 | 481.22 | bal_1P_2AC | 8103702 | no | no |  |  | no |  |  | 0 | 0 | 0 | 0
oh_line_8103702_200840716 |  | AD | node_8103702_200840713 | node_8103702_200840716 | 291.032 | bal_1P_2AC | 8103702 | no | no |  |  | no |  |  | 0 | 0 | 0 | 0
oh_line_8103702_200840717 |  | AD | node_8103702_200840716 | node_intto1_8103702_200840717 | 245.967 | bal_1P_1/0AC | 8103702 | no | no |  |  | no |  |  | 0 | 0 | 0 | 0
oh_line_8103702_200840718 |  | AD | node_8103702_200840717 | node_8103702_200840718 | 166.448 | bal_1P_1/0AC | 8103702 | no | no |  |  | no |  |  | 0 | 0 | 0 | 0
oh_line_8103702_200840719 |  | AD | node_8103702_200840718 | node_8103702_200840719 | 331.408 | bal_1P_2AC | 8103702 | no | no |  |  | no |  |  | 0 | 0 | 0 | 0
oh_line_8103702_200840720 |  | AD | node_8103702_200840719 | node_8103702_200840720 | 199.115 | bal_1P_2AC | 8103702 | no | no |  |  | no |  |  | 0 | 0 | 0 | 0
oh_line_8103702_200840721 |  | AD | node_8103702_200840716 | node_8103702_200840721 | 239.341 | bal_1P_2AC | 8103702 | no | no |  |  | no |  |  | 0 | 0 | 0 | 0
oh_line_8103702_200840725 |  | AD | node_8103702_200840697 | node_8103702_200840725 | 306.103 | bal_1P_4/0AC | 8103702 | no | no |  |  | no |  |  | 0 | 0 | 0 | 0
oh_line_8103702_200840726 |  | AD | node_8103702_200978685 | node_8103702_200840726 | 306.373 | bal_1P_2AC | 8103702 | no | no |  |  | no |  |  | 0 | 0 | 0 | 0
oh_line_8103702_200840729 |  | AD | node_8103702_200840726 | node_8103702_200840729 | 238.422 | bal_1P_2AC | 8103702 | no | no |  |  | no |  |  | 0 | 0 | 0 | 0
oh_line_8103702_200840730 |  | AD | node_8103702_200840729 | node_8103702_200840730 | 234.482 | bal_1P_2AC | 8103702 | no | no |  |  | no |  |  | 0 | 0 | 0 | 0
oh_line_8103702_200840731 |  | AD | node_8103702_200840732 | node_8103702_200840731 | 58.766 | bal_1P_2AC | 8103702 | no | no |  |  | no |  |  | 0 | 0 | 0 | 0
oh_line_8103702_200840732 |  | AD | node_8103702_200840730 | node_8103702_200840732 | 130.1 | bal_1P_2AC | 8103702 | no | no |  |  | no |  |  | 0 | 0 | 0 | 0
oh_line_8103702_200840733 |  | AD | node_8103702_200840730 | node_8103702_200840733 | 180.359 | bal_1P_1/0AA | 8103702 | no | no |  |  | no |  |  | 0 | 0 | 0 | 0
oh_line_8103702_200840734 |  | AD | node_8103702_200840733 | node_8103702_200840734 | 282.831 | bal_1P_1/0AA | 8103702 | no | no |  |  | no |  |  | 0 | 0 | 0 | 0
oh_line_8103702_200840735 |  | AD | node_8103702_200840731 | node_8103702_200840735 | 265.705 | bal_1P_2AC | 8103702 | no | no |  |  | no |  |  | 0 | 0 | 0 | 0
oh_line_8103702_200840736 |  | AD | node_8103702_200840735 | node_8103702_200840736 | 232.974 | bal_1P_4/0AC | 8103702 | no | no |  |  | no |  |  | 0 | 0 | 0 | 0
oh_line_8103702_200840737 |  | AD | node_8103702_200840736 | node_8103702_200840737 | 239.56 | bal_1P_4/0AC | 8103702 | no | no |  |  | no |  |  | 0 | 0 | 0 | 0
oh_line_8103702_200840741 |  | AD | node_8103702_200840735 | node_8103702_200840741 | 262.161 | bal_1P_2AC | 8103702 | no | no |  |  | no |  |  | 0 | 0 | 0 | 0
oh_line_8103702_200840742 |  | AD | node_8103702_200840741 | node_8103702_200840742 | 261.178 | bal_1P_2AC | 8103702 | no | no |  |  | no |  |  | 0 | 0 | 0 | 0
oh_line_8103702_200840743 |  | AD | node_8103702_200840742 | node_8103702_200840743 | 162.066 | bal_1P_1/0AA | 8103702 | no | no |  |  | no |  |  | 0 | 0 | 0 | 0
oh_line_8103702_200840744 |  | AD | node_8103702_200840743 | node_8103702_200840744 | 203.088 | bal_1P_1/0AA | 8103702 | no | no |  |  | no |  |  | 0 | 0 | 0 | 0
oh_line_8103702_200840745 |  | AD | node_8103702_200840744 | node_8103702_200840745 | 245.811 | bal_1P_1/0AA | 8103702 | no | no |  |  | no |  |  | 0 | 0 | 0 | 0
oh_line_8103702_200840746 |  | AD | node_8103702_200840742 | node_8103702_200840746 | 266.966 | bal_1P_2AC | 8103702 | no | no |  |  | no |  |  | 0 | 0 | 0 | 0
oh_line_8103702_200840747 |  | AD | node_8103702_200840746 | node_8103702_200840747 | 248.751 | bal_1P_2AC | 8103702 | no | no |  |  | no |  |  | 0 | 0 | 0 | 0
oh_line_8103702_200840748 |  | AD | node_8103702_200840747 | node_8103702_200840748 | 437.24 | bal_1P_2AC | 8103702 | no | no |  |  | no |  |  | 0 | 0 | 0 | 0
oh_line_8103702_200840749 |  | AD | node_8103702_200840748 | node_8103702_200840749 | 240.909 | bal_1P_2AC | 8103702 | no | no |  |  | no |  |  | 0 | 0 | 0 | 0
oh_line_8103702_200840751 |  | AD | node_8103702_200840749 | node_8103702_200840751 | 249.134 | bal_1P_2AC | 8103702 | no | no |  |  | no |  |  | 0 | 0 | 0 | 0
oh_line_8103702_200840752 |  | AD | node_8103702_200840751 | node_8103702_200840752 | 236.361 | bal_1P_2AC | 8103702 | no | no |  |  | no |  |  | 0 | 0 | 0 | 0
oh_line_8103702_200840753 |  | AD | node_8103702_200840725 | node_8103702_200840753 | 292.869 | bal_1P_4/0AC | 8103702 | no | no |  |  | no |  |  | 0 | 0 | 0 | 0
oh_line_8103702_200840754 |  | AD | node_8103702_200840753 | node_intto1_8103702_200840754 | 131.35 | bal_1P_1/0AC | 8103702 | no | no |  |  | no |  |  | 0 | 0 | 0 | 0
oh_line_8103702_200840755 |  | AD | node_8103702_200840754 | node_8103702_200840755 | 390.505 | bal_1P_2AC | 8103702 | no | no |  |  | no |  |  | 0 | 0 | 0 | 0
oh_line_8103702_200840756 |  | AD | node_8103702_200840671 | node_8103702_200840756 | 205.963 | bal_1P_1/0AA | 8103702 | no | no |  |  | no |  |  | 0 | 0 | 0 | 0
oh_line_8103702_200840757 |  | AD | node_8103702_200840755 | node_8103702_200840757 | 290.704 | bal_1P_1/0AA | 8103702 | no | no |  |  | no |  |  | 0 | 0 | 0 | 0
oh_line_8103702_200840758 |  | AD | node_8103702_200840757 | node_8103702_200840758 | 288.243 | bal_1P_1/0AA | 8103702 | no | no |  |  | no |  |  | 0 | 0 | 0 | 0
oh_line_8103702_200840760 |  | AD | node_8103702_200840670 | node_8103702_200840760 | 235.034 | bal_1P_4/0AC | 8103702 | no | no |  |  | no |  |  | 0 | 0 | 0 | 0
oh_line_8103702_200840761 |  | AD | node_8103702_200840760 | node_8103702_200840761 | 247.145 | bal_1P_4/0AC | 8103702 | no | no |  |  | no |  |  | 0 | 0 | 0 | 0
oh_line_8103702_200840762 |  | AD | node_8103702_200840761 | node_8103702_200840762 | 259.698 | bal_1P_4/0AC | 8103702 | no | no |  |  | no |  |  | 0 | 0 | 0 | 0
oh_line_8103702_200840763 |  | AD | node_8103702_200840762 | node_8103702_200840763 | 303.378 | bal_1P_4/0AC | 8103702 | no | no |  |  | no |  |  | 0 | 0 | 0 | 0
oh_line_8103702_200840764 |  | AD | node_8103702_200840763 | node_8103702_200840764 | 303.944 | bal_1P_4/0AC | 8103702 | no | no |  |  | no |  |  | 0 | 0 | 0 | 0
oh_line_8103702_200840766 |  | AD | node_8103702_200840764 | node_8103702_200840766 | 298.181 | bal_1P_4/0AC | 8103702 | no | no |  |  | no |  |  | 0 | 0 | 0 | 0
oh_line_8103702_200840767 |  | AD | node_8103702_200840766 | node_8103702_200840767 | 279.956 | bal_1P_4/0AC | 8103702 | no | no |  |  | no |  |  | 0 | 0 | 0 | 0
oh_line_8103702_200840769 |  | AD | node_8103702_200840767 | node_8103702_200840769 | 181.27 | bal_1P_4/0AC | 8103702 | no | no |  |  | no |  |  | 0 | 0 | 0 | 0
oh_line_8103702_200840770 |  | AD | node_8103702_200840769 | node_8103702_200840770 | 207.872 | bal_1P_4/0AC | 8103702 | no | no |  |  | no |  |  | 0 | 0 | 0 | 0
oh_line_8103702_200840771 |  | ABCD | node_8103702_200842444 | node_8103702_200840771 | 170.897 | bal_3P_477AL | 8103702 | no | no |  |  | no |  |  | 0 | 0 | 0 | 0
oh_line_8103702_200840772 |  | ABCD | node_8103702_200840771 | node_8103702_200840772 | 109.578 | bal_3P_477AL | 8103702 | no | no |  |  | no |  |  | 0 | 0 | 0 | 0
oh_line_8103702_200840774 |  | ABCD | node_8103702_200840772 | node_8103702_200840774 | 173.132 | bal_3P_477AL | 8103702 | no | no |  |  | no |  |  | 0 | 0 | 0 | 0
oh_line_8103702_200840777 |  | ABCD | node_8103702_200840809 | node_8103702_200840777 | 281.924 | bal_3P_477AL | 8103702 | no | no |  |  | no |  |  | 0 | 0 | 0 | 0
oh_line_8103702_200840780 |  | ABCD | node_8103702_200840777 | node_8103702_200840780 | 245.528 | bal_3P_477AL | 8103702 | no | no |  |  | no |  |  | 0 | 0 | 0 | 0
oh_line_8103702_200840781 |  | ABCD | node_8103702_200840780 | node_8103702_200840781 | 269.829 | bal_3P_477AL | 8103702 | no | no |  |  | no |  |  | 0 | 0 | 0 | 0
oh_line_8103702_200840783 |  | ABCD | node_8103702_200840781 | node_8103702_200840783 | 290.634 | bal_3P_477AL | 8103702 | no | no |  |  | no |  |  | 0 | 0 | 0 | 0
oh_line_8103702_200840785 |  | ABCD | node_8103702_200840783 | node_8103702_200840785 | 221.669 | bal_3P_477AL | 8103702 | no | no |  |  | no |  |  | 0 | 0 | 0 | 0
oh_line_8103702_200840786 |  | AD | node_8103702_200840785 | node_8103702_200840786 | 92.493 | bal_1P_1/0AA | 8103702 | no | no |  |  | no |  |  | 0 | 0 | 0 | 0
oh_line_8103702_200840787 |  | AD | node_8103702_200840786 | node_8103702_200840787 | 180.679 | bal_1P_1/0AA | 8103702 | no | no |  |  | no |  |  | 0 | 0 | 0 | 0
oh_line_8103702_200840789 |  | ABCD | node_8103702_200840785 | node_8103702_200840789 | 133.414 | bal_3P_477AL | 8103702 | no | no |  |  | no |  |  | 0 | 0 | 0 | 0
oh_line_8103702_200840792 |  | ABCD | node_8103702_200840789 | node_8103702_200840792 | 254.416 | bal_3P_477AL | 8103702 | no | no |  |  | no |  |  | 0 | 0 | 0 | 0
oh_line_8103702_200840794 |  | ABCD | node_8103702_200840774 | node_8103702_200840794 | 175.813 | bal_3P_477AL | 8103702 | no | no |  |  | no |  |  | 0 | 0 | 0 | 0
oh_line_8103702_200840795 |  | ABCD | node_8103702_200840794 | node_8103702_200840795 | 176.647 | bal_3P_477AL | 8103702 | no | no |  |  | no |  |  | 0 | 0 | 0 | 0
oh_line_8103702_200840796 |  | AD | node_8103702_200840795 | node_8103702_200840796 | 36.668 | bal_1P_1/0AA | 8103702 | no | no |  |  | no |  |  | 0 | 0 | 0 | 0
oh_line_8103702_200840797 |  | AD | node_8103702_200840796 | node_8103702_200840797 | 294.918 | bal_1P_1/0AA | 8103702 | no | no |  |  | no |  |  | 0 | 0 | 0 | 0
oh_line_8103702_200840798 |  | ABCD | node_8103702_200840795 | node_8103702_200840798 | 167.854 | bal_3P_477AL | 8103702 | no | no |  |  | no |  |  | 0 | 0 | 0 | 0
oh_line_8103702_200840799 |  | ABCD | node_8103702_200840798 | node_8103702_200840799 | 162.874 | bal_3P_477AL | 8103702 | no | no |  |  | no |  |  | 0 | 0 | 0 | 0
oh_line_8103702_200840801 |  | ABCD | node_8103702_200840799 | node_8103702_200840801 | 144.738 | bal_3P_477AL | 8103702 | no | no |  |  | no |  |  | 0 | 0 | 0 | 0
oh_line_8103702_200840802 |  | ABCD | node_8103702_200840801 | node_8103702_200840802 | 159.113 | bal_3P_477AL | 8103702 | no | no |  |  | no |  |  | 0 | 0 | 0 | 0
oh_line_8103702_200840804 |  | ABCD | node_8103702_200840802 | node_8103702_200840804 | 195.495 | bal_3P_477AL | 8103702 | no | no |  |  | no |  |  | 0 | 0 | 0 | 0
oh_line_8103702_200840805 |  | ABCD | node_8103702_200840804 | node_8103702_200840805 | 158.243 | bal_3P_477AL | 8103702 | no | no |  |  | no |  |  | 0 | 0 | 0 | 0
oh_line_8103702_200840806 |  | ABCD | node_8103702_200840805 | node_8103702_200840806 | 231.227 | bal_3P_477AL | 8103702 | no | no |  |  | no |  |  | 0 | 0 | 0 | 0
oh_line_8103702_200840807 |  | ABCD | node_8103702_200840806 | node_8103702_200840807 | 199.306 | bal_3P_477AL | 8103702 | no | no |  |  | no |  |  | 0 | 0 | 0 | 0
oh_line_8103702_200840808 |  | ABCD | node_8103702_200840807 | node_8103702_200840808 | 257.821 | bal_3P_477AL | 8103702 | no | no |  |  | no |  |  | 0 | 0 | 0 | 0
oh_line_8103702_200840809 |  | ABCD | node_8103702_200840808 | node_8103702_200840809 | 247.025 | bal_3P_477AL | 8103702 | no | no |  |  | no |  |  | 0 | 0 | 0 | 0
oh_line_8103702_200840927 |  | AD | node_8103702_200843295 | node_intto1_8103702_200840927 | 247.593 | bal_1P_1/0AC | 8103702 | no | no |  |  | no |  |  | 0 | 0 | 0 | 0
oh_line_8103702_200840928 |  | AD | node_8103702_200840927 | node_8103702_200840928 | 220.667 | bal_1P_1/0AC | 8103702 | no | no |  |  | no |  |  | 0 | 0 | 0 | 0
oh_line_8103702_200840929 |  | AD | node_8103702_200840928 | node_8103702_200840929 | 259.753 | bal_1P_1/0AC | 8103702 | no | no |  |  | no |  |  | 0 | 0 | 0 | 0
oh_line_8103702_200840930 |  | AD | node_8103702_200840929 | node_8103702_200840930 | 90.127 | bal_1P_1/0AC | 8103702 | no | no |  |  | no |  |  | 0 | 0 | 0 | 0
oh_line_8103702_200840931 |  | AD | node_8103702_200840930 | node_8103702_200840931 | 176.702 | bal_1P_1/0AC | 8103702 | no | no |  |  | no |  |  | 0 | 0 | 0 | 0
oh_line_8103702_200840932 |  | AD | node_8103702_200840970 | node_8103702_200840932 | 182.085 | bal_1P_2AC | 8103702 | no | no |  |  | no |  |  | 0 | 0 | 0 | 0
oh_line_8103702_200840933 |  | AD | node_8103702_200840932 | node_8103702_200840933 | 195.701 | bal_1P_2AC | 8103702 | no | no |  |  | no |  |  | 0 | 0 | 0 | 0
oh_line_8103702_200840934 |  | AD | node_8103702_200840933 | node_8103702_200840934 | 186.299 | bal_1P_2AC | 8103702 | no | no |  |  | no |  |  | 0 | 0 | 0 | 0
oh_line_8103702_200840935 |  | AD | node_8103702_200840934 | node_8103702_200840935 | 249.065 | bal_1P_1/0AA | 8103702 | no | no |  |  | no |  |  | 0 | 0 | 0 | 0
oh_line_8103702_200840936 |  | AD | node_8103702_200840935 | node_8103702_200840936 | 112.065 | bal_1P_1/0AA | 8103702 | no | no |  |  | no |  |  | 0 | 0 | 0 | 0
oh_line_8103702_200840937 |  | AD | node_8103702_200840934 | node_8103702_200840937 | 210.349 | bal_1P_4AC | 8103702 | no | no |  |  | no |  |  | 0 | 0 | 0 | 0
oh_line_8103702_200840940 |  | AD | node_8103702_200840937 | node_8103702_200840940 | 206.881 | bal_1P_4AC | 8103702 | no | no |  |  | no |  |  | 0 | 0 | 0 | 0
oh_line_8103702_200840941 |  | AD | node_8103702_200840940 | node_8103702_200840941 | 216.25 | bal_1P_4AC | 8103702 | no | no |  |  | no |  |  | 0 | 0 | 0 | 0
oh_line_8103702_200840943 |  | AD | node_8103702_200840941 | node_8103702_200840943 | 215.364 | bal_1P_4AC | 8103702 | no | no |  |  | no |  |  | 0 | 0 | 0 | 0
oh_line_8103702_200840944 |  | AD | node_8103702_200840943 | node_8103702_200840944 | 196.721 | bal_1P_4AC | 8103702 | no | no |  |  | no |  |  | 0 | 0 | 0 | 0
oh_line_8103702_200840947 |  | AD | node_8103702_200977845 | node_8103702_200840947 | 110.482 | bal_1P_4AC | 8103702 | no | no |  |  | no |  |  | 0 | 0 | 0 | 0
oh_line_8103702_200840948 |  | AD | node_8103702_200977845 | node_8103702_200840948 | 332.313 | bal_1P_2AC | 8103702 | no | no |  |  | no |  |  | 0 | 0 | 0 | 0
oh_line_8103702_200840949 |  | AD | node_8103702_200840948 | node_8103702_200840949 | 418.105 | bal_1P_2AC | 8103702 | no | no |  |  | no |  |  | 0 | 0 | 0 | 0
oh_line_8103702_200840950 |  | AD | node_8103702_200840949 | node_8103702_200840950 | 96.116 | bal_1P_2AC | 8103702 | no | no |  |  | no |  |  | 0 | 0 | 0 | 0
oh_line_8103702_200840951 |  | AD | node_8103702_200840929 | node_8103702_200840951 | 285.174 | bal_1P_1/0AC | 8103702 | no | no |  |  | no |  |  | 0 | 0 | 0 | 0
oh_line_8103702_200840953 |  | AD | node_8103702_200840951 | node_8103702_200840953 | 87.113 | bal_1P_1/0AA | 8103702 | no | no |  |  | no |  |  | 0 | 0 | 0 | 0
oh_line_8103702_200840954 |  | AD | node_8103702_200840953 | node_8103702_200840954 | 299.147 | bal_1P_1/0AA | 8103702 | no | no |  |  | no |  |  | 0 | 0 | 0 | 0
oh_line_8103702_200840955 |  | AD | node_8103702_200840951 | node_8103702_200840955 | 209.829 | bal_1P_2AC | 8103702 | no | no |  |  | no |  |  | 0 | 0 | 0 | 0
oh_line_8103702_200840956 |  | AD | node_8103702_200840955 | node_8103702_200840956 | 214.107 | bal_1P_2AC | 8103702 | no | no |  |  | no |  |  | 0 | 0 | 0 | 0
oh_line_8103702_200840958 |  | AD | node_8103702_200840956 | node_8103702_200840958 | 129.176 | bal_1P_2AC | 8103702 | no | no |  |  | no |  |  | 0 | 0 | 0 | 0
oh_line_8103702_200840959 |  | AD | node_8103702_200840958 | node_8103702_200840959 | 220.363 | bal_1P_2AC | 8103702 | no | no |  |  | no |  |  | 0 | 0 | 0 | 0
oh_line_8103702_200840960 |  | AD | node_8103702_200840959 | node_8103702_200840960 | 314.454 | bal_1P_2AC | 8103702 | no | no |  |  | no |  |  | 0 | 0 | 0 | 0
oh_line_8103702_200840962 |  | AD | node_8103702_200840960 | node_8103702_200840962 | 333.106 | bal_1P_2AC | 8103702 | no | no |  |  | no |  |  | 0 | 0 | 0 | 0
oh_line_8103702_200840963 |  | AD | node_8103702_200840962 | node_8103702_200840963 | 344.902 | bal_1P_2AC | 8103702 | no | no |  |  | no |  |  | 0 | 0 | 0 | 0
oh_line_8103702_200840966 |  | AD | node_8103702_201016528 | node_8103702_200840966 | 230.067 | bal_1P_2AC | 8103702 | no | no |  |  | no |  |  | 0 | 0 | 0 | 0
oh_line_8103702_200840967 |  | AD | node_8103702_200840966 | node_8103702_200840967 | 218.632 | bal_1P_2AC | 8103702 | no | no |  |  | no |  |  | 0 | 0 | 0 | 0
oh_line_8103702_200840970 |  | AD | node_8103702_200840967 | node_8103702_200840970 | 178.253 | bal_1P_2AC | 8103702 | no | no |  |  | no |  |  | 0 | 0 | 0 | 0
oh_line_8103702_200841032 |  | ABCD | node_8103702_200843292 | node_8103702_200841032 | 253.495 | bal_3P_477AL | 8103702 | no | no |  |  | no |  |  | 0 | 0 | 0 | 0
oh_line_8103702_200841033 |  | ABCD | node_8103702_200841080 | node_8103702_200841033 | 282.418 | bal_3P_4/0AA | 8103702 | no | no |  |  | no |  |  | 0 | 0 | 0 | 0
oh_line_8103702_200841034 |  | AD | node_8103702_200841033 | node_8103702_200841034 | 199.125 | bal_1P_1/0AA | 8103702 | no | no |  |  | no |  |  | 0 | 0 | 0 | 0
oh_line_8103702_200841035-1 |  | ABCD | node_1372532_538_15332940_506 | node_8103702_200841035 | 7.168 | bal_3P_4/0AA | 8103702 | no | no |  |  | no |  |  | 0 | 0 | 0 | 0
oh_line_8103702_200841035-2 |  | ABCD | node_8103702_200841033 | node_1372532_538_15332940_506 | 275.089 | bal_3P_4/0AA | 8103702 | no | no |  |  | no |  |  | 0 | 0 | 0 | 0
oh_line_8103702_200841036 |  | ABCD | node_8103702_200841035 | node_8103702_200841036 | 249.26 | bal_3P_4/0AA | 8103702 | no | no |  |  | no |  |  | 0 | 0 | 0 | 0
oh_line_8103702_200841037 |  | ABCD | node_8103702_200841036 | node_8103702_200841037 | 280.368 | bal_3P_1/0AA | 8103702 | no | no |  |  | no |  |  | 0 | 0 | 0 | 0
oh_line_8103702_200841038 |  | AD | node_8103702_200841037 | node_8103702_200841038 | 205.076 | bal_1P_1/0AA | 8103702 | no | no |  |  | no |  |  | 0 | 0 | 0 | 0
oh_line_8103702_200841039 |  | ABCD | node_8103702_200841036 | node_intto1_8103702_200841039 | 193.979 | bal_3P_4/0AA | 8103702 | no | no |  |  | no |  |  | 0 | 0 | 0 | 0
oh_line_8103702_200841045 |  | ABCD | node_8103702_200841044 | node_8103702_200841045 | 280.15 | bal_3P_1/0AA | 8103702 | no | no |  |  | no |  |  | 0 | 0 | 0 | 0
oh_line_8103702_200841046 |  | ABCD | node_8103702_200841045 | node_8103702_200841046 | 221.697 | bal_3P_1/0AA | 8103702 | no | no |  |  | no |  |  | 0 | 0 | 0 | 0
oh_line_8103702_200841047 |  | ABCD | node_8103702_200841046 | node_8103702_200841047 | 222.535 | bal_3P_1/0AA | 8103702 | no | no |  |  | no |  |  | 0 | 0 | 0 | 0
oh_line_8103702_200841052 |  | ABCD | node_8103702_200968374 | node_8103702_200841052 | 23.64 | bal_3P_4/0AA | 8103702 | no | no |  |  | no |  |  | 0 | 0 | 0 | 0
oh_line_8103702_200841053 |  | ABCD | node_8103702_200841052 | node_8103702_200841053 | 125.161 | bal_3P_1/0AA | 8103702 | no | no |  |  | no |  |  | 0 | 0 | 0 | 0
oh_line_8103702_200841055 |  | ABCD | node_8103702_200841053 | node_8103702_200841055 | 295.153 | bal_3P_1/0AA | 8103702 | no | no |  |  | no |  |  | 0 | 0 | 0 | 0
oh_line_8103702_200841056 |  | ABCD | node_8103702_200841055 | node_8103702_200841056 | 204.153 | bal_3P_1/0AA | 8103702 | no | no |  |  | no |  |  | 0 | 0 | 0 | 0
oh_line_8103702_200841057 |  | ABCD | node_8103702_200841056 | node_8103702_200841057 | 169.094 | bal_3P_1/0AA | 8103702 | no | no |  |  | no |  |  | 0 | 0 | 0 | 0
oh_line_8103702_200841058 |  | ABCD | node_8103702_200841032 | node_intto1_8103702_200841058 | 267.79 | bal_3P_477AL | 8103702 | no | no |  |  | no |  |  | 0 | 0 | 0 | 0
oh_line_8103702_200841059 |  | ABCD | node_8103702_200841058 | node_8103702_200841059 | 191.309 | bal_3P_477AL | 8103702 | no | no |  |  | no |  |  | 0 | 0 | 0 | 0
oh_line_8103702_200841061 |  | ABCD | node_8103702_200969506 | node_8103702_200841061 | 153.546 | bal_3P_1/0AC | 8103702 | no | no |  |  | no |  |  | 0 | 0 | 0 | 0
oh_line_8103702_200841062 |  | ABCD | node_8103702_200841061 | node_8103702_200841062 | 133.755 | bal_3P_1/0AC | 8103702 | no | no |  |  | no |  |  | 0 | 0 | 0 | 0
oh_line_8103702_200841063 |  | ABCD | node_8103702_200841062 | node_intto1_8103702_200841063 | 116.339 | bal_3P_1/0AA | 8103702 | no | no |  |  | no |  |  | 0 | 0 | 0 | 0
oh_line_8103702_200841064 |  | ABCD | node_8103702_200841059 | node_8103702_200841064 | 182.065 | bal_3P_477AL | 8103702 | no | no |  |  | no |  |  | 0 | 0 | 0 | 0
oh_line_8103702_200841066 |  | ABCD | node_8103702_200978686 | node_8103702_200841066 | 234.976 | bal_3P_477AL | 8103702 | no | no |  |  | no |  |  | 0 | 0 | 0 | 0
oh_line_8103702_200841067 |  | ABCD | node_8103702_200841066 | node_8103702_200841067 | 195.068 | bal_3P_477AL | 8103702 | no | no |  |  | no |  |  | 0 | 0 | 0 | 0
oh_line_8103702_200841068 |  | ABCD | node_8103702_200841067 | node_8103702_200841068 | 142.761 | bal_3P_1/0AA | 8103702 | no | no |  |  | no |  |  | 0 | 0 | 0 | 0
oh_line_8103702_200841069 |  | ABCD | node_8103702_200841067 | node_8103702_200841069 | 173.422 | bal_3P_477AL | 8103702 | no | no |  |  | no |  |  | 0 | 0 | 0 | 0
oh_line_8103702_200841074 |  | ABCD | node_8103702_200841069 | node_8103702_200841074 | 140.601 | bal_3P_477AL | 8103702 | no | no |  |  | no |  |  | 0 | 0 | 0 | 0
oh_line_8103702_200841075 |  | ABCD | node_8103702_200841074 | node_8103702_200841075 | 260.733 | bal_3P_477AL | 8103702 | no | no |  |  | no |  |  | 0 | 0 | 0 | 0
oh_line_8103702_200841078 |  | ABCD | node_8103702_200841075 | node_8103702_200841078 | 116.456 | bal_3P_477AL | 8103702 | no | no |  |  | no |  |  | 0 | 0 | 0 | 0
oh_line_8103702_200841080 |  | ABCD | node_8103702_200841078 | node_8103702_200841080 | 288.877 | bal_3P_4/0AA | 8103702 | no | no |  |  | no |  |  | 0 | 0 | 0 | 0
oh_line_8103702_200841082 |  | AD | node_8103702_200844303 | node_8103702_200841082 | 646.316 | bal_1P_2AC | 8103702 | no | no |  |  | no |  |  | 0 | 0 | 0 | 0
oh_line_8103702_200841083 |  | AD | node_8103702_200841082 | node_8103702_200841083 | 268.604 | bal_1P_1/0AA | 8103702 | no | no |  |  | no |  |  | 0 | 0 | 0 | 0
oh_line_8103702_200841085 |  | AD | node_8103702_200841082 | node_8103702_200841085 | 309.789 | bal_1P_2AC | 8103702 | no | no |  |  | no |  |  | 0 | 0 | 0 | 0
oh_line_8103702_200841086 |  | AD | node_8103702_200841085 | node_8103702_200841086 | 236.202 | bal_1P_1/0AA | 8103702 | no | no |  |  | no |  |  | 0 | 0 | 0 | 0
oh_line_8103702_200841087 |  | AD | node_8103702_200841085 | node_8103702_200841087 | 141.009 | bal_1P_1/0AA | 8103702 | no | no |  |  | no |  |  | 0 | 0 | 0 | 0
oh_line_8103702_200841088 |  | AD | node_8103702_200841085 | node_8103702_200841088 | 297.637 | bal_1P_2AC | 8103702 | no | no |  |  | no |  |  | 0 | 0 | 0 | 0
oh_line_8103702_200841090 |  | ABCD | node_8103702_311905472 | node_8103702_200841090 | 220.321 | bal_3P_4AC | 8103702 | no | no |  |  | no |  |  | 0 | 0 | 0 | 0
oh_line_8103702_200841091 |  | ABCD | node_8103702_311889688 | node_8103702_200841091 | 190.622 | bal_3P_4AC | 8103702 | no | no |  |  | no |  |  | 0 | 0 | 0 | 0
oh_line_8103702_200841092 |  | ABCD | node_8103702_200841091 | node_8103702_200841092 | 255.575 | bal_3P_4AC | 8103702 | no | no |  |  | no |  |  | 0 | 0 | 0 | 0
oh_line_8103702_200841093 |  | ABCD | node_8103702_200841092 | node_8103702_200841093 | 337.197 | bal_3P_4AC | 8103702 | no | no |  |  | no |  |  | 0 | 0 | 0 | 0
oh_line_8103702_200841094 |  | ABCD | node_8103702_200841093 | node_8103702_200841094 | 340.112 | bal_3P_4AC | 8103702 | no | no |  |  | no |  |  | 0 | 0 | 0 | 0
oh_line_8103702_200841095 |  | ABCD | node_8103702_200841094 | node_8103702_200841095 | 371.752 | bal_3P_4AC | 8103702 | no | no |  |  | no |  |  | 0 | 0 | 0 | 0
oh_line_8103702_200841096 |  | ABCD | node_8103702_200841095 | node_8103702_200841096 | 397.461 | bal_3P_4AC | 8103702 | no | no |  |  | no |  |  | 0 | 0 | 0 | 0
oh_line_8103702_200841097 |  | AD | node_8103702_200841096 | node_8103702_200841097 | 291.789 | bal_1P_1/0AA | 8103702 | no | no |  |  | no |  |  | 0 | 0 | 0 | 0
oh_line_8103702_200841098 |  | ABCD | node_8103702_200841096 | node_8103702_200841098 | 279.933 | bal_3P_4AC | 8103702 | no | no |  |  | no |  |  | 0 | 0 | 0 | 0
oh_line_8103702_200841099 |  | AD | node_8103702_311889695 | node_8103702_200841099 | 113.132 | bal_1P_4AC | 8103702 | no | no |  |  | no |  |  | 0 | 0 | 0 | 0
oh_line_8103702_200841100 |  | AD | node_8103702_200841099 | node_8103702_200841100 | 132.772 | bal_1P_4AC | 8103702 | no | no |  |  | no |  |  | 0 | 0 | 0 | 0
oh_line_8103702_200841101 |  | AD | node_8103702_200841100 | node_8103702_200841101 | 188.026 | bal_1P_4AC | 8103702 | no | no |  |  | no |  |  | 0 | 0 | 0 | 0
oh_line_8103702_200841102 |  | AD | node_8103702_200841099 | node_8103702_200841102 | 260.929 | bal_1P_4AC | 8103702 | no | no |  |  | no |  |  | 0 | 0 | 0 | 0
oh_line_8103702_200841103 |  | AD | node_8103702_200841102 | node_8103702_200841103 | 127.316 | bal_1P_2AC | 8103702 | no | no |  |  | no |  |  | 0 | 0 | 0 | 0
oh_line_8103702_200841104-1 |  | AD | node_1374341_551_15338708_953 | node_8103702_200841104 | 8.414 | bal_1P_2AC | 8103702 | no | no |  |  | no |  |  | 0 | 0 | 0 | 0
oh_line_8103702_200841104-2 |  | AD | node_8103702_200841103 | node_1374341_551_15338708_953 | 376.848 | bal_1P_2AC | 8103702 | no | no |  |  | no |  |  | 0 | 0 | 0 | 0
oh_line_8103702_200841105 |  | AD | node_8103702_200841104 | node_8103702_200841105 | 353.744 | bal_1P_2AC | 8103702 | no | no |  |  | no |  |  | 0 | 0 | 0 | 0
oh_line_8103702_200841106 |  | AD | node_8103702_200841105 | node_8103702_200841106 | 340.247 | bal_1P_2AC | 8103702 | no | no |  |  | no |  |  | 0 | 0 | 0 | 0
oh_line_8103702_200841107 |  | AD | node_8103702_200841106 | node_8103702_200841107 | 242.617 | bal_1P_2AC | 8103702 | no | no |  |  | no |  |  | 0 | 0 | 0 | 0
oh_line_8103702_200841108 |  | AD | node_8103702_200841107 | node_8103702_200841108 | 230.875 | bal_1P_2AC | 8103702 | no | no |  |  | no |  |  | 0 | 0 | 0 | 0
oh_line_8103702_200841110 |  | AD | node_8103702_200841108 | node_8103702_200841110 | 242.065 | bal_1P_2AC | 8103702 | no | no |  |  | no |  |  | 0 | 0 | 0 | 0
oh_line_8103702_200841111 |  | AD | node_8103702_200841110 | node_8103702_200841111 | 357.581 | bal_1P_2AC | 8103702 | no | no |  |  | no |  |  | 0 | 0 | 0 | 0
oh_line_8103702_200841112 |  | AD | node_8103702_200841111 | node_8103702_200841112 | 111.489 | bal_1P_1/0AC | 8103702 | no | no |  |  | no |  |  | 0 | 0 | 0 | 0
oh_line_8103702_200841113 |  | AD | node_8103702_200841112 | node_8103702_200841113 | 93.44 | bal_1P_1/0AA | 8103702 | no | no |  |  | no |  |  | 0 | 0 | 0 | 0
oh_line_8103702_200841114 |  | AD | node_8103702_200841113 | node_8103702_200841114 | 298.626 | bal_1P_1/0AA | 8103702 | no | no |  |  | no |  |  | 0 | 0 | 0 | 0
oh_line_8103702_200841115 |  | AD | node_8103702_200841114 | node_8103702_200841115 | 327.562 | bal_1P_1/0AA | 8103702 | no | no |  |  | no |  |  | 0 | 0 | 0 | 0
oh_line_8103702_200841116 |  | ABCD | node_8103702_200842506 | node_8103702_200841116 | 230.929 | bal_3P_4ACW | 8103702 | no | no |  |  | no |  |  | 0 | 0 | 0 | 0
oh_line_8103702_200841117 |  | ABCD | node_8103702_200841116 | node_8103702_200841117 | 97.25 | bal_3P_4ACW | 8103702 | no | no |  |  | no |  |  | 0 | 0 | 0 | 0
oh_line_8103702_200841118 |  | ABCD | node_8103702_200841117 | node_8103702_200841118 | 246.29 | bal_3P_4ACW | 8103702 | no | no |  |  | no |  |  | 0 | 0 | 0 | 0
oh_line_8103702_200841119 |  | ABCD | node_8103702_200841118 | node_intto1_8103702_200841119 | 308.326 | bal_3P_4ACW | 8103702 | no | no |  |  | no |  |  | 0 | 0 | 0 | 0
oh_line_8103702_200841120 |  | ABCD | node_8103702_200841119 | node_8103702_200841120 | 298.549 | bal_3P_4ACW | 8103702 | no | no |  |  | no |  |  | 0 | 0 | 0 | 0
oh_line_8103702_200841121 |  | ABCD | node_8103702_200841120 | node_intto1_8103702_200841121 | 394.325 | bal_3P_2AC | 8103702 | no | no |  |  | no |  |  | 0 | 0 | 0 | 0
oh_line_8103702_200841122 |  | ABCD | node_8103702_200841121 | node_8103702_200841122 | 300.696 | bal_3P_2AC | 8103702 | no | no |  |  | no |  |  | 0 | 0 | 0 | 0
oh_line_8103702_200841196 |  | AD | node_8103702_200843462 | node_intto1_8103702_200841196 | 315.88 | bal_1P_3-104CW | 8103702 | no | no |  |  | no |  |  | 0 | 0 | 0 | 0
oh_line_8103702_200841199 |  | AD | node_8103702_200841215 | node_8103702_200841199 | 186.811 | bal_1P_1/0AA | 8103702 | no | no |  |  | no |  |  | 0 | 0 | 0 | 0
oh_line_8103702_200841200 |  | AD | node_8103702_200841199 | node_8103702_200841200 | 314.417 | bal_1P_1/0AA | 8103702 | no | no |  |  | no |  |  | 0 | 0 | 0 | 0
oh_line_8103702_200841201 |  | AD | node_8103702_200841196 | node_8103702_200841201 | 444.124 | bal_1P_3-104CW | 8103702 | no | no |  |  | no |  |  | 0 | 0 | 0 | 0
oh_line_8103702_200841202 |  | AD | node_8103702_200841201 | node_8103702_200841202 | 310.318 | bal_1P_3-104CW | 8103702 | no | no |  |  | no |  |  | 0 | 0 | 0 | 0
oh_line_8103702_200841203 |  | AD | node_8103702_200841202 | node_8103702_200841203 | 578.319 | bal_1P_3-104CW | 8103702 | no | no |  |  | no |  |  | 0 | 0 | 0 | 0
oh_line_8103702_200841207 |  | AD | node_8103702_200954014 | node_8103702_200841207 | 295.68 | bal_1P_2AC | 8103702 | no | no |  |  | no |  |  | 0 | 0 | 0 | 0
oh_line_8103702_200841208 |  | AD | node_8103702_200841207 | node_8103702_200841208 | 155.058 | bal_1P_1/0AC | 8103702 | no | no |  |  | no |  |  | 0 | 0 | 0 | 0
oh_line_8103702_200841209 |  | AD | node_8103702_200841207 | node_8103702_200841209 | 133.635 | bal_1P_1/0AA | 8103702 | no | no |  |  | no |  |  | 0 | 0 | 0 | 0
oh_line_8103702_200841210 |  | AD | node_8103702_200841207 | node_8103702_200841210 | 253.169 | bal_1P_2AC | 8103702 | no | no |  |  | no |  |  | 0 | 0 | 0 | 0
oh_line_8103702_200841212 |  | AD | node_8103702_200841210 | node_8103702_200841212 | 222.085 | bal_1P_3-104CW | 8103702 | no | no |  |  | no |  |  | 0 | 0 | 0 | 0
oh_line_8103702_200841213 |  | AD | node_8103702_200841212 | node_8103702_200841213 | 213.266 | bal_1P_3-104CW | 8103702 | no | no |  |  | no |  |  | 0 | 0 | 0 | 0
oh_line_8103702_200841214 |  | AD | node_8103702_200841213 | node_8103702_200841214 | 145.437 | bal_1P_3-104CW | 8103702 | no | no |  |  | no |  |  | 0 | 0 | 0 | 0
oh_line_8103702_200841215 |  | AD | node_8103702_200841214 | node_8103702_200841215 | 178.692 | bal_1P_3-104CW | 8103702 | no | no |  |  | no |  |  | 0 | 0 | 0 | 0
oh_line_8103702_200841216 |  | AD | node_8103702_200841215 | node_8103702_200841216 | 80.058 | bal_1P_1/0AA | 8103702 | no | no |  |  | no |  |  | 0 | 0 | 0 | 0
oh_line_8103702_200841217 |  | AD | node_8103702_200841216 | node_8103702_200841217 | 299.186 | bal_1P_1/0AA | 8103702 | no | no |  |  | no |  |  | 0 | 0 | 0 | 0
oh_line_8103702_200841218 |  | AD | node_8103702_200841217 | node_8103702_200841218 | 292.254 | bal_1P_1/0AA | 8103702 | no | no |  |  | no |  |  | 0 | 0 | 0 | 0
oh_line_8103702_200841453 |  | ABCD | node_8103702_200968373 | node_8103702_200841453 | 19.753 | bal_3P_4/0AA | 8103702 | no | no |  |  | no |  |  | 0 | 0 | 0 | 0
oh_line_8103702_200841455 |  | ABCD | node_8103702_200841453 | node_8103702_200841455 | 178.05 | bal_3P_1/0AA | 8103702 | no | no |  |  | no |  |  | 0 | 0 | 0 | 0
oh_line_8103702_200841456 |  | ABCD | node_8103702_200841455 | node_intto1_8103702_200841456 | 105.08 | bal_3P_1/0AA | 8103702 | no | no |  |  | no |  |  | 0 | 0 | 0 | 0
oh_line_8103702_200841483 |  | AD | node_8103702_200841493 | node_8103702_200841483 | 353.227 | bal_1P_1/0AA | 8103702 | no | no |  |  | no |  |  | 0 | 0 | 0 | 0
oh_line_8103702_200841484 |  | AD | node_8103702_200840763 | node_intto1_8103702_200841484 | 197.237 | bal_1P_2AC | 8103702 | no | no |  |  | no |  |  | 0 | 0 | 0 | 0
oh_line_8103702_200841485 |  | AD | node_8103702_200841499 | node_8103702_200841485 | 421.201 | bal_1P_2AC | 8103702 | no | no |  |  | no |  |  | 0 | 0 | 0 | 0
oh_line_8103702_200841486 |  | AD | node_8103702_200841485 | node_8103702_200841486 | 385.042 | bal_1P_2AC | 8103702 | no | no |  |  | no |  |  | 0 | 0 | 0 | 0
oh_line_8103702_200841487 |  | AD | node_8103702_200841486 | node_8103702_200841487 | 419.559 | bal_1P_2AC | 8103702 | no | no |  |  | no |  |  | 0 | 0 | 0 | 0
oh_line_8103702_200841488 |  | AD | node_8103702_200841487 | node_8103702_200841488 | 279.703 | bal_1P_2AC | 8103702 | no | no |  |  | no |  |  | 0 | 0 | 0 | 0
oh_line_8103702_200841489 |  | AD | node_8103702_200841488 | node_8103702_200841489 | 353.494 | bal_1P_2AC | 8103702 | no | no |  |  | no |  |  | 0 | 0 | 0 | 0
oh_line_8103702_200841490 |  | AD | node_8103702_200841484 | node_8103702_200841490 | 340.642 | bal_1P_2AC | 8103702 | no | no |  |  | no |  |  | 0 | 0 | 0 | 0
oh_line_8103702_200841491 |  | AD | node_8103702_200841490 | node_8103702_200841491 | 193.544 | bal_1P_2AC | 8103702 | no | no |  |  | no |  |  | 0 | 0 | 0 | 0
oh_line_8103702_200841492 |  | AD | node_8103702_200841491 | node_8103702_200841492 | 408.784 | bal_1P_2AC | 8103702 | no | no |  |  | no |  |  | 0 | 0 | 0 | 0
oh_line_8103702_200841493 |  | AD | node_8103702_200841492 | node_8103702_200841493 | 71.286 | bal_1P_1/0AA | 8103702 | no | no |  |  | no |  |  | 0 | 0 | 0 | 0
oh_line_8103702_200841495 |  | AD | node_8103702_201069806 | node_8103702_200841495 | 448.579 | bal_1P_2AC | 8103702 | no | no |  |  | no |  |  | 0 | 0 | 0 | 0
oh_line_8103702_200841496 |  | AD | node_8103702_200841495 | node_8103702_200841496 | 95.435 | bal_1P_2AC | 8103702 | no | no |  |  | no |  |  | 0 | 0 | 0 | 0
oh_line_8103702_200841497 |  | AD | node_8103702_200841496 | node_8103702_200841497 | 299.022 | bal_1P_2AC | 8103702 | no | no |  |  | no |  |  | 0 | 0 | 0 | 0
oh_line_8103702_200841498 |  | AD | node_8103702_200841497 | node_8103702_200841498 | 138.58 | bal_1P_2AC | 8103702 | no | no |  |  | no |  |  | 0 | 0 | 0 | 0
oh_line_8103702_200841499 |  | AD | node_8103702_200841498 | node_8103702_200841499 | 454.852 | bal_1P_2AC | 8103702 | no | no |  |  | no |  |  | 0 | 0 | 0 | 0
oh_line_8103702_200841500 |  | AD | node_8103702_200841499 | node_8103702_200841500 | 208.23 | bal_1P_1/0AC | 8103702 | no | no |  |  | no |  |  | 0 | 0 | 0 | 0
oh_line_8103702_200841501 |  | AD | node_8103702_200841500 | node_8103702_200841501 | 220.935 | bal_1P_1/0AC | 8103702 | no | no |  |  | no |  |  | 0 | 0 | 0 | 0
oh_line_8103702_200841502 |  | AD | node_8103702_200841501 | node_8103702_200841502 | 226.41 | bal_1P_1/0AC | 8103702 | no | no |  |  | no |  |  | 0 | 0 | 0 | 0
oh_line_8103702_200841569 |  | AD | node_8103702_200842495 | node_intto1_8103702_200841569 | 298.947 | bal_1P_2AC | 8103702 | no | no |  |  | no |  |  | 0 | 0 | 0 | 0
oh_line_8103702_200841571 |  | AD | node_8103702_310010375 | node_8103702_200841571 | 257.598 | bal_1P_2AC | 8103702 | no | no |  |  | no |  |  | 0 | 0 | 0 | 0
oh_line_8103702_200841572 |  | AD | node_8103702_200841571 | node_8103702_200841572 | 336.287 | bal_1P_1/0AA | 8103702 | no | no |  |  | no |  |  | 0 | 0 | 0 | 0
oh_line_8103702_200841575 |  | AD | node_8103702_200841569 | node_8103702_200841575 | 158.598 | bal_1P_1/0AC | 8103702 | no | no |  |  | no |  |  | 0 | 0 | 0 | 0
oh_line_8103702_200841576 |  | AD | node_8103702_200841575 | node_8103702_200841576 | 223.086 | bal_1P_1/0AC | 8103702 | no | no |  |  | no |  |  | 0 | 0 | 0 | 0
oh_line_8103702_200841577 |  | AD | node_8103702_200841576 | node_8103702_200841577 | 196.636 | bal_1P_1/0AC | 8103702 | no | no |  |  | no |  |  | 0 | 0 | 0 | 0
oh_line_8103702_200841578 |  | AD | node_8103702_200841569 | node_8103702_200841578 | 182.385 | bal_1P_2AC | 8103702 | no | no |  |  | no |  |  | 0 | 0 | 0 | 0
oh_line_8103702_200841580 |  | AD | node_8103702_200841578 | node_8103702_200841580 | 276.695 | bal_1P_2AC | 8103702 | no | no |  |  | no |  |  | 0 | 0 | 0 | 0
oh_line_8103702_200841583 |  | AD | node_8103702_201046974 | node_8103702_200841583 | 222.433 | bal_1P_2AC | 8103702 | no | no |  |  | no |  |  | 0 | 0 | 0 | 0
oh_line_8103702_200841584 |  | AD | node_8103702_200841583 | node_8103702_200841584 | 127.163 | bal_1P_2AC | 8103702 | no | no |  |  | no |  |  | 0 | 0 | 0 | 0
oh_line_8103702_200841585 |  | AD | node_8103702_200841584 | node_8103702_200841585 | 294.745 | bal_1P_1/0AA | 8103702 | no | no |  |  | no |  |  | 0 | 0 | 0 | 0
oh_line_8103702_200841646 |  | AD | node_8103702_200840950 | node_8103702_200841646 | 76.226 | bal_1P_2AC | 8103702 | no | no |  |  | no |  |  | 0 | 0 | 0 | 0
oh_line_8103702_200841647 |  | AD | node_8103702_200841646 | node_8103702_200841647 | 216.155 | bal_1P_2AC | 8103702 | no | no |  |  | no |  |  | 0 | 0 | 0 | 0
oh_line_8103702_200841648 |  | AD | node_8103702_200841647 | node_8103702_200841648 | 302.118 | bal_1P_2AC | 8103702 | no | no |  |  | no |  |  | 0 | 0 | 0 | 0
oh_line_8103702_200841649 |  | AD | node_8103702_200841648 | node_8103702_200841649 | 297.06 | bal_1P_2AC | 8103702 | no | no |  |  | no |  |  | 0 | 0 | 0 | 0
oh_line_8103702_200841701 |  | AD | node_8103702_200843278 | node_intto1_8103702_200841701 | 69.611 | bal_1P_2AC | 8103702 | no | no |  |  | no |  |  | 0 | 0 | 0 | 0
oh_line_8103702_200841702 |  | AD | node_8103702_200841712 | node_8103702_200841702 | 228.019 | bal_1P_1/0AC | 8103702 | no | no |  |  | no |  |  | 0 | 0 | 0 | 0
oh_line_8103702_200841703 |  | AD | node_8103702_200841701 | node_8103702_200841703 | 225.396 | bal_1P_2AC | 8103702 | no | no |  |  | no |  |  | 0 | 0 | 0 | 0
oh_line_8103702_200841704 |  | AD | node_8103702_200841703 | node_8103702_200841704 | 256.328 | bal_1P_2AC | 8103702 | no | no |  |  | no |  |  | 0 | 0 | 0 | 0
oh_line_8103702_200841706 |  | AD | node_8103702_200841704 | node_8103702_200841706 | 216.461 | bal_1P_2AC | 8103702 | no | no |  |  | no |  |  | 0 | 0 | 0 | 0
oh_line_8103702_200841707 |  | AD | node_8103702_200841706 | node_8103702_200841707 | 218.309 | bal_1P_2AC | 8103702 | no | no |  |  | no |  |  | 0 | 0 | 0 | 0
oh_line_8103702_200841709 |  | AD | node_8103702_200841707 | node_8103702_200841709 | 262.482 | bal_1P_2AC | 8103702 | no | no |  |  | no |  |  | 0 | 0 | 0 | 0
oh_line_8103702_200841710 |  | AD | node_8103702_200841709 | node_8103702_200841710 | 325.131 | bal_1P_2AC | 8103702 | no | no |  |  | no |  |  | 0 | 0 | 0 | 0
oh_line_8103702_200841711 |  | AD | node_8103702_200841710 | node_8103702_200841711 | 100.603 | bal_1P_1/0AC | 8103702 | no | no |  |  | no |  |  | 0 | 0 | 0 | 0
oh_line_8103702_200841712 |  | AD | node_8103702_200841711 | node_8103702_200841712 | 107.94 | bal_1P_1/0AC | 8103702 | no | no |  |  | no |  |  | 0 | 0 | 0 | 0
oh_line_8103702_200841713 |  | AD | node_8103702_200841712 | node_8103702_200841713 | 263.773 | bal_1P_1/0AC | 8103702 | no | no |  |  | no |  |  | 0 | 0 | 0 | 0
oh_line_8103702_200841783 |  | AD | node_8103702_200842478 | node_intto1_8103702_200841783 | 341.884 | bal_1P_1/0AC | 8103702 | no | no |  |  | no |  |  | 0 | 0 | 0 | 0
oh_line_8103702_200841787 |  | AD | node_8103702_200841804 | node_8103702_200841787 | 117.35 | bal_1P_1/0AA | 8103702 | no | no |  |  | no |  |  | 0 | 0 | 0 | 0
oh_line_8103702_200841788 |  | AD | node_8103702_200841787 | node_8103702_200841788 | 305.536 | bal_1P_1/0AA | 8103702 | no | no |  |  | no |  |  | 0 | 0 | 0 | 0
oh_line_8103702_200841789 |  | AD | node_8103702_200841788 | node_8103702_200841789 | 302.182 | bal_1P_1/0AA | 8103702 | no | no |  |  | no |  |  | 0 | 0 | 0 | 0
oh_line_8103702_200841790 |  | AD | node_8103702_200841789 | node_8103702_200841790 | 319.915 | bal_1P_1/0AA | 8103702 | no | no |  |  | no |  |  | 0 | 0 | 0 | 0
oh_line_8103702_200841791 |  | AD | node_8103702_200841790 | node_8103702_200841791 | 135.77 | bal_1P_1/0AA | 8103702 | no | no |  |  | no |  |  | 0 | 0 | 0 | 0
oh_line_8103702_200841792 |  | AD | node_8103702_200841791 | node_8103702_200841792 | 163.551 | bal_1P_1/0AA | 8103702 | no | no |  |  | no |  |  | 0 | 0 | 0 | 0
oh_line_8103702_200841793 |  | AD | node_8103702_200841792 | node_8103702_200841793 | 231.513 | bal_1P_1/0AA | 8103702 | no | no |  |  | no |  |  | 0 | 0 | 0 | 0
oh_line_8103702_200841794 |  | AD | node_8103702_200841793 | node_8103702_200841794 | 102.991 | bal_1P_4AC | 8103702 | no | no |  |  | no |  |  | 0 | 0 | 0 | 0
oh_line_8103702_200841796 |  | AD | node_8103702_200841793 | node_8103702_200841796 | 194.859 | bal_1P_1/0AA | 8103702 | no | no |  |  | no |  |  | 0 | 0 | 0 | 0
oh_line_8103702_200841797 |  | AD | node_8103702_200841783 | node_8103702_200841797 | 376.137 | bal_1P_1/0AC | 8103702 | no | no |  |  | no |  |  | 0 | 0 | 0 | 0
oh_line_8103702_200841798 |  | AD | node_8103702_200841797 | node_8103702_200841798 | 288.445 | bal_1P_1/0AA | 8103702 | no | no |  |  | no |  |  | 0 | 0 | 0 | 0
oh_line_8103702_200841800 |  | AD | node_8103702_200977873 | node_8103702_200841800 | 297.171 | bal_1P_1/0AA | 8103702 | no | no |  |  | no |  |  | 0 | 0 | 0 | 0
oh_line_8103702_200841801 |  | AD | node_8103702_200841800 | node_8103702_200841801 | 276.959 | bal_1P_1/0AA | 8103702 | no | no |  |  | no |  |  | 0 | 0 | 0 | 0
oh_line_8103702_200841802 |  | AD | node_8103702_200841801 | node_8103702_200841802 | 270.762 | bal_1P_1/0AA | 8103702 | no | no |  |  | no |  |  | 0 | 0 | 0 | 0
oh_line_8103702_200841803 |  | AD | node_8103702_200841802 | node_8103702_200841803 | 256.005 | bal_1P_1/0AA | 8103702 | no | no |  |  | no |  |  | 0 | 0 | 0 | 0
oh_line_8103702_200841804 |  | AD | node_8103702_200841803 | node_8103702_200841804 | 243.397 | bal_1P_1/0AA | 8103702 | no | no |  |  | no |  |  | 0 | 0 | 0 | 0
oh_line_8103702_200841805 |  | AD | node_8103702_200841648 | node_intto1_8103702_200841805 | 115.154 | bal_1P_1/0AC | 8103702 | no | no |  |  | no |  |  | 0 | 0 | 0 | 0
oh_line_8103702_200841806 |  | AD | node_8103702_200841805 | node_8103702_200841806 | 318.497 | bal_1P_1/0AC | 8103702 | no | no |  |  | no |  |  | 0 | 0 | 0 | 0
oh_line_8103702_200841807 |  | AD | node_8103702_200841806 | node_8103702_200841807 | 295.421 | bal_1P_1/0AC | 8103702 | no | no |  |  | no |  |  | 0 | 0 | 0 | 0
oh_line_8103702_200841808 |  | AD | node_8103702_200841807 | node_8103702_200841808 | 283.873 | bal_1P_1/0AC | 8103702 | no | no |  |  | no |  |  | 0 | 0 | 0 | 0
oh_line_8103702_200841810 |  | AD | node_8103702_200840763 | node_8103702_200841810 | 329.382 | bal_1P_1/0AC | 8103702 | no | no |  |  | no |  |  | 0 | 0 | 0 | 0
oh_line_8103702_200841811 |  | AD | node_8103702_200841810 | node_8103702_200841811 | 207.401 | bal_1P_1/0AC | 8103702 | no | no |  |  | no |  |  | 0 | 0 | 0 | 0
oh_line_8103702_200841812 |  | AD | node_8103702_200841811 | node_8103702_200841812 | 208.469 | bal_1P_1/0AC | 8103702 | no | no |  |  | no |  |  | 0 | 0 | 0 | 0
oh_line_8103702_200841819 |  | AD | node_8103702_200841846 | node_8103702_200841819 | 358.743 | bal_1P_2AC | 8103702 | no | no |  |  | no |  |  | 0 | 0 | 0 | 0
oh_line_8103702_200841821 |  | AD | node_8103702_200841819 | node_8103702_200841821 | 383.665 | bal_1P_2AC | 8103702 | no | no |  |  | no |  |  | 0 | 0 | 0 | 0
oh_line_8103702_200841823 |  | AD | node_8103702_201016071 | node_8103702_200841823 | 312.24 | bal_1P_2AC | 8103702 | no | no |  |  | no |  |  | 0 | 0 | 0 | 0
oh_line_8103702_200841827 |  | AD | node_8103702_201015856 | node_8103702_200841827 | 388.627 | bal_1P_2AC | 8103702 | no | no |  |  | no |  |  | 0 | 0 | 0 | 0
oh_line_8103702_200841828 |  | AD | node_8103702_200841827 | node_8103702_200841828 | 431.804 | bal_1P_2AC | 8103702 | no | no |  |  | no |  |  | 0 | 0 | 0 | 0
oh_line_8103702_200841829 |  | AD | node_8103702_200841828 | node_8103702_200841829 | 539.175 | bal_1P_2AC | 8103702 | no | no |  |  | no |  |  | 0 | 0 | 0 | 0
oh_line_8103702_200841830 |  | AD | node_8103702_200841829 | node_8103702_200841830 | 345.37 | bal_1P_1/0AA | 8103702 | no | no |  |  | no |  |  | 0 | 0 | 0 | 0
oh_line_8103702_200841831 |  | AD | node_8103702_200841830 | node_8103702_200841831 | 306.043 | bal_1P_1/0AA | 8103702 | no | no |  |  | no |  |  | 0 | 0 | 0 | 0
oh_line_8103702_200841832 |  | AD | node_8103702_200970214 | node_intto1_8103702_200841832 | 312.226 | bal_1P_1/0AA | 8103702 | no | no |  |  | no |  |  | 0 | 0 | 0 | 0
oh_line_8103702_200841834 |  | AD | node_8103702_200841832 | node_8103702_200841834 | 351.692 | bal_1P_2AC | 8103702 | no | no |  |  | no |  |  | 0 | 0 | 0 | 0
oh_line_8103702_200841837 |  | AD | node_8103702_200841834 | node_8103702_200841837 | 349.488 | bal_1P_2AC | 8103702 | no | no |  |  | no |  |  | 0 | 0 | 0 | 0
oh_line_8103702_200841838 |  | AD | node_8103702_200841837 | node_8103702_200841838 | 208.737 | bal_1P_1/0AC | 8103702 | no | no |  |  | no |  |  | 0 | 0 | 0 | 0
oh_line_8103702_200841839 |  | AD | node_8103702_200841837 | node_8103702_200841839 | 285.607 | bal_1P_2AC | 8103702 | no | no |  |  | no |  |  | 0 | 0 | 0 | 0
oh_line_8103702_200841840 |  | AD | node_8103702_200841839 | node_8103702_200841840 | 278.614 | bal_1P_1/0AA | 8103702 | no | no |  |  | no |  |  | 0 | 0 | 0 | 0
oh_line_8103702_200841841 |  | AD | node_8103702_200841840 | node_8103702_200841841 | 266.833 | bal_1P_1/0AA | 8103702 | no | no |  |  | no |  |  | 0 | 0 | 0 | 0
oh_line_8103702_200841842 |  | AD | node_8103702_200841841 | node_8103702_200841842 | 288.897 | bal_1P_1/0AA | 8103702 | no | no |  |  | no |  |  | 0 | 0 | 0 | 0
oh_line_8103702_200841843 |  | AD | node_8103702_200841842 | node_8103702_200841843 | 250.424 | bal_1P_1/0AA | 8103702 | no | no |  |  | no |  |  | 0 | 0 | 0 | 0
oh_line_8103702_200841844 |  | AD | node_8103702_200841839 | node_8103702_200841844 | 312.49 | bal_1P_2AC | 8103702 | no | no |  |  | no |  |  | 0 | 0 | 0 | 0
oh_line_8103702_200841845 |  | AD | node_8103702_200841844 | node_8103702_200841845 | 335.279 | bal_1P_2AC | 8103702 | no | no |  |  | no |  |  | 0 | 0 | 0 | 0
oh_line_8103702_200841846 |  | AD | node_8103702_200841845 | node_8103702_200841846 | 361.373 | bal_1P_2AC | 8103702 | no | no |  |  | no |  |  | 0 | 0 | 0 | 0
oh_line_8103702_200841848 |  | AD | node_8103702_200841864 | node_8103702_200841848 | 216.194 | bal_1P_1/0AC | 8103702 | no | no |  |  | no |  |  | 0 | 0 | 0 | 0
oh_line_8103702_200841849 |  | ABCD | node_8103702_201014609 | node_8103702_200841849 | 133.608 | bal_3P_4/0AC | 8103702 | no | no |  |  | no |  |  | 0 | 0 | 0 | 0
oh_line_8103702_200841850 |  | ABCD | node_8103702_200841870 | node_8103702_200841850 | 158.4 | bal_3P_4/0AC | 8103702 | no | no |  |  | no |  |  | 0 | 0 | 0 | 0
oh_line_8103702_200841851 |  | ABCD | node_8103702_200841850 | node_8103702_200841851 | 258.676 | bal_3P_4/0AC | 8103702 | no | no |  |  | no |  |  | 0 | 0 | 0 | 0
oh_line_8103702_200841852 |  | ABCD | node_8103702_200841851 | node_8103702_200841852 | 242.426 | bal_3P_4/0AC | 8103702 | no | no |  |  | no |  |  | 0 | 0 | 0 | 0
oh_line_8103702_200841853 |  | ABCD | node_8103702_200841852 | node_intto1_8103702_200841853 | 169.797 | bal_3P_4/0AC | 8103702 | no | no |  |  | no |  |  | 0 | 0 | 0 | 0
oh_line_8103702_200841854 |  | ABCD | node_8103702_200841853 | node_8103702_200841854 | 290.675 | bal_3P_4/0AC | 8103702 | no | no |  |  | no |  |  | 0 | 0 | 0 | 0
oh_line_8103702_200841855 |  | AD | node_8103702_200841854 | node_8103702_200841855 | 123.162 | bal_1P_1/0AA | 8103702 | no | no |  |  | no |  |  | 0 | 0 | 0 | 0
oh_line_8103702_200841857 |  | AD | node_8103702_200841855 | node_8103702_200841857 | 275.719 | bal_1P_1/0AA | 8103702 | no | no |  |  | no |  |  | 0 | 0 | 0 | 0
oh_line_8103702_200841858 |  | AD | node_8103702_200841857 | node_8103702_200841858 | 287.547 | bal_1P_1/0AA | 8103702 | no | no |  |  | no |  |  | 0 | 0 | 0 | 0
oh_line_8103702_200841859 |  | ABCD | node_8103702_200841854 | node_8103702_200841859 | 286.205 | bal_3P_4/0AC | 8103702 | no | no |  |  | no |  |  | 0 | 0 | 0 | 0
oh_line_8103702_200841860 |  | AD | node_8103702_200841859 | node_8103702_200841860 | 297.625 | bal_1P_1/0AA | 8103702 | no | no |  |  | no |  |  | 0 | 0 | 0 | 0
oh_line_8103702_200841861 |  | ABCD | node_8103702_200841849 | node_8103702_200841861 | 220.717 | bal_3P_4/0AC | 8103702 | no | no |  |  | no |  |  | 0 | 0 | 0 | 0
oh_line_8103702_200841862 |  | ABCD | node_8103702_200841861 | node_8103702_200841862 | 132.318 | bal_3P_4/0AC | 8103702 | no | no |  |  | no |  |  | 0 | 0 | 0 | 0
oh_line_8103702_200841863 |  | ABCD | node_8103702_200841862 | node_8103702_200841863 | 108.028 | bal_3P_4/0AC | 8103702 | no | no |  |  | no |  |  | 0 | 0 | 0 | 0
oh_line_8103702_200841864 |  | ABCD | node_8103702_200841863 | node_8103702_200841864 | 242.827 | bal_3P_4/0AC | 8103702 | no | no |  |  | no |  |  | 0 | 0 | 0 | 0
oh_line_8103702_200841865 |  | ABCD | node_8103702_200841864 | node_8103702_200841865 | 357.436 | bal_3P_4/0AC | 8103702 | no | no |  |  | no |  |  | 0 | 0 | 0 | 0
oh_line_8103702_200841866 |  | ABCD | node_8103702_200841865 | node_8103702_200841866 | 231.402 | bal_3P_4/0AC | 8103702 | no | no |  |  | no |  |  | 0 | 0 | 0 | 0
oh_line_8103702_200841867 |  | ABCD | node_8103702_200841866 | node_8103702_200841867 | 349.089 | bal_3P_4/0AC | 8103702 | no | no |  |  | no |  |  | 0 | 0 | 0 | 0
oh_line_8103702_200841868 |  | AD | node_8103702_200841867 | node_8103702_200841868 | 181.93 | bal_1P_1/0AA | 8103702 | no | no |  |  | no |  |  | 0 | 0 | 0 | 0
oh_line_8103702_200841869 |  | AD | node_8103702_200841868 | node_8103702_200841869 | 289.274 | bal_1P_1/0AA | 8103702 | no | no |  |  | no |  |  | 0 | 0 | 0 | 0
oh_line_8103702_200841870 |  | ABCD | node_8103702_200841867 | node_8103702_200841870 | 241.6 | bal_3P_4/0AC | 8103702 | no | no |  |  | no |  |  | 0 | 0 | 0 | 0
oh_line_8103702_200841883 |  | AD | node_8103702_200841207 | node_8103702_200841883 | 321.169 | bal_1P_1/0AC | 8103702 | no | no |  |  | no |  |  | 0 | 0 | 0 | 0
oh_line_8103702_200841884 |  | AD | node_8103702_200841883 | node_8103702_200841884 | 245.21 | bal_1P_1/0AC | 8103702 | no | no |  |  | no |  |  | 0 | 0 | 0 | 0
oh_line_8103702_200841887 |  | ABCD | node_8103702_200842453 | node_8103702_200841887 | 49.975 | bal_3P_4/0AC | 8103702 | no | no |  |  | no |  |  | 0 | 0 | 0 | 0
oh_line_8103702_200841888 |  | ABCD | node_8103702_200841887 | node_intto1_8103702_200841888 | 169.964 | bal_3P_4/0AC | 8103702 | no | no |  |  | no |  |  | 0 | 0 | 0 | 0
oh_line_8103702_200841889 |  | ABCD | node_8103702_200841888 | node_8103702_200841889 | 198.126 | bal_3P_4/0AC | 8103702 | no | no |  |  | no |  |  | 0 | 0 | 0 | 0
oh_line_8103702_200841891 |  | AD | node_8103702_200841888 | node_8103702_200841891 | 123.245 | bal_1P_1/0AA | 8103702 | no | no |  |  | no |  |  | 0 | 0 | 0 | 0
oh_line_8103702_200841892 |  | AD | node_8103702_200841891 | node_8103702_200841892 | 129.305 | bal_1P_1/0AA | 8103702 | no | no |  |  | no |  |  | 0 | 0 | 0 | 0
oh_line_8103702_200841893 |  | AD | node_8103702_200841892 | node_8103702_200841893 | 136.546 | bal_1P_1/0AA | 8103702 | no | no |  |  | no |  |  | 0 | 0 | 0 | 0
oh_line_8103702_200841990 |  | AD | node_8103702_200840716 | node_8103702_200841990 | 73.053 | bal_1P_1/0AC | 8103702 | no | no |  |  | no |  |  | 0 | 0 | 0 | 0
oh_line_8103702_200841992 |  | AD | node_8103702_200978683 | node_8103702_200841992 | 191.954 | bal_1P_1/0AC | 8103702 | no | no |  |  | no |  |  | 0 | 0 | 0 | 0
oh_line_8103702_200841993 |  | AD | node_8103702_200841992 | node_8103702_200841993 | 150.785 | bal_1P_1/0AC | 8103702 | no | no |  |  | no |  |  | 0 | 0 | 0 | 0
oh_line_8103702_200841994 |  | AD | node_8103702_200841993 | node_8103702_200841994 | 280.061 | bal_1P_1/0AA | 8103702 | no | no |  |  | no |  |  | 0 | 0 | 0 | 0
oh_line_8103702_200842002 |  | ABCD | node_8103702_200842001 | node_8103702_200842002 | 237.454 | bal_3P_2AC | 8103702 | no | no |  |  | no |  |  | 0 | 0 | 0 | 0
oh_line_8103702_200842003 |  | ABCD | node_8103702_200842002 | node_intto1_8103702_200842003 | 243.892 | bal_3P_2AC | 8103702 | no | no |  |  | no |  |  | 0 | 0 | 0 | 0
oh_line_8103702_200842004 |  | ABCD | node_8103702_200842003 | node_8103702_200842004 | 8.406 | bal_3P_2AC | 8103702 | no | no |  |  | no |  |  | 0 | 0 | 0 | 0
oh_line_8103702_200842028 |  | AD | node_8103702_200841207 | node_8103702_200842028 | 331.409 | bal_1P_1/0AA | 8103702 | no | no |  |  | no |  |  | 0 | 0 | 0 | 0
oh_line_8103702_200842029 |  | AD | node_8103702_200842028 | node_8103702_200842029 | 335.748 | bal_1P_1/0AA | 8103702 | no | no |  |  | no |  |  | 0 | 0 | 0 | 0
oh_line_8103702_200842030 |  | AD | node_8103702_200842029 | node_8103702_200842030 | 254.727 | bal_1P_1/0AA | 8103702 | no | no |  |  | no |  |  | 0 | 0 | 0 | 0
oh_line_8103702_200842031 |  | AD | node_8103702_200842030 | node_8103702_200842031 | 259.166 | bal_1P_1/0AA | 8103702 | no | no |  |  | no |  |  | 0 | 0 | 0 | 0
oh_line_8103702_200842032 |  | AD | node_8103702_200842029 | node_8103702_200842032 | 325.583 | bal_1P_1/0AA | 8103702 | no | no |  |  | no |  |  | 0 | 0 | 0 | 0
oh_line_8103702_200842033 |  | AD | node_8103702_200842032 | node_8103702_200842033 | 286.395 | bal_1P_1/0AA | 8103702 | no | no |  |  | no |  |  | 0 | 0 | 0 | 0
oh_line_8103702_200842034 |  | AD | node_8103702_200842033 | node_8103702_200842034 | 286.944 | bal_1P_1/0AA | 8103702 | no | no |  |  | no |  |  | 0 | 0 | 0 | 0
oh_line_8103702_200842314 |  | AD | node_8103702_200841100 | node_8103702_200842314 | 129.938 | bal_1P_1/0AA | 8103702 | no | no |  |  | no |  |  | 0 | 0 | 0 | 0
oh_line_8103702_200842315 |  | AD | node_8103702_200842314 | node_8103702_200842315 | 301.915 | bal_1P_1/0AA | 8103702 | no | no |  |  | no |  |  | 0 | 0 | 0 | 0
oh_line_8103702_200842316 |  | AD | node_8103702_200842315 | node_8103702_200842316 | 298.67 | bal_1P_1/0AA | 8103702 | no | no |  |  | no |  |  | 0 | 0 | 0 | 0
oh_line_8103702_200842317 |  | AD | node_8103702_200842316 | node_8103702_200842317 | 129.952 | bal_1P_1/0AA | 8103702 | no | no |  |  | no |  |  | 0 | 0 | 0 | 0
oh_line_8103702_200842318 |  | AD | node_8103702_200842317 | node_8103702_200842318 | 305.755 | bal_1P_1/0AA | 8103702 | no | no |  |  | no |  |  | 0 | 0 | 0 | 0
oh_line_8103702_200842319 |  | AD | node_8103702_200842318 | node_8103702_200842319 | 245.178 | bal_1P_1/0AA | 8103702 | no | no |  |  | no |  |  | 0 | 0 | 0 | 0
oh_line_8103702_200842320 |  | AD | node_8103702_200842319 | node_8103702_200842320 | 224.782 | bal_1P_1/0AA | 8103702 | no | no |  |  | no |  |  | 0 | 0 | 0 | 0
oh_line_8103702_200842443 |  | ABCD | node_8103702_200842444 | node_8103702_200842443 | 173.792 | bal_3P_477AL | 8103702 | no | no |  |  | no |  |  | 0 | 0 | 0 | 0
oh_line_8103702_200842444 |  | ABCD | node_8103702_200842445 | node_8103702_200842444 | 98.503 | bal_3P_477AL | 8103702 | no | no |  |  | no |  |  | 0 | 0 | 0 | 0
oh_line_8103702_200842445 |  | ABCD | node_8103702_200842446 | node_8103702_200842445 | 126.231 | bal_3P_477AL | 8103702 | no | no |  |  | no |  |  | 0 | 0 | 0 | 0
oh_line_8103702_200842446 |  | ABCD | node_8103702_200842447 | node_8103702_200842446 | 145.014 | bal_3P_477AL | 8103702 | no | no |  |  | no |  |  | 0 | 0 | 0 | 0
oh_line_8103702_200842447 |  | ABCD | node_8103702_200842448 | node_8103702_200842447 | 131.13 | bal_3P_477AL | 8103702 | no | no |  |  | no |  |  | 0 | 0 | 0 | 0
oh_line_8103702_200842448 |  | ABCD | node_8103702_200842449 | node_8103702_200842448 | 133.11 | bal_3P_477AL | 8103702 | no | no |  |  | no |  |  | 0 | 0 | 0 | 0
oh_line_8103702_200842449 |  | ABCD | node_8103702_200842450 | node_8103702_200842449 | 143.355 | bal_3P_477AL | 8103702 | no | no |  |  | no |  |  | 0 | 0 | 0 | 0
oh_line_8103702_200842450 |  | ABCD | node_8103702_200842451 | node_8103702_200842450 | 176.855 | bal_3P_477AL | 8103702 | no | no |  |  | no |  |  | 0 | 0 | 0 | 0
oh_line_8103702_200842451 |  | ABCD | node_8103702_200842452 | node_8103702_200842451 | 230.795 | bal_3P_477AL | 8103702 | no | no |  |  | no |  |  | 0 | 0 | 0 | 0
oh_line_8103702_200842452 |  | ABCD | node_8103702_200842453 | node_8103702_200842452 | 40.254 | bal_3P_477AL | 8103702 | no | no |  |  | no |  |  | 0 | 0 | 0 | 0
oh_line_8103702_200842453 |  | ABCD | node_SOURCE_8103702 | node_8103702_200842453 | 68.141 | bal_3P_477AL | 8103702 | no | no |  |  | no |  |  | 0 | 0 | 0 | 0
oh_line_8103702_200842454 |  | AD | node_8103702_200842453 | node_8103702_200842454 | 90.428 | bal_1P_2AC | 8103702 | no | no |  |  | no |  |  | 0 | 0 | 0 | 0
oh_line_8103702_200842455 |  | AD | node_8103702_200842454 | node_intto1_8103702_200842455 | 50.173 | bal_1P_2AC | 8103702 | no | no |  |  | no |  |  | 0 | 0 | 0 | 0
oh_line_8103702_200842457 |  | AD | node_8103702_201014609 | node_intto1_8103702_200842457 | 227.601 | bal_1P_2AC | 8103702 | no | no |  |  | no |  |  | 0 | 0 | 0 | 0
oh_line_8103702_200842458 |  | AD | node_8103702_200842457 | node_8103702_200842458 | 228.558 | bal_1P_2AC | 8103702 | no | no |  |  | no |  |  | 0 | 0 | 0 | 0
oh_line_8103702_200842459 |  | AD | node_8103702_200842458 | node_8103702_200842459 | 238.974 | bal_1P_2AC | 8103702 | no | no |  |  | no |  |  | 0 | 0 | 0 | 0
oh_line_8103702_200842460 |  | AD | node_8103702_200842459 | node_8103702_200842460 | 200.561 | bal_1P_2AC | 8103702 | no | no |  |  | no |  |  | 0 | 0 | 0 | 0
oh_line_8103702_200842461 |  | AD | node_8103702_200842460 | node_8103702_200842461 | 185.657 | bal_1P_2AC | 8103702 | no | no |  |  | no |  |  | 0 | 0 | 0 | 0
oh_line_8103702_200842462 |  | AD | node_8103702_200842461 | node_8103702_200842462 | 188.864 | bal_1P_2AC | 8103702 | no | no |  |  | no |  |  | 0 | 0 | 0 | 0
oh_line_8103702_200842463 |  | AD | node_8103702_200842462 | node_8103702_200842463 | 194.865 | bal_1P_2AC | 8103702 | no | no |  |  | no |  |  | 0 | 0 | 0 | 0
oh_line_8103702_200842464 |  | AD | node_8103702_200842463 | node_8103702_200842464 | 212.814 | bal_1P_2AC | 8103702 | no | no |  |  | no |  |  | 0 | 0 | 0 | 0
oh_line_8103702_200842465 |  | AD | node_8103702_200842464 | node_8103702_200842465 | 195.504 | bal_1P_2AC | 8103702 | no | no |  |  | no |  |  | 0 | 0 | 0 | 0
oh_line_8103702_200842466 |  | AD | node_8103702_200842465 | node_8103702_200842466 | 215.565 | bal_1P_2AC | 8103702 | no | no |  |  | no |  |  | 0 | 0 | 0 | 0
oh_line_8103702_200842467 |  | AD | node_8103702_200842466 | node_8103702_200842467 | 223.561 | bal_1P_2AC | 8103702 | no | no |  |  | no |  |  | 0 | 0 | 0 | 0
oh_line_8103702_200842468 |  | AD | node_8103702_200842467 | node_intto1_8103702_200842468 | 207.795 | bal_1P_2AC | 8103702 | no | no |  |  | no |  |  | 0 | 0 | 0 | 0
oh_line_8103702_200842469 |  | AD | node_8103702_200842468 | node_8103702_200842469 | 163.893 | bal_1P_2AC | 8103702 | no | no |  |  | no |  |  | 0 | 0 | 0 | 0
oh_line_8103702_200842471 |  | AD | node_8103702_201014610 | node_8103702_200842471 | 268.131 | bal_1P_2AC | 8103702 | no | no |  |  | no |  |  | 0 | 0 | 0 | 0
oh_line_8103702_200842472 |  | ABCD | node_8103702_200841859 | node_8103702_200842472 | 226.529 | bal_3P_4/0AC | 8103702 | no | no |  |  | no |  |  | 0 | 0 | 0 | 0
oh_line_8103702_200842473 |  | ABCD | node_8103702_200842472 | node_8103702_200842473 | 245.351 | bal_3P_2AC | 8103702 | no | no |  |  | no |  |  | 0 | 0 | 0 | 0
oh_line_8103702_200842474 |  | ABCD | node_8103702_200842473 | node_8103702_200842474 | 212.534 | bal_3P_2AC | 8103702 | no | no |  |  | no |  |  | 0 | 0 | 0 | 0
oh_line_8103702_200842475 |  | ABCD | node_8103702_200842474 | node_8103702_200842475 | 197.15 | bal_3P_2AC | 8103702 | no | no |  |  | no |  |  | 0 | 0 | 0 | 0
oh_line_8103702_200842476 |  | ABCD | node_8103702_200842475 | node_8103702_200842476 | 254.628 | bal_3P_2AC | 8103702 | no | no |  |  | no |  |  | 0 | 0 | 0 | 0
oh_line_8103702_200842477 |  | ABCD | node_8103702_200842476 | node_8103702_200842477 | 171.364 | bal_3P_2AC | 8103702 | no | no |  |  | no |  |  | 0 | 0 | 0 | 0
oh_line_8103702_200842478 |  | ABCD | node_8103702_200842477 | node_8103702_200842478 | 202.203 | bal_3P_2AC | 8103702 | no | no |  |  | no |  |  | 0 | 0 | 0 | 0
oh_line_8103702_200842479 |  | ABCD | node_8103702_200842478 | node_8103702_200842479 | 216.913 | bal_3P_2AC | 8103702 | no | no |  |  | no |  |  | 0 | 0 | 0 | 0
oh_line_8103702_200842482 |  | ABCD | node_8103702_201018932 | node_8103702_200842482 | 203.827 | bal_3P_2AC | 8103702 | no | no |  |  | no |  |  | 0 | 0 | 0 | 0
oh_line_8103702_200842484 |  | ABCD | node_8103702_201010862 | node_8103702_200842484 | 227.269 | bal_3P_2AC | 8103702 | no | no |  |  | no |  |  | 0 | 0 | 0 | 0
oh_line_8103702_200842486 |  | ABCD | node_8103702_201010876 | node_8103702_200842486 | 169.152 | bal_3P_2AC | 8103702 | no | no |  |  | no |  |  | 0 | 0 | 0 | 0
oh_line_8103702_200842487 |  | ABCD | node_8103702_200842486 | node_8103702_200842487 | 198.672 | bal_3P_2AC | 8103702 | no | no |  |  | no |  |  | 0 | 0 | 0 | 0
oh_line_8103702_200842488 |  | ABCD | node_8103702_200842487 | node_8103702_200842488 | 170.745 | bal_3P_2AC | 8103702 | no | no |  |  | no |  |  | 0 | 0 | 0 | 0
oh_line_8103702_200842489 |  | ABCD | node_8103702_200842488 | node_8103702_200842489 | 174.257 | bal_3P_2AC | 8103702 | no | no |  |  | no |  |  | 0 | 0 | 0 | 0
oh_line_8103702_200842490 |  | ABCD | node_8103702_200842489 | node_8103702_200842490 | 163.67 | bal_3P_2AC | 8103702 | no | no |  |  | no |  |  | 0 | 0 | 0 | 0
oh_line_8103702_200842491 |  | ABCD | node_8103702_200842490 | node_8103702_200842491 | 178.548 | bal_3P_2AC | 8103702 | no | no |  |  | no |  |  | 0 | 0 | 0 | 0
oh_line_8103702_200842493 |  | ABCD | node_8103702_201010874 | node_8103702_200842493 | 185.285 | bal_3P_2AC | 8103702 | no | no |  |  | no |  |  | 0 | 0 | 0 | 0
oh_line_8103702_200842494 |  | ABCD | node_8103702_200842493 | node_8103702_200842494 | 198.044 | bal_3P_2AC | 8103702 | no | no |  |  | no |  |  | 0 | 0 | 0 | 0
oh_line_8103702_200842495 |  | ABCD | node_8103702_200842494 | node_8103702_200842495 | 237.918 | bal_3P_2AC | 8103702 | no | no |  |  | no |  |  | 0 | 0 | 0 | 0
oh_line_8103702_200842497 |  | ABCD | node_8103702_200842495 | node_8103702_200842497 | 227.285 | bal_3P_2AC | 8103702 | no | no |  |  | no |  |  | 0 | 0 | 0 | 0
oh_line_8103702_200842498 |  | ABCD | node_8103702_200842497 | node_8103702_200842498 | 217.185 | bal_3P_2AC | 8103702 | no | no |  |  | no |  |  | 0 | 0 | 0 | 0
oh_line_8103702_200842499 |  | ABCD | node_8103702_200842498 | node_8103702_200842499 | 161.747 | bal_3P_2AC | 8103702 | no | no |  |  | no |  |  | 0 | 0 | 0 | 0
oh_line_8103702_200842500 |  | ABCD | node_8103702_200842499 | node_8103702_200842500 | 256.771 | bal_3P_2AC | 8103702 | no | no |  |  | no |  |  | 0 | 0 | 0 | 0
oh_line_8103702_200842501 |  | ABCD | node_8103702_200842500 | node_8103702_200842501 | 265.241 | bal_3P_2AC | 8103702 | no | no |  |  | no |  |  | 0 | 0 | 0 | 0
oh_line_8103702_200842502 |  | ABCD | node_8103702_200842501 | node_8103702_200842502 | 189.762 | bal_3P_2AC | 8103702 | no | no |  |  | no |  |  | 0 | 0 | 0 | 0
oh_line_8103702_200842503 |  | ABCD | node_8103702_200842502 | node_8103702_200842503 | 192.261 | bal_3P_2AC | 8103702 | no | no |  |  | no |  |  | 0 | 0 | 0 | 0
oh_line_8103702_200842504 |  | ABCD | node_8103702_200842503 | node_8103702_200842504 | 193.93 | bal_3P_2AC | 8103702 | no | no |  |  | no |  |  | 0 | 0 | 0 | 0
oh_line_8103702_200842505 |  | ABCD | node_8103702_200842504 | node_8103702_200842505 | 217.143 | bal_3P_2AC | 8103702 | no | no |  |  | no |  |  | 0 | 0 | 0 | 0
oh_line_8103702_200842506 |  | ABCD | node_8103702_200842505 | node_8103702_200842506 | 126.628 | bal_3P_2AC | 8103702 | no | no |  |  | no |  |  | 0 | 0 | 0 | 0
oh_line_8103702_200842507 |  | AD | node_8103702_200842506 | node_8103702_200842507 | 137.253 | bal_1P_2AC | 8103702 | no | no |  |  | no |  |  | 0 | 0 | 0 | 0
oh_line_8103702_200842508 |  | AD | node_8103702_200842507 | node_8103702_200842508 | 134.899 | bal_1P_2AC | 8103702 | no | no |  |  | no |  |  | 0 | 0 | 0 | 0
oh_line_8103702_200842509 |  | AD | node_8103702_200842508 | node_8103702_200842509 | 213.121 | bal_1P_2AC | 8103702 | no | no |  |  | no |  |  | 0 | 0 | 0 | 0
oh_line_8103702_200842510 |  | AD | node_8103702_200842509 | node_intto1_8103702_200842510 | 265.164 | bal_1P_2AC | 8103702 | no | no |  |  | no |  |  | 0 | 0 | 0 | 0
oh_line_8103702_200842511-1 |  | AD | node_1365753_596_15344624_005 | node_8103702_200842511 | 22.685 | bal_1P_2AC | 8103702 | no | no |  |  | no |  |  | 0 | 0 | 0 | 0
oh_line_8103702_200842511-2 |  | AD | node_8103702_200842510 | node_1365753_596_15344624_005 | 108.738 | bal_1P_2AC | 8103702 | no | no |  |  | no |  |  | 0 | 0 | 0 | 0
oh_line_8103702_200842517 |  | AD | node_8103702_201013530 | node_8103702_200842517 | 194.842 | bal_1P_2AC | 8103702 | no | no |  |  | no |  |  | 0 | 0 | 0 | 0
oh_line_8103702_200842596 |  | AD | node_8103702_200842459 | node_8103702_200842596 | 201.035 | bal_1P_4CU | 8103702 | no | no |  |  | no |  |  | 0 | 0 | 0 | 0
oh_line_8103702_200842597 |  | AD | node_8103702_200842596 | node_8103702_200842597 | 206.866 | bal_1P_4CU | 8103702 | no | no |  |  | no |  |  | 0 | 0 | 0 | 0
oh_line_8103702_200842602 |  | AD | node_8103702_200842475 | node_8103702_200842602 | 170.801 | bal_1P_2AC | 8103702 | no | no |  |  | no |  |  | 0 | 0 | 0 | 0
oh_line_8103702_200842605 |  | AD | node_8103702_200842484 | node_8103702_200842605 | 258.713 | bal_1P_1/0AC | 8103702 | no | no |  |  | no |  |  | 0 | 0 | 0 | 0
oh_line_8103702_200842607 |  | AD | node_8103702_200842503 | node_8103702_200842607 | 230.917 | bal_1P_1/0AC | 8103702 | no | no |  |  | no |  |  | 0 | 0 | 0 | 0
oh_line_8103702_200842608 |  | AD | node_8103702_200842505 | node_8103702_200842608 | 180.157 | bal_1P_2AC | 8103702 | no | no |  |  | no |  |  | 0 | 0 | 0 | 0
oh_line_8103702_200842609 |  | AD | node_8103702_200842608 | node_8103702_200842609 | 144.469 | bal_1P_2AC | 8103702 | no | no |  |  | no |  |  | 0 | 0 | 0 | 0
oh_line_8103702_200842975 |  | ABCD | node_8103702_200842444 | node_8103702_200842975 | 174.865 | bal_3P_477AL | 8103702 | no | no |  |  | no |  |  | 0 | 0 | 0 | 0
oh_line_8103702_200842978 |  | AD | node_8103702_200987779 | node_8103702_200842978 | 312.347 | bal_1P_1/0AA | 8103702 | no | no |  |  | no |  |  | 0 | 0 | 0 | 0
oh_line_8103702_200842979 |  | ABCD | node_8103702_200987779 | node_8103702_200842979 | 242.465 | bal_3P_477AL | 8103702 | no | no |  |  | no |  |  | 0 | 0 | 0 | 0
oh_line_8103702_200842980 |  | ABCD | node_8103702_200842979 | node_8103702_200842980 | 239.374 | bal_3P_477AL | 8103702 | no | no |  |  | no |  |  | 0 | 0 | 0 | 0
oh_line_8103702_200842982 |  | ABCD | node_8103702_200842980 | node_8103702_200842982 | 405.468 | bal_3P_477AL | 8103702 | no | no |  |  | no |  |  | 0 | 0 | 0 | 0
oh_line_8103702_200842983 |  | ABCD | node_8103702_200842982 | node_8103702_200842983 | 352.791 | bal_3P_477AL | 8103702 | no | no |  |  | no |  |  | 0 | 0 | 0 | 0
oh_line_8103702_200842984 |  | ABCD | node_8103702_200842983 | node_8103702_200842984 | 204.454 | bal_3P_477AL | 8103702 | no | no |  |  | no |  |  | 0 | 0 | 0 | 0
oh_line_8103702_200842985 |  | ABCD | node_8103702_200842984 | node_8103702_200842985 | 245.141 | bal_3P_477AL | 8103702 | no | no |  |  | no |  |  | 0 | 0 | 0 | 0
oh_line_8103702_200842986 |  | ABCD | node_8103702_200842985 | node_8103702_200842986 | 106.119 | bal_3P_477AL | 8103702 | no | no |  |  | no |  |  | 0 | 0 | 0 | 0
oh_line_8103702_200843249 |  | ABCD | node_8103702_200843257 | node_8103702_200843249 | 210.875 | bal_3P_2AC | 8103702 | no | no |  |  | no |  |  | 0 | 0 | 0 | 0
oh_line_8103702_200843250 |  | ABCD | node_8103702_200843249 | node_8103702_200843250 | 337.184 | bal_3P_2AC | 8103702 | no | no |  |  | no |  |  | 0 | 0 | 0 | 0
oh_line_8103702_200843251 |  | ABCD | node_8103702_311931384 | node_8103702_200843251 | 247.035 | bal_3P_2AC | 8103702 | no | no |  |  | no |  |  | 0 | 0 | 0 | 0
oh_line_8103702_200843252 |  | ABCD | node_8103702_200843251 | node_8103702_200843252 | 283.44 | bal_3P_1/0AA | 8103702 | no | no |  |  | no |  |  | 0 | 0 | 0 | 0
oh_line_8103702_200843253 |  | ABCD | node_8103702_200843252 | node_8103702_200843253 | 285.973 | bal_3P_1/0AA | 8103702 | no | no |  |  | no |  |  | 0 | 0 | 0 | 0
oh_line_8103702_200843254 |  | AD | node_8103702_200843250 | node_8103702_200843254 | 73.786 | bal_1P_1/0AA | 8103702 | no | no |  |  | no |  |  | 0 | 0 | 0 | 0
oh_line_8103702_200843255 |  | AD | node_8103702_200843251 | node_8103702_200843255 | 328.401 | bal_1P_1/0AA | 8103702 | no | no |  |  | no |  |  | 0 | 0 | 0 | 0
oh_line_8103702_200843256 |  | AD | node_8103702_200843255 | node_8103702_200843256 | 178.22 | bal_1P_1/0AA | 8103702 | no | no |  |  | no |  |  | 0 | 0 | 0 | 0
oh_line_8103702_200843257 |  | ABCD | node_8103702_200843260 | node_8103702_200843257 | 218.424 | bal_3P_2AC | 8103702 | no | no |  |  | no |  |  | 0 | 0 | 0 | 0
oh_line_8103702_200843260 |  | ABCD | node_8103702_200843261 | node_8103702_200843260 | 208.05 | bal_3P_2AC | 8103702 | no | no |  |  | no |  |  | 0 | 0 | 0 | 0
oh_line_8103702_200843261 |  | ABCD | node_8103702_200843262 | node_8103702_200843261 | 347.86 | bal_3P_2AC | 8103702 | no | no |  |  | no |  |  | 0 | 0 | 0 | 0
oh_line_8103702_200843262 |  | ABCD | node_8103702_200843263 | node_8103702_200843262 | 307.168 | bal_3P_2AC | 8103702 | no | no |  |  | no |  |  | 0 | 0 | 0 | 0
oh_line_8103702_200843263 |  | ABCD | node_8103702_200964571 | node_8103702_200843263 | 169.927 | bal_3P_2AC | 8103702 | no | no |  |  | no |  |  | 0 | 0 | 0 | 0
oh_line_8103702_200843266 |  | AD | node_8103702_200964571 | node_intto1_8103702_200843266 | 340.087 | bal_1P_2AC | 8103702 | no | no |  |  | no |  |  | 0 | 0 | 0 | 0
oh_line_8103702_200843267 |  | AD | node_8103702_200843266 | node_8103702_200843267 | 95.389 | bal_1P_2AC | 8103702 | no | no |  |  | no |  |  | 0 | 0 | 0 | 0
oh_line_8103702_200843268 |  | AD | node_8103702_200843267 | node_8103702_200843268 | 234.768 | bal_1P_2AC | 8103702 | no | no |  |  | no |  |  | 0 | 0 | 0 | 0
oh_line_8103702_200843270 |  | AD | node_8103702_200843268 | node_8103702_200843270 | 170.907 | bal_1P_2AC | 8103702 | no | no |  |  | no |  |  | 0 | 0 | 0 | 0
oh_line_8103702_200843272 |  | ABCD | node_8103702_200843273 | node_8103702_200843272 | 211.302 | bal_3P_2AC | 8103702 | no | no |  |  | no |  |  | 0 | 0 | 0 | 0
oh_line_8103702_200843273 |  | ABCD | node_8103702_200843274 | node_8103702_200843273 | 169.467 | bal_3P_2AC | 8103702 | no | no |  |  | no |  |  | 0 | 0 | 0 | 0
oh_line_8103702_200843274 |  | ABCD | node_8103702_200843275 | node_intto1_8103702_200843274 | 231.349 | bal_3P_2AC | 8103702 | no | no |  |  | no |  |  | 0 | 0 | 0 | 0
oh_line_8103702_200843275 |  | ABCD | node_8103702_200843277 | node_intto1_8103702_200843275 | 197.26 | bal_3P_2AC | 8103702 | no | no |  |  | no |  |  | 0 | 0 | 0 | 0
oh_line_8103702_200843277 |  | ABCD | node_8103702_200843278 | node_8103702_200843277 | 476.798 | bal_3P_2AC | 8103702 | no | no |  |  | no |  |  | 0 | 0 | 0 | 0
oh_line_8103702_200843278 |  | ABCD | node_8103702_200843279 | node_8103702_200843278 | 191.852 | bal_3P_2AC | 8103702 | no | no |  |  | no |  |  | 0 | 0 | 0 | 0
oh_line_8103702_200843279 |  | ABCD | node_8103702_200843282 | node_8103702_200843279 | 220.108 | bal_3P_2AC | 8103702 | no | no |  |  | no |  |  | 0 | 0 | 0 | 0
oh_line_8103702_200843280 |  | AD | node_8103702_200843279 | node_8103702_200843280 | 261.615 | bal_1P_1/0AC | 8103702 | no | no |  |  | no |  |  | 0 | 0 | 0 | 0
oh_line_8103702_200843282 |  | ABCD | node_8103702_200843283 | node_8103702_200843282 | 257.587 | bal_3P_2AC | 8103702 | no | no |  |  | no |  |  | 0 | 0 | 0 | 0
oh_line_8103702_200843283 |  | ABCD | node_8103702_200843284 | node_8103702_200843283 | 354.66 | bal_3P_2AC | 8103702 | no | no |  |  | no |  |  | 0 | 0 | 0 | 0
oh_line_8103702_200843284 |  | ABCD | node_8103702_200843285 | node_8103702_200843284 | 409.312 | bal_3P_2AC | 8103702 | no | no |  |  | no |  |  | 0 | 0 | 0 | 0
oh_line_8103702_200843285 |  | ABCD | node_8103702_200843286 | node_8103702_200843285 | 402.711 | bal_3P_2AC | 8103702 | no | no |  |  | no |  |  | 0 | 0 | 0 | 0
oh_line_8103702_200843286 |  | ABCD | node_8103702_200843287 | node_intto1_8103702_200843286 | 387.548 | bal_3P_2AC | 8103702 | no | no |  |  | no |  |  | 0 | 0 | 0 | 0
oh_line_8103702_200843287 |  | ABCD | node_8103702_200843288 | node_8103702_200843287 | 211.576 | bal_3P_2AC | 8103702 | no | no |  |  | no |  |  | 0 | 0 | 0 | 0
oh_line_8103702_200843288 |  | ABCD | node_8103702_200843291 | node_8103702_200843288 | 332.724 | bal_3P_2AC | 8103702 | no | no |  |  | no |  |  | 0 | 0 | 0 | 0
oh_line_8103702_200843289 |  | AD | node_8103702_200843288 | node_8103702_200843289 | 248.582 | bal_1P_1/0AA | 8103702 | no | no |  |  | no |  |  | 0 | 0 | 0 | 0
oh_line_8103702_200843290 |  | AD | node_8103702_200843289 | node_8103702_200843290 | 241.989 | bal_1P_1/0AA | 8103702 | no | no |  |  | no |  |  | 0 | 0 | 0 | 0
oh_line_8103702_200843291 |  | ABCD | node_8103702_200843292 | node_8103702_200843291 | 323.252 | bal_3P_2AC | 8103702 | no | no |  |  | no |  |  | 0 | 0 | 0 | 0
oh_line_8103702_200843292 |  | ABCD | node_8103702_200843294 | node_8103702_200843292 | 232.966 | bal_3P_477AL | 8103702 | no | no |  |  | no |  |  | 0 | 0 | 0 | 0
oh_line_8103702_200843293 |  | ABCD | node_8103702_200843292 | node_8103702_200843293 | 286.501 | bal_3P_1/0AA | 8103702 | no | no |  |  | no |  |  | 0 | 0 | 0 | 0
oh_line_8103702_200843294 |  | ABCD | node_8103702_200843295 | node_8103702_200843294 | 253.268 | bal_3P_477AL | 8103702 | no | no |  |  | no |  |  | 0 | 0 | 0 | 0
oh_line_8103702_200843295 |  | ABCD | node_8103702_200843297 | node_8103702_200843295 | 278.58 | bal_3P_477AL | 8103702 | no | no |  |  | no |  |  | 0 | 0 | 0 | 0
oh_line_8103702_200843297 |  | ABCD | node_8103702_200843298 | node_8103702_200843297 | 280.64 | bal_3P_477AL | 8103702 | no | no |  |  | no |  |  | 0 | 0 | 0 | 0
oh_line_8103702_200843298 |  | ABCD | node_8103702_200843299 | node_8103702_200843298 | 248.391 | bal_3P_477AL | 8103702 | no | no |  |  | no |  |  | 0 | 0 | 0 | 0
oh_line_8103702_200843299 |  | ABCD | node_8103702_200944242 | node_8103702_200843299 | 110.132 | bal_3P_477AL | 8103702 | no | no |  |  | no |  |  | 0 | 0 | 0 | 0
oh_line_8103702_200843304 |  | ABCD | node_8103702_200843305 | node_8103702_200843304 | 165.18 | bal_3P_477AL | 8103702 | no | no |  |  | no |  |  | 0 | 0 | 0 | 0
oh_line_8103702_200843305 |  | ABCD | node_8103702_200843306 | node_8103702_200843305 | 193.747 | bal_3P_477AL | 8103702 | no | no |  |  | no |  |  | 0 | 0 | 0 | 0
oh_line_8103702_200843306 |  | ABCD | node_8103702_200843307 | node_intto1_8103702_200843306 | 191.604 | bal_3P_477AL | 8103702 | no | no |  |  | no |  |  | 0 | 0 | 0 | 0
oh_line_8103702_200843307 |  | ABCD | node_8103702_200843308 | node_8103702_200843307 | 162.763 | bal_3P_477AL | 8103702 | no | no |  |  | no |  |  | 0 | 0 | 0 | 0
oh_line_8103702_200843308 |  | ABCD | node_8103702_200843309 | node_8103702_200843308 | 253.357 | bal_3P_477AL | 8103702 | no | no |  |  | no |  |  | 0 | 0 | 0 | 0
oh_line_8103702_200843309 |  | ABCD | node_8103702_200843310 | node_8103702_200843309 | 127.78 | bal_3P_477AL | 8103702 | no | no |  |  | no |  |  | 0 | 0 | 0 | 0
oh_line_8103702_200843310 |  | ABCD | node_8103702_200843313 | node_8103702_200843310 | 176.84 | bal_3P_477AL | 8103702 | no | no |  |  | no |  |  | 0 | 0 | 0 | 0
oh_line_8103702_200843311 |  | AD | node_8103702_200843310 | node_8103702_200843311 | 381.034 | bal_1P_2AC | 8103702 | no | no |  |  | no |  |  | 0 | 0 | 0 | 0
oh_line_8103702_200843313 |  | ABCD | node_8103702_200843314 | node_8103702_200843313 | 102.984 | bal_3P_477AL | 8103702 | no | no |  |  | no |  |  | 0 | 0 | 0 | 0
oh_line_8103702_200843314 |  | ABCD | node_8103702_200843315 | node_8103702_200843314 | 188.646 | bal_3P_477AL | 8103702 | no | no |  |  | no |  |  | 0 | 0 | 0 | 0
oh_line_8103702_200843315 |  | ABCD | node_8103702_200843316 | node_8103702_200843315 | 141.529 | bal_3P_477AL | 8103702 | no | no |  |  | no |  |  | 0 | 0 | 0 | 0
oh_line_8103702_200843316 |  | ABCD | node_8103702_200843317 | node_8103702_200843316 | 154.009 | bal_3P_477AL | 8103702 | no | no |  |  | no |  |  | 0 | 0 | 0 | 0
oh_line_8103702_200843317 |  | ABCD | node_8103702_200843319 | node_8103702_200843317 | 220.565 | bal_3P_477AL | 8103702 | no | no |  |  | no |  |  | 0 | 0 | 0 | 0
oh_line_8103702_200843319 |  | ABCD | node_8103702_200843321 | node_8103702_200843319 | 127.505 | bal_3P_477AL | 8103702 | no | no |  |  | no |  |  | 0 | 0 | 0 | 0
oh_line_8103702_200843321 |  | ABCD | node_8103702_200843322 | node_8103702_200843321 | 189.34 | bal_3P_477AL | 8103702 | no | no |  |  | no |  |  | 0 | 0 | 0 | 0
oh_line_8103702_200843322 |  | ABCD | node_8103702_200843323 | node_8103702_200843322 | 227.322 | bal_3P_477AL | 8103702 | no | no |  |  | no |  |  | 0 | 0 | 0 | 0
oh_line_8103702_200843323 |  | ABCD | node_8103702_200843324 | node_8103702_200843323 | 218.439 | bal_3P_477AL | 8103702 | no | no |  |  | no |  |  | 0 | 0 | 0 | 0
oh_line_8103702_200843324 |  | ABCD | node_8103702_200843326 | node_8103702_200843324 | 152.146 | bal_3P_477AL | 8103702 | no | no |  |  | no |  |  | 0 | 0 | 0 | 0
oh_line_8103702_200843326 |  | ABCD | node_8103702_200843328 | node_8103702_200843326 | 251.356 | bal_3P_477AL | 8103702 | no | no |  |  | no |  |  | 0 | 0 | 0 | 0
oh_line_8103702_200843328 |  | ABCD | node_8103702_200843329 | node_8103702_200843328 | 185.423 | bal_3P_477AL | 8103702 | no | no |  |  | no |  |  | 0 | 0 | 0 | 0
oh_line_8103702_200843329 |  | ABCD | node_8103702_200843330 | node_8103702_200843329 | 183.681 | bal_3P_477AL | 8103702 | no | no |  |  | no |  |  | 0 | 0 | 0 | 0
oh_line_8103702_200843330 |  | ABCD | node_8103702_200843331 | node_8103702_200843330 | 182.698 | bal_3P_477AL | 8103702 | no | no |  |  | no |  |  | 0 | 0 | 0 | 0
oh_line_8103702_200843331 |  | ABCD | node_8103702_200843332 | node_8103702_200843331 | 188.962 | bal_3P_477AL | 8103702 | no | no |  |  | no |  |  | 0 | 0 | 0 | 0
oh_line_8103702_200843332 |  | ABCD | node_8103702_200843336 | node_8103702_200843332 | 180.233 | bal_3P_477AL | 8103702 | no | no |  |  | no |  |  | 0 | 0 | 0 | 0
oh_line_8103702_200843336 |  | ABCD | node_8103702_200843337 | node_8103702_200843336 | 179.433 | bal_3P_477AL | 8103702 | no | no |  |  | no |  |  | 0 | 0 | 0 | 0
oh_line_8103702_200843337 |  | ABCD | node_8103702_200843342 | node_intto1_8103702_200843337 | 234.873 | bal_3P_477AL | 8103702 | no | no |  |  | no |  |  | 0 | 0 | 0 | 0
oh_line_8103702_200843338 |  | AD | node_8103702_200843337 | node_8103702_200843338 | 80.28 | bal_1P_1/0AA | 8103702 | no | no |  |  | no |  |  | 0 | 0 | 0 | 0
oh_line_8103702_200843339 |  | AD | node_8103702_200843338 | node_8103702_200843339 | 294.81 | bal_1P_1/0AA | 8103702 | no | no |  |  | no |  |  | 0 | 0 | 0 | 0
oh_line_8103702_200843340 |  | AD | node_8103702_200843339 | node_8103702_200843340 | 269.718 | bal_1P_1/0AA | 8103702 | no | no |  |  | no |  |  | 0 | 0 | 0 | 0
oh_line_8103702_200843341 |  | AD | node_8103702_200843340 | node_8103702_200843341 | 309.089 | bal_1P_1/0AA | 8103702 | no | no |  |  | no |  |  | 0 | 0 | 0 | 0
oh_line_8103702_200843342 |  | ABCD | node_8103702_200840792 | node_8103702_200843342 | 289.93 | bal_3P_477AL | 8103702 | no | no |  |  | no |  |  | 0 | 0 | 0 | 0
oh_line_8103702_200843343 |  | AD | node_8103702_200843342 | node_8103702_200843343 | 87.458 | bal_1P_2AC | 8103702 | no | no |  |  | no |  |  | 0 | 0 | 0 | 0
oh_line_8103702_200843461 |  | ABCD | node_8103702_200843461 | node_8103702_311929907 | 221.693 | bal_3P_1/0AA | 8103702 | no | no |  |  | no |  |  | 0 | 0 | 0 | 0
oh_line_8103702_200843462 |  | ABCD | node_8103702_200843462 | node_intto1_8103702_311929911 | 226.258 | bal_3P_1/0AA | 8103702 | no | no |  |  | no |  |  | 0 | 0 | 0 | 0
oh_line_8103702_200843465 |  | ABCD | node_8103702_200843465 | node_8103702_200843463 | 474.391 | bal_3P_2AC | 8103702 | no | no |  |  | no |  |  | 0 | 0 | 0 | 0
oh_line_8103702_200843466 |  | ABCD | node_8103702_200843466 | node_8103702_200843465 | 440.091 | bal_3P_2AC | 8103702 | no | no |  |  | no |  |  | 0 | 0 | 0 | 0
oh_line_8103702_200843468-1 |  | ABCD | node_8103702_200843469 | node_8103702_200843468 | 297.473 | bal_3P_1/0AA | 8103702 | no | no |  |  | no |  |  | 0 | 0 | 0 | 0
oh_line_8103702_200843468-2 |  | ABCD | node_8103702_200843468 | node_8103702_200843466 | 275.442 | bal_3P_1/0AA | 8103702 | no | no |  |  | no |  |  | 0 | 0 | 0 | 0
oh_line_8103702_200843469 |  | ABCD | node_8103702_200843470 | node_8103702_200843469 | 64.357 | bal_3P_1/0AA | 8103702 | no | no |  |  | no |  |  | 0 | 0 | 0 | 0
oh_line_8103702_200843470 |  | ABCD | node_8103702_200843471 | node_8103702_200843470 | 231.828 | bal_3P_1/0AA | 8103702 | no | no |  |  | no |  |  | 0 | 0 | 0 | 0
oh_line_8103702_200843471 |  | ABCD | node_8103702_200843253 | node_8103702_200843471 | 321.66 | bal_3P_1/0AA | 8103702 | no | no |  |  | no |  |  | 0 | 0 | 0 | 0
oh_line_8103702_200844124 |  | AD | node_8103702_200840752 | node_8103702_200844124 | 323.361 | bal_1P_1/0AC | 8103702 | no | no |  |  | no |  |  | 0 | 0 | 0 | 0
oh_line_8103702_200844125 |  | AD | node_8103702_200844124 | node_8103702_200844125 | 371.193 | bal_1P_1/0AC | 8103702 | no | no |  |  | no |  |  | 0 | 0 | 0 | 0
oh_line_8103702_200844126 |  | AD | node_8103702_200844125 | node_8103702_200844126 | 356.545 | bal_1P_1/0AC | 8103702 | no | no |  |  | no |  |  | 0 | 0 | 0 | 0
oh_line_8103702_200844128 |  | AD | node_8103702_200844126 | node_8103702_200844128 | 278.85 | bal_1P_1/0AC | 8103702 | no | no |  |  | no |  |  | 0 | 0 | 0 | 0
oh_line_8103702_200844130 |  | AD | node_8103702_200844128 | node_8103702_200844130 | 246.755 | bal_1P_1/0AC | 8103702 | no | no |  |  | no |  |  | 0 | 0 | 0 | 0
oh_line_8103702_200844131 |  | AD | node_8103702_200844130 | node_8103702_200844131 | 225.361 | bal_1P_1/0AC | 8103702 | no | no |  |  | no |  |  | 0 | 0 | 0 | 0
oh_line_8103702_200844132 |  | AD | node_8103702_200844131 | node_8103702_200844132 | 258.37 | bal_1P_1/0AC | 8103702 | no | no |  |  | no |  |  | 0 | 0 | 0 | 0
oh_line_8103702_200844133 |  | AD | node_8103702_200844132 | node_8103702_200844133 | 214.052 | bal_1P_1/0AC | 8103702 | no | no |  |  | no |  |  | 0 | 0 | 0 | 0
oh_line_8103702_200844135-1 |  | AD | node_1355534_363_15353475_958 | node_8103702_200844135 | 4.991 | bal_1P_1/0AC | 8103702 | no | no |  |  | no |  |  | 0 | 0 | 0 | 0
oh_line_8103702_200844135-2 |  | AD | node_8103702_200844133 | node_1355534_363_15353475_958 | 227.079 | bal_1P_1/0AC | 8103702 | no | no |  |  | no |  |  | 0 | 0 | 0 | 0
oh_line_8103702_200844136 |  | AD | node_8103702_200844135 | node_8103702_200844136 | 390.324 | bal_1P_1/0AC | 8103702 | no | no |  |  | no |  |  | 0 | 0 | 0 | 0
oh_line_8103702_200844137 |  | AD | node_8103702_200844136 | node_8103702_200844137 | 397.392 | bal_1P_1/0AC | 8103702 | no | no |  |  | no |  |  | 0 | 0 | 0 | 0
oh_line_8103702_200844138 |  | AD | node_8103702_200844137 | node_8103702_200844138 | 302.899 | bal_1P_1/0AC | 8103702 | no | no |  |  | no |  |  | 0 | 0 | 0 | 0
oh_line_8103702_200844139 |  | AD | node_8103702_200844138 | node_8103702_200844139 | 257.611 | bal_1P_1/0AA | 8103702 | no | no |  |  | no |  |  | 0 | 0 | 0 | 0
oh_line_8103702_200844140 |  | AD | node_8103702_200844139 | node_8103702_200844140 | 287.199 | bal_1P_1/0AA | 8103702 | no | no |  |  | no |  |  | 0 | 0 | 0 | 0
oh_line_8103702_200844142 |  | AD | node_8103702_200844138 | node_8103702_200844142 | 235.456 | bal_1P_1/0AC | 8103702 | no | no |  |  | no |  |  | 0 | 0 | 0 | 0
oh_line_8103702_200844143 |  | AD | node_8103702_200844142 | node_8103702_200844143 | 319.627 | bal_1P_1/0AC | 8103702 | no | no |  |  | no |  |  | 0 | 0 | 0 | 0
oh_line_8103702_200844144 |  | AD | node_8103702_200844143 | node_8103702_200844144 | 250.693 | bal_1P_1/0AC | 8103702 | no | no |  |  | no |  |  | 0 | 0 | 0 | 0
oh_line_8103702_200844145 |  | AD | node_8103702_200844144 | node_8103702_200844145 | 221.556 | bal_1P_1/0AA | 8103702 | no | no |  |  | no |  |  | 0 | 0 | 0 | 0
oh_line_8103702_200844146 |  | AD | node_8103702_200844144 | node_8103702_200844146 | 244.729 | bal_1P_1/0AC | 8103702 | no | no |  |  | no |  |  | 0 | 0 | 0 | 0
oh_line_8103702_200844298 |  | ABCD | node_8103702_200844327 | node_8103702_200844298 | 300.718 | bal_3P_1/0AC | 8103702 | no | no |  |  | no |  |  | 0 | 0 | 0 | 0
oh_line_8103702_200844299 |  | ABCD | node_8103702_200844358 | node_intto1_8103702_200844299 | 373.557 | bal_3P_2AC | 8103702 | no | no |  |  | no |  |  | 0 | 0 | 0 | 0
oh_line_8103702_200844300 |  | ABCD | node_8103702_200844299 | node_8103702_200844300 | 349.92 | bal_3P_2AC | 8103702 | no | no |  |  | no |  |  | 0 | 0 | 0 | 0
oh_line_8103702_200844301 |  | ABCD | node_8103702_200844300 | node_8103702_200844301 | 240.729 | bal_3P_2AC | 8103702 | no | no |  |  | no |  |  | 0 | 0 | 0 | 0
oh_line_8103702_200844302 |  | ABCD | node_8103702_200844320 | node_intto1_8103702_200844302 | 437.176 | bal_3P_4AC | 8103702 | no | no |  |  | no |  |  | 0 | 0 | 0 | 0
oh_line_8103702_200844303 |  | ABCD | node_8103702_311905471 | node_8103702_200844303 | 202.92 | bal_3P_4AC | 8103702 | no | no |  |  | no |  |  | 0 | 0 | 0 | 0
oh_line_8103702_200844304 |  | ABCD | node_8103702_200844301 | node_8103702_200844304 | 122.731 | bal_3P_2AC | 8103702 | no | no |  |  | no |  |  | 0 | 0 | 0 | 0
oh_line_8103702_200844305 |  | ABCD | node_8103702_200844304 | node_8103702_200844305 | 416.701 | bal_3P_2AC | 8103702 | no | no |  |  | no |  |  | 0 | 0 | 0 | 0
oh_line_8103702_200844306 |  | ABCD | node_8103702_200844305 | node_8103702_200844306 | 457.25 | bal_3P_2AC | 8103702 | no | no |  |  | no |  |  | 0 | 0 | 0 | 0
oh_line_8103702_200844307 |  | ABCD | node_8103702_200844306 | node_8103702_200844307 | 277.153 | bal_3P_2AC | 8103702 | no | no |  |  | no |  |  | 0 | 0 | 0 | 0
oh_line_8103702_200844308 |  | ABCD | node_8103702_200844307 | node_8103702_200844308 | 166.948 | bal_3P_2AC | 8103702 | no | no |  |  | no |  |  | 0 | 0 | 0 | 0
oh_line_8103702_200844309 |  | AD | node_8103702_200844308 | node_8103702_200844309 | 257.709 | bal_1P_1/0AC | 8103702 | no | no |  |  | no |  |  | 0 | 0 | 0 | 0
oh_line_8103702_200844310 |  | ABCD | node_8103702_200844308 | node_8103702_200844310 | 330.849 | bal_3P_2AC | 8103702 | no | no |  |  | no |  |  | 0 | 0 | 0 | 0
oh_line_8103702_200844311 |  | ABCD | node_8103702_200844310 | node_8103702_200844311 | 175.291 | bal_3P_2AC | 8103702 | no | no |  |  | no |  |  | 0 | 0 | 0 | 0
oh_line_8103702_200844312 |  | ABCD | node_8103702_200844311 | node_8103702_200844312 | 193.371 | bal_3P_2AC | 8103702 | no | no |  |  | no |  |  | 0 | 0 | 0 | 0
oh_line_8103702_200844313 |  | ABCD | node_8103702_200844312 | node_8103702_200844313 | 332.439 | bal_3P_2AC | 8103702 | no | no |  |  | no |  |  | 0 | 0 | 0 | 0
oh_line_8103702_200844314 |  | AD | node_8103702_200844313 | node_8103702_200844314 | 204.973 | bal_1P_1/0AA | 8103702 | no | no |  |  | no |  |  | 0 | 0 | 0 | 0
oh_line_8103702_200844315 |  | ABCD | node_8103702_200844313 | node_8103702_200844315 | 334.02 | bal_3P_2AC | 8103702 | no | no |  |  | no |  |  | 0 | 0 | 0 | 0
oh_line_8103702_200844316 |  | AD | node_8103702_200844315 | node_intto1_8103702_200844316 | 332.467 | bal_1P_1/0AC | 8103702 | no | no |  |  | no |  |  | 0 | 0 | 0 | 0
oh_line_8103702_200844317 |  | AD | node_8103702_200844316 | node_8103702_200844317 | 320.16 | bal_1P_1/0AC | 8103702 | no | no |  |  | no |  |  | 0 | 0 | 0 | 0
oh_line_8103702_200844318 |  | AD | node_8103702_200844317 | node_8103702_200844318 | 246.21 | bal_1P_1/0AC | 8103702 | no | no |  |  | no |  |  | 0 | 0 | 0 | 0
oh_line_8103702_200844319 |  | ABCD | node_8103702_200844315 | node_8103702_200844319 | 328.35 | bal_3P_2AC | 8103702 | no | no |  |  | no |  |  | 0 | 0 | 0 | 0
oh_line_8103702_200844320 |  | ABCD | node_8103702_200844319 | node_8103702_200844320 | 337.012 | bal_3P_2AC | 8103702 | no | no |  |  | no |  |  | 0 | 0 | 0 | 0
oh_line_8103702_200844321 |  | ABCD | node_8103702_200844320 | node_8103702_200844321 | 263.415 | bal_3P_2AC | 8103702 | no | no |  |  | no |  |  | 0 | 0 | 0 | 0
oh_line_8103702_200844324 |  | ABCD | node_8103702_200844321 | node_intto1_8103702_200844324 | 362.09 | bal_3P_2AC | 8103702 | no | no |  |  | no |  |  | 0 | 0 | 0 | 0
oh_line_8103702_200844326 |  | ABCD | node_8103702_200844324 | node_8103702_200844326 | 339.182 | bal_3P_2AC | 8103702 | no | no |  |  | no |  |  | 0 | 0 | 0 | 0
oh_line_8103702_200844327 |  | ABCD | node_8103702_200844326 | node_8103702_200844327 | 286.87 | bal_3P_2AC | 8103702 | no | no |  |  | no |  |  | 0 | 0 | 0 | 0
oh_line_8103702_200844329 |  | AD | node_8103702_200844365 | node_8103702_200844329 | 243.999 | bal_1P_1/0AA | 8103702 | no | no |  |  | no |  |  | 0 | 0 | 0 | 0
oh_line_8103702_200844330 |  | ABCD | node_8103702_200844373 | node_8103702_200844330 | 442.021 | bal_3P_4ACW | 8103702 | no | no |  |  | no |  |  | 0 | 0 | 0 | 0
oh_line_8103702_200844332 |  | ABCD | node_8103702_200844330 | node_8103702_200844332 | 510.381 | bal_3P_4ACW | 8103702 | no | no |  |  | no |  |  | 0 | 0 | 0 | 0
oh_line_8103702_200844333 |  | AD | node_8103702_200844332 | node_8103702_200844333 | 371.439 | bal_1P_4ACW | 8103702 | no | no |  |  | no |  |  | 0 | 0 | 0 | 0
oh_line_8103702_200844334 |  | AD | node_8103702_200844333 | node_8103702_200844334 | 73.779 | bal_1P_1/0AA | 8103702 | no | no |  |  | no |  |  | 0 | 0 | 0 | 0
oh_line_8103702_200844335 |  | ABCD | node_8103702_200844332 | node_8103702_200844335 | 255.138 | bal_3P_4ACW | 8103702 | no | no |  |  | no |  |  | 0 | 0 | 0 | 0
oh_line_8103702_200844336 |  | ABCD | node_8103702_200844335 | node_8103702_200844336 | 249.277 | bal_3P_4ACW | 8103702 | no | no |  |  | no |  |  | 0 | 0 | 0 | 0
oh_line_8103702_200844337 |  | ABCD | node_8103702_200844336 | node_8103702_200844337 | 390.066 | bal_3P_4ACW | 8103702 | no | no |  |  | no |  |  | 0 | 0 | 0 | 0
oh_line_8103702_200844338 |  | ABCD | node_8103702_200844337 | node_8103702_200844338 | 201.835 | bal_3P_4ACW | 8103702 | no | no |  |  | no |  |  | 0 | 0 | 0 | 0
oh_line_8103702_200844339-1 |  | ABCD | node_1370961_768_15345707_212 | node_8103702_200844339 | 4.528 | bal_3P_4ACW | 8103702 | no | no |  |  | no |  |  | 0 | 0 | 0 | 0
oh_line_8103702_200844339-2 |  | ABCD | node_8103702_200844338 | node_1370961_768_15345707_212 | 253.741 | bal_3P_4ACW | 8103702 | no | no |  |  | no |  |  | 0 | 0 | 0 | 0
oh_line_8103702_200844340 |  | ABCD | node_8103702_200844339 | node_8103702_200844340 | 270.054 | bal_3P_4ACW | 8103702 | no | no |  |  | no |  |  | 0 | 0 | 0 | 0
oh_line_8103702_200844341 |  | ABCD | node_8103702_200844340 | node_8103702_200844341 | 261.713 | bal_3P_4ACW | 8103702 | no | no |  |  | no |  |  | 0 | 0 | 0 | 0
oh_line_8103702_200844342 |  | ABCD | node_8103702_200844341 | node_8103702_200844342 | 218.095 | bal_3P_4ACW | 8103702 | no | no |  |  | no |  |  | 0 | 0 | 0 | 0
oh_line_8103702_200844343 |  | ABCD | node_8103702_200844342 | node_8103702_200844343 | 302.98 | bal_3P_4ACW | 8103702 | no | no |  |  | no |  |  | 0 | 0 | 0 | 0
oh_line_8103702_200844346 |  | ABCD | node_8103702_200844343 | node_8103702_200844346 | 253.571 | bal_3P_4ACW | 8103702 | no | no |  |  | no |  |  | 0 | 0 | 0 | 0
oh_line_8103702_200844348 |  | ABCD | node_8103702_200844346 | node_8103702_200844348 | 366.762 | bal_3P_1/0AA | 8103702 | no | no |  |  | no |  |  | 0 | 0 | 0 | 0
oh_line_8103702_200844350 |  | ABCD | node_8103702_200844348 | node_8103702_200844350 | 227.193 | bal_3P_1/0AA | 8103702 | no | no |  |  | no |  |  | 0 | 0 | 0 | 0
oh_line_8103702_200844351 |  | ABCD | node_8103702_200844350 | node_8103702_200844351 | 147.646 | bal_3P_1/0AA | 8103702 | no | no |  |  | no |  |  | 0 | 0 | 0 | 0
oh_line_8103702_200844354 |  | ABCD | node_8103702_200844351 | node_8103702_200844354 | 222.187 | bal_3P_4ACW | 8103702 | no | no |  |  | no |  |  | 0 | 0 | 0 | 0
oh_line_8103702_200844356 |  | ABCD | node_8103702_200844354 | node_8103702_200844356 | 202.134 | bal_3P_4ACW | 8103702 | no | no |  |  | no |  |  | 0 | 0 | 0 | 0
oh_line_8103702_200844357 |  | ABCD | node_8103702_200844356 | node_8103702_200844357 | 254.92 | bal_3P_4ACW | 8103702 | no | no |  |  | no |  |  | 0 | 0 | 0 | 0
oh_line_8103702_200844358 |  | ABCD | node_8103702_200844357 | node_8103702_200844358 | 195.925 | bal_3P_4ACW | 8103702 | no | no |  |  | no |  |  | 0 | 0 | 0 | 0
oh_line_8103702_200844364 |  | ABCD | node_8103702_200841122 | node_8103702_200844364 | 170.498 | bal_3P_2AC | 8103702 | no | no |  |  | no |  |  | 0 | 0 | 0 | 0
oh_line_8103702_200844365 |  | ABCD | node_8103702_200844364 | node_8103702_200844365 | 132.689 | bal_3P_2AC | 8103702 | no | no |  |  | no |  |  | 0 | 0 | 0 | 0
oh_line_8103702_200844366 |  | ABCD | node_8103702_200844365 | node_8103702_200844366 | 65.147 | bal_3P_2AC | 8103702 | no | no |  |  | no |  |  | 0 | 0 | 0 | 0
oh_line_8103702_200844367 |  | ABCD | node_8103702_200844366 | node_8103702_200844367 | 117.083 | bal_3P_4ACW | 8103702 | no | no |  |  | no |  |  | 0 | 0 | 0 | 0
oh_line_8103702_200844368 |  | AD | node_8103702_200844367 | node_8103702_200844368 | 297.684 | bal_1P_1/0AA | 8103702 | no | no |  |  | no |  |  | 0 | 0 | 0 | 0
oh_line_8103702_200844369 |  | ABCD | node_8103702_200844367 | node_8103702_200844369 | 185.387 | bal_3P_4ACW | 8103702 | no | no |  |  | no |  |  | 0 | 0 | 0 | 0
oh_line_8103702_200844370 |  | ABCD | node_8103702_200844369 | node_8103702_200844370 | 267.991 | bal_3P_4ACW | 8103702 | no | no |  |  | no |  |  | 0 | 0 | 0 | 0
oh_line_8103702_200844371 |  | ABCD | node_8103702_200844370 | node_8103702_200844371 | 102.836 | bal_3P_4ACW | 8103702 | no | no |  |  | no |  |  | 0 | 0 | 0 | 0
oh_line_8103702_200844372 |  | ABCD | node_8103702_200844371 | node_8103702_200844372 | 280.478 | bal_3P_4ACW | 8103702 | no | no |  |  | no |  |  | 0 | 0 | 0 | 0
oh_line_8103702_200844373 |  | ABCD | node_8103702_200844372 | node_8103702_200844373 | 385.149 | bal_3P_4ACW | 8103702 | no | no |  |  | no |  |  | 0 | 0 | 0 | 0
oh_line_8103702_200844374 |  | AD | node_8103702_200844373 | node_8103702_200844374 | 439.269 | bal_1P_2AC | 8103702 | no | no |  |  | no |  |  | 0 | 0 | 0 | 0
oh_line_8103702_200844582 |  | AD | node_8103702_200841831 | node_8103702_200844582 | 338.907 | bal_1P_1/0AA | 8103702 | no | no |  |  | no |  |  | 0 | 0 | 0 | 0
oh_line_8103702_200844583 |  | AD | node_8103702_200844582 | node_8103702_200844583 | 122.601 | bal_1P_1/0AA | 8103702 | no | no |  |  | no |  |  | 0 | 0 | 0 | 0
oh_line_8103702_200844584 |  | AD | node_8103702_200844583 | node_8103702_200844584 | 226.784 | bal_1P_1/0AA | 8103702 | no | no |  |  | no |  |  | 0 | 0 | 0 | 0
oh_line_8103702_200844678 |  | AD | node_8103702_200844370 | node_8103702_200844678 | 111.98 | bal_1P_2AC | 8103702 | no | no |  |  | no |  |  | 0 | 0 | 0 | 0
oh_line_8103702_200844679 |  | AD | node_8103702_200844678 | node_intto1_8103702_200844679 | 215.937 | bal_1P_2AC | 8103702 | no | no |  |  | no |  |  | 0 | 0 | 0 | 0
oh_line_8103702_200844680 |  | AD | node_8103702_200844679 | node_8103702_200844680 | 65.63 | bal_1P_2AC | 8103702 | no | no |  |  | no |  |  | 0 | 0 | 0 | 0
oh_line_8103702_200844681 |  | AD | node_8103702_200844680 | node_8103702_200844681 | 181.517 | bal_1P_2AC | 8103702 | no | no |  |  | no |  |  | 0 | 0 | 0 | 0
oh_line_8103702_200844682 |  | AD | node_8103702_200844681 | node_8103702_200844682 | 274.399 | bal_1P_2AC | 8103702 | no | no |  |  | no |  |  | 0 | 0 | 0 | 0
oh_line_8103702_200844683 |  | AD | node_8103702_200844682 | node_8103702_200844683 | 217.748 | bal_1P_2AC | 8103702 | no | no |  |  | no |  |  | 0 | 0 | 0 | 0
oh_line_8103702_200844684 |  | AD | node_8103702_200844683 | node_8103702_200844684 | 103.617 | bal_1P_1/0AC | 8103702 | no | no |  |  | no |  |  | 0 | 0 | 0 | 0
oh_line_8103702_200844685 |  | AD | node_8103702_200844684 | node_8103702_200844685 | 260.492 | bal_1P_1/0AC | 8103702 | no | no |  |  | no |  |  | 0 | 0 | 0 | 0
oh_line_8103702_200844686 |  | AD | node_8103702_200844685 | node_8103702_200844686 | 278.86 | bal_1P_1/0AA | 8103702 | no | no |  |  | no |  |  | 0 | 0 | 0 | 0
oh_line_8103702_200844687 |  | AD | node_8103702_200844686 | node_8103702_200844687 | 250.932 | bal_1P_1/0AA | 8103702 | no | no |  |  | no |  |  | 0 | 0 | 0 | 0
oh_line_8103702_200844688 |  | AD | node_8103702_200844685 | node_8103702_200844688 | 39.655 | bal_1P_1/0AC | 8103702 | no | no |  |  | no |  |  | 0 | 0 | 0 | 0
oh_line_8103702_200844738 |  | AD | node_8103702_200844124 | node_intto1_8103702_200844738 | 294.258 | bal_1P_2AC | 8103702 | no | no |  |  | no |  |  | 0 | 0 | 0 | 0
oh_line_8103702_200844739 |  | AD | node_8103702_200844738 | node_8103702_200844739 | 293.465 | bal_1P_2AC | 8103702 | no | no |  |  | no |  |  | 0 | 0 | 0 | 0
oh_line_8103702_200844740 |  | AD | node_8103702_200844739 | node_8103702_200844740 | 271.596 | bal_1P_1/0AC | 8103702 | no | no |  |  | no |  |  | 0 | 0 | 0 | 0
oh_line_8103702_200844741 |  | AD | node_8103702_200844740 | node_8103702_200844741 | 230.544 | bal_1P_1/0AC | 8103702 | no | no |  |  | no |  |  | 0 | 0 | 0 | 0
oh_line_8103702_200844742 |  | AD | node_8103702_200844741 | node_8103702_200844742 | 249.666 | bal_1P_1/0AC | 8103702 | no | no |  |  | no |  |  | 0 | 0 | 0 | 0
oh_line_8103702_200914658 |  | ABCD | node_8103702_200844298 | node_intto1_8103702_200914658 | 1156.776 | bal_3P_1/0AA | 8103702 | no | no |  |  | no |  |  | 0 | 0 | 0 | 0
oh_line_8103702_200914659 |  | AD | node_8103702_200840950 | node_8103702_200914659 | 100.173 | bal_1P_2AC | 8103702 | no | no |  |  | no |  |  | 0 | 0 | 0 | 0
oh_line_8103702_200940802 |  | ABCD | node_8103702_200843304 | node_8103702_200940802 | 127.039 | bal_3P_477AL | 8103702 | no | no |  |  | no |  |  | 0 | 0 | 0 | 0
oh_line_8103702_200944242 |  | ABCD | node_8103702_200940802 | node_8103702_200944242 | 122.717 | bal_3P_477AL | 8103702 | no | no |  |  | no |  |  | 0 | 0 | 0 | 0
oh_line_8103702_200944243 |  | AD | node_8103702_200944242 | node_8103702_200944243 | 64.658 | bal_1P_1/0AA | 8103702 | no | no |  |  | no |  |  | 0 | 0 | 0 | 0
oh_line_8103702_200944244 |  | AD | node_8103702_200944243 | node_8103702_200944244 | 284.707 | bal_1P_1/0AA | 8103702 | no | no |  |  | no |  |  | 0 | 0 | 0 | 0
oh_line_8103702_200944245 |  | AD | node_8103702_200944244 | node_8103702_200944245 | 271.421 | bal_1P_1/0AA | 8103702 | no | no |  |  | no |  |  | 0 | 0 | 0 | 0
oh_line_8103702_200946452 |  | AD | node_8103702_200842517 | node_8103702_200946452 | 50.307 | bal_1P_1/0AA | 8103702 | no | no |  |  | no |  |  | 0 | 0 | 0 | 0
oh_line_8103702_200950993 |  | ABCD | node_8103702_200843272 | node_8103702_200950993 | 223.16 | bal_3P_2AC | 8103702 | no | no |  |  | no |  |  | 0 | 0 | 0 | 0
oh_line_8103702_200954014 |  | AD | node_8103702_201030720 | node_8103702_200954014 | 306.731 | bal_1P_3-104CW | 8103702 | no | no |  |  | no |  |  | 0 | 0 | 0 | 0
oh_line_8103702_200961563 |  | AD | node_8103702_200841200 | node_8103702_200961563 | 334.04 | bal_1P_1/0AA | 8103702 | no | no |  |  | no |  |  | 0 | 0 | 0 | 0
oh_line_8103702_200961564 |  | AD | node_8103702_200961563 | node_8103702_200961564 | 75.368 | bal_1P_1/0AA | 8103702 | no | no |  |  | no |  |  | 0 | 0 | 0 | 0
oh_line_8103702_200964571 |  | ABCD | node_8103702_200950993 | node_8103702_200964571 | 197.081 | bal_3P_2AC | 8103702 | no | no |  |  | no |  |  | 0 | 0 | 0 | 0
oh_line_8103702_200968321 |  | ABCD | node_8103702_200841039 | node_8103702_200968321 | 37.906 | bal_3P_4/0AA | 8103702 | no | no |  |  | no |  |  | 0 | 0 | 0 | 0
oh_line_8103702_200968373 |  | ABCD | node_8103702_310003649 | node_8103702_200968373 | 102.994 | bal_3P_4/0AA | 8103702 | no | no |  |  | no |  |  | 0 | 0 | 0 | 0
oh_line_8103702_200969506 |  | ABCN | node_8103702_200968294 | node_8103702_200969506 | 147.64 | bal_3P_1/0AC_1/0AC(N) | 8103702 | no | no |  |  | no |  |  | 0 | 0 | 0 | 0
oh_line_8103702_200970214 |  | AD | node_8103702_200841098 | node_intto1_8103702_200970214 | 319.288 | bal_1P_1/0AA | 8103702 | no | no |  |  | no |  |  | 0 | 0 | 0 | 0
oh_line_8103702_200971329 |  | AN | node_8103702_200946452 | node_8103702_200971329 | 117.215 | bal_1P_DELTACUST | 8103702 | no | no |  |  | no |  |  | 0 | 0 | 0 | 0
oh_line_8103702_200972680 |  | AD | node_8103702_200841790 | node_8103702_200972680 | 19.983 | bal_1P_1/0AA | 8103702 | no | no |  |  | no |  |  | 0 | 0 | 0 | 0
oh_line_8103702_200977845 |  | AD | node_8103702_200840944 | node_8103702_200977845 | 180.211 | bal_1P_4AC | 8103702 | no | no |  |  | no |  |  | 0 | 0 | 0 | 0
oh_line_8103702_200977873 |  | AD | node_8103702_200841798 | node_8103702_200977873 | 297.43 | bal_1P_1/0AA | 8103702 | no | no |  |  | no |  |  | 0 | 0 | 0 | 0
oh_line_8103702_200978683 |  | AD | node_8103702_200841990 | node_8103702_200978683 | 107.521 | bal_1P_1/0AC | 8103702 | no | no |  |  | no |  |  | 0 | 0 | 0 | 0
oh_line_8103702_200978685 |  | AD | node_8103702_200840721 | node_8103702_200978685 | 212.954 | bal_1P_2AC | 8103702 | no | no |  |  | no |  |  | 0 | 0 | 0 | 0
oh_line_8103702_200978686 |  | ABCD | node_8103702_200841064 | node_8103702_200978686 | 123.678 | bal_3P_477AL | 8103702 | no | no |  |  | no |  |  | 0 | 0 | 0 | 0
oh_line_8103702_200978687 |  | ABCD | node_8103702_200978686 | node_8103702_200978687 | 46.377 | bal_3P_477AL | 8103702 | no | no |  |  | no |  |  | 0 | 0 | 0 | 0
oh_line_8103702_200978688 |  | ABCN | node_8103702_200978687 | node_8103702_200978688 | 205.047 | bal_3P_DELTACUST | 8103702 | no | no |  |  | no |  |  | 0 | 0 | 0 | 0
oh_line_8103702_200987779 |  | ABCD | node_8103702_200842975 | node_intto1_8103702_200987779 | 215.786 | bal_3P_477AL | 8103702 | no | no |  |  | no |  |  | 0 | 0 | 0 | 0
oh_line_8103702_201010862 |  | ABCD | node_8103702_200842482 | node_8103702_201010862 | 196.323 | bal_3P_2AC | 8103702 | no | no |  |  | no |  |  | 0 | 0 | 0 | 0
oh_line_8103702_201010874 |  | ABCD | node_8103702_200842491 | node_8103702_201010874 | 189.268 | bal_3P_2AC | 8103702 | no | no |  |  | no |  |  | 0 | 0 | 0 | 0
oh_line_8103702_201010876 |  | ABCD | node_8103702_200842484 | node_8103702_201010876 | 237.641 | bal_3P_2AC | 8103702 | no | no |  |  | no |  |  | 0 | 0 | 0 | 0
oh_line_8103702_201013525 |  | AD | node_8103702_200842511 | node_8103702_201013525 | 214.46 | bal_1P_2AC | 8103702 | no | no |  |  | no |  |  | 0 | 0 | 0 | 0
oh_line_8103702_201013529 |  | AD | node_8103702_201013525 | node_8103702_201013529 | 191.327 | bal_1P_2AC | 8103702 | no | no |  |  | no |  |  | 0 | 0 | 0 | 0
oh_line_8103702_201013530 |  | AD | node_8103702_201013529 | node_8103702_201013530 | 218.217 | bal_1P_2AC | 8103702 | no | no |  |  | no |  |  | 0 | 0 | 0 | 0
oh_line_8103702_201014609 |  | ABCD | node_8103702_200841889 | node_8103702_201014609 | 194.353 | bal_3P_4/0AC | 8103702 | no | no |  |  | no |  |  | 0 | 0 | 0 | 0
oh_line_8103702_201014610 |  | AD | node_8103702_200842469 | node_8103702_201014610 | 233.227 | bal_1P_2AC | 8103702 | no | no |  |  | no |  |  | 0 | 0 | 0 | 0
oh_line_8103702_201014981 |  | ABCD | node_8103702_201014997 | node_8103702_201014981 | 232.515 | bal_3P_1/0AA | 8103702 | no | no |  |  | no |  |  | 0 | 0 | 0 | 0
oh_line_8103702_201014982 |  | ABCD | node_8103702_201014981 | node_8103702_201014982 | 449.589 | bal_3P_1/0AA | 8103702 | no | no |  |  | no |  |  | 0 | 0 | 0 | 0
oh_line_8103702_201014983 |  | ABCD | node_8103702_201014998 | node_8103702_201014983 | 280.803 | bal_3P_1/0AA | 8103702 | no | no |  |  | no |  |  | 0 | 0 | 0 | 0
oh_line_8103702_201014993 |  | ABCD | node_8103702_201014983 | node_8103702_201014993 | 272.029 | bal_3P_1/0AA | 8103702 | no | no |  |  | no |  |  | 0 | 0 | 0 | 0
oh_line_8103702_201014994 |  | ABCD | node_8103702_201014993 | node_intto1_8103702_201014994 | 272.81 | bal_3P_1/0AA | 8103702 | no | no |  |  | no |  |  | 0 | 0 | 0 | 0
oh_line_8103702_201014995 |  | ABCD | node_8103702_201014994 | node_8103702_201014995 | 281.639 | bal_3P_1/0AA | 8103702 | no | no |  |  | no |  |  | 0 | 0 | 0 | 0
oh_line_8103702_201014996 |  | ABCD | node_8103702_201014995 | node_8103702_201014996 | 265.218 | bal_3P_1/0AA | 8103702 | no | no |  |  | no |  |  | 0 | 0 | 0 | 0
oh_line_8103702_201014997 |  | ABCD | node_8103702_201014996 | node_8103702_201014997 | 274.43 | bal_3P_1/0AA | 8103702 | no | no |  |  | no |  |  | 0 | 0 | 0 | 0
oh_line_8103702_201014998 |  | ABCD | node_8103702_200844358 | node_8103702_201014998 | 275.849 | bal_3P_1/0AA | 8103702 | no | no |  |  | no |  |  | 0 | 0 | 0 | 0
oh_line_8103702_201015856 |  | AD | node_8103702_200841823 | node_8103702_201015856 | 316.108 | bal_1P_2AC | 8103702 | no | no |  |  | no |  |  | 0 | 0 | 0 | 0
oh_line_8103702_201016071 |  | AD | node_8103702_200841821 | node_8103702_201016071 | 51.694 | bal_1P_2AC | 8103702 | no | no |  |  | no |  |  | 0 | 0 | 0 | 0
oh_line_8103702_201016528 |  | AD | node_8103702_200840963 | node_8103702_201016528 | 325.872 | bal_1P_2AC | 8103702 | no | no |  |  | no |  |  | 0 | 0 | 0 | 0
oh_line_8103702_201016785 |  | ABCD | node_8103702_201014982 | node_8103702_201016785 | 62.505 | bal_3P_1/0AA | 8103702 | no | no |  |  | no |  |  | 0 | 0 | 0 | 0
oh_line_8103702_201017899 |  | AD | node_8103702_201016785 | node_8103702_201017899 | 64.528 | bal_1P_1/0AA | 8103702 | no | no |  |  | no |  |  | 0 | 0 | 0 | 0
oh_line_8103702_201017900 |  | AD | node_8103702_201017899 | node_8103702_201017900 | 223.267 | bal_1P_1/0AA | 8103702 | no | no |  |  | no |  |  | 0 | 0 | 0 | 0
oh_line_8103702_201017901 |  | AD | node_8103702_201017900 | node_8103702_201017901 | 252.323 | bal_1P_1/0AA | 8103702 | no | no |  |  | no |  |  | 0 | 0 | 0 | 0
oh_line_8103702_201017902 |  | AD | node_8103702_201017901 | node_8103702_201017902 | 142.928 | bal_1P_1/0AA | 8103702 | no | no |  |  | no |  |  | 0 | 0 | 0 | 0
oh_line_8103702_201018186 |  | AD | node_8103702_201016785 | node_8103702_201018186 | 56.126 | bal_1P_1/0AA | 8103702 | no | no |  |  | no |  |  | 0 | 0 | 0 | 0
oh_line_8103702_201018932 |  | ABCD | node_8103702_201018935 | node_8103702_201018932 | 190.203 | bal_3P_2AC | 8103702 | no | no |  |  | no |  |  | 0 | 0 | 0 | 0
oh_line_8103702_201018933 |  | AD | node_8103702_201018932 | node_8103702_201018933 | 265.89 | bal_1P_1/0AA | 8103702 | no | no |  |  | no |  |  | 0 | 0 | 0 | 0
oh_line_8103702_201018934 |  | AD | node_8103702_201018933 | node_8103702_201018934 | 186.622 | bal_1P_1/0AA | 8103702 | no | no |  |  | no |  |  | 0 | 0 | 0 | 0
oh_line_8103702_201018935 |  | ABCD | node_8103702_200842479 | node_8103702_201018935 | 205.767 | bal_3P_2AC | 8103702 | no | no |  |  | no |  |  | 0 | 0 | 0 | 0
oh_line_8103702_201030720 |  | AD | node_8103702_200841203 | node_8103702_201030720 | 244.279 | bal_1P_3-104CW | 8103702 | no | no |  |  | no |  |  | 0 | 0 | 0 | 0
oh_line_8103702_201046974 |  | AD | node_8103702_200841580 | node_8103702_201046974 | 299.893 | bal_1P_2AC | 8103702 | no | no |  |  | no |  |  | 0 | 0 | 0 | 0
oh_line_8103702_201060897 |  | AD | node_8103702_201018186 | node_8103702_201060897 | 283.282 | bal_1P_1/0AA | 8103702 | no | no |  |  | no |  |  | 0 | 0 | 0 | 0
oh_line_8103702_201060916 |  | AD | node_8103702_200961564 | node_8103702_201060916 | 253.986 | bal_1P_1/0AA | 8103702 | no | no |  |  | no |  |  | 0 | 0 | 0 | 0
oh_line_8103702_201069806 |  | AD | node_8103702_200841492 | node_8103702_201069806 | 327.534 | bal_1P_2AC | 8103702 | no | no |  |  | no |  |  | 0 | 0 | 0 | 0
oh_line_8103702_310009431 |  | AD | node_8103702_310009432 | node_8103702_310009431 | 384.2 | bal_1P_1/0AA | 8103702 | no | no |  |  | no |  |  | 0 | 0 | 0 | 0
oh_line_8103702_310009432 |  | AD | node_8103702_201060897 | node_8103702_310009432 | 272.879 | bal_1P_1/0AA | 8103702 | no | no |  |  | no |  |  | 0 | 0 | 0 | 0
oh_line_8103702_310010375 |  | AD | node_8103702_200841569 | node_8103702_310010375 | 39.339 | bal_1P_2AC | 8103702 | no | no |  |  | no |  |  | 0 | 0 | 0 | 0
oh_line_8103702_311889688 |  | ABCD | node_8103702_200841090 | node_8103702_311889688 | 192.056 | bal_3P_4AC | 8103702 | no | no |  |  | no |  |  | 0 | 0 | 0 | 0
oh_line_8103702_311889695 |  | ABCD | node_8103702_200841098 | node_intto1_8103702_311889695 | 114.079 | bal_3P_4AC | 8103702 | no | no |  |  | no |  |  | 0 | 0 | 0 | 0
oh_line_8103702_311896738 |  | ABCD | node_8103702_200841046 | node_intto1_8103702_311896738 | 189.784 | bal_3P_1/0AA | 8103702 | no | no |  |  | no |  |  | 0 | 0 | 0 | 0
oh_line_8103702_311896745 |  | ABCD | node_8103702_311896738 | node_8103702_311896745 | 296.087 | bal_3P_1/0AA | 8103702 | no | no |  |  | no |  |  | 0 | 0 | 0 | 0
oh_line_8103702_311896746 |  | ABCD | node_8103702_311896745 | node_8103702_311896746 | 112.228 | bal_3P_1/0AA | 8103702 | no | no |  |  | no |  |  | 0 | 0 | 0 | 0
oh_line_8103702_311905471 |  | ABCD | node_8103702_200844302 | node_8103702_311905471 | 208.43 | bal_3P_4AC | 8103702 | no | no |  |  | no |  |  | 0 | 0 | 0 | 0
oh_line_8103702_311905472 |  | ABCD | node_8103702_200844303 | node_8103702_311905472 | 219.113 | bal_3P_4AC | 8103702 | no | no |  |  | no |  |  | 0 | 0 | 0 | 0
oh_line_8103702_311929907 |  | ABCD | node_8103702_311929907 | node_1368159_318_15322706_231 | 224.073 | bal_3P_1/0AA | 8103702 | no | no |  |  | no |  |  | 0 | 0 | 0 | 0
oh_line_8103702_311929911 |  | ABCD | node_8103702_311929911 | node_8103702_200843461 | 246.129 | bal_3P_1/0AA | 8103702 | no | no |  |  | no |  |  | 0 | 0 | 0 | 0
oh_line_8103702_311929913 |  | ABCD | node_8103702_200843463 | node_8103702_200843462 | 479.003 | bal_3P_1/0AA | 8103702 | no | no |  |  | no |  |  | 0 | 0 | 0 | 0
oh_line_8103702_311931384 |  | ABCD | node_8103702_200843250 | node_8103702_311931384 | 244.285 | bal_3P_2AC | 8103702 | no | no |  |  | no |  |  | 0 | 0 | 0 | 0
oh_line_8103702_312002301 |  | ABCD | node_8103702_200914658 | node_8103702_312002301 | 1360.992 | bal_3P_1/0AA | 8103702 | no | no |  |  | no |  |  | 0 | 0 | 0 | 0
oh_line_8103702_312042408 |  | ABCD | node_8103702_200841063 | node_8103702_312042408 | 18.061 | bal_3P_1/0AA | 8103702 | no | no |  |  | no |  |  | 0 | 0 | 0 | 0
oh_line_TAP_OH_893429 |  | ABCN | node_8103702_200817033 | node_1377503_968_15344549_488 | 0.033 | unb_TAPWIRE_OH | 8103702 | no | no |  |  | no |  |  | 0 | 0 | 0 | 0
oh_line_TAP_OH_893430 |  | AN | node_8103702_200817042 | node_1376552_631_15346278_82 | 0.033 | unb_TAPWIRE_OH | 8103702 | no | no |  |  | no |  |  | 0 | 0 | 0 | 0
oh_line_TAP_OH_900484 |  | AN | node_8103702_200840671 | node_1358036_143_15337888_213 | 0.033 | unb_TAPWIRE_OH | 8103702 | no | no |  |  | no |  |  | 0 | 0 | 0 | 0
oh_line_TAP_OH_900485 |  | AN | node_8103702_200840674 | node_1357659_081_15335859_367 | 0.033 | unb_TAPWIRE_OH | 8103702 | no | no |  |  | no |  |  | 0 | 0 | 0 | 0
oh_line_TAP_OH_900486 |  | AN | node_8103702_200840677 | node_1358757_962_15340080_129 | 0.033 | unb_TAPWIRE_OH | 8103702 | no | no |  |  | no |  |  | 0 | 0 | 0 | 0
oh_line_TAP_OH_900487 |  | AN | node_8103702_200840678 | node_1358791_03_15340382_302 | 0.033 | unb_TAPWIRE_OH | 8103702 | no | no |  |  | no |  |  | 0 | 0 | 0 | 0
oh_line_TAP_OH_900488 |  | AN | node_8103702_200840679 | node_1358824_987_15340690_788 | 0.033 | unb_TAPWIRE_OH | 8103702 | no | no |  |  | no |  |  | 0 | 0 | 0 | 0
oh_line_TAP_OH_900489 |  | AN | node_8103702_200840682 | node_1358806_249_15341236_722 | 0.033 | unb_TAPWIRE_OH | 8103702 | no | no |  |  | no |  |  | 0 | 0 | 0 | 0
oh_line_TAP_OH_900490 |  | AN | node_8103702_200840684 | node_1358677_633_15341687_356 | 0.033 | unb_TAPWIRE_OH | 8103702 | no | no |  |  | no |  |  | 0 | 0 | 0 | 0
oh_line_TAP_OH_900491 |  | AN | node_8103702_200840687 | node_1358717_528_15342439_532 | 0.033 | unb_TAPWIRE_OH | 8103702 | no | no |  |  | no |  |  | 0 | 0 | 0 | 0
oh_line_TAP_OH_900492 |  | AN | node_8103702_200840689 | node_1358706_204_15342694_479 | 0.033 | unb_TAPWIRE_OH | 8103702 | no | no |  |  | no |  |  | 0 | 0 | 0 | 0
oh_line_TAP_OH_900493 |  | AN | node_8103702_200840690 | node_1358631_746_15342932_29 | 0.033 | unb_TAPWIRE_OH | 8103702 | no | no |  |  | no |  |  | 0 | 0 | 0 | 0
oh_line_TAP_OH_900494 |  | AN | node_8103702_200840691 | node_1358505_006_15343111_102 | 0.033 | unb_TAPWIRE_OH | 8103702 | no | no |  |  | no |  |  | 0 | 0 | 0 | 0
oh_line_TAP_OH_900495 |  | AN | node_8103702_200840693 | node_1358442_301_15343573_081 | 0.033 | unb_TAPWIRE_OH | 8103702 | no | no |  |  | no |  |  | 0 | 0 | 0 | 0
oh_line_TAP_OH_900496 |  | AN | node_8103702_200840695 | node_1358246_555_15343811_228 | 0.033 | unb_TAPWIRE_OH | 8103702 | no | no |  |  | no |  |  | 0 | 0 | 0 | 0
oh_line_TAP_OH_900497 |  | AN | node_8103702_200840700 | node_1358214_706_15344755_789 | 0.033 | unb_TAPWIRE_OH | 8103702 | no | no |  |  | no |  |  | 0 | 0 | 0 | 0
oh_line_TAP_OH_900498 |  | AN | node_8103702_200840702 | node_1358218_738_15344975_028 | 0.033 | unb_TAPWIRE_OH | 8103702 | no | no |  |  | no |  |  | 0 | 0 | 0 | 0
oh_line_TAP_OH_900499 |  | AN | node_8103702_200840704 | node_1358194_973_15345229_91 | 0.033 | unb_TAPWIRE_OH | 8103702 | no | no |  |  | no |  |  | 0 | 0 | 0 | 0
oh_line_TAP_OH_900500 |  | AN | node_8103702_200840707 | node_1358055_836_15345838_342 | 0.033 | unb_TAPWIRE_OH | 8103702 | no | no |  |  | no |  |  | 0 | 0 | 0 | 0
oh_line_TAP_OH_900501 |  | AN | node_8103702_200840709 | node_1357988_43_15346423_56 | 0.033 | unb_TAPWIRE_OH | 8103702 | no | no |  |  | no |  |  | 0 | 0 | 0 | 0
oh_line_TAP_OH_900502 |  | AN | node_8103702_200840711 | node_1357766_113_15346812_107 | 0.033 | unb_TAPWIRE_OH | 8103702 | no | no |  |  | no |  |  | 0 | 0 | 0 | 0
oh_line_TAP_OH_900503 |  | AN | node_8103702_200840713 | node_1357527_196_15347227_517 | 0.033 | unb_TAPWIRE_OH | 8103702 | no | no |  |  | no |  |  | 0 | 0 | 0 | 0
oh_line_TAP_OH_900504 |  | AN | node_8103702_200840718 | node_1357853_15_15347458_699 | 0.033 | unb_TAPWIRE_OH | 8103702 | no | no |  |  | no |  |  | 0 | 0 | 0 | 0
oh_line_TAP_OH_900505 |  | AN | node_8103702_200840719 | node_1357854_085_15347806_524 | 0.033 | unb_TAPWIRE_OH | 8103702 | no | no |  |  | no |  |  | 0 | 0 | 0 | 0
oh_line_TAP_OH_900506 |  | AN | node_8103702_200840720 | node_1357820_829_15348051_426 | 0.033 | unb_TAPWIRE_OH | 8103702 | no | no |  |  | no |  |  | 0 | 0 | 0 | 0
oh_line_TAP_OH_900507 |  | AN | node_8103702_200840721 | node_1357417_341_15347749_165 | 0.033 | unb_TAPWIRE_OH | 8103702 | no | no |  |  | no |  |  | 0 | 0 | 0 | 0
oh_line_TAP_OH_900508 |  | AN | node_8103702_200840726 | node_1357226_728_15348220_327 | 0.033 | unb_TAPWIRE_OH | 8103702 | no | no |  |  | no |  |  | 0 | 0 | 0 | 0
oh_line_TAP_OH_900509 |  | AN | node_8103702_200840729 | node_1357231_792_15348478_42 | 0.033 | unb_TAPWIRE_OH | 8103702 | no | no |  |  | no |  |  | 0 | 0 | 0 | 0
oh_line_TAP_OH_900510 |  | AN | node_8103702_200840732 | node_1357148_789_15348831_933 | 0.033 | unb_TAPWIRE_OH | 8103702 | no | no |  |  | no |  |  | 0 | 0 | 0 | 0
oh_line_TAP_OH_900511 |  | AN | node_8103702_200840734 | node_1356666_715_15348728_324 | 0.033 | unb_TAPWIRE_OH | 8103702 | no | no |  |  | no |  |  | 0 | 0 | 0 | 0
oh_line_TAP_OH_900512 |  | AN | node_8103702_200840735 | node_1357057_478_15349168_101 | 0.033 | unb_TAPWIRE_OH | 8103702 | no | no |  |  | no |  |  | 0 | 0 | 0 | 0
oh_line_TAP_OH_900513 |  | AN | node_8103702_200840737 | node_1357354_04_15348745_789 | 0.033 | unb_TAPWIRE_OH | 8103702 | no | no |  |  | no |  |  | 0 | 0 | 0 | 0
oh_line_TAP_OH_900514 |  | AN | node_8103702_200840745 | node_1356419_52_15349125_303 | 0.033 | unb_TAPWIRE_OH | 8103702 | no | no |  |  | no |  |  | 0 | 0 | 0 | 0
oh_line_TAP_OH_900515 |  | AN | node_8103702_200840746 | node_1356643_615_15349820_651 | 0.033 | unb_TAPWIRE_OH | 8103702 | no | no |  |  | no |  |  | 0 | 0 | 0 | 0
oh_line_TAP_OH_900516 |  | AN | node_8103702_200840748 | node_1356396_481_15350449_756 | 0.033 | unb_TAPWIRE_OH | 8103702 | no | no |  |  | no |  |  | 0 | 0 | 0 | 0
oh_line_TAP_OH_900517 |  | AN | node_8103702_200840749 | node_1356311_526_15350659_091 | 0.033 | unb_TAPWIRE_OH | 8103702 | no | no |  |  | no |  |  | 0 | 0 | 0 | 0
oh_line_TAP_OH_900518 |  | AN | node_8103702_200840752 | node_1356215_749_15351131_796 | 0.033 | unb_TAPWIRE_OH | 8103702 | no | no |  |  | no |  |  | 0 | 0 | 0 | 0
oh_line_TAP_OH_900519 |  | AN | node_8103702_200840754 | node_1358086_487_15337261_783 | 0.033 | unb_TAPWIRE_OH | 8103702 | no | no |  |  | no |  |  | 0 | 0 | 0 | 0
oh_line_TAP_OH_900520 |  | AN | node_8103702_200840755 | node_1358105_494_15337656_436 | 0.033 | unb_TAPWIRE_OH | 8103702 | no | no |  |  | no |  |  | 0 | 0 | 0 | 0
oh_line_TAP_OH_900521 |  | AN | node_8103702_200840756 | node_1358067_944_15338123_011 | 0.033 | unb_TAPWIRE_OH | 8103702 | no | no |  |  | no |  |  | 0 | 0 | 0 | 0
oh_line_TAP_OH_900522 |  | AN | node_8103702_200840758 | node_1357462_703_15337642_281 | 0.033 | unb_TAPWIRE_OH | 8103702 | no | no |  |  | no |  |  | 0 | 0 | 0 | 0
oh_line_TAP_OH_900523 |  | AN | node_8103702_200840760 | node_1358486_36_15337837_793 | 0.033 | unb_TAPWIRE_OH | 8103702 | no | no |  |  | no |  |  | 0 | 0 | 0 | 0
oh_line_TAP_OH_900524 |  | AN | node_8103702_200840766 | node_1358656_346_15339256_442 | 0.033 | unb_TAPWIRE_OH | 8103702 | no | no |  |  | no |  |  | 0 | 0 | 0 | 0
oh_line_TAP_OH_900525 |  | AN | node_8103702_200840769 | node_1358721_872_15339717_05 | 0.033 | unb_TAPWIRE_OH | 8103702 | no | no |  |  | no |  |  | 0 | 0 | 0 | 0
oh_line_TAP_OH_900526 |  | ABCN | node_8103702_200840771 | node_1359708_027_15334344_165 | 0.033 | unb_TAPWIRE_OH | 8103702 | no | no |  |  | no |  |  | 0 | 0 | 0 | 0
oh_line_TAP_OH_900527 |  | ABCN | node_8103702_200840777 | node_1362405_818_15333884_032 | 0.033 | unb_TAPWIRE_OH | 8103702 | no | no |  |  | no |  |  | 0 | 0 | 0 | 0
oh_line_TAP_OH_900528 |  | ABCN | node_8103702_200840781 | node_1362919_378_15334000_732 | 0.033 | unb_TAPWIRE_OH | 8103702 | no | no |  |  | no |  |  | 0 | 0 | 0 | 0
oh_line_TAP_OH_900529 |  | ABCN | node_8103702_200840783 | node_1363197_118_15334061_186 | 0.033 | unb_TAPWIRE_OH | 8103702 | no | no |  |  | no |  |  | 0 | 0 | 0 | 0
oh_line_TAP_OH_900530 |  | ABCN | node_8103702_200840785 | node_1363426_306_15334111_45 | 0.033 | unb_TAPWIRE_OH | 8103702 | no | no |  |  | no |  |  | 0 | 0 | 0 | 0
oh_line_TAP_OH_900532 |  | ABCN | node_8103702_200840792 | node_1363815_738_15334177_858 | 0.033 | unb_TAPWIRE_OH | 8103702 | no | no |  |  | no |  |  | 0 | 0 | 0 | 0
oh_line_TAP_OH_900533 |  | ABCN | node_8103702_200840798 | node_1360413_768_15333999_567 | 0.033 | unb_TAPWIRE_OH | 8103702 | no | no |  |  | no |  |  | 0 | 0 | 0 | 0
oh_line_TAP_OH_900534 |  | ABCN | node_8103702_200840802 | node_1360843_41_15333827_257 | 0.033 | unb_TAPWIRE_OH | 8103702 | no | no |  |  | no |  |  | 0 | 0 | 0 | 0
oh_line_TAP_OH_900535 |  | ABCN | node_8103702_200840806 | node_1361444_673_15333804_124 | 0.033 | unb_TAPWIRE_OH | 8103702 | no | no |  |  | no |  |  | 0 | 0 | 0 | 0
oh_line_TAP_OH_900536 |  | ABCN | node_8103702_200840808 | node_1361899_542_15333789_736 | 0.033 | unb_TAPWIRE_OH | 8103702 | no | no |  |  | no |  |  | 0 | 0 | 0 | 0
oh_line_TAP_OH_900574 |  | AN | node_8103702_200840928 | node_1369623_613_15332760_337 | 0.033 | unb_TAPWIRE_OH | 8103702 | no | no |  |  | no |  |  | 0 | 0 | 0 | 0
oh_line_TAP_OH_900575 |  | AN | node_8103702_200840931 | node_1369871_825_15332942_543 | 0.033 | unb_TAPWIRE_OH | 8103702 | no | no |  |  | no |  |  | 0 | 0 | 0 | 0
oh_line_TAP_OH_900576 |  | AN | node_8103702_200840933 | node_1369680_649_15336375_063 | 0.033 | unb_TAPWIRE_OH | 8103702 | no | no |  |  | no |  |  | 0 | 0 | 0 | 0
oh_line_TAP_OH_900577 |  | AN | node_8103702_200840937 | node_1369641_886_15336769_251 | 0.033 | unb_TAPWIRE_OH | 8103702 | no | no |  |  | no |  |  | 0 | 0 | 0 | 0
oh_line_TAP_OH_900578 |  | AN | node_8103702_200840941 | node_1369589_409_15337192_675 | 0.033 | unb_TAPWIRE_OH | 8103702 | no | no |  |  | no |  |  | 0 | 0 | 0 | 0
oh_line_TAP_OH_900579 |  | AN | node_8103702_200840944 | node_1369493_883_15337589_567 | 0.033 | unb_TAPWIRE_OH | 8103702 | no | no |  |  | no |  |  | 0 | 0 | 0 | 0
oh_line_TAP_OH_900580 |  | AN | node_8103702_200840947 | node_1369293_346_15337851_969 | 0.033 | unb_TAPWIRE_OH | 8103702 | no | no |  |  | no |  |  | 0 | 0 | 0 | 0
oh_line_TAP_OH_900581 |  | AN | node_8103702_200840950 | node_1369231_37_15338541_784 | 0.033 | unb_TAPWIRE_OH | 8103702 | no | no |  |  | no |  |  | 0 | 0 | 0 | 0
oh_line_TAP_OH_900582 |  | AN | node_8103702_200840951 | node_1369532_819_15333305_139 | 0.033 | unb_TAPWIRE_OH | 8103702 | no | no |  |  | no |  |  | 0 | 0 | 0 | 0
oh_line_TAP_OH_900583 |  | AN | node_8103702_200840954 | node_1369976_599_15333322_789 | 0.033 | unb_TAPWIRE_OH | 8103702 | no | no |  |  | no |  |  | 0 | 0 | 0 | 0
oh_line_TAP_OH_900584 |  | AN | node_8103702_200840958 | node_1369526_839_15333852_774 | 0.033 | unb_TAPWIRE_OH | 8103702 | no | no |  |  | no |  |  | 0 | 0 | 0 | 0
oh_line_TAP_OH_900585 |  | AN | node_8103702_200840959 | node_1369543_082_15334073_425 | 0.033 | unb_TAPWIRE_OH | 8103702 | no | no |  |  | no |  |  | 0 | 0 | 0 | 0
oh_line_TAP_OH_900586 |  | AN | node_8103702_200840960 | node_1369544_224_15334401_713 | 0.033 | unb_TAPWIRE_OH | 8103702 | no | no |  |  | no |  |  | 0 | 0 | 0 | 0
oh_line_TAP_OH_900587 |  | AN | node_8103702_200840963 | node_1369668_125_15335063_327 | 0.033 | unb_TAPWIRE_OH | 8103702 | no | no |  |  | no |  |  | 0 | 0 | 0 | 0
oh_line_TAP_OH_900588 |  | AN | node_8103702_200840967 | node_1369686_159_15335833_801 | 0.033 | unb_TAPWIRE_OH | 8103702 | no | no |  |  | no |  |  | 0 | 0 | 0 | 0
oh_line_TAP_OH_900611 |  | ABCN | node_8103702_200841032 | node_1370099_59_15332021_577 | 0.033 | unb_TAPWIRE_OH | 8103702 | no | no |  |  | no |  |  | 0 | 0 | 0 | 0
oh_line_TAP_OH_900612 |  | AN | node_8103702_200841034 | node_1372388_534_15332572_429 | 0.033 | unb_TAPWIRE_OH | 8103702 | no | no |  |  | no |  |  | 0 | 0 | 0 | 0
oh_line_TAP_OH_900613 |  | AN | node_8103702_200841038 | node_1372620_571_15333571_626 | 0.033 | unb_TAPWIRE_OH | 8103702 | no | no |  |  | no |  |  | 0 | 0 | 0 | 0
oh_line_TAP_OH_900616 |  | ABCN | node_8103702_200841053 | node_1373813_958_15333434_539 | 0.033 | unb_TAPWIRE_OH | 8103702 | no | no |  |  | no |  |  | 0 | 0 | 0 | 0
oh_line_TAP_OH_900619 |  | ABCN | node_8103702_200841058 | node_1370364_157_15332078_938 | 0.033 | unb_TAPWIRE_OH | 8103702 | no | no |  |  | no |  |  | 0 | 0 | 0 | 0
oh_line_TAP_OH_900622 |  | ABCN | node_8103702_200841064 | node_1370752_866_15332083_283 | 0.033 | unb_TAPWIRE_OH | 8103702 | no | no |  |  | no |  |  | 0 | 0 | 0 | 0
oh_line_TAP_OH_900623 |  | ABCN | node_8103702_200841066 | node_1371097_426_15332158_919 | 0.033 | unb_TAPWIRE_OH | 8103702 | no | no |  |  | no |  |  | 0 | 0 | 0 | 0
oh_line_TAP_OH_900625 |  | ABCN | node_8103702_200841069 | node_1371455_13_15332139_821 | 0.033 | unb_TAPWIRE_OH | 8103702 | no | no |  |  | no |  |  | 0 | 0 | 0 | 0
oh_line_TAP_OH_900626 |  | ABCN | node_8103702_200841075 | node_1371822_683_15332338_644 | 0.033 | unb_TAPWIRE_OH | 8103702 | no | no |  |  | no |  |  | 0 | 0 | 0 | 0
oh_line_TAP_OH_900627 |  | AN | node_8103702_200841082 | node_1374666_555_15341938_032 | 0.033 | unb_TAPWIRE_OH | 8103702 | no | no |  |  | no |  |  | 0 | 0 | 0 | 0
oh_line_TAP_OH_900628 |  | AN | node_8103702_200841083 | node_1374946_08_15341858_54 | 0.033 | unb_TAPWIRE_OH | 8103702 | no | no |  |  | no |  |  | 0 | 0 | 0 | 0
oh_line_TAP_OH_900629 |  | AN | node_8103702_200841086 | node_1375014_875_15341579_83 | 0.033 | unb_TAPWIRE_OH | 8103702 | no | no |  |  | no |  |  | 0 | 0 | 0 | 0
oh_line_TAP_OH_900630 |  | AN | node_8103702_200841087 | node_1374647_439_15341464_921 | 0.033 | unb_TAPWIRE_OH | 8103702 | no | no |  |  | no |  |  | 0 | 0 | 0 | 0
oh_line_TAP_OH_900631 |  | AN | node_8103702_200841088 | node_1374764_931_15341297_828 | 0.033 | unb_TAPWIRE_OH | 8103702 | no | no |  |  | no |  |  | 0 | 0 | 0 | 0
oh_line_TAP_OH_900632 |  | ABCN | node_8103702_200841095 | node_1374315_646_15340203_131 | 0.033 | unb_TAPWIRE_OH | 8103702 | no | no |  |  | no |  |  | 0 | 0 | 0 | 0
oh_line_TAP_OH_900633 |  | AN | node_8103702_200841097 | node_1374494_403_15340067_841 | 0.033 | unb_TAPWIRE_OH | 8103702 | no | no |  |  | no |  |  | 0 | 0 | 0 | 0
oh_line_TAP_OH_900634 |  | ABCN | node_8103702_200841098 | node_1374290_707_15339544_125 | 0.033 | unb_TAPWIRE_OH | 8103702 | no | no |  |  | no |  |  | 0 | 0 | 0 | 0
oh_line_TAP_OH_900635 |  | AN | node_8103702_200841101 | node_1374554_032_15339451_477 | 0.033 | unb_TAPWIRE_OH | 8103702 | no | no |  |  | no |  |  | 0 | 0 | 0 | 0
oh_line_TAP_OH_900636 |  | AN | node_8103702_200841103 | node_1374288_738_15339044_306 | 0.033 | unb_TAPWIRE_OH | 8103702 | no | no |  |  | no |  |  | 0 | 0 | 0 | 0
oh_line_TAP_OH_900637 |  | AN | node_8103702_200841108 | node_1374268_283_15337562_486 | 0.033 | unb_TAPWIRE_OH | 8103702 | no | no |  |  | no |  |  | 0 | 0 | 0 | 0
oh_line_TAP_OH_900638 |  | AN | node_8103702_200841110 | node_1374219_977_15337320_108 | 0.033 | unb_TAPWIRE_OH | 8103702 | no | no |  |  | no |  |  | 0 | 0 | 0 | 0
oh_line_TAP_OH_900639 |  | AN | node_8103702_200841111 | node_1374303_027_15336957_381 | 0.033 | unb_TAPWIRE_OH | 8103702 | no | no |  |  | no |  |  | 0 | 0 | 0 | 0
oh_line_TAP_OH_900640 |  | AN | node_8103702_200841115 | node_1373458_326_15337007_457 | 0.033 | unb_TAPWIRE_OH | 8103702 | no | no |  |  | no |  |  | 0 | 0 | 0 | 0
oh_line_TAP_OH_900641 |  | ABCN | node_8103702_200841116 | node_1365858_077_15343751_287 | 0.033 | unb_TAPWIRE_OH | 8103702 | no | no |  |  | no |  |  | 0 | 0 | 0 | 0
oh_line_TAP_OH_900642 |  | ABCN | node_8103702_200841119 | node_1366507_25_15343784_378 | 0.033 | unb_TAPWIRE_OH | 8103702 | no | no |  |  | no |  |  | 0 | 0 | 0 | 0
oh_line_TAP_OH_900643 |  | ABCN | node_8103702_200841122 | node_1367499_647_15343861_422 | 0.033 | unb_TAPWIRE_OH | 8103702 | no | no |  |  | no |  |  | 0 | 0 | 0 | 0
oh_line_TAP_OH_900673 |  | AN | node_8103702_200841196 | node_1368461_751_15323473_875 | 0.033 | unb_TAPWIRE_OH | 8103702 | no | no |  |  | no |  |  | 0 | 0 | 0 | 0
oh_line_TAP_OH_900674 |  | AN | node_8103702_200841199 | node_1365669_97_15325360_058 | 0.033 | unb_TAPWIRE_OH | 8103702 | no | no |  |  | no |  |  | 0 | 0 | 0 | 0
oh_line_TAP_OH_900675 |  | AN | node_8103702_200841200 | node_1365575_481_15325670_988 | 0.033 | unb_TAPWIRE_OH | 8103702 | no | no |  |  | no |  |  | 0 | 0 | 0 | 0
oh_line_TAP_OH_900676 |  | AN | node_8103702_200841208 | node_1366696_415_15324465_551 | 0.033 | unb_TAPWIRE_OH | 8103702 | no | no |  |  | no |  |  | 0 | 0 | 0 | 0
oh_line_TAP_OH_900677 |  | AN | node_8103702_200841210 | node_1366402_767_15324756_605 | 0.033 | unb_TAPWIRE_OH | 8103702 | no | no |  |  | no |  |  | 0 | 0 | 0 | 0
oh_line_TAP_OH_900678 |  | AN | node_8103702_200841212 | node_1366261_449_15324937_163 | 0.033 | unb_TAPWIRE_OH | 8103702 | no | no |  |  | no |  |  | 0 | 0 | 0 | 0
oh_line_TAP_OH_900679 |  | AN | node_8103702_200841213 | node_1366085_981_15325057_021 | 0.033 | unb_TAPWIRE_OH | 8103702 | no | no |  |  | no |  |  | 0 | 0 | 0 | 0
oh_line_TAP_OH_900680 |  | AN | node_8103702_200841218 | node_1365096_086_15325149_486 | 0.033 | unb_TAPWIRE_OH | 8103702 | no | no |  |  | no |  |  | 0 | 0 | 0 | 0
oh_line_TAP_OH_900766 |  | AN | node_8103702_200841483 | node_1357344_38_15339217_996 | 0.033 | unb_TAPWIRE_OH | 8103702 | no | no |  |  | no |  |  | 0 | 0 | 0 | 0
oh_line_TAP_OH_900767 |  | AN | node_8103702_200841486 | node_1356257_944_15341214_266 | 0.033 | unb_TAPWIRE_OH | 8103702 | no | no |  |  | no |  |  | 0 | 0 | 0 | 0
oh_line_TAP_OH_900768 |  | AN | node_8103702_200841487 | node_1355858_207_15341343_045 | 0.033 | unb_TAPWIRE_OH | 8103702 | no | no |  |  | no |  |  | 0 | 0 | 0 | 0
oh_line_TAP_OH_900769 |  | AN | node_8103702_200841489 | node_1355405_643_15341842_592 | 0.033 | unb_TAPWIRE_OH | 8103702 | no | no |  |  | no |  |  | 0 | 0 | 0 | 0
oh_line_TAP_OH_900770 |  | AN | node_8103702_200841491 | node_1357843_333_15338812_407 | 0.033 | unb_TAPWIRE_OH | 8103702 | no | no |  |  | no |  |  | 0 | 0 | 0 | 0
oh_line_TAP_OH_900771 |  | AN | node_8103702_200841492 | node_1357831_669_15339242_6 | 0.033 | unb_TAPWIRE_OH | 8103702 | no | no |  |  | no |  |  | 0 | 0 | 0 | 0
oh_line_TAP_OH_900772 |  | AN | node_8103702_200841495 | node_1357456_802_15339928_761 | 0.033 | unb_TAPWIRE_OH | 8103702 | no | no |  |  | no |  |  | 0 | 0 | 0 | 0
oh_line_TAP_OH_900773 |  | AN | node_8103702_200841497 | node_1357205_703_15340250_533 | 0.033 | unb_TAPWIRE_OH | 8103702 | no | no |  |  | no |  |  | 0 | 0 | 0 | 0
oh_line_TAP_OH_900774 |  | AN | node_8103702_200841502 | node_1356474_466_15340376_333 | 0.033 | unb_TAPWIRE_OH | 8103702 | no | no |  |  | no |  |  | 0 | 0 | 0 | 0
oh_line_TAP_OH_900797 |  | AN | node_8103702_200841569 | node_1365417_63_15341692_385 | 0.033 | unb_TAPWIRE_OH | 8103702 | no | no |  |  | no |  |  | 0 | 0 | 0 | 0
oh_line_TAP_OH_900798 |  | AN | node_8103702_200841572 | node_1365197_341_15341050_337 | 0.033 | unb_TAPWIRE_OH | 8103702 | no | no |  |  | no |  |  | 0 | 0 | 0 | 0
oh_line_TAP_OH_900799 |  | AN | node_8103702_200841577 | node_1365533_13_15342263_074 | 0.033 | unb_TAPWIRE_OH | 8103702 | no | no |  |  | no |  |  | 0 | 0 | 0 | 0
oh_line_TAP_OH_900800 |  | AN | node_8103702_200841585 | node_1366810_755_15341654_888 | 0.033 | unb_TAPWIRE_OH | 8103702 | no | no |  |  | no |  |  | 0 | 0 | 0 | 0
oh_line_TAP_OH_900829 |  | AN | node_8103702_200841647 | node_1368940_592_15338491_021 | 0.033 | unb_TAPWIRE_OH | 8103702 | no | no |  |  | no |  |  | 0 | 0 | 0 | 0
oh_line_TAP_OH_900830 |  | AN | node_8103702_200841649 | node_1368320_426_15338452_755 | 0.033 | unb_TAPWIRE_OH | 8103702 | no | no |  |  | no |  |  | 0 | 0 | 0 | 0
oh_line_TAP_OH_900846 |  | AN | node_8103702_200841703 | node_1370748_768_15329159_584 | 0.033 | unb_TAPWIRE_OH | 8103702 | no | no |  |  | no |  |  | 0 | 0 | 0 | 0
oh_line_TAP_OH_900847 |  | AN | node_8103702_200841704 | node_1370498_685_15329145_537 | 0.033 | unb_TAPWIRE_OH | 8103702 | no | no |  |  | no |  |  | 0 | 0 | 0 | 0
oh_line_TAP_OH_900848 |  | AN | node_8103702_200841706 | node_1370275_88_15329134_777 | 0.033 | unb_TAPWIRE_OH | 8103702 | no | no |  |  | no |  |  | 0 | 0 | 0 | 0
oh_line_TAP_OH_900849 |  | AN | node_8103702_200841707 | node_1370059_472_15329125_767 | 0.033 | unb_TAPWIRE_OH | 8103702 | no | no |  |  | no |  |  | 0 | 0 | 0 | 0
oh_line_TAP_OH_900850 |  | AN | node_8103702_200841709 | node_1369802_533_15329108_962 | 0.033 | unb_TAPWIRE_OH | 8103702 | no | no |  |  | no |  |  | 0 | 0 | 0 | 0
oh_line_TAP_OH_900851 |  | AN | node_8103702_200841713 | node_1368989_014_15329085_724 | 0.033 | unb_TAPWIRE_OH | 8103702 | no | no |  |  | no |  |  | 0 | 0 | 0 | 0
oh_line_TAP_OH_900871 |  | AN | node_8103702_200841783 | node_1364071_468_15338792_689 | 0.033 | unb_TAPWIRE_OH | 8103702 | no | no |  |  | no |  |  | 0 | 0 | 0 | 0
oh_line_TAP_OH_900872 |  | AN | node_8103702_200841787 | node_1366374_729_15338345_386 | 0.033 | unb_TAPWIRE_OH | 8103702 | no | no |  |  | no |  |  | 0 | 0 | 0 | 0
oh_line_TAP_OH_900873 |  | AN | node_8103702_200841789 | node_1366976_064_15338361_142 | 0.033 | unb_TAPWIRE_OH | 8103702 | no | no |  |  | no |  |  | 0 | 0 | 0 | 0
oh_line_TAP_OH_900874 |  | AN | node_8103702_200841794 | node_1367739_08_15338516_538 | 0.033 | unb_TAPWIRE_OH | 8103702 | no | no |  |  | no |  |  | 0 | 0 | 0 | 0
oh_line_TAP_OH_900875 |  | AN | node_8103702_200841796 | node_1368039_35_15338441_614 | 0.033 | unb_TAPWIRE_OH | 8103702 | no | no |  |  | no |  |  | 0 | 0 | 0 | 0
oh_line_TAP_OH_900876 |  | AN | node_8103702_200841797 | node_1364385_311_15338580_1 | 0.033 | unb_TAPWIRE_OH | 8103702 | no | no |  |  | no |  |  | 0 | 0 | 0 | 0
oh_line_TAP_OH_900877 |  | AN | node_8103702_200841800 | node_1365240_158_15338311_878 | 0.033 | unb_TAPWIRE_OH | 8103702 | no | no |  |  | no |  |  | 0 | 0 | 0 | 0
oh_line_TAP_OH_900878 |  | AN | node_8103702_200841801 | node_1365526_051_15338321_989 | 0.033 | unb_TAPWIRE_OH | 8103702 | no | no |  |  | no |  |  | 0 | 0 | 0 | 0
oh_line_TAP_OH_900879 |  | AN | node_8103702_200841803 | node_1366025_828_15338333_671 | 0.033 | unb_TAPWIRE_OH | 8103702 | no | no |  |  | no |  |  | 0 | 0 | 0 | 0
oh_line_TAP_OH_900880 |  | AN | node_8103702_200841804 | node_1366263_395_15338449_404 | 0.033 | unb_TAPWIRE_OH | 8103702 | no | no |  |  | no |  |  | 0 | 0 | 0 | 0
oh_line_TAP_OH_900881 |  | AN | node_8103702_200841808 | node_1368664_221_15339417_863 | 0.033 | unb_TAPWIRE_OH | 8103702 | no | no |  |  | no |  |  | 0 | 0 | 0 | 0
oh_line_TAP_OH_900882 |  | AN | node_8103702_200841812 | node_1358856_469_15339342_624 | 0.033 | unb_TAPWIRE_OH | 8103702 | no | no |  |  | no |  |  | 0 | 0 | 0 | 0
oh_line_TAP_OH_900885 |  | AN | node_8103702_200841819 | node_1371703_719_15340575_056 | 0.033 | unb_TAPWIRE_OH | 8103702 | no | no |  |  | no |  |  | 0 | 0 | 0 | 0
oh_line_TAP_OH_900886 |  | AN | node_8103702_200841821 | node_1371432_908_15340835_761 | 0.033 | unb_TAPWIRE_OH | 8103702 | no | no |  |  | no |  |  | 0 | 0 | 0 | 0
oh_line_TAP_OH_900887 |  | AN | node_8103702_200841823 | node_1371174_286_15341095_33 | 0.033 | unb_TAPWIRE_OH | 8103702 | no | no |  |  | no |  |  | 0 | 0 | 0 | 0
oh_line_TAP_OH_900888 |  | AN | node_8103702_200841827 | node_1370532_032_15341289_069 | 0.033 | unb_TAPWIRE_OH | 8103702 | no | no |  |  | no |  |  | 0 | 0 | 0 | 0
oh_line_TAP_OH_900889 |  | AN | node_8103702_200841829 | node_1369680_004_15341562_305 | 0.033 | unb_TAPWIRE_OH | 8103702 | no | no |  |  | no |  |  | 0 | 0 | 0 | 0
oh_line_TAP_OH_900890 |  | AN | node_8103702_200841830 | node_1369352_989_15341704_443 | 0.033 | unb_TAPWIRE_OH | 8103702 | no | no |  |  | no |  |  | 0 | 0 | 0 | 0
oh_line_TAP_OH_900891 |  | AN | node_8103702_200841834 | node_1373324_477_15339660 | 0.033 | unb_TAPWIRE_OH | 8103702 | no | no |  |  | no |  |  | 0 | 0 | 0 | 0
oh_line_TAP_OH_900892 |  | AN | node_8103702_200841838 | node_1373000_748_15339950_908 | 0.033 | unb_TAPWIRE_OH | 8103702 | no | no |  |  | no |  |  | 0 | 0 | 0 | 0
oh_line_TAP_OH_900893 |  | AN | node_8103702_200841845 | node_1372195_127_15340038_065 | 0.033 | unb_TAPWIRE_OH | 8103702 | no | no |  |  | no |  |  | 0 | 0 | 0 | 0
oh_line_TAP_OH_900894 |  | AN | node_8103702_200841846 | node_1371918_855_15340274_048 | 0.033 | unb_TAPWIRE_OH | 8103702 | no | no |  |  | no |  |  | 0 | 0 | 0 | 0
oh_line_TAP_OH_900895 |  | AN | node_8103702_200841848 | node_1361741_42_15335648_878 | 0.033 | unb_TAPWIRE_OH | 8103702 | no | no |  |  | no |  |  | 0 | 0 | 0 | 0
oh_line_TAP_OH_900896 |  | ABCN | node_8103702_200841849 | node_1360941_676_15335396_659 | 0.033 | unb_TAPWIRE_OH | 8103702 | no | no |  |  | no |  |  | 0 | 0 | 0 | 0
oh_line_TAP_OH_900897 |  | ABCN | node_8103702_200841851 | node_1362683_789_15336858_789 | 0.033 | unb_TAPWIRE_OH | 8103702 | no | no |  |  | no |  |  | 0 | 0 | 0 | 0
oh_line_TAP_OH_900898 |  | ABCN | node_8103702_200841853 | node_1362810_641_15337247_603 | 0.033 | unb_TAPWIRE_OH | 8103702 | no | no |  |  | no |  |  | 0 | 0 | 0 | 0
oh_line_TAP_OH_900899 |  | AN | node_8103702_200841855 | node_1363003_608_15337332_522 | 0.033 | unb_TAPWIRE_OH | 8103702 | no | no |  |  | no |  |  | 0 | 0 | 0 | 0
oh_line_TAP_OH_900900 |  | AN | node_8103702_200841858 | node_1363605_817_15337207_399 | 0.033 | unb_TAPWIRE_OH | 8103702 | no | no |  |  | no |  |  | 0 | 0 | 0 | 0
oh_line_TAP_OH_900901 |  | AN | node_8103702_200841860 | node_1363422_808_15337917_215 | 0.033 | unb_TAPWIRE_OH | 8103702 | no | no |  |  | no |  |  | 0 | 0 | 0 | 0
oh_line_TAP_OH_900902 |  | ABCN | node_8103702_200841861 | node_1361125_197_15335499_677 | 0.033 | unb_TAPWIRE_OH | 8103702 | no | no |  |  | no |  |  | 0 | 0 | 0 | 0
oh_line_TAP_OH_900903 |  | ABCN | node_8103702_200841865 | node_1361769_43_15336059_146 | 0.033 | unb_TAPWIRE_OH | 8103702 | no | no |  |  | no |  |  | 0 | 0 | 0 | 0
oh_line_TAP_OH_900904 |  | ABCN | node_8103702_200841867 | node_1362281_744_15336331_253 | 0.033 | unb_TAPWIRE_OH | 8103702 | no | no |  |  | no |  |  | 0 | 0 | 0 | 0
oh_line_TAP_OH_900905 |  | AN | node_8103702_200841869 | node_1362451_689_15336140_104 | 0.033 | unb_TAPWIRE_OH | 8103702 | no | no |  |  | no |  |  | 0 | 0 | 0 | 0
oh_line_TAP_OH_900906 |  | ABCN | node_8103702_200841870 | node_1362440_035_15336517_064 | 0.033 | unb_TAPWIRE_OH | 8103702 | no | no |  |  | no |  |  | 0 | 0 | 0 | 0
oh_line_TAP_OH_900912 |  | AN | node_8103702_200841884 | node_1366804_956_15325221_217 | 0.033 | unb_TAPWIRE_OH | 8103702 | no | no |  |  | no |  |  | 0 | 0 | 0 | 0
oh_line_TAP_OH_900913 |  | ABCN | node_8103702_200841888 | node_1360446_907_15335148_047 | 0.033 | unb_TAPWIRE_OH | 8103702 | no | no |  |  | no |  |  | 0 | 0 | 0 | 0
oh_line_TAP_OH_900914 |  | AN | node_8103702_200841893 | node_1360122_187_15334969_953 | 0.033 | unb_TAPWIRE_OH | 8103702 | no | no |  |  | no |  |  | 0 | 0 | 0 | 0
oh_line_TAP_OH_900953 |  | AN | node_8103702_200841993 | node_1356909_767_15347571_978 | 0.033 | unb_TAPWIRE_OH | 8103702 | no | no |  |  | no |  |  | 0 | 0 | 0 | 0
oh_line_TAP_OH_900954 |  | AN | node_8103702_200841994 | node_1356590_013_15347564_988 | 0.033 | unb_TAPWIRE_OH | 8103702 | no | no |  |  | no |  |  | 0 | 0 | 0 | 0
oh_line_TAP_OH_900958 |  | ABCN | node_8103702_200842004 | node_1373216_611_15332391_322 | 0.033 | unb_TAPWIRE_OH | 8103702 | no | no |  |  | no |  |  | 0 | 0 | 0 | 0
oh_line_TAP_OH_900970 |  | AN | node_8103702_200842028 | node_1366514_524_15324321_979 | 0.033 | unb_TAPWIRE_OH | 8103702 | no | no |  |  | no |  |  | 0 | 0 | 0 | 0
oh_line_TAP_OH_900971 |  | AN | node_8103702_200842031 | node_1365746_203_15324202_551 | 0.033 | unb_TAPWIRE_OH | 8103702 | no | no |  |  | no |  |  | 0 | 0 | 0 | 0
oh_line_TAP_OH_900972 |  | AN | node_8103702_200842034 | node_1365630_882_15323416_235 | 0.033 | unb_TAPWIRE_OH | 8103702 | no | no |  |  | no |  |  | 0 | 0 | 0 | 0
oh_line_TAP_OH_901087 |  | AN | node_8103702_200842317 | node_1375084_722_15339043_979 | 0.033 | unb_TAPWIRE_OH | 8103702 | no | no |  |  | no |  |  | 0 | 0 | 0 | 0
oh_line_TAP_OH_901088 |  | AN | node_8103702_200842320 | node_1375874_771_15338920_047 | 0.033 | unb_TAPWIRE_OH | 8103702 | no | no |  |  | no |  |  | 0 | 0 | 0 | 0
oh_line_TAP_OH_901120 |  | AN | node_8103702_200842455 | node_1360759_68_15335090_474 | 0.033 | unb_TAPWIRE_OH | 8103702 | no | no |  |  | no |  |  | 0 | 0 | 0 | 0
oh_line_TAP_OH_901121 |  | AN | node_8103702_200842457 | node_1360902_154_15335559_032 | 0.033 | unb_TAPWIRE_OH | 8103702 | no | no |  |  | no |  |  | 0 | 0 | 0 | 0
oh_line_TAP_OH_901122 |  | AN | node_8103702_200842468 | node_1362467_865_15337006_183 | 0.033 | unb_TAPWIRE_OH | 8103702 | no | no |  |  | no |  |  | 0 | 0 | 0 | 0
oh_line_TAP_OH_901123 |  | ABCN | node_8103702_200842473 | node_1363082_039_15338050_983 | 0.033 | unb_TAPWIRE_OH | 8103702 | no | no |  |  | no |  |  | 0 | 0 | 0 | 0
oh_line_TAP_OH_901124 |  | ABCN | node_8103702_200842490 | node_1364854_379_15340838_903 | 0.033 | unb_TAPWIRE_OH | 8103702 | no | no |  |  | no |  |  | 0 | 0 | 0 | 0
oh_line_TAP_OH_901125 |  | ABCN | node_8103702_200842498 | node_1365210_746_15342226_866 | 0.033 | unb_TAPWIRE_OH | 8103702 | no | no |  |  | no |  |  | 0 | 0 | 0 | 0
oh_line_TAP_OH_901126 |  | ABCN | node_8103702_200842501 | node_1365505_437_15342856_501 | 0.033 | unb_TAPWIRE_OH | 8103702 | no | no |  |  | no |  |  | 0 | 0 | 0 | 0
oh_line_TAP_OH_901127 |  | AN | node_8103702_200842508 | node_1365639_605_15344046_942 | 0.033 | unb_TAPWIRE_OH | 8103702 | no | no |  |  | no |  |  | 0 | 0 | 0 | 0
oh_line_TAP_OH_901128 |  | AN | node_8103702_200842510 | node_1365778_913_15344503_897 | 0.033 | unb_TAPWIRE_OH | 8103702 | no | no |  |  | no |  |  | 0 | 0 | 0 | 0
oh_line_TAP_OH_901129 |  | AN | node_8103702_200842517 | node_1365928_107_15345464_542 | 0.033 | unb_TAPWIRE_OH | 8103702 | no | no |  |  | no |  |  | 0 | 0 | 0 | 0
oh_line_TAP_OH_901143 |  | AN | node_8103702_200842597 | node_1361339_206_15335783_01 | 0.033 | unb_TAPWIRE_OH | 8103702 | no | no |  |  | no |  |  | 0 | 0 | 0 | 0
oh_line_TAP_OH_901144 |  | AN | node_8103702_200842602 | node_1363505_139_15338375_079 | 0.033 | unb_TAPWIRE_OH | 8103702 | no | no |  |  | no |  |  | 0 | 0 | 0 | 0
oh_line_TAP_OH_901145 |  | AN | node_8103702_200842605 | node_1364766_902_15339615_473 | 0.033 | unb_TAPWIRE_OH | 8103702 | no | no |  |  | no |  |  | 0 | 0 | 0 | 0
oh_line_TAP_OH_901146 |  | AN | node_8103702_200842607 | node_1365779_489_15343345_553 | 0.033 | unb_TAPWIRE_OH | 8103702 | no | no |  |  | no |  |  | 0 | 0 | 0 | 0
oh_line_TAP_OH_901277 |  | AN | node_8103702_200842978 | node_1358908_679_15334527_38 | 0.033 | unb_TAPWIRE_OH | 8103702 | no | no |  |  | no |  |  | 0 | 0 | 0 | 0
oh_line_TAP_OH_901278 |  | ABCN | node_8103702_200842980 | node_1359032_516_15335054_194 | 0.033 | unb_TAPWIRE_OH | 8103702 | no | no |  |  | no |  |  | 0 | 0 | 0 | 0
oh_line_TAP_OH_901279 |  | ABCN | node_8103702_200842984 | node_1358305_806_15335666_835 | 0.033 | unb_TAPWIRE_OH | 8103702 | no | no |  |  | no |  |  | 0 | 0 | 0 | 0
oh_line_TAP_OH_901386 |  | ABCN | node_8103702_200843277 | node_1371241_249_15328741_512 | 0.033 | unb_TAPWIRE_OH | 8103702 | no | no |  |  | no |  |  | 0 | 0 | 0 | 0
oh_line_TAP_OH_901387 |  | ABCN | node_8103702_200843251 | node_1370466_445_15325897_066 | 0.033 | unb_TAPWIRE_OH | 8103702 | no | no |  |  | no |  |  | 0 | 0 | 0 | 0
oh_line_TAP_OH_901388 |  | ABCN | node_8103702_200843252 | node_1370361_56_15325634_241 | 0.033 | unb_TAPWIRE_OH | 8103702 | no | no |  |  | no |  |  | 0 | 0 | 0 | 0
oh_line_TAP_OH_901389 |  | AN | node_8103702_200843256 | node_1370766_762_15326348_719 | 0.033 | unb_TAPWIRE_OH | 8103702 | no | no |  |  | no |  |  | 0 | 0 | 0 | 0
oh_line_TAP_OH_901390 |  | ABCN | node_8103702_200843257 | node_1371240_292_15326294_136 | 0.033 | unb_TAPWIRE_OH | 8103702 | no | no |  |  | no |  |  | 0 | 0 | 0 | 0
oh_line_TAP_OH_901391 |  | ABCN | node_8103702_200843250 | node_1370950_195_15326113_847 | 0.033 | unb_TAPWIRE_OH | 8103702 | no | no |  |  | no |  |  | 0 | 0 | 0 | 0
oh_line_TAP_OH_901392 |  | ABCN | node_8103702_200843260 | node_1371262_897_15326524_76 | 0.033 | unb_TAPWIRE_OH | 8103702 | no | no |  |  | no |  |  | 0 | 0 | 0 | 0
oh_line_TAP_OH_901393 |  | AN | node_8103702_200843267 | node_1371719_292_15327158_136 | 0.033 | unb_TAPWIRE_OH | 8103702 | no | no |  |  | no |  |  | 0 | 0 | 0 | 0
oh_line_TAP_OH_901394 |  | AN | node_8103702_200843268 | node_1371956_611_15327253_235 | 0.033 | unb_TAPWIRE_OH | 8103702 | no | no |  |  | no |  |  | 0 | 0 | 0 | 0
oh_line_TAP_OH_901395 |  | AN | node_8103702_200843270 | node_1372128_402_15327257_912 | 0.033 | unb_TAPWIRE_OH | 8103702 | no | no |  |  | no |  |  | 0 | 0 | 0 | 0
oh_line_TAP_OH_901396 |  | ABCN | node_8103702_200843274 | node_1371317_539_15328266_823 | 0.033 | unb_TAPWIRE_OH | 8103702 | no | no |  |  | no |  |  | 0 | 0 | 0 | 0
oh_line_TAP_OH_901397 |  | ABCN | node_8103702_200843279 | node_1371026_073_15329348_555 | 0.033 | unb_TAPWIRE_OH | 8103702 | no | no |  |  | no |  |  | 0 | 0 | 0 | 0
oh_line_TAP_OH_901398 |  | AN | node_8103702_200843280 | node_1371285_39_15329317_153 | 0.033 | unb_TAPWIRE_OH | 8103702 | no | no |  |  | no |  |  | 0 | 0 | 0 | 0
oh_line_TAP_OH_901399 |  | ABCN | node_8103702_200843282 | node_1370902_91_15329536_949 | 0.033 | unb_TAPWIRE_OH | 8103702 | no | no |  |  | no |  |  | 0 | 0 | 0 | 0
oh_line_TAP_OH_901400 |  | ABCN | node_8103702_200843283 | node_1370826_561_15329779_074 | 0.033 | unb_TAPWIRE_OH | 8103702 | no | no |  |  | no |  |  | 0 | 0 | 0 | 0
oh_line_TAP_OH_901401 |  | ABCN | node_8103702_200843284 | node_1370826_587_15330138_249 | 0.033 | unb_TAPWIRE_OH | 8103702 | no | no |  |  | no |  |  | 0 | 0 | 0 | 0
oh_line_TAP_OH_901402 |  | AN | node_8103702_200843290 | node_1369848_294_15331086_961 | 0.033 | unb_TAPWIRE_OH | 8103702 | no | no |  |  | no |  |  | 0 | 0 | 0 | 0
oh_line_TAP_OH_901403 |  | ABCN | node_8103702_200843292 | node_1369849_417_15331916_178 | 0.033 | unb_TAPWIRE_OH | 8103702 | no | no |  |  | no |  |  | 0 | 0 | 0 | 0
oh_line_TAP_OH_901405 |  | ABCN | node_8103702_200843297 | node_1369271_085_15332382_874 | 0.033 | unb_TAPWIRE_OH | 8103702 | no | no |  |  | no |  |  | 0 | 0 | 0 | 0
oh_line_TAP_OH_901406 |  | ABCN | node_8103702_200843298 | node_1369015_088_15332501_791 | 0.033 | unb_TAPWIRE_OH | 8103702 | no | no |  |  | no |  |  | 0 | 0 | 0 | 0
oh_line_TAP_OH_901407 |  | ABCN | node_8103702_200843299 | node_1368797_909_15332580_32 | 0.033 | unb_TAPWIRE_OH | 8103702 | no | no |  |  | no |  |  | 0 | 0 | 0 | 0
oh_line_TAP_OH_901408 |  | ABCN | node_8103702_200843304 | node_1368487_986_15332814_767 | 0.033 | unb_TAPWIRE_OH | 8103702 | no | no |  |  | no |  |  | 0 | 0 | 0 | 0
oh_line_TAP_OH_901409 |  | ABCN | node_8103702_200843308 | node_1367835_805_15333081_666 | 0.033 | unb_TAPWIRE_OH | 8103702 | no | no |  |  | no |  |  | 0 | 0 | 0 | 0
oh_line_TAP_OH_901410 |  | AN | node_8103702_200843311 | node_1367457_71_15333606_531 | 0.033 | unb_TAPWIRE_OH | 8103702 | no | no |  |  | no |  |  | 0 | 0 | 0 | 0
oh_line_TAP_OH_901411 |  | ABCN | node_8103702_200843313 | node_1367275_645_15333221_367 | 0.033 | unb_TAPWIRE_OH | 8103702 | no | no |  |  | no |  |  | 0 | 0 | 0 | 0
oh_line_TAP_OH_901412 |  | ABCN | node_8103702_200843317 | node_1366746_446_15333479_096 | 0.033 | unb_TAPWIRE_OH | 8103702 | no | no |  |  | no |  |  | 0 | 0 | 0 | 0
oh_line_TAP_OH_901413 |  | ABCN | node_8103702_200843322 | node_1366209_131_15333563_325 | 0.033 | unb_TAPWIRE_OH | 8103702 | no | no |  |  | no |  |  | 0 | 0 | 0 | 0
oh_line_TAP_OH_901414 |  | ABCN | node_8103702_200843326 | node_1365645_436_15333766_311 | 0.033 | unb_TAPWIRE_OH | 8103702 | no | no |  |  | no |  |  | 0 | 0 | 0 | 0
oh_line_TAP_OH_901415 |  | ABCN | node_8103702_200843330 | node_1365026_291_15333846_547 | 0.033 | unb_TAPWIRE_OH | 8103702 | no | no |  |  | no |  |  | 0 | 0 | 0 | 0
oh_line_TAP_OH_901416 |  | ABCN | node_8103702_200843332 | node_1364686_326_15334004_879 | 0.033 | unb_TAPWIRE_OH | 8103702 | no | no |  |  | no |  |  | 0 | 0 | 0 | 0
oh_line_TAP_OH_901417 |  | AN | node_8103702_200843338 | node_1364273_478_15333988_988 | 0.033 | unb_TAPWIRE_OH | 8103702 | no | no |  |  | no |  |  | 0 | 0 | 0 | 0
oh_line_TAP_OH_901418 |  | AN | node_8103702_200843341 | node_1364344_3_15333067_298 | 0.033 | unb_TAPWIRE_OH | 8103702 | no | no |  |  | no |  |  | 0 | 0 | 0 | 0
oh_line_TAP_OH_901419 |  | AN | node_8103702_200843343 | node_1364169_221_15334030_987 | 0.033 | unb_TAPWIRE_OH | 8103702 | no | no |  |  | no |  |  | 0 | 0 | 0 | 0
oh_line_TAP_OH_901464 |  | ABCN | node_8103702_200843463 | node_1369109_905_15323716_353 | 0.033 | unb_TAPWIRE_OH | 8103702 | no | no |  |  | no |  |  | 0 | 0 | 0 | 0
oh_line_TAP_OH_901465 |  | ABCN | node_8103702_200843466 | node_1369854_083_15324234_868 | 0.033 | unb_TAPWIRE_OH | 8103702 | no | no |  |  | no |  |  | 0 | 0 | 0 | 0
oh_line_TAP_OH_901466 |  | ABCN | node_8103702_200843468 | node_1369984_858_15324482_586 | 0.033 | unb_TAPWIRE_OH | 8103702 | no | no |  |  | no |  |  | 0 | 0 | 0 | 0
oh_line_TAP_OH_901682 |  | AN | node_8103702_200844126 | node_1355856_988_15352104_248 | 0.033 | unb_TAPWIRE_OH | 8103702 | no | no |  |  | no |  |  | 0 | 0 | 0 | 0
oh_line_TAP_OH_901683 |  | AN | node_8103702_200844128 | node_1355932_186_15352402_647 | 0.033 | unb_TAPWIRE_OH | 8103702 | no | no |  |  | no |  |  | 0 | 0 | 0 | 0
oh_line_TAP_OH_901684 |  | AN | node_8103702_200844133 | node_1355495_99_15353231_644 | 0.033 | unb_TAPWIRE_OH | 8103702 | no | no |  |  | no |  |  | 0 | 0 | 0 | 0
oh_line_TAP_OH_901685 |  | AN | node_8103702_200844136 | node_1355417_75_15353847_438 | 0.033 | unb_TAPWIRE_OH | 8103702 | no | no |  |  | no |  |  | 0 | 0 | 0 | 0
oh_line_TAP_OH_901686 |  | AN | node_8103702_200844137 | node_1355262_091_15354216_146 | 0.033 | unb_TAPWIRE_OH | 8103702 | no | no |  |  | no |  |  | 0 | 0 | 0 | 0
oh_line_TAP_OH_901687 |  | AN | node_8103702_200844138 | node_1355108_39_15354442_146 | 0.033 | unb_TAPWIRE_OH | 8103702 | no | no |  |  | no |  |  | 0 | 0 | 0 | 0
oh_line_TAP_OH_901688 |  | AN | node_8103702_200844140 | node_1354502_918_15354432_161 | 0.033 | unb_TAPWIRE_OH | 8103702 | no | no |  |  | no |  |  | 0 | 0 | 0 | 0
oh_line_TAP_OH_901689 |  | AN | node_8103702_200844143 | node_1354909_506_15354972_303 | 0.033 | unb_TAPWIRE_OH | 8103702 | no | no |  |  | no |  |  | 0 | 0 | 0 | 0
oh_line_TAP_OH_901690 |  | AN | node_8103702_200844144 | node_1354842_603_15355222_955 | 0.033 | unb_TAPWIRE_OH | 8103702 | no | no |  |  | no |  |  | 0 | 0 | 0 | 0
oh_line_TAP_OH_901691 |  | AN | node_8103702_200844145 | node_1354612_936_15355054_956 | 0.033 | unb_TAPWIRE_OH | 8103702 | no | no |  |  | no |  |  | 0 | 0 | 0 | 0
oh_line_TAP_OH_901692 |  | AN | node_8103702_200844146 | node_1354732_555_15355471_783 | 0.033 | unb_TAPWIRE_OH | 8103702 | no | no |  |  | no |  |  | 0 | 0 | 0 | 0
oh_line_TAP_OH_901752 |  | AN | node_8103702_200844309 | node_1372821_192_15344404_376 | 0.033 | unb_TAPWIRE_OH | 8103702 | no | no |  |  | no |  |  | 0 | 0 | 0 | 0
oh_line_TAP_OH_901753 |  | ABCN | node_8103702_200844312 | node_1373193_844_15343769_92 | 0.033 | unb_TAPWIRE_OH | 8103702 | no | no |  |  | no |  |  | 0 | 0 | 0 | 0
oh_line_TAP_OH_901754 |  | AN | node_8103702_200844314 | node_1373014_18_15343578_456 | 0.033 | unb_TAPWIRE_OH | 8103702 | no | no |  |  | no |  |  | 0 | 0 | 0 | 0
oh_line_TAP_OH_901755 |  | AN | node_8103702_200844317 | node_1373246_179_15342423_817 | 0.033 | unb_TAPWIRE_OH | 8103702 | no | no |  |  | no |  |  | 0 | 0 | 0 | 0
oh_line_TAP_OH_901756 |  | ABCN | node_8103702_200844324 | node_1374381_569_15343422_092 | 0.033 | unb_TAPWIRE_OH | 8103702 | no | no |  |  | no |  |  | 0 | 0 | 0 | 0
oh_line_TAP_OH_901757 |  | ABCN | node_8103702_200844326 | node_1374653_378_15343633_817 | 0.033 | unb_TAPWIRE_OH | 8103702 | no | no |  |  | no |  |  | 0 | 0 | 0 | 0
oh_line_TAP_OH_901758 |  | ABCN | node_8103702_200844327 | node_1374807_053_15343904_073 | 0.033 | unb_TAPWIRE_OH | 8103702 | no | no |  |  | no |  |  | 0 | 0 | 0 | 0
oh_line_TAP_OH_901759 |  | AN | node_8103702_200844329 | node_1367713_881_15344142_525 | 0.033 | unb_TAPWIRE_OH | 8103702 | no | no |  |  | no |  |  | 0 | 0 | 0 | 0
oh_line_TAP_OH_901760 |  | AN | node_8103702_200844334 | node_1369492_802_15345649_037 | 0.033 | unb_TAPWIRE_OH | 8103702 | no | no |  |  | no |  |  | 0 | 0 | 0 | 0
oh_line_TAP_OH_901761 |  | ABCN | node_8103702_200844335 | node_1369948_186_15345335_423 | 0.033 | unb_TAPWIRE_OH | 8103702 | no | no |  |  | no |  |  | 0 | 0 | 0 | 0
oh_line_TAP_OH_901762 |  | ABCN | node_8103702_200844338 | node_1370725_621_15345612_194 | 0.033 | unb_TAPWIRE_OH | 8103702 | no | no |  |  | no |  |  | 0 | 0 | 0 | 0
oh_line_TAP_OH_901763 |  | ABCN | node_8103702_200844343 | node_1371980_94_15345994_381 | 0.033 | unb_TAPWIRE_OH | 8103702 | no | no |  |  | no |  |  | 0 | 0 | 0 | 0
oh_line_TAP_OH_901764 |  | ABCN | node_8103702_200844346 | node_1372200_843_15346136_094 | 0.033 | unb_TAPWIRE_OH | 8103702 | no | no |  |  | no |  |  | 0 | 0 | 0 | 0
oh_line_TAP_OH_901765 |  | ABCN | node_8103702_200844348 | node_1372573_457_15346176_956 | 0.033 | unb_TAPWIRE_OH | 8103702 | no | no |  |  | no |  |  | 0 | 0 | 0 | 0
oh_line_TAP_OH_901766 |  | ABCN | node_8103702_200844350 | node_1372784_378_15346274_179 | 0.033 | unb_TAPWIRE_OH | 8103702 | no | no |  |  | no |  |  | 0 | 0 | 0 | 0
oh_line_TAP_OH_901767 |  | ABCN | node_8103702_200844351 | node_1372923_066_15346316_023 | 0.033 | unb_TAPWIRE_OH | 8103702 | no | no |  |  | no |  |  | 0 | 0 | 0 | 0
oh_line_TAP_OH_901768 |  | ABCN | node_8103702_200844354 | node_1373110_959_15346434_833 | 0.033 | unb_TAPWIRE_OH | 8103702 | no | no |  |  | no |  |  | 0 | 0 | 0 | 0
oh_line_TAP_OH_901769 |  | ABCN | node_8103702_200844364 | node_1367672_491_15343820_984 | 0.033 | unb_TAPWIRE_OH | 8103702 | no | no |  |  | no |  |  | 0 | 0 | 0 | 0
oh_line_TAP_OH_901770 |  | ABCN | node_8103702_200844367 | node_1367929_041_15343994_562 | 0.033 | unb_TAPWIRE_OH | 8103702 | no | no |  |  | no |  |  | 0 | 0 | 0 | 0
oh_line_TAP_OH_901771 |  | AN | node_8103702_200844368 | node_1368204_962_15343755_627 | 0.033 | unb_TAPWIRE_OH | 8103702 | no | no |  |  | no |  |  | 0 | 0 | 0 | 0
oh_line_TAP_OH_901772 |  | ABCN | node_8103702_200844372 | node_1368598_164_15344490_22 | 0.033 | unb_TAPWIRE_OH | 8103702 | no | no |  |  | no |  |  | 0 | 0 | 0 | 0
oh_line_TAP_OH_901773 |  | AN | node_8103702_200844374 | node_1368635_409_15345104_029 | 0.033 | unb_TAPWIRE_OH | 8103702 | no | no |  |  | no |  |  | 0 | 0 | 0 | 0
oh_line_TAP_OH_901848 |  | AN | node_8103702_200844584 | node_1368910_682_15342103_368 | 0.033 | unb_TAPWIRE_OH | 8103702 | no | no |  |  | no |  |  | 0 | 0 | 0 | 0
oh_line_TAP_OH_901874 |  | AN | node_8103702_200844679 | node_1368370_169_15344514_71 | 0.033 | unb_TAPWIRE_OH | 8103702 | no | no |  |  | no |  |  | 0 | 0 | 0 | 0
oh_line_TAP_OH_901875 |  | AN | node_8103702_200844681 | node_1368435_15_15344766_351 | 0.033 | unb_TAPWIRE_OH | 8103702 | no | no |  |  | no |  |  | 0 | 0 | 0 | 0
oh_line_TAP_OH_901876 |  | AN | node_8103702_200844684 | node_1368401_735_15345380_29 | 0.033 | unb_TAPWIRE_OH | 8103702 | no | no |  |  | no |  |  | 0 | 0 | 0 | 0
oh_line_TAP_OH_901877 |  | AN | node_8103702_200844687 | node_1368169_653_15345970_029 | 0.033 | unb_TAPWIRE_OH | 8103702 | no | no |  |  | no |  |  | 0 | 0 | 0 | 0
oh_line_TAP_OH_901878 |  | AN | node_8103702_200844688 | node_1368086_586_15345460_199 | 0.033 | unb_TAPWIRE_OH | 8103702 | no | no |  |  | no |  |  | 0 | 0 | 0 | 0
oh_line_TAP_OH_901902 |  | AN | node_8103702_200844742 | node_1354830_284_15351660_043 | 0.033 | unb_TAPWIRE_OH | 8103702 | no | no |  |  | no |  |  | 0 | 0 | 0 | 0
oh_line_TAP_OH_919994 |  | AN | node_8103702_200944245 | node_1368111_235_15332823_369 | 0.033 | unb_TAPWIRE_OH | 8103702 | no | no |  |  | no |  |  | 0 | 0 | 0 | 0
oh_line_TAP_OH_920875 |  | ABCN | node_8103702_200950993 | node_1371483_504_15327686_424 | 0.033 | unb_TAPWIRE_OH | 8103702 | no | no |  |  | no |  |  | 0 | 0 | 0 | 0
oh_line_TAP_OH_921369 |  | AN | node_8103702_200954014 | node_1366895_969_15324491_637 | 0.033 | unb_TAPWIRE_OH | 8103702 | no | no |  |  | no |  |  | 0 | 0 | 0 | 0
oh_line_TAP_OH_924437 |  | AN | node_8103702_200971329 | node_1365713_603_15345390_655 | 0.033 | unb_TAPWIRE_OH | 8103702 | no | no |  |  | no |  |  | 0 | 0 | 0 | 0
oh_line_TAP_OH_925466 |  | AN | node_8103702_200977873 | node_1364933_226_15338326_807 | 0.033 | unb_TAPWIRE_OH | 8103702 | no | no |  |  | no |  |  | 0 | 0 | 0 | 0
oh_line_TAP_OH_925625 |  | AN | node_8103702_200978683 | node_1357258_154_15347546_071 | 0.033 | unb_TAPWIRE_OH | 8103702 | no | no |  |  | no |  |  | 0 | 0 | 0 | 0
oh_line_TAP_OH_925626 |  | AN | node_8103702_200978685 | node_1357289_519_15347929_446 | 0.033 | unb_TAPWIRE_OH | 8103702 | no | no |  |  | no |  |  | 0 | 0 | 0 | 0
oh_line_TAP_OH_925627 |  | ABCN | node_8103702_200978688 | node_1370855_815_15332400_984 | 0.033 | unb_TAPWIRE_OH | 8103702 | no | no |  |  | no |  |  | 0 | 0 | 0 | 0
oh_line_TAP_OH_927324 |  | ABCN | node_8103702_200987779 | node_1359274_81_15334633_377 | 0.033 | unb_TAPWIRE_OH | 8103702 | no | no |  |  | no |  |  | 0 | 0 | 0 | 0
oh_line_TAP_OH_929320 |  | AN | node_8103702_201013525 | node_1365833_717_15344850_897 | 0.033 | unb_TAPWIRE_OH | 8103702 | no | no |  |  | no |  |  | 0 | 0 | 0 | 0
oh_line_TAP_OH_929322 |  | AN | node_8103702_201013529 | node_1365866_249_15345039_955 | 0.033 | unb_TAPWIRE_OH | 8103702 | no | no |  |  | no |  |  | 0 | 0 | 0 | 0
oh_line_TAP_OH_929837 |  | AN | node_8103702_201015856 | node_1370940_465_15341323_142 | 0.033 | unb_TAPWIRE_OH | 8103702 | no | no |  |  | no |  |  | 0 | 0 | 0 | 0
oh_line_TAP_OH_930003 |  | AN | node_8103702_201016528 | node_1369783_082_15335370_313 | 0.033 | unb_TAPWIRE_OH | 8103702 | no | no |  |  | no |  |  | 0 | 0 | 0 | 0
oh_line_TAP_OH_930311 |  | AN | node_8103702_201017902 | node_1376376_545_15347646_138 | 0.033 | unb_TAPWIRE_OH | 8103702 | no | no |  |  | no |  |  | 0 | 0 | 0 | 0
oh_line_TAP_OH_930540 |  | AN | node_8103702_201018933 | node_1364413_674_15339148_908 | 0.033 | unb_TAPWIRE_OH | 8103702 | no | no |  |  | no |  |  | 0 | 0 | 0 | 0
oh_line_TAP_OH_930541 |  | AN | node_8103702_201018934 | node_1364581_771_15339075_26 | 0.033 | unb_TAPWIRE_OH | 8103702 | no | no |  |  | no |  |  | 0 | 0 | 0 | 0
oh_line_TAP_OH_932459 |  | AN | node_8103702_201030720 | node_1367144_642_15324322_787 | 0.033 | unb_TAPWIRE_OH | 8103702 | no | no |  |  | no |  |  | 0 | 0 | 0 | 0
oh_line_TAP_OH_935063 |  | AN | node_8103702_201046974 | node_1366107_123_15341552_704 | 0.033 | unb_TAPWIRE_OH | 8103702 | no | no |  |  | no |  |  | 0 | 0 | 0 | 0
oh_line_TAP_OH_936754 |  | AN | node_8103702_201060916 | node_1365409_1_15326147_646 | 0.033 | unb_TAPWIRE_OH | 8103702 | no | no |  |  | no |  |  | 0 | 0 | 0 | 0
oh_line_TAP_OH_1268775 |  | AN | node_8103702_200842609 | node_1365982_627_15343554_23 | 0.033 | unb_TAPWIRE_OH | 8103702 | no | no |  |  | no |  |  | 0 | 0 | 0 | 0
oh_line_TAP_OH_1329590 |  | ABCN | node_8103702_200843323 | node_1366047_684_15333687_387 | 0.033 | unb_TAPWIRE_OH | 8103702 | no | no |  |  | no |  |  | 0 | 0 | 0 | 0
oh_line_TAP_OH_2142122 |  | ABCN | node_8103702_200841052 | node_1373862_15333210_149 | 0.033 | unb_TAPWIRE_OH | 8103702 | no | no |  |  | no |  |  | 0 | 0 | 0 | 0
oh_line_TAP_OH_2142123 |  | ABCN | node_8103702_200841052 | node_1373880_996_15333202_828 | 0.033 | unb_TAPWIRE_OH | 8103702 | no | no |  |  | no |  |  | 0 | 0 | 0 | 0
oh_line_TAP_OH_2142124 |  | ABCN | node_8103702_200841052 | node_1373845_093_15333223_848 | 0.033 | unb_TAPWIRE_OH | 8103702 | no | no |  |  | no |  |  | 0 | 0 | 0 | 0
oh_line_TAP_OH_2142135 |  | ABCN | node_8103702_200841061 | node_1374289_591_15333136_462 | 0.033 | unb_TAPWIRE_OH | 8103702 | no | no |  |  | no |  |  | 0 | 0 | 0 | 0
oh_line_TAP_OH_2142136 |  | ABCN | node_8103702_200841061 | node_1374275_6_15333155_171 | 0.033 | unb_TAPWIRE_OH | 8103702 | no | no |  |  | no |  |  | 0 | 0 | 0 | 0
oh_line_TAP_OH_2142137 |  | ABCN | node_8103702_200841061 | node_1374299_48_15333113_486 | 0.033 | unb_TAPWIRE_OH | 8103702 | no | no |  |  | no |  |  | 0 | 0 | 0 | 0
oh_line_TAP_OH_2142148 |  | ABCN | node_8103702_200843293 | node_1369503_478_15331947_423 | 0.033 | unb_TAPWIRE_OH | 8103702 | no | no |  |  | no |  |  | 0 | 0 | 0 | 0
oh_line_TAP_OH_2142149 |  | ABCN | node_8103702_200843293 | node_1369505_848_15331921_009 | 0.033 | unb_TAPWIRE_OH | 8103702 | no | no |  |  | no |  |  | 0 | 0 | 0 | 0
oh_line_TAP_OH_2142150 |  | ABCN | node_8103702_200843293 | node_1369506_277_15331973_81 | 0.033 | unb_TAPWIRE_OH | 8103702 | no | no |  |  | no |  |  | 0 | 0 | 0 | 0
oh_line_TAP_OH_2142159 |  | ABCN | node_8103702_200842446 | node_1359693_046_15334596_231 | 0.033 | unb_TAPWIRE_OH | 8103702 | no | no |  |  | no |  |  | 0 | 0 | 0 | 0
oh_line_TAP_OH_2142160 |  | ABCN | node_8103702_200842446 | node_1359679_084_15334577_215 | 0.033 | unb_TAPWIRE_OH | 8103702 | no | no |  |  | no |  |  | 0 | 0 | 0 | 0
oh_line_TAP_OH_2142161 |  | ABCN | node_8103702_200842446 | node_1359710_164_15334609_775 | 0.033 | unb_TAPWIRE_OH | 8103702 | no | no |  |  | no |  |  | 0 | 0 | 0 | 0
oh_line_TAP_OH_2142164 |  | ABCN | node_8103702_200842003 | node_1373221_654_15332461_457 | 0.033 | unb_TAPWIRE_OH | 8103702 | no | no |  |  | no |  |  | 0 | 0 | 0 | 0
oh_line_TAP_OH_2142165 |  | ABCN | node_8103702_200842003 | node_1373202_261_15332455_912 | 0.033 | unb_TAPWIRE_OH | 8103702 | no | no |  |  | no |  |  | 0 | 0 | 0 | 0
oh_line_TAP_OH_2142166 |  | ABCN | node_8103702_200842003 | node_1373241_418_15332460_072 | 0.033 | unb_TAPWIRE_OH | 8103702 | no | no |  |  | no |  |  | 0 | 0 | 0 | 0
oh_line_TAP_OH_2142184 |  | ABCN | node_8103702_200841057 | node_1373721_224_15334187_705 | 0.033 | unb_TAPWIRE_OH | 8103702 | no | no |  |  | no |  |  | 0 | 0 | 0 | 0
oh_line_TAP_OH_2142185 |  | ABCN | node_8103702_200841057 | node_1373701_559_15334184_449 | 0.033 | unb_TAPWIRE_OH | 8103702 | no | no |  |  | no |  |  | 0 | 0 | 0 | 0
oh_line_TAP_OH_2142186 |  | ABCN | node_8103702_200841057 | node_1373740_81_15334184_01 | 0.033 | unb_TAPWIRE_OH | 8103702 | no | no |  |  | no |  |  | 0 | 0 | 0 | 0
oh_line_TAP_OH_2142187 |  | ABCN | node_8103702_200841047 | node_1373321_941_15333898_274 | 0.033 | unb_TAPWIRE_OH | 8103702 | no | no |  |  | no |  |  | 0 | 0 | 0 | 0
oh_line_TAP_OH_2142188 |  | ABCN | node_8103702_200841047 | node_1373308_508_15333878_589 | 0.033 | unb_TAPWIRE_OH | 8103702 | no | no |  |  | no |  |  | 0 | 0 | 0 | 0
oh_line_TAP_OH_2142189 |  | ABCN | node_8103702_200841047 | node_1373338_681_15333912_648 | 0.033 | unb_TAPWIRE_OH | 8103702 | no | no |  |  | no |  |  | 0 | 0 | 0 | 0
oh_line_TAP_OH_2142204 |  | ABCN | node_8103702_200841456 | node_1373934_694_15332197_612 | 0.033 | unb_TAPWIRE_OH | 8103702 | no | no |  |  | no |  |  | 0 | 0 | 0 | 0
oh_line_TAP_OH_2142205 |  | ABCN | node_8103702_200841456 | node_1373941_027_15332172_443 | 0.033 | unb_TAPWIRE_OH | 8103702 | no | no |  |  | no |  |  | 0 | 0 | 0 | 0
oh_line_TAP_OH_2142206 |  | ABCN | node_8103702_200841456 | node_1373933_431_15332224_173 | 0.033 | unb_TAPWIRE_OH | 8103702 | no | no |  |  | no |  |  | 0 | 0 | 0 | 0
oh_line_TAP_OH_2142231 |  | ABCN | node_8103702_200841056 | node_1373607_958_15333911_617 | 0.033 | unb_TAPWIRE_OH | 8103702 | no | no |  |  | no |  |  | 0 | 0 | 0 | 0
oh_line_TAP_OH_2142232 |  | ABCN | node_8103702_200841056 | node_1373610_994_15333885_332 | 0.033 | unb_TAPWIRE_OH | 8103702 | no | no |  |  | no |  |  | 0 | 0 | 0 | 0
oh_line_TAP_OH_2142233 |  | ABCN | node_8103702_200841056 | node_1373610_089_15333938_11 | 0.033 | unb_TAPWIRE_OH | 8103702 | no | no |  |  | no |  |  | 0 | 0 | 0 | 0
oh_line_TAP_OH_2142239 |  | ABCN | node_8103702_200841453 | node_1373806_647_15332269_941 | 0.033 | unb_TAPWIRE_OH | 8103702 | no | no |  |  | no |  |  | 0 | 0 | 0 | 0
oh_line_TAP_OH_2142240 |  | ABCN | node_8103702_200841453 | node_1373826_166_15332265_666 | 0.033 | unb_TAPWIRE_OH | 8103702 | no | no |  |  | no |  |  | 0 | 0 | 0 | 0
oh_line_TAP_OH_2142241 |  | ABCN | node_8103702_200841453 | node_1373788_65_15332280_873 | 0.033 | unb_TAPWIRE_OH | 8103702 | no | no |  |  | no |  |  | 0 | 0 | 0 | 0
oh_line_TAP_OH_2142245 |  | ABCN | node_8103702_200841068 | node_1371103_346_15332087_734 | 0.033 | unb_TAPWIRE_OH | 8103702 | no | no |  |  | no |  |  | 0 | 0 | 0 | 0
oh_line_TAP_OH_2142246 |  | ABCN | node_8103702_200841068 | node_1371115_274_15332066_593 | 0.033 | unb_TAPWIRE_OH | 8103702 | no | no |  |  | no |  |  | 0 | 0 | 0 | 0
oh_line_TAP_OH_2142247 |  | ABCN | node_8103702_200841068 | node_1371095_916_15332112_345 | 0.033 | unb_TAPWIRE_OH | 8103702 | no | no |  |  | no |  |  | 0 | 0 | 0 | 0
oh_line_TAP_OH_2495741 |  | AN | node_8103702_200841203 | node_1367270_983_15324131_773 | 0.033 | unb_TAPWIRE_OH | 8103702 | no | no |  |  | no |  |  | 0 | 0 | 0 | 0
oh_line_TAP_OH_2965660 |  | ABCN | node_8103702_311889695 | node_1374221_76_15339450_426 | 0.033 | unb_TAPWIRE_OH | 8103702 | no | no |  |  | no |  |  | 0 | 0 | 0 | 0
oh_line_TAP_OH_2965661 |  | ABCN | node_8103702_311889695 | node_1374220_408_15339433_796 | 0.033 | unb_TAPWIRE_OH | 8103702 | no | no |  |  | no |  |  | 0 | 0 | 0 | 0
oh_line_TAP_OH_2965662 |  | ABCN | node_8103702_311889695 | node_1374221_4_15339419_221 | 0.033 | unb_TAPWIRE_OH | 8103702 | no | no |  |  | no |  |  | 0 | 0 | 0 | 0
oh_line_TAP_OH_3053735 |  | ABCN | node_8103702_311896746 | node_1372980_79_15333515_374 | 0.033 | unb_TAPWIRE_OH | 8103702 | no | no |  |  | no |  |  | 0 | 0 | 0 | 0
oh_line_TAP_OH_3053736 |  | ABCN | node_8103702_311896746 | node_1373002_852_15333542_21 | 0.033 | unb_TAPWIRE_OH | 8103702 | no | no |  |  | no |  |  | 0 | 0 | 0 | 0
oh_line_TAP_OH_3053737 |  | ABCN | node_8103702_311896746 | node_1373042_534_15333560_172 | 0.033 | unb_TAPWIRE_OH | 8103702 | no | no |  |  | no |  |  | 0 | 0 | 0 | 0
oh_line_TAP_OH_3084984 |  | ABCN | node_8103702_200841037 | node_1372703_022_15333390_657 | 0.033 | unb_TAPWIRE_OH | 8103702 | no | no |  |  | no |  |  | 0 | 0 | 0 | 0
oh_line_TAP_OH_3084985 |  | ABCN | node_8103702_200841037 | node_1372713_101_15333370_601 | 0.033 | unb_TAPWIRE_OH | 8103702 | no | no |  |  | no |  |  | 0 | 0 | 0 | 0
oh_line_TAP_OH_3084986 |  | ABCN | node_8103702_200841037 | node_1372718_68_15333351_464 | 0.033 | unb_TAPWIRE_OH | 8103702 | no | no |  |  | no |  |  | 0 | 0 | 0 | 0
oh_line_TAP_OH_3584173 |  | ABCN | node_1368159_318_15322706_231 | node_1368235_911_15322665_044 | 0.033 | unb_TAPWIRE_OH | 8103702 | no | no |  |  | no |  |  | 0 | 0 | 0 | 0
oh_line_TAP_OH_3584174 |  | ABCN | node_1368159_318_15322706_231 | node_1368218_067_15322639_03 | 0.033 | unb_TAPWIRE_OH | 8103702 | no | no |  |  | no |  |  | 0 | 0 | 0 | 0
oh_line_TAP_OH_3584175 |  | ABCN | node_1368159_318_15322706_231 | node_1368201_497_15322622_754 | 0.033 | unb_TAPWIRE_OH | 8103702 | no | no |  |  | no |  |  | 0 | 0 | 0 | 0
oh_line_TAP_OH_3677803 |  | AN | node_8103702_200841488 | node_1355622_291_15341506_348 | 0.033 | unb_TAPWIRE_OH | 8103702 | no | no |  |  | no |  |  | 0 | 0 | 0 | 0
oh_line_TAP_OH_3699816 |  | ABCN | node_8103702_200844306 | node_1373198_704_15344914_257 | 0.033 | unb_TAPWIRE_OH | 8103702 | no | no |  |  | no |  |  | 0 | 0 | 0 | 0
oh_line_TAP_OH_3909496 |  | ABCN | node_8103702_200843286 | node_1370430_414_15330854_353 | 0.033 | unb_TAPWIRE_OH | 8103702 | no | no |  |  | no |  |  | 0 | 0 | 0 | 0
oh_line_TAP_OH_4569553 |  | AN | node_8103702_201060897 | node_1376703_204_15346978_786 | 0.033 | unb_TAPWIRE_OH | 8103702 | no | no |  |  | no |  |  | 0 | 0 | 0 | 0
oh_line_TAP_OH_4671166 |  | AN | node_8103702_200840787 | node_1363596_81_15333850_432 | 0.033 | unb_TAPWIRE_OH | 8103702 | no | no |  |  | no |  |  | 0 | 0 | 0 | 0
oh_line_TAP_OH_4737170 |  | AN | node_8103702_200843254 | node_1370879_768_15326105_068 | 0.033 | unb_TAPWIRE_OH | 8103702 | no | no |  |  | no |  |  | 0 | 0 | 0 | 0
oh_line_TAP_OH_4837570 |  | ABCN | node_8103702_200843465 | node_1369457_701_15324034_941 | 0.033 | unb_TAPWIRE_OH | 8103702 | no | no |  |  | no |  |  | 0 | 0 | 0 | 0
oh_line_TAP_OH_5626439 |  | ABCN | node_8103702_200978688 | node_1370863_342_15332389_422 | 0.033 | unb_TAPWIRE_OH | 8103702 | no | no |  |  | no |  |  | 0 | 0 | 0 | 0
oh_line_TAP_OH_5626440 |  | ABCN | node_8103702_200978688 | node_1370864_484_15332376_838 | 0.033 | unb_TAPWIRE_OH | 8103702 | no | no |  |  | no |  |  | 0 | 0 | 0 | 0

## overhead_line_conductor
data_type | static
owner_type | feeder
owner | 8103702
object | overhead_line_conductor
name | groupid | geometric_mean_radius | resistance | diameter | rating_summer_continuous | rating_summer_emergency | rating_winter_continuous | rating_winter_emergency | dcircuit | selected | comments
oh_cond_1/0_AAAC |  | 0.012 | 0.876 | 0.398 | 235 | 235 | 310 | 310 |  | no
oh_cond_1/0_ACSR |  | 0.012 | 0.888 | 0.398 | 265 | 265 | 330 | 330 |  | no
oh_cond_2/0_CU |  | 0.013 | 0.44 | 0.414 | 295 | 295 | 425 | 425 |  | no
oh_cond_2_ACSR |  | 0.01 | 1.41 | 0.325 | 195 | 195 | 245 | 245 |  | no
oh_cond_3_#7_CWD_30% |  | 0.005 | 3.07 | 0.311 | 125 | 125 | 195 | 195 |  | no
oh_cond_3_#104_CWD |  | 0.003 | 5.945 | 0.224 | 90 | 90 | 130 | 130 |  | no
oh_cond_4/0_AAAC |  | 0.017 | 0.439 | 0.563 | 365 | 365 | 480 | 480 |  | no
oh_cond_4/0_ACSR |  | 0.017 | 0.445 | 0.563 | 410 | 410 | 515 | 515 |  | no
oh_cond_4A_CWD |  | 0.006 | 1.395 | 0.29 | 150 | 150 | 220 | 220 |  | no
oh_cond_4_ACSR |  | 0.008 | 2.24 | 0.25 | 145 | 145 | 185 | 185 |  | no
oh_cond_4_CU |  | 0.007 | 1.388 | 0.232 | 140 | 140 | 200 | 200 |  | no
oh_cond_477_MCM_AL |  | 0.025 | 0.198 | 0.792 | 605 | 605 | 810 | 810 |  | no
oh_cond_WP-4/0-CU |  | 0.015 | 0.273 | 0.81 | 340 | 340 | 390 | 390 |  | no

## regulator
data_type | static
owner_type | feeder
owner | 8103702
object | regulator
name | groupid | phases | fr | to | configuration | sense_node | dcircuit | selected | monitored | monitored_fields | class_monitored_fields | played | played_fields | comments
regulator_220370628 |  | ABCD | node_intto1_8103702_200841039 | node_8103702_200841039 | config_regulator_220370628 |  | 8103702 | no | no |  |  | no
regulator_220428704 |  | AD | node_intto1_8103702_200841832 | node_8103702_200841832 | config_regulator_220428704 |  | 8103702 | no | no |  |  | no
regulator_220524229 |  | ABCD | node_intto1_8103702_200841121 | node_8103702_200841121 | config_regulator_220524229 |  | 8103702 | no | no |  |  | no

## regulator_configuration
data_type | static
owner_type | feeder
owner | 8103702
object | regulator_configuration
name | groupid | connect_type | band_center | band_width | time_delay | dwell_time | raise_taps | lower_taps | current_transducer_ratio | power_transducer_ratio | compensator_r_setting_A | compensator_x_setting_A | compensator_r_setting_B | compensator_x_setting_B | compensator_r_setting_C | compensator_x_setting_C | CT_phase | PT_phase | regulation | control_level | Control | Type | tap_pos_A | tap_pos_B | tap_pos_C | dcircuit | selected | comments
config_regulator_220370628 |  | WYE_WYE | 123 | 3 |  |  | 16 | 16 | 250 | 40 | 0 | 0 | 0 | 0 | 0 | 0 | A | A | 0.1 | INDIVIDUAL | OUTPUT_VOLTAGE | A | 0 | 0 | 0 |  | no
config_regulator_220428704 |  | WYE_WYE | 123 | 3 |  |  | 16 | 16 | 100 | 40 | 0 | 0 | 0 | 0 | 0 | 0 | A | A | 0.1 | INDIVIDUAL | OUTPUT_VOLTAGE | A | 0 | 0 | 0 |  | no
config_regulator_220524229 |  | WYE_WYE | 123 | 3 |  |  | 16 | 16 | 150 | 40 | 0 | 0 | 0 | 0 | 0 | 0 | A | A | 0.1 | INDIVIDUAL | OUTPUT_VOLTAGE | A | 0 | 0 | 0 |  | no

## switch
data_type | static
owner_type | feeder
owner | 8103702
object | switch
name | groupid | phases | fr | to | phase_A_state | phase_B_state | phase_C_state | operating_mode | status | dcircuit | selected | monitored | monitored_fields | class_monitored_fields | played | played_fields | comments
switch_220417343 |  | ABCD | node_intto1_8103702_200843306 | node_8103702_200843306 | CLOSED | CLOSED | CLOSED | INDIVIDUAL |  | 8103702 | no | no |  |  | no
switch_220417416 |  | ABCD | node_intto1_8103702_200844299 | node_8103702_200844299 | CLOSED | CLOSED | CLOSED | INDIVIDUAL |  | 8103702 | no | no |  |  | no
switch_220417418 |  | ABCD | node_intto1_8103702_200844324 | node_8103702_200844324 | CLOSED | CLOSED | CLOSED | INDIVIDUAL |  | 8103702 | no | no |  |  | no
switch_220417455 |  | ABCD | node_intto1_8103702_200841063 | node_8103702_200841063 | CLOSED | CLOSED | CLOSED | INDIVIDUAL |  | 8103702 | no | no |  |  | no
switch_220417583 |  | AD | node_intto1_8103702_200842468 | node_8103702_200842468 | CLOSED | CLOSED | CLOSED | INDIVIDUAL |  | 8103702 | no | no |  |  | no
switch_220417585 |  | AD | node_intto1_8103702_200842455 | node_8103702_200842455 | CLOSED | CLOSED | CLOSED | INDIVIDUAL |  | 8103702 | no | no |  |  | no
switch_220417623 |  | ABCD | node_intto1_8103702_200841888 | node_8103702_200841888 | CLOSED | CLOSED | CLOSED | INDIVIDUAL |  | 8103702 | no | no |  |  | no

## underground_line
data_type | static
owner_type | feeder
owner | 8103702
object | underground_line
name | groupid | phases | fr | to | length | configuration | dcircuit | selected | monitored | monitored_fields | class_monitored_fields | played | played_fields | comments
und_line_8103702_200840603 |  | ABCN | node_8103702_200842001 | node_intto1_8103702_200840603 | 61.206 | und_3P_2ALURD | 8103702 | no | no |  |  | no
und_line_8103702_200840926 |  | AN | node_8103702_200840948 | node_intto1_8103702_200840926 | 267.36 | und_1P_2ALURD | 8103702 | no | no |  |  | no
und_line_8103702_200841044 |  | ABCN | node_8103702_200968270 | node_8103702_200841044 | 141.932 | und_3P_4/0ALURD_4/0AL(N) | 8103702 | no | no |  |  | no
und_line_8103702_200841482 |  | AN | node_8103702_200841496 | node_intto1_8103702_200841482 | 512.694 | und_1P_2ALURD | 8103702 | no | no |  |  | no
und_line_8103702_200842001 |  | ABCN | node_8103702_310003649 | node_8103702_200842001 | 11.154 | und_3P_4/0ALURD_4/0AL(N) | 8103702 | no | no |  |  | no
und_line_8103702_200843226 |  | AN | node_8103702_200843319 | node_intto1_8103702_200843226 | 418.36 | und_1P_2ALURD | 8103702 | no | no |  |  | no
und_line_8103702_200914660 |  | ABCN | node_8103702_312042408 | node_8103702_200914660 | 266.388 | und_3P_DELTACUST | 8103702 | no | no |  |  | no
und_line_8103702_200914661 |  | ABCN | node_8103702_200841063 | node_intto1_8103702_200914661 | 78.782 | und_3P_2CUURD | 8103702 | no | no |  |  | no
und_line_8103702_200914662 |  | ABCN | node_8103702_200914661 | node_8103702_200914662 | 222.877 | und_3P_2CUURD | 8103702 | no | no |  |  | no
und_line_8103702_200968140 |  | ABCN | node_8103702_200968321 | node_8103702_200968140 | 70.382 | und_3P_2ALURD_2AL(N) | 8103702 | no | no |  |  | no
und_line_8103702_200968141 |  | ABCN | node_8103702_200968140 | node_8103702_200968141 | 344.366 | und_3P_4/0ALURD_4/0AL(N) | 8103702 | no | no |  |  | no
und_line_8103702_200968270 |  | ABCN | node_8103702_200968141 | node_8103702_200968270 | 390.2 | und_3P_4/0ALURD_4/0AL(N) | 8103702 | no | no |  |  | no
und_line_8103702_200968278 |  | ABCN | node_8103702_200968279 | node_8103702_200968278 | 273.703 | und_3P_4/0ALURD_4/0AL(N) | 8103702 | no | no |  |  | no
und_line_8103702_200968279 |  | ABCN | node_8103702_200968141 | node_8103702_200968279 | 235.523 | und_3P_4/0ALURD_4/0AL(N) | 8103702 | no | no |  |  | no
und_line_8103702_200968294 |  | ABCN | node_8103702_200968270 | node_8103702_200968294 | 199.911 | und_3P_4/0ALURD_4/0AL(N) | 8103702 | no | no |  |  | no
und_line_8103702_200968374 |  | ABCN | node_8103702_200968294 | node_intto1_8103702_200968374 | 187.555 | und_3P_4/0ALURD_4/0AL(N) | 8103702 | no | no |  |  | no
und_line_8103702_200972679 |  | AN | node_8103702_200972680 | node_intto1_8103702_200972679 | 746.581 | und_1P_DELTACUST | 8103702 | no | no |  |  | no
und_line_8103702_200973400 |  | ABCN | node_8103702_200914661 | node_8103702_200973400 | 221.581 | und_3P_2CUURD | 8103702 | no | no |  |  | no
und_line_8103702_201015551 |  | AN | node_8103702_200840699 | node_intto1_8103702_201015551 | 509.021 | und_1P_DELTACUST | 8103702 | no | no |  |  | no
und_line_8103702_201045494 |  | ABCN | node_8103702_200973400 | node_intto1_8103702_201045494 | 9.482 | und_3P_2CUURD | 8103702 | no | no |  |  | no
und_line_8103702_310003649 |  | ABCN | node_8103702_200968278 | node_8103702_310003649 | 261.857 | und_3P_4/0ALURD_4/0AL(N) | 8103702 | no | no |  |  | no
und_line_8103702_310041593 |  | ABCN | node_8103702_200841455 | node_intto1_8103702_310041593 | 367.953 | und_3P_DELTACUST | 8103702 | no | no |  |  | no
und_line_TAP_UG_59083 |  | ABCN | node_8103702_200840603 | node_1373722_76_15332286_195 | 0.033 | und_TAPWIRE_UG | 8103702 | no | no |  |  | no
und_line_TAP_UG_59089 |  | AN | node_8103702_200840926 | node_1369670_792_15338065_826 | 0.033 | und_TAPWIRE_UG | 8103702 | no | no |  |  | no
und_line_TAP_UG_59090 |  | ABCN | node_8103702_200841044 | node_1373743_809_15333196_419 | 0.033 | und_TAPWIRE_UG | 8103702 | no | no |  |  | no
und_line_TAP_UG_59091 |  | AN | node_8103702_200841482 | node_1356844_454_15340072_705 | 0.033 | und_TAPWIRE_UG | 8103702 | no | no |  |  | no
und_line_TAP_UG_59097 |  | AN | node_8103702_200843226 | node_1366519_708_15333981_592 | 0.033 | und_TAPWIRE_UG | 8103702 | no | no |  |  | no
und_line_TAP_UG_61281 |  | AN | node_8103702_200972679 | node_1367210_016_15339325_032 | 0.033 | und_TAPWIRE_UG | 8103702 | no | no |  |  | no
und_line_TAP_UG_61807 |  | ABCN | node_8103702_200973400 | node_1374528_211_15332648_751 | 0.033 | und_TAPWIRE_UG | 8103702 | no | no |  |  | no
und_line_TAP_UG_64627 |  | AN | node_8103702_201015551 | node_1357599_585_15344436_852 | 0.033 | und_TAPWIRE_UG | 8103702 | no | no |  |  | no
und_line_TAP_UG_857458 |  | ABCN | node_8103702_310041593 | node_1374348_742_15332239_081 | 0.033 | und_TAPWIRE_UG | 8103702 | no | no |  |  | no

## underground_line_conductor
data_type | static
owner_type | feeder
owner | 8103702
object | underground_line_conductor
name | groupid | outer_diameter | conductor_gmr | conductor_diameter | conductor_resistance | neutral_gmr | neutral_diameter | neutral_resistance | neutral_strands | insulation_relative_permitivitty | shield_gmr | shield_resistance | rating_summer_continuous | rating_summer_emergency | rating_winter_continuous | rating_winter_emergency | dcircuit | selected | comments
und_cond_1P_2ALURD | [12 empty] | 125 | 125 | 140 | 140 |  | no
und_cond_1P_DELTACUST | [12 empty] | 685 | 685 | 685 | 685 |  | no
und_cond_3P_2ALURD | [12 empty] | 125 | 125 | 140 | 140 |  | no
und_cond_3P_2ALURD_2AL(N) | [12 empty] | 125 | 125 | 140 | 140 |  | no
und_cond_3P_2CUURD | [12 empty] | 152 | 152 | 160 | 160 |  | no
und_cond_3P_4/0ALURD_4/0AL(N) | [12 empty] | 297 | 297 | 312 | 312 |  | no
und_cond_3P_DELTACUST | [12 empty] | 685 | 685 | 685 | 685 |  | no
und_cond_TAPWIRE_UG | [12 empty] | 99999999 | 99999999 | 99999999 | 99999999 |  | no