## capacitor
data_type | static
owner_type | feeder
owner | 8107701
object | capacitor
name | groupid | parent | phases | nominal_voltage | pt_phase | phases_connected | switchA | switchB | switchC | control | voltage_set_high | voltage_set_low | VAr_set_high | VAr_set_low | current_set_high | current_set_low | capacitor_A | capacitor_B | capacitor_C | cap_nominal_voltage | time_delay | dwell_time | lockout_time | remote_sense | remote_sense_B | control_level | dcircuit | selected | monitored | monitored_fields | class_monitored_fields | played | played_fields | comments
cap_220369543 |  | node_1291400_223_15346323_691 | AN | 0 |  | AN | CLOSED |  |  | MANUAL | [6 empty] | 50000 |  |  | 4800 | [6 empty] | 8107701 | no | no |  |  | no
cap_220369544 |  | node_1288912_481_15358862_473 | AN | 0 |  | AN | CLOSED |  |  | MANUAL | [6 empty] | 50000 |  |  | 4800 | [6 empty] | 8107701 | no | no |  |  | no
cap_220369545 |  | node_1301518_55_15362103_236 | AN | 0 |  | AN | CLOSED |  |  | MANUAL | [6 empty] | 50000 |  |  | 4800 | [6 empty] | 8107701 | no | no |  |  | no
cap_220369547 |  | node_1285543_047_15367327_427 | AN | 0 |  | AN | CLOSED |  |  | MANUAL | [6 empty] | 50000 |  |  | 4800 | [6 empty] | 8107701 | no | no |  |  | no
cap_220563415 |  | node_1305178_175_15349550_149 | AN | 0 |  | AN | CLOSED |  |  | MANUAL | [6 empty] | 50000 |  |  | 4800 | [6 empty] | 8107701 | no | no |  |  | no

## feeder
data_type | static
owner_type | feeder
owner | 8107701
object | feeder
name | transmission_bus | ARC | ADR | slack_bus | nom_voltages | num_nodes | num_ohlines | num_uglines | num_transformers | num_generators | num_pvs | num_storages | num_loads | miles | mw | mvar | losses_mw | losses_mvar | comments | use_feeder_load_shape | load_shape_scale | use_feeder_pv_shape | pv_shape_scale | description | restore_time | griddisconnect_scenario_probability | gridconnect_scenario_probability | use_energy_not_served | VOLL | discount_rate | yearly_load_growth_percent | planning_horizon | enable_traditional_project_deferral | lifetime_of_investment_years | start_year | base_year | year_the_investment_is_committed | revenue_requirement_scaling_factor | discount_rate | inflation_rate_for_investment | traditional_project_invested_capital | periodicity_of_investment_in_years | priority | maximum_total_investment_cost | DER_portfolio_NPV | DER_portfolio_BC_ratio | total_system_energy_avoided_cost_NPV | total_system_capacity_avoided_cost_NPV | total_system_ancillary_services_avoided_cost_NPV | total_system_CO2_avoided_cost_NPV | total_system_loss_of_load_avoided_cost_NPV | total_system_distribution_capacity_avoided_cost_NPV | total_system_investment_and_operational_cost_NPV | feeder_solar_pv_operating_cost_USdollarperkWh | feeder_energy_storage_operating_cost_USdollarperkWh | feeder_distributed_generator_operating_cost_USdollarperkWh | feeder_distributed_generator_CO2_cost_USdollarperkWh | feeder_demand_response_operating_cost_USdollarperkWh | feeder_solar_pv_investment_cost_USdollarperkW | feeder_energy_storage_investment_cost_USdollarperkW | feeder_distributed_generator_investment_cost_USdollarperkW | feeder_demand_response_investment_cost_USdollarperkW
8107701 |  | ts_slack | none | node_SOURCE_8107701 | 19918.584,2771.281,7199.558 | 1292 | 1180 | 27 | 6 | 0 | 0 | 0 | 361 | 47.661 | 3.564 | 1.518 | 0 | 0 |  | 0 | 0 | 1 | 0 |  | 0 | 0 | 0 | 0 | 0 | 0 | 0 | 0 | 0 | 0 | 0 | 0 | 0 | 0 | 0 | 0 | 0 | 0 | 0 | 999999999 | 0 | 0 | 0 | 0 | 0 | 0 | 0 | 0 | 0 | 0 | 0 | 0 | 0 | 0 | 0 | 0 | 0 | 0

## fuse
data_type | static
owner_type | feeder
owner | 8107701
object | fuse
name | groupid | phases | fr | to | phase_A_status | phase_B_status | phase_C_status | repair_dist_type | current_limit | mean_replacement_time | status | dcircuit | selected | monitored | monitored_fields | class_monitored_fields | played | played_fields | comments
fuse_220387025 |  | ABCN | node_intto1_8107701_200951577 | node_8107701_200951577 | GOOD | GOOD | GOOD |  | 65 |  |  | 8107701 | no | no |  |  | no
fuse_220387709 |  | AD | node_intto1_8107701_200890497 | node_8107701_200890497 | GOOD | GOOD | GOOD |  | 40 |  |  | 8107701 | no | no |  |  | no
fuse_220387718 |  | AN | node_intto1_8107701_200891491 | node_8107701_200891491 | GOOD | GOOD | GOOD |  | 15 |  |  | 8107701 | no | no |  |  | no
fuse_220387720 |  | AD | node_intto1_8107701_200891462 | node_8107701_200891462 | GOOD | GOOD | GOOD |  | 65 |  |  | 8107701 | no | no |  |  | no
fuse_220387721 |  | AN | node_intto1_8107701_200891387 | node_8107701_200891387 | GOOD | GOOD | GOOD |  | 30 |  |  | 8107701 | no | no |  |  | no
fuse_220387722 |  | AD | node_intto1_8107701_200889997 | node_8107701_200889997 | GOOD | GOOD | GOOD |  | 65 |  |  | 8107701 | no | no |  |  | no
fuse_220387723 |  | ABCN | node_intto1_220387723 | node_220387723 | GOOD | GOOD | GOOD |  | 100 |  |  | 8107701 | no | no |  |  | no
fuse_220387801 |  | AD | node_intto1_8107701_200888956 | node_8107701_200888956 | GOOD | GOOD | GOOD |  | 65 |  |  | 8107701 | no | no |  |  | no
fuse_220387806 |  | AD | node_intto1_8107701_200888971 | node_8107701_200888971 | GOOD | GOOD | GOOD |  | 300 |  |  | 8107701 | no | no |  |  | no
fuse_220387808 |  | AD | node_intto1_8107701_200888980 | node_8107701_200888980 | GOOD | GOOD | GOOD |  | 30 |  |  | 8107701 | no | no |  |  | no
fuse_220387817 |  | AD | node_intto1_8107701_200889333 | node_8107701_200889333 | GOOD | GOOD | GOOD |  | 25 |  |  | 8107701 | no | no |  |  | no
fuse_220387818 |  | AD | node_intto1_8107701_200889165 | node_8107701_200889165 | GOOD | GOOD | GOOD |  | 30 |  |  | 8107701 | no | no |  |  | no
fuse_220387819 |  | AD | node_intto1_8107701_200889231 | node_8107701_200889231 | GOOD | GOOD | GOOD |  | 300 |  |  | 8107701 | no | no |  |  | no
fuse_220387820 |  | AN | node_intto1_8107701_200972616 | node_8107701_200972616 | GOOD | GOOD | GOOD |  | 15 |  |  | 8107701 | no | no |  |  | no
fuse_220387821 |  | AD | node_intto1_8107701_200889970 | node_8107701_200889970 | GOOD | GOOD | GOOD |  | 25 |  |  | 8107701 | no | no |  |  | no
fuse_220387822 |  | AN | node_intto1_8107701_200972337 | node_8107701_200972337 | GOOD | GOOD | GOOD |  | 15 |  |  | 8107701 | no | no |  |  | no
fuse_220387823 |  | AD | node_intto1_8107701_200889133 | node_8107701_200889133 | GOOD | GOOD | GOOD |  | 40 |  |  | 8107701 | no | no |  |  | no
fuse_220387824 |  | AD | node_intto1_8107701_200889172 | node_8107701_200889172 | GOOD | GOOD | GOOD |  | 50 |  |  | 8107701 | no | no |  |  | no
fuse_220387825 |  | AD | node_intto1_8107701_200889878 | node_8107701_200889878 | GOOD | GOOD | GOOD |  | 65 |  |  | 8107701 | no | no |  |  | no
fuse_220387827 |  | AD | node_intto1_8107701_200889024 | node_8107701_200889024 | GOOD | GOOD | GOOD |  | 100 |  |  | 8107701 | no | no |  |  | no
fuse_220387828 |  | AN | node_intto1_220387828 | node_220387828 | GOOD | GOOD | GOOD |  | 40 |  |  | 8107701 | no | no |  |  | no
fuse_220387829 |  | ABCN | node_intto1_8107701_200889010 | node_8107701_200889010 | GOOD | GOOD | GOOD |  | 30 |  |  | 8107701 | no | no |  |  | no
fuse_220387833 |  | AD | node_intto1_8107701_200889003 | node_8107701_200889003 | GOOD | GOOD | GOOD |  | 40 |  |  | 8107701 | no | no |  |  | no
fuse_220387908 |  | AN | node_intto1_220387908 | node_220387908 | GOOD | GOOD | GOOD |  | 8 |  |  | 8107701 | no | no |  |  | no
fuse_220387911 |  | AD | node_intto1_8107701_200889565 | node_8107701_200889565 | GOOD | GOOD | GOOD |  | 40 |  |  | 8107701 | no | no |  |  | no
fuse_220387916 |  | AD | node_intto1_8107701_200889718 | node_8107701_200889718 | GOOD | GOOD | GOOD |  | 25 |  |  | 8107701 | no | no |  |  | no
fuse_220387917 |  | AD | node_intto1_8107701_200889407 | node_8107701_200889407 | GOOD | GOOD | GOOD |  | 15 |  |  | 8107701 | no | no |  |  | no
fuse_220387918 |  | AD | node_intto1_8107701_200969881 | node_8107701_200969881 | GOOD | GOOD | GOOD |  | 25 |  |  | 8107701 | no | no |  |  | no
fuse_220387922 |  | AD | node_intto1_8107701_200889317 | node_8107701_200889317 | GOOD | GOOD | GOOD |  | 40 |  |  | 8107701 | no | no |  |  | no
fuse_220387925 |  | AD | node_intto1_8107701_200889943 | node_8107701_200889943 | GOOD | GOOD | GOOD |  | 40 |  |  | 8107701 | no | no |  |  | no
fuse_220387927 |  | AD | node_intto1_8107701_200889909 | node_8107701_200889909 | GOOD | GOOD | GOOD |  | 40 |  |  | 8107701 | no | no |  |  | no
fuse_220387929 |  | AD | node_intto1_8107701_200889874 | node_8107701_200889874 | GOOD | GOOD | GOOD |  | 25 |  |  | 8107701 | no | no |  |  | no
fuse_220387930 |  | AN | node_intto1_8107701_200889966 | node_8107701_200889966 | GOOD | GOOD | GOOD |  | 40 |  |  | 8107701 | no | no |  |  | no
fuse_220387931 |  | AN | node_intto1_220387931 | node_220387931 | GOOD | GOOD | GOOD |  | 8 |  |  | 8107701 | no | no |  |  | no
fuse_220387932 |  | AD | node_intto1_8107701_200889705 | node_8107701_200889705 | GOOD | GOOD | GOOD |  | 25 |  |  | 8107701 | no | no |  |  | no
fuse_220387933 |  | AN | node_intto1_220387933 | node_220387933 | GOOD | GOOD | GOOD |  | 8 |  |  | 8107701 | no | no |  |  | no
fuse_220387934 |  | AD | node_intto1_8107701_200889978 | node_8107701_200889978 | GOOD | GOOD | GOOD |  | 15 |  |  | 8107701 | no | no |  |  | no
fuse_220387935 |  | AD | node_intto1_8107701_200889752 | node_8107701_200889752 | GOOD | GOOD | GOOD |  | 25 |  |  | 8107701 | no | no |  |  | no
fuse_220387936 |  | AD | node_intto1_8107701_200889751 | node_8107701_200889751 | GOOD | GOOD | GOOD |  | 40 |  |  | 8107701 | no | no |  |  | no
fuse_220436643 |  | ABCN | node_intto1_8107701_200889007 | node_8107701_200889007 | GOOD | GOOD | GOOD |  | 40 |  |  | 8107701 | no | no |  |  | no
fuse_220436644 |  | AN | node_intto1_220436644 | node_220436644 | GOOD | GOOD | GOOD |  | 8 |  |  | 8107701 | no | no |  |  | no
fuse_220446501 |  | AD | node_intto1_8107701_200946939 | node_8107701_200946939 | GOOD | GOOD | GOOD |  | 10 |  |  | 8107701 | no | no |  |  | no
fuse_220510913 |  | AN | node_intto1_8107701_200962228 | node_8107701_200962228 | GOOD | GOOD | GOOD |  | 100 |  |  | 8107701 | no | no |  |  | no
fuse_220537699 |  | AN | node_intto1_8107701_200950434 | node_8107701_200950434 | GOOD | GOOD | GOOD |  | 25 |  |  | 8107701 | no | no |  |  | no
fuse_220538184 |  | AN | node_intto1_8107701_200965389 | node_8107701_200965389 | GOOD | GOOD | GOOD |  | 20 |  |  | 8107701 | no | no |  |  | no
fuse_220538683 |  | AD | node_intto1_8107701_200890021 | node_8107701_200890021 | GOOD | GOOD | GOOD |  | 25 |  |  | 8107701 | no | no |  |  | no
fuse_220538685 |  | AD | node_intto1_8107701_200889394 | node_8107701_200889394 | GOOD | GOOD | GOOD |  | 25 |  |  | 8107701 | no | no |  |  | no
fuse_220538687 |  | AD | node_intto1_8107701_200889450 | node_8107701_200889450 | GOOD | GOOD | GOOD |  | 25 |  |  | 8107701 | no | no |  |  | no
fuse_220538689 |  | AD | node_intto1_8107701_200889885 | node_8107701_200889885 | GOOD | GOOD | GOOD |  | 15 |  |  | 8107701 | no | no |  |  | no
fuse_220538692 |  | AD | node_intto1_8107701_200889905 | node_8107701_200889905 | GOOD | GOOD | GOOD |  | 300 |  |  | 8107701 | no | no |  |  | no
fuse_220538694 |  | AD | node_intto1_8107701_200889068 | node_8107701_200889068 | GOOD | GOOD | GOOD |  | 30 |  |  | 8107701 | no | no |  |  | no
fuse_220538696 |  | AN | node_intto1_8107701_200972593 | node_8107701_200972593 | GOOD | GOOD | GOOD |  | 15 |  |  | 8107701 | no | no |  |  | no
fuse_220538698 |  | AD | node_intto1_8107701_200889952 | node_8107701_200889952 | GOOD | GOOD | GOOD |  | 25 |  |  | 8107701 | no | no |  |  | no
fuse_220538700 |  | AD | node_intto1_8107701_200889122 | node_8107701_200889122 | GOOD | GOOD | GOOD |  | 25 |  |  | 8107701 | no | no |  |  | no
fuse_220538702 |  | AD | node_intto1_8107701_310020704 | node_8107701_310020704 | GOOD | GOOD | GOOD |  | 30 |  |  | 8107701 | no | no |  |  | no
fuse_220544635 |  | AD | node_intto1_8107701_200889032 | node_8107701_200889032 | GOOD | GOOD | GOOD |  | 300 |  |  | 8107701 | no | no |  |  | no
fuse_220544636 |  | AD | node_intto1_8107701_200888527 | node_8107701_200888527 | GOOD | GOOD | GOOD |  | 40 |  |  | 8107701 | no | no |  |  | no
fuse_220544686 |  | AN | node_intto1_8107701_200972537 | node_8107701_200972537 | GOOD | GOOD | GOOD |  | 15 |  |  | 8107701 | no | no |  |  | no
fuse_220599843 |  | AN | node_intto1_8107701_201016232 | node_8107701_201016232 | GOOD | GOOD | GOOD |  | 20 |  |  | 8107701 | no | no |  |  | no
fuse_311889648 |  | AN | node_intto1_8107701_311872526 | node_8107701_311872526 | GOOD | GOOD | GOOD |  | 12 |  |  | 8107701 | no | no |  |  | no
fuse_312048056 |  | ABCN | node_intto1_8107701_200889838 | node_8107701_200889838 | GOOD | GOOD | GOOD |  | 100 |  |  | 8107701 | no | no |  |  | no

## line_configuration
data_type | static
owner_type | feeder
owner | 8107701
object | line_configuration
name | groupid | conductor_A | conductor_B | conductor_C | conductor_N | spacing | z11 | z12 | z13 | z21 | z22 | z23 | z31 | z32 | z33 | c11 | c12 | c13 | c21 | c22 | c23 | c31 | c32 | c33 | dcircuit | selected | comments
bal_1P_1/0AA |  | oh_cond_1/0_AAAC | oh_cond_1/0_AAAC | oh_cond_1/0_AAAC |  |  | 0.972+1.499j | 0.095+0.781j | 0.095+0.781j | 0.095+0.781j | 0.972+1.499j | 0.095+0.781j | 0.095+0.781j | 0.095+0.781j | 0.972+1.499j | 12.796 | -3.172 | -3.172 | -3.172 | 12.796 | -3.172 | -3.172 | -3.172 | 12.796 |  | no
bal_1P_1/0AA_1/0AA(N) |  | oh_cond_1/0_AAAC | oh_cond_1/0_AAAC | oh_cond_1/0_AAAC | oh_cond_1/0_AAAC |  | 1.078+1.186j | 0.201+0.467j | 0.201+0.467j | 0.201+0.467j | 1.078+1.186j | 0.201+0.467j | 0.201+0.467j | 0.201+0.467j | 1.078+1.186j | 13.243 | -2.726 | -2.726 | -2.726 | 13.243 | -2.726 | -2.726 | -2.726 | 13.243 |  | no
bal_1P_1/0AA_1/0AC(N) |  | oh_cond_1/0_AAAC | oh_cond_1/0_AAAC | oh_cond_1/0_AAAC | oh_cond_1/0_ACSR |  | 1.08+1.187j | 0.203+0.469j | 0.203+0.469j | 0.203+0.469j | 1.08+1.187j | 0.203+0.469j | 0.203+0.469j | 0.203+0.469j | 1.08+1.187j | 13.243 | -2.726 | -2.726 | -2.726 | 13.243 | -2.726 | -2.726 | -2.726 | 13.243 |  | no
bal_1P_1/0AC |  | oh_cond_1/0_ACSR | oh_cond_1/0_ACSR | oh_cond_1/0_ACSR |  |  | 0.983+1.218j | 0.095+0.781j | 0.095+0.781j | 0.095+0.781j | 0.983+1.218j | 0.095+0.781j | 0.095+0.781j | 0.095+0.781j | 0.983+1.218j | 12.796 | -3.172 | -3.172 | -3.172 | 12.796 | -3.172 | -3.172 | -3.172 | 12.796 |  | no
bal_1P_1/0AC_1/0AA(N) |  | oh_cond_1/0_ACSR | oh_cond_1/0_ACSR | oh_cond_1/0_ACSR | oh_cond_1/0_AAAC |  | 1.089+1.184j | 0.201+0.467j | 0.201+0.467j | 0.201+0.467j | 1.089+1.184j | 0.201+0.467j | 0.201+0.467j | 0.201+0.467j | 1.089+1.184j | 13.243 | -2.726 | -2.726 | -2.726 | 13.243 | -2.726 | -2.726 | -2.726 | 13.243 |  | no
bal_1P_1/0AC_1/0AC(N) |  | oh_cond_1/0_ACSR | oh_cond_1/0_ACSR | oh_cond_1/0_ACSR | oh_cond_1/0_ACSR |  | 1.091+1.185j | 0.203+0.469j | 0.203+0.469j | 0.203+0.469j | 1.091+1.185j | 0.203+0.469j | 0.203+0.469j | 0.203+0.469j | 1.091+1.185j | 13.243 | -2.726 | -2.726 | -2.726 | 13.243 | -2.726 | -2.726 | -2.726 | 13.243 |  | no
bal_1P_1/0AC_4/0AL(N) |  | oh_cond_1/0_ACSR | oh_cond_1/0_ACSR | oh_cond_1/0_ACSR | oh_cond_4/0_AL |  | 1.022+1.12j | 0.134+0.404j | 0.134+0.404j | 0.134+0.404j | 1.022+1.12j | 0.134+0.404j | 0.134+0.404j | 0.134+0.404j | 1.022+1.12j | 13.261 | -2.707 | -2.707 | -2.707 | 13.261 | -2.707 | -2.707 | -2.707 | 13.261 |  | no
bal_1P_2AC |  | oh_cond_2_ACSR | oh_cond_2_ACSR | oh_cond_2_ACSR |  |  | 1.505+1.527j | 0.095+0.781j | 0.095+0.781j | 0.095+0.781j | 1.505+1.527j | 0.095+0.781j | 0.095+0.781j | 0.095+0.781j | 1.505+1.527j | 12.393 | -3.017 | -3.017 | -3.017 | 12.393 | -3.017 | -3.017 | -3.017 | 12.393 |  | no
bal_1P_3-104CW |  | oh_cond_3_#104_CWD | oh_cond_3_#104_CWD | oh_cond_3_#104_CWD |  |  | 6.041+1.65j | 0.095+0.781j | 0.095+0.781j | 0.095+0.781j | 6.041+1.65j | 0.095+0.781j | 0.095+0.781j | 0.095+0.781j | 6.041+1.65j | 11.719 | -2.762 | -2.762 | -2.762 | 11.719 | -2.762 | -2.762 | -2.762 | 11.719 |  | no
bal_1P_3-128CW |  | oh_cond_3_#128_CWD | oh_cond_3_#128_CWD | oh_cond_3_#128_CWD |  |  | 3.968+1.621j | 0.095+0.781j | 0.095+0.781j | 0.095+0.781j | 3.968+1.621j | 0.095+0.781j | 0.095+0.781j | 0.095+0.781j | 3.968+1.621j | 12.087 | -2.901 | -2.901 | -2.901 | 12.087 | -2.901 | -2.901 | -2.901 | 12.087 |  | no
bal_1P_4/0AC |  | oh_cond_4/0_ACSR | oh_cond_4/0_ACSR | oh_cond_4/0_ACSR |  |  | 0.54+1.457j | 0.095+0.781j | 0.095+0.781j | 0.095+0.781j | 0.54+1.457j | 0.095+0.781j | 0.095+0.781j | 0.095+0.781j | 0.54+1.457j | 13.554 | -3.469 | -3.469 | -3.469 | 13.554 | -3.469 | -3.469 | -3.469 | 13.554 |  | no
bal_1P_4/0AC_1/0AA(N) |  | oh_cond_4/0_ACSR | oh_cond_4/0_ACSR | oh_cond_4/0_ACSR | oh_cond_1/0_AAAC |  | 0.646+1.144j | 0.201+0.467j | 0.201+0.467j | 0.201+0.467j | 0.646+1.144j | 0.201+0.467j | 0.201+0.467j | 0.201+0.467j | 0.646+1.144j | 14.027 | -2.996 | -2.996 | -2.996 | 14.027 | -2.996 | -2.996 | -2.996 | 14.027 |  | no
bal_1P_4AC |  | oh_cond_4_ACSR | oh_cond_4_ACSR | oh_cond_4_ACSR |  |  | 2.335+1.555j | 0.095+0.781j | 0.095+0.781j | 0.095+0.781j | 2.335+1.555j | 0.095+0.781j | 0.095+0.781j | 0.095+0.781j | 2.335+1.555j | 11.91 | -2.834 | -2.834 | -2.834 | 11.91 | -2.834 | -2.834 | -2.834 | 11.91 |  | no
bal_1P_4ACW |  | oh_cond_4A_CWD | oh_cond_4A_CWD | oh_cond_4A_CWD |  |  | 1.49+1.583j | 0.095+0.781j | 0.095+0.781j | 0.095+0.781j | 1.49+1.583j | 0.095+0.781j | 0.095+0.781j | 0.095+0.781j | 1.49+1.583j | 12.178 | -2.935 | -2.935 | -2.935 | 12.178 | -2.935 | -2.935 | -2.935 | 12.178 |  | no
bal_1P_6DCW |  | oh_cond_6D_CWD | oh_cond_6D_CWD | oh_cond_6D_CWD |  |  | 2.315+1.619j | 0.095+0.781j | 0.095+0.781j | 0.095+0.781j | 2.315+1.619j | 0.095+0.781j | 0.095+0.781j | 0.095+0.781j | 2.315+1.619j | 12.087 | -2.901 | -2.901 | -2.901 | 12.087 | -2.901 | -2.901 | -2.901 | 12.087 |  | no
bal_1P_8DCW |  | oh_cond_8D_CWD | oh_cond_8D_CWD | oh_cond_8D_CWD |  |  | 3.605+1.647j | 0.095+0.781j | 0.095+0.781j | 0.095+0.781j | 3.605+1.647j | 0.095+0.781j | 0.095+0.781j | 0.095+0.781j | 3.605+1.647j | 11.681 | -2.748 | -2.748 | -2.748 | 11.681 | -2.748 | -2.748 | -2.748 | 11.681 |  | no
bal_1P_477AL_4/0AA(N) |  | oh_cond_477_MCM_AL | oh_cond_477_MCM_AL | oh_cond_477_MCM_AL | oh_cond_4/0_AAAC |  | 0.332+1.031j | 0.134+0.402j | 0.134+0.402j | 0.134+0.402j | 0.332+1.031j | 0.134+0.402j | 0.134+0.402j | 0.134+0.402j | 0.332+1.031j | 14.927 | -3.279 | -3.279 | -3.279 | 14.927 | -3.279 | -3.279 | -3.279 | 14.927 |  | no
bal_1P_DELTACUST |  | oh_cond_2/0_CU | oh_cond_2/0_CU | oh_cond_2/0_CU | oh_cond_3_#7_CWD_30% |  | 0.66+1.378j | 0.22+0.666j | 0.22+0.666j | 0.22+0.666j | 0.66+1.378j | 0.22+0.666j | 0.22+0.666j | 0.22+0.666j | 0.66+1.378j | 13.24 | -2.712 | -2.712 | -2.712 | 13.24 | -2.712 | -2.712 | -2.712 | 13.24 |  | no
bal_3P_1/0AA_1/0AA(N) |  | oh_cond_1/0_AAAC | oh_cond_1/0_AAAC | oh_cond_1/0_AAAC | oh_cond_1/0_AAAC |  | 1.078+1.186j | 0.201+0.467j | 0.201+0.467j | 0.201+0.467j | 1.078+1.186j | 0.201+0.467j | 0.201+0.467j | 0.201+0.467j | 1.078+1.186j | 13.243 | -2.726 | -2.726 | -2.726 | 13.243 | -2.726 | -2.726 | -2.726 | 13.243 |  | no
bal_3P_1/0AC_1/0AC(N) |  | oh_cond_1/0_ACSR | oh_cond_1/0_ACSR | oh_cond_1/0_ACSR | oh_cond_1/0_ACSR |  | 1.091+1.185j | 0.203+0.469j | 0.203+0.469j | 0.203+0.469j | 1.091+1.185j | 0.203+0.469j | 0.203+0.469j | 0.203+0.469j | 1.091+1.185j | 13.243 | -2.726 | -2.726 | -2.726 | 13.243 | -2.726 | -2.726 | -2.726 | 13.243 |  | no
bal_3P_4/0AA_1/0AA(N) |  | oh_cond_4/0_AAAC | oh_cond_4/0_AAAC | oh_cond_4/0_AAAC | oh_cond_1/0_AAAC |  | 0.64+1.144j | 0.201+0.467j | 0.201+0.467j | 0.201+0.467j | 0.64+1.144j | 0.201+0.467j | 0.201+0.467j | 0.201+0.467j | 0.64+1.144j | 14.027 | -2.996 | -2.996 | -2.996 | 14.027 | -2.996 | -2.996 | -2.996 | 14.027 |  | no
bal_3P_4/0AC_1/0AA(N) |  | oh_cond_4/0_ACSR | oh_cond_4/0_ACSR | oh_cond_4/0_ACSR | oh_cond_1/0_AAAC |  | 0.646+1.144j | 0.201+0.467j | 0.201+0.467j | 0.201+0.467j | 0.646+1.144j | 0.201+0.467j | 0.201+0.467j | 0.201+0.467j | 0.646+1.144j | 14.027 | -2.996 | -2.996 | -2.996 | 14.027 | -2.996 | -2.996 | -2.996 | 14.027 |  | no
bal_3P_477AC_4/0AC(N) |  | oh_cond_477_ACSR | oh_cond_477_ACSR | oh_cond_477_ACSR | oh_cond_4/0_ACSR |  | 0.332+1.017j | 0.136+0.403j | 0.136+0.403j | 0.136+0.403j | 0.332+1.017j | 0.136+0.403j | 0.136+0.403j | 0.136+0.403j | 0.332+1.017j | 15.118 | -3.347 | -3.347 | -3.347 | 15.118 | -3.347 | -3.347 | -3.347 | 15.118 |  | no
bal_3P_477AL_4/0AA(N) |  | oh_cond_477_MCM_AL | oh_cond_477_MCM_AL | oh_cond_477_MCM_AL | oh_cond_4/0_AAAC |  | 0.332+1.031j | 0.134+0.402j | 0.134+0.402j | 0.134+0.402j | 0.332+1.031j | 0.134+0.402j | 0.134+0.402j | 0.134+0.402j | 0.332+1.031j | 14.927 | -3.279 | -3.279 | -3.279 | 14.927 | -3.279 | -3.279 | -3.279 | 14.927 |  | no
bal_3P_WYECUST |  | oh_cond_2/0_CU | oh_cond_2/0_CU | oh_cond_2/0_CU | oh_cond_3_#7_CWD_30% |  | 0.66+1.378j | 0.22+0.666j | 0.22+0.666j | 0.22+0.666j | 0.66+1.378j | 0.22+0.666j | 0.22+0.666j | 0.22+0.666j | 0.66+1.378j | 13.24 | -2.712 | -2.712 | -2.712 | 13.24 | -2.712 | -2.712 | -2.712 | 13.24 |  | no
unb_TAPWIRE_OH |  | oh_cond_WP-4/0-CU | oh_cond_WP-4/0-CU | oh_cond_WP-4/0-CU | oh_cond_WP-4/0-CU |  | 0.365+1.097j | 0.093+0.433j | 0.094+0.34j | 0.093+0.433j | 0.368+1.078j | 0.095+0.401j | 0.094+0.34j | 0.095+0.401j | 0.368+1.077j | 14.911 | -4.341 | -1.953 | -4.341 | 15.781 | -3.724 | -1.953 | -3.724 | 14.818 |  | no
und_1P_2ALURD |  | und_cond_1P_2ALURD | und_cond_1P_2ALURD | und_cond_1P_2ALURD |  |  | 2.379+0.823j | 0.0+0.0j | 0.0+0.0j | 0.0+0.0j | 2.379+0.823j | 0.0+0.0j | 0.0+0.0j | 0.0+0.0j | 2.379+0.823j | 401.497 | 0 | 0 | 0 | 401.497 | 0 | 0 | 0 | 401.497 |  | no
und_1P_2ALURD_2AL(N) |  | und_cond_1P_2ALURD_2AL(N) | und_cond_1P_2ALURD_2AL(N) | und_cond_1P_2ALURD_2AL(N) |  |  | 2.379+0.823j | 0.0+0.0j | 0.0+0.0j | 0.0+0.0j | 2.379+0.823j | 0.0+0.0j | 0.0+0.0j | 0.0+0.0j | 2.379+0.823j | 401.497 | 0 | 0 | 0 | 401.497 | 0 | 0 | 0 | 401.497 |  | no
und_1P_DELTACUST |  | und_cond_1P_DELTACUST | und_cond_1P_DELTACUST | und_cond_1P_DELTACUST |  |  | 0.179+0.233j | 0.061-0.024j | 0.061-0.024j | 0.061-0.024j | 0.179+0.233j | 0.061-0.024j | 0.061-0.024j | 0.061-0.024j | 0.179+0.233j | 324.124 | 0 | 0 | 0 | 324.124 | 0 | 0 | 0 | 324.124 |  | no
und_1P_WYECUST |  | und_cond_1P_WYECUST | und_cond_1P_WYECUST | und_cond_1P_WYECUST |  |  | 0.179+0.233j | 0.061-0.024j | 0.061-0.024j | 0.061-0.024j | 0.179+0.233j | 0.061-0.024j | 0.061-0.024j | 0.061-0.024j | 0.179+0.233j | 324.124 | 0 | 0 | 0 | 324.124 | 0 | 0 | 0 | 324.124 |  | no
und_TAPWIRE_UG |  | und_cond_TAPWIRE_UG | und_cond_TAPWIRE_UG | und_cond_TAPWIRE_UG |  |  | 0.001+0.001j | 0.0+0.0j | 0.0+0.0j | 0.0+0.0j | 0.001+0.001j | 0.0+0.0j | 0.0+0.0j | 0.0+0.0j | 0.001+0.001j | 0 | 0 | 0 | 0 | 0 | 0 | 0 | 0 | 0 |  | no

## load
data_type | static
owner_type | feeder
owner | 8107701
object | load
name | groupid | parent | bustype | phases | nominal_voltage | load_class | constant_power_A | constant_power_B | constant_power_C | constant_current_A | constant_current_B | constant_current_C | constant_impedance_A | constant_impedance_B | constant_impedance_C | base_power_A | base_power_B | base_power_C | power_pf_A | power_pf_B | power_pf_C | current_pf_A | current_pf_B | current_pf_C | impedance_pf_A | impedance_pf_B | impedance_pf_C | power_fraction_A | power_fraction_B | power_fraction_C | current_fraction_A | current_fraction_B | current_fraction_C | impedance_fraction_A | impedance_fraction_B | impedance_fraction_C | dcircuit | selected | monitored | monitored_fields | class_monitored_fields | played | played_fields | base_kw_A | base_kw_B | base_kw_C | kw_A | kw_B | kw_C | comments | critical_load | dem_resp_lb | dem_resp_ub | dem_resp_shortage_cost | dem_resp_surplus_cost | num_customers
load_220357545 |  | node_1303058_637_15358843_326 |  | AN | 0 | Residential | 15235.2+6490.168j | 0 | 0 | 0 | 0 | 0 | [24 empty] | 8107701 | no | no |  |  | no |  | 0 | 0 | 0 | 0 | 0 | 0 |  | 1 | 1 | 1 | 0 | 0 | 0
load_220357733 |  | node_1303438_87_15358862_481 |  | AN | 0 | Residential | 7876.8+3355.503j | 0 | 0 | 0 | 0 | 0 | [24 empty] | 8107701 | no | no |  |  | no |  | 0 | 0 | 0 | 0 | 0 | 0 |  | 1 | 1 | 1 | 0 | 0 | 0
load_220357734 |  | node_1303847_973_15358903_034 |  | AN | 0 | Residential | 1166.4+496.884j | 0 | 0 | 0 | 0 | 0 | [24 empty] | 8107701 | no | no |  |  | no |  | 0 | 0 | 0 | 0 | 0 | 0 |  | 1 | 1 | 1 | 0 | 0 | 0
load_220357735 |  | node_1304009_943_15358938_502 |  | AN | 0 | Residential | 4039.2+1720.692j | 0 | 0 | 0 | 0 | 0 | [24 empty] | 8107701 | no | no |  |  | no |  | 0 | 0 | 0 | 0 | 0 | 0 |  | 1 | 1 | 1 | 0 | 0 | 0
load_220357736 |  | node_1303449_081_15359330_791 |  | AN | 0 | Residential | 18432+7851.999j | 0 | 0 | 0 | 0 | 0 | [24 empty] | 8107701 | no | no |  |  | no |  | 0 | 0 | 0 | 0 | 0 | 0 |  | 1 | 1 | 1 | 0 | 0 | 0
load_220357737 |  | node_1303527_128_15359680_47 |  | AN | 0 | Residential | 44834.4+19099.374j | 0 | 0 | 0 | 0 | 0 | [24 empty] | 8107701 | no | no |  |  | no |  | 0 | 0 | 0 | 0 | 0 | 0 |  | 1 | 1 | 1 | 0 | 0 | 0
load_220357738 |  | node_1303286_291_15360480_471 |  | AN | 0 | Residential | 0 | 0 | 0 | 0 | 0 | 0 | [24 empty] | 8107701 | no | no |  |  | no |  | 0 | 0 | 0 | 0 | 0 | 0 |  | 1 | 1 | 1 | 0 | 0 | 0
load_220357739 |  | node_1303634_038_15360891_429 |  | AN | 0 | Residential | 5054.4+2153.165j | 0 | 0 | 0 | 0 | 0 | [24 empty] | 8107701 | no | no |  |  | no |  | 0 | 0 | 0 | 0 | 0 | 0 |  | 1 | 1 | 1 | 0 | 0 | 0
load_220357740 |  | node_1303081_365_15361149_705 |  | AN | 0 | Residential | 3765.6+1604.139j | 0 | 0 | 0 | 0 | 0 | [24 empty] | 8107701 | no | no |  |  | no |  | 0 | 0 | 0 | 0 | 0 | 0 |  | 1 | 1 | 1 | 0 | 0 | 0
load_220357741 |  | node_1302831_926_15362588_851 |  | AN | 0 | Residential | 4816.8+2051.948j | 0 | 0 | 0 | 0 | 0 | [24 empty] | 8107701 | no | no |  |  | no |  | 0 | 0 | 0 | 0 | 0 | 0 |  | 1 | 1 | 1 | 0 | 0 | 0
load_220357743 |  | node_1302680_387_15363307_782 |  | AN | 0 | Residential | 2800.8+1193.136j | 0 | 0 | 0 | 0 | 0 | [24 empty] | 8107701 | no | no |  |  | no |  | 0 | 0 | 0 | 0 | 0 | 0 |  | 1 | 1 | 1 | 0 | 0 | 0
load_220357808 |  | node_1303462_835_15329312_963 |  | AN | 0 | Residential | 32241.6+13734.864j | 0 | 0 | 0 | 0 | 0 | [24 empty] | 8107701 | no | no |  |  | no |  | 0 | 0 | 0 | 0 | 0 | 0 |  | 1 | 1 | 1 | 0 | 0 | 0
load_220357834 |  | node_1300346_829_15333987_836 |  | AN | 0 | Residential | 3153.6+1343.428j | 0 | 0 | 0 | 0 | 0 | [24 empty] | 8107701 | no | no |  |  | no |  | 0 | 0 | 0 | 0 | 0 | 0 |  | 1 | 1 | 1 | 0 | 0 | 0
load_220357835 |  | node_1300135_108_15334258_748 |  | AN | 0 | Residential | 5659.2+2410.809j | 0 | 0 | 0 | 0 | 0 | [24 empty] | 8107701 | no | no |  |  | no |  | 0 | 0 | 0 | 0 | 0 | 0 |  | 1 | 1 | 1 | 0 | 0 | 0
load_220357836 |  | node_1299817_873_15334658_222 |  | AN | 0 | Residential | 6516+2775.804j | 0 | 0 | 0 | 0 | 0 | [24 empty] | 8107701 | no | no |  |  | no |  | 0 | 0 | 0 | 0 | 0 | 0 |  | 1 | 1 | 1 | 0 | 0 | 0
load_220357837 |  | node_1299422_759_15334358_086 |  | AN | 0 | NonResidential | 9331.2+3975.075j | 0 | 0 | 0 | 0 | 0 | [24 empty] | 8107701 | no | no |  |  | no |  | 0 | 0 | 0 | 0 | 0 | 0 |  | 1 | 1 | 1 | 0 | 0 | 0
load_220357838 |  | node_1299256_137_15334863_652 |  | AN | 0 | Residential | 8992.8+3830.917j | 0 | 0 | 0 | 0 | 0 | [24 empty] | 8107701 | no | no |  |  | no |  | 0 | 0 | 0 | 0 | 0 | 0 |  | 1 | 1 | 1 | 0 | 0 | 0
load_220357839 |  | node_1299250_722_15335147_592 |  | AN | 0 | Residential | 4125.6+1757.498j | 0 | 0 | 0 | 0 | 0 | [24 empty] | 8107701 | no | no |  |  | no |  | 0 | 0 | 0 | 0 | 0 | 0 |  | 1 | 1 | 1 | 0 | 0 | 0
load_220357840 |  | node_1299271_433_15335457_291 |  | AN | 0 | Residential | 3528+1502.922j | 0 | 0 | 0 | 0 | 0 | [24 empty] | 8107701 | no | no |  |  | no |  | 0 | 0 | 0 | 0 | 0 | 0 |  | 1 | 1 | 1 | 0 | 0 | 0
load_220357841 |  | node_1298730_953_15335981_454 |  | AN | 0 | Other | 0 | 0 | 0 | 0 | 0 | 0 | [24 empty] | 8107701 | no | no |  |  | no |  | 0 | 0 | 0 | 0 | 0 | 0 |  | 1 | 1 | 1 | 0 | 0 | 0
load_220357844 |  | node_1298074_299_15337182_712 |  | AN | 0 | Residential | 4291.2+1828.044j | 0 | 0 | 0 | 0 | 0 | [24 empty] | 8107701 | no | no |  |  | no |  | 0 | 0 | 0 | 0 | 0 | 0 |  | 1 | 1 | 1 | 0 | 0 | 0
load_220357845 |  | node_1297977_756_15337148_006 |  | AN | 0 | Residential | 1908+812.805j | 0 | 0 | 0 | 0 | 0 | [24 empty] | 8107701 | no | no |  |  | no |  | 0 | 0 | 0 | 0 | 0 | 0 |  | 1 | 1 | 1 | 0 | 0 | 0
load_220357846 |  | node_1302094_693_15329845_734 |  | AN | 0 | Residential | 10058.4+4284.86j | 0 | 0 | 0 | 0 | 0 | [24 empty] | 8107701 | no | no |  |  | no |  | 0 | 0 | 0 | 0 | 0 | 0 |  | 1 | 1 | 1 | 0 | 0 | 0
load_220357847 |  | node_1297346_811_15338200_093 |  | AN | 0 | Residential | 2354.4+1002.97j | 0 | 0 | 0 | 0 | 0 | [24 empty] | 8107701 | no | no |  |  | no |  | 0 | 0 | 0 | 0 | 0 | 0 |  | 1 | 1 | 1 | 0 | 0 | 0
load_220357848 |  | node_1297002_939_15338198_675 |  | AN | 0 | Residential | 8265.6+3521.131j | 0 | 0 | 0 | 0 | 0 | [24 empty] | 8107701 | no | no |  |  | no |  | 0 | 0 | 0 | 0 | 0 | 0 |  | 1 | 1 | 1 | 0 | 0 | 0
load_220357849 |  | node_1296776_551_15338125_584 |  | AN | 0 | Residential | 9360+3987.343j | 0 | 0 | 0 | 0 | 0 | [24 empty] | 8107701 | no | no |  |  | no |  | 0 | 0 | 0 | 0 | 0 | 0 |  | 1 | 1 | 1 | 0 | 0 | 0
load_220357850 |  | node_1296378_943_15338418_656 |  | AN | 0 | Residential | 6710.4+2858.618j | 0 | 0 | 0 | 0 | 0 | [24 empty] | 8107701 | no | no |  |  | no |  | 0 | 0 | 0 | 0 | 0 | 0 |  | 1 | 1 | 1 | 0 | 0 | 0
load_220357851 |  | node_1296201_559_15339056_471 |  | AN | 0 | Residential | 13104+5582.281j | 0 | 0 | 0 | 0 | 0 | [24 empty] | 8107701 | no | no |  |  | no |  | 0 | 0 | 0 | 0 | 0 | 0 |  | 1 | 1 | 1 | 0 | 0 | 0
load_220357852 |  | node_1296151_459_15339198_857 |  | AN | 0 | Residential | 4802.4+2045.814j | 0 | 0 | 0 | 0 | 0 | [24 empty] | 8107701 | no | no |  |  | no |  | 0 | 0 | 0 | 0 | 0 | 0 |  | 1 | 1 | 1 | 0 | 0 | 0
load_220357853 |  | node_1296048_398_15339456_867 |  | AN | 0 | Residential | 7984.8+3401.511j | 0 | 0 | 0 | 0 | 0 | [24 empty] | 8107701 | no | no |  |  | no |  | 0 | 0 | 0 | 0 | 0 | 0 |  | 1 | 1 | 1 | 0 | 0 | 0
load_220357854 |  | node_1295490_557_15340894_619 |  | AN | 0 | Other | 0 | 0 | 0 | 0 | 0 | 0 | [24 empty] | 8107701 | no | no |  |  | no |  | 0 | 0 | 0 | 0 | 0 | 0 |  | 1 | 1 | 1 | 0 | 0 | 0
load_220357855 |  | node_1302027_764_15330154_964 |  | AN | 0 | Residential | 10166.4+4330.868j | 0 | 0 | 0 | 0 | 0 | [24 empty] | 8107701 | no | no |  |  | no |  | 0 | 0 | 0 | 0 | 0 | 0 |  | 1 | 1 | 1 | 0 | 0 | 0
load_220357856 |  | node_1295238_74_15341538_853 |  | AN | 0 | Residential | 7790.4+3318.697j | 0 | 0 | 0 | 0 | 0 | [24 empty] | 8107701 | no | no |  |  | no |  | 0 | 0 | 0 | 0 | 0 | 0 |  | 1 | 1 | 1 | 0 | 0 | 0
load_220357857 |  | node_1294764_756_15342103_447 |  | AN | 0 | Residential | 4320+1840.312j | 0 | 0 | 0 | 0 | 0 | [24 empty] | 8107701 | no | no |  |  | no |  | 0 | 0 | 0 | 0 | 0 | 0 |  | 1 | 1 | 1 | 0 | 0 | 0
load_220357858 |  | node_1294510_229_15342402_505 |  | AN | 0 | Residential | 13348.8+5686.565j | 0 | 0 | 0 | 0 | 0 | [24 empty] | 8107701 | no | no |  |  | no |  | 0 | 0 | 0 | 0 | 0 | 0 |  | 1 | 1 | 1 | 0 | 0 | 0
load_220357859 |  | node_1294326_202_15342523_049 |  | AN | 0 | Residential | 698.4+297.517j | 0 | 0 | 0 | 0 | 0 | [24 empty] | 8107701 | no | no |  |  | no |  | 0 | 0 | 0 | 0 | 0 | 0 |  | 1 | 1 | 1 | 0 | 0 | 0
load_220357860 |  | node_1293857_008_15343171_863 |  | AN | 0 | Residential | 7430.4+3165.337j | 0 | 0 | 0 | 0 | 0 | [24 empty] | 8107701 | no | no |  |  | no |  | 0 | 0 | 0 | 0 | 0 | 0 |  | 1 | 1 | 1 | 0 | 0 | 0
load_220357861 |  | node_1292252_318_15345513_961 |  | AN | 0 | Residential | 6861.6+2923.029j | 0 | 0 | 0 | 0 | 0 | [24 empty] | 8107701 | no | no |  |  | no |  | 0 | 0 | 0 | 0 | 0 | 0 |  | 1 | 1 | 1 | 0 | 0 | 0
load_220357862 |  | node_1292571_236_15345697_744 |  | AN | 0 | Residential | 4413.6+1880.186j | 0 | 0 | 0 | 0 | 0 | [24 empty] | 8107701 | no | no |  |  | no |  | 0 | 0 | 0 | 0 | 0 | 0 |  | 1 | 1 | 1 | 0 | 0 | 0
load_220357863 |  | node_1293129_825_15346004_371 |  | AN | 0 | Residential | 10080+4294.062j | 0 | 0 | 0 | 0 | 0 | [24 empty] | 8107701 | no | no |  |  | no |  | 0 | 0 | 0 | 0 | 0 | 0 |  | 1 | 1 | 1 | 0 | 0 | 0
load_220357864 |  | node_1291789_534_15345724_106 |  | AN | 0 | Other | 0 | 0 | 0 | 0 | 0 | 0 | [24 empty] | 8107701 | no | no |  |  | no |  | 0 | 0 | 0 | 0 | 0 | 0 |  | 1 | 1 | 1 | 0 | 0 | 0
load_220357865 |  | node_1291023_948_15347534_633 |  | AN | 0 | Residential | 5256+2239.047j | 0 | 0 | 0 | 0 | 0 | [24 empty] | 8107701 | no | no |  |  | no |  | 0 | 0 | 0 | 0 | 0 | 0 |  | 1 | 1 | 1 | 0 | 0 | 0
load_220357866 |  | node_1290948_379_15347752_293 |  | AN | 0 | NonResidential | 4053.6+1726.826j | 0 | 0 | 0 | 0 | 0 | [24 empty] | 8107701 | no | no |  |  | no |  | 0 | 0 | 0 | 0 | 0 | 0 |  | 1 | 1 | 1 | 0 | 0 | 0
load_220357867 |  | node_1291483_533_15348694_83 |  | AN | 0 | Residential | 24818.4+10572.594j | 0 | 0 | 0 | 0 | 0 | [24 empty] | 8107701 | no | no |  |  | no |  | 0 | 0 | 0 | 0 | 0 | 0 |  | 1 | 1 | 1 | 0 | 0 | 0
load_220357868 |  | node_1290438_037_15349161_026 |  | AN | 0 | Residential | 5896.8+2512.026j | 0 | 0 | 0 | 0 | 0 | [24 empty] | 8107701 | no | no |  |  | no |  | 0 | 0 | 0 | 0 | 0 | 0 |  | 1 | 1 | 1 | 0 | 0 | 0
load_220357869 |  | node_1301583_163_15331959_921 |  | AN | 0 | Other | 0 | 0 | 0 | 0 | 0 | 0 | [24 empty] | 8107701 | no | no |  |  | no |  | 0 | 0 | 0 | 0 | 0 | 0 |  | 1 | 1 | 1 | 0 | 0 | 0
load_220357871 |  | node_1290900_175_15352504_363 |  | AN | 0 | Residential | 18532.8+7894.94j | 0 | 0 | 0 | 0 | 0 | [24 empty] | 8107701 | no | no |  |  | no |  | 0 | 0 | 0 | 0 | 0 | 0 |  | 1 | 1 | 1 | 0 | 0 | 0
load_220357872 |  | node_1291427_586_15353392_094 |  | AN | 0 | Residential | 29664+12636.811j | 0 | 0 | 0 | 0 | 0 | [24 empty] | 8107701 | no | no |  |  | no |  | 0 | 0 | 0 | 0 | 0 | 0 |  | 1 | 1 | 1 | 0 | 0 | 0
load_220357873 |  | node_1291486_187_15354493_132 |  | AN | 0 | Residential | 15444+6579.116j | 0 | 0 | 0 | 0 | 0 | [24 empty] | 8107701 | no | no |  |  | no |  | 0 | 0 | 0 | 0 | 0 | 0 |  | 1 | 1 | 1 | 0 | 0 | 0
load_220357875 |  | node_1291676_288_15355463_788 |  | AN | 0 | Residential | 4176+1778.969j | 0 | 0 | 0 | 0 | 0 | [24 empty] | 8107701 | no | no |  |  | no |  | 0 | 0 | 0 | 0 | 0 | 0 |  | 1 | 1 | 1 | 0 | 0 | 0
load_220357876 |  | node_1301184_885_15332802_803 |  | AN | 0 | Residential | 13716+5842.992j | 0 | 0 | 0 | 0 | 0 | [24 empty] | 8107701 | no | no |  |  | no |  | 0 | 0 | 0 | 0 | 0 | 0 |  | 1 | 1 | 1 | 0 | 0 | 0
load_220357877 |  | node_1291360_298_15355755_278 |  | AN | 0 | Residential | 5961.6+2539.631j | 0 | 0 | 0 | 0 | 0 | [24 empty] | 8107701 | no | no |  |  | no |  | 0 | 0 | 0 | 0 | 0 | 0 |  | 1 | 1 | 1 | 0 | 0 | 0
load_220357878 |  | node_1290961_161_15356746_885 |  | AN | 0 | Residential | 9280.8+3953.604j | 0 | 0 | 0 | 0 | 0 | [24 empty] | 8107701 | no | no |  |  | no |  | 0 | 0 | 0 | 0 | 0 | 0 |  | 1 | 1 | 1 | 0 | 0 | 0
load_220357879 |  | node_1290665_56_15357117_054 |  | AN | 0 | Residential | 3549.6+1512.123j | 0 | 0 | 0 | 0 | 0 | [24 empty] | 8107701 | no | no |  |  | no |  | 0 | 0 | 0 | 0 | 0 | 0 |  | 1 | 1 | 1 | 0 | 0 | 0
load_220357881 |  | node_1290318_801_15357692_916 |  | AN | 0 | Residential | 4500+1916.992j | 0 | 0 | 0 | 0 | 0 | [24 empty] | 8107701 | no | no |  |  | no |  | 0 | 0 | 0 | 0 | 0 | 0 |  | 1 | 1 | 1 | 0 | 0 | 0
load_220357882 |  | node_1289984_293_15358181_361 |  | AN | 0 | Residential | 14702.4+6263.196j | 0 | 0 | 0 | 0 | 0 | [24 empty] | 8107701 | no | no |  |  | no |  | 0 | 0 | 0 | 0 | 0 | 0 |  | 1 | 1 | 1 | 0 | 0 | 0
load_220357884 |  | node_1300909_37_15333217_406 |  | AN | 0 | Residential | 2491.2+1061.247j | 0 | 0 | 0 | 0 | 0 | [24 empty] | 8107701 | no | no |  |  | no |  | 0 | 0 | 0 | 0 | 0 | 0 |  | 1 | 1 | 1 | 0 | 0 | 0
load_220357885 |  | node_1287931_736_15359125_334 |  | AN | 0 | Residential | 2671.2+1137.926j | 0 | 0 | 0 | 0 | 0 | [24 empty] | 8107701 | no | no |  |  | no |  | 0 | 0 | 0 | 0 | 0 | 0 |  | 1 | 1 | 1 | 0 | 0 | 0
load_220357886 |  | node_1287303_018_15359621_191 |  | AN | 0 | Other | 0 | 0 | 0 | 0 | 0 | 0 | [24 empty] | 8107701 | no | no |  |  | no |  | 0 | 0 | 0 | 0 | 0 | 0 |  | 1 | 1 | 1 | 0 | 0 | 0
load_220357887 |  | node_1287099_986_15359875_132 |  | AN | 0 | Residential | 1965.6+837.342j | 0 | 0 | 0 | 0 | 0 | [24 empty] | 8107701 | no | no |  |  | no |  | 0 | 0 | 0 | 0 | 0 | 0 |  | 1 | 1 | 1 | 0 | 0 | 0
load_220357888 |  | node_1286658_092_15360483_184 |  | AN | 0 | Residential | 4723.2+2012.075j | 0 | 0 | 0 | 0 | 0 | [24 empty] | 8107701 | no | no |  |  | no |  | 0 | 0 | 0 | 0 | 0 | 0 |  | 1 | 1 | 1 | 0 | 0 | 0
load_220357889 |  | node_1286475_433_15360606_803 |  | AN | 0 | Residential | 9943.2+4235.785j | 0 | 0 | 0 | 0 | 0 | [24 empty] | 8107701 | no | no |  |  | no |  | 0 | 0 | 0 | 0 | 0 | 0 |  | 1 | 1 | 1 | 0 | 0 | 0
load_220357890 |  | node_1300739_005_15333451_58 |  | AN | 0 | Residential | 7120.8+3033.448j | 0 | 0 | 0 | 0 | 0 | [24 empty] | 8107701 | no | no |  |  | no |  | 0 | 0 | 0 | 0 | 0 | 0 |  | 1 | 1 | 1 | 0 | 0 | 0
load_220357891 |  | node_1286369_811_15360818_719 |  | AN | 0 | Other | 0 | 0 | 0 | 0 | 0 | 0 | [24 empty] | 8107701 | no | no |  |  | no |  | 0 | 0 | 0 | 0 | 0 | 0 |  | 1 | 1 | 1 | 0 | 0 | 0
load_220357892 |  | node_1286240_152_15361045_627 |  | AN | 0 | Residential | 12088.8+5149.807j | 0 | 0 | 0 | 0 | 0 | [24 empty] | 8107701 | no | no |  |  | no |  | 0 | 0 | 0 | 0 | 0 | 0 |  | 1 | 1 | 1 | 0 | 0 | 0
load_220357893 |  | node_1286606_148_15361166_352 |  | AN | 0 | Residential | 7149.6+3045.717j | 0 | 0 | 0 | 0 | 0 | [24 empty] | 8107701 | no | no |  |  | no |  | 0 | 0 | 0 | 0 | 0 | 0 |  | 1 | 1 | 1 | 0 | 0 | 0
load_220357894 |  | node_1286205_934_15361380_73 |  | AN | 0 | Residential | 10735.2+4573.176j | 0 | 0 | 0 | 0 | 0 | [24 empty] | 8107701 | no | no |  |  | no |  | 0 | 0 | 0 | 0 | 0 | 0 |  | 1 | 1 | 1 | 0 | 0 | 0
load_220357895 |  | node_1285905_443_15362538_293 |  | AN | 0 | Residential | 4003.2+1705.356j | 0 | 0 | 0 | 0 | 0 | [24 empty] | 8107701 | no | no |  |  | no |  | 0 | 0 | 0 | 0 | 0 | 0 |  | 1 | 1 | 1 | 0 | 0 | 0
load_220357896 |  | node_1285387_847_15362504_365 |  | AN | 0 | Residential | 6134.4+2613.243j | 0 | 0 | 0 | 0 | 0 | [24 empty] | 8107701 | no | no |  |  | no |  | 0 | 0 | 0 | 0 | 0 | 0 |  | 1 | 1 | 1 | 0 | 0 | 0
load_220357898 |  | node_1296864_303_15346305_846 |  | AN | 0 | Residential | 8344.8+3554.87j | 0 | 0 | 0 | 0 | 0 | [24 empty] | 8107701 | no | no |  |  | no |  | 0 | 0 | 0 | 0 | 0 | 0 |  | 1 | 1 | 1 | 0 | 0 | 0
load_220357899 |  | node_1296036_825_15345739_436 |  | AN | 0 | Residential | 5630.4+2398.54j | 0 | 0 | 0 | 0 | 0 | [24 empty] | 8107701 | no | no |  |  | no |  | 0 | 0 | 0 | 0 | 0 | 0 |  | 1 | 1 | 1 | 0 | 0 | 0
load_220357900 |  | node_1296081_93_15346126_384 |  | AN | 0 | Residential | 20368.8+8677.072j | 0 | 0 | 0 | 0 | 0 | [24 empty] | 8107701 | no | no |  |  | no |  | 0 | 0 | 0 | 0 | 0 | 0 |  | 1 | 1 | 1 | 0 | 0 | 0
load_220357901 |  | node_1296253_665_15347038_646 |  | AN | 0 | Residential | 2908.8+1239.144j | 0 | 0 | 0 | 0 | 0 | [24 empty] | 8107701 | no | no |  |  | no |  | 0 | 0 | 0 | 0 | 0 | 0 |  | 1 | 1 | 1 | 0 | 0 | 0
load_220357902 |  | node_1296275_617_15347382_392 |  | AN | 0 | Residential | 5371.2+2288.122j | 0 | 0 | 0 | 0 | 0 | [24 empty] | 8107701 | no | no |  |  | no |  | 0 | 0 | 0 | 0 | 0 | 0 |  | 1 | 1 | 1 | 0 | 0 | 0
load_220357903 |  | node_1296621_882_15347344_192 |  | AN | 0 | Residential | 4334.4+1846.447j | 0 | 0 | 0 | 0 | 0 | [24 empty] | 8107701 | no | no |  |  | no |  | 0 | 0 | 0 | 0 | 0 | 0 |  | 1 | 1 | 1 | 0 | 0 | 0
load_220357905 |  | node_1297107_03_15347998_805 |  | AN | 0 | Residential | 6235.2+2656.184j | 0 | 0 | 0 | 0 | 0 | [24 empty] | 8107701 | no | no |  |  | no |  | 0 | 0 | 0 | 0 | 0 | 0 |  | 1 | 1 | 1 | 0 | 0 | 0
load_220357906 |  | node_1296491_946_15348358_779 |  | AN | 0 | Residential | 11700+4984.179j | 0 | 0 | 0 | 0 | 0 | [24 empty] | 8107701 | no | no |  |  | no |  | 0 | 0 | 0 | 0 | 0 | 0 |  | 1 | 1 | 1 | 0 | 0 | 0
load_220357907 |  | node_1294796_084_15343274_641 |  | AN | 0 | Residential | 8416.8+3585.542j | 0 | 0 | 0 | 0 | 0 | [24 empty] | 8107701 | no | no |  |  | no |  | 0 | 0 | 0 | 0 | 0 | 0 |  | 1 | 1 | 1 | 0 | 0 | 0
load_220357908 |  | node_1296676_984_15349508_818 |  | AN | 0 | Residential | 0 | 0 | 0 | 0 | 0 | 0 | [24 empty] | 8107701 | no | no |  |  | no |  | 0 | 0 | 0 | 0 | 0 | 0 |  | 1 | 1 | 1 | 0 | 0 | 0
load_220357909 |  | node_1296451_581_15349923_583 |  | AN | 0 | Residential | 4521.6+1926.194j | 0 | 0 | 0 | 0 | 0 | [24 empty] | 8107701 | no | no |  |  | no |  | 0 | 0 | 0 | 0 | 0 | 0 |  | 1 | 1 | 1 | 0 | 0 | 0
load_220357910 |  | node_1296979_038_15350662_477 |  | AN | 0 | Other | 0 | 0 | 0 | 0 | 0 | 0 | [24 empty] | 8107701 | no | no |  |  | no |  | 0 | 0 | 0 | 0 | 0 | 0 |  | 1 | 1 | 1 | 0 | 0 | 0
load_220357911 |  | node_1297035_182_15350973_026 |  | AN | 0 | Residential | 8985.6+3827.85j | 0 | 0 | 0 | 0 | 0 | [24 empty] | 8107701 | no | no |  |  | no |  | 0 | 0 | 0 | 0 | 0 | 0 |  | 1 | 1 | 1 | 0 | 0 | 0
load_220357912 |  | node_1295045_182_15343743_365 |  | AN | 0 | Residential | 4197.6+1788.17j | 0 | 0 | 0 | 0 | 0 | [24 empty] | 8107701 | no | no |  |  | no |  | 0 | 0 | 0 | 0 | 0 | 0 |  | 1 | 1 | 1 | 0 | 0 | 0
load_220357913 |  | node_1295377_285_15344376_663 |  | AN | 0 | Residential | 4053.6+1726.826j | 0 | 0 | 0 | 0 | 0 | [24 empty] | 8107701 | no | no |  |  | no |  | 0 | 0 | 0 | 0 | 0 | 0 |  | 1 | 1 | 1 | 0 | 0 | 0
load_220357915 |  | node_1296352_06_15345145_723 |  | AN | 0 | Residential | 3664.8+1561.198j | 0 | 0 | 0 | 0 | 0 | [24 empty] | 8107701 | no | no |  |  | no |  | 0 | 0 | 0 | 0 | 0 | 0 |  | 1 | 1 | 1 | 0 | 0 | 0
load_220357916 |  | node_1290818_471_15347368_324 |  | AN | 0 | Residential | 4946.4+2107.158j | 0 | 0 | 0 | 0 | 0 | [24 empty] | 8107701 | no | no |  |  | no |  | 0 | 0 | 0 | 0 | 0 | 0 |  | 1 | 1 | 1 | 0 | 0 | 0
load_220357920 |  | node_1286736_635_15346484_633 |  | AN | 0 | Other | 0 | 0 | 0 | 0 | 0 | 0 | [24 empty] | 8107701 | no | no |  |  | no |  | 0 | 0 | 0 | 0 | 0 | 0 |  | 1 | 1 | 1 | 0 | 0 | 0
load_220357921 |  | node_1286315_503_15346644_524 |  | AN | 0 | NonResidential | 7.2+3.067j | 0 | 0 | 0 | 0 | 0 | [24 empty] | 8107701 | no | no |  |  | no |  | 0 | 0 | 0 | 0 | 0 | 0 |  | 1 | 1 | 1 | 0 | 0 | 0
load_220357922 |  | node_1285413_156_15346789_496 |  | AN | 0 | Residential | 7236+3082.523j | 0 | 0 | 0 | 0 | 0 | [24 empty] | 8107701 | no | no |  |  | no |  | 0 | 0 | 0 | 0 | 0 | 0 |  | 1 | 1 | 1 | 0 | 0 | 0
load_220357923 |  | node_1285134_196_15347257_153 |  | AN | 0 | Residential | 2066.4+880.283j | 0 | 0 | 0 | 0 | 0 | [24 empty] | 8107701 | no | no |  |  | no |  | 0 | 0 | 0 | 0 | 0 | 0 |  | 1 | 1 | 1 | 0 | 0 | 0
load_220357924 |  | node_1285602_874_15346544_481 |  | AN | 0 | Residential | 5385.6+2294.256j | 0 | 0 | 0 | 0 | 0 | [24 empty] | 8107701 | no | no |  |  | no |  | 0 | 0 | 0 | 0 | 0 | 0 |  | 1 | 1 | 1 | 0 | 0 | 0
load_220357925 |  | node_1284444_375_15347259_405 |  | AN | 0 | Residential | 9626.4+4100.829j | 0 | 0 | 0 | 0 | 0 | [24 empty] | 8107701 | no | no |  |  | no |  | 0 | 0 | 0 | 0 | 0 | 0 |  | 1 | 1 | 1 | 0 | 0 | 0
load_220357926 |  | node_1284047_73_15347419_23 |  | AN | 0 | Residential | 8424+3588.609j | 0 | 0 | 0 | 0 | 0 | [24 empty] | 8107701 | no | no |  |  | no |  | 0 | 0 | 0 | 0 | 0 | 0 |  | 1 | 1 | 1 | 0 | 0 | 0
load_220357927 |  | node_1282355_553_15347892_536 |  | AN | 0 | Residential | 4982.4+2122.494j | 0 | 0 | 0 | 0 | 0 | [24 empty] | 8107701 | no | no |  |  | no |  | 0 | 0 | 0 | 0 | 0 | 0 |  | 1 | 1 | 1 | 0 | 0 | 0
load_220357928 |  | node_1281002_906_15347436_214 |  | AN | 0 | Residential | 7372.8+3140.8j | 0 | 0 | 0 | 0 | 0 | [24 empty] | 8107701 | no | no |  |  | no |  | 0 | 0 | 0 | 0 | 0 | 0 |  | 1 | 1 | 1 | 0 | 0 | 0
load_220357929 |  | node_1280977_186_15347712_805 |  | AN | 0 | Residential | 22982.4+9790.461j | 0 | 0 | 0 | 0 | 0 | [24 empty] | 8107701 | no | no |  |  | no |  | 0 | 0 | 0 | 0 | 0 | 0 |  | 1 | 1 | 1 | 0 | 0 | 0
load_220357930 |  | node_1280638_623_15347527_497 |  | AN | 0 | Residential | 5421.6+2309.592j | 0 | 0 | 0 | 0 | 0 | [24 empty] | 8107701 | no | no |  |  | no |  | 0 | 0 | 0 | 0 | 0 | 0 |  | 1 | 1 | 1 | 0 | 0 | 0
load_220357931 |  | node_1289874_237_15346503_936 |  | AN | 0 | Residential | 5817.6+2478.287j | 0 | 0 | 0 | 0 | 0 | [24 empty] | 8107701 | no | no |  |  | no |  | 0 | 0 | 0 | 0 | 0 | 0 |  | 1 | 1 | 1 | 0 | 0 | 0
load_220357932 |  | node_1280072_166_15347098_483 |  | AN | 0 | Residential | 15825.6+6741.677j | 0 | 0 | 0 | 0 | 0 | [24 empty] | 8107701 | no | no |  |  | no |  | 0 | 0 | 0 | 0 | 0 | 0 |  | 1 | 1 | 1 | 0 | 0 | 0
load_220357933 |  | node_1289418_31_15346732_4 |  | AN | 0 | Residential | 2858.4+1217.673j | 0 | 0 | 0 | 0 | 0 | [24 empty] | 8107701 | no | no |  |  | no |  | 0 | 0 | 0 | 0 | 0 | 0 |  | 1 | 1 | 1 | 0 | 0 | 0
load_220357934 |  | node_1288974_965_15346615_315 |  | AN | 0 | Residential | 13118.4+5588.415j | 0 | 0 | 0 | 0 | 0 | [24 empty] | 8107701 | no | no |  |  | no |  | 0 | 0 | 0 | 0 | 0 | 0 |  | 1 | 1 | 1 | 0 | 0 | 0
load_220357935 |  | node_1288073_855_15346317_863 |  | AN | 0 | Other | 0 | 0 | 0 | 0 | 0 | 0 | [24 empty] | 8107701 | no | no |  |  | no |  | 0 | 0 | 0 | 0 | 0 | 0 |  | 1 | 1 | 1 | 0 | 0 | 0
load_220357936 |  | node_1287671_756_15346509_158 |  | AN | 0 | Residential | 13197.6+5622.154j | 0 | 0 | 0 | 0 | 0 | [24 empty] | 8107701 | no | no |  |  | no |  | 0 | 0 | 0 | 0 | 0 | 0 |  | 1 | 1 | 1 | 0 | 0 | 0
load_220357937 |  | node_1302310_821_15358858_965 |  | AN | 0 | Residential | 5097.6+2171.569j | 0 | 0 | 0 | 0 | 0 | [24 empty] | 8107701 | no | no |  |  | no |  | 0 | 0 | 0 | 0 | 0 | 0 |  | 1 | 1 | 1 | 0 | 0 | 0
load_220357938 |  | node_1302258_121_15358171_639 |  | AN | 0 | NonResidential | 2390.4+1018.306j | 0 | 0 | 0 | 0 | 0 | [24 empty] | 8107701 | no | no |  |  | no |  | 0 | 0 | 0 | 0 | 0 | 0 |  | 1 | 1 | 1 | 0 | 0 | 0
load_220357939 |  | node_1302256_626_15357525_729 |  | AN | 0 | Residential | 5947.2+2533.497j | 0 | 0 | 0 | 0 | 0 | [24 empty] | 8107701 | no | no |  |  | no |  | 0 | 0 | 0 | 0 | 0 | 0 |  | 1 | 1 | 1 | 0 | 0 | 0
load_220357940 |  | node_1302266_405_15357172_023 |  | AN | 0 | Residential | 13449.6+5729.506j | 0 | 0 | 0 | 0 | 0 | [24 empty] | 8107701 | no | no |  |  | no |  | 0 | 0 | 0 | 0 | 0 | 0 |  | 1 | 1 | 1 | 0 | 0 | 0
load_220357941 |  | node_1301840_056_15357245_567 |  | AN | 0 | Residential | 2671.2+1137.926j | 0 | 0 | 0 | 0 | 0 | [24 empty] | 8107701 | no | no |  |  | no |  | 0 | 0 | 0 | 0 | 0 | 0 |  | 1 | 1 | 1 | 0 | 0 | 0
load_220357945 |  | node_1295009_167_15338225_262 |  | AN | 0 | Residential | 4744.8+2021.276j | 0 | 0 | 0 | 0 | 0 | [24 empty] | 8107701 | no | no |  |  | no |  | 0 | 0 | 0 | 0 | 0 | 0 |  | 1 | 1 | 1 | 0 | 0 | 0
load_220357946 |  | node_1295165_627_15338006_936 |  | AN | 0 | Other | 0 | 0 | 0 | 0 | 0 | 0 | [24 empty] | 8107701 | no | no |  |  | no |  | 0 | 0 | 0 | 0 | 0 | 0 |  | 1 | 1 | 1 | 0 | 0 | 0
load_220357962 |  | node_1301492_071_15362352_129 |  | AN | 0 | Residential | 7336.8+3125.464j | 0 | 0 | 0 | 0 | 0 | [24 empty] | 8107701 | no | no |  |  | no |  | 0 | 0 | 0 | 0 | 0 | 0 |  | 1 | 1 | 1 | 0 | 0 | 0
load_220357963 |  | node_1301324_396_15362732_528 |  | AN | 0 | Residential | 8373.6+3567.139j | 0 | 0 | 0 | 0 | 0 | [24 empty] | 8107701 | no | no |  |  | no |  | 0 | 0 | 0 | 0 | 0 | 0 |  | 1 | 1 | 1 | 0 | 0 | 0
load_220357964 |  | node_1301286_327_15363137_632 |  | AN | 0 | Residential | 4838.4+2061.15j | 0 | 0 | 0 | 0 | 0 | [24 empty] | 8107701 | no | no |  |  | no |  | 0 | 0 | 0 | 0 | 0 | 0 |  | 1 | 1 | 1 | 0 | 0 | 0
load_220357965 |  | node_1301238_513_15363483_291 |  | AN | 0 | Residential | 691.2+294.45j | 0 | 0 | 0 | 0 | 0 | [24 empty] | 8107701 | no | no |  |  | no |  | 0 | 0 | 0 | 0 | 0 | 0 |  | 1 | 1 | 1 | 0 | 0 | 0
load_220357966 |  | node_1301105_289_15363826_075 |  | AN | 0 | Residential | 26668.8+11360.861j | 0 | 0 | 0 | 0 | 0 | [24 empty] | 8107701 | no | no |  |  | no |  | 0 | 0 | 0 | 0 | 0 | 0 |  | 1 | 1 | 1 | 0 | 0 | 0
load_220357967 |  | node_1301035_8_15364315_843 |  | AN | 0 | Residential | 3463.2+1475.317j | 0 | 0 | 0 | 0 | 0 | [24 empty] | 8107701 | no | no |  |  | no |  | 0 | 0 | 0 | 0 | 0 | 0 |  | 1 | 1 | 1 | 0 | 0 | 0
load_220357968 |  | node_1302128_903_15359325_908 |  | AN | 0 | Residential | 3290.4+1401.705j | 0 | 0 | 0 | 0 | 0 | [24 empty] | 8107701 | no | no |  |  | no |  | 0 | 0 | 0 | 0 | 0 | 0 |  | 1 | 1 | 1 | 0 | 0 | 0
load_220357969 |  | node_1302078_32_15359697_141 |  | AN | 0 | Residential | 18036+7683.304j | 0 | 0 | 0 | 0 | 0 | [24 empty] | 8107701 | no | no |  |  | no |  | 0 | 0 | 0 | 0 | 0 | 0 |  | 1 | 1 | 1 | 0 | 0 | 0
load_220357970 |  | node_1301894_52_15360789_284 |  | AN | 0 | Residential | 10836+4616.117j | 0 | 0 | 0 | 0 | 0 | [24 empty] | 8107701 | no | no |  |  | no |  | 0 | 0 | 0 | 0 | 0 | 0 |  | 1 | 1 | 1 | 0 | 0 | 0
load_220357971 |  | node_1301515_259_15361903_012 |  | AN | 0 | Residential | 16624.8+7082.135j | 0 | 0 | 0 | 0 | 0 | [24 empty] | 8107701 | no | no |  |  | no |  | 0 | 0 | 0 | 0 | 0 | 0 |  | 1 | 1 | 1 | 0 | 0 | 0
load_220357986 |  | node_1297742_489_15364844_76 |  | AN | 0 | Residential | 3715.2+1582.669j | 0 | 0 | 0 | 0 | 0 | [24 empty] | 8107701 | no | no |  |  | no |  | 0 | 0 | 0 | 0 | 0 | 0 |  | 1 | 1 | 1 | 0 | 0 | 0
load_220357987 |  | node_1293122_445_15358951_878 |  | AN | 0 | Residential | 4183.2+1782.036j | 0 | 0 | 0 | 0 | 0 | [24 empty] | 8107701 | no | no |  |  | no |  | 0 | 0 | 0 | 0 | 0 | 0 |  | 1 | 1 | 1 | 0 | 0 | 0
load_220357988 |  | node_1293587_83_15359699_144 |  | AN | 0 | Residential | 784.8+334.323j | 0 | 0 | 0 | 0 | 0 | [24 empty] | 8107701 | no | no |  |  | no |  | 0 | 0 | 0 | 0 | 0 | 0 |  | 1 | 1 | 1 | 0 | 0 | 0
load_220357989 |  | node_1293778_788_15359909_381 |  | AN | 0 | Residential | 0 | 0 | 0 | 0 | 0 | 0 | [24 empty] | 8107701 | no | no |  |  | no |  | 0 | 0 | 0 | 0 | 0 | 0 |  | 1 | 1 | 1 | 0 | 0 | 0
load_220357990 |  | node_1293834_871_15360255_602 |  | AN | 0 | Residential | 5119.2+2180.77j | 0 | 0 | 0 | 0 | 0 | [24 empty] | 8107701 | no | no |  |  | no |  | 0 | 0 | 0 | 0 | 0 | 0 |  | 1 | 1 | 1 | 0 | 0 | 0
load_220357991 |  | node_1293850_56_15360572_56 |  | AN | 0 | Residential | 6004.8+2558.034j | 0 | 0 | 0 | 0 | 0 | [24 empty] | 8107701 | no | no |  |  | no |  | 0 | 0 | 0 | 0 | 0 | 0 |  | 1 | 1 | 1 | 0 | 0 | 0
load_220357992 |  | node_1291990_392_15357135_574 |  | AN | 0 | Residential | 18417.6+7845.865j | 0 | 0 | 0 | 0 | 0 | [24 empty] | 8107701 | no | no |  |  | no |  | 0 | 0 | 0 | 0 | 0 | 0 |  | 1 | 1 | 1 | 0 | 0 | 0
load_220357993 |  | node_1292799_868_15357291_004 |  | AN | 0 | Residential | 9741.6+4149.904j | 0 | 0 | 0 | 0 | 0 | [24 empty] | 8107701 | no | no |  |  | no |  | 0 | 0 | 0 | 0 | 0 | 0 |  | 1 | 1 | 1 | 0 | 0 | 0
load_220357994 |  | node_1292858_255_15358476_125 |  | AN | 0 | Residential | 3477.6+1481.451j | 0 | 0 | 0 | 0 | 0 | [24 empty] | 8107701 | no | no |  |  | no |  | 0 | 0 | 0 | 0 | 0 | 0 |  | 1 | 1 | 1 | 0 | 0 | 0
load_220357997 |  | node_1301822_555_15340737_488 |  | AN | 0 | Residential | 3117.6+1328.092j | 0 | 0 | 0 | 0 | 0 | [24 empty] | 8107701 | no | no |  |  | no |  | 0 | 0 | 0 | 0 | 0 | 0 |  | 1 | 1 | 1 | 0 | 0 | 0
load_220357998 |  | node_1302351_21_15341619_157 |  | AN | 0 | Residential | 16660.8+7097.471j | 0 | 0 | 0 | 0 | 0 | [24 empty] | 8107701 | no | no |  |  | no |  | 0 | 0 | 0 | 0 | 0 | 0 |  | 1 | 1 | 1 | 0 | 0 | 0
load_220357999 |  | node_1305275_2_15339851_316 |  | AN | 0 | Residential | 5090.4+2168.501j | 0 | 0 | 0 | 0 | 0 | [24 empty] | 8107701 | no | no |  |  | no |  | 0 | 0 | 0 | 0 | 0 | 0 |  | 1 | 1 | 1 | 0 | 0 | 0
load_220358000 |  | node_1305329_141_15340572_841 |  | AN | 0 | NonResidential | 2500+1064.996j | 0 | 0 | 0 | 0 | 0 | [24 empty] | 8107701 | no | no |  |  | no |  | 0 | 0 | 0 | 0 | 0 | 0 |  | 1 | 1 | 1 | 0 | 0 | 0
load_220358002 |  | node_1305264_434_15341216_206 |  | AN | 0 | Residential | 11944.8+5088.463j | 0 | 0 | 0 | 0 | 0 | [24 empty] | 8107701 | no | no |  |  | no |  | 0 | 0 | 0 | 0 | 0 | 0 |  | 1 | 1 | 1 | 0 | 0 | 0
load_220358003 |  | node_1303777_671_15350138_97 |  | AN | 0 | Residential | 4032+1717.625j | 0 | 0 | 0 | 0 | 0 | [24 empty] | 8107701 | no | no |  |  | no |  | 0 | 0 | 0 | 0 | 0 | 0 |  | 1 | 1 | 1 | 0 | 0 | 0
load_220358004 |  | node_1303176_503_15351755_956 |  | AN | 0 | Residential | 14983.2+6382.816j | 0 | 0 | 0 | 0 | 0 | [24 empty] | 8107701 | no | no |  |  | no |  | 0 | 0 | 0 | 0 | 0 | 0 |  | 1 | 1 | 1 | 0 | 0 | 0
load_220358005 |  | node_1303317_816_15351470_448 |  | AN | 0 | Residential | 2160+920.156j | 0 | 0 | 0 | 0 | 0 | [24 empty] | 8107701 | no | no |  |  | no |  | 0 | 0 | 0 | 0 | 0 | 0 |  | 1 | 1 | 1 | 0 | 0 | 0
load_220358006 |  | node_1302819_298_15354966_515 |  | AN | 0 | Residential | 6818.4+2904.626j | 0 | 0 | 0 | 0 | 0 | [24 empty] | 8107701 | no | no |  |  | no |  | 0 | 0 | 0 | 0 | 0 | 0 |  | 1 | 1 | 1 | 0 | 0 | 0
load_220358007 |  | node_1302505_205_15355474_494 |  | AN | 0 | Residential | 21549.6+9180.091j | 0 | 0 | 0 | 0 | 0 | [24 empty] | 8107701 | no | no |  |  | no |  | 0 | 0 | 0 | 0 | 0 | 0 |  | 1 | 1 | 1 | 0 | 0 | 0
load_220358008 |  | node_1302969_052_15353842_831 |  | AN | 0 | Residential | 4456.8+1898.589j | 0 | 0 | 0 | 0 | 0 | [24 empty] | 8107701 | no | no |  |  | no |  | 0 | 0 | 0 | 0 | 0 | 0 |  | 1 | 1 | 1 | 0 | 0 | 0
load_220358010 |  | node_1303013_352_15353276_103 |  | AN | 0 | Residential | 4356+1855.648j | 0 | 0 | 0 | 0 | 0 | [24 empty] | 8107701 | no | no |  |  | no |  | 0 | 0 | 0 | 0 | 0 | 0 |  | 1 | 1 | 1 | 0 | 0 | 0
load_220358011 |  | node_1293980_024_15362816_779 |  | AN | 0 | Residential | 2044.8+871.081j | 0 | 0 | 0 | 0 | 0 | [24 empty] | 8107701 | no | no |  |  | no |  | 0 | 0 | 0 | 0 | 0 | 0 |  | 1 | 1 | 1 | 0 | 0 | 0
load_220358012 |  | node_1292470_985_15362776_034 |  | AN | 0 | Other | 0 | 0 | 0 | 0 | 0 | 0 | [24 empty] | 8107701 | no | no |  |  | no |  | 0 | 0 | 0 | 0 | 0 | 0 |  | 1 | 1 | 1 | 0 | 0 | 0
load_220358013 |  | node_1292785_903_15362799_883 |  | AN | 0 | Residential | 10159.2+4327.801j | 0 | 0 | 0 | 0 | 0 | [24 empty] | 8107701 | no | no |  |  | no |  | 0 | 0 | 0 | 0 | 0 | 0 |  | 1 | 1 | 1 | 0 | 0 | 0
load_220358014 |  | node_1293080_829_15363097_655 |  | AN | 0 | Residential | 1663.2+708.52j | 0 | 0 | 0 | 0 | 0 | [24 empty] | 8107701 | no | no |  |  | no |  | 0 | 0 | 0 | 0 | 0 | 0 |  | 1 | 1 | 1 | 0 | 0 | 0
load_220358015 |  | node_1291686_591_15363025_894 |  | AN | 0 | Other | 0 | 0 | 0 | 0 | 0 | 0 | [24 empty] | 8107701 | no | no |  |  | no |  | 0 | 0 | 0 | 0 | 0 | 0 |  | 1 | 1 | 1 | 0 | 0 | 0
load_220358017 |  | node_1290303_952_15364784_217 |  | AN | 0 | Residential | 15163.2+6459.496j | 0 | 0 | 0 | 0 | 0 | [24 empty] | 8107701 | no | no |  |  | no |  | 0 | 0 | 0 | 0 | 0 | 0 |  | 1 | 1 | 1 | 0 | 0 | 0
load_220358021 |  | node_1285197_492_15364941_116 |  | AN | 0 | Residential | 7876.8+3355.503j | 0 | 0 | 0 | 0 | 0 | [24 empty] | 8107701 | no | no |  |  | no |  | 0 | 0 | 0 | 0 | 0 | 0 |  | 1 | 1 | 1 | 0 | 0 | 0
load_220358022 |  | node_1284561_047_15365079_284 |  | AN | 0 | Residential | 2635.2+1122.59j | 0 | 0 | 0 | 0 | 0 | [24 empty] | 8107701 | no | no |  |  | no |  | 0 | 0 | 0 | 0 | 0 | 0 |  | 1 | 1 | 1 | 0 | 0 | 0
load_220358023 |  | node_1285117_319_15366134_202 |  | AN | 0 | Residential | 2556+1088.851j | 0 | 0 | 0 | 0 | 0 | [24 empty] | 8107701 | no | no |  |  | no |  | 0 | 0 | 0 | 0 | 0 | 0 |  | 1 | 1 | 1 | 0 | 0 | 0
load_220358024 |  | node_1285658_595_15367635_041 |  | AN | 0 | Residential | 6444+2745.133j | 0 | 0 | 0 | 0 | 0 | [24 empty] | 8107701 | no | no |  |  | no |  | 0 | 0 | 0 | 0 | 0 | 0 |  | 1 | 1 | 1 | 0 | 0 | 0
load_220358025 |  | node_1295897_311_15363852_856 |  | AN | 0 | Residential | 0 | 0 | 0 | 0 | 0 | 0 | [24 empty] | 8107701 | no | no |  |  | no |  | 0 | 0 | 0 | 0 | 0 | 0 |  | 1 | 1 | 1 | 0 | 0 | 0
load_220358070 |  | node_1304361_512_15346642_758 |  | AN | 0 | Residential | 8956.8+3815.581j | 0 | 0 | 0 | 0 | 0 | [24 empty] | 8107701 | no | no |  |  | no |  | 0 | 0 | 0 | 0 | 0 | 0 |  | 1 | 1 | 1 | 0 | 0 | 0
load_220358071 |  | node_1304385_458_15347106_286 |  | AN | 0 | Residential | 14623.2+6229.457j | 0 | 0 | 0 | 0 | 0 | [24 empty] | 8107701 | no | no |  |  | no |  | 0 | 0 | 0 | 0 | 0 | 0 |  | 1 | 1 | 1 | 0 | 0 | 0
load_220358116 |  | node_1300588_702_15330544_797 |  | AN | 0 | Residential | 5745.6+2447.615j | 0 | 0 | 0 | 0 | 0 | [24 empty] | 8107701 | no | no |  |  | no |  | 0 | 0 | 0 | 0 | 0 | 0 |  | 1 | 1 | 1 | 0 | 0 | 0
load_220358117 |  | node_1300492_127_15330904_489 |  | AN | 0 | Residential | 7401.6+3153.068j | 0 | 0 | 0 | 0 | 0 | [24 empty] | 8107701 | no | no |  |  | no |  | 0 | 0 | 0 | 0 | 0 | 0 |  | 1 | 1 | 1 | 0 | 0 | 0
load_220358118 |  | node_1300260_234_15331176_073 |  | AN | 0 | Residential | 4406.4+1877.119j | 0 | 0 | 0 | 0 | 0 | [24 empty] | 8107701 | no | no |  |  | no |  | 0 | 0 | 0 | 0 | 0 | 0 |  | 1 | 1 | 1 | 0 | 0 | 0
load_220358119 |  | node_1300034_012_15331435_084 |  | AN | 0 | Residential | 47952+20427.466j | 0 | 0 | 0 | 0 | 0 | [24 empty] | 8107701 | no | no |  |  | no |  | 0 | 0 | 0 | 0 | 0 | 0 |  | 1 | 1 | 1 | 0 | 0 | 0
load_220358120 |  | node_1299802_25_15331623_467 |  | AN | 0 | Residential | 18619.2+7931.746j | 0 | 0 | 0 | 0 | 0 | [24 empty] | 8107701 | no | no |  |  | no |  | 0 | 0 | 0 | 0 | 0 | 0 |  | 1 | 1 | 1 | 0 | 0 | 0
load_220358121 |  | node_1299580_442_15331842_067 |  | AN | 0 | Residential | 9352.8+3984.276j | 0 | 0 | 0 | 0 | 0 | [24 empty] | 8107701 | no | no |  |  | no |  | 0 | 0 | 0 | 0 | 0 | 0 |  | 1 | 1 | 1 | 0 | 0 | 0
load_220358122 |  | node_1299204_975_15331753_417 |  | AN | 0 | Residential | 30376.8+12940.463j | 0 | 0 | 0 | 0 | 0 | [24 empty] | 8107701 | no | no |  |  | no |  | 0 | 0 | 0 | 0 | 0 | 0 |  | 1 | 1 | 1 | 0 | 0 | 0
load_220358123 |  | node_1299691_634_15331955_367 |  | AN | 0 | Other | 0 | 0 | 0 | 0 | 0 | 0 | [24 empty] | 8107701 | no | no |  |  | no |  | 0 | 0 | 0 | 0 | 0 | 0 |  | 1 | 1 | 1 | 0 | 0 | 0
load_220358124 |  | node_1299323_388_15332265_382 |  | AN | 0 | Other | 0 | 0 | 0 | 0 | 0 | 0 | [24 empty] | 8107701 | no | no |  |  | no |  | 0 | 0 | 0 | 0 | 0 | 0 |  | 1 | 1 | 1 | 0 | 0 | 0
load_220358125 |  | node_1302361_626_15329297_882 |  | AN | 0 | Residential | 6897.6+2938.365j | 0 | 0 | 0 | 0 | 0 | [24 empty] | 8107701 | no | no |  |  | no |  | 0 | 0 | 0 | 0 | 0 | 0 |  | 1 | 1 | 1 | 0 | 0 | 0
load_220358127 |  | node_1301687_048_15329375_806 |  | AN | 0 | Other | 0 | 0 | 0 | 0 | 0 | 0 | [24 empty] | 8107701 | no | no |  |  | no |  | 0 | 0 | 0 | 0 | 0 | 0 |  | 1 | 1 | 1 | 0 | 0 | 0
load_220358132 |  | node_1305490_105_15337715_276 |  | AN | 0 | Residential | 7984.8+3401.511j | 0 | 0 | 0 | 0 | 0 | [24 empty] | 8107701 | no | no |  |  | no |  | 0 | 0 | 0 | 0 | 0 | 0 |  | 1 | 1 | 1 | 0 | 0 | 0
load_220358133 |  | node_1305394_159_15338028_808 |  | AN | 0 | Residential | 6566.4+2797.275j | 0 | 0 | 0 | 0 | 0 | [24 empty] | 8107701 | no | no |  |  | no |  | 0 | 0 | 0 | 0 | 0 | 0 |  | 1 | 1 | 1 | 0 | 0 | 0
load_220358134 |  | node_1305265_314_15338266_504 |  | AN | 0 | Residential | 6516+2775.804j | 0 | 0 | 0 | 0 | 0 | [24 empty] | 8107701 | no | no |  |  | no |  | 0 | 0 | 0 | 0 | 0 | 0 |  | 1 | 1 | 1 | 0 | 0 | 0
load_220358135 |  | node_1305108_253_15338809_597 |  | AN | 0 | Residential | 21520.8+9167.822j | 0 | 0 | 0 | 0 | 0 | [24 empty] | 8107701 | no | no |  |  | no |  | 0 | 0 | 0 | 0 | 0 | 0 |  | 1 | 1 | 1 | 0 | 0 | 0
load_220358136 |  | node_1305181_385_15339333_394 |  | AN | 0 | Residential | 5623.2+2395.473j | 0 | 0 | 0 | 0 | 0 | [24 empty] | 8107701 | no | no |  |  | no |  | 0 | 0 | 0 | 0 | 0 | 0 |  | 1 | 1 | 1 | 0 | 0 | 0
load_220358141 |  | node_1287422_281_15352432_559 |  | AN | 0 | Residential | 7322.4+3119.329j | 0 | 0 | 0 | 0 | 0 | [24 empty] | 8107701 | no | no |  |  | no |  | 0 | 0 | 0 | 0 | 0 | 0 |  | 1 | 1 | 1 | 0 | 0 | 0
load_220358142 |  | node_1286624_752_15353197_919 |  | AN | 0 | Residential | 3016.8+1285.151j | 0 | 0 | 0 | 0 | 0 | [24 empty] | 8107701 | no | no |  |  | no |  | 0 | 0 | 0 | 0 | 0 | 0 |  | 1 | 1 | 1 | 0 | 0 | 0
load_220358143 |  | node_1286652_509_15353733_316 |  | AN | 0 | Residential | 12434.4+5297.032j | 0 | 0 | 0 | 0 | 0 | [24 empty] | 8107701 | no | no |  |  | no |  | 0 | 0 | 0 | 0 | 0 | 0 |  | 1 | 1 | 1 | 0 | 0 | 0
load_220358144 |  | node_1286885_367_15354053_907 |  | AN | 0 | Residential | 4442.4+1892.454j | 0 | 0 | 0 | 0 | 0 | [24 empty] | 8107701 | no | no |  |  | no |  | 0 | 0 | 0 | 0 | 0 | 0 |  | 1 | 1 | 1 | 0 | 0 | 0
load_220358145 |  | node_1287506_412_15353270_209 |  | AN | 0 | Residential | 31579.2+13452.683j | 0 | 0 | 0 | 0 | 0 | [24 empty] | 8107701 | no | no |  |  | no |  | 0 | 0 | 0 | 0 | 0 | 0 |  | 1 | 1 | 1 | 0 | 0 | 0
load_220358146 |  | node_1287834_13_15353957_388 |  | AN | 0 | Residential | 10749.6+4579.31j | 0 | 0 | 0 | 0 | 0 | [24 empty] | 8107701 | no | no |  |  | no |  | 0 | 0 | 0 | 0 | 0 | 0 |  | 1 | 1 | 1 | 0 | 0 | 0
load_220358150 |  | node_1287404_414_15351125_547 |  | AN | 0 | Other | 0 | 0 | 0 | 0 | 0 | 0 | [24 empty] | 8107701 | no | no |  |  | no |  | 0 | 0 | 0 | 0 | 0 | 0 |  | 1 | 1 | 1 | 0 | 0 | 0
load_220358153 |  | node_1302588_592_15325851_953 |  | AN | 0 | Residential | 5104.8+2174.636j | 0 | 0 | 0 | 0 | 0 | [24 empty] | 8107701 | no | no |  |  | no |  | 0 | 0 | 0 | 0 | 0 | 0 |  | 1 | 1 | 1 | 0 | 0 | 0
load_220358154 |  | node_1302715_361_15326006_467 |  | AN | 0 | Residential | 17589.6+7493.138j | 0 | 0 | 0 | 0 | 0 | [24 empty] | 8107701 | no | no |  |  | no |  | 0 | 0 | 0 | 0 | 0 | 0 |  | 1 | 1 | 1 | 0 | 0 | 0
load_220358155 |  | node_1302602_988_15326403_23 |  | AN | 0 | Residential | 3160.8+1346.495j | 0 | 0 | 0 | 0 | 0 | [24 empty] | 8107701 | no | no |  |  | no |  | 0 | 0 | 0 | 0 | 0 | 0 |  | 1 | 1 | 1 | 0 | 0 | 0
load_220358156 |  | node_1302614_593_15327080_948 |  | AN | 0 | Other | 0 | 0 | 0 | 0 | 0 | 0 | [24 empty] | 8107701 | no | no |  |  | no |  | 0 | 0 | 0 | 0 | 0 | 0 |  | 1 | 1 | 1 | 0 | 0 | 0
load_220358157 |  | node_1302661_417_15327318_788 |  | AN | 0 | NonResidential | 309.6+131.889j | 0 | 0 | 0 | 0 | 0 | [24 empty] | 8107701 | no | no |  |  | no |  | 0 | 0 | 0 | 0 | 0 | 0 |  | 1 | 1 | 1 | 0 | 0 | 0
load_220358159 |  | node_1302597_623_15328193_265 |  | AN | 0 | Residential | 1584+674.781j | 0 | 0 | 0 | 0 | 0 | [24 empty] | 8107701 | no | no |  |  | no |  | 0 | 0 | 0 | 0 | 0 | 0 |  | 1 | 1 | 1 | 0 | 0 | 0
load_220358160 |  | node_1302598_169_15328462_763 |  | AN | 0 | Residential | 33321.6+14194.942j | 0 | 0 | 0 | 0 | 0 | [24 empty] | 8107701 | no | no |  |  | no |  | 0 | 0 | 0 | 0 | 0 | 0 |  | 1 | 1 | 1 | 0 | 0 | 0
load_220358161 |  | node_1302603_705_15329073_662 |  | AN | 0 | NonResidential | 10000+4259.982j | 0 | 0 | 0 | 0 | 0 | [24 empty] | 8107701 | no | no |  |  | no |  | 0 | 0 | 0 | 0 | 0 | 0 |  | 1 | 1 | 1 | 0 | 0 | 0
load_220358162 |  | node_1302826_378_15329547_236 |  | AN | 0 | NonResidential | 3000+1277.995j | 0 | 0 | 0 | 0 | 0 | [24 empty] | 8107701 | no | no |  |  | no |  | 0 | 0 | 0 | 0 | 0 | 0 |  | 1 | 1 | 1 | 0 | 0 | 0
load_220358163 |  | node_1303104_963_15329430_778 |  | AN | 0 | Residential | 82245.6+35036.479j | 0 | 0 | 0 | 0 | 0 | [24 empty] | 8107701 | no | no |  |  | no |  | 0 | 0 | 0 | 0 | 0 | 0 |  | 1 | 1 | 1 | 0 | 0 | 0
load_220358164 |  | node_1303536_775_15329455_941 |  | AN | 0 | Residential | 24494.4+10434.571j | 0 | 0 | 0 | 0 | 0 | [24 empty] | 8107701 | no | no |  |  | no |  | 0 | 0 | 0 | 0 | 0 | 0 |  | 1 | 1 | 1 | 0 | 0 | 0
load_220358165 |  | node_1303362_537_15329701_049 |  | AN | 0 | Residential | 49672.8+21160.524j | 0 | 0 | 0 | 0 | 0 | [24 empty] | 8107701 | no | no |  |  | no |  | 0 | 0 | 0 | 0 | 0 | 0 |  | 1 | 1 | 1 | 0 | 0 | 0
load_220358166 |  | node_1303039_969_15329993_554 |  | AN | 0 | Residential | 12412.8+5287.831j | 0 | 0 | 0 | 0 | 0 | [24 empty] | 8107701 | no | no |  |  | no |  | 0 | 0 | 0 | 0 | 0 | 0 |  | 1 | 1 | 1 | 0 | 0 | 0
load_220358167 |  | node_1303138_87_15330202_703 |  | AN | 0 | Residential | 2930.4+1248.345j | 0 | 0 | 0 | 0 | 0 | [24 empty] | 8107701 | no | no |  |  | no |  | 0 | 0 | 0 | 0 | 0 | 0 |  | 1 | 1 | 1 | 0 | 0 | 0
load_220358169 |  | node_1303670_256_15330702_907 |  | AN | 0 | NonResidential | 1000+425.998j | 0 | 0 | 0 | 0 | 0 | [24 empty] | 8107701 | no | no |  |  | no |  | 0 | 0 | 0 | 0 | 0 | 0 |  | 1 | 1 | 1 | 0 | 0 | 0
load_220358170 |  | node_1304294_31_15331778_274 |  | AN | 0 | Residential | 7912.8+3370.839j | 0 | 0 | 0 | 0 | 0 | [24 empty] | 8107701 | no | no |  |  | no |  | 0 | 0 | 0 | 0 | 0 | 0 |  | 1 | 1 | 1 | 0 | 0 | 0
load_220358171 |  | node_1304724_513_15332616_534 |  | AN | 0 | Residential | 15854.4+6753.946j | 0 | 0 | 0 | 0 | 0 | [24 empty] | 8107701 | no | no |  |  | no |  | 0 | 0 | 0 | 0 | 0 | 0 |  | 1 | 1 | 1 | 0 | 0 | 0
load_220358172 |  | node_1304836_182_15332844_451 |  | AN | 0 | Residential | 3312+1410.906j | 0 | 0 | 0 | 0 | 0 | [24 empty] | 8107701 | no | no |  |  | no |  | 0 | 0 | 0 | 0 | 0 | 0 |  | 1 | 1 | 1 | 0 | 0 | 0
load_220358173 |  | node_1304794_127_15333734_368 |  | AN | 0 | Residential | 39225.6+16710.036j | 0 | 0 | 0 | 0 | 0 | [24 empty] | 8107701 | no | no |  |  | no |  | 0 | 0 | 0 | 0 | 0 | 0 |  | 1 | 1 | 1 | 0 | 0 | 0
load_220358174 |  | node_1305403_202_15334931_95 |  | AN | 0 | Residential | 6235.2+2656.184j | 0 | 0 | 0 | 0 | 0 | [24 empty] | 8107701 | no | no |  |  | no |  | 0 | 0 | 0 | 0 | 0 | 0 |  | 1 | 1 | 1 | 0 | 0 | 0
load_220358176 |  | node_1305402_92_15336004_96 |  | AN | 0 | Residential | 11908.8+5073.128j | 0 | 0 | 0 | 0 | 0 | [24 empty] | 8107701 | no | no |  |  | no |  | 0 | 0 | 0 | 0 | 0 | 0 |  | 1 | 1 | 1 | 0 | 0 | 0
load_220358177 |  | node_1305611_552_15336971_393 |  | AN | 0 | Residential | 6933.6+2953.701j | 0 | 0 | 0 | 0 | 0 | [24 empty] | 8107701 | no | no |  |  | no |  | 0 | 0 | 0 | 0 | 0 | 0 |  | 1 | 1 | 1 | 0 | 0 | 0
load_220358178 |  | node_1305628_398_15337388_15 |  | AN | 0 | Residential | 14767.2+6290.801j | 0 | 0 | 0 | 0 | 0 | [24 empty] | 8107701 | no | no |  |  | no |  | 0 | 0 | 0 | 0 | 0 | 0 |  | 1 | 1 | 1 | 0 | 0 | 0
load_220358180 |  | node_1305805_892_15337792_358 |  | AN | 0 | Residential | 475.2+202.434j | 0 | 0 | 0 | 0 | 0 | [24 empty] | 8107701 | no | no |  |  | no |  | 0 | 0 | 0 | 0 | 0 | 0 |  | 1 | 1 | 1 | 0 | 0 | 0
load_220358181 |  | node_1305870_853_15338195_845 |  | AN | 0 | Residential | 7329.6+3122.397j | 0 | 0 | 0 | 0 | 0 | [24 empty] | 8107701 | no | no |  |  | no |  | 0 | 0 | 0 | 0 | 0 | 0 |  | 1 | 1 | 1 | 0 | 0 | 0
load_220358183 |  | node_1304500_876_15348051_24 |  | AN | 0 | Residential | 44906.4+19130.046j | 0 | 0 | 0 | 0 | 0 | [24 empty] | 8107701 | no | no |  |  | no |  | 0 | 0 | 0 | 0 | 0 | 0 |  | 1 | 1 | 1 | 0 | 0 | 0
load_220358184 |  | node_1303970_515_15330461_605 |  | AN | 0 | Residential | 13449.6+5729.506j | 0 | 0 | 0 | 0 | 0 | [24 empty] | 8107701 | no | no |  |  | no |  | 0 | 0 | 0 | 0 | 0 | 0 |  | 1 | 1 | 1 | 0 | 0 | 0
load_220358185 |  | node_1299532_029_15333593_776 |  | AN | 0 | Residential | 2030.4+864.947j | 0 | 0 | 0 | 0 | 0 | [24 empty] | 8107701 | no | no |  |  | no |  | 0 | 0 | 0 | 0 | 0 | 0 |  | 1 | 1 | 1 | 0 | 0 | 0
load_220358186 |  | node_1300727_569_15333688_801 |  | AN | 0 | Residential | 5788.8+2466.018j | 0 | 0 | 0 | 0 | 0 | [24 empty] | 8107701 | no | no |  |  | no |  | 0 | 0 | 0 | 0 | 0 | 0 |  | 1 | 1 | 1 | 0 | 0 | 0
load_220358187 |  | node_1301187_369_15333791_82 |  | AN | 0 | Residential | 5486.4+2337.197j | 0 | 0 | 0 | 0 | 0 | [24 empty] | 8107701 | no | no |  |  | no |  | 0 | 0 | 0 | 0 | 0 | 0 |  | 1 | 1 | 1 | 0 | 0 | 0
load_220358188 |  | node_1295016_656_15362249_675 |  | AN | 0 | Other | 0 | 0 | 0 | 0 | 0 | 0 | [24 empty] | 8107701 | no | no |  |  | no |  | 0 | 0 | 0 | 0 | 0 | 0 |  | 1 | 1 | 1 | 0 | 0 | 0
load_220358189 |  | node_1294132_023_15362225_573 |  | AN | 0 | Residential | 26539.2+11305.652j | 0 | 0 | 0 | 0 | 0 | [24 empty] | 8107701 | no | no |  |  | no |  | 0 | 0 | 0 | 0 | 0 | 0 |  | 1 | 1 | 1 | 0 | 0 | 0
load_220358190 |  | node_1293906_595_15361330_063 |  | AN | 0 | Residential | 5810.4+2475.22j | 0 | 0 | 0 | 0 | 0 | [24 empty] | 8107701 | no | no |  |  | no |  | 0 | 0 | 0 | 0 | 0 | 0 |  | 1 | 1 | 1 | 0 | 0 | 0
load_220358199 |  | node_1298860_722_15335682_328 |  | AN | 0 | Residential | 9259.2+3944.403j | 0 | 0 | 0 | 0 | 0 | [24 empty] | 8107701 | no | no |  |  | no |  | 0 | 0 | 0 | 0 | 0 | 0 |  | 1 | 1 | 1 | 0 | 0 | 0
load_220358200 |  | node_1298809_382_15333520_049 |  | AN | 0 | Residential | 6811.2+2901.559j | 0 | 0 | 0 | 0 | 0 | [24 empty] | 8107701 | no | no |  |  | no |  | 0 | 0 | 0 | 0 | 0 | 0 |  | 1 | 1 | 1 | 0 | 0 | 0
load_220358201 |  | node_1297355_056_15335248_496 |  | AN | 0 | Residential | 4845.6+2064.217j | 0 | 0 | 0 | 0 | 0 | [24 empty] | 8107701 | no | no |  |  | no |  | 0 | 0 | 0 | 0 | 0 | 0 |  | 1 | 1 | 1 | 0 | 0 | 0
load_220358202 |  | node_1297639_12_15334722_255 |  | AN | 0 | Residential | 2037.6+868.014j | 0 | 0 | 0 | 0 | 0 | [24 empty] | 8107701 | no | no |  |  | no |  | 0 | 0 | 0 | 0 | 0 | 0 |  | 1 | 1 | 1 | 0 | 0 | 0
load_220358203 |  | node_1297960_31_15334211_521 |  | AN | 0 | Residential | 9352.8+3984.276j | 0 | 0 | 0 | 0 | 0 | [24 empty] | 8107701 | no | no |  |  | no |  | 0 | 0 | 0 | 0 | 0 | 0 |  | 1 | 1 | 1 | 0 | 0 | 0
load_220358215 |  | node_1304990_908_15343991_547 |  | AN | 0 | Other | 0 | 0 | 0 | 0 | 0 | 0 | [24 empty] | 8107701 | no | no |  |  | no |  | 0 | 0 | 0 | 0 | 0 | 0 |  | 1 | 1 | 1 | 0 | 0 | 0
load_220358216 |  | node_1304812_032_15344240_632 |  | AN | 0 | Other | 0 | 0 | 0 | 0 | 0 | 0 | [24 empty] | 8107701 | no | no |  |  | no |  | 0 | 0 | 0 | 0 | 0 | 0 |  | 1 | 1 | 1 | 0 | 0 | 0
load_220358217 |  | node_1304799_742_15344510_621 |  | AN | 0 | Residential | 17899.2+7625.027j | 0 | 0 | 0 | 0 | 0 | [24 empty] | 8107701 | no | no |  |  | no |  | 0 | 0 | 0 | 0 | 0 | 0 |  | 1 | 1 | 1 | 0 | 0 | 0
load_220358218 |  | node_1292959_116_15341394_269 |  | AN | 0 | Other | 0 | 0 | 0 | 0 | 0 | 0 | [24 empty] | 8107701 | no | no |  |  | no |  | 0 | 0 | 0 | 0 | 0 | 0 |  | 1 | 1 | 1 | 0 | 0 | 0
load_220358220 |  | node_1286201_434_15353997_376 |  | AN | 0 | Residential | 7.2+3.067j | 0 | 0 | 0 | 0 | 0 | [24 empty] | 8107701 | no | no |  |  | no |  | 0 | 0 | 0 | 0 | 0 | 0 |  | 1 | 1 | 1 | 0 | 0 | 0
load_220358223 |  | node_1283984_277_15354889_072 |  | AN | 0 | Residential | 4219.2+1797.372j | 0 | 0 | 0 | 0 | 0 | [24 empty] | 8107701 | no | no |  |  | no |  | 0 | 0 | 0 | 0 | 0 | 0 |  | 1 | 1 | 1 | 0 | 0 | 0
load_220358224 |  | node_1305407_858_15336563_269 |  | AN | 0 | Residential | 8892+3787.976j | 0 | 0 | 0 | 0 | 0 | [24 empty] | 8107701 | no | no |  |  | no |  | 0 | 0 | 0 | 0 | 0 | 0 |  | 1 | 1 | 1 | 0 | 0 | 0
load_220358225 |  | node_1304798_956_15336686_589 |  | AN | 0 | Other | 0 | 0 | 0 | 0 | 0 | 0 | [24 empty] | 8107701 | no | no |  |  | no |  | 0 | 0 | 0 | 0 | 0 | 0 |  | 1 | 1 | 1 | 0 | 0 | 0
load_220358226 |  | node_1304523_774_15336668_484 |  | AN | 0 | Residential | 7480.8+3186.807j | 0 | 0 | 0 | 0 | 0 | [24 empty] | 8107701 | no | no |  |  | no |  | 0 | 0 | 0 | 0 | 0 | 0 |  | 1 | 1 | 1 | 0 | 0 | 0
load_220358227 |  | node_1281882_924_15349583 |  | AN | 0 | Residential | 3369.6+1435.444j | 0 | 0 | 0 | 0 | 0 | [24 empty] | 8107701 | no | no |  |  | no |  | 0 | 0 | 0 | 0 | 0 | 0 |  | 1 | 1 | 1 | 0 | 0 | 0
load_220358228 |  | node_1288038_014_15355865_355 |  | AN | 0 | Residential | 19324.8+8232.33j | 0 | 0 | 0 | 0 | 0 | [24 empty] | 8107701 | no | no |  |  | no |  | 0 | 0 | 0 | 0 | 0 | 0 |  | 1 | 1 | 1 | 0 | 0 | 0
load_220358229 |  | node_1295224_123_15338340_702 |  | AN | 0 | Residential | 3729.6+1588.803j | 0 | 0 | 0 | 0 | 0 | [24 empty] | 8107701 | no | no |  |  | no |  | 0 | 0 | 0 | 0 | 0 | 0 |  | 1 | 1 | 1 | 0 | 0 | 0
load_220358230 |  | node_1295515_323_15337920_582 |  | AN | 0 | Residential | 6753.6+2877.022j | 0 | 0 | 0 | 0 | 0 | [24 empty] | 8107701 | no | no |  |  | no |  | 0 | 0 | 0 | 0 | 0 | 0 |  | 1 | 1 | 1 | 0 | 0 | 0
load_220358231 |  | node_1295850_347_15337234_236 |  | AN | 0 | Other | 0 | 0 | 0 | 0 | 0 | 0 | [24 empty] | 8107701 | no | no |  |  | no |  | 0 | 0 | 0 | 0 | 0 | 0 |  | 1 | 1 | 1 | 0 | 0 | 0
load_220358232 |  | node_1296092_237_15337008_214 |  | AN | 0 | Residential | 5184+2208.375j | 0 | 0 | 0 | 0 | 0 | [24 empty] | 8107701 | no | no |  |  | no |  | 0 | 0 | 0 | 0 | 0 | 0 |  | 1 | 1 | 1 | 0 | 0 | 0
load_220358235 |  | node_1305408_948_15342596_735 |  | AN | 0 | Residential | 9590.4+4085.493j | 0 | 0 | 0 | 0 | 0 | [24 empty] | 8107701 | no | no |  |  | no |  | 0 | 0 | 0 | 0 | 0 | 0 |  | 1 | 1 | 1 | 0 | 0 | 0
load_220358236 |  | node_1305195_381_15343036_054 |  | AN | 0 | Residential | 2923.2+1245.278j | 0 | 0 | 0 | 0 | 0 | [24 empty] | 8107701 | no | no |  |  | no |  | 0 | 0 | 0 | 0 | 0 | 0 |  | 1 | 1 | 1 | 0 | 0 | 0
load_220358237 |  | node_1305091_355_15343378_707 |  | AN | 0 | NonResidential | 187.2+79.747j | 0 | 0 | 0 | 0 | 0 | [24 empty] | 8107701 | no | no |  |  | no |  | 0 | 0 | 0 | 0 | 0 | 0 |  | 1 | 1 | 1 | 0 | 0 | 0
load_220358245 |  | node_1293953_241_15355474_802 |  | AN | 0 | Residential | 5868+2499.758j | 0 | 0 | 0 | 0 | 0 | [24 empty] | 8107701 | no | no |  |  | no |  | 0 | 0 | 0 | 0 | 0 | 0 |  | 1 | 1 | 1 | 0 | 0 | 0
load_220358247 |  | node_1288151_186_15358331_131 |  | AN | 0 | Residential | 2124+904.82j | 0 | 0 | 0 | 0 | 0 | [24 empty] | 8107701 | no | no |  |  | no |  | 0 | 0 | 0 | 0 | 0 | 0 |  | 1 | 1 | 1 | 0 | 0 | 0
load_220358248 |  | node_1294902_622_15339242_837 |  | AN | 0 | Residential | 24343.2+10370.16j | 0 | 0 | 0 | 0 | 0 | [24 empty] | 8107701 | no | no |  |  | no |  | 0 | 0 | 0 | 0 | 0 | 0 |  | 1 | 1 | 1 | 0 | 0 | 0
load_220358249 |  | node_1294715_744_15339501_358 |  | AN | 0 | Residential | 10872+4631.453j | 0 | 0 | 0 | 0 | 0 | [24 empty] | 8107701 | no | no |  |  | no |  | 0 | 0 | 0 | 0 | 0 | 0 |  | 1 | 1 | 1 | 0 | 0 | 0
load_220358250 |  | node_1294637_282_15340328_443 |  | AN | 0 | Other | 0 | 0 | 0 | 0 | 0 | 0 | [24 empty] | 8107701 | no | no |  |  | no |  | 0 | 0 | 0 | 0 | 0 | 0 |  | 1 | 1 | 1 | 0 | 0 | 0
load_220358774 |  | node_1304083_532_15355795_956 |  | AN | 0 | Residential | 47750.4+20341.585j | 0 | 0 | 0 | 0 | 0 | [24 empty] | 8107701 | no | no |  |  | no |  | 0 | 0 | 0 | 0 | 0 | 0 |  | 1 | 1 | 1 | 0 | 0 | 0
load_220358775 |  | node_1303729_099_15355955_641 |  | AN | 0 | Residential | 16768.8+7143.479j | 0 | 0 | 0 | 0 | 0 | [24 empty] | 8107701 | no | no |  |  | no |  | 0 | 0 | 0 | 0 | 0 | 0 |  | 1 | 1 | 1 | 0 | 0 | 0
load_220358776 |  | node_1304064_957_15356189_25 |  | AN | 0 | Residential | 7848+3343.234j | 0 | 0 | 0 | 0 | 0 | [24 empty] | 8107701 | no | no |  |  | no |  | 0 | 0 | 0 | 0 | 0 | 0 |  | 1 | 1 | 1 | 0 | 0 | 0
load_220358777 |  | node_1304046_038_15356640_928 |  | AN | 0 | Residential | 11131.2+4741.871j | 0 | 0 | 0 | 0 | 0 | [24 empty] | 8107701 | no | no |  |  | no |  | 0 | 0 | 0 | 0 | 0 | 0 |  | 1 | 1 | 1 | 0 | 0 | 0
load_220358778 |  | node_1303960_45_15357004_229 |  | AN | 0 | Residential | 4356+1855.648j | 0 | 0 | 0 | 0 | 0 | [24 empty] | 8107701 | no | no |  |  | no |  | 0 | 0 | 0 | 0 | 0 | 0 |  | 1 | 1 | 1 | 0 | 0 | 0
load_220358779 |  | node_1303931_242_15357527_795 |  | AN | 0 | Residential | 4960.8+2113.292j | 0 | 0 | 0 | 0 | 0 | [24 empty] | 8107701 | no | no |  |  | no |  | 0 | 0 | 0 | 0 | 0 | 0 |  | 1 | 1 | 1 | 0 | 0 | 0
load_220358780 |  | node_1302505_53_15324655_143 |  | AN | 0 | Residential | 19605.6+8351.951j | 0 | 0 | 0 | 0 | 0 | [24 empty] | 8107701 | no | no |  |  | no |  | 0 | 0 | 0 | 0 | 0 | 0 |  | 1 | 1 | 1 | 0 | 0 | 0
load_220358781 |  | node_1306140_05_15339696_475 |  | AN | 0 | Other | 0 | 0 | 0 | 0 | 0 | 0 | [24 empty] | 8107701 | no | no |  |  | no |  | 0 | 0 | 0 | 0 | 0 | 0 |  | 1 | 1 | 1 | 0 | 0 | 0
load_220358782 |  | node_1306171_145_15340138 |  | AN | 0 | Residential | 1389.6+591.967j | 0 | 0 | 0 | 0 | 0 | [24 empty] | 8107701 | no | no |  |  | no |  | 0 | 0 | 0 | 0 | 0 | 0 |  | 1 | 1 | 1 | 0 | 0 | 0
load_220358783 |  | node_1306304_101_15341207_26 |  | AN | 0 | NonResidential | 6000+2555.989j | 0 | 0 | 0 | 0 | 0 | [24 empty] | 8107701 | no | no |  |  | no |  | 0 | 0 | 0 | 0 | 0 | 0 |  | 1 | 1 | 1 | 0 | 0 | 0
load_220358784 |  | node_1306304_054_15341233_887 |  | AN | 0 | NonResidential | 6000+2555.989j | 0 | 0 | 0 | 0 | 0 | [24 empty] | 8107701 | no | no |  |  | no |  | 0 | 0 | 0 | 0 | 0 | 0 |  | 1 | 1 | 1 | 0 | 0 | 0
load_220358786 |  | node_1306370_922_15342713_419 |  | AN | 0 | Residential | 22845.6+9732.185j | 0 | 0 | 0 | 0 | 0 | [24 empty] | 8107701 | no | no |  |  | no |  | 0 | 0 | 0 | 0 | 0 | 0 |  | 1 | 1 | 1 | 0 | 0 | 0
load_220358787 |  | node_1306285_46_15342856_522 |  | AN | 0 | Residential | 15933.6+6787.685j | 0 | 0 | 0 | 0 | 0 | [24 empty] | 8107701 | no | no |  |  | no |  | 0 | 0 | 0 | 0 | 0 | 0 |  | 1 | 1 | 1 | 0 | 0 | 0
load_220358788 |  | node_1306151_988_15343286_635 |  | AN | 0 | Residential | 7430.4+3165.337j | 0 | 0 | 0 | 0 | 0 | [24 empty] | 8107701 | no | no |  |  | no |  | 0 | 0 | 0 | 0 | 0 | 0 |  | 1 | 1 | 1 | 0 | 0 | 0
load_220358789 |  | node_1306067_968_15343616_35 |  | AN | 0 | Other | 0 | 0 | 0 | 0 | 0 | 0 | [24 empty] | 8107701 | no | no |  |  | no |  | 0 | 0 | 0 | 0 | 0 | 0 |  | 1 | 1 | 1 | 0 | 0 | 0
load_220358790 |  | node_1305995_522_15344245_611 |  | AN | 0 | Residential | 16048.8+6836.76j | 0 | 0 | 0 | 0 | 0 | [24 empty] | 8107701 | no | no |  |  | no |  | 0 | 0 | 0 | 0 | 0 | 0 |  | 1 | 1 | 1 | 0 | 0 | 0
load_220358791 |  | node_1305857_644_15344847_72 |  | AN | 0 | Residential | 31125.6+13259.45j | 0 | 0 | 0 | 0 | 0 | [24 empty] | 8107701 | no | no |  |  | no |  | 0 | 0 | 0 | 0 | 0 | 0 |  | 1 | 1 | 1 | 0 | 0 | 0
load_220358792 |  | node_1302675_825_15323437_865 |  | AN | 0 | Residential | 36288+15458.623j | 0 | 0 | 0 | 0 | 0 | [24 empty] | 8107701 | no | no |  |  | no |  | 0 | 0 | 0 | 0 | 0 | 0 |  | 1 | 1 | 1 | 0 | 0 | 0
load_220358793 |  | node_1305771_154_15345042_143 |  | AN | 0 | Residential | 51789.6+22062.277j | 0 | 0 | 0 | 0 | 0 | [24 empty] | 8107701 | no | no |  |  | no |  | 0 | 0 | 0 | 0 | 0 | 0 |  | 1 | 1 | 1 | 0 | 0 | 0
load_220358794 |  | node_1305779_161_15345553_467 |  | AN | 0 | Other | 0 | 0 | 0 | 0 | 0 | 0 | [24 empty] | 8107701 | no | no |  |  | no |  | 0 | 0 | 0 | 0 | 0 | 0 |  | 1 | 1 | 1 | 0 | 0 | 0
load_220358795 |  | node_1305822_752_15346253_791 |  | AN | 0 | Residential | 8956.8+3815.581j | 0 | 0 | 0 | 0 | 0 | [24 empty] | 8107701 | no | no |  |  | no |  | 0 | 0 | 0 | 0 | 0 | 0 |  | 1 | 1 | 1 | 0 | 0 | 0
load_220358796 |  | node_1305785_933_15346563_197 |  | AN | 0 | Residential | 11491.2+4895.231j | 0 | 0 | 0 | 0 | 0 | [24 empty] | 8107701 | no | no |  |  | no |  | 0 | 0 | 0 | 0 | 0 | 0 |  | 1 | 1 | 1 | 0 | 0 | 0
load_220358797 |  | node_1305502_819_15347373_744 |  | AN | 0 | Other | 0 | 0 | 0 | 0 | 0 | 0 | [24 empty] | 8107701 | no | no |  |  | no |  | 0 | 0 | 0 | 0 | 0 | 0 |  | 1 | 1 | 1 | 0 | 0 | 0
load_220358798 |  | node_1305377_412_15347749_7 |  | AN | 0 | Residential | 12441.6+5300.099j | 0 | 0 | 0 | 0 | 0 | [24 empty] | 8107701 | no | no |  |  | no |  | 0 | 0 | 0 | 0 | 0 | 0 |  | 1 | 1 | 1 | 0 | 0 | 0
load_220358799 |  | node_1305233_744_15348674_837 |  | AN | 0 | Residential | 19116+8143.382j | 0 | 0 | 0 | 0 | 0 | [24 empty] | 8107701 | no | no |  |  | no |  | 0 | 0 | 0 | 0 | 0 | 0 |  | 1 | 1 | 1 | 0 | 0 | 0
load_220358800 |  | node_1305228_822_15349177_795 |  | AN | 0 | Residential | 18669.6+7953.216j | 0 | 0 | 0 | 0 | 0 | [24 empty] | 8107701 | no | no |  |  | no |  | 0 | 0 | 0 | 0 | 0 | 0 |  | 1 | 1 | 1 | 0 | 0 | 0
load_220358801 |  | node_1305088_405_15350007_063 |  | AN | 0 | NonResidential | 921.6+392.6j | 0 | 0 | 0 | 0 | 0 | [24 empty] | 8107701 | no | no |  |  | no |  | 0 | 0 | 0 | 0 | 0 | 0 |  | 1 | 1 | 1 | 0 | 0 | 0
load_220358802 |  | node_1304820_682_15350297_184 |  | AN | 0 | Residential | 3031.2+1291.286j | 0 | 0 | 0 | 0 | 0 | [24 empty] | 8107701 | no | no |  |  | no |  | 0 | 0 | 0 | 0 | 0 | 0 |  | 1 | 1 | 1 | 0 | 0 | 0
load_220358803 |  | node_1304903_695_15350701_876 |  | AN | 0 | Residential | 5904+2515.093j | 0 | 0 | 0 | 0 | 0 | [24 empty] | 8107701 | no | no |  |  | no |  | 0 | 0 | 0 | 0 | 0 | 0 |  | 1 | 1 | 1 | 0 | 0 | 0
load_220358804 |  | node_1304825_465_15351441_792 |  | AN | 0 | Residential | 8762.4+3732.767j | 0 | 0 | 0 | 0 | 0 | [24 empty] | 8107701 | no | no |  |  | no |  | 0 | 0 | 0 | 0 | 0 | 0 |  | 1 | 1 | 1 | 0 | 0 | 0
load_220358805 |  | node_1302640_756_15323971_604 |  | AN | 0 | Residential | 11678.4+4974.978j | 0 | 0 | 0 | 0 | 0 | [24 empty] | 8107701 | no | no |  |  | no |  | 0 | 0 | 0 | 0 | 0 | 0 |  | 1 | 1 | 1 | 0 | 0 | 0
load_220358806 |  | node_1304668_58_15351802_192 |  | AN | 0 | Residential | 7776+3312.562j | 0 | 0 | 0 | 0 | 0 | [24 empty] | 8107701 | no | no |  |  | no |  | 0 | 0 | 0 | 0 | 0 | 0 |  | 1 | 1 | 1 | 0 | 0 | 0
load_220358807 |  | node_1304324_253_15351858_463 |  | AN | 0 | Residential | 4788+2039.679j | 0 | 0 | 0 | 0 | 0 | [24 empty] | 8107701 | no | no |  |  | no |  | 0 | 0 | 0 | 0 | 0 | 0 |  | 1 | 1 | 1 | 0 | 0 | 0
load_220358808 |  | node_1304624_498_15352200_109 |  | AN | 0 | Residential | 20930.4+8916.313j | 0 | 0 | 0 | 0 | 0 | [24 empty] | 8107701 | no | no |  |  | no |  | 0 | 0 | 0 | 0 | 0 | 0 |  | 1 | 1 | 1 | 0 | 0 | 0
load_220358809 |  | node_1304557_806_15352448_303 |  | AN | 0 | Residential | 37324.8+15900.298j | 0 | 0 | 0 | 0 | 0 | [24 empty] | 8107701 | no | no |  |  | no |  | 0 | 0 | 0 | 0 | 0 | 0 |  | 1 | 1 | 1 | 0 | 0 | 0
load_220358810 |  | node_1304462_161_15352812_863 |  | AN | 0 | NonResidential | 4665.6+1987.537j | 0 | 0 | 0 | 0 | 0 | [24 empty] | 8107701 | no | no |  |  | no |  | 0 | 0 | 0 | 0 | 0 | 0 |  | 1 | 1 | 1 | 0 | 0 | 0
load_220358811 |  | node_1304339_474_15353293_631 |  | AN | 0 | Residential | 13737.6+5852.193j | 0 | 0 | 0 | 0 | 0 | [24 empty] | 8107701 | no | no |  |  | no |  | 0 | 0 | 0 | 0 | 0 | 0 |  | 1 | 1 | 1 | 0 | 0 | 0
load_220358812 |  | node_1304280_331_15353679_023 |  | AN | 0 | Residential | 11080.8+4720.401j | 0 | 0 | 0 | 0 | 0 | [24 empty] | 8107701 | no | no |  |  | no |  | 0 | 0 | 0 | 0 | 0 | 0 |  | 1 | 1 | 1 | 0 | 0 | 0
load_220358813 |  | node_1304202_786_15355218_211 |  | AN | 0 | Residential | 12124.8+5165.143j | 0 | 0 | 0 | 0 | 0 | [24 empty] | 8107701 | no | no |  |  | no |  | 0 | 0 | 0 | 0 | 0 | 0 |  | 1 | 1 | 1 | 0 | 0 | 0
load_220358816 |  | node_1305348_802_15331998_698 |  | AN | 0 | Residential | 23961.6+10207.599j | 0 | 0 | 0 | 0 | 0 | [24 empty] | 8107701 | no | no |  |  | no |  | 0 | 0 | 0 | 0 | 0 | 0 |  | 1 | 1 | 1 | 0 | 0 | 0
load_220358817 |  | node_1305530_269_15332299_341 |  | AN | 0 | Residential | 50.4+21.47j | 0 | 0 | 0 | 0 | 0 | [24 empty] | 8107701 | no | no |  |  | no |  | 0 | 0 | 0 | 0 | 0 | 0 |  | 1 | 1 | 1 | 0 | 0 | 0
load_220358818 |  | node_1305646_553_15332626_659 |  | AN | 0 | Residential | 11109.6+4732.67j | 0 | 0 | 0 | 0 | 0 | [24 empty] | 8107701 | no | no |  |  | no |  | 0 | 0 | 0 | 0 | 0 | 0 |  | 1 | 1 | 1 | 0 | 0 | 0
load_220358819 |  | node_1306314_407_15332991_54 |  | AN | 0 | Residential | 19800+8434.765j | 0 | 0 | 0 | 0 | 0 | [24 empty] | 8107701 | no | no |  |  | no |  | 0 | 0 | 0 | 0 | 0 | 0 |  | 1 | 1 | 1 | 0 | 0 | 0
load_220358820 |  | node_1305942_987_15333101_351 |  | AN | 0 | NonResidential | 0 | 0 | 0 | 0 | 0 | 0 | [24 empty] | 8107701 | no | no |  |  | no |  | 0 | 0 | 0 | 0 | 0 | 0 |  | 1 | 1 | 1 | 0 | 0 | 0
load_220358821 |  | node_1306426_673_15334454_843 |  | AN | 0 | Residential | 8380.8+3570.206j | 0 | 0 | 0 | 0 | 0 | [24 empty] | 8107701 | no | no |  |  | no |  | 0 | 0 | 0 | 0 | 0 | 0 |  | 1 | 1 | 1 | 0 | 0 | 0
load_220358822 |  | node_1306518_245_15334831_923 |  | AN | 0 | Residential | 1216.8+518.355j | 0 | 0 | 0 | 0 | 0 | [24 empty] | 8107701 | no | no |  |  | no |  | 0 | 0 | 0 | 0 | 0 | 0 |  | 1 | 1 | 1 | 0 | 0 | 0
load_220358823 |  | node_1304431_707_15330323_417 |  | AN | 0 | NonResidential | 129.6+55.209j | 0 | 0 | 0 | 0 | 0 | [24 empty] | 8107701 | no | no |  |  | no |  | 0 | 0 | 0 | 0 | 0 | 0 |  | 1 | 1 | 1 | 0 | 0 | 0
load_220358824 |  | node_1304563_266_15330550_842 |  | AN | 0 | Residential | 4269.6+1818.842j | 0 | 0 | 0 | 0 | 0 | [24 empty] | 8107701 | no | no |  |  | no |  | 0 | 0 | 0 | 0 | 0 | 0 |  | 1 | 1 | 1 | 0 | 0 | 0
load_220358825 |  | node_1304832_404_15330699_313 |  | AN | 0 | Other | 0 | 0 | 0 | 0 | 0 | 0 | [24 empty] | 8107701 | no | no |  |  | no |  | 0 | 0 | 0 | 0 | 0 | 0 |  | 1 | 1 | 1 | 0 | 0 | 0
load_220360975 |  | node_1302753_77_15321203_156 |  | AN | 0 | Other | 0 | 0 | 0 | 0 | 0 | 0 | [24 empty] | 8107701 | no | no |  |  | no |  | 0 | 0 | 0 | 0 | 0 | 0 |  | 1 | 1 | 1 | 0 | 0 | 0
load_220360977 |  | node_1302734_141_15322460_203 |  | AN | 0 | Residential | 19872+8465.437j | 0 | 0 | 0 | 0 | 0 | [24 empty] | 8107701 | no | no |  |  | no |  | 0 | 0 | 0 | 0 | 0 | 0 |  | 1 | 1 | 1 | 0 | 0 | 0
load_220360978 |  | node_1302444_83_15322381_085 |  | AN | 0 | Residential | 3902.4+1662.415j | 0 | 0 | 0 | 0 | 0 | [24 empty] | 8107701 | no | no |  |  | no |  | 0 | 0 | 0 | 0 | 0 | 0 |  | 1 | 1 | 1 | 0 | 0 | 0
load_220360979 |  | node_1302712_261_15322794_029 |  | AN | 0 | Residential | 11858.4+5051.657j | 0 | 0 | 0 | 0 | 0 | [24 empty] | 8107701 | no | no |  |  | no |  | 0 | 0 | 0 | 0 | 0 | 0 |  | 1 | 1 | 1 | 0 | 0 | 0
load_220364267 |  | node_1296091_11_15365926_708 |  | AN | 0 | Residential | 14.4+6.134j | 0 | 0 | 0 | 0 | 0 | [24 empty] | 8107701 | no | no |  |  | no |  | 0 | 0 | 0 | 0 | 0 | 0 |  | 1 | 1 | 1 | 0 | 0 | 0
load_220364268 |  | node_1294372_919_15366141_543 |  | AN | 0 | Residential | 7358.4+3134.665j | 0 | 0 | 0 | 0 | 0 | [24 empty] | 8107701 | no | no |  |  | no |  | 0 | 0 | 0 | 0 | 0 | 0 |  | 1 | 1 | 1 | 0 | 0 | 0
load_220423780 |  | node_1287949_048_15364704_306 |  | AN | 0 | Residential | 2757.6+1174.733j | 0 | 0 | 0 | 0 | 0 | [24 empty] | 8107701 | no | no |  |  | no |  | 0 | 0 | 0 | 0 | 0 | 0 |  | 1 | 1 | 1 | 0 | 0 | 0
load_220423781 |  | node_1289778_28_15364690_253 |  | AN | 0 | Residential | 7.2+3.067j | 0 | 0 | 0 | 0 | 0 | [24 empty] | 8107701 | no | no |  |  | no |  | 0 | 0 | 0 | 0 | 0 | 0 |  | 1 | 1 | 1 | 0 | 0 | 0
load_220424394 |  | node_1296949_377_15364336_971 |  | AN | 0 | Residential | 2937.6+1251.412j | 0 | 0 | 0 | 0 | 0 | [24 empty] | 8107701 | no | no |  |  | no |  | 0 | 0 | 0 | 0 | 0 | 0 |  | 1 | 1 | 1 | 0 | 0 | 0
load_220435414 |  | node_1304473_582_15345874_543 |  | AN | 0 | NonResidential | 741.6+315.92j | 0 | 0 | 0 | 0 | 0 | [24 empty] | 8107701 | no | no |  |  | no |  | 0 | 0 | 0 | 0 | 0 | 0 |  | 1 | 1 | 1 | 0 | 0 | 0
load_220446260 |  | node_1288738_805_15353977_075 |  | AN | 0 | Residential | 712.8+303.652j | 0 | 0 | 0 | 0 | 0 | [24 empty] | 8107701 | no | no |  |  | no |  | 0 | 0 | 0 | 0 | 0 | 0 |  | 1 | 1 | 1 | 0 | 0 | 0
load_220490876 |  | node_1288053_707_15354365_27 |  | AN | 0 | Residential | 10296+4386.078j | 0 | 0 | 0 | 0 | 0 | [24 empty] | 8107701 | no | no |  |  | no |  | 0 | 0 | 0 | 0 | 0 | 0 |  | 1 | 1 | 1 | 0 | 0 | 0
load_220508163 |  | node_1287342_513_15350739_178 |  | AN | 0 | Residential | 3996+1702.289j | 0 | 0 | 0 | 0 | 0 | [24 empty] | 8107701 | no | no |  |  | no |  | 0 | 0 | 0 | 0 | 0 | 0 |  | 1 | 1 | 1 | 0 | 0 | 0
load_220514071 |  | node_1290377_476_15357889_594 |  | AN | 0 | Residential | 10900.8+4643.721j | 0 | 0 | 0 | 0 | 0 | [24 empty] | 8107701 | no | no |  |  | no |  | 0 | 0 | 0 | 0 | 0 | 0 |  | 1 | 1 | 1 | 0 | 0 | 0
load_220518700 |  | node_1299170_242_15335403_675 |  | AN | 0 | Other | 0 | 0 | 0 | 0 | 0 | 0 | [24 empty] | 8107701 | no | no |  |  | no |  | 0 | 0 | 0 | 0 | 0 | 0 |  | 1 | 1 | 1 | 0 | 0 | 0
load_220521155 |  | node_1302658_948_15327345_179 |  | AN | 0 | NonResidential | 309.6+131.889j | 0 | 0 | 0 | 0 | 0 | [24 empty] | 8107701 | no | no |  |  | no |  | 0 | 0 | 0 | 0 | 0 | 0 |  | 1 | 1 | 1 | 0 | 0 | 0
load_220522763 |  | node_1302141_15_15329542_455 |  | AN | 0 | Residential | 2440.8+1039.776j | 0 | 0 | 0 | 0 | 0 | [24 empty] | 8107701 | no | no |  |  | no |  | 0 | 0 | 0 | 0 | 0 | 0 |  | 1 | 1 | 1 | 0 | 0 | 0
load_220527359 |  | node_1303129_077_15329283_685 |  | AN | 0 | Residential | 61869.6+26356.339j | 0 | 0 | 0 | 0 | 0 | [24 empty] | 8107701 | no | no |  |  | no |  | 0 | 0 | 0 | 0 | 0 | 0 |  | 1 | 1 | 1 | 0 | 0 | 0
load_220529335 |  | node_1304607_654_15345626_927 |  | AN | 0 | Residential | 9064.8+3861.589j | 0 | 0 | 0 | 0 | 0 | [24 empty] | 8107701 | no | no |  |  | no |  | 0 | 0 | 0 | 0 | 0 | 0 |  | 1 | 1 | 1 | 0 | 0 | 0
load_220529562 |  | node_1284193_061_15348029_96 |  | AN | 0 | Residential | 2383.2+1015.239j | 0 | 0 | 0 | 0 | 0 | [24 empty] | 8107701 | no | no |  |  | no |  | 0 | 0 | 0 | 0 | 0 | 0 |  | 1 | 1 | 1 | 0 | 0 | 0
load_220530815 |  | node_1283254_299_15354623_586 |  | AN | 0 | Residential | 4240.8+1806.573j | 0 | 0 | 0 | 0 | 0 | [24 empty] | 8107701 | no | no |  |  | no |  | 0 | 0 | 0 | 0 | 0 | 0 |  | 1 | 1 | 1 | 0 | 0 | 0
load_220531297 |  | node_1297398_111_15349162_612 |  | AN | 0 | Other | 0 | 0 | 0 | 0 | 0 | 0 | [24 empty] | 8107701 | no | no |  |  | no |  | 0 | 0 | 0 | 0 | 0 | 0 |  | 1 | 1 | 1 | 0 | 0 | 0
load_220531495 |  | node_1280756_958_15347062_542 |  | AN | 0 | Residential | 5500.8+2343.331j | 0 | 0 | 0 | 0 | 0 | [24 empty] | 8107701 | no | no |  |  | no |  | 0 | 0 | 0 | 0 | 0 | 0 |  | 1 | 1 | 1 | 0 | 0 | 0
load_220532351 |  | node_1306729_359_15345880_443 |  | AN | 0 | Residential | 13514.4+5757.11j | 0 | 0 | 0 | 0 | 0 | [24 empty] | 8107701 | no | no |  |  | no |  | 0 | 0 | 0 | 0 | 0 | 0 |  | 1 | 1 | 1 | 0 | 0 | 0
load_220532355 |  | node_1307229_58_15330774_692 |  | AN | 0 | Residential | 6724.8+2864.753j | 0 | 0 | 0 | 0 | 0 | [24 empty] | 8107701 | no | no |  |  | no |  | 0 | 0 | 0 | 0 | 0 | 0 |  | 1 | 1 | 1 | 0 | 0 | 0
load_220532361 |  | node_1305730_524_15331484_366 |  | AN | 0 | NonResidential | 57.6+24.537j | 0 | 0 | 0 | 0 | 0 | [24 empty] | 8107701 | no | no |  |  | no |  | 0 | 0 | 0 | 0 | 0 | 0 |  | 1 | 1 | 1 | 0 | 0 | 0
load_220533294 |  | node_1303827_186_15351260_281 |  | AN | 0 | NonResidential | 11829.6+5039.388j | 0 | 0 | 0 | 0 | 0 | [24 empty] | 8107701 | no | no |  |  | no |  | 0 | 0 | 0 | 0 | 0 | 0 |  | 1 | 1 | 1 | 0 | 0 | 0
load_220533403 |  | node_1292357_334_15356607_927 |  | AN | 0 | Residential | 5277.6+2248.248j | 0 | 0 | 0 | 0 | 0 | [24 empty] | 8107701 | no | no |  |  | no |  | 0 | 0 | 0 | 0 | 0 | 0 |  | 1 | 1 | 1 | 0 | 0 | 0
load_220533507 |  | node_1302576_36_15323317_999 |  | AN | 0 | Other | 0 | 0 | 0 | 0 | 0 | 0 | [24 empty] | 8107701 | no | no |  |  | no |  | 0 | 0 | 0 | 0 | 0 | 0 |  | 1 | 1 | 1 | 0 | 0 | 0
load_220534196 |  | node_1298585_13_15336238_935 |  | AN | 0 | Residential | 3355.2+1429.309j | 0 | 0 | 0 | 0 | 0 | [24 empty] | 8107701 | no | no |  |  | no |  | 0 | 0 | 0 | 0 | 0 | 0 |  | 1 | 1 | 1 | 0 | 0 | 0
load_220535561 |  | node_1302615_834_15342936_735 |  | AN | 0 | Residential | 9849.6+4195.912j | 0 | 0 | 0 | 0 | 0 | [24 empty] | 8107701 | no | no |  |  | no |  | 0 | 0 | 0 | 0 | 0 | 0 |  | 1 | 1 | 1 | 0 | 0 | 0
load_220537670 |  | node_1305125_717_15352579_212 |  | AN | 0 | Other | 0 | 0 | 0 | 0 | 0 | 0 | [24 empty] | 8107701 | no | no |  |  | no |  | 0 | 0 | 0 | 0 | 0 | 0 |  | 1 | 1 | 1 | 0 | 0 | 0
load_220538236 |  | node_1303359_777_15351094_551 |  | AN | 0 | Residential | 9295.2+3959.739j | 0 | 0 | 0 | 0 | 0 | [24 empty] | 8107701 | no | no |  |  | no |  | 0 | 0 | 0 | 0 | 0 | 0 |  | 1 | 1 | 1 | 0 | 0 | 0
load_220541159 |  | node_1284395_843_15353974_783 |  | AN | 0 | Residential | 12456+5306.234j | 0 | 0 | 0 | 0 | 0 | [24 empty] | 8107701 | no | no |  |  | no |  | 0 | 0 | 0 | 0 | 0 | 0 |  | 1 | 1 | 1 | 0 | 0 | 0
load_220541161 |  | node_1284884_793_15353993_828 |  | AN | 0 | Residential | 3110.4+1325.025j | 0 | 0 | 0 | 0 | 0 | [24 empty] | 8107701 | no | no |  |  | no |  | 0 | 0 | 0 | 0 | 0 | 0 |  | 1 | 1 | 1 | 0 | 0 | 0
load_220550897 |  | node_1304259_578_15354067_943 |  | AN | 0 | Residential | 10828.8+4613.049j | 0 | 0 | 0 | 0 | 0 | [24 empty] | 8107701 | no | no |  |  | no |  | 0 | 0 | 0 | 0 | 0 | 0 |  | 1 | 1 | 1 | 0 | 0 | 0
load_220552851 |  | node_1296324_741_15347684_965 |  | AN | 0 | Residential | 5767.2+2456.817j | 0 | 0 | 0 | 0 | 0 | [24 empty] | 8107701 | no | no |  |  | no |  | 0 | 0 | 0 | 0 | 0 | 0 |  | 1 | 1 | 1 | 0 | 0 | 0
load_220558600 |  | node_1302068_385_15340270_672 |  | AN | 0 | Other | 0 | 0 | 0 | 0 | 0 | 0 | [24 empty] | 8107701 | no | no |  |  | no |  | 0 | 0 | 0 | 0 | 0 | 0 |  | 1 | 1 | 1 | 0 | 0 | 0
load_220567211 |  | node_1302608_066_15353853_453 |  | AN | 0 | NonResidential | 734.4+312.853j | 0 | 0 | 0 | 0 | 0 | [24 empty] | 8107701 | no | no |  |  | no |  | 0 | 0 | 0 | 0 | 0 | 0 |  | 1 | 1 | 1 | 0 | 0 | 0
load_220577551 |  | node_1302192_087_15338990_605 |  | AN | 0 | NonResidential | 0 | 0 | 0 | 0 | 0 | 0 | [24 empty] | 8107701 | no | no |  |  | no |  | 0 | 0 | 0 | 0 | 0 | 0 |  | 1 | 1 | 1 | 0 | 0 | 0
load_220578304 |  | node_1302658_384_15362950_574 |  | AN | 0 | Residential | 2836.8+1208.472j | 0 | 0 | 0 | 0 | 0 | [24 empty] | 8107701 | no | no |  |  | no |  | 0 | 0 | 0 | 0 | 0 | 0 |  | 1 | 1 | 1 | 0 | 0 | 0
load_220579662 |  | node_1302086_614_15339378_459 |  | AN | 0 | Residential | 31687.2+13498.691j | 0 | 0 | 0 | 0 | 0 | [24 empty] | 8107701 | no | no |  |  | no |  | 0 | 0 | 0 | 0 | 0 | 0 |  | 1 | 1 | 1 | 0 | 0 | 0
load_220600930 |  | node_1305429_125_15335342_537 |  | AN | 0 | Other | 0 | 0 | 0 | 0 | 0 | 0 | [24 empty] | 8107701 | no | no |  |  | no |  | 0 | 0 | 0 | 0 | 0 | 0 |  | 1 | 1 | 1 | 0 | 0 | 0
load_220602714 |  | node_1304170_185_15331563_92 |  | AN | 0 | NonResidential | 3790.8+1614.874j | 0 | 0 | 0 | 0 | 0 | [24 empty] | 8107701 | no | no |  |  | no |  | 0 | 0 | 0 | 0 | 0 | 0 |  | 1 | 1 | 1 | 0 | 0 | 0
load_220616413 |  | node_1296333_28_15338658_717 |  | AN | 0 | Other | 0 | 0 | 0 | 0 | 0 | 0 | [24 empty] | 8107701 | no | no |  |  | no |  | 0 | 0 | 0 | 0 | 0 | 0 |  | 1 | 1 | 1 | 0 | 0 | 0
load_220616464 |  | node_1302575_071_15325525_532 |  | AN | 0 | Residential | 22752+9692.311j | 0 | 0 | 0 | 0 | 0 | [24 empty] | 8107701 | no | no |  |  | no |  | 0 | 0 | 0 | 0 | 0 | 0 |  | 1 | 1 | 1 | 0 | 0 | 0
load_220636617 |  | node_1293576_496_15355324_948 |  | AN | 0 | Residential | 11498.4+4898.298j | 0 | 0 | 0 | 0 | 0 | [24 empty] | 8107701 | no | no |  |  | no |  | 0 | 0 | 0 | 0 | 0 | 0 |  | 1 | 1 | 1 | 0 | 0 | 0
load_220638622 |  | node_1295071_333_15366328_147 |  | AN | 0 | Residential | 50.4+21.47j | 0 | 0 | 0 | 0 | 0 | [24 empty] | 8107701 | no | no |  |  | no |  | 0 | 0 | 0 | 0 | 0 | 0 |  | 1 | 1 | 1 | 0 | 0 | 0
load_220647716 |  | node_1302764_823_15321859_751 |  | AN | 0 | NonResidential | 0 | 0 | 0 | 0 | 0 | 0 | [24 empty] | 8107701 | no | no |  |  | no |  | 0 | 0 | 0 | 0 | 0 | 0 |  | 1 | 1 | 1 | 0 | 0 | 0
load_220648214 |  | node_1296733_771_15338489_332 |  | AN | 0 | Residential | 5846.4+2490.556j | 0 | 0 | 0 | 0 | 0 | [24 empty] | 8107701 | no | no |  |  | no |  | 0 | 0 | 0 | 0 | 0 | 0 |  | 1 | 1 | 1 | 0 | 0 | 0
load_220648613 |  | node_1289751_328_15349845_181 |  | AN | 0 | Residential | 5025.6+2140.897j | 0 | 0 | 0 | 0 | 0 | [24 empty] | 8107701 | no | no |  |  | no |  | 0 | 0 | 0 | 0 | 0 | 0 |  | 1 | 1 | 1 | 0 | 0 | 0
load_220648616 |  | node_1284886_358_15346593_305 |  | AN | 0 | NonResidential | 11980.8+5103.799j | 0 | 0 | 0 | 0 | 0 | [24 empty] | 8107701 | no | no |  |  | no |  | 0 | 0 | 0 | 0 | 0 | 0 |  | 1 | 1 | 1 | 0 | 0 | 0
load_220654872 |  | node_1298506_842_15336570_313 |  | AN | 0 | Residential | 17848.8+7603.557j | 0 | 0 | 0 | 0 | 0 | [24 empty] | 8107701 | no | no |  |  | no |  | 0 | 0 | 0 | 0 | 0 | 0 |  | 1 | 1 | 1 | 0 | 0 | 0
load_310005634 |  | node_1306071_197_15339036_96 |  | ABCN | 0 | Residential | 2791.2+1189.046j | 2791.2+1189.046j | 2791.2+1189.046j | 0 | 0 | 0 | [24 empty] | 8107701 | no | no |  |  | no |  | 0 | 0 | 0 | 0 | 0 | 0 |  | 1 | 1 | 1 | 0 | 0 | 0
load_310014314 |  | node_1302162_409_15331922_596 |  | ABCN | 0 | NonResidential | 173000+73697.691j | 173000+73697.691j | 173000+73697.691j | 0 | 0 | 0 | [24 empty] | 8107701 | no | no |  |  | no |  | 0 | 0 | 0 | 0 | 0 | 0 |  | 1 | 1 | 1 | 0 | 0 | 0
load_310020708 |  | node_1294972_707_15338619_784 |  | AN | 0 | Other | 0 | 0 | 0 | 0 | 0 | 0 | [24 empty] | 8107701 | no | no |  |  | no |  | 0 | 0 | 0 | 0 | 0 | 0 |  | 1 | 1 | 1 | 0 | 0 | 0
load_310025624 |  | node_1301343_21_15341771_018 |  | AN | 0 | Other | 0 | 0 | 0 | 0 | 0 | 0 | [24 empty] | 8107701 | no | no |  |  | no |  | 0 | 0 | 0 | 0 | 0 | 0 |  | 1 | 1 | 1 | 0 | 0 | 0
load_310027271 |  | node_1280387_524_15347098_724 |  | AN | 0 | Other | 0 | 0 | 0 | 0 | 0 | 0 | [24 empty] | 8107701 | no | no |  |  | no |  | 0 | 0 | 0 | 0 | 0 | 0 |  | 1 | 1 | 1 | 0 | 0 | 0
load_310039723 |  | node_1291658_934_15355048_332 |  | AN | 0 | Residential | 9316.8+3968.94j | 0 | 0 | 0 | 0 | 0 | [24 empty] | 8107701 | no | no |  |  | no |  | 0 | 0 | 0 | 0 | 0 | 0 |  | 1 | 1 | 1 | 0 | 0 | 0
load_310056325 |  | node_1305761_096_15337604_59 |  | AN | 0 | Residential | 705.6+300.584j | 0 | 0 | 0 | 0 | 0 | [24 empty] | 8107701 | no | no |  |  | no |  | 0 | 0 | 0 | 0 | 0 | 0 |  | 1 | 1 | 1 | 0 | 0 | 0
load_310056326 |  | node_1292707_693_15355535_257 |  | AN | 0 | Residential | 3103.2+1321.958j | 0 | 0 | 0 | 0 | 0 | [24 empty] | 8107701 | no | no |  |  | no |  | 0 | 0 | 0 | 0 | 0 | 0 |  | 1 | 1 | 1 | 0 | 0 | 0
load_310056327 |  | node_1286940_827_15359077_239 |  | AN | 0 | Residential | 11412+4861.492j | 0 | 0 | 0 | 0 | 0 | [24 empty] | 8107701 | no | no |  |  | no |  | 0 | 0 | 0 | 0 | 0 | 0 |  | 1 | 1 | 1 | 0 | 0 | 0
load_311851024 |  | node_1305332_041_15340550_39 |  | AN | 0 | NonResidential | 2500+1064.996j | 0 | 0 | 0 | 0 | 0 | [24 empty] | 8107701 | no | no |  |  | no |  | 0 | 0 | 0 | 0 | 0 | 0 |  | 1 | 1 | 1 | 0 | 0 | 0
load_311903830 |  | node_1283021_95_15348005_519 |  | AN | 0 | Residential | 7473.6+3183.74j | 0 | 0 | 0 | 0 | 0 | [24 empty] | 8107701 | no | no |  |  | no |  | 0 | 0 | 0 | 0 | 0 | 0 |  | 1 | 1 | 1 | 0 | 0 | 0
load_311904676 |  | node_1300376_094_15329778_652 |  | AN | 0 | Other | 0 | 0 | 0 | 0 | 0 | 0 | [24 empty] | 8107701 | no | no |  |  | no |  | 0 | 0 | 0 | 0 | 0 | 0 |  | 1 | 1 | 1 | 0 | 0 | 0
load_311932092 |  | node_1302086_297_15343144_431 |  | AN | 0 | Residential | 4528.8+1929.261j | 0 | 0 | 0 | 0 | 0 | [24 empty] | 8107701 | no | no |  |  | no |  | 0 | 0 | 0 | 0 | 0 | 0 |  | 1 | 1 | 1 | 0 | 0 | 0
load_312005183 |  | node_1305060_978_15333432_18 |  | AN | 0 | NonResidential | 11851.2+5048.59j | 0 | 0 | 0 | 0 | 0 | [24 empty] | 8107701 | no | no |  |  | no |  | 0 | 0 | 0 | 0 | 0 | 0 |  | 1 | 1 | 1 | 0 | 0 | 0
load_312010945 |  | node_1304156_076_15331543_178 |  | BN | 0 | NonResidential | 0 | 3790.8+1614.874j | 0 | 0 | 0 | 0 | [24 empty] | 8107701 | no | no |  |  | no |  | 0 | 0 | 0 | 0 | 0 | 0 |  | 1 | 1 | 1 | 0 | 0 | 0
load_312033032 |  | node_1286782_748_15360078_86 |  | AN | 0 | Residential | 3823.2+1628.676j | 0 | 0 | 0 | 0 | 0 | [24 empty] | 8107701 | no | no |  |  | no |  | 0 | 0 | 0 | 0 | 0 | 0 |  | 1 | 1 | 1 | 0 | 0 | 0
load_312035732 |  | node_1292266_285_15357733_118 |  | AN | 0 | NonResidential | 5155.2+2196.106j | 0 | 0 | 0 | 0 | 0 | [24 empty] | 8107701 | no | no |  |  | no |  | 0 | 0 | 0 | 0 | 0 | 0 |  | 1 | 1 | 1 | 0 | 0 | 0
load_312067400 |  | node_1292215_836_15355363_521 |  | AN | 0 | Residential | 36+15.336j | 0 | 0 | 0 | 0 | 0 | [24 empty] | 8107701 | no | no |  |  | no |  | 0 | 0 | 0 | 0 | 0 | 0 |  | 1 | 1 | 1 | 0 | 0 | 0
load_312076913 |  | node_1286724_647_15359171_349 |  | AN | 0 | NonResidential | 9705.6+4134.568j | 0 | 0 | 0 | 0 | 0 | [24 empty] | 8107701 | no | no |  |  | no |  | 0 | 0 | 0 | 0 | 0 | 0 |  | 1 | 1 | 1 | 0 | 0 | 0
load_312091463 |  | node_1302632_854_15327502_988 |  | AN | 0 | Other | 0 | 0 | 0 | 0 | 0 | 0 | [24 empty] | 8107701 | no | no |  |  | no |  | 0 | 0 | 0 | 0 | 0 | 0 |  | 1 | 1 | 1 | 0 | 0 | 0
load_312139990 |  | node_1302452_419_15327584_09 |  | ABCN | 0 | Other | 0 | 0 | 0 | 0 | 0 | 0 | [24 empty] | 8107701 | no | no |  |  | no |  | 0 | 0 | 0 | 0 | 0 | 0 |  | 1 | 1 | 1 | 0 | 0 | 0

## node
data_type | static
owner_type | feeder
owner | 8107701
object | node
name | groupid | parent | bustype | phases | nominal_voltage | dcircuit | selected | monitored | monitored_fields | class_monitored_fields | played | played_fields | subsystem | x | y | comments | dist_to_slack
node_1280072_166_15347098_483 |  |  | PQ | AN | 2771.281 | 8107701 | no | no |  |  | no |  |  | 1280072.166 | 15347098.483 |  | -1
node_1280387_524_15347098_724 |  |  | PQ | AN | 2771.281 | 8107701 | no | no |  |  | no |  |  | 1280387.524 | 15347098.724 |  | -1
node_1280638_623_15347527_497 |  |  | PQ | AN | 2771.281 | 8107701 | no | no |  |  | no |  |  | 1280638.623 | 15347527.497 |  | -1
node_1280756_958_15347062_542 |  |  | PQ | AN | 2771.281 | 8107701 | no | no |  |  | no |  |  | 1280756.958 | 15347062.542 |  | -1
node_1280977_186_15347712_805 |  |  | PQ | AN | 2771.281 | 8107701 | no | no |  |  | no |  |  | 1280977.186 | 15347712.805 |  | -1
node_1281002_906_15347436_214 |  |  | PQ | AN | 2771.281 | 8107701 | no | no |  |  | no |  |  | 1281002.906 | 15347436.214 |  | -1
node_1281882_924_15349583 |  |  | PQ | AN | 2771.281 | 8107701 | no | no |  |  | no |  |  | 1281882.924 | 15349583 |  | -1
node_1282355_553_15347892_536 |  |  | PQ | AN | 2771.281 | 8107701 | no | no |  |  | no |  |  | 1282355.553 | 15347892.536 |  | -1
node_1283021_95_15348005_519 |  |  | PQ | AN | 2771.281 | 8107701 | no | no |  |  | no |  |  | 1283021.95 | 15348005.519 |  | -1
node_1283254_299_15354623_586 |  |  | PQ | AN | 2771.281 | 8107701 | no | no |  |  | no |  |  | 1283254.299 | 15354623.586 |  | -1
node_1283984_277_15354889_072 |  |  | PQ | AN | 2771.281 | 8107701 | no | no |  |  | no |  |  | 1283984.277 | 15354889.072 |  | -1
node_1284047_73_15347419_23 |  |  | PQ | AN | 2771.281 | 8107701 | no | no |  |  | no |  |  | 1284047.73 | 15347419.23 |  | -1
node_1284193_061_15348029_96 |  |  | PQ | AN | 2771.281 | 8107701 | no | no |  |  | no |  |  | 1284193.061 | 15348029.96 |  | -1
node_1284395_843_15353974_783 |  |  | PQ | AN | 2771.281 | 8107701 | no | no |  |  | no |  |  | 1284395.843 | 15353974.783 |  | -1
node_1284444_375_15347259_405 |  |  | PQ | AN | 2771.281 | 8107701 | no | no |  |  | no |  |  | 1284444.375 | 15347259.405 |  | -1
node_1284561_047_15365079_284 |  |  | PQ | AN | 2771.281 | 8107701 | no | no |  |  | no |  |  | 1284561.047 | 15365079.284 |  | -1
node_1284884_793_15353993_828 |  |  | PQ | AN | 2771.281 | 8107701 | no | no |  |  | no |  |  | 1284884.793 | 15353993.828 |  | -1
node_1284886_358_15346593_305 |  |  | PQ | AN | 2771.281 | 8107701 | no | no |  |  | no |  |  | 1284886.358 | 15346593.305 |  | -1
node_1285117_319_15366134_202 |  |  | PQ | AN | 2771.281 | 8107701 | no | no |  |  | no |  |  | 1285117.319 | 15366134.202 |  | -1
node_1285134_196_15347257_153 |  |  | PQ | AN | 2771.281 | 8107701 | no | no |  |  | no |  |  | 1285134.196 | 15347257.153 |  | -1
node_1285197_492_15364941_116 |  |  | PQ | AN | 2771.281 | 8107701 | no | no |  |  | no |  |  | 1285197.492 | 15364941.116 |  | -1
node_1285387_847_15362504_365 |  |  | PQ | AN | 2771.281 | 8107701 | no | no |  |  | no |  |  | 1285387.847 | 15362504.365 |  | -1
node_1285413_156_15346789_496 |  |  | PQ | AN | 2771.281 | 8107701 | no | no |  |  | no |  |  | 1285413.156 | 15346789.496 |  | -1
node_1285543_047_15367327_427 |  |  | PQ | AD | 2771.281 | 8107701 | no | no |  |  | no |  |  | 1285543.047 | 15367327.427 |  | -1
node_1285602_874_15346544_481 |  |  | PQ | AN | 2771.281 | 8107701 | no | no |  |  | no |  |  | 1285602.874 | 15346544.481 |  | -1
node_1285658_595_15367635_041 |  |  | PQ | AN | 2771.281 | 8107701 | no | no |  |  | no |  |  | 1285658.595 | 15367635.041 |  | -1
node_1285905_443_15362538_293 |  |  | PQ | AN | 2771.281 | 8107701 | no | no |  |  | no |  |  | 1285905.443 | 15362538.293 |  | -1
node_1286201_434_15353997_376 |  |  | PQ | AN | 2771.281 | 8107701 | no | no |  |  | no |  |  | 1286201.434 | 15353997.376 |  | -1
node_1286205_934_15361380_73 |  |  | PQ | AN | 2771.281 | 8107701 | no | no |  |  | no |  |  | 1286205.934 | 15361380.73 |  | -1
node_1286240_152_15361045_627 |  |  | PQ | AN | 2771.281 | 8107701 | no | no |  |  | no |  |  | 1286240.152 | 15361045.627 |  | -1
node_1286315_503_15346644_524 |  |  | PQ | AN | 2771.281 | 8107701 | no | no |  |  | no |  |  | 1286315.503 | 15346644.524 |  | -1
node_1286369_811_15360818_719 |  |  | PQ | AN | 2771.281 | 8107701 | no | no |  |  | no |  |  | 1286369.811 | 15360818.719 |  | -1
node_1286475_433_15360606_803 |  |  | PQ | AN | 2771.281 | 8107701 | no | no |  |  | no |  |  | 1286475.433 | 15360606.803 |  | -1
node_1286606_148_15361166_352 |  |  | PQ | AN | 2771.281 | 8107701 | no | no |  |  | no |  |  | 1286606.148 | 15361166.352 |  | -1
node_1286624_752_15353197_919 |  |  | PQ | AN | 2771.281 | 8107701 | no | no |  |  | no |  |  | 1286624.752 | 15353197.919 |  | -1
node_1286652_509_15353733_316 |  |  | PQ | AN | 2771.281 | 8107701 | no | no |  |  | no |  |  | 1286652.509 | 15353733.316 |  | -1
node_1286658_092_15360483_184 |  |  | PQ | AN | 2771.281 | 8107701 | no | no |  |  | no |  |  | 1286658.092 | 15360483.184 |  | -1
node_1286724_647_15359171_349 |  |  | PQ | AN | 2771.281 | 8107701 | no | no |  |  | no |  |  | 1286724.647 | 15359171.349 |  | -1
node_1286736_635_15346484_633 |  |  | PQ | AN | 2771.281 | 8107701 | no | no |  |  | no |  |  | 1286736.635 | 15346484.633 |  | -1
node_1286782_748_15360078_86 |  |  | PQ | AN | 2771.281 | 8107701 | no | no |  |  | no |  |  | 1286782.748 | 15360078.86 |  | -1
node_1286885_367_15354053_907 |  |  | PQ | AN | 2771.281 | 8107701 | no | no |  |  | no |  |  | 1286885.367 | 15354053.907 |  | -1
node_1286940_827_15359077_239 |  |  | PQ | AN | 2771.281 | 8107701 | no | no |  |  | no |  |  | 1286940.827 | 15359077.239 |  | -1
node_1287099_986_15359875_132 |  |  | PQ | AN | 2771.281 | 8107701 | no | no |  |  | no |  |  | 1287099.986 | 15359875.132 |  | -1
node_1287303_018_15359621_191 |  |  | PQ | AN | 2771.281 | 8107701 | no | no |  |  | no |  |  | 1287303.018 | 15359621.191 |  | -1
node_1287342_513_15350739_178 |  |  | PQ | AN | 2771.281 | 8107701 | no | no |  |  | no |  |  | 1287342.513 | 15350739.178 |  | -1
node_1287404_414_15351125_547 |  |  | PQ | AN | 2771.281 | 8107701 | no | no |  |  | no |  |  | 1287404.414 | 15351125.547 |  | -1
node_1287422_281_15352432_559 |  |  | PQ | AN | 2771.281 | 8107701 | no | no |  |  | no |  |  | 1287422.281 | 15352432.559 |  | -1
node_1287506_412_15353270_209 |  |  | PQ | AN | 2771.281 | 8107701 | no | no |  |  | no |  |  | 1287506.412 | 15353270.209 |  | -1
node_1287671_756_15346509_158 |  |  | PQ | AN | 2771.281 | 8107701 | no | no |  |  | no |  |  | 1287671.756 | 15346509.158 |  | -1
node_1287834_13_15353957_388 |  |  | PQ | AN | 2771.281 | 8107701 | no | no |  |  | no |  |  | 1287834.13 | 15353957.388 |  | -1
node_1287931_736_15359125_334 |  |  | PQ | AN | 2771.281 | 8107701 | no | no |  |  | no |  |  | 1287931.736 | 15359125.334 |  | -1
node_1287949_048_15364704_306 |  |  | PQ | AN | 2771.281 | 8107701 | no | no |  |  | no |  |  | 1287949.048 | 15364704.306 |  | -1
node_1288038_014_15355865_355 |  |  | PQ | AN | 2771.281 | 8107701 | no | no |  |  | no |  |  | 1288038.014 | 15355865.355 |  | -1
node_1288053_707_15354365_27 |  |  | PQ | AN | 2771.281 | 8107701 | no | no |  |  | no |  |  | 1288053.707 | 15354365.27 |  | -1
node_1288073_855_15346317_863 |  |  | PQ | AN | 2771.281 | 8107701 | no | no |  |  | no |  |  | 1288073.855 | 15346317.863 |  | -1
node_1288151_186_15358331_131 |  |  | PQ | AN | 2771.281 | 8107701 | no | no |  |  | no |  |  | 1288151.186 | 15358331.131 |  | -1
node_1288738_805_15353977_075 |  |  | PQ | AN | 2771.281 | 8107701 | no | no |  |  | no |  |  | 1288738.805 | 15353977.075 |  | -1
node_1288912_481_15358862_473 |  |  | PQ | AD | 2771.281 | 8107701 | no | no |  |  | no |  |  | 1288912.481 | 15358862.473 |  | -1
node_1288974_965_15346615_315 |  |  | PQ | AN | 2771.281 | 8107701 | no | no |  |  | no |  |  | 1288974.965 | 15346615.315 |  | -1
node_1289418_31_15346732_4 |  |  | PQ | AN | 2771.281 | 8107701 | no | no |  |  | no |  |  | 1289418.31 | 15346732.4 |  | -1
node_1289751_328_15349845_181 |  |  | PQ | AN | 2771.281 | 8107701 | no | no |  |  | no |  |  | 1289751.328 | 15349845.181 |  | -1
node_1289778_28_15364690_253 |  |  | PQ | AN | 2771.281 | 8107701 | no | no |  |  | no |  |  | 1289778.28 | 15364690.253 |  | -1
node_1289874_237_15346503_936 |  |  | PQ | AN | 2771.281 | 8107701 | no | no |  |  | no |  |  | 1289874.237 | 15346503.936 |  | -1
node_1289984_293_15358181_361 |  |  | PQ | AN | 2771.281 | 8107701 | no | no |  |  | no |  |  | 1289984.293 | 15358181.361 |  | -1
node_1290303_952_15364784_217 |  |  | PQ | AN | 2771.281 | 8107701 | no | no |  |  | no |  |  | 1290303.952 | 15364784.217 |  | -1
node_1290318_801_15357692_916 |  |  | PQ | AN | 2771.281 | 8107701 | no | no |  |  | no |  |  | 1290318.801 | 15357692.916 |  | -1
node_1290377_476_15357889_594 |  |  | PQ | AN | 2771.281 | 8107701 | no | no |  |  | no |  |  | 1290377.476 | 15357889.594 |  | -1
node_1290438_037_15349161_026 |  |  | PQ | AN | 2771.281 | 8107701 | no | no |  |  | no |  |  | 1290438.037 | 15349161.026 |  | -1
node_1290665_56_15357117_054 |  |  | PQ | AN | 2771.281 | 8107701 | no | no |  |  | no |  |  | 1290665.56 | 15357117.054 |  | -1
node_1290818_471_15347368_324 |  |  | PQ | AN | 2771.281 | 8107701 | no | no |  |  | no |  |  | 1290818.471 | 15347368.324 |  | -1
node_1290900_175_15352504_363 |  |  | PQ | AN | 2771.281 | 8107701 | no | no |  |  | no |  |  | 1290900.175 | 15352504.363 |  | -1
node_1290948_379_15347752_293 |  |  | PQ | AN | 2771.281 | 8107701 | no | no |  |  | no |  |  | 1290948.379 | 15347752.293 |  | -1
node_1290961_161_15356746_885 |  |  | PQ | AN | 2771.281 | 8107701 | no | no |  |  | no |  |  | 1290961.161 | 15356746.885 |  | -1
node_1291023_948_15347534_633 |  |  | PQ | AN | 2771.281 | 8107701 | no | no |  |  | no |  |  | 1291023.948 | 15347534.633 |  | -1
node_1291360_298_15355755_278 |  |  | PQ | AN | 2771.281 | 8107701 | no | no |  |  | no |  |  | 1291360.298 | 15355755.278 |  | -1
node_1291400_223_15346323_691 |  |  | PQ | AD | 2771.281 | 8107701 | no | no |  |  | no |  |  | 1291400.223 | 15346323.691 |  | -1
node_1291427_586_15353392_094 |  |  | PQ | AN | 2771.281 | 8107701 | no | no |  |  | no |  |  | 1291427.586 | 15353392.094 |  | -1
node_1291483_533_15348694_83 |  |  | PQ | AN | 2771.281 | 8107701 | no | no |  |  | no |  |  | 1291483.533 | 15348694.83 |  | -1
node_1291486_187_15354493_132 |  |  | PQ | AN | 2771.281 | 8107701 | no | no |  |  | no |  |  | 1291486.187 | 15354493.132 |  | -1
node_1291658_934_15355048_332 |  |  | PQ | AN | 2771.281 | 8107701 | no | no |  |  | no |  |  | 1291658.934 | 15355048.332 |  | -1
node_1291676_288_15355463_788 |  |  | PQ | AN | 2771.281 | 8107701 | no | no |  |  | no |  |  | 1291676.288 | 15355463.788 |  | -1
node_1291686_591_15363025_894 |  |  | PQ | AN | 2771.281 | 8107701 | no | no |  |  | no |  |  | 1291686.591 | 15363025.894 |  | -1
node_1291789_534_15345724_106 |  |  | PQ | AN | 2771.281 | 8107701 | no | no |  |  | no |  |  | 1291789.534 | 15345724.106 |  | -1
node_1291990_392_15357135_574 |  |  | PQ | AN | 2771.281 | 8107701 | no | no |  |  | no |  |  | 1291990.392 | 15357135.574 |  | -1
node_1292215_836_15355363_521 |  |  | PQ | AN | 2771.281 | 8107701 | no | no |  |  | no |  |  | 1292215.836 | 15355363.521 |  | -1
node_1292252_318_15345513_961 |  |  | PQ | AN | 2771.281 | 8107701 | no | no |  |  | no |  |  | 1292252.318 | 15345513.961 |  | -1
node_1292266_285_15357733_118 |  |  | PQ | AN | 2771.281 | 8107701 | no | no |  |  | no |  |  | 1292266.285 | 15357733.118 |  | -1
node_1292357_334_15356607_927 |  |  | PQ | AN | 2771.281 | 8107701 | no | no |  |  | no |  |  | 1292357.334 | 15356607.927 |  | -1
node_1292470_985_15362776_034 |  |  | PQ | AN | 2771.281 | 8107701 | no | no |  |  | no |  |  | 1292470.985 | 15362776.034 |  | -1
node_1292571_236_15345697_744 |  |  | PQ | AN | 2771.281 | 8107701 | no | no |  |  | no |  |  | 1292571.236 | 15345697.744 |  | -1
node_1292707_693_15355535_257 |  |  | PQ | AN | 2771.281 | 8107701 | no | no |  |  | no |  |  | 1292707.693 | 15355535.257 |  | -1
node_1292785_903_15362799_883 |  |  | PQ | AN | 2771.281 | 8107701 | no | no |  |  | no |  |  | 1292785.903 | 15362799.883 |  | -1
node_1292799_868_15357291_004 |  |  | PQ | AN | 2771.281 | 8107701 | no | no |  |  | no |  |  | 1292799.868 | 15357291.004 |  | -1
node_1292858_255_15358476_125 |  |  | PQ | AN | 2771.281 | 8107701 | no | no |  |  | no |  |  | 1292858.255 | 15358476.125 |  | -1
node_1292959_116_15341394_269 |  |  | PQ | AN | 2771.281 | 8107701 | no | no |  |  | no |  |  | 1292959.116 | 15341394.269 |  | -1
node_1293080_829_15363097_655 |  |  | PQ | AN | 2771.281 | 8107701 | no | no |  |  | no |  |  | 1293080.829 | 15363097.655 |  | -1
node_1293122_445_15358951_878 |  |  | PQ | AN | 2771.281 | 8107701 | no | no |  |  | no |  |  | 1293122.445 | 15358951.878 |  | -1
node_1293129_825_15346004_371 |  |  | PQ | AN | 2771.281 | 8107701 | no | no |  |  | no |  |  | 1293129.825 | 15346004.371 |  | -1
node_1293576_496_15355324_948 |  |  | PQ | AN | 2771.281 | 8107701 | no | no |  |  | no |  |  | 1293576.496 | 15355324.948 |  | -1
node_1293587_83_15359699_144 |  |  | PQ | AN | 2771.281 | 8107701 | no | no |  |  | no |  |  | 1293587.83 | 15359699.144 |  | -1
node_1293778_788_15359909_381 |  |  | PQ | AN | 2771.281 | 8107701 | no | no |  |  | no |  |  | 1293778.788 | 15359909.381 |  | -1
node_1293834_871_15360255_602 |  |  | PQ | AN | 2771.281 | 8107701 | no | no |  |  | no |  |  | 1293834.871 | 15360255.602 |  | -1
node_1293850_56_15360572_56 |  |  | PQ | AN | 2771.281 | 8107701 | no | no |  |  | no |  |  | 1293850.56 | 15360572.56 |  | -1
node_1293857_008_15343171_863 |  |  | PQ | AN | 2771.281 | 8107701 | no | no |  |  | no |  |  | 1293857.008 | 15343171.863 |  | -1
node_1293906_595_15361330_063 |  |  | PQ | AN | 2771.281 | 8107701 | no | no |  |  | no |  |  | 1293906.595 | 15361330.063 |  | -1
node_1293953_241_15355474_802 |  |  | PQ | AN | 2771.281 | 8107701 | no | no |  |  | no |  |  | 1293953.241 | 15355474.802 |  | -1
node_1293980_024_15362816_779 |  |  | PQ | AN | 2771.281 | 8107701 | no | no |  |  | no |  |  | 1293980.024 | 15362816.779 |  | -1
node_1294132_023_15362225_573 |  |  | PQ | AN | 2771.281 | 8107701 | no | no |  |  | no |  |  | 1294132.023 | 15362225.573 |  | -1
node_1294326_202_15342523_049 |  |  | PQ | AN | 2771.281 | 8107701 | no | no |  |  | no |  |  | 1294326.202 | 15342523.049 |  | -1
node_1294372_919_15366141_543 |  |  | PQ | AN | 2771.281 | 8107701 | no | no |  |  | no |  |  | 1294372.919 | 15366141.543 |  | -1
node_1294510_229_15342402_505 |  |  | PQ | AN | 2771.281 | 8107701 | no | no |  |  | no |  |  | 1294510.229 | 15342402.505 |  | -1
node_1294637_282_15340328_443 |  |  | PQ | AN | 2771.281 | 8107701 | no | no |  |  | no |  |  | 1294637.282 | 15340328.443 |  | -1
node_1294715_744_15339501_358 |  |  | PQ | AN | 2771.281 | 8107701 | no | no |  |  | no |  |  | 1294715.744 | 15339501.358 |  | -1
node_1294764_756_15342103_447 |  |  | PQ | AN | 2771.281 | 8107701 | no | no |  |  | no |  |  | 1294764.756 | 15342103.447 |  | -1
node_1294796_084_15343274_641 |  |  | PQ | AN | 2771.281 | 8107701 | no | no |  |  | no |  |  | 1294796.084 | 15343274.641 |  | -1
node_1294902_622_15339242_837 |  |  | PQ | AN | 2771.281 | 8107701 | no | no |  |  | no |  |  | 1294902.622 | 15339242.837 |  | -1
node_1294972_707_15338619_784 |  |  | PQ | AN | 2771.281 | 8107701 | no | no |  |  | no |  |  | 1294972.707 | 15338619.784 |  | -1
node_1295009_167_15338225_262 |  |  | PQ | AN | 2771.281 | 8107701 | no | no |  |  | no |  |  | 1295009.167 | 15338225.262 |  | -1
node_1295016_656_15362249_675 |  |  | PQ | AN | 2771.281 | 8107701 | no | no |  |  | no |  |  | 1295016.656 | 15362249.675 |  | -1
node_1295045_182_15343743_365 |  |  | PQ | AN | 2771.281 | 8107701 | no | no |  |  | no |  |  | 1295045.182 | 15343743.365 |  | -1
node_1295071_333_15366328_147 |  |  | PQ | AN | 2771.281 | 8107701 | no | no |  |  | no |  |  | 1295071.333 | 15366328.147 |  | -1
node_1295165_627_15338006_936 |  |  | PQ | AN | 2771.281 | 8107701 | no | no |  |  | no |  |  | 1295165.627 | 15338006.936 |  | -1
node_1295224_123_15338340_702 |  |  | PQ | AN | 2771.281 | 8107701 | no | no |  |  | no |  |  | 1295224.123 | 15338340.702 |  | -1
node_1295238_74_15341538_853 |  |  | PQ | AN | 2771.281 | 8107701 | no | no |  |  | no |  |  | 1295238.74 | 15341538.853 |  | -1
node_1295377_285_15344376_663 |  |  | PQ | AN | 2771.281 | 8107701 | no | no |  |  | no |  |  | 1295377.285 | 15344376.663 |  | -1
node_1295490_557_15340894_619 |  |  | PQ | AN | 2771.281 | 8107701 | no | no |  |  | no |  |  | 1295490.557 | 15340894.619 |  | -1
node_1295515_323_15337920_582 |  |  | PQ | AN | 2771.281 | 8107701 | no | no |  |  | no |  |  | 1295515.323 | 15337920.582 |  | -1
node_1295850_347_15337234_236 |  |  | PQ | AN | 2771.281 | 8107701 | no | no |  |  | no |  |  | 1295850.347 | 15337234.236 |  | -1
node_1295897_311_15363852_856 |  |  | PQ | AN | 2771.281 | 8107701 | no | no |  |  | no |  |  | 1295897.311 | 15363852.856 |  | -1
node_1296036_825_15345739_436 |  |  | PQ | AN | 2771.281 | 8107701 | no | no |  |  | no |  |  | 1296036.825 | 15345739.436 |  | -1
node_1296048_398_15339456_867 |  |  | PQ | AN | 2771.281 | 8107701 | no | no |  |  | no |  |  | 1296048.398 | 15339456.867 |  | -1
node_1296081_93_15346126_384 |  |  | PQ | AN | 2771.281 | 8107701 | no | no |  |  | no |  |  | 1296081.93 | 15346126.384 |  | -1
node_1296091_11_15365926_708 |  |  | PQ | AN | 2771.281 | 8107701 | no | no |  |  | no |  |  | 1296091.11 | 15365926.708 |  | -1
node_1296092_237_15337008_214 |  |  | PQ | AN | 2771.281 | 8107701 | no | no |  |  | no |  |  | 1296092.237 | 15337008.214 |  | -1
node_1296151_459_15339198_857 |  |  | PQ | AN | 2771.281 | 8107701 | no | no |  |  | no |  |  | 1296151.459 | 15339198.857 |  | -1
node_1296201_559_15339056_471 |  |  | PQ | AN | 2771.281 | 8107701 | no | no |  |  | no |  |  | 1296201.559 | 15339056.471 |  | -1
node_1296253_665_15347038_646 |  |  | PQ | AN | 2771.281 | 8107701 | no | no |  |  | no |  |  | 1296253.665 | 15347038.646 |  | -1
node_1296275_617_15347382_392 |  |  | PQ | AN | 2771.281 | 8107701 | no | no |  |  | no |  |  | 1296275.617 | 15347382.392 |  | -1
node_1296324_741_15347684_965 |  |  | PQ | AN | 2771.281 | 8107701 | no | no |  |  | no |  |  | 1296324.741 | 15347684.965 |  | -1
node_1296333_28_15338658_717 |  |  | PQ | AN | 2771.281 | 8107701 | no | no |  |  | no |  |  | 1296333.28 | 15338658.717 |  | -1
node_1296352_06_15345145_723 |  |  | PQ | AN | 2771.281 | 8107701 | no | no |  |  | no |  |  | 1296352.06 | 15345145.723 |  | -1
node_1296378_943_15338418_656 |  |  | PQ | AN | 2771.281 | 8107701 | no | no |  |  | no |  |  | 1296378.943 | 15338418.656 |  | -1
node_1296451_581_15349923_583 |  |  | PQ | AN | 2771.281 | 8107701 | no | no |  |  | no |  |  | 1296451.581 | 15349923.583 |  | -1
node_1296491_946_15348358_779 |  |  | PQ | AN | 2771.281 | 8107701 | no | no |  |  | no |  |  | 1296491.946 | 15348358.779 |  | -1
node_1296621_882_15347344_192 |  |  | PQ | AN | 2771.281 | 8107701 | no | no |  |  | no |  |  | 1296621.882 | 15347344.192 |  | -1
node_1296676_984_15349508_818 |  |  | PQ | AN | 2771.281 | 8107701 | no | no |  |  | no |  |  | 1296676.984 | 15349508.818 |  | -1
node_1296733_771_15338489_332 |  |  | PQ | AN | 2771.281 | 8107701 | no | no |  |  | no |  |  | 1296733.771 | 15338489.332 |  | -1
node_1296776_551_15338125_584 |  |  | PQ | AN | 2771.281 | 8107701 | no | no |  |  | no |  |  | 1296776.551 | 15338125.584 |  | -1
node_1296864_303_15346305_846 |  |  | PQ | AN | 2771.281 | 8107701 | no | no |  |  | no |  |  | 1296864.303 | 15346305.846 |  | -1
node_1296949_377_15364336_971 |  |  | PQ | AN | 2771.281 | 8107701 | no | no |  |  | no |  |  | 1296949.377 | 15364336.971 |  | -1
node_1296979_038_15350662_477 |  |  | PQ | AN | 2771.281 | 8107701 | no | no |  |  | no |  |  | 1296979.038 | 15350662.477 |  | -1
node_1297002_939_15338198_675 |  |  | PQ | AN | 2771.281 | 8107701 | no | no |  |  | no |  |  | 1297002.939 | 15338198.675 |  | -1
node_1297035_182_15350973_026 |  |  | PQ | AN | 2771.281 | 8107701 | no | no |  |  | no |  |  | 1297035.182 | 15350973.026 |  | -1
node_1297107_03_15347998_805 |  |  | PQ | AN | 2771.281 | 8107701 | no | no |  |  | no |  |  | 1297107.03 | 15347998.805 |  | -1
node_1297346_811_15338200_093 |  |  | PQ | AN | 2771.281 | 8107701 | no | no |  |  | no |  |  | 1297346.811 | 15338200.093 |  | -1
node_1297355_056_15335248_496 |  |  | PQ | AN | 2771.281 | 8107701 | no | no |  |  | no |  |  | 1297355.056 | 15335248.496 |  | -1
node_1297398_111_15349162_612 |  |  | PQ | AN | 2771.281 | 8107701 | no | no |  |  | no |  |  | 1297398.111 | 15349162.612 |  | -1
node_1297639_12_15334722_255 |  |  | PQ | AN | 2771.281 | 8107701 | no | no |  |  | no |  |  | 1297639.12 | 15334722.255 |  | -1
node_1297742_489_15364844_76 |  |  | PQ | AN | 2771.281 | 8107701 | no | no |  |  | no |  |  | 1297742.489 | 15364844.76 |  | -1
node_1297960_31_15334211_521 |  |  | PQ | AN | 2771.281 | 8107701 | no | no |  |  | no |  |  | 1297960.31 | 15334211.521 |  | -1
node_1297977_756_15337148_006 |  |  | PQ | AN | 2771.281 | 8107701 | no | no |  |  | no |  |  | 1297977.756 | 15337148.006 |  | -1
node_1298074_299_15337182_712 |  |  | PQ | AN | 2771.281 | 8107701 | no | no |  |  | no |  |  | 1298074.299 | 15337182.712 |  | -1
node_1298506_842_15336570_313 |  |  | PQ | AN | 2771.281 | 8107701 | no | no |  |  | no |  |  | 1298506.842 | 15336570.313 |  | -1
node_1298585_13_15336238_935 |  |  | PQ | AN | 2771.281 | 8107701 | no | no |  |  | no |  |  | 1298585.13 | 15336238.935 |  | -1
node_1298730_953_15335981_454 |  |  | PQ | AN | 2771.281 | 8107701 | no | no |  |  | no |  |  | 1298730.953 | 15335981.454 |  | -1
node_1298809_382_15333520_049 |  |  | PQ | AN | 2771.281 | 8107701 | no | no |  |  | no |  |  | 1298809.382 | 15333520.049 |  | -1
node_1298860_722_15335682_328 |  |  | PQ | AN | 2771.281 | 8107701 | no | no |  |  | no |  |  | 1298860.722 | 15335682.328 |  | -1
node_1299170_242_15335403_675 |  |  | PQ | AN | 2771.281 | 8107701 | no | no |  |  | no |  |  | 1299170.242 | 15335403.675 |  | -1
node_1299204_975_15331753_417 |  |  | PQ | AN | 2771.281 | 8107701 | no | no |  |  | no |  |  | 1299204.975 | 15331753.417 |  | -1
node_1299250_722_15335147_592 |  |  | PQ | AN | 2771.281 | 8107701 | no | no |  |  | no |  |  | 1299250.722 | 15335147.592 |  | -1
node_1299256_137_15334863_652 |  |  | PQ | AN | 2771.281 | 8107701 | no | no |  |  | no |  |  | 1299256.137 | 15334863.652 |  | -1
node_1299271_433_15335457_291 |  |  | PQ | AN | 2771.281 | 8107701 | no | no |  |  | no |  |  | 1299271.433 | 15335457.291 |  | -1
node_1299323_388_15332265_382 |  |  | PQ | AN | 2771.281 | 8107701 | no | no |  |  | no |  |  | 1299323.388 | 15332265.382 |  | -1
node_1299422_759_15334358_086 |  |  | PQ | AN | 2771.281 | 8107701 | no | no |  |  | no |  |  | 1299422.759 | 15334358.086 |  | -1
node_1299532_029_15333593_776 |  |  | PQ | AN | 2771.281 | 8107701 | no | no |  |  | no |  |  | 1299532.029 | 15333593.776 |  | -1
node_1299580_442_15331842_067 |  |  | PQ | AN | 2771.281 | 8107701 | no | no |  |  | no |  |  | 1299580.442 | 15331842.067 |  | -1
node_1299691_634_15331955_367 |  |  | PQ | AN | 2771.281 | 8107701 | no | no |  |  | no |  |  | 1299691.634 | 15331955.367 |  | -1
node_1299802_25_15331623_467 |  |  | PQ | AN | 2771.281 | 8107701 | no | no |  |  | no |  |  | 1299802.25 | 15331623.467 |  | -1
node_1299817_873_15334658_222 |  |  | PQ | AN | 2771.281 | 8107701 | no | no |  |  | no |  |  | 1299817.873 | 15334658.222 |  | -1
node_1300034_012_15331435_084 |  |  | PQ | AN | 2771.281 | 8107701 | no | no |  |  | no |  |  | 1300034.012 | 15331435.084 |  | -1
node_1300135_108_15334258_748 |  |  | PQ | AN | 2771.281 | 8107701 | no | no |  |  | no |  |  | 1300135.108 | 15334258.748 |  | -1
node_1300260_234_15331176_073 |  |  | PQ | AN | 2771.281 | 8107701 | no | no |  |  | no |  |  | 1300260.234 | 15331176.073 |  | -1
node_1300346_829_15333987_836 |  |  | PQ | AN | 2771.281 | 8107701 | no | no |  |  | no |  |  | 1300346.829 | 15333987.836 |  | -1
node_1300376_094_15329778_652 |  |  | PQ | AN | 2771.281 | 8107701 | no | no |  |  | no |  |  | 1300376.094 | 15329778.652 |  | -1
node_1300492_127_15330904_489 |  |  | PQ | AN | 2771.281 | 8107701 | no | no |  |  | no |  |  | 1300492.127 | 15330904.489 |  | -1
node_1300588_702_15330544_797 |  |  | PQ | AN | 2771.281 | 8107701 | no | no |  |  | no |  |  | 1300588.702 | 15330544.797 |  | -1
node_1300727_569_15333688_801 |  |  | PQ | AN | 2771.281 | 8107701 | no | no |  |  | no |  |  | 1300727.569 | 15333688.801 |  | -1
node_1300739_005_15333451_58 |  |  | PQ | AN | 2771.281 | 8107701 | no | no |  |  | no |  |  | 1300739.005 | 15333451.58 |  | -1
node_1300909_37_15333217_406 |  |  | PQ | AN | 2771.281 | 8107701 | no | no |  |  | no |  |  | 1300909.37 | 15333217.406 |  | -1
node_1301035_8_15364315_843 |  |  | PQ | AN | 2771.281 | 8107701 | no | no |  |  | no |  |  | 1301035.8 | 15364315.843 |  | -1
node_1301105_289_15363826_075 |  |  | PQ | AN | 2771.281 | 8107701 | no | no |  |  | no |  |  | 1301105.289 | 15363826.075 |  | -1
node_1301184_885_15332802_803 |  |  | PQ | AN | 2771.281 | 8107701 | no | no |  |  | no |  |  | 1301184.885 | 15332802.803 |  | -1
node_1301187_369_15333791_82 |  |  | PQ | AN | 2771.281 | 8107701 | no | no |  |  | no |  |  | 1301187.369 | 15333791.82 |  | -1
node_1301238_513_15363483_291 |  |  | PQ | AN | 2771.281 | 8107701 | no | no |  |  | no |  |  | 1301238.513 | 15363483.291 |  | -1
node_1301286_327_15363137_632 |  |  | PQ | AN | 2771.281 | 8107701 | no | no |  |  | no |  |  | 1301286.327 | 15363137.632 |  | -1
node_1301324_396_15362732_528 |  |  | PQ | AN | 2771.281 | 8107701 | no | no |  |  | no |  |  | 1301324.396 | 15362732.528 |  | -1
node_1301343_21_15341771_018 |  |  | PQ | AN | 2771.281 | 8107701 | no | no |  |  | no |  |  | 1301343.21 | 15341771.018 |  | -1
node_1301492_071_15362352_129 |  |  | PQ | AN | 2771.281 | 8107701 | no | no |  |  | no |  |  | 1301492.071 | 15362352.129 |  | -1
node_1301515_259_15361903_012 |  |  | PQ | AN | 2771.281 | 8107701 | no | no |  |  | no |  |  | 1301515.259 | 15361903.012 |  | -1
node_1301518_55_15362103_236 |  |  | PQ | AD | 2771.281 | 8107701 | no | no |  |  | no |  |  | 1301518.55 | 15362103.236 |  | -1
node_1301583_163_15331959_921 |  |  | PQ | ABCN | 19918.584 | 8107701 | no | no |  |  | no |  |  | 1301583.163 | 15331959.921 |  | -1
node_1301687_048_15329375_806 |  |  | PQ | AN | 2771.281 | 8107701 | no | no |  |  | no |  |  | 1301687.048 | 15329375.806 |  | -1
node_1301822_555_15340737_488 |  |  | PQ | AN | 2771.281 | 8107701 | no | no |  |  | no |  |  | 1301822.555 | 15340737.488 |  | -1
node_1301840_056_15357245_567 |  |  | PQ | AN | 2771.281 | 8107701 | no | no |  |  | no |  |  | 1301840.056 | 15357245.567 |  | -1
node_1301894_52_15360789_284 |  |  | PQ | AN | 2771.281 | 8107701 | no | no |  |  | no |  |  | 1301894.52 | 15360789.284 |  | -1
node_1302027_764_15330154_964 |  |  | PQ | ABCN | 19918.584 | 8107701 | no | no |  |  | no |  |  | 1302027.764 | 15330154.964 |  | -1
node_1302068_385_15340270_672 |  |  | PQ | AN | 2771.281 | 8107701 | no | no |  |  | no |  |  | 1302068.385 | 15340270.672 |  | -1
node_1302078_32_15359697_141 |  |  | PQ | AN | 2771.281 | 8107701 | no | no |  |  | no |  |  | 1302078.32 | 15359697.141 |  | -1
node_1302086_297_15343144_431 |  |  | PQ | AN | 2771.281 | 8107701 | no | no |  |  | no |  |  | 1302086.297 | 15343144.431 |  | -1
node_1302086_614_15339378_459 |  |  | PQ | AN | 2771.281 | 8107701 | no | no |  |  | no |  |  | 1302086.614 | 15339378.459 |  | -1
node_1302094_693_15329845_734 |  |  | PQ | ABCN | 19918.584 | 8107701 | no | no |  |  | no |  |  | 1302094.693 | 15329845.734 |  | -1
node_1302128_903_15359325_908 |  |  | PQ | AN | 2771.281 | 8107701 | no | no |  |  | no |  |  | 1302128.903 | 15359325.908 |  | -1
node_1302141_15_15329542_455 |  |  | PQ | ABCN | 19918.584 | 8107701 | no | no |  |  | no |  |  | 1302141.15 | 15329542.455 |  | -1
node_1302162_409_15331922_596 |  |  | PQ | ABCN | 19918.584 | 8107701 | no | no |  |  | no |  |  | 1302162.409 | 15331922.596 |  | -1
node_1302192_087_15338990_605 |  |  | PQ | AN | 2771.281 | 8107701 | no | no |  |  | no |  |  | 1302192.087 | 15338990.605 |  | -1
node_1302256_626_15357525_729 |  |  | PQ | AN | 2771.281 | 8107701 | no | no |  |  | no |  |  | 1302256.626 | 15357525.729 |  | -1
node_1302258_121_15358171_639 |  |  | PQ | AN | 2771.281 | 8107701 | no | no |  |  | no |  |  | 1302258.121 | 15358171.639 |  | -1
node_1302266_405_15357172_023 |  |  | PQ | AN | 2771.281 | 8107701 | no | no |  |  | no |  |  | 1302266.405 | 15357172.023 |  | -1
node_1302310_821_15358858_965 |  |  | PQ | AN | 2771.281 | 8107701 | no | no |  |  | no |  |  | 1302310.821 | 15358858.965 |  | -1
node_1302351_21_15341619_157 |  |  | PQ | AN | 2771.281 | 8107701 | no | no |  |  | no |  |  | 1302351.21 | 15341619.157 |  | -1
node_1302361_626_15329297_882 |  |  | PQ | ABCN | 19918.584 | 8107701 | no | no |  |  | no |  |  | 1302361.626 | 15329297.882 |  | -1
node_1302444_83_15322381_085 |  |  | PQ | AN | 19918.584 | 8107701 | no | no |  |  | no |  |  | 1302444.83 | 15322381.085 |  | -1
node_1302452_419_15327584_09 |  |  | PQ | ABCN | 19918.584 | 8107701 | no | no |  |  | no |  |  | 1302452.419 | 15327584.09 |  | -1
node_1302505_53_15324655_143 |  |  | PQ | ABCN | 19918.584 | 8107701 | no | no |  |  | no |  |  | 1302505.53 | 15324655.143 |  | -1
node_1302505_205_15355474_494 |  |  | PQ | AN | 2771.281 | 8107701 | no | no |  |  | no |  |  | 1302505.205 | 15355474.494 |  | -1
node_1302575_071_15325525_532 |  |  | PQ | ABCN | 19918.584 | 8107701 | no | no |  |  | no |  |  | 1302575.071 | 15325525.532 |  | -1
node_1302576_36_15323317_999 |  |  | PQ | AN | 19918.584 | 8107701 | no | no |  |  | no |  |  | 1302576.36 | 15323317.999 |  | -1
node_1302588_592_15325851_953 |  |  | PQ | ABCN | 19918.584 | 8107701 | no | no |  |  | no |  |  | 1302588.592 | 15325851.953 |  | -1
node_1302597_623_15328193_265 |  |  | PQ | ABCN | 19918.584 | 8107701 | no | no |  |  | no |  |  | 1302597.623 | 15328193.265 |  | -1
node_1302598_169_15328462_763 |  |  | PQ | ABCN | 19918.584 | 8107701 | no | no |  |  | no |  |  | 1302598.169 | 15328462.763 |  | -1
node_1302602_988_15326403_23 |  |  | PQ | ABCN | 19918.584 | 8107701 | no | no |  |  | no |  |  | 1302602.988 | 15326403.23 |  | -1
node_1302603_705_15329073_662 |  |  | PQ | ABCN | 19918.584 | 8107701 | no | no |  |  | no |  |  | 1302603.705 | 15329073.662 |  | -1
node_1302608_066_15353853_453 |  |  | PQ | AN | 2771.281 | 8107701 | no | no |  |  | no |  |  | 1302608.066 | 15353853.453 |  | -1
node_1302614_593_15327080_948 |  |  | PQ | ABCN | 19918.584 | 8107701 | no | no |  |  | no |  |  | 1302614.593 | 15327080.948 |  | -1
node_1302615_834_15342936_735 |  |  | PQ | AN | 2771.281 | 8107701 | no | no |  |  | no |  |  | 1302615.834 | 15342936.735 |  | -1
node_1302632_854_15327502_988 |  |  | PQ | ABCN | 19918.584 | 8107701 | no | no |  |  | no |  |  | 1302632.854 | 15327502.988 |  | -1
node_1302640_756_15323971_604 |  |  | PQ | ABCN | 19918.584 | 8107701 | no | no |  |  | no |  |  | 1302640.756 | 15323971.604 |  | -1
node_1302658_384_15362950_574 |  |  | PQ | AN | 2771.281 | 8107701 | no | no |  |  | no |  |  | 1302658.384 | 15362950.574 |  | -1
node_1302658_948_15327345_179 |  |  | PQ | ABCN | 19918.584 | 8107701 | no | no |  |  | no |  |  | 1302658.948 | 15327345.179 |  | -1
node_1302661_417_15327318_788 |  |  | PQ | ABCN | 19918.584 | 8107701 | no | no |  |  | no |  |  | 1302661.417 | 15327318.788 |  | -1
node_1302675_825_15323437_865 |  |  | PQ | ABCN | 19918.584 | 8107701 | no | no |  |  | no |  |  | 1302675.825 | 15323437.865 |  | -1
node_1302680_387_15363307_782 |  |  | PQ | AN | 2771.281 | 8107701 | no | no |  |  | no |  |  | 1302680.387 | 15363307.782 |  | -1
node_1302712_261_15322794_029 |  |  | PQ | ABCN | 19918.584 | 8107701 | no | no |  |  | no |  |  | 1302712.261 | 15322794.029 |  | -1
node_1302715_361_15326006_467 |  |  | PQ | AN | 19918.584 | 8107701 | no | no |  |  | no |  |  | 1302715.361 | 15326006.467 |  | -1
node_1302734_141_15322460_203 |  |  | PQ | ABCN | 19918.584 | 8107701 | no | no |  |  | no |  |  | 1302734.141 | 15322460.203 |  | -1
node_1302753_77_15321203_156 |  |  | PQ | ABCN | 19918.584 | 8107701 | no | no |  |  | no |  |  | 1302753.77 | 15321203.156 |  | -1
node_1302764_823_15321859_751 |  |  | PQ | ABCN | 19918.584 | 8107701 | no | no |  |  | no |  |  | 1302764.823 | 15321859.751 |  | -1
node_1302819_298_15354966_515 |  |  | PQ | AN | 2771.281 | 8107701 | no | no |  |  | no |  |  | 1302819.298 | 15354966.515 |  | -1
node_1302826_378_15329547_236 |  |  | PQ | ABCN | 19918.584 | 8107701 | no | no |  |  | no |  |  | 1302826.378 | 15329547.236 |  | -1
node_1302831_926_15362588_851 |  |  | PQ | AN | 2771.281 | 8107701 | no | no |  |  | no |  |  | 1302831.926 | 15362588.851 |  | -1
node_1302969_052_15353842_831 |  |  | PQ | AN | 2771.281 | 8107701 | no | no |  |  | no |  |  | 1302969.052 | 15353842.831 |  | -1
node_1303013_352_15353276_103 |  |  | PQ | AN | 2771.281 | 8107701 | no | no |  |  | no |  |  | 1303013.352 | 15353276.103 |  | -1
node_1303039_969_15329993_554 |  |  | PQ | ABCN | 19918.584 | 8107701 | no | no |  |  | no |  |  | 1303039.969 | 15329993.554 |  | -1
node_1303058_637_15358843_326 |  |  | PQ | AN | 2771.281 | 8107701 | no | no |  |  | no |  |  | 1303058.637 | 15358843.326 |  | -1
node_1303081_365_15361149_705 |  |  | PQ | AN | 2771.281 | 8107701 | no | no |  |  | no |  |  | 1303081.365 | 15361149.705 |  | -1
node_1303104_963_15329430_778 |  |  | PQ | AN | 19918.584 | 8107701 | no | no |  |  | no |  |  | 1303104.963 | 15329430.778 |  | -1
node_1303129_077_15329283_685 |  |  | PQ | AN | 7199.558 | 8107701 | no | no |  |  | no |  |  | 1303129.077 | 15329283.685 |  | -1
node_1303138_87_15330202_703 |  |  | PQ | ABCN | 19918.584 | 8107701 | no | no |  |  | no |  |  | 1303138.87 | 15330202.703 |  | -1
node_1303176_503_15351755_956 |  |  | PQ | AN | 2771.281 | 8107701 | no | no |  |  | no |  |  | 1303176.503 | 15351755.956 |  | -1
node_1303286_291_15360480_471 |  |  | PQ | AN | 2771.281 | 8107701 | no | no |  |  | no |  |  | 1303286.291 | 15360480.471 |  | -1
node_1303317_816_15351470_448 |  |  | PQ | AN | 2771.281 | 8107701 | no | no |  |  | no |  |  | 1303317.816 | 15351470.448 |  | -1
node_1303359_777_15351094_551 |  |  | PQ | AN | 2771.281 | 8107701 | no | no |  |  | no |  |  | 1303359.777 | 15351094.551 |  | -1
node_1303362_537_15329701_049 |  |  | PQ | AN | 19918.584 | 8107701 | no | no |  |  | no |  |  | 1303362.537 | 15329701.049 |  | -1
node_1303438_87_15358862_481 |  |  | PQ | AN | 2771.281 | 8107701 | no | no |  |  | no |  |  | 1303438.87 | 15358862.481 |  | -1
node_1303449_081_15359330_791 |  |  | PQ | AN | 2771.281 | 8107701 | no | no |  |  | no |  |  | 1303449.081 | 15359330.791 |  | -1
node_1303462_835_15329312_963 |  |  | PQ | AN | 7199.558 | 8107701 | no | no |  |  | no |  |  | 1303462.835 | 15329312.963 |  | -1
node_1303527_128_15359680_47 |  |  | PQ | AN | 2771.281 | 8107701 | no | no |  |  | no |  |  | 1303527.128 | 15359680.47 |  | -1
node_1303536_775_15329455_941 |  |  | PQ | AN | 19918.584 | 8107701 | no | no |  |  | no |  |  | 1303536.775 | 15329455.941 |  | -1
node_1303634_038_15360891_429 |  |  | PQ | AN | 2771.281 | 8107701 | no | no |  |  | no |  |  | 1303634.038 | 15360891.429 |  | -1
node_1303670_256_15330702_907 |  |  | PQ | ABCN | 19918.584 | 8107701 | no | no |  |  | no |  |  | 1303670.256 | 15330702.907 |  | -1
node_1303729_099_15355955_641 |  |  | PQ | AN | 2771.281 | 8107701 | no | no |  |  | no |  |  | 1303729.099 | 15355955.641 |  | -1
node_1303777_671_15350138_97 |  |  | PQ | AN | 2771.281 | 8107701 | no | no |  |  | no |  |  | 1303777.671 | 15350138.97 |  | -1
node_1303827_186_15351260_281 |  |  | PQ | AN | 2771.281 | 8107701 | no | no |  |  | no |  |  | 1303827.186 | 15351260.281 |  | -1
node_1303847_973_15358903_034 |  |  | PQ | AN | 2771.281 | 8107701 | no | no |  |  | no |  |  | 1303847.973 | 15358903.034 |  | -1
node_1303931_242_15357527_795 |  |  | PQ | AN | 2771.281 | 8107701 | no | no |  |  | no |  |  | 1303931.242 | 15357527.795 |  | -1
node_1303960_45_15357004_229 |  |  | PQ | AN | 2771.281 | 8107701 | no | no |  |  | no |  |  | 1303960.45 | 15357004.229 |  | -1
node_1303970_515_15330461_605 |  |  | PQ | AN | 2771.281 | 8107701 | no | no |  |  | no |  |  | 1303970.515 | 15330461.605 |  | -1
node_1304009_943_15358938_502 |  |  | PQ | AN | 2771.281 | 8107701 | no | no |  |  | no |  |  | 1304009.943 | 15358938.502 |  | -1
node_1304046_038_15356640_928 |  |  | PQ | AN | 2771.281 | 8107701 | no | no |  |  | no |  |  | 1304046.038 | 15356640.928 |  | -1
node_1304064_957_15356189_25 |  |  | PQ | AN | 2771.281 | 8107701 | no | no |  |  | no |  |  | 1304064.957 | 15356189.25 |  | -1
node_1304083_532_15355795_956 |  |  | PQ | AN | 2771.281 | 8107701 | no | no |  |  | no |  |  | 1304083.532 | 15355795.956 |  | -1
node_1304156_076_15331543_178 |  |  | PQ | ABCN | 19918.584 | 8107701 | no | no |  |  | no |  |  | 1304156.076 | 15331543.178 |  | -1
node_1304170_185_15331563_92 |  |  | PQ | ABCN | 19918.584 | 8107701 | no | no |  |  | no |  |  | 1304170.185 | 15331563.92 |  | -1
node_1304202_786_15355218_211 |  |  | PQ | AN | 2771.281 | 8107701 | no | no |  |  | no |  |  | 1304202.786 | 15355218.211 |  | -1
node_1304259_578_15354067_943 |  |  | PQ | AN | 2771.281 | 8107701 | no | no |  |  | no |  |  | 1304259.578 | 15354067.943 |  | -1
node_1304280_331_15353679_023 |  |  | PQ | AN | 2771.281 | 8107701 | no | no |  |  | no |  |  | 1304280.331 | 15353679.023 |  | -1
node_1304294_31_15331778_274 |  |  | PQ | ABCN | 19918.584 | 8107701 | no | no |  |  | no |  |  | 1304294.31 | 15331778.274 |  | -1
node_1304324_253_15351858_463 |  |  | PQ | AN | 2771.281 | 8107701 | no | no |  |  | no |  |  | 1304324.253 | 15351858.463 |  | -1
node_1304339_474_15353293_631 |  |  | PQ | AN | 2771.281 | 8107701 | no | no |  |  | no |  |  | 1304339.474 | 15353293.631 |  | -1
node_1304361_512_15346642_758 |  |  | PQ | AN | 2771.281 | 8107701 | no | no |  |  | no |  |  | 1304361.512 | 15346642.758 |  | -1
node_1304385_458_15347106_286 |  |  | PQ | AN | 2771.281 | 8107701 | no | no |  |  | no |  |  | 1304385.458 | 15347106.286 |  | -1
node_1304431_707_15330323_417 |  |  | PQ | AN | 2771.281 | 8107701 | no | no |  |  | no |  |  | 1304431.707 | 15330323.417 |  | -1
node_1304462_161_15352812_863 |  |  | PQ | AN | 2771.281 | 8107701 | no | no |  |  | no |  |  | 1304462.161 | 15352812.863 |  | -1
node_1304473_582_15345874_543 |  |  | PQ | AN | 2771.281 | 8107701 | no | no |  |  | no |  |  | 1304473.582 | 15345874.543 |  | -1
node_1304500_876_15348051_24 |  |  | PQ | AN | 2771.281 | 8107701 | no | no |  |  | no |  |  | 1304500.876 | 15348051.24 |  | -1
node_1304523_774_15336668_484 |  |  | PQ | AN | 19918.584 | 8107701 | no | no |  |  | no |  |  | 1304523.774 | 15336668.484 |  | -1
node_1304557_806_15352448_303 |  |  | PQ | AN | 2771.281 | 8107701 | no | no |  |  | no |  |  | 1304557.806 | 15352448.303 |  | -1
node_1304563_266_15330550_842 |  |  | PQ | AN | 2771.281 | 8107701 | no | no |  |  | no |  |  | 1304563.266 | 15330550.842 |  | -1
node_1304607_654_15345626_927 |  |  | PQ | AN | 2771.281 | 8107701 | no | no |  |  | no |  |  | 1304607.654 | 15345626.927 |  | -1
node_1304624_498_15352200_109 |  |  | PQ | AN | 2771.281 | 8107701 | no | no |  |  | no |  |  | 1304624.498 | 15352200.109 |  | -1
node_1304668_58_15351802_192 |  |  | PQ | AN | 2771.281 | 8107701 | no | no |  |  | no |  |  | 1304668.58 | 15351802.192 |  | -1
node_1304724_513_15332616_534 |  |  | PQ | ABCN | 19918.584 | 8107701 | no | no |  |  | no |  |  | 1304724.513 | 15332616.534 |  | -1
node_1304794_127_15333734_368 |  |  | PQ | AN | 19918.584 | 8107701 | no | no |  |  | no |  |  | 1304794.127 | 15333734.368 |  | -1
node_1304798_956_15336686_589 |  |  | PQ | AN | 19918.584 | 8107701 | no | no |  |  | no |  |  | 1304798.956 | 15336686.589 |  | -1
node_1304799_742_15344510_621 |  |  | PQ | AN | 2771.281 | 8107701 | no | no |  |  | no |  |  | 1304799.742 | 15344510.621 |  | -1
node_1304812_032_15344240_632 |  |  | PQ | AN | 2771.281 | 8107701 | no | no |  |  | no |  |  | 1304812.032 | 15344240.632 |  | -1
node_1304820_682_15350297_184 |  |  | PQ | AN | 2771.281 | 8107701 | no | no |  |  | no |  |  | 1304820.682 | 15350297.184 |  | -1
node_1304825_465_15351441_792 |  |  | PQ | AN | 2771.281 | 8107701 | no | no |  |  | no |  |  | 1304825.465 | 15351441.792 |  | -1
node_1304832_404_15330699_313 |  |  | PQ | AN | 2771.281 | 8107701 | no | no |  |  | no |  |  | 1304832.404 | 15330699.313 |  | -1
node_1304836_182_15332844_451 |  |  | PQ | ABCN | 19918.584 | 8107701 | no | no |  |  | no |  |  | 1304836.182 | 15332844.451 |  | -1
node_1304903_695_15350701_876 |  |  | PQ | AN | 2771.281 | 8107701 | no | no |  |  | no |  |  | 1304903.695 | 15350701.876 |  | -1
node_1304990_908_15343991_547 |  |  | PQ | AN | 2771.281 | 8107701 | no | no |  |  | no |  |  | 1304990.908 | 15343991.547 |  | -1
node_1305060_978_15333432_18 |  |  | PQ | ABCN | 19918.584 | 8107701 | no | no |  |  | no |  |  | 1305060.978 | 15333432.18 |  | -1
node_1305088_405_15350007_063 |  |  | PQ | AN | 2771.281 | 8107701 | no | no |  |  | no |  |  | 1305088.405 | 15350007.063 |  | -1
node_1305091_355_15343378_707 |  |  | PQ | AN | 2771.281 | 8107701 | no | no |  |  | no |  |  | 1305091.355 | 15343378.707 |  | -1
node_1305108_253_15338809_597 |  |  | PQ | AN | 2771.281 | 8107701 | no | no |  |  | no |  |  | 1305108.253 | 15338809.597 |  | -1
node_1305125_717_15352579_212 |  |  | PQ | AN | 2771.281 | 8107701 | no | no |  |  | no |  |  | 1305125.717 | 15352579.212 |  | -1
node_1305178_175_15349550_149 |  |  | PQ | AD | 2771.281 | 8107701 | no | no |  |  | no |  |  | 1305178.175 | 15349550.149 |  | -1
node_1305181_385_15339333_394 |  |  | PQ | AN | 2771.281 | 8107701 | no | no |  |  | no |  |  | 1305181.385 | 15339333.394 |  | -1
node_1305195_381_15343036_054 |  |  | PQ | AN | 2771.281 | 8107701 | no | no |  |  | no |  |  | 1305195.381 | 15343036.054 |  | -1
node_1305228_822_15349177_795 |  |  | PQ | AN | 2771.281 | 8107701 | no | no |  |  | no |  |  | 1305228.822 | 15349177.795 |  | -1
node_1305233_744_15348674_837 |  |  | PQ | AN | 2771.281 | 8107701 | no | no |  |  | no |  |  | 1305233.744 | 15348674.837 |  | -1
node_1305264_434_15341216_206 |  |  | PQ | AN | 2771.281 | 8107701 | no | no |  |  | no |  |  | 1305264.434 | 15341216.206 |  | -1
node_1305265_314_15338266_504 |  |  | PQ | AN | 2771.281 | 8107701 | no | no |  |  | no |  |  | 1305265.314 | 15338266.504 |  | -1
node_1305275_2_15339851_316 |  |  | PQ | AN | 2771.281 | 8107701 | no | no |  |  | no |  |  | 1305275.2 | 15339851.316 |  | -1
node_1305329_141_15340572_841 |  |  | PQ | AN | 2771.281 | 8107701 | no | no |  |  | no |  |  | 1305329.141 | 15340572.841 |  | -1
node_1305332_041_15340550_39 |  |  | PQ | AN | 2771.281 | 8107701 | no | no |  |  | no |  |  | 1305332.041 | 15340550.39 |  | -1
node_1305348_802_15331998_698 |  |  | PQ | AN | 2771.281 | 8107701 | no | no |  |  | no |  |  | 1305348.802 | 15331998.698 |  | -1
node_1305377_412_15347749_7 |  |  | PQ | AN | 2771.281 | 8107701 | no | no |  |  | no |  |  | 1305377.412 | 15347749.7 |  | -1
node_1305394_159_15338028_808 |  |  | PQ | AN | 2771.281 | 8107701 | no | no |  |  | no |  |  | 1305394.159 | 15338028.808 |  | -1
node_1305402_92_15336004_96 |  |  | PQ | ABCN | 19918.584 | 8107701 | no | no |  |  | no |  |  | 1305402.92 | 15336004.96 |  | -1
node_1305403_202_15334931_95 |  |  | PQ | ABCN | 19918.584 | 8107701 | no | no |  |  | no |  |  | 1305403.202 | 15334931.95 |  | -1
node_1305407_858_15336563_269 |  |  | PQ | ABCN | 19918.584 | 8107701 | no | no |  |  | no |  |  | 1305407.858 | 15336563.269 |  | -1
node_1305408_948_15342596_735 |  |  | PQ | AN | 2771.281 | 8107701 | no | no |  |  | no |  |  | 1305408.948 | 15342596.735 |  | -1
node_1305429_125_15335342_537 |  |  | PQ | ABCN | 19918.584 | 8107701 | no | no |  |  | no |  |  | 1305429.125 | 15335342.537 |  | -1
node_1305490_105_15337715_276 |  |  | PQ | AN | 2771.281 | 8107701 | no | no |  |  | no |  |  | 1305490.105 | 15337715.276 |  | -1
node_1305502_819_15347373_744 |  |  | PQ | AN | 2771.281 | 8107701 | no | no |  |  | no |  |  | 1305502.819 | 15347373.744 |  | -1
node_1305530_269_15332299_341 |  |  | PQ | AN | 2771.281 | 8107701 | no | no |  |  | no |  |  | 1305530.269 | 15332299.341 |  | -1
node_1305611_552_15336971_393 |  |  | PQ | ABCN | 19918.584 | 8107701 | no | no |  |  | no |  |  | 1305611.552 | 15336971.393 |  | -1
node_1305628_398_15337388_15 |  |  | PQ | ABCN | 19918.584 | 8107701 | no | no |  |  | no |  |  | 1305628.398 | 15337388.15 |  | -1
node_1305646_553_15332626_659 |  |  | PQ | AN | 2771.281 | 8107701 | no | no |  |  | no |  |  | 1305646.553 | 15332626.659 |  | -1
node_1305730_524_15331484_366 |  |  | PQ | AN | 2771.281 | 8107701 | no | no |  |  | no |  |  | 1305730.524 | 15331484.366 |  | -1
node_1305761_096_15337604_59 |  |  | PQ | ABCN | 19918.584 | 8107701 | no | no |  |  | no |  |  | 1305761.096 | 15337604.59 |  | -1
node_1305771_154_15345042_143 |  |  | PQ | AN | 2771.281 | 8107701 | no | no |  |  | no |  |  | 1305771.154 | 15345042.143 |  | -1
node_1305779_161_15345553_467 |  |  | PQ | AN | 2771.281 | 8107701 | no | no |  |  | no |  |  | 1305779.161 | 15345553.467 |  | -1
node_1305785_933_15346563_197 |  |  | PQ | AN | 2771.281 | 8107701 | no | no |  |  | no |  |  | 1305785.933 | 15346563.197 |  | -1
node_1305805_892_15337792_358 |  |  | PQ | ABCN | 19918.584 | 8107701 | no | no |  |  | no |  |  | 1305805.892 | 15337792.358 |  | -1
node_1305822_752_15346253_791 |  |  | PQ | AN | 2771.281 | 8107701 | no | no |  |  | no |  |  | 1305822.752 | 15346253.791 |  | -1
node_1305857_644_15344847_72 |  |  | PQ | AN | 2771.281 | 8107701 | no | no |  |  | no |  |  | 1305857.644 | 15344847.72 |  | -1
node_1305870_853_15338195_845 |  |  | PQ | ABCN | 19918.584 | 8107701 | no | no |  |  | no |  |  | 1305870.853 | 15338195.845 |  | -1
node_1305942_987_15333101_351 |  |  | PQ | AN | 2771.281 | 8107701 | no | no |  |  | no |  |  | 1305942.987 | 15333101.351 |  | -1
node_1305995_522_15344245_611 |  |  | PQ | AN | 2771.281 | 8107701 | no | no |  |  | no |  |  | 1305995.522 | 15344245.611 |  | -1
node_1306067_968_15343616_35 |  |  | PQ | AN | 2771.281 | 8107701 | no | no |  |  | no |  |  | 1306067.968 | 15343616.35 |  | -1
node_1306071_197_15339036_96 |  |  | PQ | ABCN | 19918.584 | 8107701 | no | no |  |  | no |  |  | 1306071.197 | 15339036.96 |  | -1
node_1306140_05_15339696_475 |  |  | PQ | ABCN | 19918.584 | 8107701 | no | no |  |  | no |  |  | 1306140.05 | 15339696.475 |  | -1
node_1306151_988_15343286_635 |  |  | PQ | AN | 2771.281 | 8107701 | no | no |  |  | no |  |  | 1306151.988 | 15343286.635 |  | -1
node_1306171_145_15340138 |  |  | PQ | ABCN | 19918.584 | 8107701 | no | no |  |  | no |  |  | 1306171.145 | 15340138 |  | -1
node_1306285_46_15342856_522 |  |  | PQ | AN | 2771.281 | 8107701 | no | no |  |  | no |  |  | 1306285.46 | 15342856.522 |  | -1
node_1306304_054_15341233_887 |  |  | PQ | ABCN | 19918.584 | 8107701 | no | no |  |  | no |  |  | 1306304.054 | 15341233.887 |  | -1
node_1306304_101_15341207_26 |  |  | PQ | ABCN | 19918.584 | 8107701 | no | no |  |  | no |  |  | 1306304.101 | 15341207.26 |  | -1
node_1306314_407_15332991_54 |  |  | PQ | AN | 2771.281 | 8107701 | no | no |  |  | no |  |  | 1306314.407 | 15332991.54 |  | -1
node_1306370_922_15342713_419 |  |  | PQ | AN | 2771.281 | 8107701 | no | no |  |  | no |  |  | 1306370.922 | 15342713.419 |  | -1
node_1306426_673_15334454_843 |  |  | PQ | AN | 2771.281 | 8107701 | no | no |  |  | no |  |  | 1306426.673 | 15334454.843 |  | -1
node_1306518_245_15334831_923 |  |  | PQ | AN | 2771.281 | 8107701 | no | no |  |  | no |  |  | 1306518.245 | 15334831.923 |  | -1
node_1306729_359_15345880_443 |  |  | PQ | AN | 2771.281 | 8107701 | no | no |  |  | no |  |  | 1306729.359 | 15345880.443 |  | -1
node_1307229_58_15330774_692 |  |  | PQ | AN | 2771.281 | 8107701 | no | no |  |  | no |  |  | 1307229.58 | 15330774.692 |  | -1
node_8107701_200887935 |  |  | PQ | AN | 2771.281 | 8107701 | no | no |  |  | no |  |  | 1303053.544 | 15358875.864 |  | -1
node_8107701_200887937 |  |  | PQ | AD | 2771.281 | 8107701 | no | no |  |  | no |  |  | 1302719.497 | 15358848.512 |  | -1
node_8107701_200888519 |  |  | PQ | AD | 2771.281 | 8107701 | no | no |  |  | no |  |  | 1303667.776 | 15358040.23 |  | -1
node_8107701_200888520 |  |  | PQ | AD | 2771.281 | 8107701 | no | no |  |  | no |  |  | 1303553.042 | 15358524.403 |  | -1
node_8107701_200888521 |  |  | PQ | AN | 2771.281 | 8107701 | no | no |  |  | no |  |  | 1303455.662 | 15358895.385 |  | -1
node_8107701_200888522 |  |  | PQ | AN | 2771.281 | 8107701 | no | no |  |  | no |  |  | 1303844.37 | 15358934.253 |  | -1
node_8107701_200888523 |  |  | PQ | AN | 2771.281 | 8107701 | no | no |  |  | no |  |  | 1303974.563 | 15358943.739 |  | -1
node_8107701_200888524 |  |  | PQ | AN | 2771.281 | 8107701 | no | no |  |  | no |  |  | 1303482.085 | 15359339.431 |  | -1
node_8107701_200888526 |  |  | PQ | AD | 2771.281 | 8107701 | no | no |  |  | no |  |  | 1303488.723 | 15359554.379 |  | -1
node_8107701_200888527 |  |  | PQ | AN | 2771.281 | 8107701 | no | no |  |  | no |  |  | 1303484.495 | 15359679.459 |  | -1
node_8107701_200888529 |  |  | PQ | AD | 2771.281 | 8107701 | no | no |  |  | no |  |  | 1303361.776 | 15360068.474 |  | -1
node_8107701_200888530 |  |  | PQ | AN | 2771.281 | 8107701 | no | no |  |  | no |  |  | 1303237.212 | 15360456.969 |  | -1
node_8107701_200888531 |  |  | PQ | AD | 2771.281 | 8107701 | no | no |  |  | no |  |  | 1303144.642 | 15360799.618 |  | -1
node_8107701_200888534 |  |  | PQ | AN | 2771.281 | 8107701 | no | no |  |  | no |  |  | 1303055.171 | 15361143.84 |  | -1
node_8107701_200888535 |  |  | PQ | AD | 2771.281 | 8107701 | no | no |  |  | no |  |  | 1302966.998 | 15361513.191 |  | -1
node_8107701_200888536 |  |  | PQ | AD | 2771.281 | 8107701 | no | no |  |  | no |  |  | 1302905.354 | 15361875.945 |  | -1
node_8107701_200888537 |  |  | PQ | AD | 2771.281 | 8107701 | no | no |  |  | no |  |  | 1302840.412 | 15362237.94 |  | -1
node_8107701_200888538 |  |  | PQ | AN | 2771.281 | 8107701 | no | no |  |  | no |  |  | 1302796.053 | 15362589.724 |  | -1
node_8107701_200888539 |  |  | PQ | AN | 2771.281 | 8107701 | no | no |  |  | no |  |  | 1302686.179 | 15362971.572 |  | -1
node_8107701_200888540 |  |  | PQ | AN | 2771.281 | 8107701 | no | no |  |  | no |  |  | 1302691.24 | 15363279.213 |  | -1
node_8107701_200888856 |  |  | PQ | AN | 7199.558 | 8107701 | no | no |  |  | no |  |  | 1303429.038 | 15329319.164 |  | -1
node_8107701_200888921 |  |  | PQ | ABCN | 19918.584 | 8107701 | no | no |  |  | no |  |  | 1302163.663 | 15329561.326 |  | -1
node_8107701_200888922 |  |  | PQ | AN | 2771.281 | 8107701 | no | no |  |  | no |  |  | 1300320.046 | 15333963.425 |  | -1
node_8107701_200888923 |  |  | PQ | AN | 2771.281 | 8107701 | no | no |  |  | no |  |  | 1300107.455 | 15334234.229 |  | -1
node_8107701_200888924 |  |  | PQ | AD | 2771.281 | 8107701 | no | no |  |  | no |  |  | 1299951.408 | 15334431.004 |  | -1
node_8107701_200888925 |  |  | PQ | AN | 2771.281 | 8107701 | no | no |  |  | no |  |  | 1299801.47 | 15334629.819 |  | -1
node_8107701_200888926 |  |  | PQ | AD | 2771.281 | 8107701 | no | no |  |  | no |  |  | 1299532.355 | 15334670.574 |  | -1
node_8107701_200888927 |  |  | PQ | AN | 2771.281 | 8107701 | no | no |  |  | no |  |  | 1299433.955 | 15334386.665 |  | -1
node_8107701_200888928 |  |  | PQ | AN | 2771.281 | 8107701 | no | no |  |  | no |  |  | 1299281.681 | 15334879.09 |  | -1
node_8107701_200888929 |  |  | PQ | AN | 2771.281 | 8107701 | no | no |  |  | no |  |  | 1299238.952 | 15335101.969 |  | -1
node_8107701_200888931 |  |  | PQ | AN | 2771.281 | 8107701 | no | no |  |  | no |  |  | 1299137.065 | 15335387.662 |  | -1
node_8107701_200888932 |  |  | PQ | AD | 2771.281 | 8107701 | no | no |  |  | no |  |  | 1299008.842 | 15335648.349 |  | -1
node_8107701_200888933 |  |  | PQ | AN | 2771.281 | 8107701 | no | no |  |  | no |  |  | 1299245.814 | 15335469.668 |  | -1
node_8107701_200888934 |  |  | PQ | AN | 2771.281 | 8107701 | no | no |  |  | no |  |  | 1298762.292 | 15336004.565 |  | -1
node_8107701_200888936 |  |  | PQ | AN | 2771.281 | 8107701 | no | no |  |  | no |  |  | 1298615.463 | 15336248.772 |  | -1
node_8107701_200888938 |  |  | PQ | AN | 2771.281 | 8107701 | no | no |  |  | no |  |  | 1298467.918 | 15336544.475 |  | -1
node_8107701_200888939 |  |  | PQ | AD | 2771.281 | 8107701 | no | no |  |  | no |  |  | 1298219.001 | 15336840.352 |  | -1
node_8107701_200888940 |  |  | PQ | AN | 2771.281 | 8107701 | no | no |  |  | no |  |  | 1298078.11 | 15337153.448 |  | -1
node_8107701_200888941 |  |  | PQ | AN | 2771.281 | 8107701 | no | no |  |  | no |  |  | 1297953.726 | 15337119.343 |  | -1
node_8107701_200888942 |  |  | PQ | ABCN | 19918.584 | 8107701 | no | no |  |  | no |  |  | 1302055.72 | 15329840.411 |  | -1
node_8107701_200888945 |  |  | PQ | AD | 2771.281 | 8107701 | no | no |  |  | no |  |  | 1297349.598 | 15337761.058 |  | -1
node_8107701_200888946 |  |  | PQ | AD | 2771.281 | 8107701 | no | no |  |  | no |  |  | 1297149.828 | 15337988.167 |  | -1
node_8107701_200888947 |  |  | PQ | AN | 2771.281 | 8107701 | no | no |  |  | no |  |  | 1297319.911 | 15338174.266 |  | -1
node_8107701_200888948 |  |  | PQ | AN | 2771.281 | 8107701 | no | no |  |  | no |  |  | 1296971.763 | 15338180.227 |  | -1
node_8107701_200888950 |  |  | PQ | AN | 2771.281 | 8107701 | no | no |  |  | no |  |  | 1296806.575 | 15338131.499 |  | -1
node_8107701_200888951 |  |  | PQ | AN | 2771.281 | 8107701 | no | no |  |  | no |  |  | 1296704.768 | 15338468.437 |  | -1
node_8107701_200888952 |  |  | PQ | AN | 2771.281 | 8107701 | no | no |  |  | no |  |  | 1296404.644 | 15338435.036 |  | -1
node_8107701_200888953 |  |  | PQ | AD | 2771.281 | 8107701 | no | no |  |  | no |  |  | 1296478.901 | 15338704.608 |  | -1
node_8107701_200888954 |  |  | PQ | AN | 2771.281 | 8107701 | no | no |  |  | no |  |  | 1296172.332 | 15339040.952 |  | -1
node_8107701_200888955 |  |  | PQ | AN | 2771.281 | 8107701 | no | no |  |  | no |  |  | 1296115.965 | 15339193.972 |  | -1
node_8107701_200888956 |  |  | PQ | AN | 2771.281 | 8107701 | no | no |  |  | no |  |  | 1296014.643 | 15339448.609 |  | -1
node_8107701_200888957 |  |  | PQ | AD | 2771.281 | 8107701 | no | no |  |  | no |  |  | 1295966.77 | 15339571.245 |  | -1
node_8107701_200888958 |  |  | PQ | AD | 2771.281 | 8107701 | no | no |  |  | no |  |  | 1295839.124 | 15339902.318 |  | -1
node_8107701_200888959 |  |  | PQ | AD | 2771.281 | 8107701 | no | no |  |  | no |  |  | 1295682.765 | 15340297.904 |  | -1
node_8107701_200888960 |  |  | PQ | AN | 2771.281 | 8107701 | no | no |  |  | no |  |  | 1295453.468 | 15340884.411 |  | -1
node_8107701_200888961 |  |  | PQ | ABCN | 19918.584 | 8107701 | no | no |  |  | no |  |  | 1301992.367 | 15330146.723 |  | -1
node_8107701_200888962 |  |  | PQ | ABCN | 19918.584 | 8107701 | no | no |  |  | no |  |  | 1301914.309 | 15330416.954 |  | -1
node_8107701_200888963 |  |  | PQ | AN | 2771.281 | 8107701 | no | no |  |  | no |  |  | 1295211.676 | 15341527.399 |  | -1
node_8107701_200888964 |  |  | PQ | AD | 2771.281 | 8107701 | no | no |  |  | no |  |  | 1295046.696 | 15341722.819 |  | -1
node_8107701_200888965 |  |  | PQ | AD | 2771.281 | 8107701 | no | no |  |  | no |  |  | 1294819.49 | 15341989.242 |  | -1
node_8107701_200888966 |  |  | PQ | AN | 2771.281 | 8107701 | no | no |  |  | no |  |  | 1294733.085 | 15342087.44 |  | -1
node_8107701_200888968 |  |  | PQ | AN | 2771.281 | 8107701 | no | no |  |  | no |  |  | 1294476.798 | 15342376.408 |  | -1
node_8107701_200888969 |  |  | PQ | AN | 2771.281 | 8107701 | no | no |  |  | no |  |  | 1294358.895 | 15342531.547 |  | -1
node_8107701_200888970 |  |  | PQ | AD | 2771.281 | 8107701 | no | no |  |  | no |  |  | 1294091.908 | 15342842.139 |  | -1
node_8107701_200888971 |  |  | PQ | AN | 2771.281 | 8107701 | no | no |  |  | no |  |  | 1293826.184 | 15343152.732 |  | -1
node_8107701_200888972 |  |  | PQ | AD | 2771.281 | 8107701 | no | no |  |  | no |  |  | 1293456.133 | 15343589.457 |  | -1
node_8107701_200888973 |  |  | PQ | AD | 2771.281 | 8107701 | no | no |  |  | no |  |  | 1293092.348 | 15344028.63 |  | -1
node_8107701_200888974 |  |  | PQ | AD | 2771.281 | 8107701 | no | no |  |  | no |  |  | 1292816.555 | 15344332.543 |  | -1
node_8107701_200888975 |  |  | PQ | ABCN | 19918.584 | 8107701 | no | no |  |  | no |  |  | 1301897.001 | 15330676.872 |  | -1
node_8107701_200888976 |  |  | PQ | ABCN | 19918.584 | 8107701 | no | no |  |  | no |  |  | 1301843.978 | 15330973.995 |  | -1
node_8107701_200888977 |  |  | PQ | AD | 2771.281 | 8107701 | no | no |  |  | no |  |  | 1292516.29 | 15344674.623 |  | -1
node_8107701_200888979 |  |  | PQ | AD | 2771.281 | 8107701 | no | no |  |  | no |  |  | 1291925.215 | 15345375.808 |  | -1
node_8107701_200888980 |  |  | PQ | AN | 2771.281 | 8107701 | no | no |  |  | no |  |  | 1292238.804 | 15345554.216 |  | -1
node_8107701_200888981 |  |  | PQ | AN | 2771.281 | 8107701 | no | no |  |  | no |  |  | 1292556.171 | 15345725.45 |  | -1
node_8107701_200888982 |  |  | PQ | AD | 2771.281 | 8107701 | no | no |  |  | no |  |  | 1292899.539 | 15345908.085 |  | -1
node_8107701_200888983 |  |  | PQ | AN | 2771.281 | 8107701 | no | no |  |  | no |  |  | 1293105.276 | 15346033.721 |  | -1
node_8107701_200888984 |  |  | PQ | AN | 2771.281 | 8107701 | no | no |  |  | no |  |  | 1291748.162 | 15345706.902 |  | -1
node_8107701_200888985 |  |  | PQ | AD | 2771.281 | 8107701 | no | no |  |  | no |  |  | 1291562.229 | 15346059.931 |  | -1
node_8107701_200888986 |  |  | PQ | AD | 2771.281 | 8107701 | no | no |  |  | no |  |  | 1291387.394 | 15346345.484 |  | -1
node_8107701_200888987 |  |  | PQ | AD | 2771.281 | 8107701 | no | no |  |  | no |  |  | 1291273.763 | 15346745.195 |  | -1
node_8107701_200888988 |  |  | PQ | AD | 2771.281 | 8107701 | no | no |  |  | no |  |  | 1291115.186 | 15347144.966 |  | -1
node_8107701_200888989 |  |  | PQ | AN | 2771.281 | 8107701 | no | no |  |  | no |  |  | 1290984.456 | 15347526.35 |  | -1
node_8107701_200888990 |  |  | PQ | AN | 2771.281 | 8107701 | no | no |  |  | no |  |  | 1290919.556 | 15347736.037 |  | -1
node_8107701_200888991 |  |  | PQ | AD | 2771.281 | 8107701 | no | no |  |  | no |  |  | 1290875.826 | 15347832.305 |  | -1
node_8107701_200888992 |  |  | PQ | ABCN | 19918.584 | 8107701 | no | no |  |  | no |  |  | 1301774.623 | 15331307.68 |  | -1
node_8107701_200888993 |  |  | PQ | ABCN | 19918.584 | 8107701 | no | no |  |  | no |  |  | 1301694.356 | 15331638.002 |  | -1
node_8107701_200888994 |  |  | PQ | AD | 2771.281 | 8107701 | no | no |  |  | no |  |  | 1290731.469 | 15348195.52 |  | -1
node_8107701_200888995 |  |  | PQ | AD | 2771.281 | 8107701 | no | no |  |  | no |  |  | 1290626.964 | 15348519.892 |  | -1
node_8107701_200888996 |  |  | PQ | AD | 2771.281 | 8107701 | no | no |  |  | no |  |  | 1291070.479 | 15348608.338 |  | -1
node_8107701_200888997 |  |  | PQ | AN | 2771.281 | 8107701 | no | no |  |  | no |  |  | 1291451.429 | 15348688.108 |  | -1
node_8107701_200888998 |  |  | PQ | AD | 2771.281 | 8107701 | no | no |  |  | no |  |  | 1290511.072 | 15348823.717 |  | -1
node_8107701_200888999 |  |  | PQ | AN | 2771.281 | 8107701 | no | no |  |  | no |  |  | 1290406.357 | 15349147.199 |  | -1
node_8107701_200889000 |  |  | PQ | AD | 2771.281 | 8107701 | no | no |  |  | no |  |  | 1290206.789 | 15349735.11 |  | -1
node_8107701_200889001 |  |  | PQ | AD | 2771.281 | 8107701 | no | no |  |  | no |  |  | 1290170.215 | 15349938.353 |  | -1
node_8107701_200889003 |  |  | PQ | AD | 2771.281 | 8107701 | no | no |  |  | no |  |  | 1290244.07 | 15350694.309 |  | -1
node_8107701_200889004 |  |  | PQ | AD | 2771.281 | 8107701 | no | no |  |  | no |  |  | 1290318.59 | 15351099.06 |  | -1
node_8107701_200889005 |  |  | PQ | AD | 2771.281 | 8107701 | no | no |  |  | no |  |  | 1290541.204 | 15351509.133 |  | -1
node_8107701_200889006 |  |  | PQ | ABCN | 19918.584 | 8107701 | no | no |  |  | no |  |  | 1301598.803 | 15331972.93 |  | -1
node_8107701_200889007 |  |  | PQ | ABCN | 19918.584 | 8107701 | no | no |  |  | no |  |  | 1301623.635 | 15332010.411 |  | -1
node_8107701_200889008 |  |  | PQ | ABCN | 19918.584 | 8107701 | no | no |  |  | no |  |  | 1301733.554 | 15332167.645 |  | -1
node_8107701_200889009 |  |  | PQ | ABCN | 19918.584 | 8107701 | no | no |  |  | no |  |  | 1301891.371 | 15331910.181 |  | -1
node_8107701_200889010 |  |  | PQ | ABCN | 19918.584 | 8107701 | no | no |  |  | no |  |  | 1302134.1 | 15331944.873 |  | -1
node_8107701_200889011 |  |  | PQ | AN | 2771.281 | 8107701 | no | no |  |  | no |  |  | 1301454.31 | 15332278.643 |  | -1
node_8107701_200889012 |  |  | PQ | AD | 2771.281 | 8107701 | no | no |  |  | no |  |  | 1290657.889 | 15351870.277 |  | -1
node_8107701_200889013 |  |  | PQ | AD | 2771.281 | 8107701 | no | no |  |  | no |  |  | 1290729.122 | 15352105.596 |  | -1
node_8107701_200889014 |  |  | PQ | AN | 2771.281 | 8107701 | no | no |  |  | no |  |  | 1290860.49 | 15352496.593 |  | -1
node_8107701_200889015 |  |  | PQ | AD | 2771.281 | 8107701 | no | no |  |  | no |  |  | 1291019.37 | 15352862.052 |  | -1
node_8107701_200889016 |  |  | PQ | AD | 2771.281 | 8107701 | no | no |  |  | no |  |  | 1291107.399 | 15353169.917 |  | -1
node_8107701_200889017 |  |  | PQ | AD | 2771.281 | 8107701 | no | no |  |  | no |  |  | 1291239.807 | 15353534.366 |  | -1
node_8107701_200889018 |  |  | PQ | AN | 2771.281 | 8107701 | no | no |  |  | no |  |  | 1291410.818 | 15353420.283 |  | -1
node_8107701_200889019 |  |  | PQ | AD | 2771.281 | 8107701 | no | no |  |  | no |  |  | 1291350.446 | 15354038.743 |  | -1
node_8107701_200889020 |  |  | PQ | AN | 2771.281 | 8107701 | no | no |  |  | no |  |  | 1291462.189 | 15354503.785 |  | -1
node_8107701_200889021 |  |  | PQ | AN | 2771.281 | 8107701 | no | no |  |  | no |  |  | 1291622.826 | 15355058.56 |  | -1
node_8107701_200889022 |  |  | PQ | AN | 2771.281 | 8107701 | no | no |  |  | no |  |  | 1291662.758 | 15355435.586 |  | -1
node_8107701_200889023 |  |  | PQ | AD | 2771.281 | 8107701 | no | no |  |  | no |  |  | 1301305.975 | 15332581.943 |  | -1
node_8107701_200889024 |  |  | PQ | AN | 2771.281 | 8107701 | no | no |  |  | no |  |  | 1301153.279 | 15332777.324 |  | -1
node_8107701_200889026 |  |  | PQ | AN | 2771.281 | 8107701 | no | no |  |  | no |  |  | 1291327.924 | 15355740.9 |  | -1
node_8107701_200889029 |  |  | PQ | AD | 2771.281 | 8107701 | no | no |  |  | no |  |  | 1291065.871 | 15356413.659 |  | -1
node_8107701_200889031 |  |  | PQ | AN | 2771.281 | 8107701 | no | no |  |  | no |  |  | 1290924.9 | 15356730.433 |  | -1
node_8107701_200889032 |  |  | PQ | AN | 2771.281 | 8107701 | no | no |  |  | no |  |  | 1290676.351 | 15357138.129 |  | -1
node_8107701_200889033 |  |  | PQ | AD | 2771.281 | 8107701 | no | no |  |  | no |  |  | 1290472.678 | 15357400.696 |  | -1
node_8107701_200889034 |  |  | PQ | AN | 2771.281 | 8107701 | no | no |  |  | no |  |  | 1290287.417 | 15357675.623 |  | -1
node_8107701_200889035 |  |  | PQ | AN | 2771.281 | 8107701 | no | no |  |  | no |  |  | 1289965.601 | 15358174.873 |  | -1
node_8107701_200889036 |  |  | PQ | AD | 2771.281 | 8107701 | no | no |  |  | no |  |  | 1289767.923 | 15358423.125 |  | -1
node_8107701_200889037 |  |  | PQ | AD | 2771.281 | 8107701 | no | no |  |  | no |  |  | 1289586.746 | 15358678.916 |  | -1
node_8107701_200889038 |  |  | PQ | AD | 2771.281 | 8107701 | no | no |  |  | no |  |  | 1301021.035 | 15332992.033 |  | -1
node_8107701_200889039 |  |  | PQ | AN | 2771.281 | 8107701 | no | no |  |  | no |  |  | 1300878.705 | 15333202.611 |  | -1
node_8107701_200889040 |  |  | PQ | AD | 2771.281 | 8107701 | no | no |  |  | no |  |  | 1289424.303 | 15358930.558 |  | -1
node_8107701_200889041 |  |  | PQ | AD | 2771.281 | 8107701 | no | no |  |  | no |  |  | 1288880.178 | 15358858.862 |  | -1
node_8107701_200889042 |  |  | PQ | AD | 2771.281 | 8107701 | no | no |  |  | no |  |  | 1288340.42 | 15358828.082 |  | -1
node_8107701_200889043 |  |  | PQ | AN | 2771.281 | 8107701 | no | no |  |  | no |  |  | 1287993.145 | 15359106.912 |  | -1
node_8107701_200889045 |  |  | PQ | AD | 2771.281 | 8107701 | no | no |  |  | no |  |  | 1287634.148 | 15359408.128 |  | -1
node_8107701_200889046 |  |  | PQ | AN | 2771.281 | 8107701 | no | no |  |  | no |  |  | 1287314.45 | 15359638.328 |  | -1
node_8107701_200889048 |  |  | PQ | AN | 2771.281 | 8107701 | no | no |  |  | no |  |  | 1287060.38 | 15359875.928 |  | -1
node_8107701_200889049 |  |  | PQ | AN | 2771.281 | 8107701 | no | no |  |  | no |  |  | 1286805.63 | 15360083.689 |  | -1
node_8107701_200889050 |  |  | PQ | AN | 2771.281 | 8107701 | no | no |  |  | no |  |  | 1286654.624 | 15360420.683 |  | -1
node_8107701_200889052 |  |  | PQ | AN | 2771.281 | 8107701 | no | no |  |  | no |  |  | 1286510.32 | 15360632.369 |  | -1
node_8107701_200889054 |  |  | PQ | AN | 2771.281 | 8107701 | no | no |  |  | no |  |  | 1300710.123 | 15333434.93 |  | -1
node_8107701_200889056 |  |  | PQ | AN | 2771.281 | 8107701 | no | no |  |  | no |  |  | 1286397.063 | 15360850.64 |  | -1
node_8107701_200889057 |  |  | PQ | AN | 2771.281 | 8107701 | no | no |  |  | no |  |  | 1286272.963 | 15361065.065 |  | -1
node_8107701_200889058 |  |  | PQ | AN | 2771.281 | 8107701 | no | no |  |  | no |  |  | 1286574.006 | 15361158.24 |  | -1
node_8107701_200889059 |  |  | PQ | AN | 2771.281 | 8107701 | no | no |  |  | no |  |  | 1286181.208 | 15361389.548 |  | -1
node_8107701_200889061 |  |  | PQ | AD | 2771.281 | 8107701 | no | no |  |  | no |  |  | 1286065.551 | 15361754.406 |  | -1
node_8107701_200889062 |  |  | PQ | AD | 2771.281 | 8107701 | no | no |  |  | no |  |  | 1285956.776 | 15362137.846 |  | -1
node_8107701_200889063 |  |  | PQ | AN | 2771.281 | 8107701 | no | no |  |  | no |  |  | 1285863.689 | 15362506.849 |  | -1
node_8107701_200889064 |  |  | PQ | AN | 2771.281 | 8107701 | no | no |  |  | no |  |  | 1285433.343 | 15362517.818 |  | -1
node_8107701_200889066 |  |  | PQ | AN | 2771.281 | 8107701 | no | no |  |  | no |  |  | 1296572.51 | 15346419.917 |  | -1
node_8107701_200889067 |  |  | PQ | AN | 2771.281 | 8107701 | no | no |  |  | no |  |  | 1296835.473 | 15346303.129 |  | -1
node_8107701_200889068 |  |  | PQ | AD | 2771.281 | 8107701 | no | no |  |  | no |  |  | 1294597.907 | 15342986.488 |  | -1
node_8107701_200889069 |  |  | PQ | AN | 2771.281 | 8107701 | no | no |  |  | no |  |  | 1296064.011 | 15345733.756 |  | -1
node_8107701_200889071 |  |  | PQ | AN | 2771.281 | 8107701 | no | no |  |  | no |  |  | 1296120.196 | 15346115.977 |  | -1
node_8107701_200889073 |  |  | PQ | AD | 2771.281 | 8107701 | no | no |  |  | no |  |  | 1296148.288 | 15346460.527 |  | -1
node_8107701_200889074 |  |  | PQ | AD | 2771.281 | 8107701 | no | no |  |  | no |  |  | 1296285.345 | 15346476.083 |  | -1
node_8107701_200889075 |  |  | PQ | AD | 2771.281 | 8107701 | no | no |  |  | no |  |  | 1296203.34 | 15346784.19 |  | -1
node_8107701_200889076 |  |  | PQ | AN | 2771.281 | 8107701 | no | no |  |  | no |  |  | 1296218.134 | 15347038.588 |  | -1
node_8107701_200889077 |  |  | PQ | AN | 2771.281 | 8107701 | no | no |  |  | no |  |  | 1296312.329 | 15347371.235 |  | -1
node_8107701_200889078 |  |  | PQ | AN | 2771.281 | 8107701 | no | no |  |  | no |  |  | 1296541.428 | 15347348.33 |  | -1
node_8107701_200889079 |  |  | PQ | AN | 2771.281 | 8107701 | no | no |  |  | no |  |  | 1296357.641 | 15347679.433 |  | -1
node_8107701_200889081 |  |  | PQ | AD | 2771.281 | 8107701 | no | no |  |  | no |  |  | 1296401.119 | 15347943.917 |  | -1
node_8107701_200889082 |  |  | PQ | AD | 2771.281 | 8107701 | no | no |  |  | no |  |  | 1296738.925 | 15347981.385 |  | -1
node_8107701_200889083 |  |  | PQ | AN | 2771.281 | 8107701 | no | no |  |  | no |  |  | 1297074.59 | 15347998.62 |  | -1
node_8107701_200889084 |  |  | PQ | AN | 2771.281 | 8107701 | no | no |  |  | no |  |  | 1296455.207 | 15348358.797 |  | -1
node_8107701_200889086 |  |  | PQ | AD | 2771.281 | 8107701 | no | no |  |  | no |  |  | 1296513.343 | 15348757.824 |  | -1
node_8107701_200889087 |  |  | PQ | AD | 2771.281 | 8107701 | no | no |  |  | no |  |  | 1296421.846 | 15348774.597 |  | -1
node_8107701_200889088 |  |  | PQ | AD | 2771.281 | 8107701 | no | no |  |  | no |  |  | 1296424.249 | 15349119.289 |  | -1
node_8107701_200889089 |  |  | PQ | AN | 2771.281 | 8107701 | no | no |  |  | no |  |  | 1294774.336 | 15343315.475 |  | -1
node_8107701_200889090 |  |  | PQ | AN | 2771.281 | 8107701 | no | no |  |  | no |  |  | 1296576.61 | 15349148.387 |  | -1
node_8107701_200889091 |  |  | PQ | AN | 2771.281 | 8107701 | no | no |  |  | no |  |  | 1296639.387 | 15349511.313 |  | -1
node_8107701_200889092 |  |  | PQ | AD | 2771.281 | 8107701 | no | no |  |  | no |  |  | 1296714.8 | 15349870.014 |  | -1
node_8107701_200889093 |  |  | PQ | AN | 2771.281 | 8107701 | no | no |  |  | no |  |  | 1296517.461 | 15349912.177 |  | -1
node_8107701_200889094 |  |  | PQ | AD | 2771.281 | 8107701 | no | no |  |  | no |  |  | 1296822.692 | 15350284.144 |  | -1
node_8107701_200889095 |  |  | PQ | AN | 2771.281 | 8107701 | no | no |  |  | no |  |  | 1296935.735 | 15350678.736 |  | -1
node_8107701_200889096 |  |  | PQ | AN | 2771.281 | 8107701 | no | no |  |  | no |  |  | 1297032.884 | 15350933.708 |  | -1
node_8107701_200889097 |  |  | PQ | AD | 2771.281 | 8107701 | no | no |  |  | no |  |  | 1294898.841 | 15343537.469 |  | -1
node_8107701_200889098 |  |  | PQ | AN | 2771.281 | 8107701 | no | no |  |  | no |  |  | 1295019.109 | 15343761.347 |  | -1
node_8107701_200889099 |  |  | PQ | AD | 2771.281 | 8107701 | no | no |  |  | no |  |  | 1295186.297 | 15344127.424 |  | -1
node_8107701_200889100 |  |  | PQ | AN | 2771.281 | 8107701 | no | no |  |  | no |  |  | 1295348.272 | 15344400.048 |  | -1
node_8107701_200889102 |  |  | PQ | AD | 2771.281 | 8107701 | no | no |  |  | no |  |  | 1295559.367 | 15344802.516 |  | -1
node_8107701_200889103 |  |  | PQ | AD | 2771.281 | 8107701 | no | no |  |  | no |  |  | 1295706.18 | 15345082.943 |  | -1
node_8107701_200889104 |  |  | PQ | AD | 2771.281 | 8107701 | no | no |  |  | no |  |  | 1295870.171 | 15345365.729 |  | -1
node_8107701_200889105 |  |  | PQ | AD | 2771.281 | 8107701 | no | no |  |  | no |  |  | 1296094.586 | 15345281.93 |  | -1
node_8107701_200889106 |  |  | PQ | AN | 2771.281 | 8107701 | no | no |  |  | no |  |  | 1296324.583 | 15345160.138 |  | -1
node_8107701_200889108 |  |  | PQ | AN | 2771.281 | 8107701 | no | no |  |  | no |  |  | 1290792.264 | 15347399.668 |  | -1
node_8107701_200889113 |  |  | PQ | AD | 2771.281 | 8107701 | no | no |  |  | no |  |  | 1290568.961 | 15347259.936 |  | -1
node_8107701_200889114 |  |  | PQ | AD | 2771.281 | 8107701 | no | no |  |  | no |  |  | 1286992.361 | 15346502.347 |  | -1
node_8107701_200889115 |  |  | PQ | AN | 2771.281 | 8107701 | no | no |  |  | no |  |  | 1286734.85 | 15346521.695 |  | -1
node_8107701_200889116 |  |  | PQ | AN | 2771.281 | 8107701 | no | no |  |  | no |  |  | 1286281.902 | 15346615.053 |  | -1
node_8107701_200889117 |  |  | PQ | AD | 2771.281 | 8107701 | no | no |  |  | no |  |  | 1285833.289 | 15346704.051 |  | -1
node_8107701_200889118 |  |  | PQ | AN | 2771.281 | 8107701 | no | no |  |  | no |  |  | 1285400.933 | 15346828.664 |  | -1
node_8107701_200889119 |  |  | PQ | AD | 2771.281 | 8107701 | no | no |  |  | no |  |  | 1285121.284 | 15346970.475 |  | -1
node_8107701_200889120 |  |  | PQ | AN | 2771.281 | 8107701 | no | no |  |  | no |  |  | 1285133.491 | 15347213.978 |  | -1
node_8107701_200889121 |  |  | PQ | AD | 2771.281 | 8107701 | no | no |  |  | no |  |  | 1284752.5 | 15347140.932 |  | -1
node_8107701_200889122 |  |  | PQ | AD | 2771.281 | 8107701 | no | no |  |  | no |  |  | 1284862.796 | 15346973.939 |  | -1
node_8107701_200889123 |  |  | PQ | AN | 2771.281 | 8107701 | no | no |  |  | no |  |  | 1284991.742 | 15346797.583 |  | -1
node_8107701_200889124 |  |  | PQ | AN | 2771.281 | 8107701 | no | no |  |  | no |  |  | 1284986.992 | 15346781.812 |  | -1
node_8107701_200889125 |  |  | PQ | AD | 2771.281 | 8107701 | no | no |  |  | no |  |  | 1285278.682 | 15346646.202 |  | -1
node_8107701_200889126 |  |  | PQ | AN | 2771.281 | 8107701 | no | no |  |  | no |  |  | 1285580.422 | 15346541.58 |  | -1
node_8107701_200889128 |  |  | PQ | AN | 2771.281 | 8107701 | no | no |  |  | no |  |  | 1284456.852 | 15347299.504 |  | -1
node_8107701_200889130 |  |  | PQ | AN | 2771.281 | 8107701 | no | no |  |  | no |  |  | 1284055.995 | 15347453.637 |  | -1
node_8107701_200889131 |  |  | PQ | AN | 2771.281 | 8107701 | no | no |  |  | no |  |  | 1284068.991 | 15347488.278 |  | -1
node_8107701_200889132 |  |  | PQ | AD | 2771.281 | 8107701 | no | no |  |  | no |  |  | 1283710.453 | 15347629.819 |  | -1
node_8107701_200889133 |  |  | PQ | AD | 2771.281 | 8107701 | no | no |  |  | no |  |  | 1290276.323 | 15347051.001 |  | -1
node_8107701_200889134 |  |  | PQ | AD | 2771.281 | 8107701 | no | no |  |  | no |  |  | 1283411.027 | 15347779.352 |  | -1
node_8107701_200889135 |  |  | PQ | AN | 2771.281 | 8107701 | no | no |  |  | no |  |  | 1283023.778 | 15347853.328 |  | -1
node_8107701_200889136 |  |  | PQ | AD | 2771.281 | 8107701 | no | no |  |  | no |  |  | 1282639.046 | 15347932.208 |  | -1
node_8107701_200889137 |  |  | PQ | AN | 2771.281 | 8107701 | no | no |  |  | no |  |  | 1282377.262 | 15347842.158 |  | -1
node_8107701_200889138 |  |  | PQ | AD | 2771.281 | 8107701 | no | no |  |  | no |  |  | 1282127.782 | 15347692.542 |  | -1
node_8107701_200889139 |  |  | PQ | AD | 2771.281 | 8107701 | no | no |  |  | no |  |  | 1281944.85 | 15347410.423 |  | -1
node_8107701_200889140 |  |  | PQ | AD | 2771.281 | 8107701 | no | no |  |  | no |  |  | 1281631.532 | 15347352.771 |  | -1
node_8107701_200889141 |  |  | PQ | AD | 2771.281 | 8107701 | no | no |  |  | no |  |  | 1281291.849 | 15347321.457 |  | -1
node_8107701_200889142 |  |  | PQ | AN | 2771.281 | 8107701 | no | no |  |  | no |  |  | 1280968.925 | 15347414.102 |  | -1
node_8107701_200889143 |  |  | PQ | AN | 2771.281 | 8107701 | no | no |  |  | no |  |  | 1280972.318 | 15347683.022 |  | -1
node_8107701_200889146 |  |  | PQ | AN | 2771.281 | 8107701 | no | no |  |  | no |  |  | 1280623.216 | 15347436.903 |  | -1
node_8107701_200889147 |  |  | PQ | AD | 2771.281 | 8107701 | no | no |  |  | no |  |  | 1289904.947 | 15346808.918 |  | -1
node_8107701_200889148 |  |  | PQ | AN | 2771.281 | 8107701 | no | no |  |  | no |  |  | 1289883.47 | 15346536.861 |  | -1
node_8107701_200889149 |  |  | PQ | AN | 2771.281 | 8107701 | no | no |  |  | no |  |  | 1280338.603 | 15347323.774 |  | -1
node_8107701_200889150 |  |  | PQ | AN | 2771.281 | 8107701 | no | no |  |  | no |  |  | 1280099.071 | 15347109.288 |  | -1
node_8107701_200889151 |  |  | PQ | AN | 2771.281 | 8107701 | no | no |  |  | no |  |  | 1289429.663 | 15346690.048 |  | -1
node_8107701_200889152 |  |  | PQ | AN | 2771.281 | 8107701 | no | no |  |  | no |  |  | 1288982.692 | 15346572.697 |  | -1
node_8107701_200889153 |  |  | PQ | AD | 2771.281 | 8107701 | no | no |  |  | no |  |  | 1288410.788 | 15346450.883 |  | -1
node_8107701_200889154 |  |  | PQ | AN | 2771.281 | 8107701 | no | no |  |  | no |  |  | 1288053.423 | 15346356.565 |  | -1
node_8107701_200889156 |  |  | PQ | AN | 2771.281 | 8107701 | no | no |  |  | no |  |  | 1287660.316 | 15346475.51 |  | -1
node_8107701_200889157 |  |  | PQ | AD | 2771.281 | 8107701 | no | no |  |  | no |  |  | 1287373.344 | 15346485.438 |  | -1
node_8107701_200889158 |  |  | PQ | AD | 2771.281 | 8107701 | no | no |  |  | no |  |  | 1287189.01 | 15346506.916 |  | -1
node_8107701_200889159 |  |  | PQ | AN | 2771.281 | 8107701 | no | no |  |  | no |  |  | 1302339.429 | 15358857.702 |  | -1
node_8107701_200889161 |  |  | PQ | AD | 2771.281 | 8107701 | no | no |  |  | no |  |  | 1302221.446 | 15358467.716 |  | -1
node_8107701_200889163 |  |  | PQ | AN | 2771.281 | 8107701 | no | no |  |  | no |  |  | 1302229.946 | 15358173.45 |  | -1
node_8107701_200889164 |  |  | PQ | AD | 2771.281 | 8107701 | no | no |  |  | no |  |  | 1302232.819 | 15357790.134 |  | -1
node_8107701_200889165 |  |  | PQ | AN | 2771.281 | 8107701 | no | no |  |  | no |  |  | 1302240.769 | 15357504.516 |  | -1
node_8107701_200889167 |  |  | PQ | AN | 2771.281 | 8107701 | no | no |  |  | no |  |  | 1302253.465 | 15357208.778 |  | -1
node_8107701_200889168 |  |  | PQ | AD | 2771.281 | 8107701 | no | no |  |  | no |  |  | 1302202.585 | 15357237.443 |  | -1
node_8107701_200889169 |  |  | PQ | AN | 2771.281 | 8107701 | no | no |  |  | no |  |  | 1301888.331 | 15357252.741 |  | -1
node_8107701_200889170 |  |  | PQ | AD | 2771.281 | 8107701 | no | no |  |  | no |  |  | 1294816.993 | 15337978.897 |  | -1
node_8107701_200889171 |  |  | PQ | AD | 2771.281 | 8107701 | no | no |  |  | no |  |  | 1294511.549 | 15337876.352 |  | -1
node_8107701_200889172 |  |  | PQ | AD | 2771.281 | 8107701 | no | no |  |  | no |  |  | 1295875.154 | 15339014.839 |  | -1
node_8107701_200889173 |  |  | PQ | AD | 2771.281 | 8107701 | no | no |  |  | no |  |  | 1295625.719 | 15339008.106 |  | -1
node_8107701_200889174 |  |  | PQ | AD | 2771.281 | 8107701 | no | no |  |  | no |  |  | 1295254.424 | 15338974.225 |  | -1
node_8107701_200889175 |  |  | PQ | AD | 2771.281 | 8107701 | no | no |  |  | no |  |  | 1294947.087 | 15338938.25 |  | -1
node_8107701_200889180 |  |  | PQ | AN | 2771.281 | 8107701 | no | no |  |  | no |  |  | 1295038.886 | 15338239.14 |  | -1
node_8107701_200889181 |  |  | PQ | AN | 2771.281 | 8107701 | no | no |  |  | no |  |  | 1295136.914 | 15338022.791 |  | -1
node_8107701_200889231 |  |  | PQ | AD | 2771.281 | 8107701 | no | no |  |  | no |  |  | 1302175.482 | 15358757.638 |  | -1
node_8107701_200889232 |  |  | PQ | AD | 2771.281 | 8107701 | no | no |  |  | no |  |  | 1302136.329 | 15359019.521 |  | -1
node_8107701_200889233 |  |  | PQ | AN | 2771.281 | 8107701 | no | no |  |  | no |  |  | 1301451.088 | 15362349.026 |  | -1
node_8107701_200889234 |  |  | PQ | AN | 2771.281 | 8107701 | no | no |  |  | no |  |  | 1301353.023 | 15362745.045 |  | -1
node_8107701_200889236 |  |  | PQ | AN | 2771.281 | 8107701 | no | no |  |  | no |  |  | 1301259.378 | 15363139.606 |  | -1
node_8107701_200889237 |  |  | PQ | AN | 2771.281 | 8107701 | no | no |  |  | no |  |  | 1301204.239 | 15363485.175 |  | -1
node_8107701_200889238 |  |  | PQ | AN | 2771.281 | 8107701 | no | no |  |  | no |  |  | 1301126.453 | 15363830.839 |  | -1
node_8107701_200889240 |  |  | PQ | AN | 2771.281 | 8107701 | no | no |  |  | no |  |  | 1301061.952 | 15364301.627 |  | -1
node_8107701_200889241 |  |  | PQ | AN | 2771.281 | 8107701 | no | no |  |  | no |  |  | 1302088.561 | 15359313.858 |  | -1
node_8107701_200889242 |  |  | PQ | AN | 2771.281 | 8107701 | no | no |  |  | no |  |  | 1302034.265 | 15359690.978 |  | -1
node_8107701_200889243 |  |  | PQ | AD | 2771.281 | 8107701 | no | no |  |  | no |  |  | 1301971.222 | 15360072.247 |  | -1
node_8107701_200889244 |  |  | PQ | AD | 2771.281 | 8107701 | no | no |  |  | no |  |  | 1301874.064 | 15360470.895 |  | -1
node_8107701_200889245 |  |  | PQ | AN | 2771.281 | 8107701 | no | no |  |  | no |  |  | 1301849.796 | 15360784.515 |  | -1
node_8107701_200889246 |  |  | PQ | AD | 2771.281 | 8107701 | no | no |  |  | no |  |  | 1301763.486 | 15361207.009 |  | -1
node_8107701_200889247 |  |  | PQ | AD | 2771.281 | 8107701 | no | no |  |  | no |  |  | 1301679.658 | 15361554.643 |  | -1
node_8107701_200889248 |  |  | PQ | AN | 2771.281 | 8107701 | no | no |  |  | no |  |  | 1301562.502 | 15361924.882 |  | -1
node_8107701_200889249 |  |  | PQ | AD | 2771.281 | 8107701 | no | no |  |  | no |  |  | 1301515.041 | 15362120.495 |  | -1
node_8107701_200889317 |  |  | PQ | AD | 2771.281 | 8107701 | no | no |  |  | no |  |  | 1300864.724 | 15363694.638 |  | -1
node_8107701_200889318 |  |  | PQ | AD | 2771.281 | 8107701 | no | no |  |  | no |  |  | 1298147.734 | 15364942.162 |  | -1
node_8107701_200889319 |  |  | PQ | AN | 2771.281 | 8107701 | no | no |  |  | no |  |  | 1297793.813 | 15364903.493 |  | -1
node_8107701_200889324 |  |  | PQ | AD | 2771.281 | 8107701 | no | no |  |  | no |  |  | 1296515.657 | 15365643.633 |  | -1
node_8107701_200889325 |  |  | PQ | AD | 2771.281 | 8107701 | no | no |  |  | no |  |  | 1300581.147 | 15363859.036 |  | -1
node_8107701_200889326 |  |  | PQ | AD | 2771.281 | 8107701 | no | no |  |  | no |  |  | 1300237.095 | 15364094.445 |  | -1
node_8107701_200889327 |  |  | PQ | AD | 2771.281 | 8107701 | no | no |  |  | no |  |  | 1300001.149 | 15364225.678 |  | -1
node_8107701_200889328 |  |  | PQ | AD | 2771.281 | 8107701 | no | no |  |  | no |  |  | 1299660.615 | 15364456.37 |  | -1
node_8107701_200889329 |  |  | PQ | AD | 2771.281 | 8107701 | no | no |  |  | no |  |  | 1299364.807 | 15364609.141 |  | -1
node_8107701_200889330 |  |  | PQ | AD | 2771.281 | 8107701 | no | no |  |  | no |  |  | 1299069.918 | 15364729.451 |  | -1
node_8107701_200889331 |  |  | PQ | AD | 2771.281 | 8107701 | no | no |  |  | no |  |  | 1298781.974 | 15364850.598 |  | -1
node_8107701_200889332 |  |  | PQ | AD | 2771.281 | 8107701 | no | no |  |  | no |  |  | 1298440.913 | 15364922.162 |  | -1
node_8107701_200889333 |  |  | PQ | AD | 2771.281 | 8107701 | no | no |  |  | no |  |  | 1291382.838 | 15356681.053 |  | -1
node_8107701_200889334 |  |  | PQ | AN | 2771.281 | 8107701 | no | no |  |  | no |  |  | 1293163.168 | 15358940.184 |  | -1
node_8107701_200889335 |  |  | PQ | AD | 2771.281 | 8107701 | no | no |  |  | no |  |  | 1293341.556 | 15359207.514 |  | -1
node_8107701_200889336 |  |  | PQ | AD | 2771.281 | 8107701 | no | no |  |  | no |  |  | 1293514.981 | 15359416.376 |  | -1
node_8107701_200889337 |  |  | PQ | AN | 2771.281 | 8107701 | no | no |  |  | no |  |  | 1293631.692 | 15359666.886 |  | -1
node_8107701_200889338 |  |  | PQ | AN | 2771.281 | 8107701 | no | no |  |  | no |  |  | 1293730.594 | 15359910.203 |  | -1
node_8107701_200889340 |  |  | PQ | AN | 2771.281 | 8107701 | no | no |  |  | no |  |  | 1293800.292 | 15360256.175 |  | -1
node_8107701_200889342 |  |  | PQ | AN | 2771.281 | 8107701 | no | no |  |  | no |  |  | 1293836.209 | 15360549.957 |  | -1
node_8107701_200889343 |  |  | PQ | AD | 2771.281 | 8107701 | no | no |  |  | no |  |  | 1291747.412 | 15356974.261 |  | -1
node_8107701_200889344 |  |  | PQ | AN | 2771.281 | 8107701 | no | no |  |  | no |  |  | 1291968.735 | 15357174.651 |  | -1
node_8107701_200889345 |  |  | PQ | AD | 2771.281 | 8107701 | no | no |  |  | no |  |  | 1292152.795 | 15357427.196 |  | -1
node_8107701_200889346 |  |  | PQ | AN | 2771.281 | 8107701 | no | no |  |  | no |  |  | 1292325.093 | 15357662.001 |  | -1
node_8107701_200889347 |  |  | PQ | AD | 2771.281 | 8107701 | no | no |  |  | no |  |  | 1292538.189 | 15357431.685 |  | -1
node_8107701_200889348 |  |  | PQ | AN | 2771.281 | 8107701 | no | no |  |  | no |  |  | 1292767.609 | 15357304.745 |  | -1
node_8107701_200889349 |  |  | PQ | AD | 2771.281 | 8107701 | no | no |  |  | no |  |  | 1292506.937 | 15357925.845 |  | -1
node_8107701_200889350 |  |  | PQ | AD | 2771.281 | 8107701 | no | no |  |  | no |  |  | 1292701.616 | 15358187.198 |  | -1
node_8107701_200889351 |  |  | PQ | AN | 2771.281 | 8107701 | no | no |  |  | no |  |  | 1292883.014 | 15358444.597 |  | -1
node_8107701_200889352 |  |  | PQ | AD | 2771.281 | 8107701 | no | no |  |  | no |  |  | 1293085.821 | 15358650.575 |  | -1
node_8107701_200889353 |  |  | PQ | AD | 2771.281 | 8107701 | no | no |  |  | no |  |  | 1302817.666 | 15340301.742 |  | -1
node_8107701_200889354 |  |  | PQ | AD | 2771.281 | 8107701 | no | no |  |  | no |  |  | 1302513.477 | 15340376.141 |  | -1
node_8107701_200889355 |  |  | PQ | AD | 2771.281 | 8107701 | no | no |  |  | no |  |  | 1302361.534 | 15339993.51 |  | -1
node_8107701_200889356 |  |  | PQ | AN | 2771.281 | 8107701 | no | no |  |  | no |  |  | 1302119.86 | 15339380.169 |  | -1
node_8107701_200889357 |  |  | PQ | AD | 2771.281 | 8107701 | no | no |  |  | no |  |  | 1302439.279 | 15340870.885 |  | -1
node_8107701_200889358 |  |  | PQ | AD | 2771.281 | 8107701 | no | no |  |  | no |  |  | 1302132.178 | 15340813.17 |  | -1
node_8107701_200889359 |  |  | PQ | AN | 2771.281 | 8107701 | no | no |  |  | no |  |  | 1301858.485 | 15340769.985 |  | -1
node_8107701_200889360 |  |  | PQ | AD | 2771.281 | 8107701 | no | no |  |  | no |  |  | 1302387.465 | 15341262.335 |  | -1
node_8107701_200889361 |  |  | PQ | AN | 2771.281 | 8107701 | no | no |  |  | no |  |  | 1302312.925 | 15341617.312 |  | -1
node_8107701_200889363 |  |  | PQ | AD | 2771.281 | 8107701 | no | no |  |  | no |  |  | 1302242.589 | 15342063.916 |  | -1
node_8107701_200889364 |  |  | PQ | AD | 2771.281 | 8107701 | no | no |  |  | no |  |  | 1302144.994 | 15342657.558 |  | -1
node_8107701_200889365 |  |  | PQ | AD | 2771.281 | 8107701 | no | no |  |  | no |  |  | 1302098.871 | 15343011.487 |  | -1
node_8107701_200889367 |  |  | PQ | AN | 2771.281 | 8107701 | no | no |  |  | no |  |  | 1305258.381 | 15339881.342 |  | -1
node_8107701_200889368 |  |  | PQ | AD | 2771.281 | 8107701 | no | no |  |  | no |  |  | 1305302.074 | 15340202.652 |  | -1
node_8107701_200889369 |  |  | PQ | AN | 2771.281 | 8107701 | no | no |  |  | no |  |  | 1305309.458 | 15340545.539 |  | -1
node_8107701_200889371 |  |  | PQ | AD | 2771.281 | 8107701 | no | no |  |  | no |  |  | 1305298.354 | 15340838.341 |  | -1
node_8107701_200889372 |  |  | PQ | AN | 2771.281 | 8107701 | no | no |  |  | no |  |  | 1305264.821 | 15341189.748 |  | -1
node_8107701_200889373 |  |  | PQ | AD | 2771.281 | 8107701 | no | no |  |  | no |  |  | 1304791.785 | 15339916.56 |  | -1
node_8107701_200889374 |  |  | PQ | AD | 2771.281 | 8107701 | no | no |  |  | no |  |  | 1304473.788 | 15339952.326 |  | -1
node_8107701_200889375 |  |  | PQ | AD | 2771.281 | 8107701 | no | no |  |  | no |  |  | 1304267.368 | 15339979.035 |  | -1
node_8107701_200889376 |  |  | PQ | AD | 2771.281 | 8107701 | no | no |  |  | no |  |  | 1303893.871 | 15340059.651 |  | -1
node_8107701_200889377 |  |  | PQ | AD | 2771.281 | 8107701 | no | no |  |  | no |  |  | 1303545.589 | 15340140.959 |  | -1
node_8107701_200889378 |  |  | PQ | AD | 2771.281 | 8107701 | no | no |  |  | no |  |  | 1303176.706 | 15340223.325 |  | -1
node_8107701_200889379 |  |  | PQ | AN | 2771.281 | 8107701 | no | no |  |  | no |  |  | 1303407.978 | 15351107.18 |  | -1
node_8107701_200889380 |  |  | PQ | AD | 2771.281 | 8107701 | no | no |  |  | no |  |  | 1303500.701 | 15350786.851 |  | -1
node_8107701_200889381 |  |  | PQ | AD | 2771.281 | 8107701 | no | no |  |  | no |  |  | 1303592.611 | 15350455.451 |  | -1
node_8107701_200889382 |  |  | PQ | AN | 2771.281 | 8107701 | no | no |  |  | no |  |  | 1303756.292 | 15350166.04 |  | -1
node_8107701_200889383 |  |  | PQ | AD | 2771.281 | 8107701 | no | no |  |  | no |  |  | 1303081.017 | 15352355.474 |  | -1
node_8107701_200889384 |  |  | PQ | AD | 2771.281 | 8107701 | no | no |  |  | no |  |  | 1303148.971 | 15352061.401 |  | -1
node_8107701_200889385 |  |  | PQ | AN | 2771.281 | 8107701 | no | no |  |  | no |  |  | 1303215.123 | 15351767.733 |  | -1
node_8107701_200889386 |  |  | PQ | AN | 2771.281 | 8107701 | no | no |  |  | no |  |  | 1303352.322 | 15351486.277 |  | -1
node_8107701_200889388 |  |  | PQ | AD | 2771.281 | 8107701 | no | no |  |  | no |  |  | 1303265.772 | 15355186.466 |  | -1
node_8107701_200889389 |  |  | PQ | AN | 2771.281 | 8107701 | no | no |  |  | no |  |  | 1302803.563 | 15354991.313 |  | -1
node_8107701_200889390 |  |  | PQ | AD | 2771.281 | 8107701 | no | no |  |  | no |  |  | 1302637.981 | 15355226.371 |  | -1
node_8107701_200889391 |  |  | PQ | AN | 2771.281 | 8107701 | no | no |  |  | no |  |  | 1302471.786 | 15355460.093 |  | -1
node_8107701_200889393 |  |  | PQ | AD | 2771.281 | 8107701 | no | no |  |  | no |  |  | 1302671.842 | 15354759.472 |  | -1
node_8107701_200889394 |  |  | PQ | AD | 2771.281 | 8107701 | no | no |  |  | no |  |  | 1302810.171 | 15354312.675 |  | -1
node_8107701_200889395 |  |  | PQ | AN | 2771.281 | 8107701 | no | no |  |  | no |  |  | 1302935.776 | 15353830.91 |  | -1
node_8107701_200889396 |  |  | PQ | AD | 2771.281 | 8107701 | no | no |  |  | no |  |  | 1302887.184 | 15353849.434 |  | -1
node_8107701_200889397 |  |  | PQ | AN | 2771.281 | 8107701 | no | no |  |  | no |  |  | 1302644.46 | 15353843.822 |  | -1
node_8107701_200889398 |  |  | PQ | AD | 2771.281 | 8107701 | no | no |  |  | no |  |  | 1303027.29 | 15353482.238 |  | -1
node_8107701_200889399 |  |  | PQ | AN | 2771.281 | 8107701 | no | no |  |  | no |  |  | 1303037.915 | 15353276.503 |  | -1
node_8107701_200889400 |  |  | PQ | AD | 2771.281 | 8107701 | no | no |  |  | no |  |  | 1303039.811 | 15353060.458 |  | -1
node_8107701_200889401 |  |  | PQ | AD | 2771.281 | 8107701 | no | no |  |  | no |  |  | 1303012.986 | 15352664.742 |  | -1
node_8107701_200889402 |  |  | PQ | AD | 2771.281 | 8107701 | no | no |  |  | no |  |  | 1297524.885 | 15364682.633 |  | -1
node_8107701_200889403 |  |  | PQ | AD | 2771.281 | 8107701 | no | no |  |  | no |  |  | 1294494.835 | 15363062.891 |  | -1
node_8107701_200889404 |  |  | PQ | AD | 2771.281 | 8107701 | no | no |  |  | no |  |  | 1294256.503 | 15362845.973 |  | -1
node_8107701_200889405 |  |  | PQ | AD | 2771.281 | 8107701 | no | no |  |  | no |  |  | 1294069.897 | 15362790.295 |  | -1
node_8107701_200889406 |  |  | PQ | AN | 2771.281 | 8107701 | no | no |  |  | no |  |  | 1293973.278 | 15362791.885 |  | -1
node_8107701_200889407 |  |  | PQ | AD | 2771.281 | 8107701 | no | no |  |  | no |  |  | 1293677.342 | 15362774.142 |  | -1
node_8107701_200889408 |  |  | PQ | AD | 2771.281 | 8107701 | no | no |  |  | no |  |  | 1293252.51 | 15362724.523 |  | -1
node_8107701_200889409 |  |  | PQ | AD | 2771.281 | 8107701 | no | no |  |  | no |  |  | 1292876.452 | 15362734.468 |  | -1
node_8107701_200889410 |  |  | PQ | AD | 2771.281 | 8107701 | no | no |  |  | no |  |  | 1292402.401 | 15362731.123 |  | -1
node_8107701_200889411 |  |  | PQ | AN | 2771.281 | 8107701 | no | no |  |  | no |  |  | 1292454.76 | 15362807.767 |  | -1
node_8107701_200889412 |  |  | PQ | AN | 2771.281 | 8107701 | no | no |  |  | no |  |  | 1292784.13 | 15362831.224 |  | -1
node_8107701_200889413 |  |  | PQ | AD | 2771.281 | 8107701 | no | no |  |  | no |  |  | 1293060.235 | 15362844.67 |  | -1
node_8107701_200889414 |  |  | PQ | AN | 2771.281 | 8107701 | no | no |  |  | no |  |  | 1293081.628 | 15363072.375 |  | -1
node_8107701_200889415 |  |  | PQ | AD | 2771.281 | 8107701 | no | no |  |  | no |  |  | 1291909.949 | 15362730.828 |  | -1
node_8107701_200889416 |  |  | PQ | AN | 2771.281 | 8107701 | no | no |  |  | no |  |  | 1291682.754 | 15362968.892 |  | -1
node_8107701_200889417 |  |  | PQ | AD | 2771.281 | 8107701 | no | no |  |  | no |  |  | 1291250.528 | 15363438.022 |  | -1
node_8107701_200889418 |  |  | PQ | AD | 2771.281 | 8107701 | no | no |  |  | no |  |  | 1297266.705 | 15364480.595 |  | -1
node_8107701_200889419 |  |  | PQ | AD | 2771.281 | 8107701 | no | no |  |  | no |  |  | 1290966.698 | 15363676.918 |  | -1
node_8107701_200889420 |  |  | PQ | AD | 2771.281 | 8107701 | no | no |  |  | no |  |  | 1290673.862 | 15364011.077 |  | -1
node_8107701_200889421 |  |  | PQ | AD | 2771.281 | 8107701 | no | no |  |  | no |  |  | 1290392.787 | 15364308.633 |  | -1
node_8107701_200889422 |  |  | PQ | AD | 2771.281 | 8107701 | no | no |  |  | no |  |  | 1289995.215 | 15364696.006 |  | -1
node_8107701_200889423 |  |  | PQ | AN | 2771.281 | 8107701 | no | no |  |  | no |  |  | 1290269.82 | 15364757.864 |  | -1
node_8107701_200889424 |  |  | PQ | AN | 2771.281 | 8107701 | no | no |  |  | no |  |  | 1289731.575 | 15364765.652 |  | -1
node_8107701_200889425 |  |  | PQ | AD | 2771.281 | 8107701 | no | no |  |  | no |  |  | 1289212.446 | 15364764.395 |  | -1
node_8107701_200889426 |  |  | PQ | AD | 2771.281 | 8107701 | no | no |  |  | no |  |  | 1288803.701 | 15364764.658 |  | -1
node_8107701_200889427 |  |  | PQ | AD | 2771.281 | 8107701 | no | no |  |  | no |  |  | 1288382.893 | 15364765.027 |  | -1
node_8107701_200889428 |  |  | PQ | AN | 2771.281 | 8107701 | no | no |  |  | no |  |  | 1287946.122 | 15364761.386 |  | -1
node_8107701_200889429 |  |  | PQ | AD | 2771.281 | 8107701 | no | no |  |  | no |  |  | 1287729.096 | 15364808.679 |  | -1
node_8107701_200889430 |  |  | PQ | AN | 2771.281 | 8107701 | no | no |  |  | no |  |  | 1296994.148 | 15364275.795 |  | -1
node_8107701_200889431 |  |  | PQ | AD | 2771.281 | 8107701 | no | no |  |  | no |  |  | 1287322.95 | 15364819.248 |  | -1
node_8107701_200889432 |  |  | PQ | AD | 2771.281 | 8107701 | no | no |  |  | no |  |  | 1286965.24 | 15364833.138 |  | -1
node_8107701_200889433 |  |  | PQ | AD | 2771.281 | 8107701 | no | no |  |  | no |  |  | 1286611.967 | 15364850.147 |  | -1
node_8107701_200889434 |  |  | PQ | AD | 2771.281 | 8107701 | no | no |  |  | no |  |  | 1286171.524 | 15364865.884 |  | -1
node_8107701_200889435 |  |  | PQ | AD | 2771.281 | 8107701 | no | no |  |  | no |  |  | 1285801.053 | 15364876.54 |  | -1
node_8107701_200889436 |  |  | PQ | AD | 2771.281 | 8107701 | no | no |  |  | no |  |  | 1285530.051 | 15364881.443 |  | -1
node_8107701_200889437 |  |  | PQ | AN | 2771.281 | 8107701 | no | no |  |  | no |  |  | 1285195.19 | 15364916.249 |  | -1
node_8107701_200889438 |  |  | PQ | AD | 2771.281 | 8107701 | no | no |  |  | no |  |  | 1284900.652 | 15364903.327 |  | -1
node_8107701_200889439 |  |  | PQ | AN | 2771.281 | 8107701 | no | no |  |  | no |  |  | 1284596.21 | 15365100.714 |  | -1
node_8107701_200889440 |  |  | PQ | AD | 2771.281 | 8107701 | no | no |  |  | no |  |  | 1284783.52 | 15365442.171 |  | -1
node_8107701_200889441 |  |  | PQ | AD | 2771.281 | 8107701 | no | no |  |  | no |  |  | 1296599.15 | 15364109.076 |  | -1
node_8107701_200889442 |  |  | PQ | AD | 2771.281 | 8107701 | no | no |  |  | no |  |  | 1284970.108 | 15365802.552 |  | -1
node_8107701_200889443 |  |  | PQ | AN | 2771.281 | 8107701 | no | no |  |  | no |  |  | 1285094.304 | 15366148.471 |  | -1
node_8107701_200889444 |  |  | PQ | AD | 2771.281 | 8107701 | no | no |  |  | no |  |  | 1285240.538 | 15366545.44 |  | -1
node_8107701_200889445 |  |  | PQ | AD | 2771.281 | 8107701 | no | no |  |  | no |  |  | 1285399.028 | 15366959.181 |  | -1
node_8107701_200889446 |  |  | PQ | AD | 2771.281 | 8107701 | no | no |  |  | no |  |  | 1285550.754 | 15367346.48 |  | -1
node_8107701_200889447 |  |  | PQ | AN | 2771.281 | 8107701 | no | no |  |  | no |  |  | 1285644.024 | 15367605.529 |  | -1
node_8107701_200889448 |  |  | PQ | AD | 2771.281 | 8107701 | no | no |  |  | no |  |  | 1296282.779 | 15363971.543 |  | -1
node_8107701_200889449 |  |  | PQ | AN | 2771.281 | 8107701 | no | no |  |  | no |  |  | 1295914.356 | 15363808.49 |  | -1
node_8107701_200889450 |  |  | PQ | AD | 2771.281 | 8107701 | no | no |  |  | no |  |  | 1295531.4 | 15363693.834 |  | -1
node_8107701_200889451 |  |  | PQ | AD | 2771.281 | 8107701 | no | no |  |  | no |  |  | 1295177.355 | 15363534.819 |  | -1
node_8107701_200889452 |  |  | PQ | AD | 2771.281 | 8107701 | no | no |  |  | no |  |  | 1294669.675 | 15363274.32 |  | -1
node_8107701_200889564 |  |  | PQ | AD | 2771.281 | 8107701 | no | no |  |  | no |  |  | 1305200.745 | 15345577.595 |  | -1
node_8107701_200889565 |  |  | PQ | AD | 2771.281 | 8107701 | no | no |  |  | no |  |  | 1304891.975 | 15345580.907 |  | -1
node_8107701_200889566 |  |  | PQ | AN | 2771.281 | 8107701 | no | no |  |  | no |  |  | 1304610.707 | 15345585.437 |  | -1
node_8107701_200889567 |  |  | PQ | AD | 2771.281 | 8107701 | no | no |  |  | no |  |  | 1304432.846 | 15345586.251 |  | -1
node_8107701_200889568 |  |  | PQ | AN | 2771.281 | 8107701 | no | no |  |  | no |  |  | 1304432.056 | 15345873.991 |  | -1
node_8107701_200889569 |  |  | PQ | AD | 2771.281 | 8107701 | no | no |  |  | no |  |  | 1304410.701 | 15345988.732 |  | -1
node_8107701_200889570 |  |  | PQ | AD | 2771.281 | 8107701 | no | no |  |  | no |  |  | 1304405.691 | 15346318.641 |  | -1
node_8107701_200889571 |  |  | PQ | AN | 2771.281 | 8107701 | no | no |  |  | no |  |  | 1304405.42 | 15346661.239 |  | -1
node_8107701_200889572 |  |  | PQ | AD | 2771.281 | 8107701 | no | no |  |  | no |  |  | 1304400.847 | 15346834.069 |  | -1
node_8107701_200889573 |  |  | PQ | AN | 2771.281 | 8107701 | no | no |  |  | no |  |  | 1304400.276 | 15347058.758 |  | -1
node_8107701_200889683 |  |  | PQ | ABCN | 19918.584 | 8107701 | no | no |  |  | no |  |  | 1302580.324 | 15329254.768 |  | -1
node_8107701_200889684 |  |  | PQ | AD | 2771.281 | 8107701 | no | no |  |  | no |  |  | 1300687.104 | 15330363.427 |  | -1
node_8107701_200889685 |  |  | PQ | AN | 2771.281 | 8107701 | no | no |  |  | no |  |  | 1300613.309 | 15330557.455 |  | -1
node_8107701_200889686 |  |  | PQ | AN | 2771.281 | 8107701 | no | no |  |  | no |  |  | 1300461.56 | 15330891.233 |  | -1
node_8107701_200889688 |  |  | PQ | AN | 2771.281 | 8107701 | no | no |  |  | no |  |  | 1300240.644 | 15331146.817 |  | -1
node_8107701_200889690 |  |  | PQ | AN | 2771.281 | 8107701 | no | no |  |  | no |  |  | 1300007.634 | 15331428.631 |  | -1
node_8107701_200889692 |  |  | PQ | AN | 2771.281 | 8107701 | no | no |  |  | no |  |  | 1299824.528 | 15331650.884 |  | -1
node_8107701_200889694 |  |  | PQ | AD | 2771.281 | 8107701 | no | no |  |  | no |  |  | 1299741.877 | 15331680.756 |  | -1
node_8107701_200889695 |  |  | PQ | AD | 2771.281 | 8107701 | no | no |  |  | no |  |  | 1299669.019 | 15331828.462 |  | -1
node_8107701_200889696 |  |  | PQ | AN | 2771.281 | 8107701 | no | no |  |  | no |  |  | 1299582.112 | 15331812.714 |  | -1
node_8107701_200889697 |  |  | PQ | AN | 2771.281 | 8107701 | no | no |  |  | no |  |  | 1299240.032 | 15331754.405 |  | -1
node_8107701_200889698 |  |  | PQ | AN | 2771.281 | 8107701 | no | no |  |  | no |  |  | 1299664.455 | 15331942.389 |  | -1
node_8107701_200889699 |  |  | PQ | AD | 2771.281 | 8107701 | no | no |  |  | no |  |  | 1299506.997 | 15332089.413 |  | -1
node_8107701_200889700 |  |  | PQ | AN | 2771.281 | 8107701 | no | no |  |  | no |  |  | 1299351.926 | 15332253.168 |  | -1
node_8107701_200889701 |  |  | PQ | ABCN | 19918.584 | 8107701 | no | no |  |  | no |  |  | 1302356.908 | 15329330.34 |  | -1
node_8107701_200889703 |  |  | PQ | AN | 2771.281 | 8107701 | no | no |  |  | no |  |  | 1302207.525 | 15329227.15 |  | -1
node_8107701_200889704 |  |  | PQ | AD | 2771.281 | 8107701 | no | no |  |  | no |  |  | 1301868.037 | 15329326.129 |  | -1
node_8107701_200889705 |  |  | PQ | AN | 2771.281 | 8107701 | no | no |  |  | no |  |  | 1301695.117 | 15329395.909 |  | -1
node_8107701_200889706 |  |  | PQ | AD | 2771.281 | 8107701 | no | no |  |  | no |  |  | 1301365.053 | 15329491.802 |  | -1
node_8107701_200889707 |  |  | PQ | AD | 2771.281 | 8107701 | no | no |  |  | no |  |  | 1301144.327 | 15329674.97 |  | -1
node_8107701_200889708 |  |  | PQ | AN | 2771.281 | 8107701 | no | no |  |  | no |  |  | 1300892.884 | 15329876.564 |  | -1
node_8107701_200889709 |  |  | PQ | AD | 2771.281 | 8107701 | no | no |  |  | no |  |  | 1300800.094 | 15330125.839 |  | -1
node_8107701_200889716 |  |  | PQ | AN | 2771.281 | 8107701 | no | no |  |  | no |  |  | 1305644.967 | 15337590.927 |  | -1
node_8107701_200889717 |  |  | PQ | AN | 2771.281 | 8107701 | no | no |  |  | no |  |  | 1305513.811 | 15337733.358 |  | -1
node_8107701_200889718 |  |  | PQ | AN | 2771.281 | 8107701 | no | no |  |  | no |  |  | 1305366.185 | 15338001.242 |  | -1
node_8107701_200889719 |  |  | PQ | AN | 2771.281 | 8107701 | no | no |  |  | no |  |  | 1305232.904 | 15338258.715 |  | -1
node_8107701_200889720 |  |  | PQ | AD | 2771.281 | 8107701 | no | no |  |  | no |  |  | 1305141.121 | 15338514.919 |  | -1
node_8107701_200889721 |  |  | PQ | AN | 2771.281 | 8107701 | no | no |  |  | no |  |  | 1305139.284 | 15338819.349 |  | -1
node_8107701_200889722 |  |  | PQ | AD | 2771.281 | 8107701 | no | no |  |  | no |  |  | 1305111.832 | 15339101.604 |  | -1
node_8107701_200889723 |  |  | PQ | AN | 2771.281 | 8107701 | no | no |  |  | no |  |  | 1305144.701 | 15339344.315 |  | -1
node_8107701_200889724 |  |  | PQ | AD | 2771.281 | 8107701 | no | no |  |  | no |  |  | 1305203.716 | 15339551.9 |  | -1
node_8107701_200889737 |  |  | PQ | AD | 2771.281 | 8107701 | no | no |  |  | no |  |  | 1289927.761 | 15350729.597 |  | -1
node_8107701_200889738 |  |  | PQ | AD | 2771.281 | 8107701 | no | no |  |  | no |  |  | 1287404.834 | 15352196.599 |  | -1
node_8107701_200889739 |  |  | PQ | AN | 2771.281 | 8107701 | no | no |  |  | no |  |  | 1287424.012 | 15352402.232 |  | -1
node_8107701_200889741 |  |  | PQ | AD | 2771.281 | 8107701 | no | no |  |  | no |  |  | 1287208.561 | 15352351.975 |  | -1
node_8107701_200889742 |  |  | PQ | AD | 2771.281 | 8107701 | no | no |  |  | no |  |  | 1287000.511 | 15352494.17 |  | -1
node_8107701_200889743 |  |  | PQ | AD | 2771.281 | 8107701 | no | no |  |  | no |  |  | 1286837.657 | 15352690.108 |  | -1
node_8107701_200889744 |  |  | PQ | AD | 2771.281 | 8107701 | no | no |  |  | no |  |  | 1286705.263 | 15352952.128 |  | -1
node_8107701_200889745 |  |  | PQ | AN | 2771.281 | 8107701 | no | no |  |  | no |  |  | 1286669.661 | 15353200.599 |  | -1
node_8107701_200889747 |  |  | PQ | AD | 2771.281 | 8107701 | no | no |  |  | no |  |  | 1286646.929 | 15353466.746 |  | -1
node_8107701_200889748 |  |  | PQ | AN | 2771.281 | 8107701 | no | no |  |  | no |  |  | 1286597.683 | 15353726.288 |  | -1
node_8107701_200889749 |  |  | PQ | AD | 2771.281 | 8107701 | no | no |  |  | no |  |  | 1286592.991 | 15353993.382 |  | -1
node_8107701_200889750 |  |  | PQ | AD | 2771.281 | 8107701 | no | no |  |  | no |  |  | 1286601.332 | 15354063.114 |  | -1
node_8107701_200889751 |  |  | PQ | AD | 2771.281 | 8107701 | no | no |  |  | no |  |  | 1289614 | 15350760.038 |  | -1
node_8107701_200889752 |  |  | PQ | AN | 2771.281 | 8107701 | no | no |  |  | no |  |  | 1286876.542 | 15354061.792 |  | -1
node_8107701_200889753 |  |  | PQ | AD | 2771.281 | 8107701 | no | no |  |  | no |  |  | 1287258.749 | 15354056.031 |  | -1
node_8107701_200889754 |  |  | PQ | AD | 2771.281 | 8107701 | no | no |  |  | no |  |  | 1287544.351 | 15353988.141 |  | -1
node_8107701_200889755 |  |  | PQ | AD | 2771.281 | 8107701 | no | no |  |  | no |  |  | 1287518.412 | 15353647.619 |  | -1
node_8107701_200889756 |  |  | PQ | AN | 2771.281 | 8107701 | no | no |  |  | no |  |  | 1287506.481 | 15353308.068 |  | -1
node_8107701_200889757 |  |  | PQ | AN | 2771.281 | 8107701 | no | no |  |  | no |  |  | 1287834.097 | 15353995.838 |  | -1
node_8107701_200889758 |  |  | PQ | AD | 2771.281 | 8107701 | no | no |  |  | no |  |  | 1288133.032 | 15353994.183 |  | -1
node_8107701_200889759 |  |  | PQ | AD | 2771.281 | 8107701 | no | no |  |  | no |  |  | 1287976.904 | 15354070.702 |  | -1
node_8107701_200889760 |  |  | PQ | AN | 2771.281 | 8107701 | no | no |  |  | no |  |  | 1288039.35 | 15354329.706 |  | -1
node_8107701_200889761 |  |  | PQ | AD | 2771.281 | 8107701 | no | no |  |  | no |  |  | 1288437.672 | 15353997.83 |  | -1
node_8107701_200889762 |  |  | PQ | AN | 2771.281 | 8107701 | no | no |  |  | no |  |  | 1288694.728 | 15353967.514 |  | -1
node_8107701_200889763 |  |  | PQ | AD | 2771.281 | 8107701 | no | no |  |  | no |  |  | 1289213.818 | 15350756.167 |  | -1
node_8107701_200889764 |  |  | PQ | AD | 2771.281 | 8107701 | no | no |  |  | no |  |  | 1288676.841 | 15350751.705 |  | -1
node_8107701_200889765 |  |  | PQ | AD | 2771.281 | 8107701 | no | no |  |  | no |  |  | 1287867.793 | 15350760.024 |  | -1
node_8107701_200889766 |  |  | PQ | AN | 2771.281 | 8107701 | no | no |  |  | no |  |  | 1287366.788 | 15350755.836 |  | -1
node_8107701_200889768 |  |  | PQ | AD | 2771.281 | 8107701 | no | no |  |  | no |  |  | 1287369.74 | 15351496.046 |  | -1
node_8107701_200889769 |  |  | PQ | AD | 2771.281 | 8107701 | no | no |  |  | no |  |  | 1287408.777 | 15351849.971 |  | -1
node_8107701_200889773 |  |  | PQ | ABCN | 19918.584 | 8107701 | no | no |  |  | no |  |  | 1302544.995 | 15325352.281 |  | -1
node_8107701_200889774 |  |  | PQ | ABCN | 19918.584 | 8107701 | no | no |  |  | no |  |  | 1302537.831 | 15325538.759 |  | -1
node_8107701_200889776 |  |  | PQ | ABCN | 19918.584 | 8107701 | no | no |  |  | no |  |  | 1302543.367 | 15325671.983 |  | -1
node_8107701_200889777 |  |  | PQ | ABCN | 19918.584 | 8107701 | no | no |  |  | no |  |  | 1302552.164 | 15325852.213 |  | -1
node_8107701_200889780 |  |  | PQ | AN | 19918.584 | 8107701 | no | no |  |  | no |  |  | 1302685.582 | 15326022.557 |  | -1
node_8107701_200889781 |  |  | PQ | ABCN | 19918.584 | 8107701 | no | no |  |  | no |  |  | 1302558.723 | 15326185.701 |  | -1
node_8107701_200889782 |  |  | PQ | ABCN | 19918.584 | 8107701 | no | no |  |  | no |  |  | 1302565.395 | 15326412.313 |  | -1
node_8107701_200889784 |  |  | PQ | ABCN | 19918.584 | 8107701 | no | no |  |  | no |  |  | 1302572.293 | 15326650.054 |  | -1
node_8107701_200889785 |  |  | PQ | ABCN | 19918.584 | 8107701 | no | no |  |  | no |  |  | 1302573.178 | 15326904.392 |  | -1
node_8107701_200889786 |  |  | PQ | ABCN | 19918.584 | 8107701 | no | no |  |  | no |  |  | 1302578.8 | 15327088.827 |  | -1
node_8107701_200889788 |  |  | PQ | ABCN | 19918.584 | 8107701 | no | no |  |  | no |  |  | 1302580.127 | 15327320.939 |  | -1
node_8107701_200889790 |  |  | PQ | ABCN | 19918.584 | 8107701 | no | no |  |  | no |  |  | 1302582.54 | 15327501.296 |  | -1
node_8107701_200889791 |  |  | PQ | ABCN | 19918.584 | 8107701 | no | no |  |  | no |  |  | 1302568.303 | 15327711.95 |  | -1
node_8107701_200889792 |  |  | PQ | ABCN | 19918.584 | 8107701 | no | no |  |  | no |  |  | 1302557.287 | 15327869.323 |  | -1
node_8107701_200889793 |  |  | PQ | ABCN | 19918.584 | 8107701 | no | no |  |  | no |  |  | 1302567.692 | 15328032.801 |  | -1
node_8107701_200889795 |  |  | PQ | ABCN | 19918.584 | 8107701 | no | no |  |  | no |  |  | 1302563.173 | 15328194.741 |  | -1
node_8107701_200889797 |  |  | PQ | ABCN | 19918.584 | 8107701 | no | no |  |  | no |  |  | 1302562.586 | 15328458.812 |  | -1
node_8107701_200889798 |  |  | PQ | ABCN | 19918.584 | 8107701 | no | no |  |  | no |  |  | 1302526.641 | 15328640.842 |  | -1
node_8107701_200889799 |  |  | PQ | ABCN | 19918.584 | 8107701 | no | no |  |  | no |  |  | 1302601.521 | 15328853.648 |  | -1
node_8107701_200889800 |  |  | PQ | ABCN | 19918.584 | 8107701 | no | no |  |  | no |  |  | 1302635.183 | 15329064.447 |  | -1
node_8107701_200889801 |  |  | PQ | ABCN | 19918.584 | 8107701 | no | no |  |  | no |  |  | 1302706.786 | 15329219.494 |  | -1
node_8107701_200889803 |  |  | PQ | ABCN | 19918.584 | 8107701 | no | no |  |  | no |  |  | 1302772.254 | 15329358.408 |  | -1
node_8107701_200889804 |  |  | PQ | ABCN | 19918.584 | 8107701 | no | no |  |  | no |  |  | 1302853.932 | 15329538.609 |  | -1
node_8107701_200889805 |  |  | PQ | AN | 19918.584 | 8107701 | no | no |  |  | no |  |  | 1302950.453 | 15329467.693 |  | -1
node_8107701_200889807 |  |  | PQ | AN | 19918.584 | 8107701 | no | no |  |  | no |  |  | 1303097.039 | 15329462.727 |  | -1
node_8107701_200889808 |  |  | PQ | AN | 19918.584 | 8107701 | no | no |  |  | no |  |  | 1303298.925 | 15329462.158 |  | -1
node_8107701_200889809 |  |  | PQ | AN | 19918.584 | 8107701 | no | no |  |  | no |  |  | 1303502.803 | 15329459.229 |  | -1
node_8107701_200889810 |  |  | PQ | ABCN | 19918.584 | 8107701 | no | no |  |  | no |  |  | 1302946.661 | 15329738.499 |  | -1
node_8107701_200889811 |  |  | PQ | AN | 19918.584 | 8107701 | no | no |  |  | no |  |  | 1303131.334 | 15329703.715 |  | -1
node_8107701_200889813 |  |  | PQ | AN | 19918.584 | 8107701 | no | no |  |  | no |  |  | 1303323.77 | 15329707.324 |  | -1
node_8107701_200889814 |  |  | PQ | ABCN | 19918.584 | 8107701 | no | no |  |  | no |  |  | 1303064.369 | 15329981.067 |  | -1
node_8107701_200889815 |  |  | PQ | ABCN | 19918.584 | 8107701 | no | no |  |  | no |  |  | 1303168.764 | 15330186.808 |  | -1
node_8107701_200889817 |  |  | PQ | ABCN | 19918.584 | 8107701 | no | no |  |  | no |  |  | 1303267.033 | 15330354.809 |  | -1
node_8107701_200889818 |  |  | PQ | ABCN | 19918.584 | 8107701 | no | no |  |  | no |  |  | 1303413.624 | 15330518.266 |  | -1
node_8107701_200889819 |  |  | PQ | ABCN | 19918.584 | 8107701 | no | no |  |  | no |  |  | 1303494.588 | 15330596.603 |  | -1
node_8107701_200889820 |  |  | PQ | ABCN | 19918.584 | 8107701 | no | no |  |  | no |  |  | 1303642.207 | 15330724.344 |  | -1
node_8107701_200889821 |  |  | PQ | ABCN | 19918.584 | 8107701 | no | no |  |  | no |  |  | 1303763.65 | 15330940.823 |  | -1
node_8107701_200889822 |  |  | PQ | ABCN | 19918.584 | 8107701 | no | no |  |  | no |  |  | 1303892.302 | 15331156.636 |  | -1
node_8107701_200889823 |  |  | PQ | ABCN | 19918.584 | 8107701 | no | no |  |  | no |  |  | 1304010.348 | 15331370.85 |  | -1
node_8107701_200889824 |  |  | PQ | ABCN | 19918.584 | 8107701 | no | no |  |  | no |  |  | 1304137.014 | 15331579.87 |  | -1
node_8107701_200889825 |  |  | PQ | ABCN | 19918.584 | 8107701 | no | no |  |  | no |  |  | 1304263.089 | 15331792.291 |  | -1
node_8107701_200889827 |  |  | PQ | ABCN | 19918.584 | 8107701 | no | no |  |  | no |  |  | 1304371.858 | 15332004.079 |  | -1
node_8107701_200889828 |  |  | PQ | ABCN | 19918.584 | 8107701 | no | no |  |  | no |  |  | 1304476.813 | 15332214.937 |  | -1
node_8107701_200889829 |  |  | PQ | ABCN | 19918.584 | 8107701 | no | no |  |  | no |  |  | 1304588.862 | 15332426.44 |  | -1
node_8107701_200889830 |  |  | PQ | ABCN | 19918.584 | 8107701 | no | no |  |  | no |  |  | 1304687.54 | 15332631.763 |  | -1
node_8107701_200889831 |  |  | PQ | ABCN | 19918.584 | 8107701 | no | no |  |  | no |  |  | 1304799.514 | 15332869.904 |  | -1
node_8107701_200889833 |  |  | PQ | ABCN | 19918.584 | 8107701 | no | no |  |  | no |  |  | 1304869.192 | 15332979.323 |  | -1
node_8107701_200889834 |  |  | PQ | ABCN | 19918.584 | 8107701 | no | no |  |  | no |  |  | 1304952.18 | 15333251.845 |  | -1
node_8107701_200889835 |  |  | PQ | ABCN | 19918.584 | 8107701 | no | no |  |  | no |  |  | 1305013.66 | 15333449.427 |  | -1
node_8107701_200889836 |  |  | PQ | ABCN | 19918.584 | 8107701 | no | no |  |  | no |  |  | 1305079.184 | 15333662.27 |  | -1
node_8107701_200889837 |  |  | PQ | AN | 19918.584 | 8107701 | no | no |  |  | no |  |  | 1304820.315 | 15333729.128 |  | -1
node_8107701_200889838 |  |  | PQ | ABCN | 19918.584 | 8107701 | no | no |  |  | no |  |  | 1305122.391 | 15333834.478 |  | -1
node_8107701_200889839 |  |  | PQ | ABCN | 19918.584 | 8107701 | no | no |  |  | no |  |  | 1305147.451 | 15334090.46 |  | -1
node_8107701_200889840 |  |  | PQ | ABCN | 19918.584 | 8107701 | no | no |  |  | no |  |  | 1305197.59 | 15334325.371 |  | -1
node_8107701_200889842 |  |  | PQ | ABCN | 19918.584 | 8107701 | no | no |  |  | no |  |  | 1305252.003 | 15334568.285 |  | -1
node_8107701_200889843 |  |  | PQ | ABCN | 19918.584 | 8107701 | no | no |  |  | no |  |  | 1305305.293 | 15334809.946 |  | -1
node_8107701_200889844 |  |  | PQ | ABCN | 19918.584 | 8107701 | no | no |  |  | no |  |  | 1305367.812 | 15334938.597 |  | -1
node_8107701_200889846 |  |  | PQ | ABCN | 19918.584 | 8107701 | no | no |  |  | no |  |  | 1305384.155 | 15335143.539 |  | -1
node_8107701_200889847 |  |  | PQ | ABCN | 19918.584 | 8107701 | no | no |  |  | no |  |  | 1305394.262 | 15335338.742 |  | -1
node_8107701_200889848 |  |  | PQ | ABCN | 19918.584 | 8107701 | no | no |  |  | no |  |  | 1305348.891 | 15335581.287 |  | -1
node_8107701_200889849 |  |  | PQ | ABCN | 19918.584 | 8107701 | no | no |  |  | no |  |  | 1305358.454 | 15335793.865 |  | -1
node_8107701_200889850 |  |  | PQ | ABCN | 19918.584 | 8107701 | no | no |  |  | no |  |  | 1305367.303 | 15336002.331 |  | -1
node_8107701_200889851 |  |  | PQ | ABCN | 19918.584 | 8107701 | no | no |  |  | no |  |  | 1305384.012 | 15336268.783 |  | -1
node_8107701_200889852 |  |  | PQ | ABCN | 19918.584 | 8107701 | no | no |  |  | no |  |  | 1305422.041 | 15336533.961 |  | -1
node_8107701_200889855 |  |  | PQ | ABCN | 19918.584 | 8107701 | no | no |  |  | no |  |  | 1305497.807 | 15336726.382 |  | -1
node_8107701_200889856 |  |  | PQ | ABCN | 19918.584 | 8107701 | no | no |  |  | no |  |  | 1305581.116 | 15336980.689 |  | -1
node_8107701_200889857 |  |  | PQ | ABCN | 19918.584 | 8107701 | no | no |  |  | no |  |  | 1305662.291 | 15337220.421 |  | -1
node_8107701_200889858 |  |  | PQ | ABCN | 19918.584 | 8107701 | no | no |  |  | no |  |  | 1305656.778 | 15337382.205 |  | -1
node_8107701_200889859 |  |  | PQ | ABCN | 19918.584 | 8107701 | no | no |  |  | no |  |  | 1305736.339 | 15337594.149 |  | -1
node_8107701_200889861 |  |  | PQ | ABCN | 19918.584 | 8107701 | no | no |  |  | no |  |  | 1305831.896 | 15337778.32 |  | -1
node_8107701_200889863 |  |  | PQ | ABCN | 19918.584 | 8107701 | no | no |  |  | no |  |  | 1305867.08 | 15337983.744 |  | -1
node_8107701_200889864 |  |  | PQ | ABCN | 19918.584 | 8107701 | no | no |  |  | no |  |  | 1305904.171 | 15338189.015 |  | -1
node_8107701_200889867 |  |  | PQ | ABCN | 19918.584 | 8107701 | no | no |  |  | no |  |  | 1305930.464 | 15338376.769 |  | -1
node_8107701_200889868 |  |  | PQ | ABCN | 19918.584 | 8107701 | no | no |  |  | no |  |  | 1305965.791 | 15338574.928 |  | -1
node_8107701_200889869 |  |  | PQ | ABCN | 19918.584 | 8107701 | no | no |  |  | no |  |  | 1305997.075 | 15338771.515 |  | -1
node_8107701_200889870 |  |  | PQ | ABCN | 19918.584 | 8107701 | no | no |  |  | no |  |  | 1306038.403 | 15339032.927 |  | -1
node_8107701_200889871 |  |  | PQ | ABCN | 19918.584 | 8107701 | no | no |  |  | no |  |  | 1305985.545 | 15339099.87 |  | -1
node_8107701_200889872 |  |  | PQ | AN | 2771.281 | 8107701 | no | no |  |  | no |  |  | 1304538.035 | 15348058.359 |  | -1
node_8107701_200889873 |  |  | PQ | AD | 2771.281 | 8107701 | no | no |  |  | no |  |  | 1303546.823 | 15330587.719 |  | -1
node_8107701_200889874 |  |  | PQ | AN | 2771.281 | 8107701 | no | no |  |  | no |  |  | 1303971.691 | 15330500.904 |  | -1
node_8107701_200889875 |  |  | PQ | AD | 2771.281 | 8107701 | no | no |  |  | no |  |  | 1304246.523 | 15330446.637 |  | -1
node_8107701_200889876 |  |  | PQ | AN | 2771.281 | 8107701 | no | no |  |  | no |  |  | 1299567.651 | 15333588.447 |  | -1
node_8107701_200889877 |  |  | PQ | AD | 2771.281 | 8107701 | no | no |  |  | no |  |  | 1299837.838 | 15333655.872 |  | -1
node_8107701_200889878 |  |  | PQ | AD | 2771.281 | 8107701 | no | no |  |  | no |  |  | 1300173.077 | 15333689.524 |  | -1
node_8107701_200889879 |  |  | PQ | AN | 2771.281 | 8107701 | no | no |  |  | no |  |  | 1300716.91 | 15333723.61 |  | -1
node_8107701_200889880 |  |  | PQ | AN | 2771.281 | 8107701 | no | no |  |  | no |  |  | 1301159.208 | 15333789.182 |  | -1
node_8107701_200889881 |  |  | PQ | AD | 2771.281 | 8107701 | no | no |  |  | no |  |  | 1294170.026 | 15362510.19 |  | -1
node_8107701_200889882 |  |  | PQ | AD | 2771.281 | 8107701 | no | no |  |  | no |  |  | 1294115.874 | 15362285.891 |  | -1
node_8107701_200889883 |  |  | PQ | AD | 2771.281 | 8107701 | no | no |  |  | no |  |  | 1294546.954 | 15362286.843 |  | -1
node_8107701_200889884 |  |  | PQ | AN | 2771.281 | 8107701 | no | no |  |  | no |  |  | 1294963.933 | 15362256.498 |  | -1
node_8107701_200889885 |  |  | PQ | AN | 2771.281 | 8107701 | no | no |  |  | no |  |  | 1294095.339 | 15362238.445 |  | -1
node_8107701_200889887 |  |  | PQ | AD | 2771.281 | 8107701 | no | no |  |  | no |  |  | 1294039.475 | 15361785.619 |  | -1
node_8107701_200889888 |  |  | PQ | AN | 2771.281 | 8107701 | no | no |  |  | no |  |  | 1293934.597 | 15361333.609 |  | -1
node_8107701_200889905 |  |  | PQ | AN | 2771.281 | 8107701 | no | no |  |  | no |  |  | 1298874.293 | 15335763.691 |  | -1
node_8107701_200889906 |  |  | PQ | AD | 2771.281 | 8107701 | no | no |  |  | no |  |  | 1298197.71 | 15333710.5 |  | -1
node_8107701_200889907 |  |  | PQ | AD | 2771.281 | 8107701 | no | no |  |  | no |  |  | 1298437.002 | 15333413.224 |  | -1
node_8107701_200889908 |  |  | PQ | AN | 2771.281 | 8107701 | no | no |  |  | no |  |  | 1298779.218 | 15333524.202 |  | -1
node_8107701_200889909 |  |  | PQ | AD | 2771.281 | 8107701 | no | no |  |  | no |  |  | 1298435.569 | 15335610.663 |  | -1
node_8107701_200889910 |  |  | PQ | AD | 2771.281 | 8107701 | no | no |  |  | no |  |  | 1297777.04 | 15335357.64 |  | -1
node_8107701_200889911 |  |  | PQ | AN | 2771.281 | 8107701 | no | no |  |  | no |  |  | 1297370.977 | 15335210.845 |  | -1
node_8107701_200889912 |  |  | PQ | AD | 2771.281 | 8107701 | no | no |  |  | no |  |  | 1297292.164 | 15335153.985 |  | -1
node_8107701_200889913 |  |  | PQ | AD | 2771.281 | 8107701 | no | no |  |  | no |  |  | 1297507.15 | 15334831.783 |  | -1
node_8107701_200889914 |  |  | PQ | AN | 2771.281 | 8107701 | no | no |  |  | no |  |  | 1297592.413 | 15334704.666 |  | -1
node_8107701_200889915 |  |  | PQ | AD | 2771.281 | 8107701 | no | no |  |  | no |  |  | 1297715.661 | 15334500.844 |  | -1
node_8107701_200889916 |  |  | PQ | AN | 2771.281 | 8107701 | no | no |  |  | no |  |  | 1297937.389 | 15334193.248 |  | -1
node_8107701_200889917 |  |  | PQ | AD | 2771.281 | 8107701 | no | no |  |  | no |  |  | 1297994.161 | 15334001.654 |  | -1
node_8107701_200889940 |  |  | PQ | AN | 2771.281 | 8107701 | no | no |  |  | no |  |  | 1304950.203 | 15344001.433 |  | -1
node_8107701_200889941 |  |  | PQ | AN | 2771.281 | 8107701 | no | no |  |  | no |  |  | 1304847.635 | 15344246.589 |  | -1
node_8107701_200889942 |  |  | PQ | AN | 2771.281 | 8107701 | no | no |  |  | no |  |  | 1304802.614 | 15344478.235 |  | -1
node_8107701_200889943 |  |  | PQ | AD | 2771.281 | 8107701 | no | no |  |  | no |  |  | 1294279.923 | 15342322.524 |  | -1
node_8107701_200889944 |  |  | PQ | AD | 2771.281 | 8107701 | no | no |  |  | no |  |  | 1294252.56 | 15342016.541 |  | -1
node_8107701_200889945 |  |  | PQ | AD | 2771.281 | 8107701 | no | no |  |  | no |  |  | 1294154.099 | 15341815.082 |  | -1
node_8107701_200889946 |  |  | PQ | AD | 2771.281 | 8107701 | no | no |  |  | no |  |  | 1294027.207 | 15341551.18 |  | -1
node_8107701_200889947 |  |  | PQ | AD | 2771.281 | 8107701 | no | no |  |  | no |  |  | 1293743.202 | 15341545.305 |  | -1
node_8107701_200889948 |  |  | PQ | AD | 2771.281 | 8107701 | no | no |  |  | no |  |  | 1293441.808 | 15341549.248 |  | -1
node_8107701_200889949 |  |  | PQ | AD | 2771.281 | 8107701 | no | no |  |  | no |  |  | 1293232.838 | 15341478.771 |  | -1
node_8107701_200889950 |  |  | PQ | AN | 2771.281 | 8107701 | no | no |  |  | no |  |  | 1292987.969 | 15341398.673 |  | -1
node_8107701_200889952 |  |  | PQ | AN | 2771.281 | 8107701 | no | no |  |  | no |  |  | 1286196.483 | 15354037.753 |  | -1
node_8107701_200889954 |  |  | PQ | AD | 2771.281 | 8107701 | no | no |  |  | no |  |  | 1285908.129 | 15354049.036 |  | -1
node_8107701_200889955 |  |  | PQ | AD | 2771.281 | 8107701 | no | no |  |  | no |  |  | 1285601.13 | 15354048.602 |  | -1
node_8107701_200889961 |  |  | PQ | AD | 2771.281 | 8107701 | no | no |  |  | no |  |  | 1284058.509 | 15354049.032 |  | -1
node_8107701_200889962 |  |  | PQ | AD | 2771.281 | 8107701 | no | no |  |  | no |  |  | 1284221.422 | 15354357.25 |  | -1
node_8107701_200889963 |  |  | PQ | AD | 2771.281 | 8107701 | no | no |  |  | no |  |  | 1284158.684 | 15354623.978 |  | -1
node_8107701_200889964 |  |  | PQ | AN | 2771.281 | 8107701 | no | no |  |  | no |  |  | 1284025.211 | 15354854.953 |  | -1
node_8107701_200889965 |  |  | PQ | AN | 2771.281 | 8107701 | no | no |  |  | no |  |  | 1283878.765 | 15354048.444 |  | -1
node_8107701_200889966 |  |  | PQ | AN | 19918.584 | 8107701 | no | no |  |  | no |  |  | 1305391.599 | 15336539.928 |  | -1
node_8107701_200889967 |  |  | PQ | AN | 19918.584 | 8107701 | no | no |  |  | no |  |  | 1305129.673 | 15336587.084 |  | -1
node_8107701_200889968 |  |  | PQ | AN | 19918.584 | 8107701 | no | no |  |  | no |  |  | 1304788.693 | 15336649.847 |  | -1
node_8107701_200889969 |  |  | PQ | AN | 19918.584 | 8107701 | no | no |  |  | no |  |  | 1304561.924 | 15336668.348 |  | -1
node_8107701_200889970 |  |  | PQ | AD | 2771.281 | 8107701 | no | no |  |  | no |  |  | 1282089.04 | 15347920.408 |  | -1
node_8107701_200889971 |  |  | PQ | AD | 2771.281 | 8107701 | no | no |  |  | no |  |  | 1282061.039 | 15348170.211 |  | -1
node_8107701_200889972 |  |  | PQ | AD | 2771.281 | 8107701 | no | no |  |  | no |  |  | 1282101.694 | 15348504.882 |  | -1
node_8107701_200889973 |  |  | PQ | AD | 2771.281 | 8107701 | no | no |  |  | no |  |  | 1281961.058 | 15348739.82 |  | -1
node_8107701_200889974 |  |  | PQ | AD | 2771.281 | 8107701 | no | no |  |  | no |  |  | 1281821.802 | 15349284.774 |  | -1
node_8107701_200889975 |  |  | PQ | AD | 2771.281 | 8107701 | no | no |  |  | no |  |  | 1281859.566 | 15349411.926 |  | -1
node_8107701_200889976 |  |  | PQ | AN | 2771.281 | 8107701 | no | no |  |  | no |  |  | 1281871.648 | 15349538.699 |  | -1
node_8107701_200889977 |  |  | PQ | AD | 2771.281 | 8107701 | no | no |  |  | no |  |  | 1288237.726 | 15354074.235 |  | -1
node_8107701_200889978 |  |  | PQ | AD | 2771.281 | 8107701 | no | no |  |  | no |  |  | 1288255.701 | 15354387.097 |  | -1
node_8107701_200889979 |  |  | PQ | AD | 2771.281 | 8107701 | no | no |  |  | no |  |  | 1288253.61 | 15354704.827 |  | -1
node_8107701_200889980 |  |  | PQ | AD | 2771.281 | 8107701 | no | no |  |  | no |  |  | 1288289.883 | 15355122.043 |  | -1
node_8107701_200889981 |  |  | PQ | AD | 2771.281 | 8107701 | no | no |  |  | no |  |  | 1288237.196 | 15355508.86 |  | -1
node_8107701_200889982 |  |  | PQ | AN | 2771.281 | 8107701 | no | no |  |  | no |  |  | 1288075.72 | 15355860.746 |  | -1
node_8107701_200889983 |  |  | PQ | AN | 2771.281 | 8107701 | no | no |  |  | no |  |  | 1295214.212 | 15338309.436 |  | -1
node_8107701_200889984 |  |  | PQ | AD | 2771.281 | 8107701 | no | no |  |  | no |  |  | 1295350.581 | 15338099.266 |  | -1
node_8107701_200889985 |  |  | PQ | AN | 2771.281 | 8107701 | no | no |  |  | no |  |  | 1295488.303 | 15337901.989 |  | -1
node_8107701_200889987 |  |  | PQ | AD | 2771.281 | 8107701 | no | no |  |  | no |  |  | 1295682.995 | 15337614.927 |  | -1
node_8107701_200889988 |  |  | PQ | AN | 2771.281 | 8107701 | no | no |  |  | no |  |  | 1295877.294 | 15337252.936 |  | -1
node_8107701_200889989 |  |  | PQ | AN | 2771.281 | 8107701 | no | no |  |  | no |  |  | 1296070.592 | 15337032.858 |  | -1
node_8107701_200889997 |  |  | PQ | AD | 2771.281 | 8107701 | no | no |  |  | no |  |  | 1305970.377 | 15342680.503 |  | -1
node_8107701_200889998 |  |  | PQ | AD | 2771.281 | 8107701 | no | no |  |  | no |  |  | 1305663.13 | 15342622.94 |  | -1
node_8107701_200889999 |  |  | PQ | AN | 2771.281 | 8107701 | no | no |  |  | no |  |  | 1305413.804 | 15342575.074 |  | -1
node_8107701_200890000 |  |  | PQ | AD | 2771.281 | 8107701 | no | no |  |  | no |  |  | 1305233.568 | 15342519.122 |  | -1
node_8107701_200890001 |  |  | PQ | AD | 2771.281 | 8107701 | no | no |  |  | no |  |  | 1305187.483 | 15342748.486 |  | -1
node_8107701_200890002 |  |  | PQ | AN | 2771.281 | 8107701 | no | no |  |  | no |  |  | 1305167.928 | 15343034.27 |  | -1
node_8107701_200890003 |  |  | PQ | AN | 2771.281 | 8107701 | no | no |  |  | no |  |  | 1305061.673 | 15343374.395 |  | -1
node_8107701_200890004 |  |  | PQ | AD | 2771.281 | 8107701 | no | no |  |  | no |  |  | 1305001.071 | 15343683.665 |  | -1
node_8107701_200890021 |  |  | PQ | AD | 2771.281 | 8107701 | no | no |  |  | no |  |  | 1291929.653 | 15355396.148 |  | -1
node_8107701_200890022 |  |  | PQ | AN | 2771.281 | 8107701 | no | no |  |  | no |  |  | 1292231.799 | 15355386.473 |  | -1
node_8107701_200890023 |  |  | PQ | AD | 2771.281 | 8107701 | no | no |  |  | no |  |  | 1292519.962 | 15355379.702 |  | -1
node_8107701_200890024 |  |  | PQ | AD | 2771.281 | 8107701 | no | no |  |  | no |  |  | 1292764.047 | 15355376.109 |  | -1
node_8107701_200890025 |  |  | PQ | AD | 2771.281 | 8107701 | no | no |  |  | no |  |  | 1293009.54 | 15355376.184 |  | -1
node_8107701_200890026 |  |  | PQ | AD | 2771.281 | 8107701 | no | no |  |  | no |  |  | 1293333.182 | 15355373.543 |  | -1
node_8107701_200890027 |  |  | PQ | AN | 2771.281 | 8107701 | no | no |  |  | no |  |  | 1293569.597 | 15355365.831 |  | -1
node_8107701_200890028 |  |  | PQ | AN | 2771.281 | 8107701 | no | no |  |  | no |  |  | 1293914.296 | 15355455.334 |  | -1
node_8107701_200890030 |  |  | PQ | AD | 2771.281 | 8107701 | no | no |  |  | no |  |  | 1287628.663 | 15359069.569 |  | -1
node_8107701_200890031 |  |  | PQ | AD | 2771.281 | 8107701 | no | no |  |  | no |  |  | 1287267.819 | 15359062.354 |  | -1
node_8107701_200890032 |  |  | PQ | AN | 2771.281 | 8107701 | no | no |  |  | no |  |  | 1286935.295 | 15359029.29 |  | -1
node_8107701_200890033 |  |  | PQ | AD | 2771.281 | 8107701 | no | no |  |  | no |  |  | 1287372.367 | 15358793.989 |  | -1
node_8107701_200890034 |  |  | PQ | AD | 2771.281 | 8107701 | no | no |  |  | no |  |  | 1287473.621 | 15358544.376 |  | -1
node_8107701_200890035 |  |  | PQ | AD | 2771.281 | 8107701 | no | no |  |  | no |  |  | 1287625.772 | 15358350.735 |  | -1
node_8107701_200890036 |  |  | PQ | AD | 2771.281 | 8107701 | no | no |  |  | no |  |  | 1287870.968 | 15358341.615 |  | -1
node_8107701_200890037 |  |  | PQ | AN | 2771.281 | 8107701 | no | no |  |  | no |  |  | 1288104.827 | 15358325.792 |  | -1
node_8107701_200890038 |  |  | PQ | AN | 2771.281 | 8107701 | no | no |  |  | no |  |  | 1294868.465 | 15339232.741 |  | -1
node_8107701_200890041 |  |  | PQ | AN | 2771.281 | 8107701 | no | no |  |  | no |  |  | 1294754.704 | 15339517.728 |  | -1
node_8107701_200890042 |  |  | PQ | AD | 2771.281 | 8107701 | no | no |  |  | no |  |  | 1294712.77 | 15339712.139 |  | -1
node_8107701_200890043 |  |  | PQ | AD | 2771.281 | 8107701 | no | no |  |  | no |  |  | 1294682.084 | 15339991.887 |  | -1
node_8107701_200890044 |  |  | PQ | AN | 2771.281 | 8107701 | no | no |  |  | no |  |  | 1294639.427 | 15340300.093 |  | -1
node_8107701_200890497 |  |  | PQ | AD | 2771.281 | 8107701 | no | no |  |  | no |  |  | 1303779.283 | 15355374.637 |  | -1
node_8107701_200891387 |  |  | PQ | AN | 2771.281 | 8107701 | no | no |  |  | no |  |  | 1306698.714 | 15345875.047 |  | -1
node_8107701_200891388 |  |  | PQ | ABCN | 19918.584 | 8107701 | no | no |  |  | no |  |  | 1302592.837 | 15324205.685 |  | -1
node_8107701_200891389 |  |  | PQ | ABCN | 19918.584 | 8107701 | no | no |  |  | no |  |  | 1302578.115 | 15324436.34 |  | -1
node_8107701_200891390 |  |  | PQ | AD | 2771.281 | 8107701 | no | no |  |  | no |  |  | 1304058.289 | 15355585.421 |  | -1
node_8107701_200891391 |  |  | PQ | AN | 2771.281 | 8107701 | no | no |  |  | no |  |  | 1304055.559 | 15355780.716 |  | -1
node_8107701_200891392 |  |  | PQ | AD | 2771.281 | 8107701 | no | no |  |  | no |  |  | 1304041.112 | 15355944.543 |  | -1
node_8107701_200891394 |  |  | PQ | AD | 2771.281 | 8107701 | no | no |  |  | no |  |  | 1303867.663 | 15355896.252 |  | -1
node_8107701_200891395 |  |  | PQ | AN | 2771.281 | 8107701 | no | no |  |  | no |  |  | 1303772.482 | 15355883.065 |  | -1
node_8107701_200891396 |  |  | PQ | AN | 2771.281 | 8107701 | no | no |  |  | no |  |  | 1304040.168 | 15356191.774 |  | -1
node_8107701_200891397 |  |  | PQ | AN | 2771.281 | 8107701 | no | no |  |  | no |  |  | 1304009.833 | 15356634.823 |  | -1
node_8107701_200891399 |  |  | PQ | AN | 2771.281 | 8107701 | no | no |  |  | no |  |  | 1303925.796 | 15356998.04 |  | -1
node_8107701_200891400 |  |  | PQ | AD | 2771.281 | 8107701 | no | no |  |  | no |  |  | 1303787.786 | 15357542.764 |  | -1
node_8107701_200891401 |  |  | PQ | AN | 2771.281 | 8107701 | no | no |  |  | no |  |  | 1303887.484 | 15357527.707 |  | -1
node_8107701_200891402 |  |  | PQ | ABCN | 19918.584 | 8107701 | no | no |  |  | no |  |  | 1302535.993 | 15324490.227 |  | -1
node_8107701_200891403 |  |  | PQ | ABCN | 19918.584 | 8107701 | no | no |  |  | no |  |  | 1302534.79 | 15324651.38 |  | -1
node_8107701_200891404 |  |  | PQ | ABCN | 19918.584 | 8107701 | no | no |  |  | no |  |  | 1302565.918 | 15324666.138 |  | -1
node_8107701_200891405 |  |  | PQ | ABCN | 19918.584 | 8107701 | no | no |  |  | no |  |  | 1302557.106 | 15324906.223 |  | -1
node_8107701_200891406 |  |  | PQ | ABCN | 19918.584 | 8107701 | no | no |  |  | no |  |  | 1302550.203 | 15325141.708 |  | -1
node_8107701_200891407 |  |  | PQ | ABCN | 19918.584 | 8107701 | no | no |  |  | no |  |  | 1306064.326 | 15339242.879 |  | -1
node_8107701_200891408 |  |  | PQ | ABCN | 19918.584 | 8107701 | no | no |  |  | no |  |  | 1306086.448 | 15339393.995 |  | -1
node_8107701_200891409 |  |  | PQ | ABCN | 19918.584 | 8107701 | no | no |  |  | no |  |  | 1306107.81 | 15339704.089 |  | -1
node_8107701_200891410 |  |  | PQ | ABCN | 19918.584 | 8107701 | no | no |  |  | no |  |  | 1306132.829 | 15340002.784 |  | -1
node_8107701_200891411 |  |  | PQ | ABCN | 19918.584 | 8107701 | no | no |  |  | no |  |  | 1306141.374 | 15340143.503 |  | -1
node_8107701_200891412 |  |  | PQ | ABCN | 19918.584 | 8107701 | no | no |  |  | no |  |  | 1306157.64 | 15340418.086 |  | -1
node_8107701_200891413 |  |  | PQ | ABCN | 19918.584 | 8107701 | no | no |  |  | no |  |  | 1306177.944 | 15340687.441 |  | -1
node_8107701_200891414 |  |  | PQ | ABCN | 19918.584 | 8107701 | no | no |  |  | no |  |  | 1306196.678 | 15340968.566 |  | -1
node_8107701_200891416 |  |  | PQ | ABCN | 19918.584 | 8107701 | no | no |  |  | no |  |  | 1306226.085 | 15341219.687 |  | -1
node_8107701_200891418 |  |  | PQ | ABCN | 19918.584 | 8107701 | no | no |  |  | no |  |  | 1306280.22 | 15341493.96 |  | -1
node_8107701_200891419 |  |  | PQ | ABCN | 19918.584 | 8107701 | no | no |  |  | no |  |  | 1306336.986 | 15341769.779 |  | -1
node_8107701_200891420 |  |  | PQ | ABCN | 19918.584 | 8107701 | no | no |  |  | no |  |  | 1306388.477 | 15342049.491 |  | -1
node_8107701_200891422 |  |  | PQ | AN | 2771.281 | 8107701 | no | no |  |  | no |  |  | 1306344.515 | 15342722.209 |  | -1
node_8107701_200891423 |  |  | PQ | AN | 2771.281 | 8107701 | no | no |  |  | no |  |  | 1306257.909 | 15342856.563 |  | -1
node_8107701_200891424 |  |  | PQ | AD | 2771.281 | 8107701 | no | no |  |  | no |  |  | 1306234.936 | 15343077.156 |  | -1
node_8107701_200891425 |  |  | PQ | AN | 2771.281 | 8107701 | no | no |  |  | no |  |  | 1306187.589 | 15343314.699 |  | -1
node_8107701_200891427 |  |  | PQ | AN | 2771.281 | 8107701 | no | no |  |  | no |  |  | 1306096.911 | 15343624.874 |  | -1
node_8107701_200891428 |  |  | PQ | AD | 2771.281 | 8107701 | no | no |  |  | no |  |  | 1306017.075 | 15344015.545 |  | -1
node_8107701_200891429 |  |  | PQ | AN | 2771.281 | 8107701 | no | no |  |  | no |  |  | 1305959.861 | 15344238.282 |  | -1
node_8107701_200891430 |  |  | PQ | AD | 2771.281 | 8107701 | no | no |  |  | no |  |  | 1305851.844 | 15344654.88 |  | -1
node_8107701_200891431 |  |  | PQ | AN | 2771.281 | 8107701 | no | no |  |  | no |  |  | 1305824.966 | 15344840.267 |  | -1
node_8107701_200891432 |  |  | PQ | ABCN | 19918.584 | 8107701 | no | no |  |  | no |  |  | 1302635.681 | 15323441.997 |  | -1
node_8107701_200891434 |  |  | PQ | AN | 2771.281 | 8107701 | no | no |  |  | no |  |  | 1305807.291 | 15345047.523 |  | -1
node_8107701_200891436 |  |  | PQ | AD | 2771.281 | 8107701 | no | no |  |  | no |  |  | 1305773.587 | 15345319.638 |  | -1
node_8107701_200891437 |  |  | PQ | AN | 2771.281 | 8107701 | no | no |  |  | no |  |  | 1305746.401 | 15345555.068 |  | -1
node_8107701_200891438 |  |  | PQ | AD | 2771.281 | 8107701 | no | no |  |  | no |  |  | 1305826.395 | 15345904.38 |  | -1
node_8107701_200891439 |  |  | PQ | AN | 2771.281 | 8107701 | no | no |  |  | no |  |  | 1305846.872 | 15345652.178 |  | -1
node_8107701_200891440 |  |  | PQ | AN | 2771.281 | 8107701 | no | no |  |  | no |  |  | 1305799.655 | 15346242.979 |  | -1
node_8107701_200891441 |  |  | PQ | AN | 2771.281 | 8107701 | no | no |  |  | no |  |  | 1305767.708 | 15346600.948 |  | -1
node_8107701_200891444 |  |  | PQ | AD | 2771.281 | 8107701 | no | no |  |  | no |  |  | 1305672.25 | 15347005.919 |  | -1
node_8107701_200891445 |  |  | PQ | AN | 2771.281 | 8107701 | no | no |  |  | no |  |  | 1305544.364 | 15347369.762 |  | -1
node_8107701_200891447 |  |  | PQ | AN | 2771.281 | 8107701 | no | no |  |  | no |  |  | 1305417.518 | 15347763.35 |  | -1
node_8107701_200891449 |  |  | PQ | AD | 2771.281 | 8107701 | no | no |  |  | no |  |  | 1305279.176 | 15348132.709 |  | -1
node_8107701_200891450 |  |  | PQ | ABCN | 19918.584 | 8107701 | no | no |  |  | no |  |  | 1302624.416 | 15323629.332 |  | -1
node_8107701_200891451 |  |  | PQ | ABCN | 19918.584 | 8107701 | no | no |  |  | no |  |  | 1302613.941 | 15323808.022 |  | -1
node_8107701_200891452 |  |  | PQ | AD | 2771.281 | 8107701 | no | no |  |  | no |  |  | 1305216.885 | 15348342.699 |  | -1
node_8107701_200891453 |  |  | PQ | AD | 2771.281 | 8107701 | no | no |  |  | no |  |  | 1304912.86 | 15348218.862 |  | -1
node_8107701_200891454 |  |  | PQ | AN | 2771.281 | 8107701 | no | no |  |  | no |  |  | 1305265.001 | 15348656.287 |  | -1
node_8107701_200891456 |  |  | PQ | AD | 2771.281 | 8107701 | no | no |  |  | no |  |  | 1305308.918 | 15348936.418 |  | -1
node_8107701_200891458 |  |  | PQ | AN | 2771.281 | 8107701 | no | no |  |  | no |  |  | 1305248.374 | 15349173.451 |  | -1
node_8107701_200891459 |  |  | PQ | AD | 2771.281 | 8107701 | no | no |  |  | no |  |  | 1305174.57 | 15349571.834 |  | -1
node_8107701_200891462 |  |  | PQ | AN | 2771.281 | 8107701 | no | no |  |  | no |  |  | 1304850.073 | 15350310.269 |  | -1
node_8107701_200891463 |  |  | PQ | AN | 2771.281 | 8107701 | no | no |  |  | no |  |  | 1304877.317 | 15350712.294 |  | -1
node_8107701_200891464 |  |  | PQ | AD | 2771.281 | 8107701 | no | no |  |  | no |  |  | 1304885.024 | 15351087.938 |  | -1
node_8107701_200891465 |  |  | PQ | AN | 2771.281 | 8107701 | no | no |  |  | no |  |  | 1304784.654 | 15351434.61 |  | -1
node_8107701_200891466 |  |  | PQ | ABCN | 19918.584 | 8107701 | no | no |  |  | no |  |  | 1302602.916 | 15323976.667 |  | -1
node_8107701_200891468 |  |  | PQ | AN | 2771.281 | 8107701 | no | no |  |  | no |  |  | 1304700.084 | 15351820.661 |  | -1
node_8107701_200891470 |  |  | PQ | AD | 2771.281 | 8107701 | no | no |  |  | no |  |  | 1304642.993 | 15351989.417 |  | -1
node_8107701_200891471 |  |  | PQ | AN | 2771.281 | 8107701 | no | no |  |  | no |  |  | 1304351.976 | 15351876.011 |  | -1
node_8107701_200891472 |  |  | PQ | AN | 2771.281 | 8107701 | no | no |  |  | no |  |  | 1304588.245 | 15352198.318 |  | -1
node_8107701_200891474 |  |  | PQ | AN | 2771.281 | 8107701 | no | no |  |  | no |  |  | 1304527.821 | 15352440.381 |  | -1
node_8107701_200891477 |  |  | PQ | AN | 2771.281 | 8107701 | no | no |  |  | no |  |  | 1304430.274 | 15352805.806 |  | -1
node_8107701_200891478 |  |  | PQ | AD | 2771.281 | 8107701 | no | no |  |  | no |  |  | 1304390.309 | 15352922.967 |  | -1
node_8107701_200891481 |  |  | PQ | AN | 2771.281 | 8107701 | no | no |  |  | no |  |  | 1304300.206 | 15353288.949 |  | -1
node_8107701_200891483 |  |  | PQ | AN | 2771.281 | 8107701 | no | no |  |  | no |  |  | 1304234.449 | 15353682.94 |  | -1
node_8107701_200891486 |  |  | PQ | AN | 2771.281 | 8107701 | no | no |  |  | no |  |  | 1304210.779 | 15354059.735 |  | -1
node_8107701_200891487 |  |  | PQ | AD | 2771.281 | 8107701 | no | no |  |  | no |  |  | 1304182.435 | 15354499.555 |  | -1
node_8107701_200891488 |  |  | PQ | AD | 2771.281 | 8107701 | no | no |  |  | no |  |  | 1304142.729 | 15354979.835 |  | -1
node_8107701_200891489 |  |  | PQ | AN | 2771.281 | 8107701 | no | no |  |  | no |  |  | 1304163.565 | 15355214.814 |  | -1
node_8107701_200891490 |  |  | PQ | AD | 2771.281 | 8107701 | no | no |  |  | no |  |  | 1304158.613 | 15355402.666 |  | -1
node_8107701_200891491 |  |  | PQ | AN | 2771.281 | 8107701 | no | no |  |  | no |  |  | 1305719.289 | 15331436.994 |  | -1
node_8107701_200891492 |  |  | PQ | AN | 2771.281 | 8107701 | no | no |  |  | no |  |  | 1307078.791 | 15330808.44 |  | -1
node_8107701_200891493 |  |  | PQ | AD | 2771.281 | 8107701 | no | no |  |  | no |  |  | 1305220.025 | 15331919.489 |  | -1
node_8107701_200891494 |  |  | PQ | AN | 2771.281 | 8107701 | no | no |  |  | no |  |  | 1305318.281 | 15332015.528 |  | -1
node_8107701_200891495 |  |  | PQ | AN | 2771.281 | 8107701 | no | no |  |  | no |  |  | 1305548.763 | 15332284.185 |  | -1
node_8107701_200891497 |  |  | PQ | AD | 2771.281 | 8107701 | no | no |  |  | no |  |  | 1305644.982 | 15332396.228 |  | -1
node_8107701_200891498 |  |  | PQ | AN | 2771.281 | 8107701 | no | no |  |  | no |  |  | 1305669.915 | 15332626.295 |  | -1
node_8107701_200891499 |  |  | PQ | AD | 2771.281 | 8107701 | no | no |  |  | no |  |  | 1305752.534 | 15332802.626 |  | -1
node_8107701_200891500 |  |  | PQ | AD | 2771.281 | 8107701 | no | no |  |  | no |  |  | 1305842.682 | 15332976.791 |  | -1
node_8107701_200891501 |  |  | PQ | AD | 2771.281 | 8107701 | no | no |  |  | no |  |  | 1306077.663 | 15332985.746 |  | -1
node_8107701_200891502 |  |  | PQ | AN | 2771.281 | 8107701 | no | no |  |  | no |  |  | 1306276.389 | 15332994.126 |  | -1
node_8107701_200891504 |  |  | PQ | AN | 2771.281 | 8107701 | no | no |  |  | no |  |  | 1305914.967 | 15333115.291 |  | -1
node_8107701_200891505 |  |  | PQ | AD | 2771.281 | 8107701 | no | no |  |  | no |  |  | 1306063.75 | 15333414.781 |  | -1
node_8107701_200891506 |  |  | PQ | AD | 2771.281 | 8107701 | no | no |  |  | no |  |  | 1306236.174 | 15333961.683 |  | -1
node_8107701_200891507 |  |  | PQ | AN | 2771.281 | 8107701 | no | no |  |  | no |  |  | 1306394.915 | 15334461.955 |  | -1
node_8107701_200891508 |  |  | PQ | AD | 2771.281 | 8107701 | no | no |  |  | no |  |  | 1306448.872 | 15334638.017 |  | -1
node_8107701_200891509 |  |  | PQ | AN | 2771.281 | 8107701 | no | no |  |  | no |  |  | 1306507.016 | 15334801.767 |  | -1
node_8107701_200891510 |  |  | PQ | AN | 2771.281 | 8107701 | no | no |  |  | no |  |  | 1304422.562 | 15330358.215 |  | -1
node_8107701_200891511 |  |  | PQ | AN | 2771.281 | 8107701 | no | no |  |  | no |  |  | 1304586.052 | 15330527.25 |  | -1
node_8107701_200891513 |  |  | PQ | AN | 2771.281 | 8107701 | no | no |  |  | no |  |  | 1304800.253 | 15330723.783 |  | -1
node_8107701_200891514 |  |  | PQ | AD | 2771.281 | 8107701 | no | no |  |  | no |  |  | 1304903.541 | 15331017.437 |  | -1
node_8107701_200891515 |  |  | PQ | AD | 2771.281 | 8107701 | no | no |  |  | no |  |  | 1305006.035 | 15331311.894 |  | -1
node_8107701_200891516 |  |  | PQ | AD | 2771.281 | 8107701 | no | no |  |  | no |  |  | 1305111.459 | 15331619.641 |  | -1
node_8107701_200891517 |  |  | PQ | AN | 2771.281 | 8107701 | no | no |  |  | no |  |  | 1305165.509 | 15331602.331 |  | -1
node_8107701_200897386 |  |  | PQ | ABCN | 19918.584 | 8107701 | no | no |  |  | no |  |  | 1302838.39 | 15321298.951 |  | -1
node_8107701_200897460 |  |  | PQ | ABCN | 19918.584 | 8107701 | no | no |  |  | no |  |  | 1302757.328 | 15321235.255 |  | -1
node_8107701_200897461 |  |  | PQ | ABCN | 19918.584 | 8107701 | no | no |  |  | no |  |  | 1302750.529 | 15321434.19 |  | -1
node_8107701_200897462 |  |  | PQ | ABCN | 19918.584 | 8107701 | no | no |  |  | no |  |  | 1302737.964 | 15321690.048 |  | -1
node_8107701_200897463 |  |  | PQ | ABCN | 19918.584 | 8107701 | no | no |  |  | no |  |  | 1302740.688 | 15321707.598 |  | -1
node_8107701_200897464 |  |  | PQ | ABCN | 19918.584 | 8107701 | no | no |  |  | no |  |  | 1302729.87 | 15321858.667 |  | -1
node_8107701_200897465 |  |  | PQ | ABCN | 19918.584 | 8107701 | no | no |  |  | no |  |  | 1302723.27 | 15321960.485 |  | -1
node_8107701_200897466 |  |  | PQ | ABCN | 19918.584 | 8107701 | no | no |  |  | no |  |  | 1302711.058 | 15322203.042 |  | -1
node_8107701_200897467 |  |  | PQ | ABCN | 19918.584 | 8107701 | no | no |  |  | no |  |  | 1302698.287 | 15322461.076 |  | -1
node_8107701_200897469 |  |  | PQ | AN | 19918.584 | 8107701 | no | no |  |  | no |  |  | 1302477.317 | 15322393.984 |  | -1
node_8107701_200897470 |  |  | PQ | ABCN | 19918.584 | 8107701 | no | no |  |  | no |  |  | 1302693.056 | 15322563.279 |  | -1
node_8107701_200897471 |  |  | PQ | ABCN | 19918.584 | 8107701 | no | no |  |  | no |  |  | 1302674.241 | 15322800.523 |  | -1
node_8107701_200897472 |  |  | PQ | ABCN | 19918.584 | 8107701 | no | no |  |  | no |  |  | 1302663.044 | 15323020.948 |  | -1
node_8107701_200897473 |  |  | PQ | ABCN | 19918.584 | 8107701 | no | no |  |  | no |  |  | 1302650.26 | 15323226.448 |  | -1
node_8107701_200906247 |  |  | PQ | AD | 2771.281 | 8107701 | no | no |  |  | no |  |  | 1296289.703 | 15365774.16 |  | -1
node_8107701_200906248 |  |  | PQ | AN | 2771.281 | 8107701 | no | no |  |  | no |  |  | 1296073.375 | 15365899.404 |  | -1
node_8107701_200906249 |  |  | PQ | AD | 2771.281 | 8107701 | no | no |  |  | no |  |  | 1295819.762 | 15366050.425 |  | -1
node_8107701_200906250 |  |  | PQ | AD | 2771.281 | 8107701 | no | no |  |  | no |  |  | 1295523.862 | 15366214.197 |  | -1
node_8107701_200906251 |  |  | PQ | AD | 2771.281 | 8107701 | no | no |  |  | no |  |  | 1295290.184 | 15366272.02 |  | -1
node_8107701_200906252 |  |  | PQ | AN | 2771.281 | 8107701 | no | no |  |  | no |  |  | 1295068.629 | 15366292.366 |  | -1
node_8107701_200906253 |  |  | PQ | AD | 2771.281 | 8107701 | no | no |  |  | no |  |  | 1294736.527 | 15366223.73 |  | -1
node_8107701_200906254 |  |  | PQ | AN | 2771.281 | 8107701 | no | no |  |  | no |  |  | 1294379.021 | 15366172.721 |  | -1
node_8107701_200912205 |  |  | PQ | ABCN | 19918.584 | 8107701 | no | no |  |  | no |  |  | 1303390.913 | 15321384.427 |  | -1
node_8107701_200912216 |  |  | PQ | ABCN | 19918.584 | 8107701 | no | no |  |  | no |  |  | 1302459.869 | 15321321.995 |  | -1
node_8107701_200946498 |  |  | PQ | AN | 2771.281 | 8107701 | no | no |  |  | no |  |  | 1303601.398 | 15360893.815 |  | -1
node_8107701_200946938 |  |  | PQ | AN | 2771.281 | 8107701 | no | no |  |  | no |  |  | 1302581.599 | 15342959.635 |  | -1
node_8107701_200946939 |  |  | PQ | AD | 2771.281 | 8107701 | no | no |  |  | no |  |  | 1302185.663 | 15342998.891 |  | -1
node_8107701_200946940 |  |  | PQ | AD | 2771.281 | 8107701 | no | no |  |  | no |  |  | 1302382.056 | 15343018.886 |  | -1
node_8107701_200948253 |  |  | PQ | AN | 2771.281 | 8107701 | no | no |  |  | no |  |  | 1305077.816 | 15349982.616 |  | -1
node_8107701_200948630 |  |  | PQ | AN | 2771.281 | 8107701 | no | no |  |  | no |  |  | 1280641.212 | 15347475.912 |  | -1
node_8107701_200950434 |  |  | PQ | AN | 2771.281 | 8107701 | no | no |  |  | no |  |  | 1305085.84 | 15352568.825 |  | -1
node_8107701_200950435 |  |  | PQ | AN | 2771.281 | 8107701 | no | no |  |  | no |  |  | 1304487.415 | 15352560.309 |  | -1
node_8107701_200951574 |  |  | PQ | ABCN | 19918.584 | 8107701 | no | no |  |  | no |  |  | 1302847.399 | 15321423.07 |  | -1
node_8107701_200951577 |  |  | PQ | ABCN | 19918.584 | 8107701 | no | no |  |  | no |  |  | 1302840.409 | 15321670.654 |  | -1
node_8107701_200951578 |  |  | PQ | ABCN | 19918.584 | 8107701 | no | no |  |  | no |  |  | 1302839.475 | 15321762.328 |  | -1
node_8107701_200951579 |  |  | PQ | ABCN | 19918.584 | 8107701 | no | no |  |  | no |  |  | 1302781.067 | 15321757.07 |  | -1
node_8107701_200955994 |  |  | PQ | AD | 2771.281 | 8107701 | no | no |  |  | no |  |  | 1290105.691 | 15350313.928 |  | -1
node_8107701_200955995 |  |  | PQ | AD | 2771.281 | 8107701 | no | no |  |  | no |  |  | 1292240.152 | 15344997.285 |  | -1
node_8107701_200955996 |  |  | PQ | AD | 2771.281 | 8107701 | no | no |  |  | no |  |  | 1294596.955 | 15342239.387 |  | -1
node_8107701_200956011 |  |  | PQ | AN | 2771.281 | 8107701 | no | no |  |  | no |  |  | 1303435.582 | 15351112.562 |  | -1
node_8107701_200959798 |  |  | PQ | AD | 2771.281 | 8107701 | no | no |  |  | no |  |  | 1291159.484 | 15356158.688 |  | -1
node_8107701_200959799 |  |  | PQ | AD | 2771.281 | 8107701 | no | no |  |  | no |  |  | 1291261.855 | 15355904.635 |  | -1
node_8107701_200959801 |  |  | PQ | AD | 2771.281 | 8107701 | no | no |  |  | no |  |  | 1291507.456 | 15356057.227 |  | -1
node_8107701_200959802 |  |  | PQ | AD | 2771.281 | 8107701 | no | no |  |  | no |  |  | 1291752.206 | 15356213.963 |  | -1
node_8107701_200959803 |  |  | PQ | AD | 2771.281 | 8107701 | no | no |  |  | no |  |  | 1291877.036 | 15356474.963 |  | -1
node_8107701_200959851 |  |  | PQ | AN | 2771.281 | 8107701 | no | no |  |  | no |  |  | 1291999.03 | 15356735.74 |  | -1
node_8107701_200959852 |  |  | PQ | AN | 2771.281 | 8107701 | no | no |  |  | no |  |  | 1292316.835 | 15356619.237 |  | -1
node_8107701_200961288 |  |  | PQ | AN | 2771.281 | 8107701 | no | no |  |  | no |  |  | 1287384.124 | 15351114.287 |  | -1
node_8107701_200962228 |  |  | PQ | AN | 19918.584 | 8107701 | no | no |  |  | no |  |  | 1302596.302 | 15323302.09 |  | -1
node_8107701_200964355 |  |  | PQ | AD | 2771.281 | 8107701 | no | no |  |  | no |  |  | 1290209.763 | 15357802.617 |  | -1
node_8107701_200964356 |  |  | PQ | AN | 2771.281 | 8107701 | no | no |  |  | no |  |  | 1290345.174 | 15357881.169 |  | -1
node_8107701_200965389 |  |  | PQ | AN | 2771.281 | 8107701 | no | no |  |  | no |  |  | 1303798.028 | 15351243.13 |  | -1
node_8107701_200969880 |  |  | PQ | AD | 2771.281 | 8107701 | no | no |  |  | no |  |  | 1296814.591 | 15365504.947 |  | -1
node_8107701_200969881 |  |  | PQ | AD | 2771.281 | 8107701 | no | no |  |  | no |  |  | 1297135.126 | 15365314.716 |  | -1
node_8107701_200969882 |  |  | PQ | AD | 2771.281 | 8107701 | no | no |  |  | no |  |  | 1297453.342 | 15365130.711 |  | -1
node_8107701_200971572 |  |  | PQ | AD | 2771.281 | 8107701 | no | no |  |  | no |  |  | 1303374.399 | 15360844.627 |  | -1
node_8107701_200971967 |  |  | PQ | AN | 7199.558 | 8107701 | no | no |  |  | no |  |  | 1303132.19 | 15329322.831 |  | -1
node_8107701_200972337 |  |  | PQ | AN | 2771.281 | 8107701 | no | no |  |  | no |  |  | 1284187.724 | 15348000.369 |  | -1
node_8107701_200972537 |  |  | PQ | AN | 2771.281 | 8107701 | no | no |  |  | no |  |  | 1283278.665 | 15354601.629 |  | -1
node_8107701_200972593 |  |  | PQ | AN | 2771.281 | 8107701 | no | no |  |  | no |  |  | 1297369.015 | 15349160.879 |  | -1
node_8107701_200972616 |  |  | PQ | AN | 2771.281 | 8107701 | no | no |  |  | no |  |  | 1280753.748 | 15347093.849 |  | -1
node_8107701_200976181 |  |  | PQ | AN | 2771.281 | 8107701 | no | no |  |  | no |  |  | 1292694.121 | 15355509.181 |  | -1
node_8107701_200978004 |  |  | PQ | AD | 2771.281 | 8107701 | no | no |  |  | no |  |  | 1285275.202 | 15354052.219 |  | -1
node_8107701_200978005 |  |  | PQ | AN | 2771.281 | 8107701 | no | no |  |  | no |  |  | 1284883.963 | 15354046.785 |  | -1
node_8107701_200978006 |  |  | PQ | AD | 2771.281 | 8107701 | no | no |  |  | no |  |  | 1284644.538 | 15354045.106 |  | -1
node_8107701_200978007 |  |  | PQ | AN | 2771.281 | 8107701 | no | no |  |  | no |  |  | 1284399.086 | 15354030.852 |  | -1
node_8107701_200983135 |  |  | PQ | AD | 2771.281 | 8107701 | no | no |  |  | no |  |  | 1302118.357 | 15340548.465 |  | -1
node_8107701_200983136 |  |  | PQ | AN | 2771.281 | 8107701 | no | no |  |  | no |  |  | 1302063.68 | 15340302.361 |  | -1
node_8107701_201010665 |  |  | PQ | AN | 2771.281 | 8107701 | no | no |  |  | no |  |  | 1302162.052 | 15339023.174 |  | -1
node_8107701_201016232 |  |  | PQ | AN | 2771.281 | 8107701 | no | no |  |  | no |  |  | 1280379.571 | 15347130.545 |  | -1
node_8107701_201027876 |  |  | PQ | AD | 2771.281 | 8107701 | no | no |  |  | no |  |  | 1296169.064 | 15338899.723 |  | -1
node_8107701_201027877 |  |  | PQ | AN | 2771.281 | 8107701 | no | no |  |  | no |  |  | 1296319.812 | 15338690.504 |  | -1
node_8107701_201044610 |  |  | PQ | AD | 2771.281 | 8107701 | no | no |  |  | no |  |  | 1297652.331 | 15337440.285 |  | -1
node_8107701_201044611 |  |  | PQ | AD | 2771.281 | 8107701 | no | no |  |  | no |  |  | 1300536.367 | 15333694.63 |  | -1
node_8107701_201044636 |  |  | PQ | AN | 2771.281 | 8107701 | no | no |  |  | no |  |  | 1284889.919 | 15346625.73 |  | -1
node_8107701_201044879 |  |  | PQ | AN | 2771.281 | 8107701 | no | no |  |  | no |  |  | 1289782.921 | 15349846.421 |  | -1
node_8107701_201060305 |  |  | PQ | ABCN | 19918.584 | 8107701 | no | no |  |  | no |  |  | 1302553.228 | 15326019.5 |  | -1
node_8107701_201066240 |  |  | PQ | ABCN | 2771.281 | 8107701 | no | no |  |  | no |  |  | 1306364.569 | 15342373.713 |  | -1
node_8107701_310020704 |  |  | PQ | AD | 2771.281 | 8107701 | no | no |  |  | no |  |  | 1294988.989 | 15338777.644 |  | -1
node_8107701_310020706 |  |  | PQ | AN | 2771.281 | 8107701 | no | no |  |  | no |  |  | 1295017.236 | 15338580.97 |  | -1
node_8107701_310025609 |  |  | PQ | AD | 2771.281 | 8107701 | no | no |  |  | no |  |  | 1302294.462 | 15341734.544 |  | -1
node_8107701_310025611 |  |  | PQ | AN | 2771.281 | 8107701 | no | no |  |  | no |  |  | 1302118.361 | 15341737.792 |  | -1
node_8107701_310025620 |  |  | PQ | AN | 2771.281 | 8107701 | no | no |  |  | no |  |  | 1301430.054 | 15341599.983 |  | -1
node_8107701_311855005 |  |  | PQ | AN | 19918.584 | 8107701 | no | no |  |  | no |  |  | 1302267.286 | 15323309.68 |  | -1
node_8107701_311857369 |  |  | PQ | AD | 2771.281 | 8107701 | no | no |  |  | no |  |  | 1300430.444 | 15333819.676 |  | -1
node_8107701_311857374 |  |  | PQ | AD | 2771.281 | 8107701 | no | no |  |  | no |  |  | 1281785.256 | 15348984.677 |  | -1
node_8107701_311872526 |  |  | PQ | AN | 2771.281 | 8107701 | no | no |  |  | no |  |  | 1300403.385 | 15329727.531 |  | -1
node_8107701_311884865 |  |  | PQ | AN | 2771.281 | 8107701 | no | no |  |  | no |  |  | 1303516.579 | 15330592.703 |  | -1
node_8107701_311914648 |  |  | PQ | AN | 7199.558 | 8107701 | no | no |  |  | no |  |  | 1302798.869 | 15329355.298 |  | -1
node_8107701_311932090 |  |  | PQ | AN | 2771.281 | 8107701 | no | no |  |  | no |  |  | 1302098.521 | 15343099.313 |  | -1
node_8107701_312076912 |  |  | PQ | AN | 2771.281 | 8107701 | no | no |  |  | no |  |  | 1286741.469 | 15359134.676 |  | -1
node_8107701_312091466 |  |  | PQ | ABCN | 19918.584 | 8107701 | no | no |  |  | no |  |  | 1302520.196 | 15327558.736 |  | -1
node_8107701_312091473 |  |  | PQ | ABCN | 19918.584 | 8107701 | no | no |  |  | no |  |  | 1302473.048 | 15327579.539 |  | -1
node_8107701_312113806 |  |  | PQ | ABCN | 19918.584 | 8107701 | no | no |  |  | no |  |  | 1302739.423 | 15321725.272 |  | -1
node_220370744 |  |  | PQ | ABCN | 19918.584 | 8107701 | no | no |  |  | no |  |  | 1302739.944 | 15321702.805 |  | -1
node_220387723 |  |  | PQ | ABCN | 19918.584 | 8107701 | no | no |  |  | no |  |  | 1306367.254 | 15342337.532 |  | -1
node_220387828 |  |  | PQ | AN | 19918.584 | 8107701 | no | no |  |  | no |  |  | 1301468.287 | 15332249.25 |  | -1
node_220387908 |  |  | PQ | AN | 19918.584 | 8107701 | no | no |  |  | no |  |  | 1302219.158 | 15329234.004 |  | -1
node_220387931 |  |  | PQ | AN | 19918.584 | 8107701 | no | no |  |  | no |  |  | 1303500.527 | 15330595.235 |  | -1
node_220387933 |  |  | PQ | AN | 19918.584 | 8107701 | no | no |  |  | no |  |  | 1305658.47 | 15337590.721 |  | -1
node_220415634 |  |  | PQ | ABCN | 19918.584 | 8107701 | no | no |  |  | no |  |  | 1302738.949 | 15321696.394 |  | -1
node_220436644 |  |  | PQ | AN | 19918.584 | 8107701 | no | no |  |  | no |  |  | 1302787.932 | 15329356.576 |  | -1
node_220463215 |  |  | PQ | AN | 2771.281 | 8107701 | no | no |  |  | no |  |  | 1303507.686 | 15330594.168 |  | -1
node_220465233 |  |  | PQ | AN | 2771.281 | 8107701 | no | no |  |  | no |  |  | 1302212.931 | 15329230.335 |  | -1
node_220465242 |  |  | PQ | AN | 2771.281 | 8107701 | no | no |  |  | no |  |  | 1305651.575 | 15337590.826 |  | -1
node_220465455 |  |  | PQ | AN | 2771.281 | 8107701 | no | no |  |  | no |  |  | 1301460.202 | 15332266.253 |  | -1
node_220523545 |  |  | PQ | AN | 7199.558 | 8107701 | no | no |  |  | no |  |  | 1302793.336 | 15329355.944 |  | -1
node_220655300 |  |  | PQ | ABCN | 2771.281 | 8107701 | no | no |  |  | no |  |  | 1306365.678 | 15342358.924 |  | -1
node_SOURCE_8107701 |  |  | SWING | ABCN | 19918.584 | 8107701 | no | no |  |  | no |  |  | 1302865.522 | 15321114.759 |  | -1
node_intto1_8107701_200888520 |  |  | PQ | AD | 2771.281 | 8107701 | no | no |  |  | no |  |  | 1303553.042 | 15358524.403 |  | -1
node_intto1_8107701_200888527 |  |  | PQ | AD | 2771.281 | 8107701 | no | no |  |  | no |  |  | 1303484.495 | 15359679.459 |  | -1
node_intto1_8107701_200888925 |  |  | PQ | AD | 2771.281 | 8107701 | no | no |  |  | no |  |  | 1299801.47 | 15334629.819 |  | -1
node_intto1_8107701_200888956 |  |  | PQ | AD | 2771.281 | 8107701 | no | no |  |  | no |  |  | 1296014.643 | 15339448.609 |  | -1
node_intto1_8107701_200888958 |  |  | PQ | AD | 2771.281 | 8107701 | no | no |  |  | no |  |  | 1295839.124 | 15339902.318 |  | -1
node_intto1_8107701_200888971 |  |  | PQ | AD | 2771.281 | 8107701 | no | no |  |  | no |  |  | 1293826.184 | 15343152.732 |  | -1
node_intto1_8107701_200888980 |  |  | PQ | AD | 2771.281 | 8107701 | no | no |  |  | no |  |  | 1292238.804 | 15345554.216 |  | -1
node_intto1_8107701_200888998 |  |  | PQ | AD | 2771.281 | 8107701 | no | no |  |  | no |  |  | 1290511.072 | 15348823.717 |  | -1
node_intto1_8107701_200889003 |  |  | PQ | AD | 2771.281 | 8107701 | no | no |  |  | no |  |  | 1290244.07 | 15350694.309 |  | -1
node_intto1_8107701_200889007 |  |  | PQ | ABCN | 19918.584 | 8107701 | no | no |  |  | no |  |  | 1301623.635 | 15332010.411 |  | -1
node_intto1_8107701_200889010 |  |  | PQ | ABCN | 19918.584 | 8107701 | no | no |  |  | no |  |  | 1302134.1 | 15331944.873 |  | -1
node_intto1_8107701_200889024 |  |  | PQ | AD | 2771.281 | 8107701 | no | no |  |  | no |  |  | 1301153.279 | 15332777.324 |  | -1
node_intto1_8107701_200889032 |  |  | PQ | AD | 2771.281 | 8107701 | no | no |  |  | no |  |  | 1290676.351 | 15357138.129 |  | -1
node_intto1_8107701_200889068 |  |  | PQ | AD | 2771.281 | 8107701 | no | no |  |  | no |  |  | 1294597.907 | 15342986.488 |  | -1
node_intto1_8107701_200889122 |  |  | PQ | AD | 2771.281 | 8107701 | no | no |  |  | no |  |  | 1284862.796 | 15346973.939 |  | -1
node_intto1_8107701_200889133 |  |  | PQ | AD | 2771.281 | 8107701 | no | no |  |  | no |  |  | 1290276.323 | 15347051.001 |  | -1
node_intto1_8107701_200889165 |  |  | PQ | AD | 2771.281 | 8107701 | no | no |  |  | no |  |  | 1302240.769 | 15357504.516 |  | -1
node_intto1_8107701_200889172 |  |  | PQ | AD | 2771.281 | 8107701 | no | no |  |  | no |  |  | 1295875.154 | 15339014.839 |  | -1
node_intto1_8107701_200889231 |  |  | PQ | AD | 2771.281 | 8107701 | no | no |  |  | no |  |  | 1302175.482 | 15358757.638 |  | -1
node_intto1_8107701_200889317 |  |  | PQ | AD | 2771.281 | 8107701 | no | no |  |  | no |  |  | 1300864.724 | 15363694.638 |  | -1
node_intto1_8107701_200889333 |  |  | PQ | AD | 2771.281 | 8107701 | no | no |  |  | no |  |  | 1291382.838 | 15356681.053 |  | -1
node_intto1_8107701_200889394 |  |  | PQ | AD | 2771.281 | 8107701 | no | no |  |  | no |  |  | 1302810.171 | 15354312.675 |  | -1
node_intto1_8107701_200889407 |  |  | PQ | AD | 2771.281 | 8107701 | no | no |  |  | no |  |  | 1293677.342 | 15362774.142 |  | -1
node_intto1_8107701_200889450 |  |  | PQ | AD | 2771.281 | 8107701 | no | no |  |  | no |  |  | 1295531.4 | 15363693.834 |  | -1
node_intto1_8107701_200889565 |  |  | PQ | AD | 2771.281 | 8107701 | no | no |  |  | no |  |  | 1304891.975 | 15345580.907 |  | -1
node_intto1_8107701_200889701 |  |  | PQ | ABCN | 19918.584 | 8107701 | no | no |  |  | no |  |  | 1302356.908 | 15329330.34 |  | -1
node_intto1_8107701_200889705 |  |  | PQ | AD | 2771.281 | 8107701 | no | no |  |  | no |  |  | 1301695.117 | 15329395.909 |  | -1
node_intto1_8107701_200889718 |  |  | PQ | AD | 2771.281 | 8107701 | no | no |  |  | no |  |  | 1305366.185 | 15338001.242 |  | -1
node_intto1_8107701_200889751 |  |  | PQ | AD | 2771.281 | 8107701 | no | no |  |  | no |  |  | 1289614 | 15350760.038 |  | -1
node_intto1_8107701_200889752 |  |  | PQ | AD | 2771.281 | 8107701 | no | no |  |  | no |  |  | 1286876.542 | 15354061.792 |  | -1
node_intto1_8107701_200889803 |  |  | PQ | ABCN | 19918.584 | 8107701 | no | no |  |  | no |  |  | 1302772.254 | 15329358.408 |  | -1
node_intto1_8107701_200889818 |  |  | PQ | ABCN | 19918.584 | 8107701 | no | no |  |  | no |  |  | 1303413.624 | 15330518.266 |  | -1
node_intto1_8107701_200889838 |  |  | PQ | ABCN | 19918.584 | 8107701 | no | no |  |  | no |  |  | 1305122.391 | 15333834.478 |  | -1
node_intto1_8107701_200889874 |  |  | PQ | AD | 2771.281 | 8107701 | no | no |  |  | no |  |  | 1303971.691 | 15330500.904 |  | -1
node_intto1_8107701_200889878 |  |  | PQ | AD | 2771.281 | 8107701 | no | no |  |  | no |  |  | 1300173.077 | 15333689.524 |  | -1
node_intto1_8107701_200889885 |  |  | PQ | AD | 2771.281 | 8107701 | no | no |  |  | no |  |  | 1294095.339 | 15362238.445 |  | -1
node_intto1_8107701_200889905 |  |  | PQ | AD | 2771.281 | 8107701 | no | no |  |  | no |  |  | 1298874.293 | 15335763.691 |  | -1
node_intto1_8107701_200889909 |  |  | PQ | AD | 2771.281 | 8107701 | no | no |  |  | no |  |  | 1298435.569 | 15335610.663 |  | -1
node_intto1_8107701_200889943 |  |  | PQ | AD | 2771.281 | 8107701 | no | no |  |  | no |  |  | 1294279.923 | 15342322.524 |  | -1
node_intto1_8107701_200889952 |  |  | PQ | AD | 2771.281 | 8107701 | no | no |  |  | no |  |  | 1286196.483 | 15354037.753 |  | -1
node_intto1_8107701_200889966 |  |  | PQ | AN | 19918.584 | 8107701 | no | no |  |  | no |  |  | 1305391.599 | 15336539.928 |  | -1
node_intto1_8107701_200889970 |  |  | PQ | AD | 2771.281 | 8107701 | no | no |  |  | no |  |  | 1282089.04 | 15347920.408 |  | -1
node_intto1_8107701_200889978 |  |  | PQ | AD | 2771.281 | 8107701 | no | no |  |  | no |  |  | 1288255.701 | 15354387.097 |  | -1
node_intto1_8107701_200889997 |  |  | PQ | AD | 2771.281 | 8107701 | no | no |  |  | no |  |  | 1305970.377 | 15342680.503 |  | -1
node_intto1_8107701_200890021 |  |  | PQ | AD | 2771.281 | 8107701 | no | no |  |  | no |  |  | 1291929.653 | 15355396.148 |  | -1
node_intto1_8107701_200890497 |  |  | PQ | AD | 2771.281 | 8107701 | no | no |  |  | no |  |  | 1303779.283 | 15355374.637 |  | -1
node_intto1_8107701_200891387 |  |  | PQ | AN | 2771.281 | 8107701 | no | no |  |  | no |  |  | 1306698.714 | 15345875.047 |  | -1
node_intto1_8107701_200891399 |  |  | PQ | AD | 2771.281 | 8107701 | no | no |  |  | no |  |  | 1303925.796 | 15356998.04 |  | -1
node_intto1_8107701_200891424 |  |  | PQ | AD | 2771.281 | 8107701 | no | no |  |  | no |  |  | 1306234.936 | 15343077.156 |  | -1
node_intto1_8107701_200891462 |  |  | PQ | AD | 2771.281 | 8107701 | no | no |  |  | no |  |  | 1304850.073 | 15350310.269 |  | -1
node_intto1_8107701_200891491 |  |  | PQ | AN | 2771.281 | 8107701 | no | no |  |  | no |  |  | 1305719.289 | 15331436.994 |  | -1
node_intto1_8107701_200897462 |  |  | PQ | ABCN | 19918.584 | 8107701 | no | no |  |  | no |  |  | 1302737.964 | 15321690.048 |  | -1
node_intto1_8107701_200912205 |  |  | PQ | ABCN | 19918.584 | 8107701 | no | no |  |  | no |  |  | 1303390.913 | 15321384.427 |  | -1
node_intto1_8107701_200946939 |  |  | PQ | AD | 2771.281 | 8107701 | no | no |  |  | no |  |  | 1302185.663 | 15342998.891 |  | -1
node_intto1_8107701_200948253 |  |  | PQ | AD | 2771.281 | 8107701 | no | no |  |  | no |  |  | 1305077.816 | 15349982.616 |  | -1
node_intto1_8107701_200950434 |  |  | PQ | AN | 2771.281 | 8107701 | no | no |  |  | no |  |  | 1305085.84 | 15352568.825 |  | -1
node_intto1_8107701_200951574 |  |  | PQ | ABCN | 19918.584 | 8107701 | no | no |  |  | no |  |  | 1302847.399 | 15321423.07 |  | -1
node_intto1_8107701_200951577 |  |  | PQ | ABCN | 19918.584 | 8107701 | no | no |  |  | no |  |  | 1302840.409 | 15321670.654 |  | -1
node_intto1_8107701_200962228 |  |  | PQ | AN | 19918.584 | 8107701 | no | no |  |  | no |  |  | 1302596.302 | 15323302.09 |  | -1
node_intto1_8107701_200965389 |  |  | PQ | AN | 2771.281 | 8107701 | no | no |  |  | no |  |  | 1303798.028 | 15351243.13 |  | -1
node_intto1_8107701_200969881 |  |  | PQ | AD | 2771.281 | 8107701 | no | no |  |  | no |  |  | 1297135.126 | 15365314.716 |  | -1
node_intto1_8107701_200972337 |  |  | PQ | AN | 2771.281 | 8107701 | no | no |  |  | no |  |  | 1284187.724 | 15348000.369 |  | -1
node_intto1_8107701_200972537 |  |  | PQ | AN | 2771.281 | 8107701 | no | no |  |  | no |  |  | 1283278.665 | 15354601.629 |  | -1
node_intto1_8107701_200972593 |  |  | PQ | AN | 2771.281 | 8107701 | no | no |  |  | no |  |  | 1297369.015 | 15349160.879 |  | -1
node_intto1_8107701_200972616 |  |  | PQ | AN | 2771.281 | 8107701 | no | no |  |  | no |  |  | 1280753.748 | 15347093.849 |  | -1
node_intto1_8107701_201016232 |  |  | PQ | AN | 2771.281 | 8107701 | no | no |  |  | no |  |  | 1280379.571 | 15347130.545 |  | -1
node_intto1_8107701_201044879 |  |  | PQ | AD | 2771.281 | 8107701 | no | no |  |  | no |  |  | 1289782.921 | 15349846.421 |  | -1
node_intto1_8107701_310020704 |  |  | PQ | AD | 2771.281 | 8107701 | no | no |  |  | no |  |  | 1294988.989 | 15338777.644 |  | -1
node_intto1_8107701_311872526 |  |  | PQ | AN | 2771.281 | 8107701 | no | no |  |  | no |  |  | 1300403.385 | 15329727.531 |  | -1
node_intto1_8107701_312091473 |  |  | PQ | ABCN | 19918.584 | 8107701 | no | no |  |  | no |  |  | 1302473.048 | 15327579.539 |  | -1
node_intto1_220370744 |  |  | PQ | ABCN | 19918.584 | 8107701 | no | no |  |  | no |  |  | 1302739.944 | 15321702.805 |  | -1
node_intto1_220387723 |  |  | PQ | ABCN | 19918.584 | 8107701 | no | no |  |  | no |  |  | 1306367.254 | 15342337.532 |  | -1
node_intto1_220387828 |  |  | PQ | AN | 19918.584 | 8107701 | no | no |  |  | no |  |  | 1301468.287 | 15332249.25 |  | -1
node_intto1_220387908 |  |  | PQ | AN | 19918.584 | 8107701 | no | no |  |  | no |  |  | 1302219.158 | 15329234.004 |  | -1
node_intto1_220387931 |  |  | PQ | AN | 19918.584 | 8107701 | no | no |  |  | no |  |  | 1303500.527 | 15330595.235 |  | -1
node_intto1_220387933 |  |  | PQ | AN | 19918.584 | 8107701 | no | no |  |  | no |  |  | 1305658.47 | 15337590.721 |  | -1
node_intto1_220415634 |  |  | PQ | ABCN | 19918.584 | 8107701 | no | no |  |  | no |  |  | 1302738.949 | 15321696.394 |  | -1
node_intto1_220436644 |  |  | PQ | AN | 19918.584 | 8107701 | no | no |  |  | no |  |  | 1302787.932 | 15329356.576 |  | -1
node_intto1_220463215 |  |  | PQ | AN | 19918.584 | 8107701 | no | no |  |  | no |  |  | 1303507.686 | 15330594.168 |  | -1
node_intto1_220465233 |  |  | PQ | AN | 19918.584 | 8107701 | no | no |  |  | no |  |  | 1302212.931 | 15329230.335 |  | -1
node_intto1_220465242 |  |  | PQ | AN | 19918.584 | 8107701 | no | no |  |  | no |  |  | 1305651.575 | 15337590.826 |  | -1
node_intto1_220465455 |  |  | PQ | AN | 19918.584 | 8107701 | no | no |  |  | no |  |  | 1301460.202 | 15332266.253 |  | -1
node_intto1_220523545 |  |  | PQ | AN | 19918.584 | 8107701 | no | no |  |  | no |  |  | 1302793.336 | 15329355.944 |  | -1
node_intto1_220655300 |  |  | PQ | ABCN | 19918.584 | 8107701 | no | no |  |  | no |  |  | 1306365.678 | 15342358.924 |  | -1

## overhead_line
data_type | static
owner_type | feeder
owner | 8107701
object | overhead_line
name | groupid | phases | fr | to | length | configuration | dcircuit | selected | monitored | monitored_fields | class_monitored_fields | played | played_fields | comments | R | X | B | lim_kw
oh_line_8107701_200887935 |  | AD | node_8107701_200888521 | node_8107701_200887935 | 402.591 | bal_1P_2AC | 8107701 | no | no |  |  | no |  |  | 0 | 0 | 0 | 0
oh_line_8107701_200887937 |  | AD | node_8107701_200887935 | node_8107701_200887937 | 335.165 | bal_1P_2AC | 8107701 | no | no |  |  | no |  |  | 0 | 0 | 0 | 0
oh_line_8107701_200888519 |  | AD | node_8107701_200891400 | node_8107701_200888519 | 511.737 | bal_1P_2AC | 8107701 | no | no |  |  | no |  |  | 0 | 0 | 0 | 0
oh_line_8107701_200888520 |  | AD | node_8107701_200888519 | node_intto1_8107701_200888520 | 497.584 | bal_1P_2AC | 8107701 | no | no |  |  | no |  |  | 0 | 0 | 0 | 0
oh_line_8107701_200888521 |  | AD | node_8107701_200888520 | node_8107701_200888521 | 383.55 | bal_1P_2AC | 8107701 | no | no |  |  | no |  |  | 0 | 0 | 0 | 0
oh_line_8107701_200888522 |  | AD | node_8107701_200888521 | node_8107701_200888522 | 390.647 | bal_1P_2AC | 8107701 | no | no |  |  | no |  |  | 0 | 0 | 0 | 0
oh_line_8107701_200888523 |  | AD | node_8107701_200888522 | node_8107701_200888523 | 130.538 | bal_1P_1/0AA | 8107701 | no | no |  |  | no |  |  | 0 | 0 | 0 | 0
oh_line_8107701_200888524 |  | AD | node_8107701_200888521 | node_8107701_200888524 | 444.832 | bal_1P_2AC | 8107701 | no | no |  |  | no |  |  | 0 | 0 | 0 | 0
oh_line_8107701_200888526 |  | AD | node_8107701_200888524 | node_8107701_200888526 | 215.05 | bal_1P_2AC | 8107701 | no | no |  |  | no |  |  | 0 | 0 | 0 | 0
oh_line_8107701_200888527 |  | AD | node_8107701_200888526 | node_intto1_8107701_200888527 | 125.152 | bal_1P_2AC | 8107701 | no | no |  |  | no |  |  | 0 | 0 | 0 | 0
oh_line_8107701_200888529 |  | AD | node_8107701_200888527 | node_8107701_200888529 | 407.913 | bal_1P_2AC | 8107701 | no | no |  |  | no |  |  | 0 | 0 | 0 | 0
oh_line_8107701_200888530 |  | AD | node_8107701_200888529 | node_8107701_200888530 | 407.976 | bal_1P_2AC | 8107701 | no | no |  |  | no |  |  | 0 | 0 | 0 | 0
oh_line_8107701_200888531 |  | AD | node_8107701_200888530 | node_8107701_200888531 | 354.934 | bal_1P_2AC | 8107701 | no | no |  |  | no |  |  | 0 | 0 | 0 | 0
oh_line_8107701_200888534 |  | AD | node_8107701_200888531 | node_8107701_200888534 | 355.659 | bal_1P_2AC | 8107701 | no | no |  |  | no |  |  | 0 | 0 | 0 | 0
oh_line_8107701_200888535 |  | AD | node_8107701_200888534 | node_8107701_200888535 | 379.729 | bal_1P_1/0AA | 8107701 | no | no |  |  | no |  |  | 0 | 0 | 0 | 0
oh_line_8107701_200888536 |  | AD | node_8107701_200888535 | node_8107701_200888536 | 367.955 | bal_1P_1/0AA | 8107701 | no | no |  |  | no |  |  | 0 | 0 | 0 | 0
oh_line_8107701_200888537 |  | AD | node_8107701_200888536 | node_8107701_200888537 | 367.775 | bal_1P_1/0AA | 8107701 | no | no |  |  | no |  |  | 0 | 0 | 0 | 0
oh_line_8107701_200888538 |  | AD | node_8107701_200888537 | node_8107701_200888538 | 354.57 | bal_1P_1/0AA | 8107701 | no | no |  |  | no |  |  | 0 | 0 | 0 | 0
oh_line_8107701_200888539 |  | AD | node_8107701_200888538 | node_8107701_200888539 | 397.341 | bal_1P_1/0AA | 8107701 | no | no |  |  | no |  |  | 0 | 0 | 0 | 0
oh_line_8107701_200888540 |  | AD | node_8107701_200888539 | node_8107701_200888540 | 307.683 | bal_1P_1/0AA | 8107701 | no | no |  |  | no |  |  | 0 | 0 | 0 | 0
oh_line_8107701_200888921 |  | ABCN | node_8107701_200889701 | node_8107701_200888921 | 301.161 | bal_3P_4/0AA_1/0AA(N) | 8107701 | no | no |  |  | no |  |  | 0 | 0 | 0 | 0
oh_line_8107701_200888922 |  | AD | node_8107701_311857369 | node_8107701_200888922 | 181.25 | bal_1P_1/0AC | 8107701 | no | no |  |  | no |  |  | 0 | 0 | 0 | 0
oh_line_8107701_200888923 |  | AD | node_8107701_200888922 | node_8107701_200888923 | 344.281 | bal_1P_1/0AC | 8107701 | no | no |  |  | no |  |  | 0 | 0 | 0 | 0
oh_line_8107701_200888924 |  | AD | node_8107701_200888923 | node_8107701_200888924 | 251.14 | bal_1P_4/0AC | 8107701 | no | no |  |  | no |  |  | 0 | 0 | 0 | 0
oh_line_8107701_200888925 |  | AD | node_8107701_200888924 | node_intto1_8107701_200888925 | 249.016 | bal_1P_4/0AC | 8107701 | no | no |  |  | no |  |  | 0 | 0 | 0 | 0
oh_line_8107701_200888926 |  | AD | node_8107701_200888925 | node_8107701_200888926 | 272.183 | bal_1P_4/0AC | 8107701 | no | no |  |  | no |  |  | 0 | 0 | 0 | 0
oh_line_8107701_200888927 |  | AD | node_8107701_200888926 | node_8107701_200888927 | 300.478 | bal_1P_1/0AC | 8107701 | no | no |  |  | no |  |  | 0 | 0 | 0 | 0
oh_line_8107701_200888928 |  | AD | node_8107701_200888926 | node_8107701_200888928 | 326.062 | bal_1P_1/0AC | 8107701 | no | no |  |  | no |  |  | 0 | 0 | 0 | 0
oh_line_8107701_200888929 |  | AD | node_8107701_200888928 | node_8107701_200888929 | 226.938 | bal_1P_1/0AC | 8107701 | no | no |  |  | no |  |  | 0 | 0 | 0 | 0
oh_line_8107701_200888931 |  | AD | node_8107701_200888929 | node_8107701_200888931 | 303.318 | bal_1P_1/0AC | 8107701 | no | no |  |  | no |  |  | 0 | 0 | 0 | 0
oh_line_8107701_200888932 |  | AD | node_8107701_200888931 | node_8107701_200888932 | 290.514 | bal_1P_1/0AC | 8107701 | no | no |  |  | no |  |  | 0 | 0 | 0 | 0
oh_line_8107701_200888933 |  | AD | node_8107701_200888932 | node_8107701_200888933 | 296.787 | bal_1P_6DCW | 8107701 | no | no |  |  | no |  |  | 0 | 0 | 0 | 0
oh_line_8107701_200888934 |  | AD | node_8107701_200889905 | node_8107701_200888934 | 265.64 | bal_1P_1/0AC | 8107701 | no | no |  |  | no |  |  | 0 | 0 | 0 | 0
oh_line_8107701_200888936 |  | AD | node_8107701_200888934 | node_8107701_200888936 | 284.948 | bal_1P_1/0AC | 8107701 | no | no |  |  | no |  |  | 0 | 0 | 0 | 0
oh_line_8107701_200888938 |  | AD | node_8107701_200888936 | node_8107701_200888938 | 330.469 | bal_1P_1/0AC | 8107701 | no | no |  |  | no |  |  | 0 | 0 | 0 | 0
oh_line_8107701_200888939 |  | AD | node_8107701_200888938 | node_8107701_200888939 | 386.657 | bal_1P_6DCW | 8107701 | no | no |  |  | no |  |  | 0 | 0 | 0 | 0
oh_line_8107701_200888940 |  | AD | node_8107701_200888939 | node_8107701_200888940 | 343.336 | bal_1P_1/0AA | 8107701 | no | no |  |  | no |  |  | 0 | 0 | 0 | 0
oh_line_8107701_200888941 |  | AD | node_8107701_200888939 | node_8107701_200888941 | 384.976 | bal_1P_6DCW | 8107701 | no | no |  |  | no |  |  | 0 | 0 | 0 | 0
oh_line_8107701_200888942 |  | ABCN | node_8107701_200888921 | node_8107701_200888942 | 299.233 | bal_3P_4/0AA_1/0AA(N) | 8107701 | no | no |  |  | no |  |  | 0 | 0 | 0 | 0
oh_line_8107701_200888945 |  | AD | node_8107701_201044610 | node_8107701_200888945 | 441.07 | bal_1P_6DCW | 8107701 | no | no |  |  | no |  |  | 0 | 0 | 0 | 0
oh_line_8107701_200888946 |  | AD | node_8107701_200888945 | node_8107701_200888946 | 302.467 | bal_1P_6DCW | 8107701 | no | no |  |  | no |  |  | 0 | 0 | 0 | 0
oh_line_8107701_200888947 |  | AD | node_8107701_200888946 | node_8107701_200888947 | 252.114 | bal_1P_1/0AA | 8107701 | no | no |  |  | no |  |  | 0 | 0 | 0 | 0
oh_line_8107701_200888948 |  | AD | node_8107701_200888946 | node_8107701_200888948 | 261.905 | bal_1P_6DCW | 8107701 | no | no |  |  | no |  |  | 0 | 0 | 0 | 0
oh_line_8107701_200888950 |  | AD | node_8107701_200888948 | node_8107701_200888950 | 172.226 | bal_1P_1/0AA | 8107701 | no | no |  |  | no |  |  | 0 | 0 | 0 | 0
oh_line_8107701_200888951 |  | AD | node_8107701_200888948 | node_8107701_200888951 | 392.876 | bal_1P_6DCW | 8107701 | no | no |  |  | no |  |  | 0 | 0 | 0 | 0
oh_line_8107701_200888952 |  | AD | node_8107701_200888951 | node_8107701_200888952 | 301.977 | bal_1P_1/0AC | 8107701 | no | no |  |  | no |  |  | 0 | 0 | 0 | 0
oh_line_8107701_200888953 |  | AD | node_8107701_200888951 | node_8107701_200888953 | 326.791 | bal_1P_6DCW | 8107701 | no | no |  |  | no |  |  | 0 | 0 | 0 | 0
oh_line_8107701_200888954 |  | AD | node_8107701_200888953 | node_8107701_200888954 | 455.096 | bal_1P_6DCW | 8107701 | no | no |  |  | no |  |  | 0 | 0 | 0 | 0
oh_line_8107701_200888955 |  | AD | node_8107701_200888954 | node_8107701_200888955 | 163.072 | bal_1P_6DCW | 8107701 | no | no |  |  | no |  |  | 0 | 0 | 0 | 0
oh_line_8107701_200888956 |  | AD | node_8107701_200888955 | node_intto1_8107701_200888956 | 274.056 | bal_1P_6DCW | 8107701 | no | no |  |  | no |  |  | 0 | 0 | 0 | 0
oh_line_8107701_200888957 |  | AD | node_8107701_200888956 | node_8107701_200888957 | 131.649 | bal_1P_6DCW | 8107701 | no | no |  |  | no |  |  | 0 | 0 | 0 | 0
oh_line_8107701_200888958 |  | AD | node_8107701_200888957 | node_intto1_8107701_200888958 | 354.831 | bal_1P_6DCW | 8107701 | no | no |  |  | no |  |  | 0 | 0 | 0 | 0
oh_line_8107701_200888959 |  | AD | node_8107701_200888958 | node_8107701_200888959 | 425.366 | bal_1P_6DCW | 8107701 | no | no |  |  | no |  |  | 0 | 0 | 0 | 0
oh_line_8107701_200888960 |  | AD | node_8107701_200888959 | node_8107701_200888960 | 629.737 | bal_1P_6DCW | 8107701 | no | no |  |  | no |  |  | 0 | 0 | 0 | 0
oh_line_8107701_200888961 |  | ABCN | node_8107701_200888942 | node_8107701_200888961 | 312.795 | bal_3P_4/0AA_1/0AA(N) | 8107701 | no | no |  |  | no |  |  | 0 | 0 | 0 | 0
oh_line_8107701_200888962 |  | ABCN | node_8107701_200888961 | node_8107701_200888962 | 281.278 | bal_3P_4/0AC_1/0AA(N) | 8107701 | no | no |  |  | no |  |  | 0 | 0 | 0 | 0
oh_line_8107701_200888963 |  | AD | node_8107701_200888960 | node_8107701_200888963 | 686.947 | bal_1P_6DCW | 8107701 | no | no |  |  | no |  |  | 0 | 0 | 0 | 0
oh_line_8107701_200888964 |  | AD | node_8107701_200888963 | node_8107701_200888964 | 255.749 | bal_1P_6DCW | 8107701 | no | no |  |  | no |  |  | 0 | 0 | 0 | 0
oh_line_8107701_200888965 |  | AD | node_8107701_200888964 | node_8107701_200888965 | 350.148 | bal_1P_6DCW | 8107701 | no | no |  |  | no |  |  | 0 | 0 | 0 | 0
oh_line_8107701_200888966 |  | AD | node_8107701_200888965 | node_8107701_200888966 | 130.8 | bal_1P_6DCW | 8107701 | no | no |  |  | no |  |  | 0 | 0 | 0 | 0
oh_line_8107701_200888968 |  | AD | node_8107701_200955996 | node_8107701_200888968 | 182.242 | bal_1P_6DCW | 8107701 | no | no |  |  | no |  |  | 0 | 0 | 0 | 0
oh_line_8107701_200888969 |  | AD | node_8107701_200888968 | node_8107701_200888969 | 194.857 | bal_1P_6DCW | 8107701 | no | no |  |  | no |  |  | 0 | 0 | 0 | 0
oh_line_8107701_200888970 |  | AD | node_8107701_200888969 | node_8107701_200888970 | 409.573 | bal_1P_6DCW | 8107701 | no | no |  |  | no |  |  | 0 | 0 | 0 | 0
oh_line_8107701_200888971 |  | AD | node_8107701_200888970 | node_intto1_8107701_200888971 | 408.75 | bal_1P_6DCW | 8107701 | no | no |  |  | no |  |  | 0 | 0 | 0 | 0
oh_line_8107701_200888972 |  | AD | node_8107701_200888971 | node_8107701_200888972 | 572.422 | bal_1P_6DCW | 8107701 | no | no |  |  | no |  |  | 0 | 0 | 0 | 0
oh_line_8107701_200888973 |  | AD | node_8107701_200888972 | node_8107701_200888973 | 570.274 | bal_1P_6DCW | 8107701 | no | no |  |  | no |  |  | 0 | 0 | 0 | 0
oh_line_8107701_200888974 |  | AD | node_8107701_200888973 | node_8107701_200888974 | 410.395 | bal_1P_6DCW | 8107701 | no | no |  |  | no |  |  | 0 | 0 | 0 | 0
oh_line_8107701_200888975 |  | ABCN | node_8107701_200888962 | node_8107701_200888975 | 260.493 | bal_3P_4/0AC_1/0AA(N) | 8107701 | no | no |  |  | no |  |  | 0 | 0 | 0 | 0
oh_line_8107701_200888976 |  | ABCN | node_8107701_200888975 | node_8107701_200888976 | 301.817 | bal_3P_4/0AC_1/0AA(N) | 8107701 | no | no |  |  | no |  |  | 0 | 0 | 0 | 0
oh_line_8107701_200888977 |  | AD | node_8107701_200888974 | node_8107701_200888977 | 455.168 | bal_1P_6DCW | 8107701 | no | no |  |  | no |  |  | 0 | 0 | 0 | 0
oh_line_8107701_200888979 |  | AD | node_8107701_200955995 | node_8107701_200888979 | 492.407 | bal_1P_6DCW | 8107701 | no | no |  |  | no |  |  | 0 | 0 | 0 | 0
oh_line_8107701_200888980 |  | AD | node_8107701_200888979 | node_intto1_8107701_200888980 | 360.79 | bal_1P_3-128CW | 8107701 | no | no |  |  | no |  |  | 0 | 0 | 0 | 0
oh_line_8107701_200888981 |  | AD | node_8107701_200888980 | node_8107701_200888981 | 360.614 | bal_1P_3-128CW | 8107701 | no | no |  |  | no |  |  | 0 | 0 | 0 | 0
oh_line_8107701_200888982 |  | AD | node_8107701_200888981 | node_8107701_200888982 | 388.919 | bal_1P_3-128CW | 8107701 | no | no |  |  | no |  |  | 0 | 0 | 0 | 0
oh_line_8107701_200888983 |  | AD | node_8107701_200888982 | node_8107701_200888983 | 241.064 | bal_1P_3-128CW | 8107701 | no | no |  |  | no |  |  | 0 | 0 | 0 | 0
oh_line_8107701_200888984 |  | AD | node_8107701_200888979 | node_8107701_200888984 | 375.461 | bal_1P_6DCW | 8107701 | no | no |  |  | no |  |  | 0 | 0 | 0 | 0
oh_line_8107701_200888985 |  | AD | node_8107701_200888984 | node_8107701_200888985 | 399 | bal_1P_6DCW | 8107701 | no | no |  |  | no |  |  | 0 | 0 | 0 | 0
oh_line_8107701_200888986-1 |  | AD | node_8107701_200888985 | node_1291400_223_15346323_691 | 309.54 | bal_1P_6DCW | 8107701 | no | no |  |  | no |  |  | 0 | 0 | 0 | 0
oh_line_8107701_200888986-2 |  | AD | node_1291400_223_15346323_691 | node_8107701_200888986 | 25.289 | bal_1P_6DCW | 8107701 | no | no |  |  | no |  |  | 0 | 0 | 0 | 0
oh_line_8107701_200888987 |  | AD | node_8107701_200888986 | node_8107701_200888987 | 415.549 | bal_1P_6DCW | 8107701 | no | no |  |  | no |  |  | 0 | 0 | 0 | 0
oh_line_8107701_200888988 |  | AD | node_8107701_200888987 | node_8107701_200888988 | 430.074 | bal_1P_6DCW | 8107701 | no | no |  |  | no |  |  | 0 | 0 | 0 | 0
oh_line_8107701_200888989 |  | AD | node_8107701_200888988 | node_8107701_200888989 | 403.167 | bal_1P_6DCW | 8107701 | no | no |  |  | no |  |  | 0 | 0 | 0 | 0
oh_line_8107701_200888990 |  | AD | node_8107701_200888989 | node_8107701_200888990 | 219.5 | bal_1P_6DCW | 8107701 | no | no |  |  | no |  |  | 0 | 0 | 0 | 0
oh_line_8107701_200888991 |  | AD | node_8107701_200888990 | node_8107701_200888991 | 105.735 | bal_1P_6DCW | 8107701 | no | no |  |  | no |  |  | 0 | 0 | 0 | 0
oh_line_8107701_200888992 |  | ABCN | node_8107701_200888976 | node_8107701_200888992 | 340.817 | bal_3P_4/0AC_1/0AA(N) | 8107701 | no | no |  |  | no |  |  | 0 | 0 | 0 | 0
oh_line_8107701_200888993 |  | ABCN | node_8107701_200888992 | node_8107701_200888993 | 339.935 | bal_3P_4/0AC_1/0AA(N) | 8107701 | no | no |  |  | no |  |  | 0 | 0 | 0 | 0
oh_line_8107701_200888994 |  | AD | node_8107701_200888991 | node_8107701_200888994 | 390.85 | bal_1P_6DCW | 8107701 | no | no |  |  | no |  |  | 0 | 0 | 0 | 0
oh_line_8107701_200888995 |  | AD | node_8107701_200888994 | node_8107701_200888995 | 340.791 | bal_1P_6DCW | 8107701 | no | no |  |  | no |  |  | 0 | 0 | 0 | 0
oh_line_8107701_200888996 |  | AD | node_8107701_200888995 | node_8107701_200888996 | 452.248 | bal_1P_6DCW | 8107701 | no | no |  |  | no |  |  | 0 | 0 | 0 | 0
oh_line_8107701_200888997 |  | AD | node_8107701_200888996 | node_8107701_200888997 | 389.213 | bal_1P_6DCW | 8107701 | no | no |  |  | no |  |  | 0 | 0 | 0 | 0
oh_line_8107701_200888998 |  | AD | node_8107701_200888995 | node_intto1_8107701_200888998 | 325.184 | bal_1P_6DCW | 8107701 | no | no |  |  | no |  |  | 0 | 0 | 0 | 0
oh_line_8107701_200888999 |  | AD | node_8107701_200888998 | node_8107701_200888999 | 340.008 | bal_1P_6DCW | 8107701 | no | no |  |  | no |  |  | 0 | 0 | 0 | 0
oh_line_8107701_200889000 |  | AD | node_8107701_200888999 | node_8107701_200889000 | 620.86 | bal_1P_1/0AC | 8107701 | no | no |  |  | no |  |  | 0 | 0 | 0 | 0
oh_line_8107701_200889001 |  | AD | node_8107701_200889000 | node_8107701_200889001 | 206.507 | bal_1P_1/0AC | 8107701 | no | no |  |  | no |  |  | 0 | 0 | 0 | 0
oh_line_8107701_200889003 |  | AD | node_8107701_200955994 | node_intto1_8107701_200889003 | 404.771 | bal_1P_6DCW | 8107701 | no | no |  |  | no |  |  | 0 | 0 | 0 | 0
oh_line_8107701_200889004 |  | AD | node_8107701_200889003 | node_8107701_200889004 | 411.553 | bal_1P_6DCW | 8107701 | no | no |  |  | no |  |  | 0 | 0 | 0 | 0
oh_line_8107701_200889005 |  | AD | node_8107701_200889004 | node_8107701_200889005 | 466.602 | bal_1P_6DCW | 8107701 | no | no |  |  | no |  |  | 0 | 0 | 0 | 0
oh_line_8107701_200889006 |  | ABCN | node_8107701_200888993 | node_8107701_200889006 | 348.292 | bal_3P_4/0AC_1/0AA(N) | 8107701 | no | no |  |  | no |  |  | 0 | 0 | 0 | 0
oh_line_8107701_200889007 |  | ABCN | node_8107701_200889006 | node_intto1_8107701_200889007 | 44.962 | bal_3P_4/0AA_1/0AA(N) | 8107701 | no | no |  |  | no |  |  | 0 | 0 | 0 | 0
oh_line_8107701_200889008 |  | ABCN | node_8107701_200889007 | node_8107701_200889008 | 191.844 | bal_3P_4/0AA_1/0AA(N) | 8107701 | no | no |  |  | no |  |  | 0 | 0 | 0 | 0
oh_line_8107701_200889009 |  | ABCN | node_8107701_200889008 | node_8107701_200889009 | 301.983 | bal_3P_4/0AA_1/0AA(N) | 8107701 | no | no |  |  | no |  |  | 0 | 0 | 0 | 0
oh_line_8107701_200889010 |  | ABCN | node_8107701_200889009 | node_intto1_8107701_200889010 | 245.196 | bal_3P_4/0AA_1/0AA(N) | 8107701 | no | no |  |  | no |  |  | 0 | 0 | 0 | 0
oh_line_8107701_200889011-1 |  | AN | node_8107701_200889006 | node_intto1_220387828 | 305.593 | bal_1P_4/0AC_1/0AA(N) | 8107701 | no | no |  |  | no |  |  | 0 | 0 | 0 | 0
oh_line_8107701_200889011-2 |  | AN | node_220387828 | node_intto1_220465455 | 18.827 | bal_1P_4/0AC_1/0AA(N) | 8107701 | no | no |  |  | no |  |  | 0 | 0 | 0 | 0
oh_line_8107701_200889011-3 |  | AN | node_220465455 | node_8107701_200889011 | 13.72 | bal_1P_4/0AC_1/0AA(N) | 8107701 | no | no |  |  | no |  |  | 0 | 0 | 0 | 0
oh_line_8107701_200889012 |  | AD | node_8107701_200889005 | node_8107701_200889012 | 379.527 | bal_1P_6DCW | 8107701 | no | no |  |  | no |  |  | 0 | 0 | 0 | 0
oh_line_8107701_200889013 |  | AD | node_8107701_200889012 | node_8107701_200889013 | 245.864 | bal_1P_6DCW | 8107701 | no | no |  |  | no |  |  | 0 | 0 | 0 | 0
oh_line_8107701_200889014 |  | AD | node_8107701_200889013 | node_8107701_200889014 | 412.476 | bal_1P_6DCW | 8107701 | no | no |  |  | no |  |  | 0 | 0 | 0 | 0
oh_line_8107701_200889015 |  | AD | node_8107701_200889014 | node_8107701_200889015 | 398.5 | bal_1P_6DCW | 8107701 | no | no |  |  | no |  |  | 0 | 0 | 0 | 0
oh_line_8107701_200889016 |  | AD | node_8107701_200889015 | node_8107701_200889016 | 320.204 | bal_1P_6DCW | 8107701 | no | no |  |  | no |  |  | 0 | 0 | 0 | 0
oh_line_8107701_200889017 |  | AD | node_8107701_200889016 | node_8107701_200889017 | 387.756 | bal_1P_6DCW | 8107701 | no | no |  |  | no |  |  | 0 | 0 | 0 | 0
oh_line_8107701_200889018 |  | AD | node_8107701_200889017 | node_8107701_200889018 | 205.572 | bal_1P_6DCW | 8107701 | no | no |  |  | no |  |  | 0 | 0 | 0 | 0
oh_line_8107701_200889019 |  | AD | node_8107701_200889018 | node_8107701_200889019 | 621.399 | bal_1P_6DCW | 8107701 | no | no |  |  | no |  |  | 0 | 0 | 0 | 0
oh_line_8107701_200889020 |  | AD | node_8107701_200889019 | node_8107701_200889020 | 478.279 | bal_1P_6DCW | 8107701 | no | no |  |  | no |  |  | 0 | 0 | 0 | 0
oh_line_8107701_200889021 |  | AD | node_8107701_200889020 | node_8107701_200889021 | 577.564 | bal_1P_6DCW | 8107701 | no | no |  |  | no |  |  | 0 | 0 | 0 | 0
oh_line_8107701_200889022 |  | AD | node_8107701_200889021 | node_8107701_200889022 | 379.134 | bal_1P_1/0AA | 8107701 | no | no |  |  | no |  |  | 0 | 0 | 0 | 0
oh_line_8107701_200889023 |  | AD | node_8107701_200889011 | node_8107701_200889023 | 337.63 | bal_1P_4/0AC | 8107701 | no | no |  |  | no |  |  | 0 | 0 | 0 | 0
oh_line_8107701_200889024 |  | AD | node_8107701_200889023 | node_intto1_8107701_200889024 | 247.995 | bal_1P_4/0AC | 8107701 | no | no |  |  | no |  |  | 0 | 0 | 0 | 0
oh_line_8107701_200889026 |  | AD | node_8107701_200889022 | node_8107701_200889026 | 453.135 | bal_1P_6DCW | 8107701 | no | no |  |  | no |  |  | 0 | 0 | 0 | 0
oh_line_8107701_200889029 |  | AD | node_8107701_200959798 | node_8107701_200889029 | 271.614 | bal_1P_6DCW | 8107701 | no | no |  |  | no |  |  | 0 | 0 | 0 | 0
oh_line_8107701_200889031 |  | AD | node_8107701_200889029 | node_8107701_200889031 | 346.725 | bal_1P_6DCW | 8107701 | no | no |  |  | no |  |  | 0 | 0 | 0 | 0
oh_line_8107701_200889032 |  | AD | node_8107701_200889031 | node_intto1_8107701_200889032 | 477.501 | bal_1P_6DCW | 8107701 | no | no |  |  | no |  |  | 0 | 0 | 0 | 0
oh_line_8107701_200889033 |  | AD | node_8107701_200889032 | node_8107701_200889033 | 332.301 | bal_1P_6DCW | 8107701 | no | no |  |  | no |  |  | 0 | 0 | 0 | 0
oh_line_8107701_200889034 |  | AD | node_8107701_200889033 | node_8107701_200889034 | 331.521 | bal_1P_6DCW | 8107701 | no | no |  |  | no |  |  | 0 | 0 | 0 | 0
oh_line_8107701_200889035 |  | AD | node_8107701_200964355 | node_8107701_200889035 | 445.185 | bal_1P_6DCW | 8107701 | no | no |  |  | no |  |  | 0 | 0 | 0 | 0
oh_line_8107701_200889036 |  | AD | node_8107701_200889035 | node_8107701_200889036 | 317.341 | bal_1P_6DCW | 8107701 | no | no |  |  | no |  |  | 0 | 0 | 0 | 0
oh_line_8107701_200889037 |  | AD | node_8107701_200889036 | node_8107701_200889037 | 313.455 | bal_1P_6DCW | 8107701 | no | no |  |  | no |  |  | 0 | 0 | 0 | 0
oh_line_8107701_200889038 |  | AD | node_8107701_200889024 | node_8107701_200889038 | 252.168 | bal_1P_4/0AC | 8107701 | no | no |  |  | no |  |  | 0 | 0 | 0 | 0
oh_line_8107701_200889039 |  | AD | node_8107701_200889038 | node_8107701_200889039 | 254.166 | bal_1P_4/0AC | 8107701 | no | no |  |  | no |  |  | 0 | 0 | 0 | 0
oh_line_8107701_200889040 |  | AD | node_8107701_200889037 | node_8107701_200889040 | 299.52 | bal_1P_2AC | 8107701 | no | no |  |  | no |  |  | 0 | 0 | 0 | 0
oh_line_8107701_200889041-1 |  | AD | node_8107701_200889040 | node_1288912_481_15358862_473 | 516.33 | bal_1P_2AC | 8107701 | no | no |  |  | no |  |  | 0 | 0 | 0 | 0
oh_line_8107701_200889041-2 |  | AD | node_1288912_481_15358862_473 | node_8107701_200889041 | 32.504 | bal_1P_2AC | 8107701 | no | no |  |  | no |  |  | 0 | 0 | 0 | 0
oh_line_8107701_200889042 |  | AD | node_8107701_200889041 | node_8107701_200889042 | 540.635 | bal_1P_2AC | 8107701 | no | no |  |  | no |  |  | 0 | 0 | 0 | 0
oh_line_8107701_200889043 |  | AD | node_8107701_200889042 | node_8107701_200889043 | 445.361 | bal_1P_2AC | 8107701 | no | no |  |  | no |  |  | 0 | 0 | 0 | 0
oh_line_8107701_200889045 |  | AD | node_8107701_200889043 | node_8107701_200889045 | 468.626 | bal_1P_2AC | 8107701 | no | no |  |  | no |  |  | 0 | 0 | 0 | 0
oh_line_8107701_200889046 |  | AD | node_8107701_200889045 | node_8107701_200889046 | 393.952 | bal_1P_2AC | 8107701 | no | no |  |  | no |  |  | 0 | 0 | 0 | 0
oh_line_8107701_200889048 |  | AD | node_8107701_200889046 | node_8107701_200889048 | 347.859 | bal_1P_2AC | 8107701 | no | no |  |  | no |  |  | 0 | 0 | 0 | 0
oh_line_8107701_200889049 |  | AD | node_8107701_200889048 | node_8107701_200889049 | 328.728 | bal_1P_2AC | 8107701 | no | no |  |  | no |  |  | 0 | 0 | 0 | 0
oh_line_8107701_200889050 |  | AD | node_8107701_200889049 | node_8107701_200889050 | 369.28 | bal_1P_2AC | 8107701 | no | no |  |  | no |  |  | 0 | 0 | 0 | 0
oh_line_8107701_200889052 |  | AD | node_8107701_200889050 | node_8107701_200889052 | 256.193 | bal_1P_2AC | 8107701 | no | no |  |  | no |  |  | 0 | 0 | 0 | 0
oh_line_8107701_200889054 |  | AD | node_8107701_200889039 | node_8107701_200889054 | 287.04 | bal_1P_2AC | 8107701 | no | no |  |  | no |  |  | 0 | 0 | 0 | 0
oh_line_8107701_200889056 |  | AD | node_8107701_200889052 | node_8107701_200889056 | 245.905 | bal_1P_2AC | 8107701 | no | no |  |  | no |  |  | 0 | 0 | 0 | 0
oh_line_8107701_200889057 |  | AD | node_8107701_200889056 | node_8107701_200889057 | 247.747 | bal_1P_2AC | 8107701 | no | no |  |  | no |  |  | 0 | 0 | 0 | 0
oh_line_8107701_200889058 |  | AD | node_8107701_200889057 | node_8107701_200889058 | 315.132 | bal_1P_1/0AA | 8107701 | no | no |  |  | no |  |  | 0 | 0 | 0 | 0
oh_line_8107701_200889059 |  | AD | node_8107701_200889057 | node_8107701_200889059 | 337.207 | bal_1P_2AC | 8107701 | no | no |  |  | no |  |  | 0 | 0 | 0 | 0
oh_line_8107701_200889061 |  | AD | node_8107701_200889059 | node_8107701_200889061 | 382.751 | bal_1P_2AC | 8107701 | no | no |  |  | no |  |  | 0 | 0 | 0 | 0
oh_line_8107701_200889062 |  | AD | node_8107701_200889061 | node_8107701_200889062 | 398.57 | bal_1P_2AC | 8107701 | no | no |  |  | no |  |  | 0 | 0 | 0 | 0
oh_line_8107701_200889063 |  | AD | node_8107701_200889062 | node_8107701_200889063 | 380.562 | bal_1P_2AC | 8107701 | no | no |  |  | no |  |  | 0 | 0 | 0 | 0
oh_line_8107701_200889064 |  | AD | node_8107701_200889063 | node_8107701_200889064 | 430.485 | bal_1P_2AC | 8107701 | no | no |  |  | no |  |  | 0 | 0 | 0 | 0
oh_line_8107701_200889066 |  | AD | node_8107701_200889074 | node_8107701_200889066 | 292.605 | bal_1P_1/0AA | 8107701 | no | no |  |  | no |  |  | 0 | 0 | 0 | 0
oh_line_8107701_200889067 |  | AN | node_8107701_200889066 | node_8107701_200889067 | 287.731 | bal_1P_DELTACUST | 8107701 | no | no |  |  | no |  |  | 0 | 0 | 0 | 0
oh_line_8107701_200889068 |  | AD | node_8107701_200888969 | node_intto1_8107701_200889068 | 513.907 | bal_1P_3-128CW | 8107701 | no | no |  |  | no |  |  | 0 | 0 | 0 | 0
oh_line_8107701_200889069 |  | AD | node_8107701_200889104 | node_8107701_200889069 | 415.955 | bal_1P_3-128CW | 8107701 | no | no |  |  | no |  |  | 0 | 0 | 0 | 0
oh_line_8107701_200889071 |  | AD | node_8107701_200889069 | node_8107701_200889071 | 386.328 | bal_1P_3-128CW | 8107701 | no | no |  |  | no |  |  | 0 | 0 | 0 | 0
oh_line_8107701_200889073 |  | AD | node_8107701_200889071 | node_8107701_200889073 | 345.694 | bal_1P_3-104CW | 8107701 | no | no |  |  | no |  |  | 0 | 0 | 0 | 0
oh_line_8107701_200889074 |  | AD | node_8107701_200889073 | node_8107701_200889074 | 137.937 | bal_1P_1/0AA | 8107701 | no | no |  |  | no |  |  | 0 | 0 | 0 | 0
oh_line_8107701_200889075 |  | AD | node_8107701_200889073 | node_8107701_200889075 | 328.311 | bal_1P_3-104CW | 8107701 | no | no |  |  | no |  |  | 0 | 0 | 0 | 0
oh_line_8107701_200889076 |  | AD | node_8107701_200889075 | node_8107701_200889076 | 254.828 | bal_1P_3-104CW | 8107701 | no | no |  |  | no |  |  | 0 | 0 | 0 | 0
oh_line_8107701_200889077 |  | AD | node_8107701_200889076 | node_8107701_200889077 | 345.726 | bal_1P_3-128CW | 8107701 | no | no |  |  | no |  |  | 0 | 0 | 0 | 0
oh_line_8107701_200889078 |  | AD | node_8107701_200889077 | node_8107701_200889078 | 230.242 | bal_1P_1/0AC | 8107701 | no | no |  |  | no |  |  | 0 | 0 | 0 | 0
oh_line_8107701_200889079 |  | AD | node_8107701_200889077 | node_8107701_200889079 | 311.511 | bal_1P_3-128CW | 8107701 | no | no |  |  | no |  |  | 0 | 0 | 0 | 0
oh_line_8107701_200889081 |  | AD | node_8107701_200889079 | node_8107701_200889081 | 268.034 | bal_1P_3-128CW | 8107701 | no | no |  |  | no |  |  | 0 | 0 | 0 | 0
oh_line_8107701_200889082 |  | AD | node_8107701_200889081 | node_8107701_200889082 | 339.878 | bal_1P_1/0AA | 8107701 | no | no |  |  | no |  |  | 0 | 0 | 0 | 0
oh_line_8107701_200889083 |  | AD | node_8107701_200889082 | node_8107701_200889083 | 336.107 | bal_1P_1/0AA | 8107701 | no | no |  |  | no |  |  | 0 | 0 | 0 | 0
oh_line_8107701_200889084 |  | AD | node_8107701_200889081 | node_8107701_200889084 | 418.39 | bal_1P_3-128CW | 8107701 | no | no |  |  | no |  |  | 0 | 0 | 0 | 0
oh_line_8107701_200889086 |  | AD | node_8107701_200889084 | node_8107701_200889086 | 403.24 | bal_1P_3-128CW | 8107701 | no | no |  |  | no |  |  | 0 | 0 | 0 | 0
oh_line_8107701_200889087 |  | AD | node_8107701_200889086 | node_8107701_200889087 | 93.022 | bal_1P_1/0AA | 8107701 | no | no |  |  | no |  |  | 0 | 0 | 0 | 0
oh_line_8107701_200889088 |  | AD | node_8107701_200889087 | node_8107701_200889088 | 344.7 | bal_1P_1/0AA | 8107701 | no | no |  |  | no |  |  | 0 | 0 | 0 | 0
oh_line_8107701_200889089 |  | AD | node_8107701_200889068 | node_8107701_200889089 | 373.309 | bal_1P_3-128CW | 8107701 | no | no |  |  | no |  |  | 0 | 0 | 0 | 0
oh_line_8107701_200889090 |  | AD | node_8107701_200889086 | node_8107701_200889090 | 395.654 | bal_1P_3-128CW | 8107701 | no | no |  |  | no |  |  | 0 | 0 | 0 | 0
oh_line_8107701_200889091 |  | AD | node_8107701_200889090 | node_8107701_200889091 | 368.315 | bal_1P_3-128CW | 8107701 | no | no |  |  | no |  |  | 0 | 0 | 0 | 0
oh_line_8107701_200889092 |  | AD | node_8107701_200889091 | node_8107701_200889092 | 366.543 | bal_1P_3-128CW | 8107701 | no | no |  |  | no |  |  | 0 | 0 | 0 | 0
oh_line_8107701_200889093 |  | AD | node_8107701_200889092 | node_8107701_200889093 | 201.793 | bal_1P_1/0AA | 8107701 | no | no |  |  | no |  |  | 0 | 0 | 0 | 0
oh_line_8107701_200889094 |  | AD | node_8107701_200889092 | node_8107701_200889094 | 427.954 | bal_1P_3-128CW | 8107701 | no | no |  |  | no |  |  | 0 | 0 | 0 | 0
oh_line_8107701_200889095 |  | AD | node_8107701_200889094 | node_8107701_200889095 | 410.465 | bal_1P_3-128CW | 8107701 | no | no |  |  | no |  |  | 0 | 0 | 0 | 0
oh_line_8107701_200889096 |  | AD | node_8107701_200889095 | node_8107701_200889096 | 272.853 | bal_1P_1/0AA | 8107701 | no | no |  |  | no |  |  | 0 | 0 | 0 | 0
oh_line_8107701_200889097 |  | AD | node_8107701_200889089 | node_8107701_200889097 | 254.525 | bal_1P_3-128CW | 8107701 | no | no |  |  | no |  |  | 0 | 0 | 0 | 0
oh_line_8107701_200889098 |  | AD | node_8107701_200889097 | node_8107701_200889098 | 254.137 | bal_1P_3-128CW | 8107701 | no | no |  |  | no |  |  | 0 | 0 | 0 | 0
oh_line_8107701_200889099 |  | AD | node_8107701_200889098 | node_8107701_200889099 | 402.447 | bal_1P_3-128CW | 8107701 | no | no |  |  | no |  |  | 0 | 0 | 0 | 0
oh_line_8107701_200889100 |  | AD | node_8107701_200889099 | node_8107701_200889100 | 317.112 | bal_1P_3-128CW | 8107701 | no | no |  |  | no |  |  | 0 | 0 | 0 | 0
oh_line_8107701_200889102 |  | AD | node_8107701_200889100 | node_8107701_200889102 | 454.469 | bal_1P_3-128CW | 8107701 | no | no |  |  | no |  |  | 0 | 0 | 0 | 0
oh_line_8107701_200889103 |  | AD | node_8107701_200889102 | node_8107701_200889103 | 316.533 | bal_1P_3-128CW | 8107701 | no | no |  |  | no |  |  | 0 | 0 | 0 | 0
oh_line_8107701_200889104 |  | AD | node_8107701_200889103 | node_8107701_200889104 | 326.895 | bal_1P_3-128CW | 8107701 | no | no |  |  | no |  |  | 0 | 0 | 0 | 0
oh_line_8107701_200889105 |  | AD | node_8107701_200889104 | node_8107701_200889105 | 239.551 | bal_1P_1/0AA | 8107701 | no | no |  |  | no |  |  | 0 | 0 | 0 | 0
oh_line_8107701_200889106 |  | AD | node_8107701_200889105 | node_8107701_200889106 | 260.253 | bal_1P_1/0AA | 8107701 | no | no |  |  | no |  |  | 0 | 0 | 0 | 0
oh_line_8107701_200889108 |  | AD | node_8107701_200888989 | node_8107701_200889108 | 230.187 | bal_1P_6DCW | 8107701 | no | no |  |  | no |  |  | 0 | 0 | 0 | 0
oh_line_8107701_200889113 |  | AD | node_8107701_200889108 | node_8107701_200889113 | 263.419 | bal_1P_6DCW | 8107701 | no | no |  |  | no |  |  | 0 | 0 | 0 | 0
oh_line_8107701_200889114 |  | AD | node_8107701_200889158 | node_8107701_200889114 | 196.702 | bal_1P_2AC | 8107701 | no | no |  |  | no |  |  | 0 | 0 | 0 | 0
oh_line_8107701_200889115 |  | AD | node_8107701_200889114 | node_8107701_200889115 | 258.237 | bal_1P_2AC | 8107701 | no | no |  |  | no |  |  | 0 | 0 | 0 | 0
oh_line_8107701_200889116 |  | AD | node_8107701_200889115 | node_8107701_200889116 | 462.469 | bal_1P_2AC | 8107701 | no | no |  |  | no |  |  | 0 | 0 | 0 | 0
oh_line_8107701_200889117 |  | AD | node_8107701_200889116 | node_8107701_200889117 | 457.355 | bal_1P_2AC | 8107701 | no | no |  |  | no |  |  | 0 | 0 | 0 | 0
oh_line_8107701_200889118 |  | AD | node_8107701_200889117 | node_8107701_200889118 | 449.956 | bal_1P_2AC | 8107701 | no | no |  |  | no |  |  | 0 | 0 | 0 | 0
oh_line_8107701_200889119 |  | AD | node_8107701_200889118 | node_8107701_200889119 | 313.551 | bal_1P_2AC | 8107701 | no | no |  |  | no |  |  | 0 | 0 | 0 | 0
oh_line_8107701_200889120 |  | AD | node_8107701_200889119 | node_8107701_200889120 | 243.809 | bal_1P_1/0AC | 8107701 | no | no |  |  | no |  |  | 0 | 0 | 0 | 0
oh_line_8107701_200889121 |  | AD | node_8107701_200889119 | node_8107701_200889121 | 406.272 | bal_1P_2AC | 8107701 | no | no |  |  | no |  |  | 0 | 0 | 0 | 0
oh_line_8107701_200889122 |  | AD | node_8107701_200889121 | node_intto1_8107701_200889122 | 200.158 | bal_1P_1/0AC | 8107701 | no | no |  |  | no |  |  | 0 | 0 | 0 | 0
oh_line_8107701_200889123 |  | AD | node_8107701_200889122 | node_8107701_200889123 | 218.469 | bal_1P_1/0AC | 8107701 | no | no |  |  | no |  |  | 0 | 0 | 0 | 0
oh_line_8107701_200889124 |  | AN | node_8107701_200889123 | node_8107701_200889124 | 16.471 | bal_1P_DELTACUST | 8107701 | no | no |  |  | no |  |  | 0 | 0 | 0 | 0
oh_line_8107701_200889125 |  | AD | node_8107701_200889123 | node_8107701_200889125 | 324.423 | bal_1P_1/0AC | 8107701 | no | no |  |  | no |  |  | 0 | 0 | 0 | 0
oh_line_8107701_200889126 |  | AD | node_8107701_200889125 | node_8107701_200889126 | 319.363 | bal_1P_1/0AC | 8107701 | no | no |  |  | no |  |  | 0 | 0 | 0 | 0
oh_line_8107701_200889128 |  | AD | node_8107701_200889121 | node_8107701_200889128 | 335.489 | bal_1P_2AC | 8107701 | no | no |  |  | no |  |  | 0 | 0 | 0 | 0
oh_line_8107701_200889130 |  | AD | node_8107701_200889128 | node_8107701_200889130 | 429.469 | bal_1P_2AC | 8107701 | no | no |  |  | no |  |  | 0 | 0 | 0 | 0
oh_line_8107701_200889131 |  | AD | node_8107701_200889130 | node_8107701_200889131 | 36.999 | bal_1P_1/0AA | 8107701 | no | no |  |  | no |  |  | 0 | 0 | 0 | 0
oh_line_8107701_200889132 |  | AD | node_8107701_200889130 | node_8107701_200889132 | 387.865 | bal_1P_2AC | 8107701 | no | no |  |  | no |  |  | 0 | 0 | 0 | 0
oh_line_8107701_200889133 |  | AD | node_8107701_200889113 | node_intto1_8107701_200889133 | 359.58 | bal_1P_6DCW | 8107701 | no | no |  |  | no |  |  | 0 | 0 | 0 | 0
oh_line_8107701_200889134 |  | AD | node_8107701_200889132 | node_8107701_200889134 | 334.688 | bal_1P_2AC | 8107701 | no | no |  |  | no |  |  | 0 | 0 | 0 | 0
oh_line_8107701_200889135 |  | AD | node_8107701_200889134 | node_8107701_200889135 | 394.251 | bal_1P_2AC | 8107701 | no | no |  |  | no |  |  | 0 | 0 | 0 | 0
oh_line_8107701_200889136 |  | AD | node_8107701_200889135 | node_8107701_200889136 | 392.735 | bal_1P_2AC | 8107701 | no | no |  |  | no |  |  | 0 | 0 | 0 | 0
oh_line_8107701_200889137 |  | AD | node_8107701_200889136 | node_8107701_200889137 | 276.84 | bal_1P_2AC | 8107701 | no | no |  |  | no |  |  | 0 | 0 | 0 | 0
oh_line_8107701_200889138 |  | AD | node_8107701_200889137 | node_8107701_200889138 | 290.903 | bal_1P_2AC | 8107701 | no | no |  |  | no |  |  | 0 | 0 | 0 | 0
oh_line_8107701_200889139 |  | AD | node_8107701_200889138 | node_8107701_200889139 | 336.237 | bal_1P_1/0AC | 8107701 | no | no |  |  | no |  |  | 0 | 0 | 0 | 0
oh_line_8107701_200889140 |  | AD | node_8107701_200889139 | node_8107701_200889140 | 318.578 | bal_1P_1/0AC | 8107701 | no | no |  |  | no |  |  | 0 | 0 | 0 | 0
oh_line_8107701_200889141 |  | AD | node_8107701_200889140 | node_8107701_200889141 | 341.123 | bal_1P_1/0AC | 8107701 | no | no |  |  | no |  |  | 0 | 0 | 0 | 0
oh_line_8107701_200889142 |  | AD | node_8107701_200889141 | node_8107701_200889142 | 335.951 | bal_1P_1/0AC | 8107701 | no | no |  |  | no |  |  | 0 | 0 | 0 | 0
oh_line_8107701_200889143 |  | AD | node_8107701_200889142 | node_8107701_200889143 | 268.941 | bal_1P_1/0AC | 8107701 | no | no |  |  | no |  |  | 0 | 0 | 0 | 0
oh_line_8107701_200889146 |  | AD | node_8107701_200948630 | node_8107701_200889146 | 42.96 | bal_1P_1/0AC | 8107701 | no | no |  |  | no |  |  | 0 | 0 | 0 | 0
oh_line_8107701_200889147 |  | AD | node_8107701_200889133 | node_8107701_200889147 | 443.311 | bal_1P_6DCW | 8107701 | no | no |  |  | no |  |  | 0 | 0 | 0 | 0
oh_line_8107701_200889148 |  | AD | node_8107701_200889147 | node_8107701_200889148 | 272.903 | bal_1P_6DCW | 8107701 | no | no |  |  | no |  |  | 0 | 0 | 0 | 0
oh_line_8107701_200889149 |  | AD | node_8107701_200948630 | node_8107701_200889149 | 338.701 | bal_1P_1/0AC | 8107701 | no | no |  |  | no |  |  | 0 | 0 | 0 | 0
oh_line_8107701_200889150 |  | AD | node_8107701_200889149 | node_8107701_200889150 | 321.527 | bal_1P_1/0AA | 8107701 | no | no |  |  | no |  |  | 0 | 0 | 0 | 0
oh_line_8107701_200889151 |  | AD | node_8107701_200889147 | node_8107701_200889151 | 489.923 | bal_1P_6DCW | 8107701 | no | no |  |  | no |  |  | 0 | 0 | 0 | 0
oh_line_8107701_200889152 |  | AD | node_8107701_200889151 | node_8107701_200889152 | 462.119 | bal_1P_6DCW | 8107701 | no | no |  |  | no |  |  | 0 | 0 | 0 | 0
oh_line_8107701_200889153 |  | AD | node_8107701_200889152 | node_8107701_200889153 | 584.733 | bal_1P_2AC | 8107701 | no | no |  |  | no |  |  | 0 | 0 | 0 | 0
oh_line_8107701_200889154 |  | AD | node_8107701_200889153 | node_8107701_200889154 | 369.603 | bal_1P_2AC | 8107701 | no | no |  |  | no |  |  | 0 | 0 | 0 | 0
oh_line_8107701_200889156 |  | AD | node_8107701_200889154 | node_8107701_200889156 | 410.708 | bal_1P_2AC | 8107701 | no | no |  |  | no |  |  | 0 | 0 | 0 | 0
oh_line_8107701_200889157 |  | AD | node_8107701_200889156 | node_8107701_200889157 | 287.143 | bal_1P_2AC | 8107701 | no | no |  |  | no |  |  | 0 | 0 | 0 | 0
oh_line_8107701_200889158 |  | AD | node_8107701_200889157 | node_8107701_200889158 | 185.581 | bal_1P_2AC | 8107701 | no | no |  |  | no |  |  | 0 | 0 | 0 | 0
oh_line_8107701_200889159 |  | AD | node_8107701_200887937 | node_8107701_200889159 | 380.179 | bal_1P_2AC | 8107701 | no | no |  |  | no |  |  | 0 | 0 | 0 | 0
oh_line_8107701_200889161 |  | AD | node_8107701_200889159 | node_8107701_200889161 | 407.442 | bal_1P_3-128CW | 8107701 | no | no |  |  | no |  |  | 0 | 0 | 0 | 0
oh_line_8107701_200889163 |  | AD | node_8107701_200889161 | node_8107701_200889163 | 294.389 | bal_1P_3-128CW | 8107701 | no | no |  |  | no |  |  | 0 | 0 | 0 | 0
oh_line_8107701_200889164 |  | AD | node_8107701_200889163 | node_8107701_200889164 | 383.327 | bal_1P_3-128CW | 8107701 | no | no |  |  | no |  |  | 0 | 0 | 0 | 0
oh_line_8107701_200889165 |  | AD | node_8107701_200889164 | node_intto1_8107701_200889165 | 285.73 | bal_1P_3-128CW | 8107701 | no | no |  |  | no |  |  | 0 | 0 | 0 | 0
oh_line_8107701_200889167 |  | AD | node_8107701_200889165 | node_8107701_200889167 | 296.01 | bal_1P_3-128CW | 8107701 | no | no |  |  | no |  |  | 0 | 0 | 0 | 0
oh_line_8107701_200889168 |  | AD | node_8107701_200889167 | node_8107701_200889168 | 58.4 | bal_1P_1/0AC | 8107701 | no | no |  |  | no |  |  | 0 | 0 | 0 | 0
oh_line_8107701_200889169 |  | AD | node_8107701_200889168 | node_8107701_200889169 | 314.626 | bal_1P_1/0AC | 8107701 | no | no |  |  | no |  |  | 0 | 0 | 0 | 0
oh_line_8107701_200889170 |  | AD | node_8107701_200889181 | node_8107701_200889170 | 322.918 | bal_1P_1/0AA | 8107701 | no | no |  |  | no |  |  | 0 | 0 | 0 | 0
oh_line_8107701_200889171 |  | AD | node_8107701_200889170 | node_8107701_200889171 | 322.198 | bal_1P_1/0AA | 8107701 | no | no |  |  | no |  |  | 0 | 0 | 0 | 0
oh_line_8107701_200889172 |  | AD | node_8107701_200888954 | node_intto1_8107701_200889172 | 298.327 | bal_1P_3-104CW | 8107701 | no | no |  |  | no |  |  | 0 | 0 | 0 | 0
oh_line_8107701_200889173 |  | AD | node_8107701_200889172 | node_8107701_200889173 | 249.526 | bal_1P_3-104CW | 8107701 | no | no |  |  | no |  |  | 0 | 0 | 0 | 0
oh_line_8107701_200889174 |  | AD | node_8107701_200889173 | node_8107701_200889174 | 372.838 | bal_1P_3-104CW | 8107701 | no | no |  |  | no |  |  | 0 | 0 | 0 | 0
oh_line_8107701_200889175 |  | AD | node_8107701_200889174 | node_8107701_200889175 | 309.435 | bal_1P_3-104CW | 8107701 | no | no |  |  | no |  |  | 0 | 0 | 0 | 0
oh_line_8107701_200889181 |  | AD | node_8107701_200889180 | node_8107701_200889181 | 237.522 | bal_1P_3-104CW | 8107701 | no | no |  |  | no |  |  | 0 | 0 | 0 | 0
oh_line_8107701_200889231 |  | AD | node_8107701_200889161 | node_intto1_8107701_200889231 | 293.542 | bal_1P_4AC | 8107701 | no | no |  |  | no |  |  | 0 | 0 | 0 | 0
oh_line_8107701_200889232 |  | AD | node_8107701_200889231 | node_8107701_200889232 | 264.794 | bal_1P_4AC | 8107701 | no | no |  |  | no |  |  | 0 | 0 | 0 | 0
oh_line_8107701_200889233 |  | AD | node_8107701_200889249 | node_8107701_200889233 | 237.311 | bal_1P_4AC | 8107701 | no | no |  |  | no |  |  | 0 | 0 | 0 | 0
oh_line_8107701_200889234 |  | AD | node_8107701_200889233 | node_8107701_200889234 | 407.981 | bal_1P_4AC | 8107701 | no | no |  |  | no |  |  | 0 | 0 | 0 | 0
oh_line_8107701_200889236 |  | AD | node_8107701_200889234 | node_8107701_200889236 | 405.521 | bal_1P_4AC | 8107701 | no | no |  |  | no |  |  | 0 | 0 | 0 | 0
oh_line_8107701_200889237 |  | AD | node_8107701_200889236 | node_8107701_200889237 | 349.941 | bal_1P_4AC | 8107701 | no | no |  |  | no |  |  | 0 | 0 | 0 | 0
oh_line_8107701_200889238 |  | AD | node_8107701_200889237 | node_8107701_200889238 | 354.308 | bal_1P_4AC | 8107701 | no | no |  |  | no |  |  | 0 | 0 | 0 | 0
oh_line_8107701_200889240 |  | AD | node_8107701_200889238 | node_8107701_200889240 | 475.186 | bal_1P_4AC | 8107701 | no | no |  |  | no |  |  | 0 | 0 | 0 | 0
oh_line_8107701_200889241 |  | AD | node_8107701_200889232 | node_8107701_200889241 | 298.188 | bal_1P_4AC | 8107701 | no | no |  |  | no |  |  | 0 | 0 | 0 | 0
oh_line_8107701_200889242 |  | AD | node_8107701_200889241 | node_8107701_200889242 | 381.009 | bal_1P_4AC | 8107701 | no | no |  |  | no |  |  | 0 | 0 | 0 | 0
oh_line_8107701_200889243 |  | AD | node_8107701_200889242 | node_8107701_200889243 | 386.446 | bal_1P_4AC | 8107701 | no | no |  |  | no |  |  | 0 | 0 | 0 | 0
oh_line_8107701_200889244 |  | AD | node_8107701_200889243 | node_8107701_200889244 | 410.317 | bal_1P_4AC | 8107701 | no | no |  |  | no |  |  | 0 | 0 | 0 | 0
oh_line_8107701_200889245 |  | AD | node_8107701_200889244 | node_8107701_200889245 | 314.557 | bal_1P_4AC | 8107701 | no | no |  |  | no |  |  | 0 | 0 | 0 | 0
oh_line_8107701_200889246 |  | AD | node_8107701_200889245 | node_8107701_200889246 | 431.22 | bal_1P_2AC | 8107701 | no | no |  |  | no |  |  | 0 | 0 | 0 | 0
oh_line_8107701_200889247 |  | AD | node_8107701_200889246 | node_8107701_200889247 | 357.599 | bal_1P_4AC | 8107701 | no | no |  |  | no |  |  | 0 | 0 | 0 | 0
oh_line_8107701_200889248 |  | AD | node_8107701_200889247 | node_8107701_200889248 | 388.332 | bal_1P_4AC | 8107701 | no | no |  |  | no |  |  | 0 | 0 | 0 | 0
oh_line_8107701_200889249-1 |  | AD | node_8107701_200889248 | node_1301518_55_15362103_236 | 183.689 | bal_1P_4AC | 8107701 | no | no |  |  | no |  |  | 0 | 0 | 0 | 0
oh_line_8107701_200889249-2 |  | AD | node_1301518_55_15362103_236 | node_8107701_200889249 | 17.612 | bal_1P_4AC | 8107701 | no | no |  |  | no |  |  | 0 | 0 | 0 | 0
oh_line_8107701_200889317 |  | AD | node_8107701_200889237 | node_intto1_8107701_200889317 | 398.958 | bal_1P_4ACW | 8107701 | no | no |  |  | no |  |  | 0 | 0 | 0 | 0
oh_line_8107701_200889318 |  | AD | node_8107701_200889332 | node_8107701_200889318 | 293.86 | bal_1P_4ACW | 8107701 | no | no |  |  | no |  |  | 0 | 0 | 0 | 0
oh_line_8107701_200889319 |  | AD | node_8107701_200889318 | node_8107701_200889319 | 356.027 | bal_1P_4ACW | 8107701 | no | no |  |  | no |  |  | 0 | 0 | 0 | 0
oh_line_8107701_200889324 |  | AD | node_8107701_200969880 | node_8107701_200889324 | 329.538 | bal_1P_4ACW | 8107701 | no | no |  |  | no |  |  | 0 | 0 | 0 | 0
oh_line_8107701_200889325 |  | AD | node_8107701_200889317 | node_8107701_200889325 | 327.785 | bal_1P_4ACW | 8107701 | no | no |  |  | no |  |  | 0 | 0 | 0 | 0
oh_line_8107701_200889326 |  | AD | node_8107701_200889325 | node_8107701_200889326 | 416.881 | bal_1P_4ACW | 8107701 | no | no |  |  | no |  |  | 0 | 0 | 0 | 0
oh_line_8107701_200889327 |  | AD | node_8107701_200889326 | node_8107701_200889327 | 269.986 | bal_1P_4ACW | 8107701 | no | no |  |  | no |  |  | 0 | 0 | 0 | 0
oh_line_8107701_200889328 |  | AD | node_8107701_200889327 | node_8107701_200889328 | 411.317 | bal_1P_4ACW | 8107701 | no | no |  |  | no |  |  | 0 | 0 | 0 | 0
oh_line_8107701_200889329 |  | AD | node_8107701_200889328 | node_8107701_200889329 | 332.929 | bal_1P_4ACW | 8107701 | no | no |  |  | no |  |  | 0 | 0 | 0 | 0
oh_line_8107701_200889330 |  | AD | node_8107701_200889329 | node_8107701_200889330 | 318.487 | bal_1P_4ACW | 8107701 | no | no |  |  | no |  |  | 0 | 0 | 0 | 0
oh_line_8107701_200889331 |  | AD | node_8107701_200889330 | node_8107701_200889331 | 312.391 | bal_1P_4ACW | 8107701 | no | no |  |  | no |  |  | 0 | 0 | 0 | 0
oh_line_8107701_200889332 |  | AD | node_8107701_200889331 | node_8107701_200889332 | 348.489 | bal_1P_4ACW | 8107701 | no | no |  |  | no |  |  | 0 | 0 | 0 | 0
oh_line_8107701_200889333 |  | AD | node_8107701_200889029 | node_intto1_8107701_200889333 | 414.696 | bal_1P_4ACW | 8107701 | no | no |  |  | no |  |  | 0 | 0 | 0 | 0
oh_line_8107701_200889334 |  | AD | node_8107701_200889352 | node_8107701_200889334 | 299.76 | bal_1P_2AC | 8107701 | no | no |  |  | no |  |  | 0 | 0 | 0 | 0
oh_line_8107701_200889335 |  | AD | node_8107701_200889334 | node_8107701_200889335 | 321.384 | bal_1P_2AC | 8107701 | no | no |  |  | no |  |  | 0 | 0 | 0 | 0
oh_line_8107701_200889336 |  | AD | node_8107701_200889335 | node_8107701_200889336 | 271.476 | bal_1P_2AC | 8107701 | no | no |  |  | no |  |  | 0 | 0 | 0 | 0
oh_line_8107701_200889337 |  | AD | node_8107701_200889336 | node_8107701_200889337 | 276.364 | bal_1P_2AC | 8107701 | no | no |  |  | no |  |  | 0 | 0 | 0 | 0
oh_line_8107701_200889338 |  | AD | node_8107701_200889337 | node_8107701_200889338 | 262.649 | bal_1P_1/0AC | 8107701 | no | no |  |  | no |  |  | 0 | 0 | 0 | 0
oh_line_8107701_200889340 |  | AD | node_8107701_200889338 | node_8107701_200889340 | 352.922 | bal_1P_1/0AC | 8107701 | no | no |  |  | no |  |  | 0 | 0 | 0 | 0
oh_line_8107701_200889342 |  | AD | node_8107701_200889340 | node_8107701_200889342 | 295.97 | bal_1P_1/0AC | 8107701 | no | no |  |  | no |  |  | 0 | 0 | 0 | 0
oh_line_8107701_200889343 |  | AD | node_8107701_200889333 | node_8107701_200889343 | 467.851 | bal_1P_4ACW | 8107701 | no | no |  |  | no |  |  | 0 | 0 | 0 | 0
oh_line_8107701_200889344 |  | AD | node_8107701_200889343 | node_8107701_200889344 | 298.564 | bal_1P_4ACW | 8107701 | no | no |  |  | no |  |  | 0 | 0 | 0 | 0
oh_line_8107701_200889345 |  | AD | node_8107701_200889344 | node_8107701_200889345 | 312.501 | bal_1P_4ACW | 8107701 | no | no |  |  | no |  |  | 0 | 0 | 0 | 0
oh_line_8107701_200889346 |  | AD | node_8107701_200889345 | node_8107701_200889346 | 291.238 | bal_1P_4ACW | 8107701 | no | no |  |  | no |  |  | 0 | 0 | 0 | 0
oh_line_8107701_200889347 |  | AD | node_8107701_200889346 | node_8107701_200889347 | 313.776 | bal_1P_1/0AA | 8107701 | no | no |  |  | no |  |  | 0 | 0 | 0 | 0
oh_line_8107701_200889348 |  | AD | node_8107701_200889347 | node_8107701_200889348 | 262.197 | bal_1P_1/0AA | 8107701 | no | no |  |  | no |  |  | 0 | 0 | 0 | 0
oh_line_8107701_200889349 |  | AD | node_8107701_200889346 | node_8107701_200889349 | 320.439 | bal_1P_4ACW | 8107701 | no | no |  |  | no |  |  | 0 | 0 | 0 | 0
oh_line_8107701_200889350 |  | AD | node_8107701_200889349 | node_8107701_200889350 | 325.891 | bal_1P_4ACW | 8107701 | no | no |  |  | no |  |  | 0 | 0 | 0 | 0
oh_line_8107701_200889351 |  | AD | node_8107701_200889350 | node_8107701_200889351 | 314.896 | bal_1P_4ACW | 8107701 | no | no |  |  | no |  |  | 0 | 0 | 0 | 0
oh_line_8107701_200889352 |  | AD | node_8107701_200889351 | node_8107701_200889352 | 289.064 | bal_1P_2AC | 8107701 | no | no |  |  | no |  |  | 0 | 0 | 0 | 0
oh_line_8107701_200889353 |  | AD | node_8107701_200889378 | node_8107701_200889353 | 367.503 | bal_1P_2AC | 8107701 | no | no |  |  | no |  |  | 0 | 0 | 0 | 0
oh_line_8107701_200889354 |  | AD | node_8107701_200889353 | node_8107701_200889354 | 313.155 | bal_1P_2AC | 8107701 | no | no |  |  | no |  |  | 0 | 0 | 0 | 0
oh_line_8107701_200889355 |  | AD | node_8107701_200889354 | node_8107701_200889355 | 411.695 | bal_1P_2AC | 8107701 | no | no |  |  | no |  |  | 0 | 0 | 0 | 0
oh_line_8107701_200889356 |  | AD | node_8107701_200889355 | node_8107701_200889356 | 659.237 | bal_1P_2AC | 8107701 | no | no |  |  | no |  |  | 0 | 0 | 0 | 0
oh_line_8107701_200889357 |  | AD | node_8107701_200889354 | node_8107701_200889357 | 500.277 | bal_1P_2AC | 8107701 | no | no |  |  | no |  |  | 0 | 0 | 0 | 0
oh_line_8107701_200889358 |  | AD | node_8107701_200889357 | node_8107701_200889358 | 312.477 | bal_1P_1/0AA | 8107701 | no | no |  |  | no |  |  | 0 | 0 | 0 | 0
oh_line_8107701_200889359 |  | AD | node_8107701_200889358 | node_8107701_200889359 | 277.08 | bal_1P_1/0AA | 8107701 | no | no |  |  | no |  |  | 0 | 0 | 0 | 0
oh_line_8107701_200889360 |  | AD | node_8107701_200889357 | node_8107701_200889360 | 394.865 | bal_1P_2AC | 8107701 | no | no |  |  | no |  |  | 0 | 0 | 0 | 0
oh_line_8107701_200889361 |  | AD | node_8107701_200889360 | node_8107701_200889361 | 362.719 | bal_1P_2AC | 8107701 | no | no |  |  | no |  |  | 0 | 0 | 0 | 0
oh_line_8107701_200889363 |  | AD | node_8107701_310025609 | node_8107701_200889363 | 333.432 | bal_1P_2AC | 8107701 | no | no |  |  | no |  |  | 0 | 0 | 0 | 0
oh_line_8107701_200889364 |  | AD | node_8107701_200889363 | node_8107701_200889364 | 601.611 | bal_1P_2AC | 8107701 | no | no |  |  | no |  |  | 0 | 0 | 0 | 0
oh_line_8107701_200889365 |  | AD | node_8107701_200889364 | node_8107701_200889365 | 356.922 | bal_1P_2AC | 8107701 | no | no |  |  | no |  |  | 0 | 0 | 0 | 0
oh_line_8107701_200889367 |  | AD | node_8107701_200889724 | node_8107701_200889367 | 333.947 | bal_1P_1/0AA | 8107701 | no | no |  |  | no |  |  | 0 | 0 | 0 | 0
oh_line_8107701_200889368 |  | AD | node_8107701_200889367 | node_8107701_200889368 | 324.267 | bal_1P_2AC | 8107701 | no | no |  |  | no |  |  | 0 | 0 | 0 | 0
oh_line_8107701_200889369 |  | AD | node_8107701_200889368 | node_8107701_200889369 | 342.967 | bal_1P_1/0AA | 8107701 | no | no |  |  | no |  |  | 0 | 0 | 0 | 0
oh_line_8107701_200889371 |  | AD | node_8107701_200889369 | node_8107701_200889371 | 293.012 | bal_1P_1/0AA | 8107701 | no | no |  |  | no |  |  | 0 | 0 | 0 | 0
oh_line_8107701_200889372 |  | AD | node_8107701_200889371 | node_8107701_200889372 | 353.004 | bal_1P_1/0AA | 8107701 | no | no |  |  | no |  |  | 0 | 0 | 0 | 0
oh_line_8107701_200889373 |  | AD | node_8107701_200889367 | node_8107701_200889373 | 467.923 | bal_1P_2AC | 8107701 | no | no |  |  | no |  |  | 0 | 0 | 0 | 0
oh_line_8107701_200889374 |  | AD | node_8107701_200889373 | node_8107701_200889374 | 320.002 | bal_1P_2AC | 8107701 | no | no |  |  | no |  |  | 0 | 0 | 0 | 0
oh_line_8107701_200889375 |  | AD | node_8107701_200889374 | node_8107701_200889375 | 208.141 | bal_1P_2AC | 8107701 | no | no |  |  | no |  |  | 0 | 0 | 0 | 0
oh_line_8107701_200889376 |  | AD | node_8107701_200889375 | node_8107701_200889376 | 382.098 | bal_1P_2AC | 8107701 | no | no |  |  | no |  |  | 0 | 0 | 0 | 0
oh_line_8107701_200889377 |  | AD | node_8107701_200889376 | node_8107701_200889377 | 357.647 | bal_1P_2AC | 8107701 | no | no |  |  | no |  |  | 0 | 0 | 0 | 0
oh_line_8107701_200889378 |  | AD | node_8107701_200889377 | node_8107701_200889378 | 377.967 | bal_1P_2AC | 8107701 | no | no |  |  | no |  |  | 0 | 0 | 0 | 0
oh_line_8107701_200889379 |  | AD | node_8107701_200889386 | node_8107701_200889379 | 383.161 | bal_1P_1/0AA | 8107701 | no | no |  |  | no |  |  | 0 | 0 | 0 | 0
oh_line_8107701_200889380 |  | AD | node_8107701_200889379 | node_8107701_200889380 | 333.479 | bal_1P_1/0AA | 8107701 | no | no |  |  | no |  |  | 0 | 0 | 0 | 0
oh_line_8107701_200889381 |  | AD | node_8107701_200889380 | node_8107701_200889381 | 343.909 | bal_1P_1/0AA | 8107701 | no | no |  |  | no |  |  | 0 | 0 | 0 | 0
oh_line_8107701_200889382 |  | AD | node_8107701_200889381 | node_8107701_200889382 | 332.491 | bal_1P_1/0AA | 8107701 | no | no |  |  | no |  |  | 0 | 0 | 0 | 0
oh_line_8107701_200889383 |  | AD | node_8107701_200889401 | node_8107701_200889383 | 316.663 | bal_1P_2AC | 8107701 | no | no |  |  | no |  |  | 0 | 0 | 0 | 0
oh_line_8107701_200889384 |  | AD | node_8107701_200889383 | node_8107701_200889384 | 301.822 | bal_1P_2AC | 8107701 | no | no |  |  | no |  |  | 0 | 0 | 0 | 0
oh_line_8107701_200889385 |  | AD | node_8107701_200889384 | node_8107701_200889385 | 301.027 | bal_1P_2AC | 8107701 | no | no |  |  | no |  |  | 0 | 0 | 0 | 0
oh_line_8107701_200889386 |  | AD | node_8107701_200889385 | node_8107701_200889386 | 313.114 | bal_1P_1/0AC | 8107701 | no | no |  |  | no |  |  | 0 | 0 | 0 | 0
oh_line_8107701_200889388 |  | AD | node_8107701_200890497 | node_8107701_200889388 | 546.902 | bal_1P_3-104CW | 8107701 | no | no |  |  | no |  |  | 0 | 0 | 0 | 0
oh_line_8107701_200889389 |  | AD | node_8107701_200889388 | node_8107701_200889389 | 501.719 | bal_1P_3-104CW | 8107701 | no | no |  |  | no |  |  | 0 | 0 | 0 | 0
oh_line_8107701_200889390 |  | AD | node_8107701_200889389 | node_8107701_200889390 | 287.524 | bal_1P_2AC | 8107701 | no | no |  |  | no |  |  | 0 | 0 | 0 | 0
oh_line_8107701_200889391 |  | AD | node_8107701_200889390 | node_8107701_200889391 | 286.786 | bal_1P_2AC | 8107701 | no | no |  |  | no |  |  | 0 | 0 | 0 | 0
oh_line_8107701_200889393 |  | AD | node_8107701_200889389 | node_8107701_200889393 | 266.646 | bal_1P_2AC | 8107701 | no | no |  |  | no |  |  | 0 | 0 | 0 | 0
oh_line_8107701_200889394 |  | AD | node_8107701_200889393 | node_intto1_8107701_200889394 | 467.73 | bal_1P_2AC | 8107701 | no | no |  |  | no |  |  | 0 | 0 | 0 | 0
oh_line_8107701_200889395 |  | AD | node_8107701_200889394 | node_8107701_200889395 | 497.869 | bal_1P_2AC | 8107701 | no | no |  |  | no |  |  | 0 | 0 | 0 | 0
oh_line_8107701_200889396 |  | AD | node_8107701_200889395 | node_8107701_200889396 | 52.003 | bal_1P_2AC | 8107701 | no | no |  |  | no |  |  | 0 | 0 | 0 | 0
oh_line_8107701_200889397 |  | AD | node_8107701_200889396 | node_8107701_200889397 | 242.789 | bal_1P_2AC | 8107701 | no | no |  |  | no |  |  | 0 | 0 | 0 | 0
oh_line_8107701_200889398 |  | AD | node_8107701_200889395 | node_8107701_200889398 | 360.481 | bal_1P_2AC | 8107701 | no | no |  |  | no |  |  | 0 | 0 | 0 | 0
oh_line_8107701_200889399 |  | AD | node_8107701_200889398 | node_8107701_200889399 | 206.01 | bal_1P_2AC | 8107701 | no | no |  |  | no |  |  | 0 | 0 | 0 | 0
oh_line_8107701_200889400 |  | AD | node_8107701_200889399 | node_8107701_200889400 | 216.053 | bal_1P_2AC | 8107701 | no | no |  |  | no |  |  | 0 | 0 | 0 | 0
oh_line_8107701_200889401 |  | AD | node_8107701_200889400 | node_8107701_200889401 | 396.624 | bal_1P_2AC | 8107701 | no | no |  |  | no |  |  | 0 | 0 | 0 | 0
oh_line_8107701_200889402 |  | AD | node_8107701_200889319 | node_8107701_200889402 | 347.997 | bal_1P_2AC | 8107701 | no | no |  |  | no |  |  | 0 | 0 | 0 | 0
oh_line_8107701_200889403 |  | AD | node_8107701_200889452 | node_8107701_200889403 | 274.356 | bal_1P_4ACW | 8107701 | no | no |  |  | no |  |  | 0 | 0 | 0 | 0
oh_line_8107701_200889404 |  | AD | node_8107701_200889403 | node_8107701_200889404 | 322.266 | bal_1P_4ACW | 8107701 | no | no |  |  | no |  |  | 0 | 0 | 0 | 0
oh_line_8107701_200889405 |  | AD | node_8107701_200889404 | node_8107701_200889405 | 194.736 | bal_1P_2AC | 8107701 | no | no |  |  | no |  |  | 0 | 0 | 0 | 0
oh_line_8107701_200889406 |  | AD | node_8107701_200889405 | node_8107701_200889406 | 96.632 | bal_1P_2AC | 8107701 | no | no |  |  | no |  |  | 0 | 0 | 0 | 0
oh_line_8107701_200889407 |  | AD | node_8107701_200889406 | node_intto1_8107701_200889407 | 296.469 | bal_1P_2AC | 8107701 | no | no |  |  | no |  |  | 0 | 0 | 0 | 0
oh_line_8107701_200889408 |  | AD | node_8107701_200889407 | node_8107701_200889408 | 427.72 | bal_1P_2AC | 8107701 | no | no |  |  | no |  |  | 0 | 0 | 0 | 0
oh_line_8107701_200889409 |  | AD | node_8107701_200889408 | node_8107701_200889409 | 376.189 | bal_1P_2AC | 8107701 | no | no |  |  | no |  |  | 0 | 0 | 0 | 0
oh_line_8107701_200889410 |  | AD | node_8107701_200889409 | node_8107701_200889410 | 474.063 | bal_1P_2AC | 8107701 | no | no |  |  | no |  |  | 0 | 0 | 0 | 0
oh_line_8107701_200889411 |  | AD | node_8107701_200889410 | node_8107701_200889411 | 92.821 | bal_1P_1/0AA | 8107701 | no | no |  |  | no |  |  | 0 | 0 | 0 | 0
oh_line_8107701_200889412 |  | AD | node_8107701_200889411 | node_8107701_200889412 | 330.204 | bal_1P_1/0AA | 8107701 | no | no |  |  | no |  |  | 0 | 0 | 0 | 0
oh_line_8107701_200889413 |  | AD | node_8107701_200889412 | node_8107701_200889413 | 276.432 | bal_1P_1/0AA | 8107701 | no | no |  |  | no |  |  | 0 | 0 | 0 | 0
oh_line_8107701_200889414 |  | AD | node_8107701_200889413 | node_8107701_200889414 | 228.708 | bal_1P_1/0AA | 8107701 | no | no |  |  | no |  |  | 0 | 0 | 0 | 0
oh_line_8107701_200889415 |  | AD | node_8107701_200889410 | node_8107701_200889415 | 492.452 | bal_1P_2AC | 8107701 | no | no |  |  | no |  |  | 0 | 0 | 0 | 0
oh_line_8107701_200889416 |  | AD | node_8107701_200889415 | node_8107701_200889416 | 329.077 | bal_1P_2AC | 8107701 | no | no |  |  | no |  |  | 0 | 0 | 0 | 0
oh_line_8107701_200889417 |  | AD | node_8107701_200889416 | node_8107701_200889417 | 637.889 | bal_1P_2AC | 8107701 | no | no |  |  | no |  |  | 0 | 0 | 0 | 0
oh_line_8107701_200889418 |  | AD | node_8107701_200889402 | node_8107701_200889418 | 327.835 | bal_1P_2AC | 8107701 | no | no |  |  | no |  |  | 0 | 0 | 0 | 0
oh_line_8107701_200889419 |  | AD | node_8107701_200889417 | node_8107701_200889419 | 370.986 | bal_1P_2AC | 8107701 | no | no |  |  | no |  |  | 0 | 0 | 0 | 0
oh_line_8107701_200889420 |  | AD | node_8107701_200889419 | node_8107701_200889420 | 444.314 | bal_1P_2AC | 8107701 | no | no |  |  | no |  |  | 0 | 0 | 0 | 0
oh_line_8107701_200889421 |  | AD | node_8107701_200889420 | node_8107701_200889421 | 409.32 | bal_1P_2AC | 8107701 | no | no |  |  | no |  |  | 0 | 0 | 0 | 0
oh_line_8107701_200889422 |  | AD | node_8107701_200889421 | node_8107701_200889422 | 555.086 | bal_1P_2AC | 8107701 | no | no |  |  | no |  |  | 0 | 0 | 0 | 0
oh_line_8107701_200889423 |  | AD | node_8107701_200889422 | node_8107701_200889423 | 281.485 | bal_1P_2AC | 8107701 | no | no |  |  | no |  |  | 0 | 0 | 0 | 0
oh_line_8107701_200889424 |  | AD | node_8107701_200889422 | node_8107701_200889424 | 272.684 | bal_1P_2AC | 8107701 | no | no |  |  | no |  |  | 0 | 0 | 0 | 0
oh_line_8107701_200889425 |  | AD | node_8107701_200889424 | node_8107701_200889425 | 519.131 | bal_1P_2AC | 8107701 | no | no |  |  | no |  |  | 0 | 0 | 0 | 0
oh_line_8107701_200889426 |  | AD | node_8107701_200889425 | node_8107701_200889426 | 408.745 | bal_1P_1/0AA | 8107701 | no | no |  |  | no |  |  | 0 | 0 | 0 | 0
oh_line_8107701_200889427 |  | AD | node_8107701_200889426 | node_8107701_200889427 | 420.809 | bal_1P_2AC | 8107701 | no | no |  |  | no |  |  | 0 | 0 | 0 | 0
oh_line_8107701_200889428 |  | AD | node_8107701_200889427 | node_8107701_200889428 | 436.786 | bal_1P_2AC | 8107701 | no | no |  |  | no |  |  | 0 | 0 | 0 | 0
oh_line_8107701_200889429 |  | AD | node_8107701_200889428 | node_8107701_200889429 | 222.119 | bal_1P_2AC | 8107701 | no | no |  |  | no |  |  | 0 | 0 | 0 | 0
oh_line_8107701_200889430 |  | AD | node_8107701_200889418 | node_8107701_200889430 | 340.926 | bal_1P_2AC | 8107701 | no | no |  |  | no |  |  | 0 | 0 | 0 | 0
oh_line_8107701_200889431 |  | AD | node_8107701_200889429 | node_8107701_200889431 | 406.284 | bal_1P_2AC | 8107701 | no | no |  |  | no |  |  | 0 | 0 | 0 | 0
oh_line_8107701_200889432 |  | AD | node_8107701_200889431 | node_8107701_200889432 | 357.98 | bal_1P_2AC | 8107701 | no | no |  |  | no |  |  | 0 | 0 | 0 | 0
oh_line_8107701_200889433 |  | AD | node_8107701_200889432 | node_8107701_200889433 | 353.683 | bal_1P_2AC | 8107701 | no | no |  |  | no |  |  | 0 | 0 | 0 | 0
oh_line_8107701_200889434 |  | AD | node_8107701_200889433 | node_8107701_200889434 | 440.724 | bal_1P_2AC | 8107701 | no | no |  |  | no |  |  | 0 | 0 | 0 | 0
oh_line_8107701_200889435 |  | AD | node_8107701_200889434 | node_8107701_200889435 | 370.624 | bal_1P_2AC | 8107701 | no | no |  |  | no |  |  | 0 | 0 | 0 | 0
oh_line_8107701_200889436 |  | AD | node_8107701_200889435 | node_8107701_200889436 | 271.046 | bal_1P_2AC | 8107701 | no | no |  |  | no |  |  | 0 | 0 | 0 | 0
oh_line_8107701_200889437 |  | AD | node_8107701_200889436 | node_8107701_200889437 | 336.665 | bal_1P_2AC | 8107701 | no | no |  |  | no |  |  | 0 | 0 | 0 | 0
oh_line_8107701_200889438 |  | AD | node_8107701_200889437 | node_8107701_200889438 | 294.821 | bal_1P_2AC | 8107701 | no | no |  |  | no |  |  | 0 | 0 | 0 | 0
oh_line_8107701_200889439 |  | AD | node_8107701_200889438 | node_8107701_200889439 | 362.831 | bal_1P_2AC | 8107701 | no | no |  |  | no |  |  | 0 | 0 | 0 | 0
oh_line_8107701_200889440 |  | AD | node_8107701_200889439 | node_8107701_200889440 | 389.459 | bal_1P_2AC | 8107701 | no | no |  |  | no |  |  | 0 | 0 | 0 | 0
oh_line_8107701_200889441 |  | AD | node_8107701_200889430 | node_8107701_200889441 | 428.741 | bal_1P_4ACW | 8107701 | no | no |  |  | no |  |  | 0 | 0 | 0 | 0
oh_line_8107701_200889442 |  | AD | node_8107701_200889440 | node_8107701_200889442 | 405.818 | bal_1P_2AC | 8107701 | no | no |  |  | no |  |  | 0 | 0 | 0 | 0
oh_line_8107701_200889443 |  | AD | node_8107701_200889442 | node_8107701_200889443 | 367.539 | bal_1P_2AC | 8107701 | no | no |  |  | no |  |  | 0 | 0 | 0 | 0
oh_line_8107701_200889444 |  | AD | node_8107701_200889443 | node_8107701_200889444 | 423.047 | bal_1P_2AC | 8107701 | no | no |  |  | no |  |  | 0 | 0 | 0 | 0
oh_line_8107701_200889445 |  | AD | node_8107701_200889444 | node_8107701_200889445 | 443.059 | bal_1P_2AC | 8107701 | no | no |  |  | no |  |  | 0 | 0 | 0 | 0
oh_line_8107701_200889446-1 |  | AD | node_1285543_047_15367327_427 | node_8107701_200889446 | 20.553 | bal_1P_2AC | 8107701 | no | no |  |  | no |  |  | 0 | 0 | 0 | 0
oh_line_8107701_200889446-2 |  | AD | node_8107701_200889445 | node_1285543_047_15367327_427 | 395.407 | bal_1P_2AC | 8107701 | no | no |  |  | no |  |  | 0 | 0 | 0 | 0
oh_line_8107701_200889447 |  | AD | node_8107701_200889446 | node_8107701_200889447 | 275.328 | bal_1P_2AC | 8107701 | no | no |  |  | no |  |  | 0 | 0 | 0 | 0
oh_line_8107701_200889448 |  | AD | node_8107701_200889441 | node_8107701_200889448 | 344.972 | bal_1P_4ACW | 8107701 | no | no |  |  | no |  |  | 0 | 0 | 0 | 0
oh_line_8107701_200889449 |  | AD | node_8107701_200889448 | node_8107701_200889449 | 402.892 | bal_1P_4ACW | 8107701 | no | no |  |  | no |  |  | 0 | 0 | 0 | 0
oh_line_8107701_200889450 |  | AD | node_8107701_200889449 | node_intto1_8107701_200889450 | 399.76 | bal_1P_4ACW | 8107701 | no | no |  |  | no |  |  | 0 | 0 | 0 | 0
oh_line_8107701_200889451 |  | AD | node_8107701_200889450 | node_8107701_200889451 | 388.115 | bal_1P_4ACW | 8107701 | no | no |  |  | no |  |  | 0 | 0 | 0 | 0
oh_line_8107701_200889452 |  | AD | node_8107701_200889451 | node_8107701_200889452 | 570.612 | bal_1P_4ACW | 8107701 | no | no |  |  | no |  |  | 0 | 0 | 0 | 0
oh_line_8107701_200889564 |  | AD | node_8107701_200891437 | node_8107701_200889564 | 546.121 | bal_1P_8DCW | 8107701 | no | no |  |  | no |  |  | 0 | 0 | 0 | 0
oh_line_8107701_200889565 |  | AD | node_8107701_200889564 | node_intto1_8107701_200889565 | 308.788 | bal_1P_8DCW | 8107701 | no | no |  |  | no |  |  | 0 | 0 | 0 | 0
oh_line_8107701_200889566 |  | AD | node_8107701_200889565 | node_8107701_200889566 | 281.305 | bal_1P_8DCW | 8107701 | no | no |  |  | no |  |  | 0 | 0 | 0 | 0
oh_line_8107701_200889567 |  | AD | node_8107701_200889566 | node_8107701_200889567 | 177.863 | bal_1P_8DCW | 8107701 | no | no |  |  | no |  |  | 0 | 0 | 0 | 0
oh_line_8107701_200889568 |  | AD | node_8107701_200889567 | node_8107701_200889568 | 287.741 | bal_1P_8DCW | 8107701 | no | no |  |  | no |  |  | 0 | 0 | 0 | 0
oh_line_8107701_200889569 |  | AD | node_8107701_200889568 | node_8107701_200889569 | 116.711 | bal_1P_2AC | 8107701 | no | no |  |  | no |  |  | 0 | 0 | 0 | 0
oh_line_8107701_200889570 |  | AD | node_8107701_200889569 | node_8107701_200889570 | 329.946 | bal_1P_2AC | 8107701 | no | no |  |  | no |  |  | 0 | 0 | 0 | 0
oh_line_8107701_200889571 |  | AD | node_8107701_200889570 | node_8107701_200889571 | 342.599 | bal_1P_2AC | 8107701 | no | no |  |  | no |  |  | 0 | 0 | 0 | 0
oh_line_8107701_200889572 |  | AD | node_8107701_200889571 | node_8107701_200889572 | 172.89 | bal_1P_2AC | 8107701 | no | no |  |  | no |  |  | 0 | 0 | 0 | 0
oh_line_8107701_200889573 |  | AD | node_8107701_200889572 | node_8107701_200889573 | 224.69 | bal_1P_2AC | 8107701 | no | no |  |  | no |  |  | 0 | 0 | 0 | 0
oh_line_8107701_200889683 |  | ABCN | node_8107701_200889801 | node_8107701_200889683 | 131.289 | bal_3P_4/0AA_1/0AA(N) | 8107701 | no | no |  |  | no |  |  | 0 | 0 | 0 | 0
oh_line_8107701_200889684 |  | AD | node_8107701_200889709 | node_8107701_200889684 | 263.088 | bal_1P_2AC | 8107701 | no | no |  |  | no |  |  | 0 | 0 | 0 | 0
oh_line_8107701_200889685 |  | AD | node_8107701_200889684 | node_8107701_200889685 | 207.587 | bal_1P_2AC | 8107701 | no | no |  |  | no |  |  | 0 | 0 | 0 | 0
oh_line_8107701_200889686 |  | AD | node_8107701_200889685 | node_8107701_200889686 | 366.654 | bal_1P_2AC | 8107701 | no | no |  |  | no |  |  | 0 | 0 | 0 | 0
oh_line_8107701_200889688 |  | AD | node_8107701_200889686 | node_8107701_200889688 | 337.828 | bal_1P_2AC | 8107701 | no | no |  |  | no |  |  | 0 | 0 | 0 | 0
oh_line_8107701_200889690 |  | AD | node_8107701_200889688 | node_8107701_200889690 | 365.667 | bal_1P_2AC | 8107701 | no | no |  |  | no |  |  | 0 | 0 | 0 | 0
oh_line_8107701_200889692 |  | AD | node_8107701_200889690 | node_8107701_200889692 | 287.966 | bal_1P_2AC | 8107701 | no | no |  |  | no |  |  | 0 | 0 | 0 | 0
oh_line_8107701_200889694 |  | AD | node_8107701_200889692 | node_8107701_200889694 | 87.884 | bal_1P_1/0AC | 8107701 | no | no |  |  | no |  |  | 0 | 0 | 0 | 0
oh_line_8107701_200889695 |  | AD | node_8107701_200889694 | node_8107701_200889695 | 164.698 | bal_1P_1/0AA | 8107701 | no | no |  |  | no |  |  | 0 | 0 | 0 | 0
oh_line_8107701_200889696 |  | AD | node_8107701_200889695 | node_8107701_200889696 | 88.322 | bal_1P_1/0AA | 8107701 | no | no |  |  | no |  |  | 0 | 0 | 0 | 0
oh_line_8107701_200889697 |  | AD | node_8107701_200889696 | node_8107701_200889697 | 347.014 | bal_1P_1/0AA | 8107701 | no | no |  |  | no |  |  | 0 | 0 | 0 | 0
oh_line_8107701_200889698 |  | AD | node_8107701_200889695 | node_8107701_200889698 | 114.018 | bal_1P_1/0AA | 8107701 | no | no |  |  | no |  |  | 0 | 0 | 0 | 0
oh_line_8107701_200889699 |  | AD | node_8107701_200889698 | node_8107701_200889699 | 215.428 | bal_1P_1/0AA | 8107701 | no | no |  |  | no |  |  | 0 | 0 | 0 | 0
oh_line_8107701_200889700 |  | AD | node_8107701_200889699 | node_8107701_200889700 | 225.527 | bal_1P_1/0AA | 8107701 | no | no |  |  | no |  |  | 0 | 0 | 0 | 0
oh_line_8107701_200889701 |  | ABCN | node_8107701_200889683 | node_intto1_8107701_200889701 | 235.852 | bal_3P_4/0AA_1/0AA(N) | 8107701 | no | no |  |  | no |  |  | 0 | 0 | 0 | 0
oh_line_8107701_200889703-1 |  | AN | node_8107701_200889701 | node_intto1_220387908 | 168.094 | bal_1P_1/0AA_1/0AA(N) | 8107701 | no | no |  |  | no |  |  | 0 | 0 | 0 | 0
oh_line_8107701_200889703-2 |  | AN | node_220387908 | node_intto1_220465233 | 7.228 | bal_1P_1/0AA_1/0AA(N) | 8107701 | no | no |  |  | no |  |  | 0 | 0 | 0 | 0
oh_line_8107701_200889703-3 |  | AN | node_220465233 | node_8107701_200889703 | 6.274 | bal_1P_1/0AA_1/0AA(N) | 8107701 | no | no |  |  | no |  |  | 0 | 0 | 0 | 0
oh_line_8107701_200889704 |  | AD | node_8107701_200889703 | node_8107701_200889704 | 353.623 | bal_1P_2AC | 8107701 | no | no |  |  | no |  |  | 0 | 0 | 0 | 0
oh_line_8107701_200889705 |  | AD | node_8107701_200889704 | node_intto1_8107701_200889705 | 186.469 | bal_1P_2AC | 8107701 | no | no |  |  | no |  |  | 0 | 0 | 0 | 0
oh_line_8107701_200889706 |  | AD | node_8107701_200889705 | node_8107701_200889706 | 343.711 | bal_1P_2AC | 8107701 | no | no |  |  | no |  |  | 0 | 0 | 0 | 0
oh_line_8107701_200889707 |  | AD | node_8107701_200889706 | node_8107701_200889707 | 286.829 | bal_1P_2AC | 8107701 | no | no |  |  | no |  |  | 0 | 0 | 0 | 0
oh_line_8107701_200889708 |  | AD | node_8107701_200889707 | node_8107701_200889708 | 322.279 | bal_1P_2AC | 8107701 | no | no |  |  | no |  |  | 0 | 0 | 0 | 0
oh_line_8107701_200889709 |  | AD | node_8107701_200889708 | node_8107701_200889709 | 265.984 | bal_1P_2AC | 8107701 | no | no |  |  | no |  |  | 0 | 0 | 0 | 0
oh_line_8107701_200889716-1 |  | AN | node_8107701_200889859 | node_intto1_220387933 | 77.944 | bal_1P_1/0AA_1/0AC(N) | 8107701 | no | no |  |  | no |  |  | 0 | 0 | 0 | 0
oh_line_8107701_200889716-2 |  | AN | node_220387933 | node_intto1_220465242 | 6.896 | bal_1P_1/0AA_1/0AC(N) | 8107701 | no | no |  |  | no |  |  | 0 | 0 | 0 | 0
oh_line_8107701_200889716-3 |  | AN | node_220465242 | node_8107701_200889716 | 6.609 | bal_1P_1/0AA_1/0AC(N) | 8107701 | no | no |  |  | no |  |  | 0 | 0 | 0 | 0
oh_line_8107701_200889717 |  | AD | node_8107701_200889716 | node_8107701_200889717 | 193.62 | bal_1P_2AC | 8107701 | no | no |  |  | no |  |  | 0 | 0 | 0 | 0
oh_line_8107701_200889718 |  | AD | node_8107701_200889717 | node_intto1_8107701_200889718 | 305.868 | bal_1P_2AC | 8107701 | no | no |  |  | no |  |  | 0 | 0 | 0 | 0
oh_line_8107701_200889719 |  | AD | node_8107701_200889718 | node_8107701_200889719 | 289.925 | bal_1P_2AC | 8107701 | no | no |  |  | no |  |  | 0 | 0 | 0 | 0
oh_line_8107701_200889720 |  | AD | node_8107701_200889719 | node_8107701_200889720 | 272.148 | bal_1P_1/0AA | 8107701 | no | no |  |  | no |  |  | 0 | 0 | 0 | 0
oh_line_8107701_200889721 |  | AD | node_8107701_200889720 | node_8107701_200889721 | 304.436 | bal_1P_1/0AA | 8107701 | no | no |  |  | no |  |  | 0 | 0 | 0 | 0
oh_line_8107701_200889722 |  | AD | node_8107701_200889721 | node_8107701_200889722 | 283.587 | bal_1P_1/0AA | 8107701 | no | no |  |  | no |  |  | 0 | 0 | 0 | 0
oh_line_8107701_200889723 |  | AD | node_8107701_200889722 | node_8107701_200889723 | 244.926 | bal_1P_1/0AA | 8107701 | no | no |  |  | no |  |  | 0 | 0 | 0 | 0
oh_line_8107701_200889724 |  | AD | node_8107701_200889723 | node_8107701_200889724 | 215.811 | bal_1P_1/0AA | 8107701 | no | no |  |  | no |  |  | 0 | 0 | 0 | 0
oh_line_8107701_200889737 |  | AD | node_8107701_200955994 | node_8107701_200889737 | 452.15 | bal_1P_2AC | 8107701 | no | no |  |  | no |  |  | 0 | 0 | 0 | 0
oh_line_8107701_200889738 |  | AD | node_8107701_200889769 | node_8107701_200889738 | 346.651 | bal_1P_2AC | 8107701 | no | no |  |  | no |  |  | 0 | 0 | 0 | 0
oh_line_8107701_200889739 |  | AD | node_8107701_200889738 | node_8107701_200889739 | 206.525 | bal_1P_2AC | 8107701 | no | no |  |  | no |  |  | 0 | 0 | 0 | 0
oh_line_8107701_200889741 |  | AD | node_8107701_200889738 | node_8107701_200889741 | 250.329 | bal_1P_2AC | 8107701 | no | no |  |  | no |  |  | 0 | 0 | 0 | 0
oh_line_8107701_200889742 |  | AD | node_8107701_200889741 | node_8107701_200889742 | 252 | bal_1P_2AC | 8107701 | no | no |  |  | no |  |  | 0 | 0 | 0 | 0
oh_line_8107701_200889743 |  | AD | node_8107701_200889742 | node_8107701_200889743 | 254.781 | bal_1P_2AC | 8107701 | no | no |  |  | no |  |  | 0 | 0 | 0 | 0
oh_line_8107701_200889744 |  | AD | node_8107701_200889743 | node_8107701_200889744 | 293.569 | bal_1P_2AC | 8107701 | no | no |  |  | no |  |  | 0 | 0 | 0 | 0
oh_line_8107701_200889745 |  | AD | node_8107701_200889744 | node_8107701_200889745 | 251.008 | bal_1P_2AC | 8107701 | no | no |  |  | no |  |  | 0 | 0 | 0 | 0
oh_line_8107701_200889747 |  | AD | node_8107701_200889745 | node_8107701_200889747 | 267.117 | bal_1P_2AC | 8107701 | no | no |  |  | no |  |  | 0 | 0 | 0 | 0
oh_line_8107701_200889748 |  | AD | node_8107701_200889747 | node_8107701_200889748 | 264.173 | bal_1P_2AC | 8107701 | no | no |  |  | no |  |  | 0 | 0 | 0 | 0
oh_line_8107701_200889749 |  | AD | node_8107701_200889748 | node_8107701_200889749 | 267.135 | bal_1P_2AC | 8107701 | no | no |  |  | no |  |  | 0 | 0 | 0 | 0
oh_line_8107701_200889750 |  | AD | node_8107701_200889749 | node_8107701_200889750 | 70.229 | bal_1P_1/0AC | 8107701 | no | no |  |  | no |  |  | 0 | 0 | 0 | 0
oh_line_8107701_200889751 |  | AD | node_8107701_200889737 | node_intto1_8107701_200889751 | 315.258 | bal_1P_2AC | 8107701 | no | no |  |  | no |  |  | 0 | 0 | 0 | 0
oh_line_8107701_200889752 |  | AD | node_8107701_200889750 | node_intto1_8107701_200889752 | 275.213 | bal_1P_1/0AC | 8107701 | no | no |  |  | no |  |  | 0 | 0 | 0 | 0
oh_line_8107701_200889753 |  | AD | node_8107701_200889752 | node_8107701_200889753 | 382.25 | bal_1P_1/0AC | 8107701 | no | no |  |  | no |  |  | 0 | 0 | 0 | 0
oh_line_8107701_200889754 |  | AD | node_8107701_200889753 | node_8107701_200889754 | 293.56 | bal_1P_1/0AC | 8107701 | no | no |  |  | no |  |  | 0 | 0 | 0 | 0
oh_line_8107701_200889755 |  | AD | node_8107701_200889754 | node_8107701_200889755 | 341.508 | bal_1P_1/0AC | 8107701 | no | no |  |  | no |  |  | 0 | 0 | 0 | 0
oh_line_8107701_200889756 |  | AD | node_8107701_200889755 | node_8107701_200889756 | 339.761 | bal_1P_1/0AC | 8107701 | no | no |  |  | no |  |  | 0 | 0 | 0 | 0
oh_line_8107701_200889757 |  | AD | node_8107701_200889754 | node_8107701_200889757 | 289.848 | bal_1P_1/0AA | 8107701 | no | no |  |  | no |  |  | 0 | 0 | 0 | 0
oh_line_8107701_200889758 |  | AD | node_8107701_200889757 | node_8107701_200889758 | 298.939 | bal_1P_1/0AA | 8107701 | no | no |  |  | no |  |  | 0 | 0 | 0 | 0
oh_line_8107701_200889759 |  | AD | node_8107701_200889758 | node_8107701_200889759 | 173.87 | bal_1P_1/0AA | 8107701 | no | no |  |  | no |  |  | 0 | 0 | 0 | 0
oh_line_8107701_200889760 |  | AD | node_8107701_200889759 | node_8107701_200889760 | 266.426 | bal_1P_1/0AA | 8107701 | no | no |  |  | no |  |  | 0 | 0 | 0 | 0
oh_line_8107701_200889761 |  | AD | node_8107701_200889758 | node_8107701_200889761 | 304.663 | bal_1P_1/0AA | 8107701 | no | no |  |  | no |  |  | 0 | 0 | 0 | 0
oh_line_8107701_200889762 |  | AD | node_8107701_200889758 | node_8107701_200889762 | 562.329 | bal_1P_1/0AA | 8107701 | no | no |  |  | no |  |  | 0 | 0 | 0 | 0
oh_line_8107701_200889763 |  | AD | node_8107701_200889751 | node_8107701_200889763 | 400.2 | bal_1P_2AC | 8107701 | no | no |  |  | no |  |  | 0 | 0 | 0 | 0
oh_line_8107701_200889764 |  | AD | node_8107701_200889763 | node_8107701_200889764 | 536.996 | bal_1P_2AC | 8107701 | no | no |  |  | no |  |  | 0 | 0 | 0 | 0
oh_line_8107701_200889765 |  | AD | node_8107701_200889764 | node_8107701_200889765 | 809.091 | bal_1P_2AC | 8107701 | no | no |  |  | no |  |  | 0 | 0 | 0 | 0
oh_line_8107701_200889766 |  | AD | node_8107701_200889765 | node_8107701_200889766 | 501.023 | bal_1P_2AC | 8107701 | no | no |  |  | no |  |  | 0 | 0 | 0 | 0
oh_line_8107701_200889768 |  | AD | node_8107701_200961288 | node_8107701_200889768 | 382.03 | bal_1P_2AC | 8107701 | no | no |  |  | no |  |  | 0 | 0 | 0 | 0
oh_line_8107701_200889769 |  | AD | node_8107701_200889768 | node_8107701_200889769 | 356.071 | bal_1P_2AC | 8107701 | no | no |  |  | no |  |  | 0 | 0 | 0 | 0
oh_line_8107701_200889773 |  | ABCN | node_8107701_200891406 | node_8107701_200889773 | 210.637 | bal_3P_477AL_4/0AA(N) | 8107701 | no | no |  |  | no |  |  | 0 | 0 | 0 | 0
oh_line_8107701_200889774 |  | ABCN | node_8107701_200889773 | node_8107701_200889774 | 186.616 | bal_3P_477AL_4/0AA(N) | 8107701 | no | no |  |  | no |  |  | 0 | 0 | 0 | 0
oh_line_8107701_200889776 |  | ABCN | node_8107701_200889774 | node_8107701_200889776 | 133.339 | bal_3P_477AL_4/0AA(N) | 8107701 | no | no |  |  | no |  |  | 0 | 0 | 0 | 0
oh_line_8107701_200889777 |  | ABCN | node_8107701_200889776 | node_8107701_200889777 | 180.445 | bal_3P_477AL_4/0AA(N) | 8107701 | no | no |  |  | no |  |  | 0 | 0 | 0 | 0
oh_line_8107701_200889780 |  | AN | node_8107701_201060305 | node_8107701_200889780 | 132.389 | bal_1P_1/0AC_1/0AC(N) | 8107701 | no | no |  |  | no |  |  | 0 | 0 | 0 | 0
oh_line_8107701_200889781 |  | ABCN | node_8107701_201060305 | node_8107701_200889781 | 166.291 | bal_3P_477AL_4/0AA(N) | 8107701 | no | no |  |  | no |  |  | 0 | 0 | 0 | 0
oh_line_8107701_200889782 |  | ABCN | node_8107701_200889781 | node_8107701_200889782 | 226.71 | bal_3P_477AL_4/0AA(N) | 8107701 | no | no |  |  | no |  |  | 0 | 0 | 0 | 0
oh_line_8107701_200889784 |  | ABCN | node_8107701_200889782 | node_8107701_200889784 | 237.841 | bal_3P_477AL_4/0AA(N) | 8107701 | no | no |  |  | no |  |  | 0 | 0 | 0 | 0
oh_line_8107701_200889785 |  | ABCN | node_8107701_200889784 | node_8107701_200889785 | 254.34 | bal_3P_477AL_4/0AA(N) | 8107701 | no | no |  |  | no |  |  | 0 | 0 | 0 | 0
oh_line_8107701_200889786 |  | ABCN | node_8107701_200889785 | node_8107701_200889786 | 184.52 | bal_3P_477AL_4/0AA(N) | 8107701 | no | no |  |  | no |  |  | 0 | 0 | 0 | 0
oh_line_8107701_200889788 |  | ABCN | node_8107701_200889786 | node_8107701_200889788 | 232.116 | bal_3P_477AL_4/0AA(N) | 8107701 | no | no |  |  | no |  |  | 0 | 0 | 0 | 0
oh_line_8107701_200889790 |  | ABCN | node_8107701_200889788 | node_8107701_200889790 | 180.373 | bal_3P_477AL_4/0AA(N) | 8107701 | no | no |  |  | no |  |  | 0 | 0 | 0 | 0
oh_line_8107701_200889791 |  | ABCN | node_8107701_200889790 | node_8107701_200889791 | 211.135 | bal_3P_477AL_4/0AA(N) | 8107701 | no | no |  |  | no |  |  | 0 | 0 | 0 | 0
oh_line_8107701_200889792 |  | ABCN | node_8107701_200889791 | node_8107701_200889792 | 157.757 | bal_3P_477AL_4/0AA(N) | 8107701 | no | no |  |  | no |  |  | 0 | 0 | 0 | 0
oh_line_8107701_200889793 |  | ABCN | node_8107701_200889792 | node_8107701_200889793 | 163.81 | bal_3P_477AL_4/0AA(N) | 8107701 | no | no |  |  | no |  |  | 0 | 0 | 0 | 0
oh_line_8107701_200889795 |  | ABCN | node_8107701_200889793 | node_8107701_200889795 | 162.002 | bal_3P_477AL_4/0AA(N) | 8107701 | no | no |  |  | no |  |  | 0 | 0 | 0 | 0
oh_line_8107701_200889797 |  | ABCN | node_8107701_200889795 | node_8107701_200889797 | 264.072 | bal_3P_477AL_4/0AA(N) | 8107701 | no | no |  |  | no |  |  | 0 | 0 | 0 | 0
oh_line_8107701_200889798 |  | ABCN | node_8107701_200889797 | node_8107701_200889798 | 185.545 | bal_3P_477AL_4/0AA(N) | 8107701 | no | no |  |  | no |  |  | 0 | 0 | 0 | 0
oh_line_8107701_200889799 |  | ABCN | node_8107701_200889798 | node_8107701_200889799 | 225.595 | bal_3P_477AL_4/0AA(N) | 8107701 | no | no |  |  | no |  |  | 0 | 0 | 0 | 0
oh_line_8107701_200889800 |  | ABCN | node_8107701_200889799 | node_8107701_200889800 | 213.469 | bal_3P_477AL_4/0AA(N) | 8107701 | no | no |  |  | no |  |  | 0 | 0 | 0 | 0
oh_line_8107701_200889801 |  | ABCN | node_8107701_200889800 | node_8107701_200889801 | 170.783 | bal_3P_477AL_4/0AA(N) | 8107701 | no | no |  |  | no |  |  | 0 | 0 | 0 | 0
oh_line_8107701_200889803 |  | ABCN | node_8107701_200889801 | node_intto1_8107701_200889803 | 153.568 | bal_3P_477AL_4/0AA(N) | 8107701 | no | no |  |  | no |  |  | 0 | 0 | 0 | 0
oh_line_8107701_200889804 |  | ABCN | node_8107701_200889803 | node_8107701_200889804 | 197.847 | bal_3P_477AL_4/0AA(N) | 8107701 | no | no |  |  | no |  |  | 0 | 0 | 0 | 0
oh_line_8107701_200889805 |  | AN | node_8107701_200889804 | node_8107701_200889805 | 119.772 | bal_1P_1/0AC_4/0AL(N) | 8107701 | no | no |  |  | no |  |  | 0 | 0 | 0 | 0
oh_line_8107701_200889807 |  | AN | node_8107701_200889805 | node_8107701_200889807 | 146.671 | bal_1P_1/0AC_4/0AL(N) | 8107701 | no | no |  |  | no |  |  | 0 | 0 | 0 | 0
oh_line_8107701_200889808 |  | AN | node_8107701_200889807 | node_8107701_200889808 | 201.886 | bal_1P_1/0AC_4/0AL(N) | 8107701 | no | no |  |  | no |  |  | 0 | 0 | 0 | 0
oh_line_8107701_200889809 |  | AN | node_8107701_200889808 | node_8107701_200889809 | 203.899 | bal_1P_1/0AC_4/0AL(N) | 8107701 | no | no |  |  | no |  |  | 0 | 0 | 0 | 0
oh_line_8107701_200889810 |  | ABCN | node_8107701_200889804 | node_8107701_200889810 | 220.352 | bal_3P_477AL_4/0AA(N) | 8107701 | no | no |  |  | no |  |  | 0 | 0 | 0 | 0
oh_line_8107701_200889811 |  | AN | node_8107701_200889810 | node_8107701_200889811 | 187.92 | bal_1P_1/0AC_1/0AA(N) | 8107701 | no | no |  |  | no |  |  | 0 | 0 | 0 | 0
oh_line_8107701_200889813 |  | AN | node_8107701_200889811 | node_8107701_200889813 | 192.47 | bal_1P_1/0AC_4/0AL(N) | 8107701 | no | no |  |  | no |  |  | 0 | 0 | 0 | 0
oh_line_8107701_200889814 |  | ABCN | node_8107701_200889810 | node_8107701_200889814 | 269.618 | bal_3P_477AL_4/0AA(N) | 8107701 | no | no |  |  | no |  |  | 0 | 0 | 0 | 0
oh_line_8107701_200889815 |  | ABCN | node_8107701_200889814 | node_8107701_200889815 | 230.712 | bal_3P_477AL_4/0AA(N) | 8107701 | no | no |  |  | no |  |  | 0 | 0 | 0 | 0
oh_line_8107701_200889817 |  | ABCN | node_8107701_200889815 | node_8107701_200889817 | 194.631 | bal_3P_477AL_4/0AA(N) | 8107701 | no | no |  |  | no |  |  | 0 | 0 | 0 | 0
oh_line_8107701_200889818 |  | ABCN | node_8107701_200889817 | node_intto1_8107701_200889818 | 219.562 | bal_3P_477AL_4/0AA(N) | 8107701 | no | no |  |  | no |  |  | 0 | 0 | 0 | 0
oh_line_8107701_200889819 |  | ABCN | node_8107701_200889818 | node_8107701_200889819 | 112.658 | bal_3P_477AL_4/0AA(N) | 8107701 | no | no |  |  | no |  |  | 0 | 0 | 0 | 0
oh_line_8107701_200889820 |  | ABCN | node_8107701_200889819 | node_8107701_200889820 | 195.215 | bal_3P_477AL_4/0AA(N) | 8107701 | no | no |  |  | no |  |  | 0 | 0 | 0 | 0
oh_line_8107701_200889821 |  | ABCN | node_8107701_200889820 | node_8107701_200889821 | 248.217 | bal_3P_477AL_4/0AA(N) | 8107701 | no | no |  |  | no |  |  | 0 | 0 | 0 | 0
oh_line_8107701_200889822 |  | ABCN | node_8107701_200889821 | node_8107701_200889822 | 251.25 | bal_3P_477AL_4/0AA(N) | 8107701 | no | no |  |  | no |  |  | 0 | 0 | 0 | 0
oh_line_8107701_200889823 |  | ABCN | node_8107701_200889822 | node_8107701_200889823 | 244.586 | bal_3P_477AL_4/0AA(N) | 8107701 | no | no |  |  | no |  |  | 0 | 0 | 0 | 0
oh_line_8107701_200889824 |  | ABCN | node_8107701_200889823 | node_8107701_200889824 | 244.404 | bal_3P_477AL_4/0AA(N) | 8107701 | no | no |  |  | no |  |  | 0 | 0 | 0 | 0
oh_line_8107701_200889825 |  | ABCN | node_8107701_200889824 | node_8107701_200889825 | 247.018 | bal_3P_477AL_4/0AA(N) | 8107701 | no | no |  |  | no |  |  | 0 | 0 | 0 | 0
oh_line_8107701_200889827 |  | ABCN | node_8107701_200889825 | node_8107701_200889827 | 238.086 | bal_3P_477AL_4/0AA(N) | 8107701 | no | no |  |  | no |  |  | 0 | 0 | 0 | 0
oh_line_8107701_200889828 |  | ABCN | node_8107701_200889827 | node_8107701_200889828 | 235.535 | bal_3P_477AL_4/0AA(N) | 8107701 | no | no |  |  | no |  |  | 0 | 0 | 0 | 0
oh_line_8107701_200889829 |  | ABCN | node_8107701_200889828 | node_8107701_200889829 | 239.35 | bal_3P_477AL_4/0AA(N) | 8107701 | no | no |  |  | no |  |  | 0 | 0 | 0 | 0
oh_line_8107701_200889830 |  | ABCN | node_8107701_200889829 | node_8107701_200889830 | 227.805 | bal_3P_477AL_4/0AA(N) | 8107701 | no | no |  |  | no |  |  | 0 | 0 | 0 | 0
oh_line_8107701_200889831 |  | ABCN | node_8107701_200889830 | node_8107701_200889831 | 263.152 | bal_3P_477AL_4/0AA(N) | 8107701 | no | no |  |  | no |  |  | 0 | 0 | 0 | 0
oh_line_8107701_200889833 |  | ABCN | node_8107701_200889831 | node_8107701_200889833 | 129.722 | bal_3P_477AL_4/0AA(N) | 8107701 | no | no |  |  | no |  |  | 0 | 0 | 0 | 0
oh_line_8107701_200889834 |  | ABCN | node_8107701_200889833 | node_8107701_200889834 | 284.877 | bal_3P_477AL_4/0AA(N) | 8107701 | no | no |  |  | no |  |  | 0 | 0 | 0 | 0
oh_line_8107701_200889835 |  | ABCN | node_8107701_200889834 | node_8107701_200889835 | 206.927 | bal_3P_477AL_4/0AA(N) | 8107701 | no | no |  |  | no |  |  | 0 | 0 | 0 | 0
oh_line_8107701_200889836 |  | ABCN | node_8107701_200889835 | node_8107701_200889836 | 222.7 | bal_3P_477AL_4/0AA(N) | 8107701 | no | no |  |  | no |  |  | 0 | 0 | 0 | 0
oh_line_8107701_200889837 |  | AN | node_8107701_200889836 | node_8107701_200889837 | 267.363 | bal_1P_1/0AA_1/0AA(N) | 8107701 | no | no |  |  | no |  |  | 0 | 0 | 0 | 0
oh_line_8107701_200889838 |  | ABCN | node_8107701_200889836 | node_intto1_8107701_200889838 | 177.546 | bal_3P_477AL_4/0AA(N) | 8107701 | no | no |  |  | no |  |  | 0 | 0 | 0 | 0
oh_line_8107701_200889839 |  | ABCN | node_8107701_200889838 | node_8107701_200889839 | 257.205 | bal_3P_477AL_4/0AA(N) | 8107701 | no | no |  |  | no |  |  | 0 | 0 | 0 | 0
oh_line_8107701_200889840 |  | ABCN | node_8107701_200889839 | node_8107701_200889840 | 240.203 | bal_3P_477AL_4/0AA(N) | 8107701 | no | no |  |  | no |  |  | 0 | 0 | 0 | 0
oh_line_8107701_200889842 |  | ABCN | node_8107701_200889840 | node_8107701_200889842 | 248.933 | bal_3P_477AL_4/0AA(N) | 8107701 | no | no |  |  | no |  |  | 0 | 0 | 0 | 0
oh_line_8107701_200889843 |  | ABCN | node_8107701_200889842 | node_8107701_200889843 | 247.468 | bal_3P_477AL_4/0AA(N) | 8107701 | no | no |  |  | no |  |  | 0 | 0 | 0 | 0
oh_line_8107701_200889844 |  | ABCN | node_8107701_200889843 | node_8107701_200889844 | 143.036 | bal_3P_477AL_4/0AA(N) | 8107701 | no | no |  |  | no |  |  | 0 | 0 | 0 | 0
oh_line_8107701_200889846 |  | ABCN | node_8107701_200889844 | node_8107701_200889846 | 205.593 | bal_3P_477AL_4/0AA(N) | 8107701 | no | no |  |  | no |  |  | 0 | 0 | 0 | 0
oh_line_8107701_200889847 |  | ABCN | node_8107701_200889846 | node_8107701_200889847 | 195.464 | bal_3P_477AL_4/0AA(N) | 8107701 | no | no |  |  | no |  |  | 0 | 0 | 0 | 0
oh_line_8107701_200889848 |  | ABCN | node_8107701_200889847 | node_8107701_200889848 | 246.752 | bal_3P_477AL_4/0AA(N) | 8107701 | no | no |  |  | no |  |  | 0 | 0 | 0 | 0
oh_line_8107701_200889849 |  | ABCN | node_8107701_200889848 | node_8107701_200889849 | 212.793 | bal_3P_477AL_4/0AA(N) | 8107701 | no | no |  |  | no |  |  | 0 | 0 | 0 | 0
oh_line_8107701_200889850 |  | ABCN | node_8107701_200889849 | node_8107701_200889850 | 208.654 | bal_3P_477AL_4/0AA(N) | 8107701 | no | no |  |  | no |  |  | 0 | 0 | 0 | 0
oh_line_8107701_200889851 |  | ABCN | node_8107701_200889850 | node_8107701_200889851 | 266.975 | bal_3P_477AL_4/0AA(N) | 8107701 | no | no |  |  | no |  |  | 0 | 0 | 0 | 0
oh_line_8107701_200889852 |  | ABCN | node_8107701_200889851 | node_8107701_200889852 | 267.891 | bal_3P_477AL_4/0AA(N) | 8107701 | no | no |  |  | no |  |  | 0 | 0 | 0 | 0
oh_line_8107701_200889855 |  | ABCN | node_8107701_200889852 | node_8107701_200889855 | 206.801 | bal_3P_477AL_4/0AA(N) | 8107701 | no | no |  |  | no |  |  | 0 | 0 | 0 | 0
oh_line_8107701_200889856 |  | ABCN | node_8107701_200889855 | node_8107701_200889856 | 267.605 | bal_3P_477AL_4/0AA(N) | 8107701 | no | no |  |  | no |  |  | 0 | 0 | 0 | 0
oh_line_8107701_200889857 |  | ABCN | node_8107701_200889856 | node_8107701_200889857 | 253.102 | bal_3P_477AL_4/0AA(N) | 8107701 | no | no |  |  | no |  |  | 0 | 0 | 0 | 0
oh_line_8107701_200889858 |  | ABCN | node_8107701_200889857 | node_8107701_200889858 | 161.878 | bal_3P_477AL_4/0AA(N) | 8107701 | no | no |  |  | no |  |  | 0 | 0 | 0 | 0
oh_line_8107701_200889859 |  | ABCN | node_8107701_200889858 | node_8107701_200889859 | 226.385 | bal_3P_477AL_4/0AA(N) | 8107701 | no | no |  |  | no |  |  | 0 | 0 | 0 | 0
oh_line_8107701_200889861 |  | ABCN | node_8107701_200889859 | node_8107701_200889861 | 207.484 | bal_3P_477AL_4/0AA(N) | 8107701 | no | no |  |  | no |  |  | 0 | 0 | 0 | 0
oh_line_8107701_200889863 |  | ABCN | node_8107701_200889861 | node_8107701_200889863 | 208.416 | bal_3P_477AL_4/0AA(N) | 8107701 | no | no |  |  | no |  |  | 0 | 0 | 0 | 0
oh_line_8107701_200889864 |  | ABCN | node_8107701_200889863 | node_8107701_200889864 | 208.595 | bal_3P_477AL_4/0AA(N) | 8107701 | no | no |  |  | no |  |  | 0 | 0 | 0 | 0
oh_line_8107701_200889867 |  | ABCN | node_8107701_200889864 | node_8107701_200889867 | 189.586 | bal_3P_477AL_4/0AA(N) | 8107701 | no | no |  |  | no |  |  | 0 | 0 | 0 | 0
oh_line_8107701_200889868 |  | ABCN | node_8107701_200889867 | node_8107701_200889868 | 201.283 | bal_3P_477AL_4/0AA(N) | 8107701 | no | no |  |  | no |  |  | 0 | 0 | 0 | 0
oh_line_8107701_200889869 |  | ABCN | node_8107701_200889868 | node_8107701_200889869 | 199.06 | bal_3P_477AL_4/0AA(N) | 8107701 | no | no |  |  | no |  |  | 0 | 0 | 0 | 0
oh_line_8107701_200889870 |  | ABCN | node_8107701_200889869 | node_8107701_200889870 | 264.659 | bal_3P_477AL_4/0AA(N) | 8107701 | no | no |  |  | no |  |  | 0 | 0 | 0 | 0
oh_line_8107701_200889871 |  | ABCN | node_8107701_200889870 | node_8107701_200889871 | 85.296 | bal_3P_1/0AC_1/0AC(N) | 8107701 | no | no |  |  | no |  |  | 0 | 0 | 0 | 0
oh_line_8107701_200889872 |  | AD | node_8107701_200891453 | node_8107701_200889872 | 407.744 | bal_1P_8DCW | 8107701 | no | no |  |  | no |  |  | 0 | 0 | 0 | 0
oh_line_8107701_200889873 |  | AD | node_8107701_311884865 | node_8107701_200889873 | 30.652 | bal_1P_1/0AA | 8107701 | no | no |  |  | no |  |  | 0 | 0 | 0 | 0
oh_line_8107701_200889874 |  | AD | node_8107701_200889873 | node_intto1_8107701_200889874 | 433.65 | bal_1P_2AC | 8107701 | no | no |  |  | no |  |  | 0 | 0 | 0 | 0
oh_line_8107701_200889875 |  | AD | node_8107701_200889874 | node_8107701_200889875 | 280.138 | bal_1P_2AC | 8107701 | no | no |  |  | no |  |  | 0 | 0 | 0 | 0
oh_line_8107701_200889876 |  | AD | node_8107701_200889877 | node_8107701_200889876 | 278.473 | bal_1P_1/0AC | 8107701 | no | no |  |  | no |  |  | 0 | 0 | 0 | 0
oh_line_8107701_200889877 |  | AD | node_8107701_200889878 | node_8107701_200889877 | 336.924 | bal_1P_1/0AC | 8107701 | no | no |  |  | no |  |  | 0 | 0 | 0 | 0
oh_line_8107701_200889878 |  | AD | node_8107701_201044611 | node_intto1_8107701_200889878 | 363.352 | bal_1P_1/0AC | 8107701 | no | no |  |  | no |  |  | 0 | 0 | 0 | 0
oh_line_8107701_200889879 |  | AD | node_8107701_201044611 | node_8107701_200889879 | 182.855 | bal_1P_2AC | 8107701 | no | no |  |  | no |  |  | 0 | 0 | 0 | 0
oh_line_8107701_200889880 |  | AD | node_8107701_200889879 | node_8107701_200889880 | 447.132 | bal_1P_2AC | 8107701 | no | no |  |  | no |  |  | 0 | 0 | 0 | 0
oh_line_8107701_200889881 |  | AD | node_8107701_200889404 | node_8107701_200889881 | 346.74 | bal_1P_2AC | 8107701 | no | no |  |  | no |  |  | 0 | 0 | 0 | 0
oh_line_8107701_200889882 |  | AD | node_8107701_200889881 | node_8107701_200889882 | 230.743 | bal_1P_2AC | 8107701 | no | no |  |  | no |  |  | 0 | 0 | 0 | 0
oh_line_8107701_200889883 |  | AD | node_8107701_200889882 | node_8107701_200889883 | 431.08 | bal_1P_2AC | 8107701 | no | no |  |  | no |  |  | 0 | 0 | 0 | 0
oh_line_8107701_200889884 |  | AD | node_8107701_200889883 | node_8107701_200889884 | 418.082 | bal_1P_2AC | 8107701 | no | no |  |  | no |  |  | 0 | 0 | 0 | 0
oh_line_8107701_200889885 |  | AD | node_8107701_200889882 | node_intto1_8107701_200889885 | 51.707 | bal_1P_2AC | 8107701 | no | no |  |  | no |  |  | 0 | 0 | 0 | 0
oh_line_8107701_200889887 |  | AD | node_8107701_200889885 | node_8107701_200889887 | 456.259 | bal_1P_2AC | 8107701 | no | no |  |  | no |  |  | 0 | 0 | 0 | 0
oh_line_8107701_200889888 |  | AD | node_8107701_200889887 | node_8107701_200889888 | 464.018 | bal_1P_2AC | 8107701 | no | no |  |  | no |  |  | 0 | 0 | 0 | 0
oh_line_8107701_200889905 |  | AD | node_8107701_200888932 | node_intto1_8107701_200889905 | 177.225 | bal_1P_1/0AC | 8107701 | no | no |  |  | no |  |  | 0 | 0 | 0 | 0
oh_line_8107701_200889906 |  | AD | node_8107701_200889917 | node_8107701_200889906 | 355.251 | bal_1P_1/0AC | 8107701 | no | no |  |  | no |  |  | 0 | 0 | 0 | 0
oh_line_8107701_200889907 |  | AD | node_8107701_200889906 | node_8107701_200889907 | 381.62 | bal_1P_1/0AC | 8107701 | no | no |  |  | no |  |  | 0 | 0 | 0 | 0
oh_line_8107701_200889908 |  | AD | node_8107701_200889907 | node_8107701_200889908 | 359.761 | bal_1P_1/0AC | 8107701 | no | no |  |  | no |  |  | 0 | 0 | 0 | 0
oh_line_8107701_200889909 |  | AD | node_8107701_200889905 | node_intto1_8107701_200889909 | 464.646 | bal_1P_2AC | 8107701 | no | no |  |  | no |  |  | 0 | 0 | 0 | 0
oh_line_8107701_200889910 |  | AD | node_8107701_200889909 | node_8107701_200889910 | 705.466 | bal_1P_2AC | 8107701 | no | no |  |  | no |  |  | 0 | 0 | 0 | 0
oh_line_8107701_200889911 |  | AD | node_8107701_200889910 | node_8107701_200889911 | 431.782 | bal_1P_2AC | 8107701 | no | no |  |  | no |  |  | 0 | 0 | 0 | 0
oh_line_8107701_200889912 |  | AD | node_8107701_200889911 | node_8107701_200889912 | 97.183 | bal_1P_2AC | 8107701 | no | no |  |  | no |  |  | 0 | 0 | 0 | 0
oh_line_8107701_200889913 |  | AD | node_8107701_200889912 | node_8107701_200889913 | 387.341 | bal_1P_2AC | 8107701 | no | no |  |  | no |  |  | 0 | 0 | 0 | 0
oh_line_8107701_200889914 |  | AD | node_8107701_200889913 | node_8107701_200889914 | 153.064 | bal_1P_2AC | 8107701 | no | no |  |  | no |  |  | 0 | 0 | 0 | 0
oh_line_8107701_200889915 |  | AD | node_8107701_200889914 | node_8107701_200889915 | 238.188 | bal_1P_2AC | 8107701 | no | no |  |  | no |  |  | 0 | 0 | 0 | 0
oh_line_8107701_200889916 |  | AD | node_8107701_200889915 | node_8107701_200889916 | 379.181 | bal_1P_2AC | 8107701 | no | no |  |  | no |  |  | 0 | 0 | 0 | 0
oh_line_8107701_200889917 |  | AD | node_8107701_200889916 | node_8107701_200889917 | 199.828 | bal_1P_1/0AC | 8107701 | no | no |  |  | no |  |  | 0 | 0 | 0 | 0
oh_line_8107701_200889940 |  | AD | node_8107701_200890004 | node_8107701_200889940 | 321.814 | bal_1P_1/0AA | 8107701 | no | no |  |  | no |  |  | 0 | 0 | 0 | 0
oh_line_8107701_200889941 |  | AD | node_8107701_200889940 | node_8107701_200889941 | 265.747 | bal_1P_2AC | 8107701 | no | no |  |  | no |  |  | 0 | 0 | 0 | 0
oh_line_8107701_200889942 |  | AD | node_8107701_200889941 | node_8107701_200889942 | 235.981 | bal_1P_1/0AC | 8107701 | no | no |  |  | no |  |  | 0 | 0 | 0 | 0
oh_line_8107701_200889943 |  | AD | node_8107701_200888969 | node_intto1_8107701_200889943 | 223.448 | bal_1P_1/0AC | 8107701 | no | no |  |  | no |  |  | 0 | 0 | 0 | 0
oh_line_8107701_200889944 |  | AD | node_8107701_200889943 | node_8107701_200889944 | 307.204 | bal_1P_1/0AC | 8107701 | no | no |  |  | no |  |  | 0 | 0 | 0 | 0
oh_line_8107701_200889945 |  | AD | node_8107701_200889944 | node_8107701_200889945 | 224.232 | bal_1P_1/0AC | 8107701 | no | no |  |  | no |  |  | 0 | 0 | 0 | 0
oh_line_8107701_200889946 |  | AD | node_8107701_200889945 | node_8107701_200889946 | 292.824 | bal_1P_1/0AC | 8107701 | no | no |  |  | no |  |  | 0 | 0 | 0 | 0
oh_line_8107701_200889947 |  | AD | node_8107701_200889946 | node_8107701_200889947 | 284.066 | bal_1P_1/0AC | 8107701 | no | no |  |  | no |  |  | 0 | 0 | 0 | 0
oh_line_8107701_200889948 |  | AD | node_8107701_200889947 | node_8107701_200889948 | 301.42 | bal_1P_1/0AC | 8107701 | no | no |  |  | no |  |  | 0 | 0 | 0 | 0
oh_line_8107701_200889949 |  | AD | node_8107701_200889948 | node_8107701_200889949 | 220.534 | bal_1P_1/0AC | 8107701 | no | no |  |  | no |  |  | 0 | 0 | 0 | 0
oh_line_8107701_200889950 |  | AD | node_8107701_200889949 | node_8107701_200889950 | 257.636 | bal_1P_1/0AC | 8107701 | no | no |  |  | no |  |  | 0 | 0 | 0 | 0
oh_line_8107701_200889952 |  | AD | node_8107701_200889750 | node_intto1_8107701_200889952 | 405.674 | bal_1P_1/0AA | 8107701 | no | no |  |  | no |  |  | 0 | 0 | 0 | 0
oh_line_8107701_200889954 |  | AD | node_8107701_200889952 | node_8107701_200889954 | 288.574 | bal_1P_1/0AA | 8107701 | no | no |  |  | no |  |  | 0 | 0 | 0 | 0
oh_line_8107701_200889955 |  | AD | node_8107701_200889954 | node_8107701_200889955 | 307 | bal_1P_1/0AA | 8107701 | no | no |  |  | no |  |  | 0 | 0 | 0 | 0
oh_line_8107701_200889961 |  | AD | node_8107701_200978007 | node_8107701_200889961 | 341.062 | bal_1P_1/0AA | 8107701 | no | no |  |  | no |  |  | 0 | 0 | 0 | 0
oh_line_8107701_200889962 |  | AD | node_8107701_200889961 | node_8107701_200889962 | 348.625 | bal_1P_1/0AA | 8107701 | no | no |  |  | no |  |  | 0 | 0 | 0 | 0
oh_line_8107701_200889963 |  | AD | node_8107701_200889962 | node_8107701_200889963 | 274.008 | bal_1P_1/0AA | 8107701 | no | no |  |  | no |  |  | 0 | 0 | 0 | 0
oh_line_8107701_200889964 |  | AD | node_8107701_200889963 | node_8107701_200889964 | 266.767 | bal_1P_1/0AA | 8107701 | no | no |  |  | no |  |  | 0 | 0 | 0 | 0
oh_line_8107701_200889965 |  | AD | node_8107701_200889961 | node_8107701_200889965 | 179.745 | bal_1P_1/0AA | 8107701 | no | no |  |  | no |  |  | 0 | 0 | 0 | 0
oh_line_8107701_200889966 |  | AN | node_8107701_200889852 | node_intto1_8107701_200889966 | 31.021 | bal_1P_1/0AA_1/0AC(N) | 8107701 | no | no |  |  | no |  |  | 0 | 0 | 0 | 0
oh_line_8107701_200889967 |  | AN | node_8107701_200889966 | node_8107701_200889967 | 266.137 | bal_1P_1/0AA_1/0AA(N) | 8107701 | no | no |  |  | no |  |  | 0 | 0 | 0 | 0
oh_line_8107701_200889968 |  | AN | node_8107701_200889967 | node_8107701_200889968 | 346.709 | bal_1P_1/0AA_1/0AA(N) | 8107701 | no | no |  |  | no |  |  | 0 | 0 | 0 | 0
oh_line_8107701_200889969 |  | AN | node_8107701_200889968 | node_8107701_200889969 | 227.522 | bal_1P_1/0AA_1/0AA(N) | 8107701 | no | no |  |  | no |  |  | 0 | 0 | 0 | 0
oh_line_8107701_200889970 |  | AD | node_8107701_200889138 | node_intto1_8107701_200889970 | 231.138 | bal_1P_2AC | 8107701 | no | no |  |  | no |  |  | 0 | 0 | 0 | 0
oh_line_8107701_200889971 |  | AD | node_8107701_200889970 | node_8107701_200889971 | 251.367 | bal_1P_2AC | 8107701 | no | no |  |  | no |  |  | 0 | 0 | 0 | 0
oh_line_8107701_200889972 |  | AD | node_8107701_200889971 | node_8107701_200889972 | 337.131 | bal_1P_2AC | 8107701 | no | no |  |  | no |  |  | 0 | 0 | 0 | 0
oh_line_8107701_200889973 |  | AD | node_8107701_200889972 | node_8107701_200889973 | 273.815 | bal_1P_2AC | 8107701 | no | no |  |  | no |  |  | 0 | 0 | 0 | 0
oh_line_8107701_200889974 |  | AD | node_8107701_311857374 | node_8107701_200889974 | 302.315 | bal_1P_2AC | 8107701 | no | no |  |  | no |  |  | 0 | 0 | 0 | 0
oh_line_8107701_200889975 |  | AD | node_8107701_200889974 | node_8107701_200889975 | 132.641 | bal_1P_2AC | 8107701 | no | no |  |  | no |  |  | 0 | 0 | 0 | 0
oh_line_8107701_200889976 |  | AD | node_8107701_200889975 | node_8107701_200889976 | 127.347 | bal_1P_1/0AA | 8107701 | no | no |  |  | no |  |  | 0 | 0 | 0 | 0
oh_line_8107701_200889977 |  | AD | node_8107701_200889761 | node_8107701_200889977 | 214.048 | bal_1P_1/0AA | 8107701 | no | no |  |  | no |  |  | 0 | 0 | 0 | 0
oh_line_8107701_200889978 |  | AD | node_8107701_200889977 | node_intto1_8107701_200889978 | 313.378 | bal_1P_1/0AA | 8107701 | no | no |  |  | no |  |  | 0 | 0 | 0 | 0
oh_line_8107701_200889979 |  | AD | node_8107701_200889978 | node_8107701_200889979 | 317.737 | bal_1P_1/0AA | 8107701 | no | no |  |  | no |  |  | 0 | 0 | 0 | 0
oh_line_8107701_200889980 |  | AD | node_8107701_200889979 | node_8107701_200889980 | 418.79 | bal_1P_1/0AA | 8107701 | no | no |  |  | no |  |  | 0 | 0 | 0 | 0
oh_line_8107701_200889981 |  | AD | node_8107701_200889980 | node_8107701_200889981 | 390.389 | bal_1P_1/0AA | 8107701 | no | no |  |  | no |  |  | 0 | 0 | 0 | 0
oh_line_8107701_200889982 |  | AD | node_8107701_200889981 | node_8107701_200889982 | 387.166 | bal_1P_1/0AA | 8107701 | no | no |  |  | no |  |  | 0 | 0 | 0 | 0
oh_line_8107701_200889983-1 |  | AD | node_8107701_200889983 | node_8107701_200889180 | 188.893 | bal_1P_1/0AA | 8107701 | no | no |  |  | no |  |  | 0 | 0 | 0 | 0
oh_line_8107701_200889983-2 |  | AD | node_8107701_310020706 | node_8107701_200889983 | 335.455 | bal_1P_1/0AA | 8107701 | no | no |  |  | no |  |  | 0 | 0 | 0 | 0
oh_line_8107701_200889984 |  | AD | node_8107701_200889180 | node_8107701_200889984 | 341.641 | bal_1P_1/0AA | 8107701 | no | no |  |  | no |  |  | 0 | 0 | 0 | 0
oh_line_8107701_200889985 |  | AD | node_8107701_200889984 | node_8107701_200889985 | 240.594 | bal_1P_1/0AA | 8107701 | no | no |  |  | no |  |  | 0 | 0 | 0 | 0
oh_line_8107701_200889987 |  | AD | node_8107701_200889985 | node_8107701_200889987 | 346.857 | bal_1P_1/0AA | 8107701 | no | no |  |  | no |  |  | 0 | 0 | 0 | 0
oh_line_8107701_200889988 |  | AD | node_8107701_200889987 | node_8107701_200889988 | 410.84 | bal_1P_1/0AA | 8107701 | no | no |  |  | no |  |  | 0 | 0 | 0 | 0
oh_line_8107701_200889989 |  | AD | node_8107701_200889988 | node_8107701_200889989 | 292.914 | bal_1P_1/0AA | 8107701 | no | no |  |  | no |  |  | 0 | 0 | 0 | 0
oh_line_8107701_200889997 |  | AD | node_8107701_200891423 | node_intto1_8107701_200889997 | 337.154 | bal_1P_2AC | 8107701 | no | no |  |  | no |  |  | 0 | 0 | 0 | 0
oh_line_8107701_200889998 |  | AD | node_8107701_200889997 | node_8107701_200889998 | 312.593 | bal_1P_2AC | 8107701 | no | no |  |  | no |  |  | 0 | 0 | 0 | 0
oh_line_8107701_200889999 |  | AD | node_8107701_200889998 | node_8107701_200889999 | 253.88 | bal_1P_2AC | 8107701 | no | no |  |  | no |  |  | 0 | 0 | 0 | 0
oh_line_8107701_200890000 |  | AD | node_8107701_200889999 | node_8107701_200890000 | 188.72 | bal_1P_1/0AA | 8107701 | no | no |  |  | no |  |  | 0 | 0 | 0 | 0
oh_line_8107701_200890001 |  | AD | node_8107701_200890000 | node_8107701_200890001 | 233.948 | bal_1P_1/0AA | 8107701 | no | no |  |  | no |  |  | 0 | 0 | 0 | 0
oh_line_8107701_200890002 |  | AD | node_8107701_200890001 | node_8107701_200890002 | 286.452 | bal_1P_1/0AA | 8107701 | no | no |  |  | no |  |  | 0 | 0 | 0 | 0
oh_line_8107701_200890003 |  | AD | node_8107701_200890002 | node_8107701_200890003 | 356.335 | bal_1P_1/0AA | 8107701 | no | no |  |  | no |  |  | 0 | 0 | 0 | 0
oh_line_8107701_200890004 |  | AD | node_8107701_200890003 | node_8107701_200890004 | 315.152 | bal_1P_1/0AA | 8107701 | no | no |  |  | no |  |  | 0 | 0 | 0 | 0
oh_line_8107701_200890021 |  | AD | node_8107701_200889022 | node_intto1_8107701_200890021 | 269.796 | bal_1P_1/0AA | 8107701 | no | no |  |  | no |  |  | 0 | 0 | 0 | 0
oh_line_8107701_200890022 |  | AD | node_8107701_200890021 | node_8107701_200890022 | 302.301 | bal_1P_1/0AA | 8107701 | no | no |  |  | no |  |  | 0 | 0 | 0 | 0
oh_line_8107701_200890023 |  | AD | node_8107701_200890022 | node_8107701_200890023 | 288.242 | bal_1P_1/0AA | 8107701 | no | no |  |  | no |  |  | 0 | 0 | 0 | 0
oh_line_8107701_200890024 |  | AD | node_8107701_200890023 | node_8107701_200890024 | 244.111 | bal_1P_1/0AA | 8107701 | no | no |  |  | no |  |  | 0 | 0 | 0 | 0
oh_line_8107701_200890025 |  | AD | node_8107701_200890024 | node_8107701_200890025 | 245.493 | bal_1P_1/0AA | 8107701 | no | no |  |  | no |  |  | 0 | 0 | 0 | 0
oh_line_8107701_200890026 |  | AD | node_8107701_200890025 | node_8107701_200890026 | 323.653 | bal_1P_1/0AA | 8107701 | no | no |  |  | no |  |  | 0 | 0 | 0 | 0
oh_line_8107701_200890027 |  | AD | node_8107701_200890026 | node_8107701_200890027 | 236.541 | bal_1P_1/0AA | 8107701 | no | no |  |  | no |  |  | 0 | 0 | 0 | 0
oh_line_8107701_200890028 |  | AD | node_8107701_200890027 | node_8107701_200890028 | 356.129 | bal_1P_1/0AA | 8107701 | no | no |  |  | no |  |  | 0 | 0 | 0 | 0
oh_line_8107701_200890030 |  | AD | node_8107701_200889043 | node_8107701_200890030 | 366.39 | bal_1P_1/0AC | 8107701 | no | no |  |  | no |  |  | 0 | 0 | 0 | 0
oh_line_8107701_200890031 |  | AD | node_8107701_200890030 | node_8107701_200890031 | 360.916 | bal_1P_1/0AC | 8107701 | no | no |  |  | no |  |  | 0 | 0 | 0 | 0
oh_line_8107701_200890032 |  | AD | node_8107701_200890031 | node_8107701_200890032 | 334.164 | bal_1P_1/0AC | 8107701 | no | no |  |  | no |  |  | 0 | 0 | 0 | 0
oh_line_8107701_200890033 |  | AD | node_8107701_200890031 | node_8107701_200890033 | 288.011 | bal_1P_1/0AA | 8107701 | no | no |  |  | no |  |  | 0 | 0 | 0 | 0
oh_line_8107701_200890034 |  | AD | node_8107701_200890033 | node_8107701_200890034 | 269.367 | bal_1P_1/0AA | 8107701 | no | no |  |  | no |  |  | 0 | 0 | 0 | 0
oh_line_8107701_200890035 |  | AD | node_8107701_200890034 | node_8107701_200890035 | 246.266 | bal_1P_1/0AA | 8107701 | no | no |  |  | no |  |  | 0 | 0 | 0 | 0
oh_line_8107701_200890036 |  | AD | node_8107701_200890035 | node_8107701_200890036 | 245.366 | bal_1P_1/0AA | 8107701 | no | no |  |  | no |  |  | 0 | 0 | 0 | 0
oh_line_8107701_200890037 |  | AD | node_8107701_200890036 | node_8107701_200890037 | 234.393 | bal_1P_1/0AA | 8107701 | no | no |  |  | no |  |  | 0 | 0 | 0 | 0
oh_line_8107701_200890038 |  | AD | node_8107701_200889175 | node_8107701_200890038 | 304.806 | bal_1P_1/0AA | 8107701 | no | no |  |  | no |  |  | 0 | 0 | 0 | 0
oh_line_8107701_200890041 |  | AD | node_8107701_200890038 | node_8107701_200890041 | 306.854 | bal_1P_1/0AA | 8107701 | no | no |  |  | no |  |  | 0 | 0 | 0 | 0
oh_line_8107701_200890042 |  | AD | node_8107701_200890041 | node_8107701_200890042 | 198.881 | bal_1P_1/0AA | 8107701 | no | no |  |  | no |  |  | 0 | 0 | 0 | 0
oh_line_8107701_200890043 |  | AD | node_8107701_200890042 | node_8107701_200890043 | 281.427 | bal_1P_1/0AA | 8107701 | no | no |  |  | no |  |  | 0 | 0 | 0 | 0
oh_line_8107701_200890044 |  | AD | node_8107701_200890043 | node_8107701_200890044 | 311.143 | bal_1P_1/0AA | 8107701 | no | no |  |  | no |  |  | 0 | 0 | 0 | 0
oh_line_8107701_200890497 |  | AD | node_8107701_200891490 | node_intto1_8107701_200890497 | 380.366 | bal_1P_3-104CW | 8107701 | no | no |  |  | no |  |  | 0 | 0 | 0 | 0
oh_line_8107701_200891388 |  | ABCN | node_8107701_200891466 | node_8107701_200891388 | 229.24 | bal_3P_477AL_4/0AA(N) | 8107701 | no | no |  |  | no |  |  | 0 | 0 | 0 | 0
oh_line_8107701_200891389 |  | ABCN | node_8107701_200891388 | node_8107701_200891389 | 231.124 | bal_3P_477AL_4/0AA(N) | 8107701 | no | no |  |  | no |  |  | 0 | 0 | 0 | 0
oh_line_8107701_200891390 |  | AD | node_8107701_200891490 | node_8107701_200891390 | 208.48 | bal_1P_2AC | 8107701 | no | no |  |  | no |  |  | 0 | 0 | 0 | 0
oh_line_8107701_200891391 |  | AD | node_8107701_200891390 | node_8107701_200891391 | 195.314 | bal_1P_2AC | 8107701 | no | no |  |  | no |  |  | 0 | 0 | 0 | 0
oh_line_8107701_200891392 |  | AD | node_8107701_200891391 | node_8107701_200891392 | 164.462 | bal_1P_2AC | 8107701 | no | no |  |  | no |  |  | 0 | 0 | 0 | 0
oh_line_8107701_200891394 |  | AD | node_8107701_200891392 | node_8107701_200891394 | 180.046 | bal_1P_2AC | 8107701 | no | no |  |  | no |  |  | 0 | 0 | 0 | 0
oh_line_8107701_200891395 |  | AD | node_8107701_200891394 | node_8107701_200891395 | 96.09 | bal_1P_2AC | 8107701 | no | no |  |  | no |  |  | 0 | 0 | 0 | 0
oh_line_8107701_200891396 |  | AD | node_8107701_200891392 | node_8107701_200891396 | 247.233 | bal_1P_2AC | 8107701 | no | no |  |  | no |  |  | 0 | 0 | 0 | 0
oh_line_8107701_200891397 |  | AD | node_8107701_200891396 | node_8107701_200891397 | 444.086 | bal_1P_2AC | 8107701 | no | no |  |  | no |  |  | 0 | 0 | 0 | 0
oh_line_8107701_200891399 |  | AD | node_8107701_200891397 | node_intto1_8107701_200891399 | 372.818 | bal_1P_2AC | 8107701 | no | no |  |  | no |  |  | 0 | 0 | 0 | 0
oh_line_8107701_200891400 |  | AD | node_8107701_200891399 | node_8107701_200891400 | 561.935 | bal_1P_2AC | 8107701 | no | no |  |  | no |  |  | 0 | 0 | 0 | 0
oh_line_8107701_200891401 |  | AD | node_8107701_200891400 | node_8107701_200891401 | 100.829 | bal_1P_1/0AA | 8107701 | no | no |  |  | no |  |  | 0 | 0 | 0 | 0
oh_line_8107701_200891402 |  | ABCN | node_8107701_200891389 | node_8107701_200891402 | 68.397 | bal_3P_477AL_4/0AA(N) | 8107701 | no | no |  |  | no |  |  | 0 | 0 | 0 | 0
oh_line_8107701_200891403 |  | ABCN | node_8107701_200891402 | node_8107701_200891403 | 161.158 | bal_3P_477AL_4/0AA(N) | 8107701 | no | no |  |  | no |  |  | 0 | 0 | 0 | 0
oh_line_8107701_200891404 |  | ABCN | node_8107701_200891403 | node_8107701_200891404 | 34.45 | bal_3P_477AL_4/0AA(N) | 8107701 | no | no |  |  | no |  |  | 0 | 0 | 0 | 0
oh_line_8107701_200891405 |  | ABCN | node_8107701_200891404 | node_8107701_200891405 | 240.247 | bal_3P_477AL_4/0AA(N) | 8107701 | no | no |  |  | no |  |  | 0 | 0 | 0 | 0
oh_line_8107701_200891406 |  | ABCN | node_8107701_200891405 | node_8107701_200891406 | 235.587 | bal_3P_477AL_4/0AA(N) | 8107701 | no | no |  |  | no |  |  | 0 | 0 | 0 | 0
oh_line_8107701_200891407 |  | ABCN | node_8107701_200889870 | node_8107701_200891407 | 211.546 | bal_3P_477AL_4/0AA(N) | 8107701 | no | no |  |  | no |  |  | 0 | 0 | 0 | 0
oh_line_8107701_200891408 |  | ABCN | node_8107701_200891407 | node_8107701_200891408 | 152.727 | bal_3P_477AL_4/0AA(N) | 8107701 | no | no |  |  | no |  |  | 0 | 0 | 0 | 0
oh_line_8107701_200891409 |  | ABCN | node_8107701_200891408 | node_8107701_200891409 | 310.829 | bal_3P_4/0AA_1/0AA(N) | 8107701 | no | no |  |  | no |  |  | 0 | 0 | 0 | 0
oh_line_8107701_200891410 |  | ABCN | node_8107701_200891409 | node_8107701_200891410 | 299.74 | bal_3P_4/0AA_1/0AA(N) | 8107701 | no | no |  |  | no |  |  | 0 | 0 | 0 | 0
oh_line_8107701_200891411 |  | ABCN | node_8107701_200891410 | node_8107701_200891411 | 140.978 | bal_3P_4/0AA_1/0AA(N) | 8107701 | no | no |  |  | no |  |  | 0 | 0 | 0 | 0
oh_line_8107701_200891412 |  | ABCN | node_8107701_200891411 | node_8107701_200891412 | 275.065 | bal_3P_4/0AA_1/0AA(N) | 8107701 | no | no |  |  | no |  |  | 0 | 0 | 0 | 0
oh_line_8107701_200891413 |  | ABCN | node_8107701_200891412 | node_8107701_200891413 | 270.119 | bal_3P_4/0AA_1/0AA(N) | 8107701 | no | no |  |  | no |  |  | 0 | 0 | 0 | 0
oh_line_8107701_200891414 |  | ABCN | node_8107701_200891413 | node_8107701_200891414 | 281.748 | bal_3P_4/0AA_1/0AA(N) | 8107701 | no | no |  |  | no |  |  | 0 | 0 | 0 | 0
oh_line_8107701_200891416 |  | ABCN | node_8107701_200891414 | node_8107701_200891416 | 252.836 | bal_3P_4/0AA_1/0AA(N) | 8107701 | no | no |  |  | no |  |  | 0 | 0 | 0 | 0
oh_line_8107701_200891418 |  | ABCN | node_8107701_200891416 | node_8107701_200891418 | 279.565 | bal_3P_4/0AA_1/0AA(N) | 8107701 | no | no |  |  | no |  |  | 0 | 0 | 0 | 0
oh_line_8107701_200891419 |  | ABCN | node_8107701_200891418 | node_8107701_200891419 | 281.599 | bal_3P_4/0AA_1/0AA(N) | 8107701 | no | no |  |  | no |  |  | 0 | 0 | 0 | 0
oh_line_8107701_200891420 |  | ABCN | node_8107701_200891419 | node_8107701_200891420 | 284.413 | bal_3P_4/0AA_1/0AA(N) | 8107701 | no | no |  |  | no |  |  | 0 | 0 | 0 | 0
oh_line_8107701_200891422 |  | AD | node_8107701_201066240 | node_8107701_200891422 | 349.072 | bal_1P_2AC | 8107701 | no | no |  |  | no |  |  | 0 | 0 | 0 | 0
oh_line_8107701_200891423 |  | AD | node_8107701_200891422 | node_8107701_200891423 | 159.849 | bal_1P_2AC | 8107701 | no | no |  |  | no |  |  | 0 | 0 | 0 | 0
oh_line_8107701_200891424 |  | AD | node_8107701_200891423 | node_intto1_8107701_200891424 | 221.788 | bal_1P_2AC | 8107701 | no | no |  |  | no |  |  | 0 | 0 | 0 | 0
oh_line_8107701_200891425 |  | AD | node_8107701_200891424 | node_8107701_200891425 | 242.215 | bal_1P_2AC | 8107701 | no | no |  |  | no |  |  | 0 | 0 | 0 | 0
oh_line_8107701_200891427 |  | AD | node_8107701_200891425 | node_8107701_200891427 | 323.158 | bal_1P_2AC | 8107701 | no | no |  |  | no |  |  | 0 | 0 | 0 | 0
oh_line_8107701_200891428 |  | AD | node_8107701_200891427 | node_8107701_200891428 | 398.745 | bal_1P_2AC | 8107701 | no | no |  |  | no |  |  | 0 | 0 | 0 | 0
oh_line_8107701_200891429 |  | AD | node_8107701_200891428 | node_8107701_200891429 | 229.968 | bal_1P_2AC | 8107701 | no | no |  |  | no |  |  | 0 | 0 | 0 | 0
oh_line_8107701_200891430 |  | AD | node_8107701_200891429 | node_8107701_200891430 | 430.374 | bal_1P_2AC | 8107701 | no | no |  |  | no |  |  | 0 | 0 | 0 | 0
oh_line_8107701_200891431 |  | AD | node_8107701_200891430 | node_8107701_200891431 | 187.325 | bal_1P_2AC | 8107701 | no | no |  |  | no |  |  | 0 | 0 | 0 | 0
oh_line_8107701_200891432 |  | ABCN | node_8107701_200897473 | node_8107701_200891432 | 216.041 | bal_3P_477AL_4/0AA(N) | 8107701 | no | no |  |  | no |  |  | 0 | 0 | 0 | 0
oh_line_8107701_200891434 |  | AD | node_8107701_200891431 | node_8107701_200891434 | 208.008 | bal_1P_2AC | 8107701 | no | no |  |  | no |  |  | 0 | 0 | 0 | 0
oh_line_8107701_200891436 |  | AD | node_8107701_200891434 | node_8107701_200891436 | 274.194 | bal_1P_2AC | 8107701 | no | no |  |  | no |  |  | 0 | 0 | 0 | 0
oh_line_8107701_200891437 |  | AD | node_8107701_200891436 | node_8107701_200891437 | 236.995 | bal_1P_2AC | 8107701 | no | no |  |  | no |  |  | 0 | 0 | 0 | 0
oh_line_8107701_200891438 |  | AD | node_8107701_200891437 | node_8107701_200891438 | 358.354 | bal_1P_2AC | 8107701 | no | no |  |  | no |  |  | 0 | 0 | 0 | 0
oh_line_8107701_200891439 |  | AD | node_8107701_200891438 | node_8107701_200891439 | 253.032 | bal_1P_1/0AA | 8107701 | no | no |  |  | no |  |  | 0 | 0 | 0 | 0
oh_line_8107701_200891440 |  | AD | node_8107701_200891438 | node_8107701_200891440 | 339.653 | bal_1P_2AC | 8107701 | no | no |  |  | no |  |  | 0 | 0 | 0 | 0
oh_line_8107701_200891441 |  | AD | node_8107701_200891440 | node_8107701_200891441 | 359.392 | bal_1P_2AC | 8107701 | no | no |  |  | no |  |  | 0 | 0 | 0 | 0
oh_line_8107701_200891444 |  | AD | node_8107701_200891441 | node_8107701_200891444 | 416.069 | bal_1P_2AC | 8107701 | no | no |  |  | no |  |  | 0 | 0 | 0 | 0
oh_line_8107701_200891445 |  | AD | node_8107701_200891444 | node_8107701_200891445 | 385.665 | bal_1P_2AC | 8107701 | no | no |  |  | no |  |  | 0 | 0 | 0 | 0
oh_line_8107701_200891447 |  | AD | node_8107701_200891445 | node_8107701_200891447 | 413.523 | bal_1P_2AC | 8107701 | no | no |  |  | no |  |  | 0 | 0 | 0 | 0
oh_line_8107701_200891449 |  | AD | node_8107701_200891447 | node_8107701_200891449 | 394.417 | bal_1P_2AC | 8107701 | no | no |  |  | no |  |  | 0 | 0 | 0 | 0
oh_line_8107701_200891450 |  | ABCN | node_8107701_200891432 | node_8107701_200891450 | 187.673 | bal_3P_477AL_4/0AA(N) | 8107701 | no | no |  |  | no |  |  | 0 | 0 | 0 | 0
oh_line_8107701_200891451 |  | ABCN | node_8107701_200891450 | node_8107701_200891451 | 178.997 | bal_3P_477AL_4/0AA(N) | 8107701 | no | no |  |  | no |  |  | 0 | 0 | 0 | 0
oh_line_8107701_200891452 |  | AD | node_8107701_200891449 | node_8107701_200891452 | 219.035 | bal_1P_2AC | 8107701 | no | no |  |  | no |  |  | 0 | 0 | 0 | 0
oh_line_8107701_200891453 |  | AD | node_8107701_200891452 | node_8107701_200891453 | 328.279 | bal_1P_2AC | 8107701 | no | no |  |  | no |  |  | 0 | 0 | 0 | 0
oh_line_8107701_200891454 |  | AD | node_8107701_200891453 | node_8107701_200891454 | 561.555 | bal_1P_2AC | 8107701 | no | no |  |  | no |  |  | 0 | 0 | 0 | 0
oh_line_8107701_200891456 |  | AD | node_8107701_200891454 | node_8107701_200891456 | 283.552 | bal_1P_2AC | 8107701 | no | no |  |  | no |  |  | 0 | 0 | 0 | 0
oh_line_8107701_200891458 |  | AD | node_8107701_200891456 | node_8107701_200891458 | 244.644 | bal_1P_2AC | 8107701 | no | no |  |  | no |  |  | 0 | 0 | 0 | 0
oh_line_8107701_200891459-1 |  | AD | node_8107701_200891458 | node_1305178_175_15349550_149 | 383.183 | bal_1P_2AC | 8107701 | no | no |  |  | no |  |  | 0 | 0 | 0 | 0
oh_line_8107701_200891459-2 |  | AD | node_1305178_175_15349550_149 | node_8107701_200891459 | 21.983 | bal_1P_2AC | 8107701 | no | no |  |  | no |  |  | 0 | 0 | 0 | 0
oh_line_8107701_200891462 |  | AD | node_8107701_200948253 | node_intto1_8107701_200891462 | 399.031 | bal_1P_2AC | 8107701 | no | no |  |  | no |  |  | 0 | 0 | 0 | 0
oh_line_8107701_200891463 |  | AD | node_8107701_200891462 | node_8107701_200891463 | 402.947 | bal_1P_2AC | 8107701 | no | no |  |  | no |  |  | 0 | 0 | 0 | 0
oh_line_8107701_200891464 |  | AD | node_8107701_200891463 | node_8107701_200891464 | 375.723 | bal_1P_2AC | 8107701 | no | no |  |  | no |  |  | 0 | 0 | 0 | 0
oh_line_8107701_200891465 |  | AD | node_8107701_200891464 | node_8107701_200891465 | 360.91 | bal_1P_2AC | 8107701 | no | no |  |  | no |  |  | 0 | 0 | 0 | 0
oh_line_8107701_200891466 |  | ABCN | node_8107701_200891451 | node_8107701_200891466 | 169.005 | bal_3P_477AL_4/0AA(N) | 8107701 | no | no |  |  | no |  |  | 0 | 0 | 0 | 0
oh_line_8107701_200891468 |  | AD | node_8107701_200891465 | node_8107701_200891468 | 395.205 | bal_1P_2AC | 8107701 | no | no |  |  | no |  |  | 0 | 0 | 0 | 0
oh_line_8107701_200891470 |  | AD | node_8107701_200891468 | node_8107701_200891470 | 178.151 | bal_1P_2AC | 8107701 | no | no |  |  | no |  |  | 0 | 0 | 0 | 0
oh_line_8107701_200891471 |  | AD | node_8107701_200891470 | node_8107701_200891471 | 312.332 | bal_1P_2AC | 8107701 | no | no |  |  | no |  |  | 0 | 0 | 0 | 0
oh_line_8107701_200891472 |  | AD | node_8107701_200891470 | node_8107701_200891472 | 215.957 | bal_1P_2AC | 8107701 | no | no |  |  | no |  |  | 0 | 0 | 0 | 0
oh_line_8107701_200891474 |  | AD | node_8107701_200891472 | node_8107701_200891474 | 249.49 | bal_1P_2AC | 8107701 | no | no |  |  | no |  |  | 0 | 0 | 0 | 0
oh_line_8107701_200891477 |  | AD | node_8107701_200950435 | node_8107701_200891477 | 252.06 | bal_1P_1/0AC | 8107701 | no | no |  |  | no |  |  | 0 | 0 | 0 | 0
oh_line_8107701_200891478 |  | AD | node_8107701_200891477 | node_8107701_200891478 | 123.789 | bal_1P_2AC | 8107701 | no | no |  |  | no |  |  | 0 | 0 | 0 | 0
oh_line_8107701_200891481 |  | AD | node_8107701_200891478 | node_8107701_200891481 | 376.911 | bal_1P_2AC | 8107701 | no | no |  |  | no |  |  | 0 | 0 | 0 | 0
oh_line_8107701_200891483 |  | AD | node_8107701_200891481 | node_8107701_200891483 | 399.441 | bal_1P_2AC | 8107701 | no | no |  |  | no |  |  | 0 | 0 | 0 | 0
oh_line_8107701_200891486 |  | AD | node_8107701_200891483 | node_8107701_200891486 | 377.537 | bal_1P_2AC | 8107701 | no | no |  |  | no |  |  | 0 | 0 | 0 | 0
oh_line_8107701_200891487 |  | AD | node_8107701_200891486 | node_8107701_200891487 | 440.733 | bal_1P_2AC | 8107701 | no | no |  |  | no |  |  | 0 | 0 | 0 | 0
oh_line_8107701_200891488 |  | AD | node_8107701_200891487 | node_8107701_200891488 | 481.919 | bal_1P_2AC | 8107701 | no | no |  |  | no |  |  | 0 | 0 | 0 | 0
oh_line_8107701_200891489 |  | AD | node_8107701_200891488 | node_8107701_200891489 | 235.9 | bal_1P_1/0AC | 8107701 | no | no |  |  | no |  |  | 0 | 0 | 0 | 0
oh_line_8107701_200891490 |  | AD | node_8107701_200891489 | node_8107701_200891490 | 187.918 | bal_1P_1/0AC | 8107701 | no | no |  |  | no |  |  | 0 | 0 | 0 | 0
oh_line_8107701_200891493 |  | AD | node_8107701_200891516 | node_8107701_200891493 | 318.898 | bal_1P_1/0AA | 8107701 | no | no |  |  | no |  |  | 0 | 0 | 0 | 0
oh_line_8107701_200891494 |  | AD | node_8107701_200891493 | node_8107701_200891494 | 137.396 | bal_1P_2AC | 8107701 | no | no |  |  | no |  |  | 0 | 0 | 0 | 0
oh_line_8107701_200891495 |  | AD | node_8107701_200891494 | node_8107701_200891495 | 353.975 | bal_1P_2AC | 8107701 | no | no |  |  | no |  |  | 0 | 0 | 0 | 0
oh_line_8107701_200891497 |  | AD | node_8107701_200891495 | node_8107701_200891497 | 147.688 | bal_1P_1/0AA | 8107701 | no | no |  |  | no |  |  | 0 | 0 | 0 | 0
oh_line_8107701_200891498 |  | AD | node_8107701_200891497 | node_8107701_200891498 | 231.414 | bal_1P_1/0AA | 8107701 | no | no |  |  | no |  |  | 0 | 0 | 0 | 0
oh_line_8107701_200891499 |  | AD | node_8107701_200891498 | node_8107701_200891499 | 194.726 | bal_1P_2AC | 8107701 | no | no |  |  | no |  |  | 0 | 0 | 0 | 0
oh_line_8107701_200891500 |  | AD | node_8107701_200891499 | node_8107701_200891500 | 196.113 | bal_1P_2AC | 8107701 | no | no |  |  | no |  |  | 0 | 0 | 0 | 0
oh_line_8107701_200891501 |  | AD | node_8107701_200891500 | node_8107701_200891501 | 235.151 | bal_1P_1/0AA | 8107701 | no | no |  |  | no |  |  | 0 | 0 | 0 | 0
oh_line_8107701_200891502 |  | AD | node_8107701_200891501 | node_8107701_200891502 | 198.902 | bal_1P_1/0AA | 8107701 | no | no |  |  | no |  |  | 0 | 0 | 0 | 0
oh_line_8107701_200891504 |  | AD | node_8107701_200891500 | node_8107701_200891504 | 156.228 | bal_1P_2AC | 8107701 | no | no |  |  | no |  |  | 0 | 0 | 0 | 0
oh_line_8107701_200891505 |  | AD | node_8107701_200891504 | node_8107701_200891505 | 334.411 | bal_1P_2AC | 8107701 | no | no |  |  | no |  |  | 0 | 0 | 0 | 0
oh_line_8107701_200891506 |  | AD | node_8107701_200891505 | node_8107701_200891506 | 573.439 | bal_1P_2AC | 8107701 | no | no |  |  | no |  |  | 0 | 0 | 0 | 0
oh_line_8107701_200891507 |  | AD | node_8107701_200891506 | node_8107701_200891507 | 524.852 | bal_1P_2AC | 8107701 | no | no |  |  | no |  |  | 0 | 0 | 0 | 0
oh_line_8107701_200891508 |  | AD | node_8107701_200891507 | node_8107701_200891508 | 184.145 | bal_1P_2AC | 8107701 | no | no |  |  | no |  |  | 0 | 0 | 0 | 0
oh_line_8107701_200891509 |  | AD | node_8107701_200891508 | node_8107701_200891509 | 173.766 | bal_1P_2AC | 8107701 | no | no |  |  | no |  |  | 0 | 0 | 0 | 0
oh_line_8107701_200891510 |  | AD | node_8107701_200889875 | node_8107701_200891510 | 196.998 | bal_1P_2AC | 8107701 | no | no |  |  | no |  |  | 0 | 0 | 0 | 0
oh_line_8107701_200891511 |  | AD | node_8107701_200891510 | node_8107701_200891511 | 235.163 | bal_1P_1/0AA | 8107701 | no | no |  |  | no |  |  | 0 | 0 | 0 | 0
oh_line_8107701_200891513 |  | AD | node_8107701_200891511 | node_8107701_200891513 | 290.701 | bal_1P_1/0AA | 8107701 | no | no |  |  | no |  |  | 0 | 0 | 0 | 0
oh_line_8107701_200891514 |  | AD | node_8107701_200891513 | node_8107701_200891514 | 311.289 | bal_1P_1/0AA | 8107701 | no | no |  |  | no |  |  | 0 | 0 | 0 | 0
oh_line_8107701_200891515 |  | AD | node_8107701_200891514 | node_8107701_200891515 | 311.785 | bal_1P_1/0AA | 8107701 | no | no |  |  | no |  |  | 0 | 0 | 0 | 0
oh_line_8107701_200891516 |  | AD | node_8107701_200891515 | node_8107701_200891516 | 325.304 | bal_1P_1/0AA | 8107701 | no | no |  |  | no |  |  | 0 | 0 | 0 | 0
oh_line_8107701_200891517 |  | AD | node_8107701_200891516 | node_8107701_200891517 | 56.754 | bal_1P_1/0AA | 8107701 | no | no |  |  | no |  |  | 0 | 0 | 0 | 0
oh_line_8107701_200897386 |  | ABCN | node_SOURCE_8107701 | node_8107701_200897386 | 186.179 | bal_3P_477AC_4/0AC(N) | 8107701 | no | no |  |  | no |  |  | 0 | 0 | 0 | 0
oh_line_8107701_200897460 |  | ABCN | node_8107701_200897386 | node_8107701_200897460 | 103.094 | bal_3P_477AL_4/0AA(N) | 8107701 | no | no |  |  | no |  |  | 0 | 0 | 0 | 0
oh_line_8107701_200897461 |  | ABCN | node_8107701_200897460 | node_8107701_200897461 | 199.051 | bal_3P_477AL_4/0AA(N) | 8107701 | no | no |  |  | no |  |  | 0 | 0 | 0 | 0
oh_line_8107701_200897462 |  | ABCN | node_8107701_200897461 | node_intto1_8107701_200897462 | 256.168 | bal_3P_477AL_4/0AA(N) | 8107701 | no | no |  |  | no |  |  | 0 | 0 | 0 | 0
oh_line_8107701_200897463-1 |  | ABCN | node_220370744 | node_8107701_200897463 | 4.851 | bal_3P_477AL_4/0AA(N) | 8107701 | no | no |  |  | no |  |  | 0 | 0 | 0 | 0
oh_line_8107701_200897463-2 |  | ABCN | node_220415634 | node_intto1_220370744 | 6.488 | bal_3P_477AL_4/0AA(N) | 8107701 | no | no |  |  | no |  |  | 0 | 0 | 0 | 0
oh_line_8107701_200897463-3 |  | ABCN | node_8107701_200897462 | node_intto1_220415634 | 6.422 | bal_3P_477AL_4/0AA(N) | 8107701 | no | no |  |  | no |  |  | 0 | 0 | 0 | 0
oh_line_8107701_200897464 |  | ABCN | node_8107701_312113806 | node_8107701_200897464 | 133.737 | bal_3P_477AL_4/0AA(N) | 8107701 | no | no |  |  | no |  |  | 0 | 0 | 0 | 0
oh_line_8107701_200897465 |  | ABCN | node_8107701_200897464 | node_8107701_200897465 | 102.032 | bal_3P_477AL_4/0AA(N) | 8107701 | no | no |  |  | no |  |  | 0 | 0 | 0 | 0
oh_line_8107701_200897466 |  | ABCN | node_8107701_200897465 | node_8107701_200897466 | 242.864 | bal_3P_477AL_4/0AA(N) | 8107701 | no | no |  |  | no |  |  | 0 | 0 | 0 | 0
oh_line_8107701_200897467 |  | ABCN | node_8107701_200897466 | node_8107701_200897467 | 258.35 | bal_3P_477AL_4/0AA(N) | 8107701 | no | no |  |  | no |  |  | 0 | 0 | 0 | 0
oh_line_8107701_200897469 |  | AN | node_8107701_200897467 | node_8107701_200897469 | 230.931 | bal_1P_1/0AA_1/0AA(N) | 8107701 | no | no |  |  | no |  |  | 0 | 0 | 0 | 0
oh_line_8107701_200897470 |  | ABCN | node_8107701_200897467 | node_8107701_200897470 | 102.337 | bal_3P_477AL_4/0AA(N) | 8107701 | no | no |  |  | no |  |  | 0 | 0 | 0 | 0
oh_line_8107701_200897471 |  | ABCN | node_8107701_200897470 | node_8107701_200897471 | 237.988 | bal_3P_477AL_4/0AA(N) | 8107701 | no | no |  |  | no |  |  | 0 | 0 | 0 | 0
oh_line_8107701_200897472 |  | ABCN | node_8107701_200897471 | node_8107701_200897472 | 220.709 | bal_3P_477AL_4/0AA(N) | 8107701 | no | no |  |  | no |  |  | 0 | 0 | 0 | 0
oh_line_8107701_200897473 |  | ABCN | node_8107701_200897472 | node_8107701_200897473 | 205.898 | bal_3P_477AL_4/0AA(N) | 8107701 | no | no |  |  | no |  |  | 0 | 0 | 0 | 0
oh_line_8107701_200906247 |  | AD | node_8107701_200889324 | node_8107701_200906247 | 260.946 | bal_1P_4ACW | 8107701 | no | no |  |  | no |  |  | 0 | 0 | 0 | 0
oh_line_8107701_200906248 |  | AD | node_8107701_200906247 | node_8107701_200906248 | 249.967 | bal_1P_4ACW | 8107701 | no | no |  |  | no |  |  | 0 | 0 | 0 | 0
oh_line_8107701_200906249 |  | AD | node_8107701_200906248 | node_8107701_200906249 | 295.173 | bal_1P_2AC | 8107701 | no | no |  |  | no |  |  | 0 | 0 | 0 | 0
oh_line_8107701_200906250 |  | AD | node_8107701_200906249 | node_8107701_200906250 | 338.198 | bal_1P_2AC | 8107701 | no | no |  |  | no |  |  | 0 | 0 | 0 | 0
oh_line_8107701_200906251 |  | AD | node_8107701_200906250 | node_8107701_200906251 | 240.726 | bal_1P_2AC | 8107701 | no | no |  |  | no |  |  | 0 | 0 | 0 | 0
oh_line_8107701_200906252 |  | AD | node_8107701_200906251 | node_8107701_200906252 | 222.488 | bal_1P_2AC | 8107701 | no | no |  |  | no |  |  | 0 | 0 | 0 | 0
oh_line_8107701_200906253 |  | AD | node_8107701_200906252 | node_8107701_200906253 | 339.12 | bal_1P_2AC | 8107701 | no | no |  |  | no |  |  | 0 | 0 | 0 | 0
oh_line_8107701_200906254 |  | AD | node_8107701_200906253 | node_8107701_200906254 | 361.127 | bal_1P_2AC | 8107701 | no | no |  |  | no |  |  | 0 | 0 | 0 | 0
oh_line_8107701_200912205 |  | ABCN | node_8107701_200897386 | node_intto1_8107701_200912205 | 559.095 | bal_3P_477AC_4/0AC(N) | 8107701 | no | no |  |  | no |  |  | 0 | 0 | 0 | 0
oh_line_8107701_200912216 |  | ABCN | node_8107701_200897386 | node_8107701_200912216 | 379.222 | bal_3P_477AC_4/0AC(N) | 8107701 | no | no |  |  | no |  |  | 0 | 0 | 0 | 0
oh_line_8107701_200946498 |  | AD | node_8107701_200971572 | node_8107701_200946498 | 232.268 | bal_1P_2AC | 8107701 | no | no |  |  | no |  |  | 0 | 0 | 0 | 0
oh_line_8107701_200946938 |  | AD | node_8107701_200946940 | node_8107701_200946938 | 208.154 | bal_1P_1/0AA | 8107701 | no | no |  |  | no |  |  | 0 | 0 | 0 | 0
oh_line_8107701_200946939 |  | AD | node_8107701_200889365 | node_intto1_8107701_200946939 | 87.702 | bal_1P_1/0AA | 8107701 | no | no |  |  | no |  |  | 0 | 0 | 0 | 0
oh_line_8107701_200946940 |  | AD | node_8107701_200946939 | node_8107701_200946940 | 197.408 | bal_1P_1/0AA | 8107701 | no | no |  |  | no |  |  | 0 | 0 | 0 | 0
oh_line_8107701_200948253 |  | AD | node_8107701_200891459 | node_intto1_8107701_200948253 | 422.033 | bal_1P_2AC | 8107701 | no | no |  |  | no |  |  | 0 | 0 | 0 | 0
oh_line_8107701_200948630 |  | AD | node_8107701_200889142 | node_8107701_200948630 | 333.491 | bal_1P_1/0AC | 8107701 | no | no |  |  | no |  |  | 0 | 0 | 0 | 0
oh_line_8107701_200950435 |  | AD | node_8107701_200891474 | node_8107701_200950435 | 126.552 | bal_1P_2AC | 8107701 | no | no |  |  | no |  |  | 0 | 0 | 0 | 0
oh_line_8107701_200951574 |  | ABCN | node_8107701_200897461 | node_intto1_8107701_200951574 | 97.507 | bal_3P_477AL_4/0AA(N) | 8107701 | no | no |  |  | no |  |  | 0 | 0 | 0 | 0
oh_line_8107701_200951577 |  | ABCN | node_8107701_200897462 | node_intto1_8107701_200951577 | 104.265 | bal_3P_477AL_4/0AA(N) | 8107701 | no | no |  |  | no |  |  | 0 | 0 | 0 | 0
oh_line_8107701_200951578 |  | ABCN | node_8107701_200951577 | node_8107701_200951578 | 91.678 | bal_3P_477AL_4/0AA(N) | 8107701 | no | no |  |  | no |  |  | 0 | 0 | 0 | 0
oh_line_8107701_200951579 |  | ABCN | node_8107701_200951578 | node_8107701_200951579 | 58.644 | bal_3P_477AL_4/0AA(N) | 8107701 | no | no |  |  | no |  |  | 0 | 0 | 0 | 0
oh_line_8107701_200955994 |  | AD | node_8107701_200889001 | node_8107701_200955994 | 381.078 | bal_1P_6DCW | 8107701 | no | no |  |  | no |  |  | 0 | 0 | 0 | 0
oh_line_8107701_200955995 |  | AD | node_8107701_200888977 | node_8107701_200955995 | 424.692 | bal_1P_6DCW | 8107701 | no | no |  |  | no |  |  | 0 | 0 | 0 | 0
oh_line_8107701_200955996 |  | AD | node_8107701_200888966 | node_8107701_200955996 | 204.008 | bal_1P_6DCW | 8107701 | no | no |  |  | no |  |  | 0 | 0 | 0 | 0
oh_line_8107701_200956011 |  | AD | node_8107701_200889379 | node_8107701_200956011 | 28.124 | bal_1P_1/0AA | 8107701 | no | no |  |  | no |  |  | 0 | 0 | 0 | 0
oh_line_8107701_200959798 |  | AD | node_8107701_200959799 | node_8107701_200959798 | 273.902 | bal_1P_6DCW | 8107701 | no | no |  |  | no |  |  | 0 | 0 | 0 | 0
oh_line_8107701_200959799 |  | AD | node_8107701_200889026 | node_8107701_200959799 | 176.562 | bal_1P_6DCW | 8107701 | no | no |  |  | no |  |  | 0 | 0 | 0 | 0
oh_line_8107701_200959801 |  | AD | node_8107701_200959799 | node_8107701_200959801 | 289.143 | bal_1P_1/0AA | 8107701 | no | no |  |  | no |  |  | 0 | 0 | 0 | 0
oh_line_8107701_200959802 |  | AD | node_8107701_200959801 | node_8107701_200959802 | 290.636 | bal_1P_1/0AA | 8107701 | no | no |  |  | no |  |  | 0 | 0 | 0 | 0
oh_line_8107701_200959803 |  | AD | node_8107701_200959802 | node_8107701_200959803 | 289.315 | bal_1P_1/0AA | 8107701 | no | no |  |  | no |  |  | 0 | 0 | 0 | 0
oh_line_8107701_200959851 |  | AD | node_8107701_200959803 | node_8107701_200959851 | 287.902 | bal_1P_1/0AA | 8107701 | no | no |  |  | no |  |  | 0 | 0 | 0 | 0
oh_line_8107701_200961288 |  | AD | node_8107701_200889766 | node_8107701_200961288 | 358.869 | bal_1P_2AC | 8107701 | no | no |  |  | no |  |  | 0 | 0 | 0 | 0
oh_line_8107701_200962228 |  | AN | node_8107701_200897473 | node_intto1_8107701_200962228 | 92.921 | bal_1P_1/0AA_1/0AA(N) | 8107701 | no | no |  |  | no |  |  | 0 | 0 | 0 | 0
oh_line_8107701_200964355 |  | AD | node_8107701_200889034 | node_8107701_200964355 | 148.855 | bal_1P_6DCW | 8107701 | no | no |  |  | no |  |  | 0 | 0 | 0 | 0
oh_line_8107701_200964356 |  | AD | node_8107701_200964355 | node_8107701_200964356 | 156.545 | bal_1P_1/0AA | 8107701 | no | no |  |  | no |  |  | 0 | 0 | 0 | 0
oh_line_8107701_200969880 |  | AD | node_8107701_200969881 | node_8107701_200969880 | 372.734 | bal_1P_4ACW | 8107701 | no | no |  |  | no |  |  | 0 | 0 | 0 | 0
oh_line_8107701_200969881 |  | AD | node_8107701_200969882 | node_intto1_8107701_200969881 | 367.593 | bal_1P_4ACW | 8107701 | no | no |  |  | no |  |  | 0 | 0 | 0 | 0
oh_line_8107701_200969882 |  | AD | node_8107701_200889319 | node_8107701_200969882 | 409.327 | bal_1P_4ACW | 8107701 | no | no |  |  | no |  |  | 0 | 0 | 0 | 0
oh_line_8107701_200971572 |  | AD | node_8107701_200888531 | node_8107701_200971572 | 234.124 | bal_1P_2AC | 8107701 | no | no |  |  | no |  |  | 0 | 0 | 0 | 0
oh_line_8107701_200976181 |  | AD | node_8107701_200890024 | node_8107701_200976181 | 150.325 | bal_1P_1/0AA | 8107701 | no | no |  |  | no |  |  | 0 | 0 | 0 | 0
oh_line_8107701_200978004 |  | AD | node_8107701_200889955 | node_8107701_200978004 | 325.948 | bal_1P_1/0AA | 8107701 | no | no |  |  | no |  |  | 0 | 0 | 0 | 0
oh_line_8107701_200978005 |  | AD | node_8107701_200978004 | node_8107701_200978005 | 391.276 | bal_1P_1/0AA | 8107701 | no | no |  |  | no |  |  | 0 | 0 | 0 | 0
oh_line_8107701_200978006 |  | AD | node_8107701_200978005 | node_8107701_200978006 | 239.431 | bal_1P_1/0AA | 8107701 | no | no |  |  | no |  |  | 0 | 0 | 0 | 0
oh_line_8107701_200978007 |  | AD | node_8107701_200978006 | node_8107701_200978007 | 245.865 | bal_1P_1/0AA | 8107701 | no | no |  |  | no |  |  | 0 | 0 | 0 | 0
oh_line_8107701_200983135 |  | AD | node_8107701_200889358 | node_8107701_200983135 | 265.066 | bal_1P_1/0AA | 8107701 | no | no |  |  | no |  |  | 0 | 0 | 0 | 0
oh_line_8107701_200983136 |  | AD | node_8107701_200983135 | node_8107701_200983136 | 252.105 | bal_1P_1/0AA | 8107701 | no | no |  |  | no |  |  | 0 | 0 | 0 | 0
oh_line_8107701_201010665 |  | AD | node_8107701_200889356 | node_8107701_201010665 | 359.479 | bal_1P_1/0AA | 8107701 | no | no |  |  | no |  |  | 0 | 0 | 0 | 0
oh_line_8107701_201027876 |  | AD | node_8107701_200888954 | node_8107701_201027876 | 141.267 | bal_1P_1/0AA | 8107701 | no | no |  |  | no |  |  | 0 | 0 | 0 | 0
oh_line_8107701_201027877 |  | AD | node_8107701_201027876 | node_8107701_201027877 | 257.871 | bal_1P_1/0AA | 8107701 | no | no |  |  | no |  |  | 0 | 0 | 0 | 0
oh_line_8107701_201044610 |  | AD | node_8107701_200888941 | node_8107701_201044610 | 440.276 | bal_1P_6DCW | 8107701 | no | no |  |  | no |  |  | 0 | 0 | 0 | 0
oh_line_8107701_201044611 |  | AD | node_8107701_200889054 | node_8107701_201044611 | 312.467 | bal_1P_2AC | 8107701 | no | no |  |  | no |  |  | 0 | 0 | 0 | 0
oh_line_8107701_201044636 |  | AD | node_8107701_200889123 | node_8107701_201044636 | 199.754 | bal_1P_1/0AC | 8107701 | no | no |  |  | no |  |  | 0 | 0 | 0 | 0
oh_line_8107701_201044879 |  | AD | node_8107701_200889001 | node_intto1_8107701_201044879 | 398.064 | bal_1P_1/0AA | 8107701 | no | no |  |  | no |  |  | 0 | 0 | 0 | 0
oh_line_8107701_201060305 |  | ABCN | node_8107701_200889777 | node_8107701_201060305 | 167.291 | bal_3P_477AL_4/0AA(N) | 8107701 | no | no |  |  | no |  |  | 0 | 0 | 0 | 0
oh_line_8107701_201066240-1 |  | ABCN | node_8107701_200891420 | node_intto1_220387723 | 288.822 | bal_3P_4/0AA_1/0AA(N) | 8107701 | no | no |  |  | no |  |  | 0 | 0 | 0 | 0
oh_line_8107701_201066240-2 |  | ABCN | node_220387723 | node_intto1_220655300 | 21.45 | bal_3P_4/0AA_1/0AA(N) | 8107701 | no | no |  |  | no |  |  | 0 | 0 | 0 | 0
oh_line_8107701_201066240-3 |  | ABCN | node_220655300 | node_8107701_201066240 | 14.831 | bal_3P_4/0AA_1/0AA(N) | 8107701 | no | no |  |  | no |  |  | 0 | 0 | 0 | 0
oh_line_8107701_310020704 |  | AD | node_8107701_200889175 | node_intto1_8107701_310020704 | 165.982 | bal_1P_1/0AA | 8107701 | no | no |  |  | no |  |  | 0 | 0 | 0 | 0
oh_line_8107701_310020706 |  | AD | node_8107701_310020704 | node_8107701_310020706 | 198.693 | bal_1P_1/0AA | 8107701 | no | no |  |  | no |  |  | 0 | 0 | 0 | 0
oh_line_8107701_310025609 |  | AD | node_8107701_200889361 | node_8107701_310025609 | 118.676 | bal_1P_2AC | 8107701 | no | no |  |  | no |  |  | 0 | 0 | 0 | 0
oh_line_8107701_310025611 |  | AD | node_8107701_310025609 | node_8107701_310025611 | 176.13 | bal_1P_1/0AA | 8107701 | no | no |  |  | no |  |  | 0 | 0 | 0 | 0
oh_line_8107701_310025620 |  | AN | node_8107701_310025611 | node_8107701_310025620 | 701.968 | bal_1P_DELTACUST | 8107701 | no | no |  |  | no |  |  | 0 | 0 | 0 | 0
oh_line_8107701_311857369 |  | AD | node_8107701_201044611 | node_8107701_311857369 | 163.878 | bal_1P_2AC | 8107701 | no | no |  |  | no |  |  | 0 | 0 | 0 | 0
oh_line_8107701_311857374 |  | AD | node_8107701_200889973 | node_8107701_311857374 | 301.432 | bal_1P_2AC | 8107701 | no | no |  |  | no |  |  | 0 | 0 | 0 | 0
oh_line_8107701_311872526 |  | AN | node_8107701_200889708 | node_intto1_8107701_311872526 | 511.684 | bal_1P_DELTACUST | 8107701 | no | no |  |  | no |  |  | 0 | 0 | 0 | 0
oh_line_8107701_311884865-1 |  | AN | node_220463215 | node_8107701_311884865 | 9.013 | bal_1P_477AL_4/0AA(N) | 8107701 | no | no |  |  | no |  |  | 0 | 0 | 0 | 0
oh_line_8107701_311884865-2 |  | AN | node_220387931 | node_intto1_220463215 | 7.238 | bal_1P_477AL_4/0AA(N) | 8107701 | no | no |  |  | no |  |  | 0 | 0 | 0 | 0
oh_line_8107701_311884865-3 |  | AN | node_8107701_200889819 | node_intto1_220387931 | 6.095 | bal_1P_477AL_4/0AA(N) | 8107701 | no | no |  |  | no |  |  | 0 | 0 | 0 | 0
oh_line_8107701_311914648-1 |  | AN | node_220523545 | node_8107701_311914648 | 5.57 | bal_1P_477AL_4/0AA(N) | 8107701 | no | no |  |  | no |  |  | 0 | 0 | 0 | 0
oh_line_8107701_311914648-2 |  | AN | node_220436644 | node_intto1_220523545 | 5.441 | bal_1P_477AL_4/0AA(N) | 8107701 | no | no |  |  | no |  |  | 0 | 0 | 0 | 0
oh_line_8107701_311914648-3 |  | AN | node_8107701_200889803 | node_intto1_220436644 | 15.784 | bal_1P_477AL_4/0AA(N) | 8107701 | no | no |  |  | no |  |  | 0 | 0 | 0 | 0
oh_line_8107701_311932090 |  | AD | node_8107701_200889365 | node_8107701_311932090 | 87.826 | bal_1P_1/0AA | 8107701 | no | no |  |  | no |  |  | 0 | 0 | 0 | 0
oh_line_8107701_312076912 |  | AD | node_8107701_200890032 | node_8107701_312076912 | 220.623 | bal_1P_1/0AA | 8107701 | no | no |  |  | no |  |  | 0 | 0 | 0 | 0
oh_line_8107701_312091466 |  | ABCN | node_8107701_200889790 | node_8107701_312091466 | 84.771 | bal_3P_1/0AA_1/0AA(N) | 8107701 | no | no |  |  | no |  |  | 0 | 0 | 0 | 0
oh_line_8107701_312091473 |  | ABCN | node_8107701_312091466 | node_intto1_8107701_312091473 | 51.534 | bal_3P_WYECUST | 8107701 | no | no |  |  | no |  |  | 0 | 0 | 0 | 0
oh_line_8107701_312113806 |  | ABCN | node_8107701_200897463 | node_8107701_312113806 | 17.719 | bal_3P_477AL_4/0AA(N) | 8107701 | no | no |  |  | no |  |  | 0 | 0 | 0 | 0
oh_line_TAP_OH_913380 |  | AN | node_8107701_200887935 | node_1303058_637_15358843_326 | 0.033 | unb_TAPWIRE_OH | 8107701 | no | no |  |  | no |  |  | 0 | 0 | 0 | 0
oh_line_TAP_OH_913544 |  | AN | node_8107701_200888521 | node_1303438_87_15358862_481 | 0.033 | unb_TAPWIRE_OH | 8107701 | no | no |  |  | no |  |  | 0 | 0 | 0 | 0
oh_line_TAP_OH_913545 |  | AN | node_8107701_200888522 | node_1303847_973_15358903_034 | 0.033 | unb_TAPWIRE_OH | 8107701 | no | no |  |  | no |  |  | 0 | 0 | 0 | 0
oh_line_TAP_OH_913546 |  | AN | node_8107701_200888523 | node_1304009_943_15358938_502 | 0.033 | unb_TAPWIRE_OH | 8107701 | no | no |  |  | no |  |  | 0 | 0 | 0 | 0
oh_line_TAP_OH_913547 |  | AN | node_8107701_200888524 | node_1303449_081_15359330_791 | 0.033 | unb_TAPWIRE_OH | 8107701 | no | no |  |  | no |  |  | 0 | 0 | 0 | 0
oh_line_TAP_OH_913548 |  | AN | node_8107701_200888527 | node_1303527_128_15359680_47 | 0.033 | unb_TAPWIRE_OH | 8107701 | no | no |  |  | no |  |  | 0 | 0 | 0 | 0
oh_line_TAP_OH_913549 |  | AN | node_8107701_200888530 | node_1303286_291_15360480_471 | 0.033 | unb_TAPWIRE_OH | 8107701 | no | no |  |  | no |  |  | 0 | 0 | 0 | 0
oh_line_TAP_OH_913550 |  | AN | node_8107701_200888534 | node_1303081_365_15361149_705 | 0.033 | unb_TAPWIRE_OH | 8107701 | no | no |  |  | no |  |  | 0 | 0 | 0 | 0
oh_line_TAP_OH_913551 |  | AN | node_8107701_200888538 | node_1302831_926_15362588_851 | 0.033 | unb_TAPWIRE_OH | 8107701 | no | no |  |  | no |  |  | 0 | 0 | 0 | 0
oh_line_TAP_OH_913552 |  | AN | node_8107701_200888539 | node_1302658_384_15362950_574 | 0.033 | unb_TAPWIRE_OH | 8107701 | no | no |  |  | no |  |  | 0 | 0 | 0 | 0
oh_line_TAP_OH_913553 |  | AN | node_8107701_200888540 | node_1302680_387_15363307_782 | 0.033 | unb_TAPWIRE_OH | 8107701 | no | no |  |  | no |  |  | 0 | 0 | 0 | 0
oh_line_TAP_OH_913658 |  | ABCN | node_8107701_200888921 | node_1302141_15_15329542_455 | 0.033 | unb_TAPWIRE_OH | 8107701 | no | no |  |  | no |  |  | 0 | 0 | 0 | 0
oh_line_TAP_OH_913659 |  | AN | node_8107701_200888922 | node_1300346_829_15333987_836 | 0.033 | unb_TAPWIRE_OH | 8107701 | no | no |  |  | no |  |  | 0 | 0 | 0 | 0
oh_line_TAP_OH_913660 |  | AN | node_8107701_200888923 | node_1300135_108_15334258_748 | 0.033 | unb_TAPWIRE_OH | 8107701 | no | no |  |  | no |  |  | 0 | 0 | 0 | 0
oh_line_TAP_OH_913661 |  | AN | node_8107701_200888925 | node_1299817_873_15334658_222 | 0.033 | unb_TAPWIRE_OH | 8107701 | no | no |  |  | no |  |  | 0 | 0 | 0 | 0
oh_line_TAP_OH_913662 |  | AN | node_8107701_200888927 | node_1299422_759_15334358_086 | 0.033 | unb_TAPWIRE_OH | 8107701 | no | no |  |  | no |  |  | 0 | 0 | 0 | 0
oh_line_TAP_OH_913663 |  | AN | node_8107701_200888928 | node_1299256_137_15334863_652 | 0.033 | unb_TAPWIRE_OH | 8107701 | no | no |  |  | no |  |  | 0 | 0 | 0 | 0
oh_line_TAP_OH_913664 |  | AN | node_8107701_200888929 | node_1299250_722_15335147_592 | 0.033 | unb_TAPWIRE_OH | 8107701 | no | no |  |  | no |  |  | 0 | 0 | 0 | 0
oh_line_TAP_OH_913665 |  | AN | node_8107701_200888931 | node_1299170_242_15335403_675 | 0.033 | unb_TAPWIRE_OH | 8107701 | no | no |  |  | no |  |  | 0 | 0 | 0 | 0
oh_line_TAP_OH_913666 |  | AN | node_8107701_200888933 | node_1299271_433_15335457_291 | 0.033 | unb_TAPWIRE_OH | 8107701 | no | no |  |  | no |  |  | 0 | 0 | 0 | 0
oh_line_TAP_OH_913667 |  | AN | node_8107701_200888934 | node_1298730_953_15335981_454 | 0.033 | unb_TAPWIRE_OH | 8107701 | no | no |  |  | no |  |  | 0 | 0 | 0 | 0
oh_line_TAP_OH_913668 |  | AN | node_8107701_200888936 | node_1298585_13_15336238_935 | 0.033 | unb_TAPWIRE_OH | 8107701 | no | no |  |  | no |  |  | 0 | 0 | 0 | 0
oh_line_TAP_OH_913669 |  | AN | node_8107701_200888938 | node_1298506_842_15336570_313 | 0.033 | unb_TAPWIRE_OH | 8107701 | no | no |  |  | no |  |  | 0 | 0 | 0 | 0
oh_line_TAP_OH_913670 |  | AN | node_8107701_200888940 | node_1298074_299_15337182_712 | 0.033 | unb_TAPWIRE_OH | 8107701 | no | no |  |  | no |  |  | 0 | 0 | 0 | 0
oh_line_TAP_OH_913671 |  | AN | node_8107701_200888941 | node_1297977_756_15337148_006 | 0.033 | unb_TAPWIRE_OH | 8107701 | no | no |  |  | no |  |  | 0 | 0 | 0 | 0
oh_line_TAP_OH_913672 |  | ABCN | node_8107701_200888942 | node_1302094_693_15329845_734 | 0.033 | unb_TAPWIRE_OH | 8107701 | no | no |  |  | no |  |  | 0 | 0 | 0 | 0
oh_line_TAP_OH_913673 |  | AN | node_8107701_200888947 | node_1297346_811_15338200_093 | 0.033 | unb_TAPWIRE_OH | 8107701 | no | no |  |  | no |  |  | 0 | 0 | 0 | 0
oh_line_TAP_OH_913674 |  | AN | node_8107701_200888948 | node_1297002_939_15338198_675 | 0.033 | unb_TAPWIRE_OH | 8107701 | no | no |  |  | no |  |  | 0 | 0 | 0 | 0
oh_line_TAP_OH_913675 |  | AN | node_8107701_200888950 | node_1296776_551_15338125_584 | 0.033 | unb_TAPWIRE_OH | 8107701 | no | no |  |  | no |  |  | 0 | 0 | 0 | 0
oh_line_TAP_OH_913676 |  | AN | node_8107701_200888951 | node_1296733_771_15338489_332 | 0.033 | unb_TAPWIRE_OH | 8107701 | no | no |  |  | no |  |  | 0 | 0 | 0 | 0
oh_line_TAP_OH_913677 |  | AN | node_8107701_200888952 | node_1296378_943_15338418_656 | 0.033 | unb_TAPWIRE_OH | 8107701 | no | no |  |  | no |  |  | 0 | 0 | 0 | 0
oh_line_TAP_OH_913678 |  | AN | node_8107701_200888954 | node_1296201_559_15339056_471 | 0.033 | unb_TAPWIRE_OH | 8107701 | no | no |  |  | no |  |  | 0 | 0 | 0 | 0
oh_line_TAP_OH_913679 |  | AN | node_8107701_200888955 | node_1296151_459_15339198_857 | 0.033 | unb_TAPWIRE_OH | 8107701 | no | no |  |  | no |  |  | 0 | 0 | 0 | 0
oh_line_TAP_OH_913680 |  | AN | node_8107701_200888956 | node_1296048_398_15339456_867 | 0.033 | unb_TAPWIRE_OH | 8107701 | no | no |  |  | no |  |  | 0 | 0 | 0 | 0
oh_line_TAP_OH_913681 |  | AN | node_8107701_200888960 | node_1295490_557_15340894_619 | 0.033 | unb_TAPWIRE_OH | 8107701 | no | no |  |  | no |  |  | 0 | 0 | 0 | 0
oh_line_TAP_OH_913682 |  | ABCN | node_8107701_200888961 | node_1302027_764_15330154_964 | 0.033 | unb_TAPWIRE_OH | 8107701 | no | no |  |  | no |  |  | 0 | 0 | 0 | 0
oh_line_TAP_OH_913683 |  | AN | node_8107701_200888963 | node_1295238_74_15341538_853 | 0.033 | unb_TAPWIRE_OH | 8107701 | no | no |  |  | no |  |  | 0 | 0 | 0 | 0
oh_line_TAP_OH_913684 |  | AN | node_8107701_200888966 | node_1294764_756_15342103_447 | 0.033 | unb_TAPWIRE_OH | 8107701 | no | no |  |  | no |  |  | 0 | 0 | 0 | 0
oh_line_TAP_OH_913685 |  | AN | node_8107701_200888968 | node_1294510_229_15342402_505 | 0.033 | unb_TAPWIRE_OH | 8107701 | no | no |  |  | no |  |  | 0 | 0 | 0 | 0
oh_line_TAP_OH_913686 |  | AN | node_8107701_200888969 | node_1294326_202_15342523_049 | 0.033 | unb_TAPWIRE_OH | 8107701 | no | no |  |  | no |  |  | 0 | 0 | 0 | 0
oh_line_TAP_OH_913687 |  | AN | node_8107701_200888971 | node_1293857_008_15343171_863 | 0.033 | unb_TAPWIRE_OH | 8107701 | no | no |  |  | no |  |  | 0 | 0 | 0 | 0
oh_line_TAP_OH_913688 |  | AN | node_8107701_200888980 | node_1292252_318_15345513_961 | 0.033 | unb_TAPWIRE_OH | 8107701 | no | no |  |  | no |  |  | 0 | 0 | 0 | 0
oh_line_TAP_OH_913689 |  | AN | node_8107701_200888981 | node_1292571_236_15345697_744 | 0.033 | unb_TAPWIRE_OH | 8107701 | no | no |  |  | no |  |  | 0 | 0 | 0 | 0
oh_line_TAP_OH_913690 |  | AN | node_8107701_200888983 | node_1293129_825_15346004_371 | 0.033 | unb_TAPWIRE_OH | 8107701 | no | no |  |  | no |  |  | 0 | 0 | 0 | 0
oh_line_TAP_OH_913691 |  | AN | node_8107701_200888984 | node_1291789_534_15345724_106 | 0.033 | unb_TAPWIRE_OH | 8107701 | no | no |  |  | no |  |  | 0 | 0 | 0 | 0
oh_line_TAP_OH_913692 |  | AN | node_8107701_200888989 | node_1291023_948_15347534_633 | 0.033 | unb_TAPWIRE_OH | 8107701 | no | no |  |  | no |  |  | 0 | 0 | 0 | 0
oh_line_TAP_OH_913693 |  | AN | node_8107701_200888990 | node_1290948_379_15347752_293 | 0.033 | unb_TAPWIRE_OH | 8107701 | no | no |  |  | no |  |  | 0 | 0 | 0 | 0
oh_line_TAP_OH_913694 |  | AN | node_8107701_200888997 | node_1291483_533_15348694_83 | 0.033 | unb_TAPWIRE_OH | 8107701 | no | no |  |  | no |  |  | 0 | 0 | 0 | 0
oh_line_TAP_OH_913695 |  | AN | node_8107701_200888999 | node_1290438_037_15349161_026 | 0.033 | unb_TAPWIRE_OH | 8107701 | no | no |  |  | no |  |  | 0 | 0 | 0 | 0
oh_line_TAP_OH_913696 |  | ABCN | node_8107701_200889006 | node_1301583_163_15331959_921 | 0.033 | unb_TAPWIRE_OH | 8107701 | no | no |  |  | no |  |  | 0 | 0 | 0 | 0
oh_line_TAP_OH_913697 |  | AN | node_8107701_200889014 | node_1290900_175_15352504_363 | 0.033 | unb_TAPWIRE_OH | 8107701 | no | no |  |  | no |  |  | 0 | 0 | 0 | 0
oh_line_TAP_OH_913698 |  | AN | node_8107701_200889018 | node_1291427_586_15353392_094 | 0.033 | unb_TAPWIRE_OH | 8107701 | no | no |  |  | no |  |  | 0 | 0 | 0 | 0
oh_line_TAP_OH_913699 |  | AN | node_8107701_200889020 | node_1291486_187_15354493_132 | 0.033 | unb_TAPWIRE_OH | 8107701 | no | no |  |  | no |  |  | 0 | 0 | 0 | 0
oh_line_TAP_OH_913700 |  | AN | node_8107701_200889021 | node_1291658_934_15355048_332 | 0.033 | unb_TAPWIRE_OH | 8107701 | no | no |  |  | no |  |  | 0 | 0 | 0 | 0
oh_line_TAP_OH_913701 |  | AN | node_8107701_200889022 | node_1291676_288_15355463_788 | 0.033 | unb_TAPWIRE_OH | 8107701 | no | no |  |  | no |  |  | 0 | 0 | 0 | 0
oh_line_TAP_OH_913702 |  | AN | node_8107701_200889024 | node_1301184_885_15332802_803 | 0.033 | unb_TAPWIRE_OH | 8107701 | no | no |  |  | no |  |  | 0 | 0 | 0 | 0
oh_line_TAP_OH_913703 |  | AN | node_8107701_200889026 | node_1291360_298_15355755_278 | 0.033 | unb_TAPWIRE_OH | 8107701 | no | no |  |  | no |  |  | 0 | 0 | 0 | 0
oh_line_TAP_OH_913704 |  | AN | node_8107701_200889031 | node_1290961_161_15356746_885 | 0.033 | unb_TAPWIRE_OH | 8107701 | no | no |  |  | no |  |  | 0 | 0 | 0 | 0
oh_line_TAP_OH_913705 |  | AN | node_8107701_200889032 | node_1290665_56_15357117_054 | 0.033 | unb_TAPWIRE_OH | 8107701 | no | no |  |  | no |  |  | 0 | 0 | 0 | 0
oh_line_TAP_OH_913707 |  | AN | node_8107701_200889034 | node_1290318_801_15357692_916 | 0.033 | unb_TAPWIRE_OH | 8107701 | no | no |  |  | no |  |  | 0 | 0 | 0 | 0
oh_line_TAP_OH_913708 |  | AN | node_8107701_200889035 | node_1289984_293_15358181_361 | 0.033 | unb_TAPWIRE_OH | 8107701 | no | no |  |  | no |  |  | 0 | 0 | 0 | 0
oh_line_TAP_OH_913710 |  | AN | node_8107701_200889039 | node_1300909_37_15333217_406 | 0.033 | unb_TAPWIRE_OH | 8107701 | no | no |  |  | no |  |  | 0 | 0 | 0 | 0
oh_line_TAP_OH_913711 |  | AN | node_8107701_200889043 | node_1287931_736_15359125_334 | 0.033 | unb_TAPWIRE_OH | 8107701 | no | no |  |  | no |  |  | 0 | 0 | 0 | 0
oh_line_TAP_OH_913712 |  | AN | node_8107701_200889046 | node_1287303_018_15359621_191 | 0.033 | unb_TAPWIRE_OH | 8107701 | no | no |  |  | no |  |  | 0 | 0 | 0 | 0
oh_line_TAP_OH_913713 |  | AN | node_8107701_200889048 | node_1287099_986_15359875_132 | 0.033 | unb_TAPWIRE_OH | 8107701 | no | no |  |  | no |  |  | 0 | 0 | 0 | 0
oh_line_TAP_OH_913714 |  | AN | node_8107701_200889050 | node_1286658_092_15360483_184 | 0.033 | unb_TAPWIRE_OH | 8107701 | no | no |  |  | no |  |  | 0 | 0 | 0 | 0
oh_line_TAP_OH_913715 |  | AN | node_8107701_200889052 | node_1286475_433_15360606_803 | 0.033 | unb_TAPWIRE_OH | 8107701 | no | no |  |  | no |  |  | 0 | 0 | 0 | 0
oh_line_TAP_OH_913716 |  | AN | node_8107701_200889054 | node_1300739_005_15333451_58 | 0.033 | unb_TAPWIRE_OH | 8107701 | no | no |  |  | no |  |  | 0 | 0 | 0 | 0
oh_line_TAP_OH_913717 |  | AN | node_8107701_200889056 | node_1286369_811_15360818_719 | 0.033 | unb_TAPWIRE_OH | 8107701 | no | no |  |  | no |  |  | 0 | 0 | 0 | 0
oh_line_TAP_OH_913718 |  | AN | node_8107701_200889057 | node_1286240_152_15361045_627 | 0.033 | unb_TAPWIRE_OH | 8107701 | no | no |  |  | no |  |  | 0 | 0 | 0 | 0
oh_line_TAP_OH_913719 |  | AN | node_8107701_200889058 | node_1286606_148_15361166_352 | 0.033 | unb_TAPWIRE_OH | 8107701 | no | no |  |  | no |  |  | 0 | 0 | 0 | 0
oh_line_TAP_OH_913720 |  | AN | node_8107701_200889059 | node_1286205_934_15361380_73 | 0.033 | unb_TAPWIRE_OH | 8107701 | no | no |  |  | no |  |  | 0 | 0 | 0 | 0
oh_line_TAP_OH_913721 |  | AN | node_8107701_200889063 | node_1285905_443_15362538_293 | 0.033 | unb_TAPWIRE_OH | 8107701 | no | no |  |  | no |  |  | 0 | 0 | 0 | 0
oh_line_TAP_OH_913722 |  | AN | node_8107701_200889064 | node_1285387_847_15362504_365 | 0.033 | unb_TAPWIRE_OH | 8107701 | no | no |  |  | no |  |  | 0 | 0 | 0 | 0
oh_line_TAP_OH_913723 |  | AN | node_8107701_200889067 | node_1296864_303_15346305_846 | 0.033 | unb_TAPWIRE_OH | 8107701 | no | no |  |  | no |  |  | 0 | 0 | 0 | 0
oh_line_TAP_OH_913724 |  | AN | node_8107701_200889069 | node_1296036_825_15345739_436 | 0.033 | unb_TAPWIRE_OH | 8107701 | no | no |  |  | no |  |  | 0 | 0 | 0 | 0
oh_line_TAP_OH_913725 |  | AN | node_8107701_200889071 | node_1296081_93_15346126_384 | 0.033 | unb_TAPWIRE_OH | 8107701 | no | no |  |  | no |  |  | 0 | 0 | 0 | 0
oh_line_TAP_OH_913726 |  | AN | node_8107701_200889076 | node_1296253_665_15347038_646 | 0.033 | unb_TAPWIRE_OH | 8107701 | no | no |  |  | no |  |  | 0 | 0 | 0 | 0
oh_line_TAP_OH_913727 |  | AN | node_8107701_200889077 | node_1296275_617_15347382_392 | 0.033 | unb_TAPWIRE_OH | 8107701 | no | no |  |  | no |  |  | 0 | 0 | 0 | 0
oh_line_TAP_OH_913728 |  | AN | node_8107701_200889078 | node_1296621_882_15347344_192 | 0.033 | unb_TAPWIRE_OH | 8107701 | no | no |  |  | no |  |  | 0 | 0 | 0 | 0
oh_line_TAP_OH_913729 |  | AN | node_8107701_200889079 | node_1296324_741_15347684_965 | 0.033 | unb_TAPWIRE_OH | 8107701 | no | no |  |  | no |  |  | 0 | 0 | 0 | 0
oh_line_TAP_OH_913730 |  | AN | node_8107701_200889083 | node_1297107_03_15347998_805 | 0.033 | unb_TAPWIRE_OH | 8107701 | no | no |  |  | no |  |  | 0 | 0 | 0 | 0
oh_line_TAP_OH_913731 |  | AN | node_8107701_200889084 | node_1296491_946_15348358_779 | 0.033 | unb_TAPWIRE_OH | 8107701 | no | no |  |  | no |  |  | 0 | 0 | 0 | 0
oh_line_TAP_OH_913732 |  | AN | node_8107701_200889089 | node_1294796_084_15343274_641 | 0.033 | unb_TAPWIRE_OH | 8107701 | no | no |  |  | no |  |  | 0 | 0 | 0 | 0
oh_line_TAP_OH_913733 |  | AN | node_8107701_200889091 | node_1296676_984_15349508_818 | 0.033 | unb_TAPWIRE_OH | 8107701 | no | no |  |  | no |  |  | 0 | 0 | 0 | 0
oh_line_TAP_OH_913734 |  | AN | node_8107701_200889093 | node_1296451_581_15349923_583 | 0.033 | unb_TAPWIRE_OH | 8107701 | no | no |  |  | no |  |  | 0 | 0 | 0 | 0
oh_line_TAP_OH_913735 |  | AN | node_8107701_200889095 | node_1296979_038_15350662_477 | 0.033 | unb_TAPWIRE_OH | 8107701 | no | no |  |  | no |  |  | 0 | 0 | 0 | 0
oh_line_TAP_OH_913736 |  | AN | node_8107701_200889096 | node_1297035_182_15350973_026 | 0.033 | unb_TAPWIRE_OH | 8107701 | no | no |  |  | no |  |  | 0 | 0 | 0 | 0
oh_line_TAP_OH_913737 |  | AN | node_8107701_200889098 | node_1295045_182_15343743_365 | 0.033 | unb_TAPWIRE_OH | 8107701 | no | no |  |  | no |  |  | 0 | 0 | 0 | 0
oh_line_TAP_OH_913738 |  | AN | node_8107701_200889100 | node_1295377_285_15344376_663 | 0.033 | unb_TAPWIRE_OH | 8107701 | no | no |  |  | no |  |  | 0 | 0 | 0 | 0
oh_line_TAP_OH_913740 |  | AN | node_8107701_200889106 | node_1296352_06_15345145_723 | 0.033 | unb_TAPWIRE_OH | 8107701 | no | no |  |  | no |  |  | 0 | 0 | 0 | 0
oh_line_TAP_OH_913741 |  | AN | node_8107701_200889108 | node_1290818_471_15347368_324 | 0.033 | unb_TAPWIRE_OH | 8107701 | no | no |  |  | no |  |  | 0 | 0 | 0 | 0
oh_line_TAP_OH_913742 |  | AN | node_8107701_200889115 | node_1286736_635_15346484_633 | 0.033 | unb_TAPWIRE_OH | 8107701 | no | no |  |  | no |  |  | 0 | 0 | 0 | 0
oh_line_TAP_OH_913743 |  | AN | node_8107701_200889116 | node_1286315_503_15346644_524 | 0.033 | unb_TAPWIRE_OH | 8107701 | no | no |  |  | no |  |  | 0 | 0 | 0 | 0
oh_line_TAP_OH_913744 |  | AN | node_8107701_200889118 | node_1285413_156_15346789_496 | 0.033 | unb_TAPWIRE_OH | 8107701 | no | no |  |  | no |  |  | 0 | 0 | 0 | 0
oh_line_TAP_OH_913745 |  | AN | node_8107701_200889120 | node_1285134_196_15347257_153 | 0.033 | unb_TAPWIRE_OH | 8107701 | no | no |  |  | no |  |  | 0 | 0 | 0 | 0
oh_line_TAP_OH_913746 |  | AN | node_8107701_200889126 | node_1285602_874_15346544_481 | 0.033 | unb_TAPWIRE_OH | 8107701 | no | no |  |  | no |  |  | 0 | 0 | 0 | 0
oh_line_TAP_OH_913747 |  | AN | node_8107701_200889128 | node_1284444_375_15347259_405 | 0.033 | unb_TAPWIRE_OH | 8107701 | no | no |  |  | no |  |  | 0 | 0 | 0 | 0
oh_line_TAP_OH_913748 |  | AN | node_8107701_200889130 | node_1284047_73_15347419_23 | 0.033 | unb_TAPWIRE_OH | 8107701 | no | no |  |  | no |  |  | 0 | 0 | 0 | 0
oh_line_TAP_OH_913749 |  | AN | node_8107701_200889137 | node_1282355_553_15347892_536 | 0.033 | unb_TAPWIRE_OH | 8107701 | no | no |  |  | no |  |  | 0 | 0 | 0 | 0
oh_line_TAP_OH_913750 |  | AN | node_8107701_200889142 | node_1281002_906_15347436_214 | 0.033 | unb_TAPWIRE_OH | 8107701 | no | no |  |  | no |  |  | 0 | 0 | 0 | 0
oh_line_TAP_OH_913751 |  | AN | node_8107701_200889143 | node_1280977_186_15347712_805 | 0.033 | unb_TAPWIRE_OH | 8107701 | no | no |  |  | no |  |  | 0 | 0 | 0 | 0
oh_line_TAP_OH_913752 |  | AN | node_8107701_200889148 | node_1289874_237_15346503_936 | 0.033 | unb_TAPWIRE_OH | 8107701 | no | no |  |  | no |  |  | 0 | 0 | 0 | 0
oh_line_TAP_OH_913753 |  | AN | node_8107701_200889150 | node_1280072_166_15347098_483 | 0.033 | unb_TAPWIRE_OH | 8107701 | no | no |  |  | no |  |  | 0 | 0 | 0 | 0
oh_line_TAP_OH_913754 |  | AN | node_8107701_200889151 | node_1289418_31_15346732_4 | 0.033 | unb_TAPWIRE_OH | 8107701 | no | no |  |  | no |  |  | 0 | 0 | 0 | 0
oh_line_TAP_OH_913755 |  | AN | node_8107701_200889152 | node_1288974_965_15346615_315 | 0.033 | unb_TAPWIRE_OH | 8107701 | no | no |  |  | no |  |  | 0 | 0 | 0 | 0
oh_line_TAP_OH_913756 |  | AN | node_8107701_200889154 | node_1288073_855_15346317_863 | 0.033 | unb_TAPWIRE_OH | 8107701 | no | no |  |  | no |  |  | 0 | 0 | 0 | 0
oh_line_TAP_OH_913757 |  | AN | node_8107701_200889156 | node_1287671_756_15346509_158 | 0.033 | unb_TAPWIRE_OH | 8107701 | no | no |  |  | no |  |  | 0 | 0 | 0 | 0
oh_line_TAP_OH_913758 |  | AN | node_8107701_200889159 | node_1302310_821_15358858_965 | 0.033 | unb_TAPWIRE_OH | 8107701 | no | no |  |  | no |  |  | 0 | 0 | 0 | 0
oh_line_TAP_OH_913759 |  | AN | node_8107701_200889163 | node_1302258_121_15358171_639 | 0.033 | unb_TAPWIRE_OH | 8107701 | no | no |  |  | no |  |  | 0 | 0 | 0 | 0
oh_line_TAP_OH_913760 |  | AN | node_8107701_200889165 | node_1302256_626_15357525_729 | 0.033 | unb_TAPWIRE_OH | 8107701 | no | no |  |  | no |  |  | 0 | 0 | 0 | 0
oh_line_TAP_OH_913761 |  | AN | node_8107701_200889167 | node_1302266_405_15357172_023 | 0.033 | unb_TAPWIRE_OH | 8107701 | no | no |  |  | no |  |  | 0 | 0 | 0 | 0
oh_line_TAP_OH_913762 |  | AN | node_8107701_200889169 | node_1301840_056_15357245_567 | 0.033 | unb_TAPWIRE_OH | 8107701 | no | no |  |  | no |  |  | 0 | 0 | 0 | 0
oh_line_TAP_OH_913766 |  | AN | node_8107701_200889180 | node_1295009_167_15338225_262 | 0.033 | unb_TAPWIRE_OH | 8107701 | no | no |  |  | no |  |  | 0 | 0 | 0 | 0
oh_line_TAP_OH_913767 |  | AN | node_8107701_200889181 | node_1295165_627_15338006_936 | 0.033 | unb_TAPWIRE_OH | 8107701 | no | no |  |  | no |  |  | 0 | 0 | 0 | 0
oh_line_TAP_OH_913783 |  | AN | node_8107701_200889233 | node_1301492_071_15362352_129 | 0.033 | unb_TAPWIRE_OH | 8107701 | no | no |  |  | no |  |  | 0 | 0 | 0 | 0
oh_line_TAP_OH_913784 |  | AN | node_8107701_200889234 | node_1301324_396_15362732_528 | 0.033 | unb_TAPWIRE_OH | 8107701 | no | no |  |  | no |  |  | 0 | 0 | 0 | 0
oh_line_TAP_OH_913785 |  | AN | node_8107701_200889236 | node_1301286_327_15363137_632 | 0.033 | unb_TAPWIRE_OH | 8107701 | no | no |  |  | no |  |  | 0 | 0 | 0 | 0
oh_line_TAP_OH_913786 |  | AN | node_8107701_200889237 | node_1301238_513_15363483_291 | 0.033 | unb_TAPWIRE_OH | 8107701 | no | no |  |  | no |  |  | 0 | 0 | 0 | 0
oh_line_TAP_OH_913787 |  | AN | node_8107701_200889238 | node_1301105_289_15363826_075 | 0.033 | unb_TAPWIRE_OH | 8107701 | no | no |  |  | no |  |  | 0 | 0 | 0 | 0
oh_line_TAP_OH_913788 |  | AN | node_8107701_200889240 | node_1301035_8_15364315_843 | 0.033 | unb_TAPWIRE_OH | 8107701 | no | no |  |  | no |  |  | 0 | 0 | 0 | 0
oh_line_TAP_OH_913789 |  | AN | node_8107701_200889241 | node_1302128_903_15359325_908 | 0.033 | unb_TAPWIRE_OH | 8107701 | no | no |  |  | no |  |  | 0 | 0 | 0 | 0
oh_line_TAP_OH_913790 |  | AN | node_8107701_200889242 | node_1302078_32_15359697_141 | 0.033 | unb_TAPWIRE_OH | 8107701 | no | no |  |  | no |  |  | 0 | 0 | 0 | 0
oh_line_TAP_OH_913791 |  | AN | node_8107701_200889245 | node_1301894_52_15360789_284 | 0.033 | unb_TAPWIRE_OH | 8107701 | no | no |  |  | no |  |  | 0 | 0 | 0 | 0
oh_line_TAP_OH_913792 |  | AN | node_8107701_200889248 | node_1301515_259_15361903_012 | 0.033 | unb_TAPWIRE_OH | 8107701 | no | no |  |  | no |  |  | 0 | 0 | 0 | 0
oh_line_TAP_OH_913807 |  | AN | node_8107701_200889319 | node_1297742_489_15364844_76 | 0.033 | unb_TAPWIRE_OH | 8107701 | no | no |  |  | no |  |  | 0 | 0 | 0 | 0
oh_line_TAP_OH_913808 |  | AN | node_8107701_200889334 | node_1293122_445_15358951_878 | 0.033 | unb_TAPWIRE_OH | 8107701 | no | no |  |  | no |  |  | 0 | 0 | 0 | 0
oh_line_TAP_OH_913809 |  | AN | node_8107701_200889337 | node_1293587_83_15359699_144 | 0.033 | unb_TAPWIRE_OH | 8107701 | no | no |  |  | no |  |  | 0 | 0 | 0 | 0
oh_line_TAP_OH_913810 |  | AN | node_8107701_200889338 | node_1293778_788_15359909_381 | 0.033 | unb_TAPWIRE_OH | 8107701 | no | no |  |  | no |  |  | 0 | 0 | 0 | 0
oh_line_TAP_OH_913811 |  | AN | node_8107701_200889340 | node_1293834_871_15360255_602 | 0.033 | unb_TAPWIRE_OH | 8107701 | no | no |  |  | no |  |  | 0 | 0 | 0 | 0
oh_line_TAP_OH_913812 |  | AN | node_8107701_200889342 | node_1293850_56_15360572_56 | 0.033 | unb_TAPWIRE_OH | 8107701 | no | no |  |  | no |  |  | 0 | 0 | 0 | 0
oh_line_TAP_OH_913813 |  | AN | node_8107701_200889344 | node_1291990_392_15357135_574 | 0.033 | unb_TAPWIRE_OH | 8107701 | no | no |  |  | no |  |  | 0 | 0 | 0 | 0
oh_line_TAP_OH_913814 |  | AN | node_8107701_200889348 | node_1292799_868_15357291_004 | 0.033 | unb_TAPWIRE_OH | 8107701 | no | no |  |  | no |  |  | 0 | 0 | 0 | 0
oh_line_TAP_OH_913815 |  | AN | node_8107701_200889351 | node_1292858_255_15358476_125 | 0.033 | unb_TAPWIRE_OH | 8107701 | no | no |  |  | no |  |  | 0 | 0 | 0 | 0
oh_line_TAP_OH_913817 |  | AN | node_8107701_200889356 | node_1302086_614_15339378_459 | 0.033 | unb_TAPWIRE_OH | 8107701 | no | no |  |  | no |  |  | 0 | 0 | 0 | 0
oh_line_TAP_OH_913818 |  | AN | node_8107701_200889359 | node_1301822_555_15340737_488 | 0.033 | unb_TAPWIRE_OH | 8107701 | no | no |  |  | no |  |  | 0 | 0 | 0 | 0
oh_line_TAP_OH_913819 |  | AN | node_8107701_200889361 | node_1302351_21_15341619_157 | 0.033 | unb_TAPWIRE_OH | 8107701 | no | no |  |  | no |  |  | 0 | 0 | 0 | 0
oh_line_TAP_OH_913820 |  | AN | node_8107701_200889367 | node_1305275_2_15339851_316 | 0.033 | unb_TAPWIRE_OH | 8107701 | no | no |  |  | no |  |  | 0 | 0 | 0 | 0
oh_line_TAP_OH_913821 |  | AN | node_8107701_200889369 | node_1305329_141_15340572_841 | 0.033 | unb_TAPWIRE_OH | 8107701 | no | no |  |  | no |  |  | 0 | 0 | 0 | 0
oh_line_TAP_OH_913823 |  | AN | node_8107701_200889372 | node_1305264_434_15341216_206 | 0.033 | unb_TAPWIRE_OH | 8107701 | no | no |  |  | no |  |  | 0 | 0 | 0 | 0
oh_line_TAP_OH_913824 |  | AN | node_8107701_200889379 | node_1303359_777_15351094_551 | 0.033 | unb_TAPWIRE_OH | 8107701 | no | no |  |  | no |  |  | 0 | 0 | 0 | 0
oh_line_TAP_OH_913825 |  | AN | node_8107701_200889382 | node_1303777_671_15350138_97 | 0.033 | unb_TAPWIRE_OH | 8107701 | no | no |  |  | no |  |  | 0 | 0 | 0 | 0
oh_line_TAP_OH_913826 |  | AN | node_8107701_200889385 | node_1303176_503_15351755_956 | 0.033 | unb_TAPWIRE_OH | 8107701 | no | no |  |  | no |  |  | 0 | 0 | 0 | 0
oh_line_TAP_OH_913827 |  | AN | node_8107701_200889386 | node_1303317_816_15351470_448 | 0.033 | unb_TAPWIRE_OH | 8107701 | no | no |  |  | no |  |  | 0 | 0 | 0 | 0
oh_line_TAP_OH_913828 |  | AN | node_8107701_200889389 | node_1302819_298_15354966_515 | 0.033 | unb_TAPWIRE_OH | 8107701 | no | no |  |  | no |  |  | 0 | 0 | 0 | 0
oh_line_TAP_OH_913829 |  | AN | node_8107701_200889391 | node_1302505_205_15355474_494 | 0.033 | unb_TAPWIRE_OH | 8107701 | no | no |  |  | no |  |  | 0 | 0 | 0 | 0
oh_line_TAP_OH_913830 |  | AN | node_8107701_200889395 | node_1302969_052_15353842_831 | 0.033 | unb_TAPWIRE_OH | 8107701 | no | no |  |  | no |  |  | 0 | 0 | 0 | 0
oh_line_TAP_OH_913831 |  | AN | node_8107701_200889397 | node_1302608_066_15353853_453 | 0.033 | unb_TAPWIRE_OH | 8107701 | no | no |  |  | no |  |  | 0 | 0 | 0 | 0
oh_line_TAP_OH_913832 |  | AN | node_8107701_200889399 | node_1303013_352_15353276_103 | 0.033 | unb_TAPWIRE_OH | 8107701 | no | no |  |  | no |  |  | 0 | 0 | 0 | 0
oh_line_TAP_OH_913833 |  | AN | node_8107701_200889406 | node_1293980_024_15362816_779 | 0.033 | unb_TAPWIRE_OH | 8107701 | no | no |  |  | no |  |  | 0 | 0 | 0 | 0
oh_line_TAP_OH_913834 |  | AN | node_8107701_200889411 | node_1292470_985_15362776_034 | 0.033 | unb_TAPWIRE_OH | 8107701 | no | no |  |  | no |  |  | 0 | 0 | 0 | 0
oh_line_TAP_OH_913835 |  | AN | node_8107701_200889412 | node_1292785_903_15362799_883 | 0.033 | unb_TAPWIRE_OH | 8107701 | no | no |  |  | no |  |  | 0 | 0 | 0 | 0
oh_line_TAP_OH_913836 |  | AN | node_8107701_200889414 | node_1293080_829_15363097_655 | 0.033 | unb_TAPWIRE_OH | 8107701 | no | no |  |  | no |  |  | 0 | 0 | 0 | 0
oh_line_TAP_OH_913837 |  | AN | node_8107701_200889416 | node_1291686_591_15363025_894 | 0.033 | unb_TAPWIRE_OH | 8107701 | no | no |  |  | no |  |  | 0 | 0 | 0 | 0
oh_line_TAP_OH_913838 |  | AN | node_8107701_200889423 | node_1290303_952_15364784_217 | 0.033 | unb_TAPWIRE_OH | 8107701 | no | no |  |  | no |  |  | 0 | 0 | 0 | 0
oh_line_TAP_OH_913839 |  | AN | node_8107701_200889424 | node_1289778_28_15364690_253 | 0.033 | unb_TAPWIRE_OH | 8107701 | no | no |  |  | no |  |  | 0 | 0 | 0 | 0
oh_line_TAP_OH_913840 |  | AN | node_8107701_200889428 | node_1287949_048_15364704_306 | 0.033 | unb_TAPWIRE_OH | 8107701 | no | no |  |  | no |  |  | 0 | 0 | 0 | 0
oh_line_TAP_OH_913841 |  | AN | node_8107701_200889430 | node_1296949_377_15364336_971 | 0.033 | unb_TAPWIRE_OH | 8107701 | no | no |  |  | no |  |  | 0 | 0 | 0 | 0
oh_line_TAP_OH_913842 |  | AN | node_8107701_200889437 | node_1285197_492_15364941_116 | 0.033 | unb_TAPWIRE_OH | 8107701 | no | no |  |  | no |  |  | 0 | 0 | 0 | 0
oh_line_TAP_OH_913843 |  | AN | node_8107701_200889439 | node_1284561_047_15365079_284 | 0.033 | unb_TAPWIRE_OH | 8107701 | no | no |  |  | no |  |  | 0 | 0 | 0 | 0
oh_line_TAP_OH_913844 |  | AN | node_8107701_200889443 | node_1285117_319_15366134_202 | 0.033 | unb_TAPWIRE_OH | 8107701 | no | no |  |  | no |  |  | 0 | 0 | 0 | 0
oh_line_TAP_OH_913845 |  | AN | node_8107701_200889447 | node_1285658_595_15367635_041 | 0.033 | unb_TAPWIRE_OH | 8107701 | no | no |  |  | no |  |  | 0 | 0 | 0 | 0
oh_line_TAP_OH_913846 |  | AN | node_8107701_200889449 | node_1295897_311_15363852_856 | 0.033 | unb_TAPWIRE_OH | 8107701 | no | no |  |  | no |  |  | 0 | 0 | 0 | 0
oh_line_TAP_OH_913884 |  | AN | node_8107701_200889566 | node_1304607_654_15345626_927 | 0.033 | unb_TAPWIRE_OH | 8107701 | no | no |  |  | no |  |  | 0 | 0 | 0 | 0
oh_line_TAP_OH_913885 |  | AN | node_8107701_200889568 | node_1304473_582_15345874_543 | 0.033 | unb_TAPWIRE_OH | 8107701 | no | no |  |  | no |  |  | 0 | 0 | 0 | 0
oh_line_TAP_OH_913886 |  | AN | node_8107701_200889571 | node_1304361_512_15346642_758 | 0.033 | unb_TAPWIRE_OH | 8107701 | no | no |  |  | no |  |  | 0 | 0 | 0 | 0
oh_line_TAP_OH_913887 |  | AN | node_8107701_200889573 | node_1304385_458_15347106_286 | 0.033 | unb_TAPWIRE_OH | 8107701 | no | no |  |  | no |  |  | 0 | 0 | 0 | 0
oh_line_TAP_OH_913934 |  | AN | node_8107701_200889685 | node_1300588_702_15330544_797 | 0.033 | unb_TAPWIRE_OH | 8107701 | no | no |  |  | no |  |  | 0 | 0 | 0 | 0
oh_line_TAP_OH_913935 |  | AN | node_8107701_200889686 | node_1300492_127_15330904_489 | 0.033 | unb_TAPWIRE_OH | 8107701 | no | no |  |  | no |  |  | 0 | 0 | 0 | 0
oh_line_TAP_OH_913936 |  | AN | node_8107701_200889688 | node_1300260_234_15331176_073 | 0.033 | unb_TAPWIRE_OH | 8107701 | no | no |  |  | no |  |  | 0 | 0 | 0 | 0
oh_line_TAP_OH_913937 |  | AN | node_8107701_200889690 | node_1300034_012_15331435_084 | 0.033 | unb_TAPWIRE_OH | 8107701 | no | no |  |  | no |  |  | 0 | 0 | 0 | 0
oh_line_TAP_OH_913938 |  | AN | node_8107701_200889692 | node_1299802_25_15331623_467 | 0.033 | unb_TAPWIRE_OH | 8107701 | no | no |  |  | no |  |  | 0 | 0 | 0 | 0
oh_line_TAP_OH_913939 |  | AN | node_8107701_200889696 | node_1299580_442_15331842_067 | 0.033 | unb_TAPWIRE_OH | 8107701 | no | no |  |  | no |  |  | 0 | 0 | 0 | 0
oh_line_TAP_OH_913940 |  | AN | node_8107701_200889697 | node_1299204_975_15331753_417 | 0.033 | unb_TAPWIRE_OH | 8107701 | no | no |  |  | no |  |  | 0 | 0 | 0 | 0
oh_line_TAP_OH_913941 |  | AN | node_8107701_200889698 | node_1299691_634_15331955_367 | 0.033 | unb_TAPWIRE_OH | 8107701 | no | no |  |  | no |  |  | 0 | 0 | 0 | 0
oh_line_TAP_OH_913942 |  | AN | node_8107701_200889700 | node_1299323_388_15332265_382 | 0.033 | unb_TAPWIRE_OH | 8107701 | no | no |  |  | no |  |  | 0 | 0 | 0 | 0
oh_line_TAP_OH_913943 |  | ABCN | node_8107701_200889701 | node_1302361_626_15329297_882 | 0.033 | unb_TAPWIRE_OH | 8107701 | no | no |  |  | no |  |  | 0 | 0 | 0 | 0
oh_line_TAP_OH_913944 |  | AN | node_8107701_200889705 | node_1301687_048_15329375_806 | 0.033 | unb_TAPWIRE_OH | 8107701 | no | no |  |  | no |  |  | 0 | 0 | 0 | 0
oh_line_TAP_OH_913948 |  | AN | node_8107701_200889717 | node_1305490_105_15337715_276 | 0.033 | unb_TAPWIRE_OH | 8107701 | no | no |  |  | no |  |  | 0 | 0 | 0 | 0
oh_line_TAP_OH_913949 |  | AN | node_8107701_200889718 | node_1305394_159_15338028_808 | 0.033 | unb_TAPWIRE_OH | 8107701 | no | no |  |  | no |  |  | 0 | 0 | 0 | 0
oh_line_TAP_OH_913950 |  | AN | node_8107701_200889719 | node_1305265_314_15338266_504 | 0.033 | unb_TAPWIRE_OH | 8107701 | no | no |  |  | no |  |  | 0 | 0 | 0 | 0
oh_line_TAP_OH_913951 |  | AN | node_8107701_200889721 | node_1305108_253_15338809_597 | 0.033 | unb_TAPWIRE_OH | 8107701 | no | no |  |  | no |  |  | 0 | 0 | 0 | 0
oh_line_TAP_OH_913952 |  | AN | node_8107701_200889723 | node_1305181_385_15339333_394 | 0.033 | unb_TAPWIRE_OH | 8107701 | no | no |  |  | no |  |  | 0 | 0 | 0 | 0
oh_line_TAP_OH_913956 |  | AN | node_8107701_200889739 | node_1287422_281_15352432_559 | 0.033 | unb_TAPWIRE_OH | 8107701 | no | no |  |  | no |  |  | 0 | 0 | 0 | 0
oh_line_TAP_OH_913957 |  | AN | node_8107701_200889745 | node_1286624_752_15353197_919 | 0.033 | unb_TAPWIRE_OH | 8107701 | no | no |  |  | no |  |  | 0 | 0 | 0 | 0
oh_line_TAP_OH_913958 |  | AN | node_8107701_200889748 | node_1286652_509_15353733_316 | 0.033 | unb_TAPWIRE_OH | 8107701 | no | no |  |  | no |  |  | 0 | 0 | 0 | 0
oh_line_TAP_OH_913959 |  | AN | node_8107701_200889752 | node_1286885_367_15354053_907 | 0.033 | unb_TAPWIRE_OH | 8107701 | no | no |  |  | no |  |  | 0 | 0 | 0 | 0
oh_line_TAP_OH_913960 |  | AN | node_8107701_200889756 | node_1287506_412_15353270_209 | 0.033 | unb_TAPWIRE_OH | 8107701 | no | no |  |  | no |  |  | 0 | 0 | 0 | 0
oh_line_TAP_OH_913961 |  | AN | node_8107701_200889757 | node_1287834_13_15353957_388 | 0.033 | unb_TAPWIRE_OH | 8107701 | no | no |  |  | no |  |  | 0 | 0 | 0 | 0
oh_line_TAP_OH_913962 |  | AN | node_8107701_200889760 | node_1288053_707_15354365_27 | 0.033 | unb_TAPWIRE_OH | 8107701 | no | no |  |  | no |  |  | 0 | 0 | 0 | 0
oh_line_TAP_OH_913963 |  | AN | node_8107701_200889762 | node_1288738_805_15353977_075 | 0.033 | unb_TAPWIRE_OH | 8107701 | no | no |  |  | no |  |  | 0 | 0 | 0 | 0
oh_line_TAP_OH_913964 |  | AN | node_8107701_200889766 | node_1287342_513_15350739_178 | 0.033 | unb_TAPWIRE_OH | 8107701 | no | no |  |  | no |  |  | 0 | 0 | 0 | 0
oh_line_TAP_OH_913965 |  | ABCN | node_8107701_200889774 | node_1302575_071_15325525_532 | 0.033 | unb_TAPWIRE_OH | 8107701 | no | no |  |  | no |  |  | 0 | 0 | 0 | 0
oh_line_TAP_OH_913966 |  | ABCN | node_8107701_200889777 | node_1302588_592_15325851_953 | 0.033 | unb_TAPWIRE_OH | 8107701 | no | no |  |  | no |  |  | 0 | 0 | 0 | 0
oh_line_TAP_OH_913967 |  | AN | node_8107701_200889780 | node_1302715_361_15326006_467 | 0.033 | unb_TAPWIRE_OH | 8107701 | no | no |  |  | no |  |  | 0 | 0 | 0 | 0
oh_line_TAP_OH_913968 |  | ABCN | node_8107701_200889782 | node_1302602_988_15326403_23 | 0.033 | unb_TAPWIRE_OH | 8107701 | no | no |  |  | no |  |  | 0 | 0 | 0 | 0
oh_line_TAP_OH_913969 |  | ABCN | node_8107701_200889786 | node_1302614_593_15327080_948 | 0.033 | unb_TAPWIRE_OH | 8107701 | no | no |  |  | no |  |  | 0 | 0 | 0 | 0
oh_line_TAP_OH_913971 |  | ABCN | node_8107701_200889795 | node_1302597_623_15328193_265 | 0.033 | unb_TAPWIRE_OH | 8107701 | no | no |  |  | no |  |  | 0 | 0 | 0 | 0
oh_line_TAP_OH_913972 |  | ABCN | node_8107701_200889797 | node_1302598_169_15328462_763 | 0.033 | unb_TAPWIRE_OH | 8107701 | no | no |  |  | no |  |  | 0 | 0 | 0 | 0
oh_line_TAP_OH_913973 |  | ABCN | node_8107701_200889800 | node_1302603_705_15329073_662 | 0.033 | unb_TAPWIRE_OH | 8107701 | no | no |  |  | no |  |  | 0 | 0 | 0 | 0
oh_line_TAP_OH_913974 |  | ABCN | node_8107701_200889804 | node_1302826_378_15329547_236 | 0.033 | unb_TAPWIRE_OH | 8107701 | no | no |  |  | no |  |  | 0 | 0 | 0 | 0
oh_line_TAP_OH_913975 |  | AN | node_8107701_200889807 | node_1303104_963_15329430_778 | 0.033 | unb_TAPWIRE_OH | 8107701 | no | no |  |  | no |  |  | 0 | 0 | 0 | 0
oh_line_TAP_OH_913976 |  | AN | node_8107701_200889809 | node_1303536_775_15329455_941 | 0.033 | unb_TAPWIRE_OH | 8107701 | no | no |  |  | no |  |  | 0 | 0 | 0 | 0
oh_line_TAP_OH_913977 |  | AN | node_8107701_200889813 | node_1303362_537_15329701_049 | 0.033 | unb_TAPWIRE_OH | 8107701 | no | no |  |  | no |  |  | 0 | 0 | 0 | 0
oh_line_TAP_OH_913978 |  | ABCN | node_8107701_200889814 | node_1303039_969_15329993_554 | 0.033 | unb_TAPWIRE_OH | 8107701 | no | no |  |  | no |  |  | 0 | 0 | 0 | 0
oh_line_TAP_OH_913979 |  | ABCN | node_8107701_200889815 | node_1303138_87_15330202_703 | 0.033 | unb_TAPWIRE_OH | 8107701 | no | no |  |  | no |  |  | 0 | 0 | 0 | 0
oh_line_TAP_OH_913980 |  | ABCN | node_8107701_200889820 | node_1303670_256_15330702_907 | 0.033 | unb_TAPWIRE_OH | 8107701 | no | no |  |  | no |  |  | 0 | 0 | 0 | 0
oh_line_TAP_OH_913981 |  | ABCN | node_8107701_200889824 | node_1304170_185_15331563_92 | 0.033 | unb_TAPWIRE_OH | 8107701 | no | no |  |  | no |  |  | 0 | 0 | 0 | 0
oh_line_TAP_OH_913982 |  | ABCN | node_8107701_200889825 | node_1304294_31_15331778_274 | 0.033 | unb_TAPWIRE_OH | 8107701 | no | no |  |  | no |  |  | 0 | 0 | 0 | 0
oh_line_TAP_OH_913983 |  | ABCN | node_8107701_200889830 | node_1304724_513_15332616_534 | 0.033 | unb_TAPWIRE_OH | 8107701 | no | no |  |  | no |  |  | 0 | 0 | 0 | 0
oh_line_TAP_OH_913984 |  | ABCN | node_8107701_200889831 | node_1304836_182_15332844_451 | 0.033 | unb_TAPWIRE_OH | 8107701 | no | no |  |  | no |  |  | 0 | 0 | 0 | 0
oh_line_TAP_OH_913985 |  | AN | node_8107701_200889837 | node_1304794_127_15333734_368 | 0.033 | unb_TAPWIRE_OH | 8107701 | no | no |  |  | no |  |  | 0 | 0 | 0 | 0
oh_line_TAP_OH_913986 |  | ABCN | node_8107701_200889844 | node_1305403_202_15334931_95 | 0.033 | unb_TAPWIRE_OH | 8107701 | no | no |  |  | no |  |  | 0 | 0 | 0 | 0
oh_line_TAP_OH_913987 |  | ABCN | node_8107701_200889847 | node_1305429_125_15335342_537 | 0.033 | unb_TAPWIRE_OH | 8107701 | no | no |  |  | no |  |  | 0 | 0 | 0 | 0
oh_line_TAP_OH_913988 |  | ABCN | node_8107701_200889850 | node_1305402_92_15336004_96 | 0.033 | unb_TAPWIRE_OH | 8107701 | no | no |  |  | no |  |  | 0 | 0 | 0 | 0
oh_line_TAP_OH_913989 |  | ABCN | node_8107701_200889852 | node_1305407_858_15336563_269 | 0.033 | unb_TAPWIRE_OH | 8107701 | no | no |  |  | no |  |  | 0 | 0 | 0 | 0
oh_line_TAP_OH_913990 |  | ABCN | node_8107701_200889856 | node_1305611_552_15336971_393 | 0.033 | unb_TAPWIRE_OH | 8107701 | no | no |  |  | no |  |  | 0 | 0 | 0 | 0
oh_line_TAP_OH_913991 |  | ABCN | node_8107701_200889858 | node_1305628_398_15337388_15 | 0.033 | unb_TAPWIRE_OH | 8107701 | no | no |  |  | no |  |  | 0 | 0 | 0 | 0
oh_line_TAP_OH_913993 |  | ABCN | node_8107701_200889861 | node_1305805_892_15337792_358 | 0.033 | unb_TAPWIRE_OH | 8107701 | no | no |  |  | no |  |  | 0 | 0 | 0 | 0
oh_line_TAP_OH_913994 |  | ABCN | node_8107701_200889864 | node_1305870_853_15338195_845 | 0.033 | unb_TAPWIRE_OH | 8107701 | no | no |  |  | no |  |  | 0 | 0 | 0 | 0
oh_line_TAP_OH_913995 |  | ABCN | node_8107701_200889870 | node_1306071_197_15339036_96 | 0.033 | unb_TAPWIRE_OH | 8107701 | no | no |  |  | no |  |  | 0 | 0 | 0 | 0
oh_line_TAP_OH_913996 |  | AN | node_8107701_200889872 | node_1304500_876_15348051_24 | 0.033 | unb_TAPWIRE_OH | 8107701 | no | no |  |  | no |  |  | 0 | 0 | 0 | 0
oh_line_TAP_OH_913997 |  | AN | node_8107701_200889874 | node_1303970_515_15330461_605 | 0.033 | unb_TAPWIRE_OH | 8107701 | no | no |  |  | no |  |  | 0 | 0 | 0 | 0
oh_line_TAP_OH_913998 |  | AN | node_8107701_200889876 | node_1299532_029_15333593_776 | 0.033 | unb_TAPWIRE_OH | 8107701 | no | no |  |  | no |  |  | 0 | 0 | 0 | 0
oh_line_TAP_OH_913999 |  | AN | node_8107701_200889879 | node_1300727_569_15333688_801 | 0.033 | unb_TAPWIRE_OH | 8107701 | no | no |  |  | no |  |  | 0 | 0 | 0 | 0
oh_line_TAP_OH_914000 |  | AN | node_8107701_200889880 | node_1301187_369_15333791_82 | 0.033 | unb_TAPWIRE_OH | 8107701 | no | no |  |  | no |  |  | 0 | 0 | 0 | 0
oh_line_TAP_OH_914001 |  | AN | node_8107701_200889884 | node_1295016_656_15362249_675 | 0.033 | unb_TAPWIRE_OH | 8107701 | no | no |  |  | no |  |  | 0 | 0 | 0 | 0
oh_line_TAP_OH_914002 |  | AN | node_8107701_200889885 | node_1294132_023_15362225_573 | 0.033 | unb_TAPWIRE_OH | 8107701 | no | no |  |  | no |  |  | 0 | 0 | 0 | 0
oh_line_TAP_OH_914003 |  | AN | node_8107701_200889888 | node_1293906_595_15361330_063 | 0.033 | unb_TAPWIRE_OH | 8107701 | no | no |  |  | no |  |  | 0 | 0 | 0 | 0
oh_line_TAP_OH_914013 |  | AN | node_8107701_200889905 | node_1298860_722_15335682_328 | 0.033 | unb_TAPWIRE_OH | 8107701 | no | no |  |  | no |  |  | 0 | 0 | 0 | 0
oh_line_TAP_OH_914014 |  | AN | node_8107701_200889908 | node_1298809_382_15333520_049 | 0.033 | unb_TAPWIRE_OH | 8107701 | no | no |  |  | no |  |  | 0 | 0 | 0 | 0
oh_line_TAP_OH_914015 |  | AN | node_8107701_200889911 | node_1297355_056_15335248_496 | 0.033 | unb_TAPWIRE_OH | 8107701 | no | no |  |  | no |  |  | 0 | 0 | 0 | 0
oh_line_TAP_OH_914016 |  | AN | node_8107701_200889914 | node_1297639_12_15334722_255 | 0.033 | unb_TAPWIRE_OH | 8107701 | no | no |  |  | no |  |  | 0 | 0 | 0 | 0
oh_line_TAP_OH_914017 |  | AN | node_8107701_200889916 | node_1297960_31_15334211_521 | 0.033 | unb_TAPWIRE_OH | 8107701 | no | no |  |  | no |  |  | 0 | 0 | 0 | 0
oh_line_TAP_OH_914028 |  | AN | node_8107701_200889940 | node_1304990_908_15343991_547 | 0.033 | unb_TAPWIRE_OH | 8107701 | no | no |  |  | no |  |  | 0 | 0 | 0 | 0
oh_line_TAP_OH_914029 |  | AN | node_8107701_200889941 | node_1304812_032_15344240_632 | 0.033 | unb_TAPWIRE_OH | 8107701 | no | no |  |  | no |  |  | 0 | 0 | 0 | 0
oh_line_TAP_OH_914030 |  | AN | node_8107701_200889942 | node_1304799_742_15344510_621 | 0.033 | unb_TAPWIRE_OH | 8107701 | no | no |  |  | no |  |  | 0 | 0 | 0 | 0
oh_line_TAP_OH_914031 |  | AN | node_8107701_200889950 | node_1292959_116_15341394_269 | 0.033 | unb_TAPWIRE_OH | 8107701 | no | no |  |  | no |  |  | 0 | 0 | 0 | 0
oh_line_TAP_OH_914032 |  | AN | node_8107701_200889952 | node_1286201_434_15353997_376 | 0.033 | unb_TAPWIRE_OH | 8107701 | no | no |  |  | no |  |  | 0 | 0 | 0 | 0
oh_line_TAP_OH_914033 |  | AN | node_8107701_200889964 | node_1283984_277_15354889_072 | 0.033 | unb_TAPWIRE_OH | 8107701 | no | no |  |  | no |  |  | 0 | 0 | 0 | 0
oh_line_TAP_OH_914034 |  | AN | node_8107701_200889968 | node_1304798_956_15336686_589 | 0.033 | unb_TAPWIRE_OH | 8107701 | no | no |  |  | no |  |  | 0 | 0 | 0 | 0
oh_line_TAP_OH_914035 |  | AN | node_8107701_200889969 | node_1304523_774_15336668_484 | 0.033 | unb_TAPWIRE_OH | 8107701 | no | no |  |  | no |  |  | 0 | 0 | 0 | 0
oh_line_TAP_OH_914036 |  | AN | node_8107701_200889976 | node_1281882_924_15349583 | 0.033 | unb_TAPWIRE_OH | 8107701 | no | no |  |  | no |  |  | 0 | 0 | 0 | 0
oh_line_TAP_OH_914037 |  | AN | node_8107701_200889982 | node_1288038_014_15355865_355 | 0.033 | unb_TAPWIRE_OH | 8107701 | no | no |  |  | no |  |  | 0 | 0 | 0 | 0
oh_line_TAP_OH_914038 |  | AN | node_8107701_200889983 | node_1295224_123_15338340_702 | 0.033 | unb_TAPWIRE_OH | 8107701 | no | no |  |  | no |  |  | 0 | 0 | 0 | 0
oh_line_TAP_OH_914039 |  | AN | node_8107701_200889985 | node_1295515_323_15337920_582 | 0.033 | unb_TAPWIRE_OH | 8107701 | no | no |  |  | no |  |  | 0 | 0 | 0 | 0
oh_line_TAP_OH_914040 |  | AN | node_8107701_200889988 | node_1295850_347_15337234_236 | 0.033 | unb_TAPWIRE_OH | 8107701 | no | no |  |  | no |  |  | 0 | 0 | 0 | 0
oh_line_TAP_OH_914041 |  | AN | node_8107701_200889989 | node_1296092_237_15337008_214 | 0.033 | unb_TAPWIRE_OH | 8107701 | no | no |  |  | no |  |  | 0 | 0 | 0 | 0
oh_line_TAP_OH_914043 |  | AN | node_8107701_200889999 | node_1305408_948_15342596_735 | 0.033 | unb_TAPWIRE_OH | 8107701 | no | no |  |  | no |  |  | 0 | 0 | 0 | 0
oh_line_TAP_OH_914044 |  | AN | node_8107701_200890002 | node_1305195_381_15343036_054 | 0.033 | unb_TAPWIRE_OH | 8107701 | no | no |  |  | no |  |  | 0 | 0 | 0 | 0
oh_line_TAP_OH_914045 |  | AN | node_8107701_200890003 | node_1305091_355_15343378_707 | 0.033 | unb_TAPWIRE_OH | 8107701 | no | no |  |  | no |  |  | 0 | 0 | 0 | 0
oh_line_TAP_OH_914054 |  | AN | node_8107701_200890027 | node_1293576_496_15355324_948 | 0.033 | unb_TAPWIRE_OH | 8107701 | no | no |  |  | no |  |  | 0 | 0 | 0 | 0
oh_line_TAP_OH_914055 |  | AN | node_8107701_200890028 | node_1293953_241_15355474_802 | 0.033 | unb_TAPWIRE_OH | 8107701 | no | no |  |  | no |  |  | 0 | 0 | 0 | 0
oh_line_TAP_OH_914057 |  | AN | node_8107701_200890037 | node_1288151_186_15358331_131 | 0.033 | unb_TAPWIRE_OH | 8107701 | no | no |  |  | no |  |  | 0 | 0 | 0 | 0
oh_line_TAP_OH_914058 |  | AN | node_8107701_200890038 | node_1294902_622_15339242_837 | 0.033 | unb_TAPWIRE_OH | 8107701 | no | no |  |  | no |  |  | 0 | 0 | 0 | 0
oh_line_TAP_OH_914059 |  | AN | node_8107701_200890041 | node_1294715_744_15339501_358 | 0.033 | unb_TAPWIRE_OH | 8107701 | no | no |  |  | no |  |  | 0 | 0 | 0 | 0
oh_line_TAP_OH_914060 |  | AN | node_8107701_200890044 | node_1294637_282_15340328_443 | 0.033 | unb_TAPWIRE_OH | 8107701 | no | no |  |  | no |  |  | 0 | 0 | 0 | 0
oh_line_TAP_OH_914560 |  | AN | node_8107701_200891391 | node_1304083_532_15355795_956 | 0.033 | unb_TAPWIRE_OH | 8107701 | no | no |  |  | no |  |  | 0 | 0 | 0 | 0
oh_line_TAP_OH_914561 |  | AN | node_8107701_200891395 | node_1303729_099_15355955_641 | 0.033 | unb_TAPWIRE_OH | 8107701 | no | no |  |  | no |  |  | 0 | 0 | 0 | 0
oh_line_TAP_OH_914562 |  | AN | node_8107701_200891396 | node_1304064_957_15356189_25 | 0.033 | unb_TAPWIRE_OH | 8107701 | no | no |  |  | no |  |  | 0 | 0 | 0 | 0
oh_line_TAP_OH_914563 |  | AN | node_8107701_200891397 | node_1304046_038_15356640_928 | 0.033 | unb_TAPWIRE_OH | 8107701 | no | no |  |  | no |  |  | 0 | 0 | 0 | 0
oh_line_TAP_OH_914564 |  | AN | node_8107701_200891399 | node_1303960_45_15357004_229 | 0.033 | unb_TAPWIRE_OH | 8107701 | no | no |  |  | no |  |  | 0 | 0 | 0 | 0
oh_line_TAP_OH_914565 |  | AN | node_8107701_200891401 | node_1303931_242_15357527_795 | 0.033 | unb_TAPWIRE_OH | 8107701 | no | no |  |  | no |  |  | 0 | 0 | 0 | 0
oh_line_TAP_OH_914566 |  | ABCN | node_8107701_200891403 | node_1302505_53_15324655_143 | 0.033 | unb_TAPWIRE_OH | 8107701 | no | no |  |  | no |  |  | 0 | 0 | 0 | 0
oh_line_TAP_OH_914567 |  | ABCN | node_8107701_200891409 | node_1306140_05_15339696_475 | 0.033 | unb_TAPWIRE_OH | 8107701 | no | no |  |  | no |  |  | 0 | 0 | 0 | 0
oh_line_TAP_OH_914568 |  | ABCN | node_8107701_200891411 | node_1306171_145_15340138 | 0.033 | unb_TAPWIRE_OH | 8107701 | no | no |  |  | no |  |  | 0 | 0 | 0 | 0
oh_line_TAP_OH_914570 |  | AN | node_8107701_200891422 | node_1306370_922_15342713_419 | 0.033 | unb_TAPWIRE_OH | 8107701 | no | no |  |  | no |  |  | 0 | 0 | 0 | 0
oh_line_TAP_OH_914571 |  | AN | node_8107701_200891423 | node_1306285_46_15342856_522 | 0.033 | unb_TAPWIRE_OH | 8107701 | no | no |  |  | no |  |  | 0 | 0 | 0 | 0
oh_line_TAP_OH_914572 |  | AN | node_8107701_200891425 | node_1306151_988_15343286_635 | 0.033 | unb_TAPWIRE_OH | 8107701 | no | no |  |  | no |  |  | 0 | 0 | 0 | 0
oh_line_TAP_OH_914573 |  | AN | node_8107701_200891427 | node_1306067_968_15343616_35 | 0.033 | unb_TAPWIRE_OH | 8107701 | no | no |  |  | no |  |  | 0 | 0 | 0 | 0
oh_line_TAP_OH_914574 |  | AN | node_8107701_200891429 | node_1305995_522_15344245_611 | 0.033 | unb_TAPWIRE_OH | 8107701 | no | no |  |  | no |  |  | 0 | 0 | 0 | 0
oh_line_TAP_OH_914575 |  | AN | node_8107701_200891431 | node_1305857_644_15344847_72 | 0.033 | unb_TAPWIRE_OH | 8107701 | no | no |  |  | no |  |  | 0 | 0 | 0 | 0
oh_line_TAP_OH_914576 |  | ABCN | node_8107701_200891432 | node_1302675_825_15323437_865 | 0.033 | unb_TAPWIRE_OH | 8107701 | no | no |  |  | no |  |  | 0 | 0 | 0 | 0
oh_line_TAP_OH_914577 |  | AN | node_8107701_200891434 | node_1305771_154_15345042_143 | 0.033 | unb_TAPWIRE_OH | 8107701 | no | no |  |  | no |  |  | 0 | 0 | 0 | 0
oh_line_TAP_OH_914578 |  | AN | node_8107701_200891437 | node_1305779_161_15345553_467 | 0.033 | unb_TAPWIRE_OH | 8107701 | no | no |  |  | no |  |  | 0 | 0 | 0 | 0
oh_line_TAP_OH_914579 |  | AN | node_8107701_200891440 | node_1305822_752_15346253_791 | 0.033 | unb_TAPWIRE_OH | 8107701 | no | no |  |  | no |  |  | 0 | 0 | 0 | 0
oh_line_TAP_OH_914580 |  | AN | node_8107701_200891441 | node_1305785_933_15346563_197 | 0.033 | unb_TAPWIRE_OH | 8107701 | no | no |  |  | no |  |  | 0 | 0 | 0 | 0
oh_line_TAP_OH_914581 |  | AN | node_8107701_200891445 | node_1305502_819_15347373_744 | 0.033 | unb_TAPWIRE_OH | 8107701 | no | no |  |  | no |  |  | 0 | 0 | 0 | 0
oh_line_TAP_OH_914582 |  | AN | node_8107701_200891447 | node_1305377_412_15347749_7 | 0.033 | unb_TAPWIRE_OH | 8107701 | no | no |  |  | no |  |  | 0 | 0 | 0 | 0
oh_line_TAP_OH_914583 |  | AN | node_8107701_200891454 | node_1305233_744_15348674_837 | 0.033 | unb_TAPWIRE_OH | 8107701 | no | no |  |  | no |  |  | 0 | 0 | 0 | 0
oh_line_TAP_OH_914584 |  | AN | node_8107701_200891458 | node_1305228_822_15349177_795 | 0.033 | unb_TAPWIRE_OH | 8107701 | no | no |  |  | no |  |  | 0 | 0 | 0 | 0
oh_line_TAP_OH_914585 |  | AN | node_8107701_200891462 | node_1304820_682_15350297_184 | 0.033 | unb_TAPWIRE_OH | 8107701 | no | no |  |  | no |  |  | 0 | 0 | 0 | 0
oh_line_TAP_OH_914586 |  | AN | node_8107701_200891463 | node_1304903_695_15350701_876 | 0.033 | unb_TAPWIRE_OH | 8107701 | no | no |  |  | no |  |  | 0 | 0 | 0 | 0
oh_line_TAP_OH_914587 |  | AN | node_8107701_200891465 | node_1304825_465_15351441_792 | 0.033 | unb_TAPWIRE_OH | 8107701 | no | no |  |  | no |  |  | 0 | 0 | 0 | 0
oh_line_TAP_OH_914588 |  | ABCN | node_8107701_200891466 | node_1302640_756_15323971_604 | 0.033 | unb_TAPWIRE_OH | 8107701 | no | no |  |  | no |  |  | 0 | 0 | 0 | 0
oh_line_TAP_OH_914589 |  | AN | node_8107701_200891468 | node_1304668_58_15351802_192 | 0.033 | unb_TAPWIRE_OH | 8107701 | no | no |  |  | no |  |  | 0 | 0 | 0 | 0
oh_line_TAP_OH_914590 |  | AN | node_8107701_200891471 | node_1304324_253_15351858_463 | 0.033 | unb_TAPWIRE_OH | 8107701 | no | no |  |  | no |  |  | 0 | 0 | 0 | 0
oh_line_TAP_OH_914591 |  | AN | node_8107701_200891472 | node_1304624_498_15352200_109 | 0.033 | unb_TAPWIRE_OH | 8107701 | no | no |  |  | no |  |  | 0 | 0 | 0 | 0
oh_line_TAP_OH_914592 |  | AN | node_8107701_200891474 | node_1304557_806_15352448_303 | 0.033 | unb_TAPWIRE_OH | 8107701 | no | no |  |  | no |  |  | 0 | 0 | 0 | 0
oh_line_TAP_OH_914593 |  | AN | node_8107701_200891477 | node_1304462_161_15352812_863 | 0.033 | unb_TAPWIRE_OH | 8107701 | no | no |  |  | no |  |  | 0 | 0 | 0 | 0
oh_line_TAP_OH_914594 |  | AN | node_8107701_200891481 | node_1304339_474_15353293_631 | 0.033 | unb_TAPWIRE_OH | 8107701 | no | no |  |  | no |  |  | 0 | 0 | 0 | 0
oh_line_TAP_OH_914595 |  | AN | node_8107701_200891483 | node_1304280_331_15353679_023 | 0.033 | unb_TAPWIRE_OH | 8107701 | no | no |  |  | no |  |  | 0 | 0 | 0 | 0
oh_line_TAP_OH_914596 |  | AN | node_8107701_200891486 | node_1304259_578_15354067_943 | 0.033 | unb_TAPWIRE_OH | 8107701 | no | no |  |  | no |  |  | 0 | 0 | 0 | 0
oh_line_TAP_OH_914597 |  | AN | node_8107701_200891489 | node_1304202_786_15355218_211 | 0.033 | unb_TAPWIRE_OH | 8107701 | no | no |  |  | no |  |  | 0 | 0 | 0 | 0
oh_line_TAP_OH_914598 |  | AN | node_8107701_200891494 | node_1305348_802_15331998_698 | 0.033 | unb_TAPWIRE_OH | 8107701 | no | no |  |  | no |  |  | 0 | 0 | 0 | 0
oh_line_TAP_OH_914599 |  | AN | node_8107701_200891495 | node_1305530_269_15332299_341 | 0.033 | unb_TAPWIRE_OH | 8107701 | no | no |  |  | no |  |  | 0 | 0 | 0 | 0
oh_line_TAP_OH_914600 |  | AN | node_8107701_200891498 | node_1305646_553_15332626_659 | 0.033 | unb_TAPWIRE_OH | 8107701 | no | no |  |  | no |  |  | 0 | 0 | 0 | 0
oh_line_TAP_OH_914601 |  | AN | node_8107701_200891502 | node_1306314_407_15332991_54 | 0.033 | unb_TAPWIRE_OH | 8107701 | no | no |  |  | no |  |  | 0 | 0 | 0 | 0
oh_line_TAP_OH_914602 |  | AN | node_8107701_200891504 | node_1305942_987_15333101_351 | 0.033 | unb_TAPWIRE_OH | 8107701 | no | no |  |  | no |  |  | 0 | 0 | 0 | 0
oh_line_TAP_OH_914603 |  | AN | node_8107701_200891507 | node_1306426_673_15334454_843 | 0.033 | unb_TAPWIRE_OH | 8107701 | no | no |  |  | no |  |  | 0 | 0 | 0 | 0
oh_line_TAP_OH_914604 |  | AN | node_8107701_200891509 | node_1306518_245_15334831_923 | 0.033 | unb_TAPWIRE_OH | 8107701 | no | no |  |  | no |  |  | 0 | 0 | 0 | 0
oh_line_TAP_OH_914605 |  | AN | node_8107701_200891510 | node_1304431_707_15330323_417 | 0.033 | unb_TAPWIRE_OH | 8107701 | no | no |  |  | no |  |  | 0 | 0 | 0 | 0
oh_line_TAP_OH_914606 |  | AN | node_8107701_200891511 | node_1304563_266_15330550_842 | 0.033 | unb_TAPWIRE_OH | 8107701 | no | no |  |  | no |  |  | 0 | 0 | 0 | 0
oh_line_TAP_OH_914607 |  | AN | node_8107701_200891513 | node_1304832_404_15330699_313 | 0.033 | unb_TAPWIRE_OH | 8107701 | no | no |  |  | no |  |  | 0 | 0 | 0 | 0
oh_line_TAP_OH_916431 |  | ABCN | node_8107701_200897460 | node_1302753_77_15321203_156 | 0.033 | unb_TAPWIRE_OH | 8107701 | no | no |  |  | no |  |  | 0 | 0 | 0 | 0
oh_line_TAP_OH_916432 |  | ABCN | node_8107701_200897464 | node_1302764_823_15321859_751 | 0.033 | unb_TAPWIRE_OH | 8107701 | no | no |  |  | no |  |  | 0 | 0 | 0 | 0
oh_line_TAP_OH_916433 |  | ABCN | node_8107701_200897467 | node_1302734_141_15322460_203 | 0.033 | unb_TAPWIRE_OH | 8107701 | no | no |  |  | no |  |  | 0 | 0 | 0 | 0
oh_line_TAP_OH_916434 |  | AN | node_8107701_200897469 | node_1302444_83_15322381_085 | 0.033 | unb_TAPWIRE_OH | 8107701 | no | no |  |  | no |  |  | 0 | 0 | 0 | 0
oh_line_TAP_OH_916435 |  | ABCN | node_8107701_200897471 | node_1302712_261_15322794_029 | 0.033 | unb_TAPWIRE_OH | 8107701 | no | no |  |  | no |  |  | 0 | 0 | 0 | 0
oh_line_TAP_OH_919224 |  | AN | node_8107701_200906248 | node_1296091_11_15365926_708 | 0.033 | unb_TAPWIRE_OH | 8107701 | no | no |  |  | no |  |  | 0 | 0 | 0 | 0
oh_line_TAP_OH_919225 |  | AN | node_8107701_200906252 | node_1295071_333_15366328_147 | 0.033 | unb_TAPWIRE_OH | 8107701 | no | no |  |  | no |  |  | 0 | 0 | 0 | 0
oh_line_TAP_OH_919226 |  | AN | node_8107701_200906254 | node_1294372_919_15366141_543 | 0.033 | unb_TAPWIRE_OH | 8107701 | no | no |  |  | no |  |  | 0 | 0 | 0 | 0
oh_line_TAP_OH_920132 |  | AN | node_8107701_200946498 | node_1303634_038_15360891_429 | 0.033 | unb_TAPWIRE_OH | 8107701 | no | no |  |  | no |  |  | 0 | 0 | 0 | 0
oh_line_TAP_OH_920162 |  | AN | node_8107701_200946938 | node_1302615_834_15342936_735 | 0.033 | unb_TAPWIRE_OH | 8107701 | no | no |  |  | no |  |  | 0 | 0 | 0 | 0
oh_line_TAP_OH_920473 |  | AN | node_8107701_200948253 | node_1305088_405_15350007_063 | 0.033 | unb_TAPWIRE_OH | 8107701 | no | no |  |  | no |  |  | 0 | 0 | 0 | 0
oh_line_TAP_OH_920536 |  | AN | node_8107701_200948630 | node_1280638_623_15347527_497 | 0.033 | unb_TAPWIRE_OH | 8107701 | no | no |  |  | no |  |  | 0 | 0 | 0 | 0
oh_line_TAP_OH_922324 |  | AN | node_8107701_200961288 | node_1287404_414_15351125_547 | 0.033 | unb_TAPWIRE_OH | 8107701 | no | no |  |  | no |  |  | 0 | 0 | 0 | 0
oh_line_TAP_OH_922528 |  | AN | node_8107701_200962228 | node_1302576_36_15323317_999 | 0.033 | unb_TAPWIRE_OH | 8107701 | no | no |  |  | no |  |  | 0 | 0 | 0 | 0
oh_line_TAP_OH_922978 |  | AN | node_8107701_200964356 | node_1290377_476_15357889_594 | 0.033 | unb_TAPWIRE_OH | 8107701 | no | no |  |  | no |  |  | 0 | 0 | 0 | 0
oh_line_TAP_OH_925498 |  | AN | node_8107701_200978005 | node_1284884_793_15353993_828 | 0.033 | unb_TAPWIRE_OH | 8107701 | no | no |  |  | no |  |  | 0 | 0 | 0 | 0
oh_line_TAP_OH_925499 |  | AN | node_8107701_200978007 | node_1284395_843_15353974_783 | 0.033 | unb_TAPWIRE_OH | 8107701 | no | no |  |  | no |  |  | 0 | 0 | 0 | 0
oh_line_TAP_OH_926533 |  | AN | node_8107701_200983136 | node_1302068_385_15340270_672 | 0.033 | unb_TAPWIRE_OH | 8107701 | no | no |  |  | no |  |  | 0 | 0 | 0 | 0
oh_line_TAP_OH_928707 |  | AN | node_8107701_201010665 | node_1302192_087_15338990_605 | 0.033 | unb_TAPWIRE_OH | 8107701 | no | no |  |  | no |  |  | 0 | 0 | 0 | 0
oh_line_TAP_OH_932322 |  | AN | node_8107701_201027877 | node_1296333_28_15338658_717 | 0.033 | unb_TAPWIRE_OH | 8107701 | no | no |  |  | no |  |  | 0 | 0 | 0 | 0
oh_line_TAP_OH_934704 |  | AN | node_8107701_201044636 | node_1284886_358_15346593_305 | 0.033 | unb_TAPWIRE_OH | 8107701 | no | no |  |  | no |  |  | 0 | 0 | 0 | 0
oh_line_TAP_OH_934735 |  | AN | node_8107701_201044879 | node_1289751_328_15349845_181 | 0.033 | unb_TAPWIRE_OH | 8107701 | no | no |  |  | no |  |  | 0 | 0 | 0 | 0
oh_line_TAP_OH_1448823 |  | ABCN | node_8107701_200889010 | node_1302162_409_15331922_596 | 0.033 | unb_TAPWIRE_OH | 8107701 | no | no |  |  | no |  |  | 0 | 0 | 0 | 0
oh_line_TAP_OH_1578836 |  | AN | node_8107701_310020706 | node_1294972_707_15338619_784 | 0.033 | unb_TAPWIRE_OH | 8107701 | no | no |  |  | no |  |  | 0 | 0 | 0 | 0
oh_line_TAP_OH_1653645 |  | AN | node_8107701_310025620 | node_1301343_21_15341771_018 | 0.033 | unb_TAPWIRE_OH | 8107701 | no | no |  |  | no |  |  | 0 | 0 | 0 | 0
oh_line_TAP_OH_2214528 |  | ABCN | node_8107701_200889788 | node_1302661_417_15327318_788 | 0.033 | unb_TAPWIRE_OH | 8107701 | no | no |  |  | no |  |  | 0 | 0 | 0 | 0
oh_line_TAP_OH_2214529 |  | ABCN | node_8107701_200889788 | node_1302658_948_15327345_179 | 0.033 | unb_TAPWIRE_OH | 8107701 | no | no |  |  | no |  |  | 0 | 0 | 0 | 0
oh_line_TAP_OH_2214530 |  | ABCN | node_8107701_200891416 | node_1306304_101_15341207_26 | 0.033 | unb_TAPWIRE_OH | 8107701 | no | no |  |  | no |  |  | 0 | 0 | 0 | 0
oh_line_TAP_OH_2214531 |  | ABCN | node_8107701_200891416 | node_1306304_054_15341233_887 | 0.033 | unb_TAPWIRE_OH | 8107701 | no | no |  |  | no |  |  | 0 | 0 | 0 | 0
oh_line_TAP_OH_2556561 |  | ABCN | node_8107701_200889859 | node_1305761_096_15337604_59 | 0.033 | unb_TAPWIRE_OH | 8107701 | no | no |  |  | no |  |  | 0 | 0 | 0 | 0
oh_line_TAP_OH_2556562 |  | AN | node_8107701_200976181 | node_1292707_693_15355535_257 | 0.033 | unb_TAPWIRE_OH | 8107701 | no | no |  |  | no |  |  | 0 | 0 | 0 | 0
oh_line_TAP_OH_2556563 |  | AN | node_8107701_200890032 | node_1286940_827_15359077_239 | 0.033 | unb_TAPWIRE_OH | 8107701 | no | no |  |  | no |  |  | 0 | 0 | 0 | 0
oh_line_TAP_OH_2692978 |  | AN | node_8107701_200889369 | node_1305332_041_15340550_39 | 0.033 | unb_TAPWIRE_OH | 8107701 | no | no |  |  | no |  |  | 0 | 0 | 0 | 0
oh_line_TAP_OH_2818201 |  | AN | node_8107701_200889135 | node_1283021_95_15348005_519 | 0.033 | unb_TAPWIRE_OH | 8107701 | no | no |  |  | no |  |  | 0 | 0 | 0 | 0
oh_line_TAP_OH_2822610 |  | AN | node_8107701_311872526 | node_1300376_094_15329778_652 | 0.033 | unb_TAPWIRE_OH | 8107701 | no | no |  |  | no |  |  | 0 | 0 | 0 | 0
oh_line_TAP_OH_3368928 |  | AN | node_8107701_311932090 | node_1302086_297_15343144_431 | 0.033 | unb_TAPWIRE_OH | 8107701 | no | no |  |  | no |  |  | 0 | 0 | 0 | 0
oh_line_TAP_OH_3719422 |  | ABCN | node_8107701_200889835 | node_1305060_978_15333432_18 | 0.033 | unb_TAPWIRE_OH | 8107701 | no | no |  |  | no |  |  | 0 | 0 | 0 | 0
oh_line_TAP_OH_3856646 |  | ABCN | node_8107701_200889824 | node_1304156_076_15331543_178 | 0.033 | unb_TAPWIRE_OH | 8107701 | no | no |  |  | no |  |  | 0 | 0 | 0 | 0
oh_line_TAP_OH_4108717 |  | AN | node_8107701_200889049 | node_1286782_748_15360078_86 | 0.033 | unb_TAPWIRE_OH | 8107701 | no | no |  |  | no |  |  | 0 | 0 | 0 | 0
oh_line_TAP_OH_4151917 |  | AN | node_8107701_200889346 | node_1292266_285_15357733_118 | 0.033 | unb_TAPWIRE_OH | 8107701 | no | no |  |  | no |  |  | 0 | 0 | 0 | 0
oh_line_TAP_OH_4506745 |  | AN | node_8107701_200890022 | node_1292215_836_15355363_521 | 0.033 | unb_TAPWIRE_OH | 8107701 | no | no |  |  | no |  |  | 0 | 0 | 0 | 0
oh_line_TAP_OH_4638363 |  | AN | node_8107701_312076912 | node_1286724_647_15359171_349 | 0.033 | unb_TAPWIRE_OH | 8107701 | no | no |  |  | no |  |  | 0 | 0 | 0 | 0
oh_line_TAP_OH_4840774 |  | ABCN | node_8107701_200889790 | node_1302632_854_15327502_988 | 0.033 | unb_TAPWIRE_OH | 8107701 | no | no |  |  | no |  |  | 0 | 0 | 0 | 0
oh_line_TAP_OH_5556835 |  | ABCN | node_8107701_312091473 | node_1302452_419_15327584_09 | 0.033 | unb_TAPWIRE_OH | 8107701 | no | no |  |  | no |  |  | 0 | 0 | 0 | 0

## overhead_line_conductor
data_type | static
owner_type | feeder
owner | 8107701
object | overhead_line_conductor
name | groupid | geometric_mean_radius | resistance | diameter | rating_summer_continuous | rating_summer_emergency | rating_winter_continuous | rating_winter_emergency | dcircuit | selected | comments
oh_cond_1/0_AAAC |  | 0.012 | 0.876 | 0.398 | 235 | 235 | 310 | 310 |  | no
oh_cond_1/0_ACSR |  | 0.012 | 0.888 | 0.398 | 265 | 265 | 330 | 330 |  | no
oh_cond_2/0_CU |  | 0.013 | 0.44 | 0.414 | 295 | 295 | 425 | 425 |  | no
oh_cond_2_ACSR |  | 0.01 | 1.41 | 0.325 | 195 | 195 | 245 | 245 |  | no
oh_cond_3_#7_CWD_30% |  | 0.005 | 3.07 | 0.311 | 125 | 125 | 195 | 195 |  | no
oh_cond_3_#104_CWD |  | 0.003 | 5.945 | 0.224 | 90 | 90 | 130 | 130 |  | no
oh_cond_3_#128_CWD |  | 0.004 | 3.873 | 0.276 | 120 | 120 | 160 | 160 |  | no
oh_cond_4/0_AAAC |  | 0.017 | 0.439 | 0.563 | 365 | 365 | 480 | 480 |  | no
oh_cond_4/0_ACSR |  | 0.017 | 0.445 | 0.563 | 410 | 410 | 515 | 515 |  | no
oh_cond_4/0_AL |  | 0.016 | 0.442 | 0.522 | 365 | 365 | 480 | 480 |  | no
oh_cond_4A_CWD |  | 0.006 | 1.395 | 0.29 | 150 | 150 | 220 | 220 |  | no
oh_cond_4_ACSR |  | 0.008 | 2.24 | 0.25 | 145 | 145 | 185 | 185 |  | no
oh_cond_6D_CWD |  | 0.004 | 2.22 | 0.276 | 120 | 120 | 170 | 170 |  | no
oh_cond_8D_CWD |  | 0.004 | 3.51 | 0.219 | 85 | 85 | 135 | 135 |  | no
oh_cond_477_ACSR |  | 0.028 | 0.196 | 0.849 | 695 | 695 | 880 | 880 |  | no
oh_cond_477_MCM_AL |  | 0.025 | 0.198 | 0.792 | 605 | 605 | 810 | 810 |  | no
oh_cond_WP-4/0-CU |  | 0.015 | 0.273 | 0.81 | 340 | 340 | 390 | 390 |  | no

## recloser
data_type | static
owner_type | feeder
owner | 8107701
object | recloser
name | groupid | phases | fr | to | phase_A_state | phase_B_state | phase_C_state | operating_mode | retry_time | max_number_of_tries | status | dcircuit | selected | monitored | monitored_fields | class_monitored_fields | played | played_fields | comments
recloser_513-R1-312091501 |  | ABCN | node_intto1_8107701_312091473 | node_8107701_312091473 | CLOSED | CLOSED | CLOSED | INDIVIDUAL |  |  |  | 8107701 | no | no |  |  | no
recloser_S513A7_NO-220411228 |  | ABCN | node_intto1_8107701_200897462 | node_8107701_200897462 | CLOSED | CLOSED | CLOSED | INDIVIDUAL |  |  |  | 8107701 | no | no |  |  | no

## regulator
data_type | static
owner_type | feeder
owner | 8107701
object | regulator
name | groupid | phases | fr | to | configuration | sense_node | dcircuit | selected | monitored | monitored_fields | class_monitored_fields | played | played_fields | comments
regulator_220370724 |  | AD | node_intto1_8107701_200888520 | node_8107701_200888520 | config_regulator_220370724 |  | 8107701 | no | no |  |  | no
regulator_220370725 |  | AD | node_intto1_8107701_200888958 | node_8107701_200888958 | config_regulator_220370725 |  | 8107701 | no | no |  |  | no
regulator_220370726 |  | AD | node_intto1_8107701_201044879 | node_8107701_201044879 | config_regulator_220370726 |  | 8107701 | no | no |  |  | no
regulator_220370731 |  | AD | node_intto1_8107701_200891424 | node_8107701_200891424 | config_regulator_220370731 |  | 8107701 | no | no |  |  | no
regulator_220370744 |  | ABCN | node_intto1_220370744 | node_220370744 | config_regulator_220370744 |  | 8107701 | no | no |  |  | no
regulator_312091458 |  | AD | node_intto1_8107701_200888925 | node_8107701_200888925 | config_regulator_312091458 |  | 8107701 | no | no |  |  | no

## regulator_configuration
data_type | static
owner_type | feeder
owner | 8107701
object | regulator_configuration
name | groupid | connect_type | band_center | band_width | time_delay | dwell_time | raise_taps | lower_taps | current_transducer_ratio | power_transducer_ratio | compensator_r_setting_A | compensator_x_setting_A | compensator_r_setting_B | compensator_x_setting_B | compensator_r_setting_C | compensator_x_setting_C | CT_phase | PT_phase | regulation | control_level | Control | Type | tap_pos_A | tap_pos_B | tap_pos_C | dcircuit | selected | comments
config_regulator_220370724 |  | WYE_WYE | 123 | 3 |  |  | 16 | 16 | 50 | 40 | 0 | 0 | 0 | 0 | 0 | 0 | A | A | 0.1 | INDIVIDUAL | OUTPUT_VOLTAGE | A | 0 | 0 | 0 |  | no
config_regulator_220370725 |  | WYE_WYE | 123 | 3 |  |  | 16 | 16 | 250 | 40 | 0 | 0 | 0 | 0 | 0 | 0 | A | A | 0.1 | INDIVIDUAL | OUTPUT_VOLTAGE | A | 0 | 0 | 0 |  | no
config_regulator_220370726 |  | WYE_WYE | 123 | 3 |  |  | 16 | 16 | 100 | 40 | 0 | 0 | 0 | 0 | 0 | 0 | A | A | 0.1 | INDIVIDUAL | OUTPUT_VOLTAGE | A | 0 | 0 | 0 |  | no
config_regulator_220370731 |  | WYE_WYE | 123 | 3 |  |  | 16 | 16 | 100 | 40 | 0 | 0 | 0 | 0 | 0 | 0 | A | A | 0.1 | INDIVIDUAL | OUTPUT_VOLTAGE | A | 0 | 0 | 0 |  | no
config_regulator_220370744 |  | WYE_WYE | 123 | 3 |  |  | 16 | 16 | 200 | 166 | 0 | 0 | 0 | 0 | 0 | 0 | A | A | 0.1 | INDIVIDUAL | OUTPUT_VOLTAGE | A | 0 | 0 | 0 |  | no
config_regulator_312091458 |  | WYE_WYE | 123 | 3 |  |  | 16 | 16 | 250 | 60 | 0 | 0 | 0 | 0 | 0 | 0 | A | A | 0.1 | INDIVIDUAL | OUTPUT_VOLTAGE | A | 0 | 0 | 0 |  | no

## switch
data_type | static
owner_type | feeder
owner | 8107701
object | switch
name | groupid | phases | fr | to | phase_A_state | phase_B_state | phase_C_state | operating_mode | status | dcircuit | selected | monitored | monitored_fields | class_monitored_fields | played | played_fields | comments
switch_513AX3-220557338 |  | ABCN | node_intto1_8107701_200889803 | node_8107701_200889803 | CLOSED | CLOSED | CLOSED | INDIVIDUAL |  | 8107701 | no | no |  |  | no
switch_513AX4-220557339 |  | ABCN | node_intto1_8107701_200889818 | node_8107701_200889818 | CLOSED | CLOSED | CLOSED | INDIVIDUAL |  | 8107701 | no | no |  |  | no
switch_51385-220415636 |  | ABCN | node_intto1_8107701_200912205 | node_8107701_200912205 | CLOSED | CLOSED | CLOSED | INDIVIDUAL |  | 8107701 | no | no |  |  | no
switch_220415323 |  | AD | node_intto1_8107701_200891399 | node_8107701_200891399 | CLOSED | CLOSED | CLOSED | INDIVIDUAL |  | 8107701 | no | no |  |  | no
switch_220415371 |  | AD | node_intto1_8107701_200948253 | node_8107701_200948253 | CLOSED | CLOSED | CLOSED | INDIVIDUAL |  | 8107701 | no | no |  |  | no
switch_220415518 |  | AD | node_intto1_8107701_200888998 | node_8107701_200888998 | CLOSED | CLOSED | CLOSED | INDIVIDUAL |  | 8107701 | no | no |  |  | no
switch_220415634 |  | ABCN | node_intto1_220415634 | node_220415634 | CLOSED | CLOSED | CLOSED | INDIVIDUAL |  | 8107701 | no | no |  |  | no
switch_220557337 |  | ABCN | node_intto1_8107701_200889701 | node_8107701_200889701 | CLOSED | CLOSED | CLOSED | INDIVIDUAL |  | 8107701 | no | no |  |  | no
switch_S513A7_NO-220415648 |  | ABCN | node_intto1_8107701_200951574 | node_8107701_200951574 | CLOSED | CLOSED | CLOSED | INDIVIDUAL |  | 8107701 | no | no |  |  | no

## transformer
data_type | static
owner_type | feeder
owner | 8107701
object | transformer
name | groupid | phases | fr | to | configuration | climate | aging_constant | use_thermal_model | aging_granularity | dcircuit | selected | monitored | monitored_fields | class_monitored_fields | played | played_fields | comments
transformer_220463215 |  | AN | node_220463215 | node_intto1_220463215 | config_transformer_220463215 |  | 0 |  | 0 | 8107701 | no | no |  |  | no
transformer_220465233 |  | AN | node_220465233 | node_intto1_220465233 | config_transformer_220465233 |  | 0 |  | 0 | 8107701 | no | no |  |  | no
transformer_220465242 |  | AN | node_220465242 | node_intto1_220465242 | config_transformer_220465242 |  | 0 |  | 0 | 8107701 | no | no |  |  | no
transformer_220465455 |  | AN | node_220465455 | node_intto1_220465455 | config_transformer_220465455 |  | 0 |  | 0 | 8107701 | no | no |  |  | no
transformer_220523545 |  | AN | node_intto1_220523545 | node_220523545 | config_transformer_220523545 |  | 0 |  | 0 | 8107701 | no | no |  |  | no
transformer_220655300 |  | ABCN | node_220655300 | node_intto1_220655300 | config_transformer_220655300 |  | 0 |  | 0 | 8107701 | no | no |  |  | no

## transformer_configuration
data_type | static
owner_type | feeder
owner | 8107701
object | transformer_configuration
name | groupid | connect_type | install_type | coolant_type | cooling_type | primary_voltage | secondary_voltage | power_rating | powerA_rating | powerB_rating | powerC_rating | impedance | shunt_impedance | core_coil_weight | tank_fittings_weight | oil_volume | rated_winding_time_constant | rated_winding_hot_spot_rise | rated_top_oil_rise | no_load_loss | full_load_loss | reactance_resistance_ratio | installed_insulation_life | dcircuit | selected | comments
config_transformer_220463215 |  | DELTA_GWYE |  |  |  | 4800 | 34500 | 167 | 0 | 0 | 0 | 0.004+0.04j | 0 | 0 | 0 | 0 | 0 | 0 | 0 | 0 | 0 | 10 | 0 |  | no
config_transformer_220465233 |  | DELTA_GWYE |  |  |  | 4800 | 34500 | 100 | 0 | 0 | 0 | 0.004+0.04j | 0 | 0 | 0 | 0 | 0 | 0 | 0 | 0 | 0 | 10 | 0 |  | no
config_transformer_220465242 |  | DELTA_GWYE |  |  |  | 4800 | 34500 | 100 | 0 | 0 | 0 | 0.004+0.04j | 0 | 0 | 0 | 0 | 0 | 0 | 0 | 0 | 0 | 10 | 0 |  | no
config_transformer_220465455 |  | DELTA_GWYE |  |  |  | 4800 | 34500 | 500 | 0 | 0 | 0 | 0.005+0.047j | 0 | 0 | 0 | 0 | 0 | 0 | 0 | 0 | 0 | 10 | 0 |  | no
config_transformer_220523545 |  | WYE_WYE |  |  |  | 34500 | 12470 | 100 | 0 | 0 | 0 | 0.004+0.04j | 0 | 0 | 0 | 0 | 0 | 0 | 0 | 0 | 0 | 10 | 0 |  | no
config_transformer_220655300 |  | DELTA_GWYE |  |  |  | 4800 | 34500 | 1500 | 0 | 0 | 0 | 0.005+0.047j | 0 | 0 | 0 | 0 | 0 | 0 | 0 | 0 | 0 | 10 | 0 |  | no

## underground_line
data_type | static
owner_type | feeder
owner | 8107701
object | underground_line
name | groupid | phases | fr | to | length | configuration | dcircuit | selected | monitored | monitored_fields | class_monitored_fields | played | played_fields | comments
und_line_8107701_200888856 |  | AN | node_8107701_200971967 | node_8107701_200888856 | 296.87 | und_1P_2ALURD_2AL(N) | 8107701 | no | no |  |  | no
und_line_8107701_200891387 |  | AN | node_8107701_200891439 | node_intto1_8107701_200891387 | 880.528 | und_1P_2ALURD | 8107701 | no | no |  |  | no
und_line_8107701_200891491 |  | AN | node_8107701_200891517 | node_intto1_8107701_200891491 | 577.969 | und_1P_2ALURD | 8107701 | no | no |  |  | no
und_line_8107701_200891492 |  | AN | node_8107701_200891491 | node_8107701_200891492 | 1497.773 | und_1P_2ALURD | 8107701 | no | no |  |  | no
und_line_8107701_200950434 |  | AN | node_8107701_200950435 | node_intto1_8107701_200950434 | 598.49 | und_1P_DELTACUST | 8107701 | no | no |  |  | no
und_line_8107701_200959852 |  | AN | node_8107701_200959851 | node_8107701_200959852 | 338.487 | und_1P_DELTACUST | 8107701 | no | no |  |  | no
und_line_8107701_200965389 |  | AN | node_8107701_200956011 | node_intto1_8107701_200965389 | 385.26 | und_1P_DELTACUST | 8107701 | no | no |  |  | no
und_line_8107701_200971967 |  | AN | node_8107701_311914648 | node_8107701_200971967 | 334.899 | und_1P_2ALURD_2AL(N) | 8107701 | no | no |  |  | no
und_line_8107701_200972337 |  | AN | node_8107701_200889131 | node_intto1_8107701_200972337 | 525.676 | und_1P_DELTACUST | 8107701 | no | no |  |  | no
und_line_8107701_200972537 |  | AN | node_8107701_200889965 | node_intto1_8107701_200972537 | 816.199 | und_1P_DELTACUST | 8107701 | no | no |  |  | no
und_line_8107701_200972593 |  | AN | node_8107701_200889090 | node_intto1_8107701_200972593 | 792.52 | und_1P_DELTACUST | 8107701 | no | no |  |  | no
und_line_8107701_200972616 |  | AN | node_8107701_200889146 | node_intto1_8107701_200972616 | 367.058 | und_1P_DELTACUST | 8107701 | no | no |  |  | no
und_line_8107701_201016232 |  | AN | node_8107701_200889149 | node_intto1_8107701_201016232 | 197.525 | und_1P_DELTACUST | 8107701 | no | no |  |  | no
und_line_8107701_311855005 |  | AN | node_8107701_200962228 | node_8107701_311855005 | 329.104 | und_1P_WYECUST | 8107701 | no | no |  |  | no
und_line_TAP_UG_59718 |  | AN | node_8107701_200888856 | node_1303462_835_15329312_963 | 0.033 | und_TAPWIRE_UG | 8107701 | no | no |  |  | no
und_line_TAP_UG_59739 |  | AN | node_8107701_200891387 | node_1306729_359_15345880_443 | 0.033 | und_TAPWIRE_UG | 8107701 | no | no |  |  | no
und_line_TAP_UG_59740 |  | AN | node_8107701_200891491 | node_1305730_524_15331484_366 | 0.033 | und_TAPWIRE_UG | 8107701 | no | no |  |  | no
und_line_TAP_UG_59741 |  | AN | node_8107701_200891492 | node_1307229_58_15330774_692 | 0.033 | und_TAPWIRE_UG | 8107701 | no | no |  |  | no
und_line_TAP_UG_59957 |  | AN | node_8107701_200950434 | node_1305125_717_15352579_212 | 0.033 | und_TAPWIRE_UG | 8107701 | no | no |  |  | no
und_line_TAP_UG_60156 |  | AN | node_8107701_200959852 | node_1292357_334_15356607_927 | 0.033 | und_TAPWIRE_UG | 8107701 | no | no |  |  | no
und_line_TAP_UG_60494 |  | AN | node_8107701_200965389 | node_1303827_186_15351260_281 | 0.033 | und_TAPWIRE_UG | 8107701 | no | no |  |  | no
und_line_TAP_UG_61009 |  | AN | node_8107701_200971967 | node_1303129_077_15329283_685 | 0.033 | und_TAPWIRE_UG | 8107701 | no | no |  |  | no
und_line_TAP_UG_61122 |  | AN | node_8107701_200972337 | node_1284193_061_15348029_96 | 0.033 | und_TAPWIRE_UG | 8107701 | no | no |  |  | no
und_line_TAP_UG_61209 |  | AN | node_8107701_200972537 | node_1283254_299_15354623_586 | 0.033 | und_TAPWIRE_UG | 8107701 | no | no |  |  | no
und_line_TAP_UG_61250 |  | AN | node_8107701_200972593 | node_1297398_111_15349162_612 | 0.033 | und_TAPWIRE_UG | 8107701 | no | no |  |  | no
und_line_TAP_UG_61268 |  | AN | node_8107701_200972616 | node_1280756_958_15347062_542 | 0.033 | und_TAPWIRE_UG | 8107701 | no | no |  |  | no
und_line_TAP_UG_64668 |  | AN | node_8107701_201016232 | node_1280387_524_15347098_724 | 0.033 | und_TAPWIRE_UG | 8107701 | no | no |  |  | no

## underground_line_conductor
data_type | static
owner_type | feeder
owner | 8107701
object | underground_line_conductor
name | groupid | outer_diameter | conductor_gmr | conductor_diameter | conductor_resistance | neutral_gmr | neutral_diameter | neutral_resistance | neutral_strands | insulation_relative_permitivitty | shield_gmr | shield_resistance | rating_summer_continuous | rating_summer_emergency | rating_winter_continuous | rating_winter_emergency | dcircuit | selected | comments
und_cond_1P_2ALURD | [12 empty] | 125 | 125 | 140 | 140 |  | no
und_cond_1P_2ALURD_2AL(N) | [12 empty] | 125 | 125 | 140 | 140 |  | no
und_cond_1P_DELTACUST | [12 empty] | 685 | 685 | 685 | 685 |  | no
und_cond_1P_WYECUST | [12 empty] | 685 | 685 | 685 | 685 |  | no
und_cond_TAPWIRE_UG | [12 empty] | 99999999 | 99999999 | 99999999 | 99999999 |  | no