## capacitor
data_type | static
owner_type | feeder
owner | 8101301
object | capacitor
name | groupid | parent | phases | nominal_voltage | pt_phase | phases_connected | switchA | switchB | switchC | control | voltage_set_high | voltage_set_low | VAr_set_high | VAr_set_low | current_set_high | current_set_low | capacitor_A | capacitor_B | capacitor_C | cap_nominal_voltage | time_delay | dwell_time | lockout_time | remote_sense | remote_sense_B | control_level | dcircuit | selected | monitored | monitored_fields | class_monitored_fields | played | played_fields | comments
cap_220599834 |  | node_1348745_712_15297070_792 | ABCN | 0 |  | ABCN | CLOSED | CLOSED | CLOSED | MANUAL | [6 empty] | 100000 | 100000 | 100000 | 7200 | [6 empty] | 8101301 | no | no |  |  | no
cap_220600382 |  | node_1347812_378_15290096_837 | ABCN | 0 |  | ABCN | CLOSED | CLOSED | CLOSED | MANUAL | [6 empty] | 100000 | 100000 | 100000 | 7200 | [6 empty] | 8101301 | no | no |  |  | no

## feeder
data_type | static
owner_type | feeder
owner | 8101301
object | feeder
name | transmission_bus | ARC | ADR | slack_bus | nom_voltages | num_nodes | num_ohlines | num_uglines | num_transformers | num_generators | num_pvs | num_storages | num_loads | miles | mw | mvar | losses_mw | losses_mvar | comments | use_feeder_load_shape | load_shape_scale | use_feeder_pv_shape | pv_shape_scale | description | restore_time | griddisconnect_scenario_probability | gridconnect_scenario_probability | use_energy_not_served | VOLL | discount_rate | yearly_load_growth_percent | planning_horizon | enable_traditional_project_deferral | lifetime_of_investment_years | start_year | base_year | year_the_investment_is_committed | revenue_requirement_scaling_factor | discount_rate | inflation_rate_for_investment | traditional_project_invested_capital | periodicity_of_investment_in_years | priority | maximum_total_investment_cost | DER_portfolio_NPV | DER_portfolio_BC_ratio | total_system_energy_avoided_cost_NPV | total_system_capacity_avoided_cost_NPV | total_system_ancillary_services_avoided_cost_NPV | total_system_CO2_avoided_cost_NPV | total_system_loss_of_load_avoided_cost_NPV | total_system_distribution_capacity_avoided_cost_NPV | total_system_investment_and_operational_cost_NPV | feeder_solar_pv_operating_cost_USdollarperkWh | feeder_energy_storage_operating_cost_USdollarperkWh | feeder_distributed_generator_operating_cost_USdollarperkWh | feeder_distributed_generator_CO2_cost_USdollarperkWh | feeder_demand_response_operating_cost_USdollarperkWh | feeder_solar_pv_investment_cost_USdollarperkW | feeder_energy_storage_investment_cost_USdollarperkW | feeder_distributed_generator_investment_cost_USdollarperkW | feeder_demand_response_investment_cost_USdollarperkW
8101301 |  | ts_slack | none | node_SOURCE_8101301 | 7199.558 | 598 | 464 | 96 | 0 | 0 | 0 | 0 | 160 | 10.823 | 6.679 | 2.845 | 0 | 0 |  | 0 | 0 | 1 | 0 |  | 0 | 0 | 0 | 0 | 0 | 0 | 0 | 0 | 0 | 0 | 0 | 0 | 0 | 0 | 0 | 0 | 0 | 0 | 0 | 999999999 | 0 | 0 | 0 | 0 | 0 | 0 | 0 | 0 | 0 | 0 | 0 | 0 | 0 | 0 | 0 | 0 | 0 | 0

## fuse
data_type | static
owner_type | feeder
owner | 8101301
object | fuse
name | groupid | phases | fr | to | phase_A_status | phase_B_status | phase_C_status | repair_dist_type | current_limit | mean_replacement_time | status | dcircuit | selected | monitored | monitored_fields | class_monitored_fields | played | played_fields | comments
fuse_220388156 |  | AN | node_intto1_8101301_200848933 | node_8101301_200848933 | GOOD | GOOD | GOOD |  | 100 |  |  | 8101301 | no | no |  |  | no
fuse_220388161 |  | ABCN | node_intto1_8101301_200849350 | node_8101301_200849350 | GOOD | GOOD | GOOD |  | 15 |  |  | 8101301 | no | no |  |  | no
fuse_220388170 |  | AN | node_intto1_8101301_200849220 | node_8101301_200849220 | GOOD | GOOD | GOOD |  | 125 |  |  | 8101301 | no | no |  |  | no
fuse_220388171 |  | AN | node_intto1_8101301_200849253 | node_8101301_200849253 | GOOD | GOOD | GOOD |  | 85 |  |  | 8101301 | no | no |  |  | no
fuse_220388172 |  | AN | node_intto1_8101301_200849314 | node_8101301_200849314 | GOOD | GOOD | GOOD |  | 85 |  |  | 8101301 | no | no |  |  | no
fuse_220388173 |  | ABCN | node_intto1_8101301_200849298 | node_8101301_200849298 | GOOD | GOOD | GOOD |  | 10 |  |  | 8101301 | no | no |  |  | no
fuse_220388188 |  | AN | node_intto1_8101301_310008352 | node_8101301_310008352 | GOOD | GOOD | GOOD |  | 150 |  |  | 8101301 | no | no |  |  | no
fuse_220388200 |  | AN | node_intto1_8101301_310007994 | node_8101301_310007994 | GOOD | GOOD | GOOD |  | 150 |  |  | 8101301 | no | no |  |  | no
fuse_220388213 |  | ABCN | node_intto1_8101301_200849330 | node_8101301_200849330 | GOOD | GOOD | GOOD |  | 20 |  |  | 8101301 | no | no |  |  | no
fuse_220388231 |  | AN | node_intto1_8101301_200849430 | node_8101301_200849430 | GOOD | GOOD | GOOD |  | 150 |  |  | 8101301 | no | no |  |  | no
fuse_220388232 |  | AN | node_intto1_8101301_200848017 | node_8101301_200848017 | GOOD | GOOD | GOOD |  | 85 |  |  | 8101301 | no | no |  |  | no
fuse_220388244 |  | ABCN | node_intto1_8101301_200849899 | node_8101301_200849899 | GOOD | GOOD | GOOD |  | 200 |  |  | 8101301 | no | no |  |  | no
fuse_220388245 |  | AN | node_intto1_8101301_200848014 | node_8101301_200848014 | GOOD | GOOD | GOOD |  | 100 |  |  | 8101301 | no | no |  |  | no
fuse_220388835 |  | ABCN | node_intto1_8101301_200855039 | node_8101301_200855039 | GOOD | GOOD | GOOD |  | 125 |  |  | 8101301 | no | no |  |  | no
fuse_220388929 |  | ABCN | node_intto1_8101301_201008990 | node_8101301_201008990 | GOOD | GOOD | GOOD |  | 100 |  |  | 8101301 | no | no |  |  | no
fuse_220388941 |  | AN | node_intto1_8101301_200853844 | node_8101301_200853844 | GOOD | GOOD | GOOD |  | 125 |  |  | 8101301 | no | no |  |  | no
fuse_220388942 |  | AN | node_intto1_8101301_200853864 | node_8101301_200853864 | GOOD | GOOD | GOOD |  | 125 |  |  | 8101301 | no | no |  |  | no
fuse_220388949 |  | ABN | node_intto1_8101301_200847665 | node_8101301_200847665 | GOOD | GOOD | GOOD |  | 100 |  |  | 8101301 | no | no |  |  | no
fuse_220388961 |  | ABCN | node_intto1_8101301_200854485 | node_8101301_200854485 | GOOD | GOOD | GOOD |  | 40 |  |  | 8101301 | no | no |  |  | no
fuse_220388967 |  | ABCN | node_intto1_8101301_200854383 | node_8101301_200854383 | GOOD | GOOD | GOOD |  | 100 |  |  | 8101301 | no | no |  |  | no
fuse_220389007 |  | AN | node_intto1_8101301_200848114 | node_8101301_200848114 | GOOD | GOOD | GOOD |  | 100 |  |  | 8101301 | no | no |  |  | no
fuse_220389093 |  | AN | node_intto1_8101301_200850568 | node_8101301_200850568 | GOOD | GOOD | GOOD |  | 100 |  |  | 8101301 | no | no |  |  | no
fuse_220389096 |  | AN | node_intto1_8101301_200850726 | node_8101301_200850726 | GOOD | GOOD | GOOD |  | 100 |  |  | 8101301 | no | no |  |  | no
fuse_220389097 |  | AN | node_intto1_8101301_200850584 | node_8101301_200850584 | GOOD | GOOD | GOOD |  | 100 |  |  | 8101301 | no | no |  |  | no
fuse_220606377 |  | AN | node_intto1_8101301_201020346 | node_8101301_201020346 | GOOD | GOOD | GOOD |  | 80 |  |  | 8101301 | no | no |  |  | no
fuse_311901018 |  | AN | node_intto1_8101301_311896132 | node_8101301_311896132 | GOOD | GOOD | GOOD |  | 140 |  |  | 8101301 | no | no |  |  | no
fuse_311990226 |  | ABCN | node_intto1_8101301_311990239 | node_8101301_311990239 | GOOD | GOOD | GOOD |  | 20 |  |  | 8101301 | no | no |  |  | no

## line_configuration
data_type | static
owner_type | feeder
owner | 8101301
object | line_configuration
name | groupid | conductor_A | conductor_B | conductor_C | conductor_N | spacing | z11 | z12 | z13 | z21 | z22 | z23 | z31 | z32 | z33 | c11 | c12 | c13 | c21 | c22 | c23 | c31 | c32 | c33 | dcircuit | selected | comments
bal_1P_1/0AA_1/0AA(N) |  | oh_cond_1/0_AAAC | oh_cond_1/0_AAAC | oh_cond_1/0_AAAC | oh_cond_1/0_AAAC |  | 1.078+1.186j | 0.201+0.467j | 0.201+0.467j | 0.201+0.467j | 1.078+1.186j | 0.201+0.467j | 0.201+0.467j | 0.201+0.467j | 1.078+1.186j | 13.243 | -2.726 | -2.726 | -2.726 | 13.243 | -2.726 | -2.726 | -2.726 | 13.243 |  | no
bal_1P_1/0AA_2CU(N) |  | oh_cond_1/0_AAAC | oh_cond_1/0_AAAC | oh_cond_1/0_AAAC | oh_cond_2_CU |  | 1.072+1.19j | 0.196+0.471j | 0.196+0.471j | 0.196+0.471j | 1.072+1.19j | 0.196+0.471j | 0.196+0.471j | 0.196+0.471j | 1.072+1.19j | 13.223 | -2.745 | -2.745 | -2.745 | 13.223 | -2.745 | -2.745 | -2.745 | 13.223 |  | no
bal_1P_1/0AC_1/0AC(N) |  | oh_cond_1/0_ACSR | oh_cond_1/0_ACSR | oh_cond_1/0_ACSR | oh_cond_1/0_ACSR |  | 1.091+1.185j | 0.203+0.469j | 0.203+0.469j | 0.203+0.469j | 1.091+1.185j | 0.203+0.469j | 0.203+0.469j | 0.203+0.469j | 1.091+1.185j | 13.243 | -2.726 | -2.726 | -2.726 | 13.243 | -2.726 | -2.726 | -2.726 | 13.243 |  | no
bal_1P_1/0AC_2/0CU(N) |  | oh_cond_1/0_ACSR | oh_cond_1/0_ACSR | oh_cond_1/0_ACSR | oh_cond_2/0_CU |  | 1.019+1.125j | 0.131+0.409j | 0.131+0.409j | 0.131+0.409j | 1.019+1.125j | 0.131+0.409j | 0.131+0.409j | 0.131+0.409j | 1.019+1.125j | 13.245 | -2.723 | -2.723 | -2.723 | 13.245 | -2.723 | -2.723 | -2.723 | 13.245 |  | no
bal_1P_1/0AC_2CU(N) |  | oh_cond_1/0_ACSR | oh_cond_1/0_ACSR | oh_cond_1/0_ACSR | oh_cond_2_CU |  | 1.084+1.187j | 0.196+0.471j | 0.196+0.471j | 0.196+0.471j | 1.084+1.187j | 0.196+0.471j | 0.196+0.471j | 0.196+0.471j | 1.084+1.187j | 13.223 | -2.745 | -2.745 | -2.745 | 13.223 | -2.745 | -2.745 | -2.745 | 13.223 |  | no
bal_1P_1/0AC_4/0AC(N) |  | oh_cond_1/0_ACSR | oh_cond_1/0_ACSR | oh_cond_1/0_ACSR | oh_cond_4/0_ACSR |  | 1.024+1.119j | 0.136+0.403j | 0.136+0.403j | 0.136+0.403j | 1.024+1.119j | 0.136+0.403j | 0.136+0.403j | 0.136+0.403j | 1.024+1.119j | 13.267 | -2.702 | -2.702 | -2.702 | 13.267 | -2.702 | -2.702 | -2.702 | 13.267 |  | no
bal_1P_1/0AC_4/0AL(N) |  | oh_cond_1/0_ACSR | oh_cond_1/0_ACSR | oh_cond_1/0_ACSR | oh_cond_4/0_AL |  | 1.022+1.12j | 0.134+0.404j | 0.134+0.404j | 0.134+0.404j | 1.022+1.12j | 0.134+0.404j | 0.134+0.404j | 0.134+0.404j | 1.022+1.12j | 13.261 | -2.707 | -2.707 | -2.707 | 13.261 | -2.707 | -2.707 | -2.707 | 13.261 |  | no
bal_1P_2AC_1/0AC(N) |  | oh_cond_2_ACSR | oh_cond_2_ACSR | oh_cond_2_ACSR | oh_cond_1/0_ACSR |  | 1.613+1.215j | 0.203+0.469j | 0.203+0.469j | 0.203+0.469j | 1.613+1.215j | 0.203+0.469j | 0.203+0.469j | 0.203+0.469j | 1.613+1.215j | 12.826 | -2.585 | -2.585 | -2.585 | 12.826 | -2.585 | -2.585 | -2.585 | 12.826 |  | no
bal_1P_2AC_2/0CU(N) |  | oh_cond_2_ACSR | oh_cond_2_ACSR | oh_cond_2_ACSR | oh_cond_2/0_CU |  | 1.541+1.155j | 0.131+0.409j | 0.131+0.409j | 0.131+0.409j | 1.541+1.155j | 0.131+0.409j | 0.131+0.409j | 0.131+0.409j | 1.541+1.155j | 12.828 | -2.582 | -2.582 | -2.582 | 12.828 | -2.582 | -2.582 | -2.582 | 12.828 |  | no
bal_1P_2AC_2AC(N) |  | oh_cond_2_ACSR | oh_cond_2_ACSR | oh_cond_2_ACSR | oh_cond_2_ACSR |  | 1.645+1.289j | 0.235+0.543j | 0.235+0.543j | 0.235+0.543j | 1.645+1.289j | 0.235+0.543j | 0.235+0.543j | 0.235+0.543j | 1.645+1.289j | 12.813 | -2.597 | -2.597 | -2.597 | 12.813 | -2.597 | -2.597 | -2.597 | 12.813 |  | no
bal_1P_4/0AL_1/0AC(N) |  | oh_cond_4/0_AL | oh_cond_4/0_AL | oh_cond_4/0_AL | oh_cond_1/0_ACSR |  | 0.645+1.154j | 0.203+0.469j | 0.203+0.469j | 0.203+0.469j | 0.645+1.154j | 0.203+0.469j | 0.203+0.469j | 0.203+0.469j | 0.645+1.154j | 13.848 | -2.934 | -2.934 | -2.934 | 13.848 | -2.934 | -2.934 | -2.934 | 13.848 |  | no
bal_1P_4CU_1/0AC(N) |  | oh_cond_4_CU | oh_cond_4_CU | oh_cond_4_CU | oh_cond_1/0_ACSR |  | 1.591+1.253j | 0.203+0.469j | 0.203+0.469j | 0.203+0.469j | 1.591+1.253j | 0.203+0.469j | 0.203+0.469j | 0.203+0.469j | 1.591+1.253j | 12.19 | -2.374 | -2.374 | -2.374 | 12.19 | -2.374 | -2.374 | -2.374 | 12.19 |  | no
bal_1P_4CU_2CU(N) |  | oh_cond_4_CU | oh_cond_4_CU | oh_cond_4_CU | oh_cond_2_CU |  | 1.584+1.255j | 0.196+0.471j | 0.196+0.471j | 0.196+0.471j | 1.584+1.255j | 0.196+0.471j | 0.196+0.471j | 0.196+0.471j | 1.584+1.255j | 12.172 | -2.392 | -2.392 | -2.392 | 12.172 | -2.392 | -2.392 | -2.392 | 12.172 |  | no
bal_1P_4CU_4/0AC(N) |  | oh_cond_4_CU | oh_cond_4_CU | oh_cond_4_CU | oh_cond_4/0_ACSR |  | 1.524+1.187j | 0.136+0.403j | 0.136+0.403j | 0.136+0.403j | 1.524+1.187j | 0.136+0.403j | 0.136+0.403j | 0.136+0.403j | 1.524+1.187j | 12.212 | -2.352 | -2.352 | -2.352 | 12.212 | -2.352 | -2.352 | -2.352 | 12.212 |  | no
bal_1P_4CU_4/0AL |  | oh_cond_4_CU | oh_cond_4_CU | oh_cond_4_CU | oh_cond_4/0_AL |  | 1.522+1.188j | 0.134+0.404j | 0.134+0.404j | 0.134+0.404j | 1.522+1.188j | 0.134+0.404j | 0.134+0.404j | 0.134+0.404j | 1.522+1.188j | 12.207 | -2.357 | -2.357 | -2.357 | 12.207 | -2.357 | -2.357 | -2.357 | 12.207 |  | no
bal_3P_1/0AA_1/0AA(N) |  | oh_cond_1/0_AAAC | oh_cond_1/0_AAAC | oh_cond_1/0_AAAC | oh_cond_1/0_AAAC |  | 1.078+1.186j | 0.201+0.467j | 0.201+0.467j | 0.201+0.467j | 1.078+1.186j | 0.201+0.467j | 0.201+0.467j | 0.201+0.467j | 1.078+1.186j | 13.243 | -2.726 | -2.726 | -2.726 | 13.243 | -2.726 | -2.726 | -2.726 | 13.243 |  | no
bal_3P_1/0AA_1/0AC(N) |  | oh_cond_1/0_AAAC | oh_cond_1/0_AAAC | oh_cond_1/0_AAAC | oh_cond_1/0_ACSR |  | 1.08+1.187j | 0.203+0.469j | 0.203+0.469j | 0.203+0.469j | 1.08+1.187j | 0.203+0.469j | 0.203+0.469j | 0.203+0.469j | 1.08+1.187j | 13.243 | -2.726 | -2.726 | -2.726 | 13.243 | -2.726 | -2.726 | -2.726 | 13.243 |  | no
bal_3P_1/0AA_2CU(N) |  | oh_cond_1/0_AAAC | oh_cond_1/0_AAAC | oh_cond_1/0_AAAC | oh_cond_2_CU |  | 1.072+1.19j | 0.196+0.471j | 0.196+0.471j | 0.196+0.471j | 1.072+1.19j | 0.196+0.471j | 0.196+0.471j | 0.196+0.471j | 1.072+1.19j | 13.223 | -2.745 | -2.745 | -2.745 | 13.223 | -2.745 | -2.745 | -2.745 | 13.223 |  | no
bal_3P_1/0AC_1/0AA(N) |  | oh_cond_1/0_ACSR | oh_cond_1/0_ACSR | oh_cond_1/0_ACSR | oh_cond_1/0_AAAC |  | 1.089+1.184j | 0.201+0.467j | 0.201+0.467j | 0.201+0.467j | 1.089+1.184j | 0.201+0.467j | 0.201+0.467j | 0.201+0.467j | 1.089+1.184j | 13.243 | -2.726 | -2.726 | -2.726 | 13.243 | -2.726 | -2.726 | -2.726 | 13.243 |  | no
bal_3P_1/0AC_1/0AC(N) |  | oh_cond_1/0_ACSR | oh_cond_1/0_ACSR | oh_cond_1/0_ACSR | oh_cond_1/0_ACSR |  | 1.091+1.185j | 0.203+0.469j | 0.203+0.469j | 0.203+0.469j | 1.091+1.185j | 0.203+0.469j | 0.203+0.469j | 0.203+0.469j | 1.091+1.185j | 13.243 | -2.726 | -2.726 | -2.726 | 13.243 | -2.726 | -2.726 | -2.726 | 13.243 |  | no
bal_3P_1/0AC_2/0CU(N) |  | oh_cond_1/0_ACSR | oh_cond_1/0_ACSR | oh_cond_1/0_ACSR | oh_cond_2/0_CU |  | 1.019+1.125j | 0.131+0.409j | 0.131+0.409j | 0.131+0.409j | 1.019+1.125j | 0.131+0.409j | 0.131+0.409j | 0.131+0.409j | 1.019+1.125j | 13.245 | -2.723 | -2.723 | -2.723 | 13.245 | -2.723 | -2.723 | -2.723 | 13.245 |  | no
bal_3P_1/0AC_2CU_(N) |  | oh_cond_1/0_ACSR | oh_cond_1/0_ACSR | oh_cond_1/0_ACSR | oh_cond_2_CU |  | 1.084+1.187j | 0.196+0.471j | 0.196+0.471j | 0.196+0.471j | 1.084+1.187j | 0.196+0.471j | 0.196+0.471j | 0.196+0.471j | 1.084+1.187j | 13.223 | -2.745 | -2.745 | -2.745 | 13.223 | -2.745 | -2.745 | -2.745 | 13.223 |  | no
bal_3P_2/0CU_1/0AC(N) |  | oh_cond_2/0_CU | oh_cond_2/0_CU | oh_cond_2/0_CU | oh_cond_1/0_ACSR |  | 0.643+1.175j | 0.203+0.469j | 0.203+0.469j | 0.203+0.469j | 0.643+1.175j | 0.203+0.469j | 0.203+0.469j | 0.203+0.469j | 0.643+1.175j | 13.327 | -2.754 | -2.754 | -2.754 | 13.327 | -2.754 | -2.754 | -2.754 | 13.327 |  | no
bal_3P_2/0CU_4/0AC(N) |  | oh_cond_2/0_CU | oh_cond_2/0_CU | oh_cond_2/0_CU | oh_cond_4/0_ACSR |  | 0.576+1.109j | 0.136+0.403j | 0.136+0.403j | 0.136+0.403j | 0.576+1.109j | 0.136+0.403j | 0.136+0.403j | 0.136+0.403j | 0.576+1.109j | 13.351 | -2.73 | -2.73 | -2.73 | 13.351 | -2.73 | -2.73 | -2.73 | 13.351 |  | no
bal_3P_4/0AA_4/0AA(N) |  | oh_cond_4/0_AAAC | oh_cond_4/0_AAAC | oh_cond_4/0_AAAC | oh_cond_4/0_AAAC |  | 0.573+1.078j | 0.134+0.402j | 0.134+0.402j | 0.134+0.402j | 0.573+1.078j | 0.134+0.402j | 0.134+0.402j | 0.134+0.402j | 0.573+1.078j | 14.052 | -2.971 | -2.971 | -2.971 | 14.052 | -2.971 | -2.971 | -2.971 | 14.052 |  | no
bal_3P_336AL_2/0CU(N) |  | oh_cond_336_5_MCM_AL | oh_cond_336_5_MCM_AL | oh_cond_336_5_MCM_AL | oh_cond_2/0_CU |  | 0.41+1.059j | 0.131+0.409j | 0.131+0.409j | 0.131+0.409j | 0.41+1.059j | 0.131+0.409j | 0.131+0.409j | 0.131+0.409j | 0.41+1.059j | 14.446 | -3.14 | -3.14 | -3.14 | 14.446 | -3.14 | -3.14 | -3.14 | 14.446 |  | no
bal_3P_336AL_4/0AL(N) |  | oh_cond_336_5_MCM_AL | oh_cond_336_5_MCM_AL | oh_cond_336_5_MCM_AL | oh_cond_4/0_AL |  | 0.413+1.055j | 0.134+0.404j | 0.134+0.404j | 0.134+0.404j | 0.413+1.055j | 0.134+0.404j | 0.134+0.404j | 0.134+0.404j | 0.413+1.055j | 14.463 | -3.122 | -3.122 | -3.122 | 14.463 | -3.122 | -3.122 | -3.122 | 14.463 |  | no
bal_3P_477AC_4/0AA(N) |  | oh_cond_477_ACSR | oh_cond_477_ACSR | oh_cond_477_ACSR | oh_cond_4/0_AAAC |  | 0.33+1.016j | 0.134+0.402j | 0.134+0.402j | 0.134+0.402j | 0.33+1.016j | 0.134+0.402j | 0.134+0.402j | 0.134+0.402j | 0.33+1.016j | 15.118 | -3.347 | -3.347 | -3.347 | 15.118 | -3.347 | -3.347 | -3.347 | 15.118 |  | no
bal_3P_477AC_4/0AC(N) |  | oh_cond_477_ACSR | oh_cond_477_ACSR | oh_cond_477_ACSR | oh_cond_4/0_ACSR |  | 0.332+1.017j | 0.136+0.403j | 0.136+0.403j | 0.136+0.403j | 0.332+1.017j | 0.136+0.403j | 0.136+0.403j | 0.136+0.403j | 0.332+1.017j | 15.118 | -3.347 | -3.347 | -3.347 | 15.118 | -3.347 | -3.347 | -3.347 | 15.118 |  | no
bal_3P_477AL_1/0AC(N) |  | oh_cond_477_MCM_AL | oh_cond_477_MCM_AL | oh_cond_477_MCM_AL | oh_cond_1/0_ACSR |  | 0.401+1.098j | 0.203+0.469j | 0.203+0.469j | 0.203+0.469j | 0.401+1.098j | 0.203+0.469j | 0.203+0.469j | 0.203+0.469j | 0.401+1.098j | 14.9 | -3.306 | -3.306 | -3.306 | 14.9 | -3.306 | -3.306 | -3.306 | 14.9 |  | no
bal_3P_477AL_2/0CU(N) |  | oh_cond_477_MCM_AL | oh_cond_477_MCM_AL | oh_cond_477_MCM_AL | oh_cond_2/0_CU |  | 0.329+1.038j | 0.131+0.409j | 0.131+0.409j | 0.131+0.409j | 0.329+1.038j | 0.131+0.409j | 0.131+0.409j | 0.131+0.409j | 0.329+1.038j | 14.903 | -3.303 | -3.303 | -3.303 | 14.903 | -3.303 | -3.303 | -3.303 | 14.903 |  | no
bal_3P_477AL_4/0AA(N) |  | oh_cond_477_MCM_AL | oh_cond_477_MCM_AL | oh_cond_477_MCM_AL | oh_cond_4/0_AAAC |  | 0.332+1.031j | 0.134+0.402j | 0.134+0.402j | 0.134+0.402j | 0.332+1.031j | 0.134+0.402j | 0.134+0.402j | 0.134+0.402j | 0.332+1.031j | 14.927 | -3.279 | -3.279 | -3.279 | 14.927 | -3.279 | -3.279 | -3.279 | 14.927 |  | no
bal_3P_477AL_4/0AC(N) |  | oh_cond_477_MCM_AL | oh_cond_477_MCM_AL | oh_cond_477_MCM_AL | oh_cond_4/0_ACSR |  | 0.334+1.032j | 0.136+0.403j | 0.136+0.403j | 0.136+0.403j | 0.334+1.032j | 0.136+0.403j | 0.136+0.403j | 0.136+0.403j | 0.334+1.032j | 14.927 | -3.279 | -3.279 | -3.279 | 14.927 | -3.279 | -3.279 | -3.279 | 14.927 |  | no
bal_3P_477AL_4/0AL(N) |  | oh_cond_477_MCM_AL | oh_cond_477_MCM_AL | oh_cond_477_MCM_AL | oh_cond_4/0_AL |  | 0.332+1.034j | 0.134+0.404j | 0.134+0.404j | 0.134+0.404j | 0.332+1.034j | 0.134+0.404j | 0.134+0.404j | 0.134+0.404j | 0.332+1.034j | 14.921 | -3.285 | -3.285 | -3.285 | 14.921 | -3.285 | -3.285 | -3.285 | 14.921 |  | no
unb_TAPWIRE_OH |  | oh_cond_WP-4/0-CU | oh_cond_WP-4/0-CU | oh_cond_WP-4/0-CU | oh_cond_WP-4/0-CU |  | 0.365+1.097j | 0.093+0.433j | 0.094+0.34j | 0.093+0.433j | 0.368+1.078j | 0.095+0.401j | 0.094+0.34j | 0.095+0.401j | 0.368+1.077j | 14.911 | -4.341 | -1.953 | -4.341 | 15.781 | -3.724 | -1.953 | -3.724 | 14.818 |  | no
und_1P_1/0ALURD_1/0AL(N) |  | und_cond_1P_1/0ALURD_1/0AL(N) | und_cond_1P_1/0ALURD_1/0AL(N) | und_cond_1P_1/0ALURD_1/0AL(N) |  |  | 1.674+0.526j | 0.0+0.0j | 0.0+0.0j | 0.0+0.0j | 1.674+0.526j | 0.0+0.0j | 0.0+0.0j | 0.0+0.0j | 1.674+0.526j | 530.19 | 0 | 0 | 0 | 530.19 | 0 | 0 | 0 | 530.19 |  | no
und_1P_2ALURD_2AL(N) |  | und_cond_1P_2ALURD_2AL(N) | und_cond_1P_2ALURD_2AL(N) | und_cond_1P_2ALURD_2AL(N) |  |  | 2.379+0.823j | 0.0+0.0j | 0.0+0.0j | 0.0+0.0j | 2.379+0.823j | 0.0+0.0j | 0.0+0.0j | 0.0+0.0j | 2.379+0.823j | 401.497 | 0 | 0 | 0 | 401.497 | 0 | 0 | 0 | 401.497 |  | no
und_1P_4CUURD_4CU(N) |  | und_cond_1P_4CUURD_4CU(N) | und_cond_1P_4CUURD_4CU(N) | und_cond_1P_4CUURD_4CU(N) |  |  | 2.337+0.852j | 0.0+0.0j | 0.0+0.0j | 0.0+0.0j | 2.337+0.852j | 0.0+0.0j | 0.0+0.0j | 0.0+0.0j | 2.337+0.852j | 318.933 | 0 | 0 | 0 | 318.933 | 0 | 0 | 0 | 318.933 |  | no
und_2P_2ALURD_2AL(N) |  | und_cond_2P_2ALURD_2AL(N) | und_cond_2P_2ALURD_2AL(N) | und_cond_2P_2ALURD_2AL(N) |  |  | 2.238+0.566j | 0.507+0.168j | 0.507+0.168j | 0.507+0.168j | 2.238+0.566j | 0.507+0.168j | 0.507+0.168j | 0.507+0.168j | 2.238+0.566j | 401.498 | 0 | 0 | 0 | 401.498 | 0 | 0 | 0 | 401.498 |  | no
und_3P_1/0ALURD_1/0AL(N) |  | und_cond_3P_1/0ALURD_1/0AL(N) | und_cond_3P_1/0ALURD_1/0AL(N) | und_cond_3P_1/0ALURD_1/0AL(N) |  |  | 1.489+0.467j | 0.385+0.07j | 0.385+0.07j | 0.385+0.07j | 1.489+0.467j | 0.385+0.07j | 0.385+0.07j | 0.385+0.07j | 1.489+0.467j | 530.19 | 0 | 0 | 0 | 530.19 | 0 | 0 | 0 | 530.19 |  | no
und_3P_2ALURD_2AL(N) |  | und_cond_3P_2ALURD_2AL(N) | und_cond_3P_2ALURD_2AL(N) | und_cond_3P_2ALURD_2AL(N) |  |  | 2.125+0.49j | 0.384+0.067j | 0.384+0.067j | 0.384+0.067j | 2.125+0.49j | 0.384+0.067j | 0.384+0.067j | 0.384+0.067j | 2.125+0.49j | 401.497 | 0 | 0 | 0 | 401.497 | 0 | 0 | 0 | 401.497 |  | no
und_TAPWIRE_UG |  | und_cond_TAPWIRE_UG | und_cond_TAPWIRE_UG | und_cond_TAPWIRE_UG |  |  | 0.001+0.001j | 0.0+0.0j | 0.0+0.0j | 0.0+0.0j | 0.001+0.001j | 0.0+0.0j | 0.0+0.0j | 0.0+0.0j | 0.001+0.001j | 0 | 0 | 0 | 0 | 0 | 0 | 0 | 0 | 0 |  | no

## load
data_type | static
owner_type | feeder
owner | 8101301
object | load
name | groupid | parent | bustype | phases | nominal_voltage | load_class | constant_power_A | constant_power_B | constant_power_C | constant_current_A | constant_current_B | constant_current_C | constant_impedance_A | constant_impedance_B | constant_impedance_C | base_power_A | base_power_B | base_power_C | power_pf_A | power_pf_B | power_pf_C | current_pf_A | current_pf_B | current_pf_C | impedance_pf_A | impedance_pf_B | impedance_pf_C | power_fraction_A | power_fraction_B | power_fraction_C | current_fraction_A | current_fraction_B | current_fraction_C | impedance_fraction_A | impedance_fraction_B | impedance_fraction_C | dcircuit | selected | monitored | monitored_fields | class_monitored_fields | played | played_fields | base_kw_A | base_kw_B | base_kw_C | kw_A | kw_B | kw_C | comments | critical_load | dem_resp_lb | dem_resp_ub | dem_resp_shortage_cost | dem_resp_surplus_cost | num_customers
load_220344191 |  | node_1346043_572_15294399_101 |  | AN | 0 | NonResidential | 4000+1703.993j | 0 | 0 | 0 | 0 | 0 | [24 empty] | 8101301 | no | no |  |  | no |  | 0 | 0 | 0 | 0 | 0 | 0 |  | 1 | 1 | 1 | 0 | 0 | 0
load_220344192 |  | node_1345895_696_15294568_125 |  | AN | 0 | Residential | 21124.8+8999.127j | 0 | 0 | 0 | 0 | 0 | [24 empty] | 8101301 | no | no |  |  | no |  | 0 | 0 | 0 | 0 | 0 | 0 |  | 1 | 1 | 1 | 0 | 0 | 0
load_220344193 |  | node_1346207_788_15295123_95 |  | AN | 0 | Residential | 367833.6+156696.457j | 0 | 0 | 0 | 0 | 0 | [24 empty] | 8101301 | no | no |  |  | no |  | 0 | 0 | 0 | 0 | 0 | 0 |  | 1 | 1 | 1 | 0 | 0 | 0
load_220344194 |  | node_1345835_729_15295120_659 |  | AN | 0 | Residential | 57866.4+24650.983j | 0 | 0 | 0 | 0 | 0 | [24 empty] | 8101301 | no | no |  |  | no |  | 0 | 0 | 0 | 0 | 0 | 0 |  | 1 | 1 | 1 | 0 | 0 | 0
load_220344195 |  | node_1346021_999_15295245_761 |  | AN | 0 | Residential | 34819.2+14832.917j | 0 | 0 | 0 | 0 | 0 | [24 empty] | 8101301 | no | no |  |  | no |  | 0 | 0 | 0 | 0 | 0 | 0 |  | 1 | 1 | 1 | 0 | 0 | 0
load_220344196 |  | node_1345949_907_15295043_34 |  | AN | 0 | Residential | 34545.6+14716.364j | 0 | 0 | 0 | 0 | 0 | [24 empty] | 8101301 | no | no |  |  | no |  | 0 | 0 | 0 | 0 | 0 | 0 |  | 1 | 1 | 1 | 0 | 0 | 0
load_220344197 |  | node_1346326_129_15294485_652 |  | AN | 0 | NonResidential | 158.4+67.478j | 0 | 0 | 0 | 0 | 0 | [24 empty] | 8101301 | no | no |  |  | no |  | 0 | 0 | 0 | 0 | 0 | 0 |  | 1 | 1 | 1 | 0 | 0 | 0
load_220344198 |  | node_1345690_121_15294547_63 |  | AN | 0 | Residential | 10872+4631.453j | 0 | 0 | 0 | 0 | 0 | [24 empty] | 8101301 | no | no |  |  | no |  | 0 | 0 | 0 | 0 | 0 | 0 |  | 1 | 1 | 1 | 0 | 0 | 0
load_220344199 |  | node_1345568_494_15294531_197 |  | AN | 0 | Residential | 395056.8+168293.492j | 0 | 0 | 0 | 0 | 0 | [24 empty] | 8101301 | no | no |  |  | no |  | 0 | 0 | 0 | 0 | 0 | 0 |  | 1 | 1 | 1 | 0 | 0 | 0
load_220344200 |  | node_1345336_797_15294210_709 |  | AN | 0 | NonResidential | 8186.4+3487.392j | 0 | 0 | 0 | 0 | 0 | [24 empty] | 8101301 | no | no |  |  | no |  | 0 | 0 | 0 | 0 | 0 | 0 |  | 1 | 1 | 1 | 0 | 0 | 0
load_220344201 |  | node_1345691_356_15294862_126 |  | AN | 0 | Residential | 61128+26040.419j | 0 | 0 | 0 | 0 | 0 | [24 empty] | 8101301 | no | no |  |  | no |  | 0 | 0 | 0 | 0 | 0 | 0 |  | 1 | 1 | 1 | 0 | 0 | 0
load_220344202 |  | node_1345331_698_15294740_119 |  | AN | 0 | Residential | 74275.2+31641.103j | 0 | 0 | 0 | 0 | 0 | [24 empty] | 8101301 | no | no |  |  | no |  | 0 | 0 | 0 | 0 | 0 | 0 |  | 1 | 1 | 1 | 0 | 0 | 0
load_220344203 |  | node_1346169_271_15294525_201 |  | AN | 0 | Residential | 23731.2+10109.449j | 0 | 0 | 0 | 0 | 0 | [24 empty] | 8101301 | no | no |  |  | no |  | 0 | 0 | 0 | 0 | 0 | 0 |  | 1 | 1 | 1 | 0 | 0 | 0
load_220344204 |  | node_1346080_912_15294634_63 |  | AN | 0 | Residential | 28872+12299.42j | 0 | 0 | 0 | 0 | 0 | [24 empty] | 8101301 | no | no |  |  | no |  | 0 | 0 | 0 | 0 | 0 | 0 |  | 1 | 1 | 1 | 0 | 0 | 0
load_220344205 |  | node_1345720_513_15294714_649 |  | AN | 0 | Residential | 42768+18219.092j | 0 | 0 | 0 | 0 | 0 | [24 empty] | 8101301 | no | no |  |  | no |  | 0 | 0 | 0 | 0 | 0 | 0 |  | 1 | 1 | 1 | 0 | 0 | 0
load_220344206 |  | node_1345871_04_15294767_463 |  | AN | 0 | Residential | 42393.6+18059.598j | 0 | 0 | 0 | 0 | 0 | [24 empty] | 8101301 | no | no |  |  | no |  | 0 | 0 | 0 | 0 | 0 | 0 |  | 1 | 1 | 1 | 0 | 0 | 0
load_220344207 |  | node_1345944_766_15294919_222 |  | AN | 0 | Residential | 17640+7514.609j | 0 | 0 | 0 | 0 | 0 | [24 empty] | 8101301 | no | no |  |  | no |  | 0 | 0 | 0 | 0 | 0 | 0 |  | 1 | 1 | 1 | 0 | 0 | 0
load_220344208 |  | node_1346300_184_15294700_441 |  | AN | 0 | Residential | 365860.8+155856.048j | 0 | 0 | 0 | 0 | 0 | [24 empty] | 8101301 | no | no |  |  | no |  | 0 | 0 | 0 | 0 | 0 | 0 |  | 1 | 1 | 1 | 0 | 0 | 0
load_220344209 |  | node_1345583_311_15294937_596 |  | AN | 0 | Residential | 77133.6+32858.776j | 0 | 0 | 0 | 0 | 0 | [24 empty] | 8101301 | no | no |  |  | no |  | 0 | 0 | 0 | 0 | 0 | 0 |  | 1 | 1 | 1 | 0 | 0 | 0
load_220344210 |  | node_1346130_619_15294880_854 |  | AN | 0 | Residential | 27748.8+11820.939j | 0 | 0 | 0 | 0 | 0 | [24 empty] | 8101301 | no | no |  |  | no |  | 0 | 0 | 0 | 0 | 0 | 0 |  | 1 | 1 | 1 | 0 | 0 | 0
load_220344251 |  | node_1344958_345_15293993_138 |  | AN | 0 | Residential | 50256+21408.966j | 0 | 0 | 0 | 0 | 0 | [24 empty] | 8101301 | no | no |  |  | no |  | 0 | 0 | 0 | 0 | 0 | 0 |  | 1 | 1 | 1 | 0 | 0 | 0
load_220344252 |  | node_1345485_58_15293649_5 |  | AN | 0 | Residential | 8503.2+3622.348j | 0 | 0 | 0 | 0 | 0 | [24 empty] | 8101301 | no | no |  |  | no |  | 0 | 0 | 0 | 0 | 0 | 0 |  | 1 | 1 | 1 | 0 | 0 | 0
load_220344253 |  | node_1344727_723_15294385_934 |  | AN | 0 | Residential | 31464+13403.608j | 0 | 0 | 0 | 0 | 0 | [24 empty] | 8101301 | no | no |  |  | no |  | 0 | 0 | 0 | 0 | 0 | 0 |  | 1 | 1 | 1 | 0 | 0 | 0
load_220344254 |  | node_1344998_393_15294410_742 |  | AN | 0 | Residential | 38188.8+16268.361j | 0 | 0 | 0 | 0 | 0 | [24 empty] | 8101301 | no | no |  |  | no |  | 0 | 0 | 0 | 0 | 0 | 0 |  | 1 | 1 | 1 | 0 | 0 | 0
load_220344255 |  | node_1344784_784_15294700_038 |  | AN | 0 | NonResidential | 1814.4+772.931j | 0 | 0 | 0 | 0 | 0 | [24 empty] | 8101301 | no | no |  |  | no |  | 0 | 0 | 0 | 0 | 0 | 0 |  | 1 | 1 | 1 | 0 | 0 | 0
load_220344323 |  | node_1345707_158_15295309_395 |  | AN | 0 | Residential | 22615.2+9634.035j | 0 | 0 | 0 | 0 | 0 | [24 empty] | 8101301 | no | no |  |  | no |  | 0 | 0 | 0 | 0 | 0 | 0 |  | 1 | 1 | 1 | 0 | 0 | 0
load_220344324 |  | node_1346023_846_15295380_714 |  | AN | 0 | NonResidential | 2000+851.996j | 0 | 0 | 0 | 0 | 0 | [24 empty] | 8101301 | no | no |  |  | no |  | 0 | 0 | 0 | 0 | 0 | 0 |  | 1 | 1 | 1 | 0 | 0 | 0
load_220344356 |  | node_1347290_443_15294708_223 |  | AN | 0 | Residential | 45417.6+19347.817j | 0 | 0 | 0 | 0 | 0 | [24 empty] | 8101301 | no | no |  |  | no |  | 0 | 0 | 0 | 0 | 0 | 0 |  | 1 | 1 | 1 | 0 | 0 | 0
load_220344357 |  | node_1347356_271_15294754_283 |  | AN | 0 | Residential | 32724+13940.366j | 0 | 0 | 0 | 0 | 0 | [24 empty] | 8101301 | no | no |  |  | no |  | 0 | 0 | 0 | 0 | 0 | 0 |  | 1 | 1 | 1 | 0 | 0 | 0
load_220344423 |  | node_1344679_189_15292870_151 |  | AN | 0 | NonResidential | 627000+267100.882j | 0 | 0 | 0 | 0 | 0 | [24 empty] | 8101301 | no | no |  |  | no |  | 0 | 0 | 0 | 0 | 0 | 0 |  | 1 | 1 | 1 | 0 | 0 | 0
load_220344424 |  | node_1347830_977_15296423_782 |  | AN | 0 | Residential | 29419.2+12532.527j | 0 | 0 | 0 | 0 | 0 | [24 empty] | 8101301 | no | no |  |  | no |  | 0 | 0 | 0 | 0 | 0 | 0 |  | 1 | 1 | 1 | 0 | 0 | 0
load_220344441 |  | node_1346356_053_15294567_509 |  | AN | 0 | Residential | 36223.2+15431.019j | 0 | 0 | 0 | 0 | 0 | [24 empty] | 8101301 | no | no |  |  | no |  | 0 | 0 | 0 | 0 | 0 | 0 |  | 1 | 1 | 1 | 0 | 0 | 0
load_220344442 |  | node_1346654_728_15294596_852 |  | AN | 0 | Residential | 37641.6+16035.254j | 0 | 0 | 0 | 0 | 0 | [24 empty] | 8101301 | no | no |  |  | no |  | 0 | 0 | 0 | 0 | 0 | 0 |  | 1 | 1 | 1 | 0 | 0 | 0
load_220344639 |  | node_1348191_978_15296769_165 |  | AN | 0 | Residential | 61480.8+26190.711j | 0 | 0 | 0 | 0 | 0 | [24 empty] | 8101301 | no | no |  |  | no |  | 0 | 0 | 0 | 0 | 0 | 0 |  | 1 | 1 | 1 | 0 | 0 | 0
load_220344640 |  | node_1347629_722_15296819_318 |  | AN | 0 | Residential | 41486.4+17673.132j | 0 | 0 | 0 | 0 | 0 | [24 empty] | 8101301 | no | no |  |  | no |  | 0 | 0 | 0 | 0 | 0 | 0 |  | 1 | 1 | 1 | 0 | 0 | 0
load_220344648 |  | node_1348370_29_15289933_691 |  | AN | 0 | Residential | 74836.8+31880.343j | 0 | 0 | 0 | 0 | 0 | [24 empty] | 8101301 | no | no |  |  | no |  | 0 | 0 | 0 | 0 | 0 | 0 |  | 1 | 1 | 1 | 0 | 0 | 0
load_220344649 |  | node_1348541_95_15289951_379 |  | AN | 0 | Residential | 11930.4+5082.329j | 0 | 0 | 0 | 0 | 0 | [24 empty] | 8101301 | no | no |  |  | no |  | 0 | 0 | 0 | 0 | 0 | 0 |  | 1 | 1 | 1 | 0 | 0 | 0
load_220344651 |  | node_1347533_96_15289160_265 |  | AN | 0 | Residential | 10699.2+4557.84j | 0 | 0 | 0 | 0 | 0 | [24 empty] | 8101301 | no | no |  |  | no |  | 0 | 0 | 0 | 0 | 0 | 0 |  | 1 | 1 | 1 | 0 | 0 | 0
load_220344652 |  | node_1347528_704_15289560_947 |  | AN | 0 | Residential | 29887.2+12731.894j | 0 | 0 | 0 | 0 | 0 | [24 empty] | 8101301 | no | no |  |  | no |  | 0 | 0 | 0 | 0 | 0 | 0 |  | 1 | 1 | 1 | 0 | 0 | 0
load_220344653 |  | node_1347968_651_15289007_169 |  | AN | 0 | Residential | 30931.2+13176.636j | 0 | 0 | 0 | 0 | 0 | [24 empty] | 8101301 | no | no |  |  | no |  | 0 | 0 | 0 | 0 | 0 | 0 |  | 1 | 1 | 1 | 0 | 0 | 0
load_220344654 |  | node_1348357_315_15289030_573 |  | AN | 0 | Residential | 31413.6+13382.138j | 0 | 0 | 0 | 0 | 0 | [24 empty] | 8101301 | no | no |  |  | no |  | 0 | 0 | 0 | 0 | 0 | 0 |  | 1 | 1 | 1 | 0 | 0 | 0
load_220344655 |  | node_1348674_915_15289029_495 |  | AN | 0 | Residential | 54273.6+23120.457j | 0 | 0 | 0 | 0 | 0 | [24 empty] | 8101301 | no | no |  |  | no |  | 0 | 0 | 0 | 0 | 0 | 0 |  | 1 | 1 | 1 | 0 | 0 | 0
load_220344659 |  | node_1347664_915_15291026_67 |  | AN | 0 | Residential | 39542.4+16844.992j | 0 | 0 | 0 | 0 | 0 | [24 empty] | 8101301 | no | no |  |  | no |  | 0 | 0 | 0 | 0 | 0 | 0 |  | 1 | 1 | 1 | 0 | 0 | 0
load_220344660 |  | node_1348592_087_15291087_42 |  | AN | 0 | Residential | 55209.6+23519.191j | 0 | 0 | 0 | 0 | 0 | [24 empty] | 8101301 | no | no |  |  | no |  | 0 | 0 | 0 | 0 | 0 | 0 |  | 1 | 1 | 1 | 0 | 0 | 0
load_220344661 |  | node_1348298_795_15291008_859 |  | AN | 0 | Residential | 36201.6+15421.817j | 0 | 0 | 0 | 0 | 0 | [24 empty] | 8101301 | no | no |  |  | no |  | 0 | 0 | 0 | 0 | 0 | 0 |  | 1 | 1 | 1 | 0 | 0 | 0
load_220344666 |  | node_1347537_435_15291302_855 |  | AN | 0 | NonResidential | 2426.4+1033.642j | 0 | 0 | 0 | 0 | 0 | [24 empty] | 8101301 | no | no |  |  | no |  | 0 | 0 | 0 | 0 | 0 | 0 |  | 1 | 1 | 1 | 0 | 0 | 0
load_220344667 |  | node_1347241_486_15291315_824 |  | AN | 0 | Residential | 12528+5336.906j | 0 | 0 | 0 | 0 | 0 | [24 empty] | 8101301 | no | no |  |  | no |  | 0 | 0 | 0 | 0 | 0 | 0 |  | 1 | 1 | 1 | 0 | 0 | 0
load_220344668 |  | node_1346976_656_15291190_393 |  | AN | 0 | Residential | 36194.4+15418.75j | 0 | 0 | 0 | 0 | 0 | [24 empty] | 8101301 | no | no |  |  | no |  | 0 | 0 | 0 | 0 | 0 | 0 |  | 1 | 1 | 1 | 0 | 0 | 0
load_220344669 |  | node_1348542_887_15291440_144 |  | AN | 0 | Residential | 26517.6+11296.45j | 0 | 0 | 0 | 0 | 0 | [24 empty] | 8101301 | no | no |  |  | no |  | 0 | 0 | 0 | 0 | 0 | 0 |  | 1 | 1 | 1 | 0 | 0 | 0
load_220344670 |  | node_1346716_094_15291050_396 |  | AN | 0 | Residential | 36698.4+15633.453j | 0 | 0 | 0 | 0 | 0 | [24 empty] | 8101301 | no | no |  |  | no |  | 0 | 0 | 0 | 0 | 0 | 0 |  | 1 | 1 | 1 | 0 | 0 | 0
load_220344671 |  | node_1346388_27_15290839_047 |  | AN | 0 | Residential | 30218.4+12872.984j | 0 | 0 | 0 | 0 | 0 | [24 empty] | 8101301 | no | no |  |  | no |  | 0 | 0 | 0 | 0 | 0 | 0 |  | 1 | 1 | 1 | 0 | 0 | 0
load_220344672 |  | node_1346614_846_15290773_255 |  | AN | 0 | NonResidential | 0 | 0 | 0 | 0 | 0 | 0 | [24 empty] | 8101301 | no | no |  |  | no |  | 0 | 0 | 0 | 0 | 0 | 0 |  | 1 | 1 | 1 | 0 | 0 | 0
load_220344673 |  | node_1346611_962_15290799_57 |  | BN | 0 | NonResidential | 0 | 0 | 0 | 0 | 0 | 0 | [24 empty] | 8101301 | no | no |  |  | no |  | 0 | 0 | 0 | 0 | 0 | 0 |  | 1 | 1 | 1 | 0 | 0 | 0
load_220344674 |  | node_1346612_552_15290746_782 |  | CN | 0 | NonResidential | 0 | 0 | 0 | 0 | 0 | 0 | [24 empty] | 8101301 | no | no |  |  | no |  | 0 | 0 | 0 | 0 | 0 | 0 |  | 1 | 1 | 1 | 0 | 0 | 0
load_220344676 |  | node_1348298_007_15291294_795 |  | BN | 0 | Residential | 0 | 19072.8+8124.979j | 0 | 0 | 0 | 0 | [24 empty] | 8101301 | no | no |  |  | no |  | 0 | 0 | 0 | 0 | 0 | 0 |  | 1 | 1 | 1 | 0 | 0 | 0
load_220344677 |  | node_1347968_037_15291265_998 |  | AN | 0 | Residential | 15141.6+6450.295j | 0 | 0 | 0 | 0 | 0 | [24 empty] | 8101301 | no | no |  |  | no |  | 0 | 0 | 0 | 0 | 0 | 0 |  | 1 | 1 | 1 | 0 | 0 | 0
load_220344678 |  | node_1347987_469_15291271_531 |  | AN | 0 | NonResidential | 4000+1703.993j | 0 | 0 | 0 | 0 | 0 | [24 empty] | 8101301 | no | no |  |  | no |  | 0 | 0 | 0 | 0 | 0 | 0 |  | 1 | 1 | 1 | 0 | 0 | 0
load_220344679 |  | node_1347873_465_15291257_033 |  | AN | 0 | NonResidential | 15000+6389.973j | 0 | 0 | 0 | 0 | 0 | [24 empty] | 8101301 | no | no |  |  | no |  | 0 | 0 | 0 | 0 | 0 | 0 |  | 1 | 1 | 1 | 0 | 0 | 0
load_220344680 |  | node_1347892_905_15291262_516 |  | BN | 0 | NonResidential | 0 | 15000+6389.973j | 0 | 0 | 0 | 0 | [24 empty] | 8101301 | no | no |  |  | no |  | 0 | 0 | 0 | 0 | 0 | 0 |  | 1 | 1 | 1 | 0 | 0 | 0
load_220344681 |  | node_1347853_669_15291258_481 |  | CN | 0 | NonResidential | 0 | 0 | 15000+6389.973j | 0 | 0 | 0 | [24 empty] | 8101301 | no | no |  |  | no |  | 0 | 0 | 0 | 0 | 0 | 0 |  | 1 | 1 | 1 | 0 | 0 | 0
load_220344682 |  | node_1347911_23_15291494_923 |  | AN | 0 | NonResidential | 6000+2555.989j | 0 | 0 | 0 | 0 | 0 | [24 empty] | 8101301 | no | no |  |  | no |  | 0 | 0 | 0 | 0 | 0 | 0 |  | 1 | 1 | 1 | 0 | 0 | 0
load_220344683 |  | node_1347892_12_15291501_862 |  | BN | 0 | NonResidential | 0 | 6000+2555.989j | 0 | 0 | 0 | 0 | [24 empty] | 8101301 | no | no |  |  | no |  | 0 | 0 | 0 | 0 | 0 | 0 |  | 1 | 1 | 1 | 0 | 0 | 0
load_220344684 |  | node_1347928_313_15291481_567 |  | CN | 0 | NonResidential | 0 | 0 | 6000+2555.989j | 0 | 0 | 0 | [24 empty] | 8101301 | no | no |  |  | no |  | 0 | 0 | 0 | 0 | 0 | 0 |  | 1 | 1 | 1 | 0 | 0 | 0
load_220344685 |  | node_1348795_908_15289538_191 |  | AN | 0 | Residential | 42897.6+18274.301j | 0 | 0 | 0 | 0 | 0 | [24 empty] | 8101301 | no | no |  |  | no |  | 0 | 0 | 0 | 0 | 0 | 0 |  | 1 | 1 | 1 | 0 | 0 | 0
load_220344699 |  | node_1347851_385_15295917_49 |  | AN | 0 | NonResidential | 0 | 0 | 0 | 0 | 0 | 0 | [24 empty] | 8101301 | no | no |  |  | no |  | 0 | 0 | 0 | 0 | 0 | 0 |  | 1 | 1 | 1 | 0 | 0 | 0
load_220344700 |  | node_1347697_155_15295614_855 |  | AN | 0 | Residential | 38887.2+16565.878j | 0 | 0 | 0 | 0 | 0 | [24 empty] | 8101301 | no | no |  |  | no |  | 0 | 0 | 0 | 0 | 0 | 0 |  | 1 | 1 | 1 | 0 | 0 | 0
load_220344701 |  | node_1347571_701_15295253_602 |  | AN | 0 | Residential | 72288+30794.559j | 0 | 0 | 0 | 0 | 0 | [24 empty] | 8101301 | no | no |  |  | no |  | 0 | 0 | 0 | 0 | 0 | 0 |  | 1 | 1 | 1 | 0 | 0 | 0
load_220344705 |  | node_1347023_335_15297772_791 |  | AN | 0 | Residential | 41608.8+17725.275j | 0 | 0 | 0 | 0 | 0 | [24 empty] | 8101301 | no | no |  |  | no |  | 0 | 0 | 0 | 0 | 0 | 0 |  | 1 | 1 | 1 | 0 | 0 | 0
load_220344706 |  | node_1346959_753_15297138_411 |  | AN | 0 | Residential | 29433.6+12538.661j | 0 | 0 | 0 | 0 | 0 | [24 empty] | 8101301 | no | no |  |  | no |  | 0 | 0 | 0 | 0 | 0 | 0 |  | 1 | 1 | 1 | 0 | 0 | 0
load_220344815 |  | node_1345134_335_15291301_381 |  | AN | 0 | NonResidential | 0 | 0 | 0 | 0 | 0 | 0 | [24 empty] | 8101301 | no | no |  |  | no |  | 0 | 0 | 0 | 0 | 0 | 0 |  | 1 | 1 | 1 | 0 | 0 | 0
load_220344818 |  | node_1348252_32_15295003_108 |  | AN | 0 | Residential | 69552+29629.028j | 0 | 0 | 0 | 0 | 0 | [24 empty] | 8101301 | no | no |  |  | no |  | 0 | 0 | 0 | 0 | 0 | 0 |  | 1 | 1 | 1 | 0 | 0 | 0
load_220344819 |  | node_1348322_823_15295265_016 |  | AN | 0 | Residential | 43581.6+18565.684j | 0 | 0 | 0 | 0 | 0 | [24 empty] | 8101301 | no | no |  |  | no |  | 0 | 0 | 0 | 0 | 0 | 0 |  | 1 | 1 | 1 | 0 | 0 | 0
load_220344871 |  | node_1348320_251_15295609_776 |  | AN | 0 | Residential | 7927.2+3376.973j | 0 | 0 | 0 | 0 | 0 | [24 empty] | 8101301 | no | no |  |  | no |  | 0 | 0 | 0 | 0 | 0 | 0 |  | 1 | 1 | 1 | 0 | 0 | 0
load_220345016 |  | node_1346958_46_15295400_896 |  | AN | 0 | Residential | 35568+15151.905j | 0 | 0 | 0 | 0 | 0 | [24 empty] | 8101301 | no | no |  |  | no |  | 0 | 0 | 0 | 0 | 0 | 0 |  | 1 | 1 | 1 | 0 | 0 | 0
load_220345017 |  | node_1346579_126_15295160_44 |  | AN | 0 | Residential | 28065.6+11955.896j | 0 | 0 | 0 | 0 | 0 | [24 empty] | 8101301 | no | no |  |  | no |  | 0 | 0 | 0 | 0 | 0 | 0 |  | 1 | 1 | 1 | 0 | 0 | 0
load_220345019 |  | node_1346949_267_15295999_075 |  | AN | 0 | Residential | 44719.2+19050.299j | 0 | 0 | 0 | 0 | 0 | [24 empty] | 8101301 | no | no |  |  | no |  | 0 | 0 | 0 | 0 | 0 | 0 |  | 1 | 1 | 1 | 0 | 0 | 0
load_220345020 |  | node_1347362_917_15295680_169 |  | AN | 0 | NonResidential | 2030.4+864.947j | 0 | 0 | 0 | 0 | 0 | [24 empty] | 8101301 | no | no |  |  | no |  | 0 | 0 | 0 | 0 | 0 | 0 |  | 1 | 1 | 1 | 0 | 0 | 0
load_220345021 |  | node_1347308_986_15296094_482 |  | AN | 0 | Residential | 31212+13296.256j | 0 | 0 | 0 | 0 | 0 | [24 empty] | 8101301 | no | no |  |  | no |  | 0 | 0 | 0 | 0 | 0 | 0 |  | 1 | 1 | 1 | 0 | 0 | 0
load_220345022 |  | node_1347353_232_15296424_159 |  | AN | 0 | Residential | 37648.8+16038.322j | 0 | 0 | 0 | 0 | 0 | [24 empty] | 8101301 | no | no |  |  | no |  | 0 | 0 | 0 | 0 | 0 | 0 |  | 1 | 1 | 1 | 0 | 0 | 0
load_220345023 |  | node_1347329_68_15296646_02 |  | AN | 0 | Residential | 11728.8+4996.448j | 0 | 0 | 0 | 0 | 0 | [24 empty] | 8101301 | no | no |  |  | no |  | 0 | 0 | 0 | 0 | 0 | 0 |  | 1 | 1 | 1 | 0 | 0 | 0
load_220345079 |  | node_1346502_91_15294878_684 |  | AN | 0 | Residential | 31032+13219.577j | 0 | 0 | 0 | 0 | 0 | [24 empty] | 8101301 | no | no |  |  | no |  | 0 | 0 | 0 | 0 | 0 | 0 |  | 1 | 1 | 1 | 0 | 0 | 0
load_220345080 |  | node_1346939_849_15294879_511 |  | AN | 0 | Residential | 29462.4+12550.93j | 0 | 0 | 0 | 0 | 0 | [24 empty] | 8101301 | no | no |  |  | no |  | 0 | 0 | 0 | 0 | 0 | 0 |  | 1 | 1 | 1 | 0 | 0 | 0
load_220345081 |  | node_1347158_794_15295281_226 |  | AN | 0 | Residential | 30866.4+13149.031j | 0 | 0 | 0 | 0 | 0 | [24 empty] | 8101301 | no | no |  |  | no |  | 0 | 0 | 0 | 0 | 0 | 0 |  | 1 | 1 | 1 | 0 | 0 | 0
load_220345082 |  | node_1347050_474_15295725_112 |  | AN | 0 | Residential | 33321.6+14194.942j | 0 | 0 | 0 | 0 | 0 | [24 empty] | 8101301 | no | no |  |  | no |  | 0 | 0 | 0 | 0 | 0 | 0 |  | 1 | 1 | 1 | 0 | 0 | 0
load_220345083 |  | node_1346449_33_15295555_586 |  | AN | 0 | Residential | 43560+18556.482j | 0 | 0 | 0 | 0 | 0 | [24 empty] | 8101301 | no | no |  |  | no |  | 0 | 0 | 0 | 0 | 0 | 0 |  | 1 | 1 | 1 | 0 | 0 | 0
load_220345372 |  | node_1348579_622_15290292_977 |  | AN | 0 | Residential | 77824.8+33153.226j | 0 | 0 | 0 | 0 | 0 | [24 empty] | 8101301 | no | no |  |  | no |  | 0 | 0 | 0 | 0 | 0 | 0 |  | 1 | 1 | 1 | 0 | 0 | 0
load_220345374 |  | node_1347640_212_15290303_86 |  | AN | 0 | Residential | 45151.2+19234.331j | 0 | 0 | 0 | 0 | 0 | [24 empty] | 8101301 | no | no |  |  | no |  | 0 | 0 | 0 | 0 | 0 | 0 |  | 1 | 1 | 1 | 0 | 0 | 0
load_220346016 |  | node_1345175_151_15292705_718 |  | AN | 0 | Residential | 52538.4+22381.265j | 0 | 0 | 0 | 0 | 0 | [24 empty] | 8101301 | no | no |  |  | no |  | 0 | 0 | 0 | 0 | 0 | 0 |  | 1 | 1 | 1 | 0 | 0 | 0
load_220346017 |  | node_1345607_1_15293313_334 |  | AN | 0 | NonResidential | 5000+2129.991j | 0 | 0 | 0 | 0 | 0 | [24 empty] | 8101301 | no | no |  |  | no |  | 0 | 0 | 0 | 0 | 0 | 0 |  | 1 | 1 | 1 | 0 | 0 | 0
load_220346018 |  | node_1345881_58_15293693_271 |  | AN | 0 | NonResidential | 3060+1303.555j | 0 | 0 | 0 | 0 | 0 | [24 empty] | 8101301 | no | no |  |  | no |  | 0 | 0 | 0 | 0 | 0 | 0 |  | 1 | 1 | 1 | 0 | 0 | 0
load_220346019 |  | node_1346488_778_15294457_588 |  | AN | 0 | NonResidential | 0 | 0 | 0 | 0 | 0 | 0 | [24 empty] | 8101301 | no | no |  |  | no |  | 0 | 0 | 0 | 0 | 0 | 0 |  | 1 | 1 | 1 | 0 | 0 | 0
load_220346020 |  | node_1346704_947_15294431_449 |  | AN | 0 | Residential | 41450.4+17657.796j | 0 | 0 | 0 | 0 | 0 | [24 empty] | 8101301 | no | no |  |  | no |  | 0 | 0 | 0 | 0 | 0 | 0 |  | 1 | 1 | 1 | 0 | 0 | 0
load_220346021 |  | node_1346901_489_15294435_956 |  | AN | 0 | Residential | 42897.6+18274.301j | 0 | 0 | 0 | 0 | 0 | [24 empty] | 8101301 | no | no |  |  | no |  | 0 | 0 | 0 | 0 | 0 | 0 |  | 1 | 1 | 1 | 0 | 0 | 0
load_220346022 |  | node_1347090_839_15294528_3 |  | AN | 0 | NonResidential | 17000+7241.97j | 0 | 0 | 0 | 0 | 0 | [24 empty] | 8101301 | no | no |  |  | no |  | 0 | 0 | 0 | 0 | 0 | 0 |  | 1 | 1 | 1 | 0 | 0 | 0
load_220346023 |  | node_1347535_242_15294614_708 |  | AN | 0 | NonResidential | 0 | 0 | 0 | 0 | 0 | 0 | [24 empty] | 8101301 | no | no |  |  | no |  | 0 | 0 | 0 | 0 | 0 | 0 |  | 1 | 1 | 1 | 0 | 0 | 0
load_220346024 |  | node_1347675_003_15294804_191 |  | AN | 0 | NonResidential | 2102.4+895.619j | 0 | 0 | 0 | 0 | 0 | [24 empty] | 8101301 | no | no |  |  | no |  | 0 | 0 | 0 | 0 | 0 | 0 |  | 1 | 1 | 1 | 0 | 0 | 0
load_220346025 |  | node_1347978_984_15295339_003 |  | AN | 0 | Residential | 124228.8+52921.247j | 0 | 0 | 0 | 0 | 0 | [24 empty] | 8101301 | no | no |  |  | no |  | 0 | 0 | 0 | 0 | 0 | 0 |  | 1 | 1 | 1 | 0 | 0 | 0
load_220346026 |  | node_1348316_835_15295908_052 |  | AN | 0 | Residential | 34488+14691.826j | 0 | 0 | 0 | 0 | 0 | [24 empty] | 8101301 | no | no |  |  | no |  | 0 | 0 | 0 | 0 | 0 | 0 |  | 1 | 1 | 1 | 0 | 0 | 0
load_220346027 |  | node_1348763_112_15296707_697 |  | AN | 0 | Residential | 65052+27712.036j | 0 | 0 | 0 | 0 | 0 | [24 empty] | 8101301 | no | no |  |  | no |  | 0 | 0 | 0 | 0 | 0 | 0 |  | 1 | 1 | 1 | 0 | 0 | 0
load_220346126 |  | node_1349121_513_15297381_498 |  | AN | 0 | Residential | 25142.4+10710.618j | 0 | 0 | 0 | 0 | 0 | [24 empty] | 8101301 | no | no |  |  | no |  | 0 | 0 | 0 | 0 | 0 | 0 |  | 1 | 1 | 1 | 0 | 0 | 0
load_220346127 |  | node_1349009_034_15297049_922 |  | AN | 0 | Residential | 73857.6+31463.206j | 0 | 0 | 0 | 0 | 0 | [24 empty] | 8101301 | no | no |  |  | no |  | 0 | 0 | 0 | 0 | 0 | 0 |  | 1 | 1 | 1 | 0 | 0 | 0
load_220346128 |  | node_1348753_384_15297426_975 |  | AN | 0 | Residential | 89049.6+37934.971j | 0 | 0 | 0 | 0 | 0 | [24 empty] | 8101301 | no | no |  |  | no |  | 0 | 0 | 0 | 0 | 0 | 0 |  | 1 | 1 | 1 | 0 | 0 | 0
load_220346129 |  | node_1347875_012_15297403_927 |  | AN | 0 | Residential | 26359.2+11228.972j | 0 | 0 | 0 | 0 | 0 | [24 empty] | 8101301 | no | no |  |  | no |  | 0 | 0 | 0 | 0 | 0 | 0 |  | 1 | 1 | 1 | 0 | 0 | 0
load_220346130 |  | node_1347627_012_15297390_228 |  | AN | 0 | Residential | 97192.8+41403.959j | 0 | 0 | 0 | 0 | 0 | [24 empty] | 8101301 | no | no |  |  | no |  | 0 | 0 | 0 | 0 | 0 | 0 |  | 1 | 1 | 1 | 0 | 0 | 0
load_220346131 |  | node_1347112_704_15297380_643 |  | AN | 0 | Residential | 42523.2+18114.807j | 0 | 0 | 0 | 0 | 0 | [24 empty] | 8101301 | no | no |  |  | no |  | 0 | 0 | 0 | 0 | 0 | 0 |  | 1 | 1 | 1 | 0 | 0 | 0
load_220346132 |  | node_1347277_703_15296988_949 |  | AN | 0 | Residential | 32558.4+13869.82j | 0 | 0 | 0 | 0 | 0 | [24 empty] | 8101301 | no | no |  |  | no |  | 0 | 0 | 0 | 0 | 0 | 0 |  | 1 | 1 | 1 | 0 | 0 | 0
load_220346133 |  | node_1348384_501_15297093_427 |  | AN | 0 | Residential | 58600.8+24963.836j | 0 | 0 | 0 | 0 | 0 | [24 empty] | 8101301 | no | no |  |  | no |  | 0 | 0 | 0 | 0 | 0 | 0 |  | 1 | 1 | 1 | 0 | 0 | 0
load_220346134 |  | node_1348180_829_15297023_88 |  | AN | 0 | Residential | 53661.6+22859.746j | 0 | 0 | 0 | 0 | 0 | [24 empty] | 8101301 | no | no |  |  | no |  | 0 | 0 | 0 | 0 | 0 | 0 |  | 1 | 1 | 1 | 0 | 0 | 0
load_220346135 |  | node_1347876_076_15297080_499 |  | AN | 0 | Residential | 47887.2+20399.862j | 0 | 0 | 0 | 0 | 0 | [24 empty] | 8101301 | no | no |  |  | no |  | 0 | 0 | 0 | 0 | 0 | 0 |  | 1 | 1 | 1 | 0 | 0 | 0
load_220346145 |  | node_1347186_422_15297632_147 |  | AN | 0 | Residential | 56757.6+24178.636j | 0 | 0 | 0 | 0 | 0 | [24 empty] | 8101301 | no | no |  |  | no |  | 0 | 0 | 0 | 0 | 0 | 0 |  | 1 | 1 | 1 | 0 | 0 | 0
load_220346146 |  | node_1347597_182_15297582_974 |  | AN | 0 | Residential | 75304.8+32079.71j | 0 | 0 | 0 | 0 | 0 | [24 empty] | 8101301 | no | no |  |  | no |  | 0 | 0 | 0 | 0 | 0 | 0 |  | 1 | 1 | 1 | 0 | 0 | 0
load_220346226 |  | node_1347629_933_15290585_49 |  | AN | 0 | NonResidential | 0 | 0 | 0 | 0 | 0 | 0 | [24 empty] | 8101301 | no | no |  |  | no |  | 0 | 0 | 0 | 0 | 0 | 0 |  | 1 | 1 | 1 | 0 | 0 | 0
load_220346227 |  | node_1347304_084_15290565_319 |  | AN | 0 | Residential | 1101.6+469.28j | 0 | 0 | 0 | 0 | 0 | [24 empty] | 8101301 | no | no |  |  | no |  | 0 | 0 | 0 | 0 | 0 | 0 |  | 1 | 1 | 1 | 0 | 0 | 0
load_220346228 |  | node_1346788_711_15290467_28 |  | AN | 0 | NonResidential | 0 | 0 | 0 | 0 | 0 | 0 | [24 empty] | 8101301 | no | no |  |  | no |  | 0 | 0 | 0 | 0 | 0 | 0 |  | 1 | 1 | 1 | 0 | 0 | 0
load_220346229 |  | node_1346807_923_15290474_1 |  | AN | 0 | NonResidential | 0 | 0 | 0 | 0 | 0 | 0 | [24 empty] | 8101301 | no | no |  |  | no |  | 0 | 0 | 0 | 0 | 0 | 0 |  | 1 | 1 | 1 | 0 | 0 | 0
load_220346230 |  | node_1346063_472_15290548_963 |  | AN | 0 | Residential | 7365.6+3137.732j | 0 | 0 | 0 | 0 | 0 | [24 empty] | 8101301 | no | no |  |  | no |  | 0 | 0 | 0 | 0 | 0 | 0 |  | 1 | 1 | 1 | 0 | 0 | 0
load_220346262 |  | node_1347811_143_15290605_503 |  | AN | 0 | Residential | 5356.8+2281.987j | 0 | 0 | 0 | 0 | 0 | [24 empty] | 8101301 | no | no |  |  | no |  | 0 | 0 | 0 | 0 | 0 | 0 |  | 1 | 1 | 1 | 0 | 0 | 0
load_220346298 |  | node_1347857_569_15289576_219 |  | AN | 0 | Residential | 60940.8+25960.672j | 0 | 0 | 0 | 0 | 0 | [24 empty] | 8101301 | no | no |  |  | no |  | 0 | 0 | 0 | 0 | 0 | 0 |  | 1 | 1 | 1 | 0 | 0 | 0
load_220346299 |  | node_1347863_293_15289280_872 |  | AN | 0 | NonResidential | 2764.8+1177.8j | 0 | 0 | 0 | 0 | 0 | [24 empty] | 8101301 | no | no |  |  | no |  | 0 | 0 | 0 | 0 | 0 | 0 |  | 1 | 1 | 1 | 0 | 0 | 0
load_220346301 |  | node_1347831_013_15290860_814 |  | AN | 0 | NonResidential | 1339.2+570.497j | 0 | 0 | 0 | 0 | 0 | [24 empty] | 8101301 | no | no |  |  | no |  | 0 | 0 | 0 | 0 | 0 | 0 |  | 1 | 1 | 1 | 0 | 0 | 0
load_220346308 |  | node_1347788_299_15291161_073 |  | AN | 0 | Residential | 4140+1763.633j | 0 | 0 | 0 | 0 | 0 | [24 empty] | 8101301 | no | no |  |  | no |  | 0 | 0 | 0 | 0 | 0 | 0 |  | 1 | 1 | 1 | 0 | 0 | 0
load_220346445 |  | node_1345174_973_15289835_243 |  | AN | 0 | NonResidential | 0 | 0 | 0 | 0 | 0 | 0 | [24 empty] | 8101301 | no | no |  |  | no |  | 0 | 0 | 0 | 0 | 0 | 0 |  | 1 | 1 | 1 | 0 | 0 | 0
load_220346861 |  | node_1347855_552_15288574_582 |  | AN | 0 | NonResidential | 0 | 0 | 0 | 0 | 0 | 0 | [24 empty] | 8101301 | no | no |  |  | no |  | 0 | 0 | 0 | 0 | 0 | 0 |  | 1 | 1 | 1 | 0 | 0 | 0
load_220428259 |  | node_1347152_257_15291046_86 |  | ABCN | 0 | NonResidential | 36666.667+15619.935j | 36666.667+15619.935j | 36666.667+15619.935j | 0 | 0 | 0 | [24 empty] | 8101301 | no | no |  |  | no |  | 0 | 0 | 0 | 0 | 0 | 0 |  | 1 | 1 | 1 | 0 | 0 | 0
load_220431860 |  | node_1344512_542_15292641_223 |  | AN | 0 | NonResidential | 0 | 0 | 0 | 0 | 0 | 0 | [24 empty] | 8101301 | no | no |  |  | no |  | 0 | 0 | 0 | 0 | 0 | 0 |  | 1 | 1 | 1 | 0 | 0 | 0
load_220431861 |  | node_1344493_516_15292648_55 |  | BN | 0 | NonResidential | 0 | 0 | 0 | 0 | 0 | 0 | [24 empty] | 8101301 | no | no |  |  | no |  | 0 | 0 | 0 | 0 | 0 | 0 |  | 1 | 1 | 1 | 0 | 0 | 0
load_220431867 |  | node_1344529_469_15292627_519 |  | CN | 0 | NonResidential | 0 | 0 | 0 | 0 | 0 | 0 | [24 empty] | 8101301 | no | no |  |  | no |  | 0 | 0 | 0 | 0 | 0 | 0 |  | 1 | 1 | 1 | 0 | 0 | 0
load_220441411 |  | node_1349034_209_15296421_14 |  | AN | 0 | Residential | 67989.6+28963.448j | 0 | 0 | 0 | 0 | 0 | [24 empty] | 8101301 | no | no |  |  | no |  | 0 | 0 | 0 | 0 | 0 | 0 |  | 1 | 1 | 1 | 0 | 0 | 0
load_220492080 |  | node_1345439_39_15295040_848 |  | AN | 0 | Residential | 37936.8+16161.009j | 0 | 0 | 0 | 0 | 0 | [24 empty] | 8101301 | no | no |  |  | no |  | 0 | 0 | 0 | 0 | 0 | 0 |  | 1 | 1 | 1 | 0 | 0 | 0
load_220492650 |  | node_1345716_126_15290467_093 |  | AN | 0 | NonResidential | 244.8+104.284j | 0 | 0 | 0 | 0 | 0 | [24 empty] | 8101301 | no | no |  |  | no |  | 0 | 0 | 0 | 0 | 0 | 0 |  | 1 | 1 | 1 | 0 | 0 | 0
load_220492651 |  | node_1345702_796_15290447_241 |  | AN | 0 | NonResidential | 244.8+104.284j | 0 | 0 | 0 | 0 | 0 | [24 empty] | 8101301 | no | no |  |  | no |  | 0 | 0 | 0 | 0 | 0 | 0 |  | 1 | 1 | 1 | 0 | 0 | 0
load_220531426 |  | node_1347434_492_15290784_016 |  | ABCN | 0 | Residential | 18333.333+7809.967j | 18333.333+7809.967j | 18333.333+7809.967j | 0 | 0 | 0 | [24 empty] | 8101301 | no | no |  |  | no |  | 0 | 0 | 0 | 0 | 0 | 0 |  | 1 | 1 | 1 | 0 | 0 | 0
load_220535574 |  | node_1348122_102_15289294_406 |  | AN | 0 | Residential | 42768+18219.092j | 0 | 0 | 0 | 0 | 0 | [24 empty] | 8101301 | no | no |  |  | no |  | 0 | 0 | 0 | 0 | 0 | 0 |  | 1 | 1 | 1 | 0 | 0 | 0
load_220535625 |  | node_1348110_034_15289600_303 |  | AN | 0 | Residential | 54950.4+23408.772j | 0 | 0 | 0 | 0 | 0 | [24 empty] | 8101301 | no | no |  |  | no |  | 0 | 0 | 0 | 0 | 0 | 0 |  | 1 | 1 | 1 | 0 | 0 | 0
load_220541574 |  | node_1348190_162_15295681_649 |  | AN | 0 | NonResidential | 0 | 0 | 0 | 0 | 0 | 0 | [24 empty] | 8101301 | no | no |  |  | no |  | 0 | 0 | 0 | 0 | 0 | 0 |  | 1 | 1 | 1 | 0 | 0 | 0
load_220542223 |  | node_1348516_321_15295874_536 |  | AN | 0 | Residential | 4161.6+1772.834j | 0 | 0 | 0 | 0 | 0 | [24 empty] | 8101301 | no | no |  |  | no |  | 0 | 0 | 0 | 0 | 0 | 0 |  | 1 | 1 | 1 | 0 | 0 | 0
load_220542431 |  | node_1348021_498_15289911_766 |  | AN | 0 | Residential | 64080+27297.966j | 0 | 0 | 0 | 0 | 0 | [24 empty] | 8101301 | no | no |  |  | no |  | 0 | 0 | 0 | 0 | 0 | 0 |  | 1 | 1 | 1 | 0 | 0 | 0
load_220549712 |  | node_1348426_931_15290711_922 |  | AN | 0 | Residential | 38052+16210.084j | 0 | 0 | 0 | 0 | 0 | [24 empty] | 8101301 | no | no |  |  | no |  | 0 | 0 | 0 | 0 | 0 | 0 |  | 1 | 1 | 1 | 0 | 0 | 0
load_220556422 |  | node_1346983_809_15296437_522 |  | AN | 0 | Residential | 29181.6+12431.31j | 0 | 0 | 0 | 0 | 0 | [24 empty] | 8101301 | no | no |  |  | no |  | 0 | 0 | 0 | 0 | 0 | 0 |  | 1 | 1 | 1 | 0 | 0 | 0
load_220559316 |  | node_1347844_25_15288237_431 |  | AN | 0 | NonResidential | 11333.333+4827.98j | 0 | 0 | 0 | 0 | 0 | [24 empty] | 8101301 | no | no |  |  | no |  | 0 | 0 | 0 | 0 | 0 | 0 |  | 1 | 1 | 1 | 0 | 0 | 0
load_220559317 |  | node_1347863_624_15288243_346 |  | BN | 0 | NonResidential | 0 | 11333.333+4827.98j | 0 | 0 | 0 | 0 | [24 empty] | 8101301 | no | no |  |  | no |  | 0 | 0 | 0 | 0 | 0 | 0 |  | 1 | 1 | 1 | 0 | 0 | 0
load_220559318 |  | node_1347824_433_15288238_437 |  | CN | 0 | NonResidential | 0 | 0 | 11333.333+4827.98j | 0 | 0 | 0 | [24 empty] | 8101301 | no | no |  |  | no |  | 0 | 0 | 0 | 0 | 0 | 0 |  | 1 | 1 | 1 | 0 | 0 | 0
load_220570814 |  | node_1348109_417_15290271_025 |  | AN | 0 | Residential | 84708+36085.457j | 0 | 0 | 0 | 0 | 0 | [24 empty] | 8101301 | no | no |  |  | no |  | 0 | 0 | 0 | 0 | 0 | 0 |  | 1 | 1 | 1 | 0 | 0 | 0
load_220599268 |  | node_1346339_834_15295278_829 |  | AN | 0 | Residential | 21153.6+9011.396j | 0 | 0 | 0 | 0 | 0 | [24 empty] | 8101301 | no | no |  |  | no |  | 0 | 0 | 0 | 0 | 0 | 0 |  | 1 | 1 | 1 | 0 | 0 | 0
load_220606373 |  | node_1348148_154_15290621_987 |  | AN | 0 | Residential | 73512+31315.981j | 0 | 0 | 0 | 0 | 0 | [24 empty] | 8101301 | no | no |  |  | no |  | 0 | 0 | 0 | 0 | 0 | 0 |  | 1 | 1 | 1 | 0 | 0 | 0
load_220614816 |  | node_1347992_353_15290979_437 |  | AN | 0 | Residential | 62625.6+26678.394j | 0 | 0 | 0 | 0 | 0 | [24 empty] | 8101301 | no | no |  |  | no |  | 0 | 0 | 0 | 0 | 0 | 0 |  | 1 | 1 | 1 | 0 | 0 | 0
load_220615527 |  | node_1348104_52_15297605_151 |  | AN | 0 | Residential | 66146.4+28178.248j | 0 | 0 | 0 | 0 | 0 | [24 empty] | 8101301 | no | no |  |  | no |  | 0 | 0 | 0 | 0 | 0 | 0 |  | 1 | 1 | 1 | 0 | 0 | 0
load_220628452 |  | node_1346800_237_15293595_349 |  | AN | 0 | NonResidential | 5000+2129.991j | 0 | 0 | 0 | 0 | 0 | [24 empty] | 8101301 | no | no |  |  | no |  | 0 | 0 | 0 | 0 | 0 | 0 |  | 1 | 1 | 1 | 0 | 0 | 0
load_220657188 |  | node_1347643_541_15289949_089 |  | AN | 0 | Residential | 49730.4+21185.062j | 0 | 0 | 0 | 0 | 0 | [24 empty] | 8101301 | no | no |  |  | no |  | 0 | 0 | 0 | 0 | 0 | 0 |  | 1 | 1 | 1 | 0 | 0 | 0
load_310049150 |  | node_1347674_861_15291551_907 |  | BN | 0 | NonResidential | 0 | 89666.667+38197.84j | 0 | 0 | 0 | 0 | [24 empty] | 8101301 | no | no |  |  | no |  | 0 | 0 | 0 | 0 | 0 | 0 |  | 1 | 1 | 1 | 0 | 0 | 0
load_310049151 |  | node_1347682_401_15291550_772 |  | CN | 0 | NonResidential | 0 | 0 | 89666.667+38197.84j | 0 | 0 | 0 | [24 empty] | 8101301 | no | no |  |  | no |  | 0 | 0 | 0 | 0 | 0 | 0 |  | 1 | 1 | 1 | 0 | 0 | 0
load_311896136 |  | node_1345933_003_15294198_578 |  | AN | 0 | Residential | 60962.4+25969.874j | 0 | 0 | 0 | 0 | 0 | [24 empty] | 8101301 | no | no |  |  | no |  | 0 | 0 | 0 | 0 | 0 | 0 |  | 1 | 1 | 1 | 0 | 0 | 0
load_311896143 |  | node_1345437_788_15293949_636 |  | AN | 0 | Residential | 46900.8+19979.657j | 0 | 0 | 0 | 0 | 0 | [24 empty] | 8101301 | no | no |  |  | no |  | 0 | 0 | 0 | 0 | 0 | 0 |  | 1 | 1 | 1 | 0 | 0 | 0
load_311896146 |  | node_1345608_148_15294298_467 |  | AN | 0 | Residential | 29620.8+12618.408j | 0 | 0 | 0 | 0 | 0 | [24 empty] | 8101301 | no | no |  |  | no |  | 0 | 0 | 0 | 0 | 0 | 0 |  | 1 | 1 | 1 | 0 | 0 | 0
load_311904150 |  | node_1347666_34_15291552_1 |  | AN | 0 | NonResidential | 89666.667+38197.84j | 0 | 0 | 0 | 0 | 0 | [24 empty] | 8101301 | no | no |  |  | no |  | 0 | 0 | 0 | 0 | 0 | 0 |  | 1 | 1 | 1 | 0 | 0 | 0
load_311989278 |  | node_1345083_587_15290303_695 |  | AN | 0 | NonResidential | 0 | 0 | 0 | 0 | 0 | 0 | [24 empty] | 8101301 | no | no |  |  | no |  | 0 | 0 | 0 | 0 | 0 | 0 |  | 1 | 1 | 1 | 0 | 0 | 0
load_312048401 |  | node_1347526_313_15289360_595 |  | AN | 0 | Residential | 10144.8+4321.667j | 0 | 0 | 0 | 0 | 0 | [24 empty] | 8101301 | no | no |  |  | no |  | 0 | 0 | 0 | 0 | 0 | 0 |  | 1 | 1 | 1 | 0 | 0 | 0
load_312124509 |  | node_1348074_641_15291489_814 |  | AN | 0 | NonResidential | 0 | 0 | 0 | 0 | 0 | 0 | [24 empty] | 8101301 | no | no |  |  | no |  | 0 | 0 | 0 | 0 | 0 | 0 |  | 1 | 1 | 1 | 0 | 0 | 0
load_312124510 |  | node_1348091_711_15291491_679 |  | BN | 0 | NonResidential | 0 | 0 | 0 | 0 | 0 | 0 | [24 empty] | 8101301 | no | no |  |  | no |  | 0 | 0 | 0 | 0 | 0 | 0 |  | 1 | 1 | 1 | 0 | 0 | 0
load_312124511 |  | node_1348109_27_15291491_458 |  | CN | 0 | NonResidential | 0 | 0 | 0 | 0 | 0 | 0 | [24 empty] | 8101301 | no | no |  |  | no |  | 0 | 0 | 0 | 0 | 0 | 0 |  | 1 | 1 | 1 | 0 | 0 | 0

## node
data_type | static
owner_type | feeder
owner | 8101301
object | node
name | groupid | parent | bustype | phases | nominal_voltage | dcircuit | selected | monitored | monitored_fields | class_monitored_fields | played | played_fields | subsystem | x | y | comments | dist_to_slack
node_1344493_516_15292648_55 |  |  | PQ | ABCN | 7199.558 | 8101301 | no | no |  |  | no |  |  | 1344493.516 | 15292648.55 |  | -1
node_1344512_542_15292641_223 |  |  | PQ | ABCN | 7199.558 | 8101301 | no | no |  |  | no |  |  | 1344512.542 | 15292641.223 |  | -1
node_1344529_469_15292627_519 |  |  | PQ | ABCN | 7199.558 | 8101301 | no | no |  |  | no |  |  | 1344529.469 | 15292627.519 |  | -1
node_1344679_189_15292870_151 |  |  | PQ | AN | 7199.558 | 8101301 | no | no |  |  | no |  |  | 1344679.189 | 15292870.151 |  | -1
node_1344727_723_15294385_934 |  |  | PQ | AN | 7199.558 | 8101301 | no | no |  |  | no |  |  | 1344727.723 | 15294385.934 |  | -1
node_1344784_784_15294700_038 |  |  | PQ | ABCN | 7199.558 | 8101301 | no | no |  |  | no |  |  | 1344784.784 | 15294700.038 |  | -1
node_1344881_587_15290571_666 |  |  | PQ | ABCN | 7199.558 | 8101301 | no | no |  |  | no |  |  | 1344881.587 | 15290571.666 |  | -1
node_1344890_61_15292350_74 |  |  | PQ | ABCN | 7199.558 | 8101301 | no | no |  |  | no |  |  | 1344890.61 | 15292350.74 |  | -1
node_1344958_345_15293993_138 |  |  | PQ | ABCN | 7199.558 | 8101301 | no | no |  |  | no |  |  | 1344958.345 | 15293993.138 |  | -1
node_1344998_393_15294410_742 |  |  | PQ | AN | 7199.558 | 8101301 | no | no |  |  | no |  |  | 1344998.393 | 15294410.742 |  | -1
node_1345083_587_15290303_695 |  |  | PQ | AN | 7199.558 | 8101301 | no | no |  |  | no |  |  | 1345083.587 | 15290303.695 |  | -1
node_1345134_335_15291301_381 |  |  | PQ | ABCN | 7199.558 | 8101301 | no | no |  |  | no |  |  | 1345134.335 | 15291301.381 |  | -1
node_1345174_973_15289835_243 |  |  | PQ | ABCN | 7199.558 | 8101301 | no | no |  |  | no |  |  | 1345174.973 | 15289835.243 |  | -1
node_1345175_151_15292705_718 |  |  | PQ | ABCN | 7199.558 | 8101301 | no | no |  |  | no |  |  | 1345175.151 | 15292705.718 |  | -1
node_1345331_698_15294740_119 |  |  | PQ | AN | 7199.558 | 8101301 | no | no |  |  | no |  |  | 1345331.698 | 15294740.119 |  | -1
node_1345336_797_15294210_709 |  |  | PQ | AN | 7199.558 | 8101301 | no | no |  |  | no |  |  | 1345336.797 | 15294210.709 |  | -1
node_1345437_788_15293949_636 |  |  | PQ | AN | 7199.558 | 8101301 | no | no |  |  | no |  |  | 1345437.788 | 15293949.636 |  | -1
node_1345439_39_15295040_848 |  |  | PQ | AN | 7199.558 | 8101301 | no | no |  |  | no |  |  | 1345439.39 | 15295040.848 |  | -1
node_1345485_58_15293649_5 |  |  | PQ | AN | 7199.558 | 8101301 | no | no |  |  | no |  |  | 1345485.58 | 15293649.5 |  | -1
node_1345568_494_15294531_197 |  |  | PQ | AN | 7199.558 | 8101301 | no | no |  |  | no |  |  | 1345568.494 | 15294531.197 |  | -1
node_1345583_311_15294937_596 |  |  | PQ | AN | 7199.558 | 8101301 | no | no |  |  | no |  |  | 1345583.311 | 15294937.596 |  | -1
node_1345607_1_15293313_334 |  |  | PQ | ABCN | 7199.558 | 8101301 | no | no |  |  | no |  |  | 1345607.1 | 15293313.334 |  | -1
node_1345608_148_15294298_467 |  |  | PQ | AN | 7199.558 | 8101301 | no | no |  |  | no |  |  | 1345608.148 | 15294298.467 |  | -1
node_1345690_121_15294547_63 |  |  | PQ | AN | 7199.558 | 8101301 | no | no |  |  | no |  |  | 1345690.121 | 15294547.63 |  | -1
node_1345691_356_15294862_126 |  |  | PQ | AN | 7199.558 | 8101301 | no | no |  |  | no |  |  | 1345691.356 | 15294862.126 |  | -1
node_1345702_796_15290447_241 |  |  | PQ | ABCN | 7199.558 | 8101301 | no | no |  |  | no |  |  | 1345702.796 | 15290447.241 |  | -1
node_1345707_158_15295309_395 |  |  | PQ | AN | 7199.558 | 8101301 | no | no |  |  | no |  |  | 1345707.158 | 15295309.395 |  | -1
node_1345716_126_15290467_093 |  |  | PQ | ABCN | 7199.558 | 8101301 | no | no |  |  | no |  |  | 1345716.126 | 15290467.093 |  | -1
node_1345720_513_15294714_649 |  |  | PQ | AN | 7199.558 | 8101301 | no | no |  |  | no |  |  | 1345720.513 | 15294714.649 |  | -1
node_1345835_729_15295120_659 |  |  | PQ | AN | 7199.558 | 8101301 | no | no |  |  | no |  |  | 1345835.729 | 15295120.659 |  | -1
node_1345871_04_15294767_463 |  |  | PQ | AN | 7199.558 | 8101301 | no | no |  |  | no |  |  | 1345871.04 | 15294767.463 |  | -1
node_1345881_58_15293693_271 |  |  | PQ | ABCN | 7199.558 | 8101301 | no | no |  |  | no |  |  | 1345881.58 | 15293693.271 |  | -1
node_1345895_696_15294568_125 |  |  | PQ | AN | 7199.558 | 8101301 | no | no |  |  | no |  |  | 1345895.696 | 15294568.125 |  | -1
node_1345933_003_15294198_578 |  |  | PQ | AN | 7199.558 | 8101301 | no | no |  |  | no |  |  | 1345933.003 | 15294198.578 |  | -1
node_1345944_766_15294919_222 |  |  | PQ | AN | 7199.558 | 8101301 | no | no |  |  | no |  |  | 1345944.766 | 15294919.222 |  | -1
node_1345949_907_15295043_34 |  |  | PQ | AN | 7199.558 | 8101301 | no | no |  |  | no |  |  | 1345949.907 | 15295043.34 |  | -1
node_1346021_999_15295245_761 |  |  | PQ | AN | 7199.558 | 8101301 | no | no |  |  | no |  |  | 1346021.999 | 15295245.761 |  | -1
node_1346023_846_15295380_714 |  |  | PQ | AN | 7199.558 | 8101301 | no | no |  |  | no |  |  | 1346023.846 | 15295380.714 |  | -1
node_1346043_572_15294399_101 |  |  | PQ | AN | 7199.558 | 8101301 | no | no |  |  | no |  |  | 1346043.572 | 15294399.101 |  | -1
node_1346063_472_15290548_963 |  |  | PQ | ABCN | 7199.558 | 8101301 | no | no |  |  | no |  |  | 1346063.472 | 15290548.963 |  | -1
node_1346080_912_15294634_63 |  |  | PQ | AN | 7199.558 | 8101301 | no | no |  |  | no |  |  | 1346080.912 | 15294634.63 |  | -1
node_1346130_619_15294880_854 |  |  | PQ | AN | 7199.558 | 8101301 | no | no |  |  | no |  |  | 1346130.619 | 15294880.854 |  | -1
node_1346169_271_15294525_201 |  |  | PQ | AN | 7199.558 | 8101301 | no | no |  |  | no |  |  | 1346169.271 | 15294525.201 |  | -1
node_1346207_788_15295123_95 |  |  | PQ | AN | 7199.558 | 8101301 | no | no |  |  | no |  |  | 1346207.788 | 15295123.95 |  | -1
node_1346300_184_15294700_441 |  |  | PQ | AN | 7199.558 | 8101301 | no | no |  |  | no |  |  | 1346300.184 | 15294700.441 |  | -1
node_1346326_129_15294485_652 |  |  | PQ | AN | 7199.558 | 8101301 | no | no |  |  | no |  |  | 1346326.129 | 15294485.652 |  | -1
node_1346339_834_15295278_829 |  |  | PQ | AN | 7199.558 | 8101301 | no | no |  |  | no |  |  | 1346339.834 | 15295278.829 |  | -1
node_1346356_053_15294567_509 |  |  | PQ | AN | 7199.558 | 8101301 | no | no |  |  | no |  |  | 1346356.053 | 15294567.509 |  | -1
node_1346388_27_15290839_047 |  |  | PQ | ABCN | 7199.558 | 8101301 | no | no |  |  | no |  |  | 1346388.27 | 15290839.047 |  | -1
node_1346449_33_15295555_586 |  |  | PQ | AN | 7199.558 | 8101301 | no | no |  |  | no |  |  | 1346449.33 | 15295555.586 |  | -1
node_1346488_778_15294457_588 |  |  | PQ | ABCN | 7199.558 | 8101301 | no | no |  |  | no |  |  | 1346488.778 | 15294457.588 |  | -1
node_1346502_91_15294878_684 |  |  | PQ | AN | 7199.558 | 8101301 | no | no |  |  | no |  |  | 1346502.91 | 15294878.684 |  | -1
node_1346579_126_15295160_44 |  |  | PQ | AN | 7199.558 | 8101301 | no | no |  |  | no |  |  | 1346579.126 | 15295160.44 |  | -1
node_1346611_962_15290799_57 |  |  | PQ | ABCN | 7199.558 | 8101301 | no | no |  |  | no |  |  | 1346611.962 | 15290799.57 |  | -1
node_1346612_552_15290746_782 |  |  | PQ | ABCN | 7199.558 | 8101301 | no | no |  |  | no |  |  | 1346612.552 | 15290746.782 |  | -1
node_1346614_846_15290773_255 |  |  | PQ | ABCN | 7199.558 | 8101301 | no | no |  |  | no |  |  | 1346614.846 | 15290773.255 |  | -1
node_1346654_728_15294596_852 |  |  | PQ | AN | 7199.558 | 8101301 | no | no |  |  | no |  |  | 1346654.728 | 15294596.852 |  | -1
node_1346704_947_15294431_449 |  |  | PQ | ABCN | 7199.558 | 8101301 | no | no |  |  | no |  |  | 1346704.947 | 15294431.449 |  | -1
node_1346716_094_15291050_396 |  |  | PQ | ABCN | 7199.558 | 8101301 | no | no |  |  | no |  |  | 1346716.094 | 15291050.396 |  | -1
node_1346788_711_15290467_28 |  |  | PQ | ABCN | 7199.558 | 8101301 | no | no |  |  | no |  |  | 1346788.711 | 15290467.28 |  | -1
node_1346800_237_15293595_349 |  |  | PQ | AN | 7199.558 | 8101301 | no | no |  |  | no |  |  | 1346800.237 | 15293595.349 |  | -1
node_1346807_923_15290474_1 |  |  | PQ | ABCN | 7199.558 | 8101301 | no | no |  |  | no |  |  | 1346807.923 | 15290474.1 |  | -1
node_1346901_489_15294435_956 |  |  | PQ | ABCN | 7199.558 | 8101301 | no | no |  |  | no |  |  | 1346901.489 | 15294435.956 |  | -1
node_1346939_849_15294879_511 |  |  | PQ | AN | 7199.558 | 8101301 | no | no |  |  | no |  |  | 1346939.849 | 15294879.511 |  | -1
node_1346949_267_15295999_075 |  |  | PQ | AN | 7199.558 | 8101301 | no | no |  |  | no |  |  | 1346949.267 | 15295999.075 |  | -1
node_1346958_46_15295400_896 |  |  | PQ | AN | 7199.558 | 8101301 | no | no |  |  | no |  |  | 1346958.46 | 15295400.896 |  | -1
node_1346959_753_15297138_411 |  |  | PQ | AN | 7199.558 | 8101301 | no | no |  |  | no |  |  | 1346959.753 | 15297138.411 |  | -1
node_1346976_656_15291190_393 |  |  | PQ | ABCN | 7199.558 | 8101301 | no | no |  |  | no |  |  | 1346976.656 | 15291190.393 |  | -1
node_1346983_809_15296437_522 |  |  | PQ | AN | 7199.558 | 8101301 | no | no |  |  | no |  |  | 1346983.809 | 15296437.522 |  | -1
node_1347023_335_15297772_791 |  |  | PQ | AN | 7199.558 | 8101301 | no | no |  |  | no |  |  | 1347023.335 | 15297772.791 |  | -1
node_1347050_474_15295725_112 |  |  | PQ | AN | 7199.558 | 8101301 | no | no |  |  | no |  |  | 1347050.474 | 15295725.112 |  | -1
node_1347090_839_15294528_3 |  |  | PQ | AN | 7199.558 | 8101301 | no | no |  |  | no |  |  | 1347090.839 | 15294528.3 |  | -1
node_1347112_704_15297380_643 |  |  | PQ | AN | 7199.558 | 8101301 | no | no |  |  | no |  |  | 1347112.704 | 15297380.643 |  | -1
node_1347152_257_15291046_86 |  |  | PQ | ABCN | 7199.558 | 8101301 | no | no |  |  | no |  |  | 1347152.257 | 15291046.86 |  | -1
node_1347158_794_15295281_226 |  |  | PQ | AN | 7199.558 | 8101301 | no | no |  |  | no |  |  | 1347158.794 | 15295281.226 |  | -1
node_1347186_422_15297632_147 |  |  | PQ | AN | 7199.558 | 8101301 | no | no |  |  | no |  |  | 1347186.422 | 15297632.147 |  | -1
node_1347241_486_15291315_824 |  |  | PQ | ABCN | 7199.558 | 8101301 | no | no |  |  | no |  |  | 1347241.486 | 15291315.824 |  | -1
node_1347277_703_15296988_949 |  |  | PQ | AN | 7199.558 | 8101301 | no | no |  |  | no |  |  | 1347277.703 | 15296988.949 |  | -1
node_1347290_443_15294708_223 |  |  | PQ | ABN | 7199.558 | 8101301 | no | no |  |  | no |  |  | 1347290.443 | 15294708.223 |  | -1
node_1347304_084_15290565_319 |  |  | PQ | ABCN | 7199.558 | 8101301 | no | no |  |  | no |  |  | 1347304.084 | 15290565.319 |  | -1
node_1347308_986_15296094_482 |  |  | PQ | AN | 7199.558 | 8101301 | no | no |  |  | no |  |  | 1347308.986 | 15296094.482 |  | -1
node_1347329_68_15296646_02 |  |  | PQ | AN | 7199.558 | 8101301 | no | no |  |  | no |  |  | 1347329.68 | 15296646.02 |  | -1
node_1347353_232_15296424_159 |  |  | PQ | AN | 7199.558 | 8101301 | no | no |  |  | no |  |  | 1347353.232 | 15296424.159 |  | -1
node_1347356_271_15294754_283 |  |  | PQ | ABN | 7199.558 | 8101301 | no | no |  |  | no |  |  | 1347356.271 | 15294754.283 |  | -1
node_1347362_917_15295680_169 |  |  | PQ | AN | 7199.558 | 8101301 | no | no |  |  | no |  |  | 1347362.917 | 15295680.169 |  | -1
node_1347434_492_15290784_016 |  |  | PQ | ABCN | 7199.558 | 8101301 | no | no |  |  | no |  |  | 1347434.492 | 15290784.016 |  | -1
node_1347526_313_15289360_595 |  |  | PQ | AN | 7199.558 | 8101301 | no | no |  |  | no |  |  | 1347526.313 | 15289360.595 |  | -1
node_1347528_704_15289560_947 |  |  | PQ | AN | 7199.558 | 8101301 | no | no |  |  | no |  |  | 1347528.704 | 15289560.947 |  | -1
node_1347533_96_15289160_265 |  |  | PQ | AN | 7199.558 | 8101301 | no | no |  |  | no |  |  | 1347533.96 | 15289160.265 |  | -1
node_1347535_242_15294614_708 |  |  | PQ | ABCN | 7199.558 | 8101301 | no | no |  |  | no |  |  | 1347535.242 | 15294614.708 |  | -1
node_1347537_435_15291302_855 |  |  | PQ | ABCN | 7199.558 | 8101301 | no | no |  |  | no |  |  | 1347537.435 | 15291302.855 |  | -1
node_1347571_701_15295253_602 |  |  | PQ | AN | 7199.558 | 8101301 | no | no |  |  | no |  |  | 1347571.701 | 15295253.602 |  | -1
node_1347597_182_15297582_974 |  |  | PQ | AN | 7199.558 | 8101301 | no | no |  |  | no |  |  | 1347597.182 | 15297582.974 |  | -1
node_1347627_012_15297390_228 |  |  | PQ | AN | 7199.558 | 8101301 | no | no |  |  | no |  |  | 1347627.012 | 15297390.228 |  | -1
node_1347629_722_15296819_318 |  |  | PQ | AN | 7199.558 | 8101301 | no | no |  |  | no |  |  | 1347629.722 | 15296819.318 |  | -1
node_1347629_933_15290585_49 |  |  | PQ | ABCN | 7199.558 | 8101301 | no | no |  |  | no |  |  | 1347629.933 | 15290585.49 |  | -1
node_1347640_212_15290303_86 |  |  | PQ | ABCN | 7199.558 | 8101301 | no | no |  |  | no |  |  | 1347640.212 | 15290303.86 |  | -1
node_1347643_541_15289949_089 |  |  | PQ | AN | 7199.558 | 8101301 | no | no |  |  | no |  |  | 1347643.541 | 15289949.089 |  | -1
node_1347664_915_15291026_67 |  |  | PQ | ABCN | 7199.558 | 8101301 | no | no |  |  | no |  |  | 1347664.915 | 15291026.67 |  | -1
node_1347666_34_15291552_1 |  |  | PQ | ABCN | 7199.558 | 8101301 | no | no |  |  | no |  |  | 1347666.34 | 15291552.1 |  | -1
node_1347674_861_15291551_907 |  |  | PQ | ABCN | 7199.558 | 8101301 | no | no |  |  | no |  |  | 1347674.861 | 15291551.907 |  | -1
node_1347675_003_15294804_191 |  |  | PQ | ABCN | 7199.558 | 8101301 | no | no |  |  | no |  |  | 1347675.003 | 15294804.191 |  | -1
node_1347682_401_15291550_772 |  |  | PQ | ABCN | 7199.558 | 8101301 | no | no |  |  | no |  |  | 1347682.401 | 15291550.772 |  | -1
node_1347697_155_15295614_855 |  |  | PQ | AN | 7199.558 | 8101301 | no | no |  |  | no |  |  | 1347697.155 | 15295614.855 |  | -1
node_1347788_299_15291161_073 |  |  | PQ | ABCN | 7199.558 | 8101301 | no | no |  |  | no |  |  | 1347788.299 | 15291161.073 |  | -1
node_1347811_143_15290605_503 |  |  | PQ | ABCN | 7199.558 | 8101301 | no | no |  |  | no |  |  | 1347811.143 | 15290605.503 |  | -1
node_1347812_378_15290096_837 |  |  | PQ | ABCN | 7199.558 | 8101301 | no | no |  |  | no |  |  | 1347812.378 | 15290096.837 |  | -1
node_1347824_433_15288238_437 |  |  | PQ | ABCN | 7199.558 | 8101301 | no | no |  |  | no |  |  | 1347824.433 | 15288238.437 |  | -1
node_1347830_977_15296423_782 |  |  | PQ | AN | 7199.558 | 8101301 | no | no |  |  | no |  |  | 1347830.977 | 15296423.782 |  | -1
node_1347831_013_15290860_814 |  |  | PQ | ABCN | 7199.558 | 8101301 | no | no |  |  | no |  |  | 1347831.013 | 15290860.814 |  | -1
node_1347844_25_15288237_431 |  |  | PQ | ABCN | 7199.558 | 8101301 | no | no |  |  | no |  |  | 1347844.25 | 15288237.431 |  | -1
node_1347851_385_15295917_49 |  |  | PQ | AN | 7199.558 | 8101301 | no | no |  |  | no |  |  | 1347851.385 | 15295917.49 |  | -1
node_1347853_669_15291258_481 |  |  | PQ | ABCN | 7199.558 | 8101301 | no | no |  |  | no |  |  | 1347853.669 | 15291258.481 |  | -1
node_1347855_552_15288574_582 |  |  | PQ | ABCN | 7199.558 | 8101301 | no | no |  |  | no |  |  | 1347855.552 | 15288574.582 |  | -1
node_1347857_569_15289576_219 |  |  | PQ | ABCN | 7199.558 | 8101301 | no | no |  |  | no |  |  | 1347857.569 | 15289576.219 |  | -1
node_1347863_293_15289280_872 |  |  | PQ | ABCN | 7199.558 | 8101301 | no | no |  |  | no |  |  | 1347863.293 | 15289280.872 |  | -1
node_1347863_624_15288243_346 |  |  | PQ | ABCN | 7199.558 | 8101301 | no | no |  |  | no |  |  | 1347863.624 | 15288243.346 |  | -1
node_1347873_465_15291257_033 |  |  | PQ | ABCN | 7199.558 | 8101301 | no | no |  |  | no |  |  | 1347873.465 | 15291257.033 |  | -1
node_1347875_012_15297403_927 |  |  | PQ | AN | 7199.558 | 8101301 | no | no |  |  | no |  |  | 1347875.012 | 15297403.927 |  | -1
node_1347876_076_15297080_499 |  |  | PQ | AN | 7199.558 | 8101301 | no | no |  |  | no |  |  | 1347876.076 | 15297080.499 |  | -1
node_1347892_12_15291501_862 |  |  | PQ | ABCN | 7199.558 | 8101301 | no | no |  |  | no |  |  | 1347892.12 | 15291501.862 |  | -1
node_1347892_905_15291262_516 |  |  | PQ | ABCN | 7199.558 | 8101301 | no | no |  |  | no |  |  | 1347892.905 | 15291262.516 |  | -1
node_1347911_23_15291494_923 |  |  | PQ | ABCN | 7199.558 | 8101301 | no | no |  |  | no |  |  | 1347911.23 | 15291494.923 |  | -1
node_1347928_313_15291481_567 |  |  | PQ | ABCN | 7199.558 | 8101301 | no | no |  |  | no |  |  | 1347928.313 | 15291481.567 |  | -1
node_1347968_037_15291265_998 |  |  | PQ | ABCN | 7199.558 | 8101301 | no | no |  |  | no |  |  | 1347968.037 | 15291265.998 |  | -1
node_1347968_651_15289007_169 |  |  | PQ | AN | 7199.558 | 8101301 | no | no |  |  | no |  |  | 1347968.651 | 15289007.169 |  | -1
node_1347978_984_15295339_003 |  |  | PQ | ABCN | 7199.558 | 8101301 | no | no |  |  | no |  |  | 1347978.984 | 15295339.003 |  | -1
node_1347987_469_15291271_531 |  |  | PQ | ABCN | 7199.558 | 8101301 | no | no |  |  | no |  |  | 1347987.469 | 15291271.531 |  | -1
node_1347992_353_15290979_437 |  |  | PQ | AN | 7199.558 | 8101301 | no | no |  |  | no |  |  | 1347992.353 | 15290979.437 |  | -1
node_1348021_498_15289911_766 |  |  | PQ | AN | 7199.558 | 8101301 | no | no |  |  | no |  |  | 1348021.498 | 15289911.766 |  | -1
node_1348074_641_15291489_814 |  |  | PQ | ABCN | 7199.558 | 8101301 | no | no |  |  | no |  |  | 1348074.641 | 15291489.814 |  | -1
node_1348091_711_15291491_679 |  |  | PQ | ABCN | 7199.558 | 8101301 | no | no |  |  | no |  |  | 1348091.711 | 15291491.679 |  | -1
node_1348104_52_15297605_151 |  |  | PQ | AN | 7199.558 | 8101301 | no | no |  |  | no |  |  | 1348104.52 | 15297605.151 |  | -1
node_1348109_27_15291491_458 |  |  | PQ | ABCN | 7199.558 | 8101301 | no | no |  |  | no |  |  | 1348109.27 | 15291491.458 |  | -1
node_1348109_417_15290271_025 |  |  | PQ | AN | 7199.558 | 8101301 | no | no |  |  | no |  |  | 1348109.417 | 15290271.025 |  | -1
node_1348110_034_15289600_303 |  |  | PQ | AN | 7199.558 | 8101301 | no | no |  |  | no |  |  | 1348110.034 | 15289600.303 |  | -1
node_1348122_102_15289294_406 |  |  | PQ | AN | 7199.558 | 8101301 | no | no |  |  | no |  |  | 1348122.102 | 15289294.406 |  | -1
node_1348148_154_15290621_987 |  |  | PQ | AN | 7199.558 | 8101301 | no | no |  |  | no |  |  | 1348148.154 | 15290621.987 |  | -1
node_1348180_829_15297023_88 |  |  | PQ | AN | 7199.558 | 8101301 | no | no |  |  | no |  |  | 1348180.829 | 15297023.88 |  | -1
node_1348190_162_15295681_649 |  |  | PQ | AN | 7199.558 | 8101301 | no | no |  |  | no |  |  | 1348190.162 | 15295681.649 |  | -1
node_1348191_978_15296769_165 |  |  | PQ | AN | 7199.558 | 8101301 | no | no |  |  | no |  |  | 1348191.978 | 15296769.165 |  | -1
node_1348252_32_15295003_108 |  |  | PQ | AN | 7199.558 | 8101301 | no | no |  |  | no |  |  | 1348252.32 | 15295003.108 |  | -1
node_1348298_007_15291294_795 |  |  | PQ | ABCN | 7199.558 | 8101301 | no | no |  |  | no |  |  | 1348298.007 | 15291294.795 |  | -1
node_1348298_795_15291008_859 |  |  | PQ | AN | 7199.558 | 8101301 | no | no |  |  | no |  |  | 1348298.795 | 15291008.859 |  | -1
node_1348316_835_15295908_052 |  |  | PQ | ABCN | 7199.558 | 8101301 | no | no |  |  | no |  |  | 1348316.835 | 15295908.052 |  | -1
node_1348320_251_15295609_776 |  |  | PQ | AN | 7199.558 | 8101301 | no | no |  |  | no |  |  | 1348320.251 | 15295609.776 |  | -1
node_1348322_823_15295265_016 |  |  | PQ | AN | 7199.558 | 8101301 | no | no |  |  | no |  |  | 1348322.823 | 15295265.016 |  | -1
node_1348357_315_15289030_573 |  |  | PQ | AN | 7199.558 | 8101301 | no | no |  |  | no |  |  | 1348357.315 | 15289030.573 |  | -1
node_1348370_29_15289933_691 |  |  | PQ | AN | 7199.558 | 8101301 | no | no |  |  | no |  |  | 1348370.29 | 15289933.691 |  | -1
node_1348384_501_15297093_427 |  |  | PQ | AN | 7199.558 | 8101301 | no | no |  |  | no |  |  | 1348384.501 | 15297093.427 |  | -1
node_1348426_931_15290711_922 |  |  | PQ | AN | 7199.558 | 8101301 | no | no |  |  | no |  |  | 1348426.931 | 15290711.922 |  | -1
node_1348516_321_15295874_536 |  |  | PQ | AN | 7199.558 | 8101301 | no | no |  |  | no |  |  | 1348516.321 | 15295874.536 |  | -1
node_1348541_95_15289951_379 |  |  | PQ | AN | 7199.558 | 8101301 | no | no |  |  | no |  |  | 1348541.95 | 15289951.379 |  | -1
node_1348542_887_15291440_144 |  |  | PQ | AN | 7199.558 | 8101301 | no | no |  |  | no |  |  | 1348542.887 | 15291440.144 |  | -1
node_1348579_622_15290292_977 |  |  | PQ | AN | 7199.558 | 8101301 | no | no |  |  | no |  |  | 1348579.622 | 15290292.977 |  | -1
node_1348592_087_15291087_42 |  |  | PQ | AN | 7199.558 | 8101301 | no | no |  |  | no |  |  | 1348592.087 | 15291087.42 |  | -1
node_1348674_915_15289029_495 |  |  | PQ | AN | 7199.558 | 8101301 | no | no |  |  | no |  |  | 1348674.915 | 15289029.495 |  | -1
node_1348745_712_15297070_792 |  |  | PQ | ABCN | 7199.558 | 8101301 | no | no |  |  | no |  |  | 1348745.712 | 15297070.792 |  | -1
node_1348753_384_15297426_975 |  |  | PQ | ABCN | 7199.558 | 8101301 | no | no |  |  | no |  |  | 1348753.384 | 15297426.975 |  | -1
node_1348763_112_15296707_697 |  |  | PQ | ABCN | 7199.558 | 8101301 | no | no |  |  | no |  |  | 1348763.112 | 15296707.697 |  | -1
node_1348795_908_15289538_191 |  |  | PQ | AN | 7199.558 | 8101301 | no | no |  |  | no |  |  | 1348795.908 | 15289538.191 |  | -1
node_1349009_034_15297049_922 |  |  | PQ | AN | 7199.558 | 8101301 | no | no |  |  | no |  |  | 1349009.034 | 15297049.922 |  | -1
node_1349034_209_15296421_14 |  |  | PQ | AN | 7199.558 | 8101301 | no | no |  |  | no |  |  | 1349034.209 | 15296421.14 |  | -1
node_1349121_513_15297381_498 |  |  | PQ | AN | 7199.558 | 8101301 | no | no |  |  | no |  |  | 1349121.513 | 15297381.498 |  | -1
node_8101301_200846871 |  |  | PQ | AN | 7199.558 | 8101301 | no | no |  |  | no |  |  | 1345827.694 | 15295051.04 |  | -1
node_8101301_200846873 |  |  | PQ | AN | 7199.558 | 8101301 | no | no |  |  | no |  |  | 1345807.46 | 15295138.659 |  | -1
node_8101301_200846880 |  |  | PQ | AN | 7199.558 | 8101301 | no | no |  |  | no |  |  | 1345711.817 | 15294568.241 |  | -1
node_8101301_200846881 |  |  | PQ | AN | 7199.558 | 8101301 | no | no |  |  | no |  |  | 1345662.745 | 15294617.071 |  | -1
node_8101301_200846882 |  |  | PQ | AN | 7199.558 | 8101301 | no | no |  |  | no |  |  | 1345602.746 | 15294508.599 |  | -1
node_8101301_200846883 |  |  | PQ | AN | 7199.558 | 8101301 | no | no |  |  | no |  |  | 1345355.944 | 15294235.166 |  | -1
node_8101301_200846884 |  |  | PQ | AN | 7199.558 | 8101301 | no | no |  |  | no |  |  | 1345546.032 | 15294745.96 |  | -1
node_8101301_200846885 |  |  | PQ | AN | 7199.558 | 8101301 | no | no |  |  | no |  |  | 1345672.218 | 15294833.345 |  | -1
node_8101301_200846888 |  |  | PQ | AN | 7199.558 | 8101301 | no | no |  |  | no |  |  | 1345368.476 | 15294722.861 |  | -1
node_8101301_200846889 |  |  | PQ | AN | 7199.558 | 8101301 | no | no |  |  | no |  |  | 1346175.866 | 15294692.129 |  | -1
node_8101301_200846898 |  |  | PQ | AN | 7199.558 | 8101301 | no | no |  |  | no |  |  | 1346216.585 | 15294860.446 |  | -1
node_8101301_200846901 |  |  | PQ | AN | 7199.558 | 8101301 | no | no |  |  | no |  |  | 1345616.58 | 15295130.049 |  | -1
node_8101301_200847090 |  |  | PQ | ABCN | 7199.558 | 8101301 | no | no |  |  | no |  |  | 1344976.929 | 15294014.835 |  | -1
node_8101301_200847099 |  |  | PQ | AN | 7199.558 | 8101301 | no | no |  |  | no |  |  | 1345453.356 | 15293669.069 |  | -1
node_8101301_200847102 |  |  | PQ | ABCN | 7199.558 | 8101301 | no | no |  |  | no |  |  | 1344860.52 | 15294187.145 |  | -1
node_8101301_200847103 |  |  | PQ | AN | 7199.558 | 8101301 | no | no |  |  | no |  |  | 1344716.902 | 15294361.466 |  | -1
node_8101301_200847108 |  |  | PQ | AN | 7199.558 | 8101301 | no | no |  |  | no |  |  | 1344980.365 | 15294385.44 |  | -1
node_8101301_200847113 |  |  | PQ | AN | 7199.558 | 8101301 | no | no |  |  | no |  |  | 1344915.965 | 15294291.795 |  | -1
node_8101301_200847115 |  |  | PQ | ABCN | 7199.558 | 8101301 | no | no |  |  | no |  |  | 1344814.341 | 15294696.366 |  | -1
node_8101301_200847447 |  |  | PQ | AN | 7199.558 | 8101301 | no | no |  |  | no |  |  | 1345732.404 | 15295286.528 |  | -1
node_8101301_200847449 |  |  | PQ | AN | 7199.558 | 8101301 | no | no |  |  | no |  |  | 1346003.851 | 15295406.712 |  | -1
node_8101301_200847665 |  |  | PQ | ABN | 7199.558 | 8101301 | no | no |  |  | no |  |  | 1347294.622 | 15294675.16 |  | -1
node_8101301_200847668 |  |  | PQ | ABN | 7199.558 | 8101301 | no | no |  |  | no |  |  | 1347365.995 | 15294709.646 |  | -1
node_8101301_200848014 |  |  | PQ | AN | 7199.558 | 8101301 | no | no |  |  | no |  |  | 1344675.386 | 15292810.134 |  | -1
node_8101301_200848017 |  |  | PQ | AN | 7199.558 | 8101301 | no | no |  |  | no |  |  | 1347861.901 | 15296416.858 |  | -1
node_8101301_200848114 |  |  | PQ | AN | 7199.558 | 8101301 | no | no |  |  | no |  |  | 1346374.075 | 15294546.021 |  | -1
node_8101301_200848115 |  |  | PQ | AN | 7199.558 | 8101301 | no | no |  |  | no |  |  | 1346625.131 | 15294595.689 |  | -1
node_8101301_200848860 |  |  | PQ | AN | 7199.558 | 8101301 | no | no |  |  | no |  |  | 1348754.788 | 15296445.053 |  | -1
node_8101301_200848861 |  |  | PQ | AN | 7199.558 | 8101301 | no | no |  |  | no |  |  | 1348906.157 | 15296451.747 |  | -1
node_8101301_200848862 |  |  | PQ | AN | 7199.558 | 8101301 | no | no |  |  | no |  |  | 1349058.341 | 15296452.83 |  | -1
node_8101301_200848933 |  |  | PQ | AN | 7199.558 | 8101301 | no | no |  |  | no |  |  | 1346777.826 | 15293617.364 |  | -1
node_8101301_200848934 |  |  | PQ | AN | 7199.558 | 8101301 | no | no |  |  | no |  |  | 1346213.311 | 15294104.573 |  | -1
node_8101301_200849219 |  |  | PQ | ABCN | 7199.558 | 8101301 | no | no |  |  | no |  |  | 1348766.94 | 15296824.044 |  | -1
node_8101301_200849220 |  |  | PQ | AN | 7199.558 | 8101301 | no | no |  |  | no |  |  | 1348612.747 | 15296820.999 |  | -1
node_8101301_200849221 |  |  | PQ | AN | 7199.558 | 8101301 | no | no |  |  | no |  |  | 1348474.393 | 15296810.66 |  | -1
node_8101301_200849223 |  |  | PQ | AN | 7199.558 | 8101301 | no | no |  |  | no |  |  | 1348335.323 | 15296810.563 |  | -1
node_8101301_200849224 |  |  | PQ | AN | 7199.558 | 8101301 | no | no |  |  | no |  |  | 1348191.946 | 15296806.681 |  | -1
node_8101301_200849225 |  |  | PQ | AN | 7199.558 | 8101301 | no | no |  |  | no |  |  | 1348021.06 | 15296804.704 |  | -1
node_8101301_200849226 |  |  | PQ | AN | 7199.558 | 8101301 | no | no |  |  | no |  |  | 1347792.341 | 15296796.91 |  | -1
node_8101301_200849227 |  |  | PQ | AN | 7199.558 | 8101301 | no | no |  |  | no |  |  | 1347606.439 | 15296798.116 |  | -1
node_8101301_200849248 |  |  | PQ | AN | 7199.558 | 8101301 | no | no |  |  | no |  |  | 1347485.347 | 15289894.52 |  | -1
node_8101301_200849249 |  |  | PQ | AN | 7199.558 | 8101301 | no | no |  |  | no |  |  | 1347505.496 | 15289907.728 |  | -1
node_8101301_200849250 |  |  | PQ | AN | 7199.558 | 8101301 | no | no |  |  | no |  |  | 1348673.566 | 15290002.425 |  | -1
node_8101301_200849251 |  |  | PQ | AN | 7199.558 | 8101301 | no | no |  |  | no |  |  | 1348797.456 | 15290112.697 |  | -1
node_8101301_200849252 |  |  | PQ | AN | 7199.558 | 8101301 | no | no |  |  | no |  |  | 1347647.682 | 15289917.389 |  | -1
node_8101301_200849253 |  |  | PQ | AN | 7199.558 | 8101301 | no | no |  |  | no |  |  | 1347824.757 | 15289931.965 |  | -1
node_8101301_200849254 |  |  | PQ | AN | 7199.558 | 8101301 | no | no |  |  | no |  |  | 1347917.242 | 15289935.737 |  | -1
node_8101301_200849255 |  |  | PQ | AN | 7199.558 | 8101301 | no | no |  |  | no |  |  | 1348017.307 | 15289946.277 |  | -1
node_8101301_200849256 |  |  | PQ | AN | 7199.558 | 8101301 | no | no |  |  | no |  |  | 1348108.712 | 15289946.48 |  | -1
node_8101301_200849257 |  |  | PQ | AN | 7199.558 | 8101301 | no | no |  |  | no |  |  | 1348268.214 | 15289962.112 |  | -1
node_8101301_200849258 |  |  | PQ | AN | 7199.558 | 8101301 | no | no |  |  | no |  |  | 1348368.465 | 15289967.771 |  | -1
node_8101301_200849259 |  |  | PQ | AN | 7199.558 | 8101301 | no | no |  |  | no |  |  | 1348468.172 | 15289969.35 |  | -1
node_8101301_200849260 |  |  | PQ | AN | 7199.558 | 8101301 | no | no |  |  | no |  |  | 1348529.703 | 15289985.467 |  | -1
node_8101301_200849268 |  |  | PQ | AN | 7199.558 | 8101301 | no | no |  |  | no |  |  | 1347514.85 | 15289156.067 |  | -1
node_8101301_200849271 |  |  | PQ | AN | 7199.558 | 8101301 | no | no |  |  | no |  |  | 1347450.666 | 15289903.352 |  | -1
node_8101301_200849272 |  |  | PQ | AN | 7199.558 | 8101301 | no | no |  |  | no |  |  | 1347494.929 | 15289751.14 |  | -1
node_8101301_200849273 |  |  | PQ | AN | 7199.558 | 8101301 | no | no |  |  | no |  |  | 1347498.176 | 15289654.484 |  | -1
node_8101301_200849274 |  |  | PQ | AN | 7199.558 | 8101301 | no | no |  |  | no |  |  | 1347500.252 | 15289557.682 |  | -1
node_8101301_200849275 |  |  | PQ | AN | 7199.558 | 8101301 | no | no |  |  | no |  |  | 1347505.785 | 15289453.98 |  | -1
node_8101301_200849276 |  |  | PQ | AN | 7199.558 | 8101301 | no | no |  |  | no |  |  | 1347508.589 | 15289353 |  | -1
node_8101301_200849277 |  |  | PQ | AN | 7199.558 | 8101301 | no | no |  |  | no |  |  | 1347512.177 | 15289253.167 |  | -1
node_8101301_200849280 |  |  | PQ | AN | 7199.558 | 8101301 | no | no |  |  | no |  |  | 1347866.695 | 15289029.917 |  | -1
node_8101301_200849281 |  |  | PQ | AN | 7199.558 | 8101301 | no | no |  |  | no |  |  | 1347961.832 | 15289037.204 |  | -1
node_8101301_200849282 |  |  | PQ | AN | 7199.558 | 8101301 | no | no |  |  | no |  |  | 1348075.83 | 15289045.941 |  | -1
node_8101301_200849283 |  |  | PQ | AN | 7199.558 | 8101301 | no | no |  |  | no |  |  | 1348185.251 | 15289051.348 |  | -1
node_8101301_200849285 |  |  | PQ | AN | 7199.558 | 8101301 | no | no |  |  | no |  |  | 1348358.693 | 15289062.377 |  | -1
node_8101301_200849287 |  |  | PQ | AN | 7199.558 | 8101301 | no | no |  |  | no |  |  | 1348470.749 | 15289060.769 |  | -1
node_8101301_200849288 |  |  | PQ | AN | 7199.558 | 8101301 | no | no |  |  | no |  |  | 1348570.438 | 15289063.01 |  | -1
node_8101301_200849289 |  |  | PQ | AN | 7199.558 | 8101301 | no | no |  |  | no |  |  | 1348679.802 | 15289059.647 |  | -1
node_8101301_200849290 |  |  | PQ | AN | 7199.558 | 8101301 | no | no |  |  | no |  |  | 1348122.078 | 15289921.607 |  | -1
node_8101301_200849291 |  |  | PQ | AN | 7199.558 | 8101301 | no | no |  |  | no |  |  | 1348131.253 | 15289792.173 |  | -1
node_8101301_200849292 |  |  | PQ | AN | 7199.558 | 8101301 | no | no |  |  | no |  |  | 1348134.148 | 15289691.178 |  | -1
node_8101301_200849293 |  |  | PQ | AN | 7199.558 | 8101301 | no | no |  |  | no |  |  | 1348138.279 | 15289599.443 |  | -1
node_8101301_200849294 |  |  | PQ | AN | 7199.558 | 8101301 | no | no |  |  | no |  |  | 1348141.158 | 15289493.615 |  | -1
node_8101301_200849295 |  |  | PQ | AN | 7199.558 | 8101301 | no | no |  |  | no |  |  | 1348145.067 | 15289395.012 |  | -1
node_8101301_200849296 |  |  | PQ | AN | 7199.558 | 8101301 | no | no |  |  | no |  |  | 1348150.716 | 15289291.274 |  | -1
node_8101301_200849298 |  |  | PQ | ABCN | 7199.558 | 8101301 | no | no |  |  | no |  |  | 1347429.032 | 15290814.403 |  | -1
node_8101301_200849300 |  |  | PQ | AN | 7199.558 | 8101301 | no | no |  |  | no |  |  | 1347797.63 | 15291004.683 |  | -1
node_8101301_200849301 |  |  | PQ | ABCN | 7199.558 | 8101301 | no | no |  |  | no |  |  | 1347719.258 | 15290983.815 |  | -1
node_8101301_200849302 |  |  | PQ | ABCN | 7199.558 | 8101301 | no | no |  |  | no |  |  | 1347658.452 | 15290991.606 |  | -1
node_8101301_200849303 |  |  | PQ | ABCN | 7199.558 | 8101301 | no | no |  |  | no |  |  | 1347551.507 | 15290981.467 |  | -1
node_8101301_200849304 |  |  | PQ | ABCN | 7199.558 | 8101301 | no | no |  |  | no |  |  | 1347451.672 | 15290981.087 |  | -1
node_8101301_200849307 |  |  | PQ | AN | 7199.558 | 8101301 | no | no |  |  | no |  |  | 1348579.347 | 15291114.083 |  | -1
node_8101301_200849308 |  |  | PQ | AN | 7199.558 | 8101301 | no | no |  |  | no |  |  | 1348483.274 | 15291082.484 |  | -1
node_8101301_200849309 |  |  | PQ | AN | 7199.558 | 8101301 | no | no |  |  | no |  |  | 1348391.46 | 15291041.667 |  | -1
node_8101301_200849310 |  |  | PQ | AN | 7199.558 | 8101301 | no | no |  |  | no |  |  | 1348283.926 | 15291044.469 |  | -1
node_8101301_200849311 |  |  | PQ | AN | 7199.558 | 8101301 | no | no |  |  | no |  |  | 1348192.819 | 15291029.827 |  | -1
node_8101301_200849312 |  |  | PQ | AN | 7199.558 | 8101301 | no | no |  |  | no |  |  | 1348089.004 | 15291022.827 |  | -1
node_8101301_200849313 |  |  | PQ | AN | 7199.558 | 8101301 | no | no |  |  | no |  |  | 1347990.053 | 15291013.163 |  | -1
node_8101301_200849314 |  |  | PQ | AN | 7199.558 | 8101301 | no | no |  |  | no |  |  | 1347883.134 | 15291009.195 |  | -1
node_8101301_200849319 |  |  | PQ | ABCN | 7199.558 | 8101301 | no | no |  |  | no |  |  | 1347639.047 | 15291340.139 |  | -1
node_8101301_200849320 |  |  | PQ | ABCN | 7199.558 | 8101301 | no | no |  |  | no |  |  | 1347536.436 | 15291336.439 |  | -1
node_8101301_200849321 |  |  | PQ | ABCN | 7199.558 | 8101301 | no | no |  |  | no |  |  | 1347437.526 | 15291331.633 |  | -1
node_8101301_200849323 |  |  | PQ | ABCN | 7199.558 | 8101301 | no | no |  |  | no |  |  | 1347346.258 | 15291367.384 |  | -1
node_8101301_200849325 |  |  | PQ | ABCN | 7199.558 | 8101301 | no | no |  |  | no |  |  | 1347236.406 | 15291352.761 |  | -1
node_8101301_200849327 |  |  | PQ | ABCN | 7199.558 | 8101301 | no | no |  |  | no |  |  | 1347142.151 | 15291317.583 |  | -1
node_8101301_200849329 |  |  | PQ | ABCN | 7199.558 | 8101301 | no | no |  |  | no |  |  | 1347050.164 | 15291277.683 |  | -1
node_8101301_200849330 |  |  | PQ | ABCN | 7199.558 | 8101301 | no | no |  |  | no |  |  | 1347075.699 | 15291250.663 |  | -1
node_8101301_200849332 |  |  | PQ | ABCN | 7199.558 | 8101301 | no | no |  |  | no |  |  | 1346968.539 | 15291230.187 |  | -1
node_8101301_200849333 |  |  | PQ | ABCN | 7199.558 | 8101301 | no | no |  |  | no |  |  | 1346877.51 | 15291183.627 |  | -1
node_8101301_200849338 |  |  | PQ | AN | 7199.558 | 8101301 | no | no |  |  | no |  |  | 1348530.89 | 15291470.867 |  | -1
node_8101301_200849339 |  |  | PQ | ABCN | 7199.558 | 8101301 | no | no |  |  | no |  |  | 1346782.088 | 15291139.663 |  | -1
node_8101301_200849340 |  |  | PQ | ABCN | 7199.558 | 8101301 | no | no |  |  | no |  |  | 1346695.958 | 15291088.603 |  | -1
node_8101301_200849342 |  |  | PQ | ABCN | 7199.558 | 8101301 | no | no |  |  | no |  |  | 1346611.891 | 15291035.999 |  | -1
node_8101301_200849343 |  |  | PQ | ABCN | 7199.558 | 8101301 | no | no |  |  | no |  |  | 1346530.497 | 15290983.876 |  | -1
node_8101301_200849345 |  |  | PQ | ABCN | 7199.558 | 8101301 | no | no |  |  | no |  |  | 1346450.946 | 15290924.345 |  | -1
node_8101301_200849346 |  |  | PQ | ABCN | 7199.558 | 8101301 | no | no |  |  | no |  |  | 1346367.501 | 15290863.953 |  | -1
node_8101301_200849348 |  |  | PQ | ABCN | 7199.558 | 8101301 | no | no |  |  | no |  |  | 1346300.292 | 15290788.14 |  | -1
node_8101301_200849349 |  |  | PQ | ABCN | 7199.558 | 8101301 | no | no |  |  | no |  |  | 1346362.826 | 15290757.072 |  | -1
node_8101301_200849350 |  |  | PQ | ABCN | 7199.558 | 8101301 | no | no |  |  | no |  |  | 1346532.444 | 15290772.038 |  | -1
node_8101301_200849352 |  |  | PQ | ABCN | 7199.558 | 8101301 | no | no |  |  | no |  |  | 1346288.559 | 15290669.959 |  | -1
node_8101301_200849353 |  |  | PQ | AN | 7199.558 | 8101301 | no | no |  |  | no |  |  | 1348436.123 | 15291438.407 |  | -1
node_8101301_200849354 |  |  | PQ | AN | 7199.558 | 8101301 | no | no |  |  | no |  |  | 1348341.449 | 15291406.266 |  | -1
node_8101301_200849355 |  |  | PQ | ABCN | 7199.558 | 8101301 | no | no |  |  | no |  |  | 1348261.726 | 15291389.223 |  | -1
node_8101301_200849357 |  |  | PQ | ABCN | 7199.558 | 8101301 | no | no |  |  | no |  |  | 1348156.322 | 15291381.159 |  | -1
node_8101301_200849358 |  |  | PQ | ABCN | 7199.558 | 8101301 | no | no |  |  | no |  |  | 1348062.309 | 15291372.067 |  | -1
node_8101301_200849359 |  |  | PQ | ABCN | 7199.558 | 8101301 | no | no |  |  | no |  |  | 1347962.457 | 15291365.844 |  | -1
node_8101301_200849361 |  |  | PQ | ABCN | 7199.558 | 8101301 | no | no |  |  | no |  |  | 1347862.616 | 15291354.39 |  | -1
node_8101301_200849362 |  |  | PQ | ABCN | 7199.558 | 8101301 | no | no |  |  | no |  |  | 1347883.121 | 15291401.9 |  | -1
node_8101301_200849365 |  |  | PQ | AN | 7199.558 | 8101301 | no | no |  |  | no |  |  | 1348810.201 | 15289879.62 |  | -1
node_8101301_200849366 |  |  | PQ | AN | 7199.558 | 8101301 | no | no |  |  | no |  |  | 1348822.539 | 15289651.696 |  | -1
node_8101301_200849367 |  |  | PQ | AN | 7199.558 | 8101301 | no | no |  |  | no |  |  | 1348817.944 | 15289554.655 |  | -1
node_8101301_200849429 |  |  | PQ | AN | 7199.558 | 8101301 | no | no |  |  | no |  |  | 1348255.83 | 15295977.625 |  | -1
node_8101301_200849430 |  |  | PQ | AN | 7199.558 | 8101301 | no | no |  |  | no |  |  | 1348146.47 | 15296035.475 |  | -1
node_8101301_200849431 |  |  | PQ | AN | 7199.558 | 8101301 | no | no |  |  | no |  |  | 1348016.884 | 15296100.024 |  | -1
node_8101301_200849432 |  |  | PQ | AN | 7199.558 | 8101301 | no | no |  |  | no |  |  | 1348001.761 | 15296122.978 |  | -1
node_8101301_200849436 |  |  | PQ | AN | 7199.558 | 8101301 | no | no |  |  | no |  |  | 1347932.731 | 15295988.95 |  | -1
node_8101301_200849437 |  |  | PQ | AN | 7199.558 | 8101301 | no | no |  |  | no |  |  | 1347883.452 | 15295898.788 |  | -1
node_8101301_200849438 |  |  | PQ | AN | 7199.558 | 8101301 | no | no |  |  | no |  |  | 1347834.142 | 15295804.84 |  | -1
node_8101301_200849439 |  |  | PQ | AN | 7199.558 | 8101301 | no | no |  |  | no |  |  | 1347772.821 | 15295689.085 |  | -1
node_8101301_200849440 |  |  | PQ | AN | 7199.558 | 8101301 | no | no |  |  | no |  |  | 1347724.23 | 15295595.807 |  | -1
node_8101301_200849441 |  |  | PQ | AN | 7199.558 | 8101301 | no | no |  |  | no |  |  | 1347674.516 | 15295501.079 |  | -1
node_8101301_200849442 |  |  | PQ | AN | 7199.558 | 8101301 | no | no |  |  | no |  |  | 1347625.289 | 15295407.484 |  | -1
node_8101301_200849443 |  |  | PQ | AN | 7199.558 | 8101301 | no | no |  |  | no |  |  | 1347539.21 | 15295257.231 |  | -1
node_8101301_200849468 |  |  | PQ | AN | 7199.558 | 8101301 | no | no |  |  | no |  |  | 1346994.611 | 15297619.25 |  | -1
node_8101301_200849469 |  |  | PQ | AN | 7199.558 | 8101301 | no | no |  |  | no |  |  | 1346994.48 | 15297758.578 |  | -1
node_8101301_200849472 |  |  | PQ | AN | 7199.558 | 8101301 | no | no |  |  | no |  |  | 1346995.817 | 15297459.71 |  | -1
node_8101301_200849473 |  |  | PQ | AN | 7199.558 | 8101301 | no | no |  |  | no |  |  | 1347000.388 | 15297298.329 |  | -1
node_8101301_200849475 |  |  | PQ | AN | 7199.558 | 8101301 | no | no |  |  | no |  |  | 1346994.972 | 15297141.091 |  | -1
node_8101301_200849534 |  |  | PQ | AN | 7199.558 | 8101301 | no | no |  |  | no |  |  | 1348135.087 | 15297618.754 |  | -1
node_8101301_200849535 |  |  | PQ | AN | 7199.558 | 8101301 | no | no |  |  | no |  |  | 1348159.684 | 15297487.179 |  | -1
node_8101301_200849536 |  |  | PQ | AN | 7199.558 | 8101301 | no | no |  |  | no |  |  | 1348160.248 | 15297392.419 |  | -1
node_8101301_200849822 |  |  | PQ | ABCN | 7199.558 | 8101301 | no | no |  |  | no |  |  | 1344481.749 | 15292547.66 |  | -1
node_8101301_200849885 |  |  | PQ | ABCN | 7199.558 | 8101301 | no | no |  |  | no |  |  | 1345536.92 | 15292047.59 |  | -1
node_8101301_200849886 |  |  | PQ | ABCN | 7199.558 | 8101301 | no | no |  |  | no |  |  | 1345323.405 | 15292130.004 |  | -1
node_8101301_200849887 |  |  | PQ | ABCN | 7199.558 | 8101301 | no | no |  |  | no |  |  | 1345072.867 | 15292215.41 |  | -1
node_8101301_200849888 |  |  | PQ | ABCN | 7199.558 | 8101301 | no | no |  |  | no |  |  | 1345531.059 | 15292025.04 |  | -1
node_8101301_200849889 |  |  | PQ | ABCN | 7199.558 | 8101301 | no | no |  |  | no |  |  | 1345407.256 | 15291801.609 |  | -1
node_8101301_200849890 |  |  | PQ | ABCN | 7199.558 | 8101301 | no | no |  |  | no |  |  | 1345264.207 | 15291556.775 |  | -1
node_8101301_200849891 |  |  | PQ | ABCN | 7199.558 | 8101301 | no | no |  |  | no |  |  | 1345126.977 | 15291323.167 |  | -1
node_8101301_200849892 |  |  | PQ | ABCN | 7199.558 | 8101301 | no | no |  |  | no |  |  | 1344989.145 | 15291085.099 |  | -1
node_8101301_200849893 |  |  | PQ | ABCN | 7199.558 | 8101301 | no | no |  |  | no |  |  | 1344855.813 | 15290843.862 |  | -1
node_8101301_200849894 |  |  | PQ | ABCN | 7199.558 | 8101301 | no | no |  |  | no |  |  | 1344903.338 | 15290749.947 |  | -1
node_8101301_200849895 |  |  | PQ | ABCN | 7199.558 | 8101301 | no | no |  |  | no |  |  | 1344956.821 | 15290704.128 |  | -1
node_8101301_200849896 |  |  | PQ | ABCN | 7199.558 | 8101301 | no | no |  |  | no |  |  | 1345056.705 | 15292352.001 |  | -1
node_8101301_200849897 |  |  | PQ | ABCN | 7199.558 | 8101301 | no | no |  |  | no |  |  | 1344849.061 | 15292481.033 |  | -1
node_8101301_200849898 |  |  | PQ | ABCN | 7199.558 | 8101301 | no | no |  |  | no |  |  | 1344675.47 | 15292487.273 |  | -1
node_8101301_200849899 |  |  | PQ | ABCN | 7199.558 | 8101301 | no | no |  |  | no |  |  | 1344559.328 | 15292641.086 |  | -1
node_8101301_200849910 |  |  | PQ | AN | 7199.558 | 8101301 | no | no |  |  | no |  |  | 1347899.648 | 15295096.62 |  | -1
node_8101301_200849911 |  |  | PQ | AN | 7199.558 | 8101301 | no | no |  |  | no |  |  | 1348045.224 | 15295022.649 |  | -1
node_8101301_200849912 |  |  | PQ | AN | 7199.558 | 8101301 | no | no |  |  | no |  |  | 1348140.015 | 15295021.158 |  | -1
node_8101301_200849916 |  |  | PQ | AN | 7199.558 | 8101301 | no | no |  |  | no |  |  | 1348059.952 | 15295421.343 |  | -1
node_8101301_200849917 |  |  | PQ | AN | 7199.558 | 8101301 | no | no |  |  | no |  |  | 1348228.733 | 15295344.161 |  | -1
node_8101301_200849918 |  |  | PQ | AN | 7199.558 | 8101301 | no | no |  |  | no |  |  | 1348327.451 | 15295301.123 |  | -1
node_8101301_200850060 |  |  | PQ | AN | 7199.558 | 8101301 | no | no |  |  | no |  |  | 1348181.264 | 15295648.186 |  | -1
node_8101301_200850061 |  |  | PQ | AN | 7199.558 | 8101301 | no | no |  |  | no |  |  | 1348318.213 | 15295577.189 |  | -1
node_8101301_200850063 |  |  | PQ | AN | 7199.558 | 8101301 | no | no |  |  | no |  |  | 1348342.389 | 15295573.104 |  | -1
node_8101301_200850566 |  |  | PQ | AN | 7199.558 | 8101301 | no | no |  |  | no |  |  | 1347500.192 | 15295304.136 |  | -1
node_8101301_200850567 |  |  | PQ | AN | 7199.558 | 8101301 | no | no |  |  | no |  |  | 1347266.89 | 15295423.258 |  | -1
node_8101301_200850568 |  |  | PQ | AN | 7199.558 | 8101301 | no | no |  |  | no |  |  | 1347087.186 | 15295447.059 |  | -1
node_8101301_200850569 |  |  | PQ | AN | 7199.558 | 8101301 | no | no |  |  | no |  |  | 1346966.285 | 15295379.214 |  | -1
node_8101301_200850570 |  |  | PQ | AN | 7199.558 | 8101301 | no | no |  |  | no |  |  | 1346843.454 | 15295312.136 |  | -1
node_8101301_200850571 |  |  | PQ | AN | 7199.558 | 8101301 | no | no |  |  | no |  |  | 1346731.571 | 15295216.476 |  | -1
node_8101301_200850572 |  |  | PQ | AN | 7199.558 | 8101301 | no | no |  |  | no |  |  | 1346604.002 | 15295181.083 |  | -1
node_8101301_200850573 |  |  | PQ | AN | 7199.558 | 8101301 | no | no |  |  | no |  |  | 1347292.646 | 15295549.337 |  | -1
node_8101301_200850574 |  |  | PQ | AN | 7199.558 | 8101301 | no | no |  |  | no |  |  | 1347187.959 | 15296604.023 |  | -1
node_8101301_200850575 |  |  | PQ | AN | 7199.558 | 8101301 | no | no |  |  | no |  |  | 1347086.496 | 15296529.401 |  | -1
node_8101301_200850576 |  |  | PQ | AN | 7199.558 | 8101301 | no | no |  |  | no |  |  | 1347016.014 | 15296419.077 |  | -1
node_8101301_200850577 |  |  | PQ | AN | 7199.558 | 8101301 | no | no |  |  | no |  |  | 1346994.852 | 15296287.323 |  | -1
node_8101301_200850578 |  |  | PQ | AN | 7199.558 | 8101301 | no | no |  |  | no |  |  | 1346964.541 | 15296157.954 |  | -1
node_8101301_200850579 |  |  | PQ | AN | 7199.558 | 8101301 | no | no |  |  | no |  |  | 1346924.835 | 15296019.158 |  | -1
node_8101301_200850581 |  |  | PQ | AN | 7199.558 | 8101301 | no | no |  |  | no |  |  | 1347332.943 | 15295686.651 |  | -1
node_8101301_200850582 |  |  | PQ | AN | 7199.558 | 8101301 | no | no |  |  | no |  |  | 1347352.714 | 15295824.688 |  | -1
node_8101301_200850583 |  |  | PQ | AN | 7199.558 | 8101301 | no | no |  |  | no |  |  | 1347325.452 | 15295953.706 |  | -1
node_8101301_200850584 |  |  | PQ | AN | 7199.558 | 8101301 | no | no |  |  | no |  |  | 1347349.631 | 15296087.339 |  | -1
node_8101301_200850587 |  |  | PQ | AN | 7199.558 | 8101301 | no | no |  |  | no |  |  | 1347367.115 | 15296268.632 |  | -1
node_8101301_200850588 |  |  | PQ | AN | 7199.558 | 8101301 | no | no |  |  | no |  |  | 1347382.866 | 15296416.808 |  | -1
node_8101301_200850589 |  |  | PQ | AN | 7199.558 | 8101301 | no | no |  |  | no |  |  | 1347462.154 | 15296549.038 |  | -1
node_8101301_200850591 |  |  | PQ | AN | 7199.558 | 8101301 | no | no |  |  | no |  |  | 1347321.541 | 15296615.854 |  | -1
node_8101301_200850726 |  |  | PQ | AN | 7199.558 | 8101301 | no | no |  |  | no |  |  | 1347154.469 | 15295836.36 |  | -1
node_8101301_200850727 |  |  | PQ | AN | 7199.558 | 8101301 | no | no |  |  | no |  |  | 1346420.754 | 15294996.275 |  | -1
node_8101301_200850728 |  |  | PQ | AN | 7199.558 | 8101301 | no | no |  |  | no |  |  | 1346515.644 | 15294913.102 |  | -1
node_8101301_200850729 |  |  | PQ | AN | 7199.558 | 8101301 | no | no |  |  | no |  |  | 1346635.232 | 15294876.15 |  | -1
node_8101301_200850730 |  |  | PQ | AN | 7199.558 | 8101301 | no | no |  |  | no |  |  | 1346780.821 | 15294882.188 |  | -1
node_8101301_200850731 |  |  | PQ | AN | 7199.558 | 8101301 | no | no |  |  | no |  |  | 1346916.517 | 15294911.993 |  | -1
node_8101301_200850732 |  |  | PQ | AN | 7199.558 | 8101301 | no | no |  |  | no |  |  | 1347025.44 | 15294998.914 |  | -1
node_8101301_200850733 |  |  | PQ | AN | 7199.558 | 8101301 | no | no |  |  | no |  |  | 1347097.319 | 15295126.287 |  | -1
node_8101301_200850734 |  |  | PQ | AN | 7199.558 | 8101301 | no | no |  |  | no |  |  | 1347137.459 | 15295256.043 |  | -1
node_8101301_200850735 |  |  | PQ | AN | 7199.558 | 8101301 | no | no |  |  | no |  |  | 1347039.42 | 15295754.028 |  | -1
node_8101301_200850736 |  |  | PQ | AN | 7199.558 | 8101301 | no | no |  |  | no |  |  | 1346895.47 | 15295700.059 |  | -1
node_8101301_200850737 |  |  | PQ | AN | 7199.558 | 8101301 | no | no |  |  | no |  |  | 1346735.484 | 15295675.033 |  | -1
node_8101301_200850738 |  |  | PQ | AN | 7199.558 | 8101301 | no | no |  |  | no |  |  | 1346583.625 | 15295625.373 |  | -1
node_8101301_200850739 |  |  | PQ | AN | 7199.558 | 8101301 | no | no |  |  | no |  |  | 1346467.346 | 15295539.55 |  | -1
node_8101301_200850740 |  |  | PQ | AN | 7199.558 | 8101301 | no | no |  |  | no |  |  | 1346390.429 | 15295429.462 |  | -1
node_8101301_200850741 |  |  | PQ | AN | 7199.558 | 8101301 | no | no |  |  | no |  |  | 1346369.328 | 15295282.138 |  | -1
node_8101301_200850742 |  |  | PQ | AN | 7199.558 | 8101301 | no | no |  |  | no |  |  | 1346369.422 | 15295115.747 |  | -1
node_8101301_200851561 |  |  | PQ | AN | 7199.558 | 8101301 | no | no |  |  | no |  |  | 1348578.568 | 15290328.218 |  | -1
node_8101301_200851562 |  |  | PQ | AN | 7199.558 | 8101301 | no | no |  |  | no |  |  | 1348415.855 | 15290313.839 |  | -1
node_8101301_200851563 |  |  | PQ | AN | 7199.558 | 8101301 | no | no |  |  | no |  |  | 1348262.65 | 15290311.384 |  | -1
node_8101301_200851564 |  |  | PQ | AN | 7199.558 | 8101301 | no | no |  |  | no |  |  | 1348105.776 | 15290295.23 |  | -1
node_8101301_200851565 |  |  | PQ | AN | 7199.558 | 8101301 | no | no |  |  | no |  |  | 1347963.999 | 15290287.185 |  | -1
node_8101301_200851566 |  |  | PQ | ABCN | 7199.558 | 8101301 | no | no |  |  | no |  |  | 1347642.452 | 15290270.156 |  | -1
node_8101301_200851567 |  |  | PQ | ABCN | 7199.558 | 8101301 | no | no |  |  | no |  |  | 1347529.249 | 15290260.651 |  | -1
node_8101301_200853507 |  |  | PQ | ABCN | 7199.558 | 8101301 | no | no |  |  | no |  |  | 1344940.682 | 15292426.624 |  | -1
node_8101301_200853508 |  |  | PQ | ABCN | 7199.558 | 8101301 | no | no |  |  | no |  |  | 1345004.166 | 15292525.96 |  | -1
node_8101301_200853509 |  |  | PQ | ABCN | 7199.558 | 8101301 | no | no |  |  | no |  |  | 1345073.215 | 15292624.413 |  | -1
node_8101301_200853510 |  |  | PQ | ABCN | 7199.558 | 8101301 | no | no |  |  | no |  |  | 1345145.64 | 15292724.303 |  | -1
node_8101301_200853511 |  |  | PQ | ABCN | 7199.558 | 8101301 | no | no |  |  | no |  |  | 1345214.121 | 15292821.189 |  | -1
node_8101301_200853512 |  |  | PQ | ABCN | 7199.558 | 8101301 | no | no |  |  | no |  |  | 1345311.183 | 15292956.13 |  | -1
node_8101301_200853513 |  |  | PQ | ABCN | 7199.558 | 8101301 | no | no |  |  | no |  |  | 1345390.998 | 15293068.302 |  | -1
node_8101301_200853514 |  |  | PQ | ABCN | 7199.558 | 8101301 | no | no |  |  | no |  |  | 1345481.282 | 15293201.611 |  | -1
node_8101301_200853515 |  |  | PQ | ABCN | 7199.558 | 8101301 | no | no |  |  | no |  |  | 1345578.768 | 15293333.205 |  | -1
node_8101301_200853518 |  |  | PQ | ABCN | 7199.558 | 8101301 | no | no |  |  | no |  |  | 1345656.703 | 15293443.12 |  | -1
node_8101301_200853519 |  |  | PQ | ABCN | 7199.558 | 8101301 | no | no |  |  | no |  |  | 1345780.712 | 15293617.452 |  | -1
node_8101301_200853520 |  |  | PQ | ABCN | 7199.558 | 8101301 | no | no |  |  | no |  |  | 1345853.923 | 15293715.81 |  | -1
node_8101301_200853521 |  |  | PQ | ABCN | 7199.558 | 8101301 | no | no |  |  | no |  |  | 1345981.52 | 15293880.995 |  | -1
node_8101301_200853522 |  |  | PQ | ABCN | 7199.558 | 8101301 | no | no |  |  | no |  |  | 1346013.353 | 15293922.84 |  | -1
node_8101301_200853523 |  |  | PQ | ABCN | 7199.558 | 8101301 | no | no |  |  | no |  |  | 1346180.236 | 15294153.899 |  | -1
node_8101301_200853524 |  |  | PQ | ABCN | 7199.558 | 8101301 | no | no |  |  | no |  |  | 1346039.831 | 15294266.513 |  | -1
node_8101301_200853525 |  |  | PQ | ABCN | 7199.558 | 8101301 | no | no |  |  | no |  |  | 1346314.384 | 15294348.918 |  | -1
node_8101301_200853526 |  |  | PQ | ABCN | 7199.558 | 8101301 | no | no |  |  | no |  |  | 1346305.219 | 15294389.754 |  | -1
node_8101301_200853527 |  |  | PQ | ABCN | 7199.558 | 8101301 | no | no |  |  | no |  |  | 1346491.094 | 15294435.191 |  | -1
node_8101301_200853528 |  |  | PQ | ABCN | 7199.558 | 8101301 | no | no |  |  | no |  |  | 1346701.548 | 15294458.185 |  | -1
node_8101301_200853529 |  |  | PQ | ABCN | 7199.558 | 8101301 | no | no |  |  | no |  |  | 1346900.478 | 15294465.626 |  | -1
node_8101301_200853530 |  |  | PQ | ABCN | 7199.558 | 8101301 | no | no |  |  | no |  |  | 1347105.528 | 15294442.195 |  | -1
node_8101301_200853531 |  |  | PQ | AN | 7199.558 | 8101301 | no | no |  |  | no |  |  | 1347096.371 | 15294497.893 |  | -1
node_8101301_200853532 |  |  | PQ | ABCN | 7199.558 | 8101301 | no | no |  |  | no |  |  | 1347321.332 | 15294515.477 |  | -1
node_8101301_200853534 |  |  | PQ | ABCN | 7199.558 | 8101301 | no | no |  |  | no |  |  | 1347520.039 | 15294628.367 |  | -1
node_8101301_200853535 |  |  | PQ | ABCN | 7199.558 | 8101301 | no | no |  |  | no |  |  | 1347645.45 | 15294826.096 |  | -1
node_8101301_200853536 |  |  | PQ | ABCN | 7199.558 | 8101301 | no | no |  |  | no |  |  | 1347717.949 | 15294925.126 |  | -1
node_8101301_200853538 |  |  | PQ | ABCN | 7199.558 | 8101301 | no | no |  |  | no |  |  | 1347785.024 | 15295036.847 |  | -1
node_8101301_200853539 |  |  | PQ | ABCN | 7199.558 | 8101301 | no | no |  |  | no |  |  | 1347824.601 | 15295118.008 |  | -1
node_8101301_200853540 |  |  | PQ | ABCN | 7199.558 | 8101301 | no | no |  |  | no |  |  | 1347907.733 | 15295262.79 |  | -1
node_8101301_200853541 |  |  | PQ | ABCN | 7199.558 | 8101301 | no | no |  |  | no |  |  | 1347948.174 | 15295351.199 |  | -1
node_8101301_200853542 |  |  | PQ | ABCN | 7199.558 | 8101301 | no | no |  |  | no |  |  | 1347991.468 | 15295439.123 |  | -1
node_8101301_200853543 |  |  | PQ | ABCN | 7199.558 | 8101301 | no | no |  |  | no |  |  | 1348041.821 | 15295533.905 |  | -1
node_8101301_200853544 |  |  | PQ | ABCN | 7199.558 | 8101301 | no | no |  |  | no |  |  | 1348094.471 | 15295633.283 |  | -1
node_8101301_200853547 |  |  | PQ | ABCN | 7199.558 | 8101301 | no | no |  |  | no |  |  | 1348180.215 | 15295707.788 |  | -1
node_8101301_200853548 |  |  | PQ | ABCN | 7199.558 | 8101301 | no | no |  |  | no |  |  | 1348252.511 | 15295844.634 |  | -1
node_8101301_200853549 |  |  | PQ | ABCN | 7199.558 | 8101301 | no | no |  |  | no |  |  | 1348312.445 | 15295955.537 |  | -1
node_8101301_200853550 |  |  | PQ | ABCN | 7199.558 | 8101301 | no | no |  |  | no |  |  | 1348385.468 | 15296085.216 |  | -1
node_8101301_200853551 |  |  | PQ | ABCN | 7199.558 | 8101301 | no | no |  |  | no |  |  | 1348457.659 | 15296223.856 |  | -1
node_8101301_200853553 |  |  | PQ | ABCN | 7199.558 | 8101301 | no | no |  |  | no |  |  | 1348536.946 | 15296365.456 |  | -1
node_8101301_200853554 |  |  | PQ | ABCN | 7199.558 | 8101301 | no | no |  |  | no |  |  | 1348607.078 | 15296492.125 |  | -1
node_8101301_200853556 |  |  | PQ | ABCN | 7199.558 | 8101301 | no | no |  |  | no |  |  | 1348678.85 | 15296623.853 |  | -1
node_8101301_200853557 |  |  | PQ | ABCN | 7199.558 | 8101301 | no | no |  |  | no |  |  | 1348733.402 | 15296724.657 |  | -1
node_8101301_200853825 |  |  | PQ | AN | 7199.558 | 8101301 | no | no |  |  | no |  |  | 1348995.944 | 15297412.06 |  | -1
node_8101301_200853826 |  |  | PQ | AN | 7199.558 | 8101301 | no | no |  |  | no |  |  | 1349122.526 | 15297419.883 |  | -1
node_8101301_200853831 |  |  | PQ | AN | 7199.558 | 8101301 | no | no |  |  | no |  |  | 1349006.817 | 15297086.665 |  | -1
node_8101301_200853834 |  |  | PQ | ABCN | 7199.558 | 8101301 | no | no |  |  | no |  |  | 1348728.756 | 15297656.691 |  | -1
node_8101301_200853836 |  |  | PQ | ABCN | 7199.558 | 8101301 | no | no |  |  | no |  |  | 1348731.509 | 15297527.572 |  | -1
node_8101301_200853837 |  |  | PQ | ABCN | 7199.558 | 8101301 | no | no |  |  | no |  |  | 1348733.303 | 15297409.557 |  | -1
node_8101301_200853838 |  |  | PQ | ABCN | 7199.558 | 8101301 | no | no |  |  | no |  |  | 1348740.024 | 15297201.268 |  | -1
node_8101301_200853839 |  |  | PQ | ABCN | 7199.558 | 8101301 | no | no |  |  | no |  |  | 1348747.855 | 15297065.601 |  | -1
node_8101301_200853840 |  |  | PQ | ABCN | 7199.558 | 8101301 | no | no |  |  | no |  |  | 1348747.681 | 15296948.254 |  | -1
node_8101301_200853841 |  |  | PQ | AN | 7199.558 | 8101301 | no | no |  |  | no |  |  | 1348896.818 | 15297406.552 |  | -1
node_8101301_200853842 |  |  | PQ | AN | 7199.558 | 8101301 | no | no |  |  | no |  |  | 1348750.714 | 15297402.007 |  | -1
node_8101301_200853843 |  |  | PQ | AN | 7199.558 | 8101301 | no | no |  |  | no |  |  | 1348554.94 | 15297399.437 |  | -1
node_8101301_200853844 |  |  | PQ | AN | 7199.558 | 8101301 | no | no |  |  | no |  |  | 1348487.732 | 15297392.363 |  | -1
node_8101301_200853845 |  |  | PQ | AN | 7199.558 | 8101301 | no | no |  |  | no |  |  | 1348352.551 | 15297393.119 |  | -1
node_8101301_200853846 |  |  | PQ | AN | 7199.558 | 8101301 | no | no |  |  | no |  |  | 1348177.568 | 15297374.69 |  | -1
node_8101301_200853847 |  |  | PQ | AN | 7199.558 | 8101301 | no | no |  |  | no |  |  | 1348003.417 | 15297368.163 |  | -1
node_8101301_200853848 |  |  | PQ | AN | 7199.558 | 8101301 | no | no |  |  | no |  |  | 1347878.248 | 15297363.557 |  | -1
node_8101301_200853849 |  |  | PQ | AN | 7199.558 | 8101301 | no | no |  |  | no |  |  | 1347716.157 | 15297360.495 |  | -1
node_8101301_200853850 |  |  | PQ | AN | 7199.558 | 8101301 | no | no |  |  | no |  |  | 1347609.492 | 15297353.009 |  | -1
node_8101301_200853851 |  |  | PQ | AN | 7199.558 | 8101301 | no | no |  |  | no |  |  | 1347428.511 | 15297352.139 |  | -1
node_8101301_200853852 |  |  | PQ | AN | 7199.558 | 8101301 | no | no |  |  | no |  |  | 1347273.153 | 15297353.61 |  | -1
node_8101301_200853853 |  |  | PQ | AN | 7199.558 | 8101301 | no | no |  |  | no |  |  | 1347123.321 | 15297350.92 |  | -1
node_8101301_200853857 |  |  | PQ | AN | 7199.558 | 8101301 | no | no |  |  | no |  |  | 1347440.634 | 15297036.244 |  | -1
node_8101301_200853858 |  |  | PQ | AN | 7199.558 | 8101301 | no | no |  |  | no |  |  | 1347284.089 | 15297042.288 |  | -1
node_8101301_200853859 |  |  | PQ | AN | 7199.558 | 8101301 | no | no |  |  | no |  |  | 1347141.89 | 15297024.442 |  | -1
node_8101301_200853861 |  |  | PQ | AN | 7199.558 | 8101301 | no | no |  |  | no |  |  | 1348877.432 | 15297080.976 |  | -1
node_8101301_200853862 |  |  | PQ | AN | 7199.558 | 8101301 | no | no |  |  | no |  |  | 1348765.606 | 15297075.077 |  | -1
node_8101301_200853863 |  |  | PQ | AN | 7199.558 | 8101301 | no | no |  |  | no |  |  | 1348578.788 | 15297065.216 |  | -1
node_8101301_200853864 |  |  | PQ | AN | 7199.558 | 8101301 | no | no |  |  | no |  |  | 1348375.431 | 15297053.03 |  | -1
node_8101301_200853865 |  |  | PQ | AN | 7199.558 | 8101301 | no | no |  |  | no |  |  | 1348181.803 | 15297058.412 |  | -1
node_8101301_200853866 |  |  | PQ | AN | 7199.558 | 8101301 | no | no |  |  | no |  |  | 1348009.274 | 15297044.382 |  | -1
node_8101301_200853867 |  |  | PQ | AN | 7199.558 | 8101301 | no | no |  |  | no |  |  | 1347877.444 | 15297044.458 |  | -1
node_8101301_200853869 |  |  | PQ | AN | 7199.558 | 8101301 | no | no |  |  | no |  |  | 1347612.887 | 15297043.474 |  | -1
node_8101301_200853906 |  |  | PQ | AN | 7199.558 | 8101301 | no | no |  |  | no |  |  | 1347302.136 | 15297599.859 |  | -1
node_8101301_200853907 |  |  | PQ | AN | 7199.558 | 8101301 | no | no |  |  | no |  |  | 1347184.812 | 15297598.045 |  | -1
node_8101301_200853909 |  |  | PQ | AN | 7199.558 | 8101301 | no | no |  |  | no |  |  | 1347031.027 | 15297599.845 |  | -1
node_8101301_200853918 |  |  | PQ | AN | 7199.558 | 8101301 | no | no |  |  | no |  |  | 1347598.553 | 15297608.709 |  | -1
node_8101301_200853920 |  |  | PQ | AN | 7199.558 | 8101301 | no | no |  |  | no |  |  | 1347421.391 | 15297610.327 |  | -1
node_8101301_200854292 |  |  | PQ | ABCN | 7199.558 | 8101301 | no | no |  |  | no |  |  | 1347609.634 | 15290611.732 |  | -1
node_8101301_200854294 |  |  | PQ | ABCN | 7199.558 | 8101301 | no | no |  |  | no |  |  | 1347298.877 | 15290596.025 |  | -1
node_8101301_200854297 |  |  | PQ | ABCN | 7199.558 | 8101301 | no | no |  |  | no |  |  | 1347037.934 | 15290580.277 |  | -1
node_8101301_200854298 |  |  | PQ | ABCN | 7199.558 | 8101301 | no | no |  |  | no |  |  | 1346775.709 | 15290566.051 |  | -1
node_8101301_200854300 |  |  | PQ | ABCN | 7199.558 | 8101301 | no | no |  |  | no |  |  | 1346511.035 | 15290533.234 |  | -1
node_8101301_200854301 |  |  | PQ | ABCN | 7199.558 | 8101301 | no | no |  |  | no |  |  | 1346062.264 | 15290580.407 |  | -1
node_8101301_200854302 |  |  | PQ | ABCN | 7199.558 | 8101301 | no | no |  |  | no |  |  | 1345855.42 | 15290551.358 |  | -1
node_8101301_200854303 |  |  | PQ | ABCN | 7199.558 | 8101301 | no | no |  |  | no |  |  | 1345602.147 | 15290618.034 |  | -1
node_8101301_200854304 |  |  | PQ | ABCN | 7199.558 | 8101301 | no | no |  |  | no |  |  | 1345377.983 | 15290601.89 |  | -1
node_8101301_200854305 |  |  | PQ | ABCN | 7199.558 | 8101301 | no | no |  |  | no |  |  | 1346269.386 | 15290595.586 |  | -1
node_8101301_200854320 |  |  | PQ | AN | 7199.558 | 8101301 | no | no |  |  | no |  |  | 1348431.925 | 15290673.012 |  | -1
node_8101301_200854337 |  |  | PQ | AN | 7199.558 | 8101301 | no | no |  |  | no |  |  | 1348296.866 | 15290662.246 |  | -1
node_8101301_200854362 |  |  | PQ | AN | 7199.558 | 8101301 | no | no |  |  | no |  |  | 1348025.022 | 15290646.85 |  | -1
node_8101301_200854380 |  |  | PQ | AN | 7199.558 | 8101301 | no | no |  |  | no |  |  | 1347931.207 | 15290640.513 |  | -1
node_8101301_200854381 |  |  | PQ | AN | 7199.558 | 8101301 | no | no |  |  | no |  |  | 1347857.782 | 15290633.889 |  | -1
node_8101301_200854382 |  |  | PQ | ABCN | 7199.558 | 8101301 | no | no |  |  | no |  |  | 1347789.132 | 15290595.305 |  | -1
node_8101301_200854383 |  |  | PQ | ABCN | 7199.558 | 8101301 | no | no |  |  | no |  |  | 1345183.149 | 15290603.512 |  | -1
node_8101301_200854384 |  |  | PQ | ABCN | 7199.558 | 8101301 | no | no |  |  | no |  |  | 1345031.972 | 15290656.632 |  | -1
node_8101301_200854460 |  |  | PQ | ABCN | 7199.558 | 8101301 | no | no |  |  | no |  |  | 1347677.049 | 15291644.597 |  | -1
node_8101301_200854462 |  |  | PQ | ABCN | 7199.558 | 8101301 | no | no |  |  | no |  |  | 1347801.224 | 15290707.71 |  | -1
node_8101301_200854463 |  |  | PQ | ABCN | 7199.558 | 8101301 | no | no |  |  | no |  |  | 1347791.798 | 15290510.213 |  | -1
node_8101301_200854464 |  |  | PQ | ABCN | 7199.558 | 8101301 | no | no |  |  | no |  |  | 1347794.463 | 15290390.698 |  | -1
node_8101301_200854465 |  |  | PQ | ABCN | 7199.558 | 8101301 | no | no |  |  | no |  |  | 1347802.572 | 15290268.612 |  | -1
node_8101301_200854467 |  |  | PQ | ABCN | 7199.558 | 8101301 | no | no |  |  | no |  |  | 1347818.35 | 15289920.595 |  | -1
node_8101301_200854468 |  |  | PQ | ABCN | 7199.558 | 8101301 | no | no |  |  | no |  |  | 1347820.889 | 15289777.813 |  | -1
node_8101301_200854469 |  |  | PQ | ABCN | 7199.558 | 8101301 | no | no |  |  | no |  |  | 1347824.357 | 15289675.053 |  | -1
node_8101301_200854470 |  |  | PQ | ABCN | 7199.558 | 8101301 | no | no |  |  | no |  |  | 1347827.308 | 15289574.84 |  | -1
node_8101301_200854471 |  |  | PQ | ABCN | 7199.558 | 8101301 | no | no |  |  | no |  |  | 1347829.617 | 15289480.638 |  | -1
node_8101301_200854473 |  |  | PQ | ABCN | 7199.558 | 8101301 | no | no |  |  | no |  |  | 1347835.212 | 15289377.966 |  | -1
node_8101301_200854474 |  |  | PQ | ABCN | 7199.558 | 8101301 | no | no |  |  | no |  |  | 1347838.134 | 15289278.116 |  | -1
node_8101301_200854475 |  |  | PQ | ABCN | 7199.558 | 8101301 | no | no |  |  | no |  |  | 1347842.172 | 15289178.341 |  | -1
node_8101301_200854482 |  |  | PQ | ABCN | 7199.558 | 8101301 | no | no |  |  | no |  |  | 1347797.162 | 15290851.183 |  | -1
node_8101301_200854484 |  |  | PQ | ABCN | 7199.558 | 8101301 | no | no |  |  | no |  |  | 1347773.626 | 15290984.617 |  | -1
node_8101301_200854485 |  |  | PQ | ABCN | 7199.558 | 8101301 | no | no |  |  | no |  |  | 1347675.691 | 15291594.98 |  | -1
node_8101301_200854486 |  |  | PQ | ABCN | 7199.558 | 8101301 | no | no |  |  | no |  |  | 1347766.375 | 15291160.164 |  | -1
node_8101301_200854487 |  |  | PQ | ABCN | 7199.558 | 8101301 | no | no |  |  | no |  |  | 1347757.498 | 15291332.108 |  | -1
node_8101301_200854488 |  |  | PQ | ABCN | 7199.558 | 8101301 | no | no |  |  | no |  |  | 1347746.859 | 15291502.219 |  | -1
node_8101301_200854489 |  |  | PQ | ABCN | 7199.558 | 8101301 | no | no |  |  | no |  |  | 1347732.777 | 15291683.969 |  | -1
node_8101301_200855039 |  |  | PQ | ABCN | 7199.558 | 8101301 | no | no |  |  | no |  |  | 1346257.833 | 15290494.759 |  | -1
node_8101301_200855049 |  |  | PQ | ABCN | 7199.558 | 8101301 | no | no |  |  | no |  |  | 1346107.3 | 15290473.549 |  | -1
node_8101301_200855050 |  |  | PQ | ABCN | 7199.558 | 8101301 | no | no |  |  | no |  |  | 1345945.995 | 15290450.12 |  | -1
node_8101301_200855051 |  |  | PQ | ABCN | 7199.558 | 8101301 | no | no |  |  | no |  |  | 1345761.826 | 15290391.348 |  | -1
node_8101301_200855052 |  |  | PQ | ABCN | 7199.558 | 8101301 | no | no |  |  | no |  |  | 1345643.423 | 15290266.959 |  | -1
node_8101301_200855053 |  |  | PQ | ABCN | 7199.558 | 8101301 | no | no |  |  | no |  |  | 1345496.284 | 15290112.14 |  | -1
node_8101301_200855054 |  |  | PQ | AN | 7199.558 | 8101301 | no | no |  |  | no |  |  | 1345529.519 | 15290102.999 |  | -1
node_8101301_200855055 |  |  | PQ | ABCN | 7199.558 | 8101301 | no | no |  |  | no |  |  | 1345343.212 | 15289959.765 |  | -1
node_8101301_200855056 |  |  | PQ | ABCN | 7199.558 | 8101301 | no | no |  |  | no |  |  | 1345192.993 | 15289806.083 |  | -1
node_8101301_200855057 |  |  | PQ | ABCN | 7199.558 | 8101301 | no | no |  |  | no |  |  | 1345046.921 | 15289656.848 |  | -1
node_8101301_200856387 |  |  | PQ | ABCN | 7199.558 | 8101301 | no | no |  |  | no |  |  | 1347849.119 | 15289013.967 |  | -1
node_8101301_200856388 |  |  | PQ | ABCN | 7199.558 | 8101301 | no | no |  |  | no |  |  | 1347811.344 | 15288814.752 |  | -1
node_8101301_200856389 |  |  | PQ | ABCN | 7199.558 | 8101301 | no | no |  |  | no |  |  | 1347821.601 | 15288573.046 |  | -1
node_8101301_200856393 |  |  | PQ | ABCN | 7199.558 | 8101301 | no | no |  |  | no |  |  | 1347832.508 | 15288329.903 |  | -1
node_8101301_200916352 |  |  | PQ | AN | 7199.558 | 8101301 | no | no |  |  | no |  |  | 1345702.417 | 15295059.225 |  | -1
node_8101301_200917597 |  |  | PQ | ABCN | 7199.558 | 8101301 | no | no |  |  | no |  |  | 1348691.733 | 15297201.517 |  | -1
node_8101301_200917599 |  |  | PQ | ABCN | 7199.558 | 8101301 | no | no |  |  | no |  |  | 1348675.306 | 15297325.835 |  | -1
node_8101301_200917664 |  |  | PQ | ABCN | 7199.558 | 8101301 | no | no |  |  | no |  |  | 1347737.537 | 15291349.84 |  | -1
node_8101301_200940857 |  |  | PQ | ABCN | 7199.558 | 8101301 | no | no |  |  | no |  |  | 1347689.652 | 15291450.809 |  | -1
node_8101301_200940860 |  |  | PQ | ABCN | 7199.558 | 8101301 | no | no |  |  | no |  |  | 1347728.548 | 15291802.715 |  | -1
node_8101301_200968014 |  |  | PQ | ABCN | 7199.558 | 8101301 | no | no |  |  | no |  |  | 1347785.448 | 15291351.842 |  | -1
node_8101301_200974927 |  |  | PQ | AN | 7199.558 | 8101301 | no | no |  |  | no |  |  | 1348499.721 | 15295859.995 |  | -1
node_8101301_200981873 |  |  | PQ | AN | 7199.558 | 8101301 | no | no |  |  | no |  |  | 1348547.31 | 15290697.907 |  | -1
node_8101301_201008990 |  |  | PQ | ABCN | 7199.558 | 8101301 | no | no |  |  | no |  |  | 1345428.962 | 15293631.285 |  | -1
node_8101301_201010290 |  |  | PQ | AN | 7199.558 | 8101301 | no | no |  |  | no |  |  | 1348244.942 | 15295034.429 |  | -1
node_8101301_201016070 |  |  | PQ | ABCN | 7199.558 | 8101301 | no | no |  |  | no |  |  | 1347812.201 | 15290102.042 |  | -1
node_8101301_201020346 |  |  | PQ | AN | 7199.558 | 8101301 | no | no |  |  | no |  |  | 1348148.249 | 15290654.972 |  | -1
node_8101301_201027053 |  |  | PQ | ABCN | 7199.558 | 8101301 | no | no |  |  | no |  |  | 1345035.104 | 15289621.074 |  | -1
node_8101301_201056989 |  |  | PQ | AN | 7199.558 | 8101301 | no | no |  |  | no |  |  | 1347769.417 | 15297038.931 |  | -1
node_8101301_310006851 |  |  | PQ | AN | 7199.558 | 8101301 | no | no |  |  | no |  |  | 1346063.767 | 15294697.24 |  | -1
node_8101301_310007994 |  |  | PQ | AN | 7199.558 | 8101301 | no | no |  |  | no |  |  | 1346012.343 | 15294391.049 |  | -1
node_8101301_310007999 |  |  | PQ | AN | 7199.558 | 8101301 | no | no |  |  | no |  |  | 1345929.723 | 15294559.045 |  | -1
node_8101301_310008305 |  |  | PQ | ABCN | 7199.558 | 8101301 | no | no |  |  | no |  |  | 1344605.072 | 15292722.634 |  | -1
node_8101301_310008306 |  |  | PQ | ABCN | 7199.558 | 8101301 | no | no |  |  | no |  |  | 1344668.552 | 15292804.241 |  | -1
node_8101301_310008321 |  |  | PQ | AN | 7199.558 | 8101301 | no | no |  |  | no |  |  | 1345996.09 | 15294607.297 |  | -1
node_8101301_310008326 |  |  | PQ | AN | 7199.558 | 8101301 | no | no |  |  | no |  |  | 1346175.274 | 15295111.063 |  | -1
node_8101301_310008345 |  |  | PQ | AN | 7199.558 | 8101301 | no | no |  |  | no |  |  | 1345752.768 | 15295045.686 |  | -1
node_8101301_310008348 |  |  | PQ | AN | 7199.558 | 8101301 | no | no |  |  | no |  |  | 1346029.28 | 15295216.885 |  | -1
node_8101301_310008350 |  |  | PQ | AN | 7199.558 | 8101301 | no | no |  |  | no |  |  | 1345929.581 | 15295071.052 |  | -1
node_8101301_310008352 |  |  | PQ | AN | 7199.558 | 8101301 | no | no |  |  | no |  |  | 1346293.869 | 15294480.822 |  | -1
node_8101301_310008355 |  |  | PQ | AN | 7199.558 | 8101301 | no | no |  |  | no |  |  | 1346168.46 | 15294579.582 |  | -1
node_8101301_310008356 |  |  | PQ | AN | 7199.558 | 8101301 | no | no |  |  | no |  |  | 1346071.701 | 15294666.478 |  | -1
node_8101301_310008358 |  |  | PQ | AN | 7199.558 | 8101301 | no | no |  |  | no |  |  | 1345744.371 | 15294688.412 |  | -1
node_8101301_310008376 |  |  | PQ | AN | 7199.558 | 8101301 | no | no |  |  | no |  |  | 1345851.723 | 15294782.79 |  | -1
node_8101301_310008378 |  |  | PQ | AN | 7199.558 | 8101301 | no | no |  |  | no |  |  | 1345894.975 | 15294821.1 |  | -1
node_8101301_310008379 |  |  | PQ | AN | 7199.558 | 8101301 | no | no |  |  | no |  |  | 1345978.492 | 15294922.763 |  | -1
node_8101301_310008382 |  |  | PQ | AN | 7199.558 | 8101301 | no | no |  |  | no |  |  | 1346270.129 | 15294714.994 |  | -1
node_8101301_310008384 |  |  | PQ | AN | 7199.558 | 8101301 | no | no |  |  | no |  |  | 1345556.574 | 15294923.692 |  | -1
node_8101301_310008386 |  |  | PQ | AN | 7199.558 | 8101301 | no | no |  |  | no |  |  | 1346140.515 | 15294911.589 |  | -1
node_8101301_310032930 |  |  | PQ | ABCN | 7199.558 | 8101301 | no | no |  |  | no |  |  | 1345068.139 | 15292285.279 |  | -1
node_8101301_311878728 |  |  | PQ | AN | 7199.558 | 8101301 | no | no |  |  | no |  |  | 1345469.241 | 15295035.212 |  | -1
node_8101301_311896132 |  |  | PQ | AN | 7199.558 | 8101301 | no | no |  |  | no |  |  | 1345920.936 | 15294147.583 |  | -1
node_8101301_311896142 |  |  | PQ | AN | 7199.558 | 8101301 | no | no |  |  | no |  |  | 1345480.105 | 15293926.557 |  | -1
node_8101301_311896145 |  |  | PQ | AN | 7199.558 | 8101301 | no | no |  |  | no |  |  | 1345560.17 | 15294257.14 |  | -1
node_8101301_311910111 |  |  | PQ | ABCN | 7199.558 | 8101301 | no | no |  |  | no |  |  | 1346088.009 | 15294020.98 |  | -1
node_8101301_311922247 |  |  | PQ | ABCN | 7199.558 | 8101301 | no | no |  |  | no |  |  | 1347455.015 | 15290603.916 |  | -1
node_8101301_311989275 |  |  | PQ | AN | 7199.558 | 8101301 | no | no |  |  | no |  |  | 1345164.085 | 15290540.209 |  | -1
node_8101301_311989277 |  |  | PQ | AN | 7199.558 | 8101301 | no | no |  |  | no |  |  | 1345105.599 | 15290358.898 |  | -1
node_8101301_311990239 |  |  | PQ | ABCN | 7199.558 | 8101301 | no | no |  |  | no |  |  | 1347141.744 | 15291079.175 |  | -1
node_8101301_312124508 |  |  | PQ | ABCN | 7199.558 | 8101301 | no | no |  |  | no |  |  | 1348098.089 | 15291418.864 |  | -1
node_220416393 |  |  | PQ | AN | 7199.558 | 8101301 | no | no |  |  | no |  |  | 1345902.736 | 15294830.546 |  | -1
node_312124500 |  |  | PQ | ABCN | 7199.558 | 8101301 | no | no |  |  | no |  |  | 1345327.838 | 15289944.036 |  | -1
node_312124501 |  |  | PQ | ABCN | 7199.558 | 8101301 | no | no |  |  | no |  |  | 1345335.362 | 15289951.735 |  | -1
node_SOURCE_8101301 |  |  | SWING | ABCN | 7199.558 | 8101301 | no | no |  |  | no |  |  | 1344962.487 | 15292284.534 |  | -1
node_intto1_1344881_587_15290571_666 |  |  | PQ | ABCN | 7199.558 | 8101301 | no | no |  |  | no |  |  | 1344881.587 | 15290571.666 |  | -1
node_intto1_1344890_61_15292350_74 |  |  | PQ | ABCN | 7199.558 | 8101301 | no | no |  |  | no |  |  | 1344890.61 | 15292350.74 |  | -1
node_intto1_8101301_200847665 |  |  | PQ | ABN | 7199.558 | 8101301 | no | no |  |  | no |  |  | 1347294.622 | 15294675.16 |  | -1
node_intto1_8101301_200848014 |  |  | PQ | AN | 7199.558 | 8101301 | no | no |  |  | no |  |  | 1344675.386 | 15292810.134 |  | -1
node_intto1_8101301_200848017 |  |  | PQ | AN | 7199.558 | 8101301 | no | no |  |  | no |  |  | 1347861.901 | 15296416.858 |  | -1
node_intto1_8101301_200848114 |  |  | PQ | AN | 7199.558 | 8101301 | no | no |  |  | no |  |  | 1346374.075 | 15294546.021 |  | -1
node_intto1_8101301_200848933 |  |  | PQ | AN | 7199.558 | 8101301 | no | no |  |  | no |  |  | 1346777.826 | 15293617.364 |  | -1
node_intto1_8101301_200849220 |  |  | PQ | AN | 7199.558 | 8101301 | no | no |  |  | no |  |  | 1348612.747 | 15296820.999 |  | -1
node_intto1_8101301_200849253 |  |  | PQ | AN | 7199.558 | 8101301 | no | no |  |  | no |  |  | 1347824.757 | 15289931.965 |  | -1
node_intto1_8101301_200849298 |  |  | PQ | ABCN | 7199.558 | 8101301 | no | no |  |  | no |  |  | 1347429.032 | 15290814.403 |  | -1
node_intto1_8101301_200849314 |  |  | PQ | AN | 7199.558 | 8101301 | no | no |  |  | no |  |  | 1347883.134 | 15291009.195 |  | -1
node_intto1_8101301_200849323 |  |  | PQ | ABCN | 7199.558 | 8101301 | no | no |  |  | no |  |  | 1347346.258 | 15291367.384 |  | -1
node_intto1_8101301_200849330 |  |  | PQ | ABCN | 7199.558 | 8101301 | no | no |  |  | no |  |  | 1347075.699 | 15291250.663 |  | -1
node_intto1_8101301_200849350 |  |  | PQ | ABCN | 7199.558 | 8101301 | no | no |  |  | no |  |  | 1346532.444 | 15290772.038 |  | -1
node_intto1_8101301_200849430 |  |  | PQ | AN | 7199.558 | 8101301 | no | no |  |  | no |  |  | 1348146.47 | 15296035.475 |  | -1
node_intto1_8101301_200849899 |  |  | PQ | ABCN | 7199.558 | 8101301 | no | no |  |  | no |  |  | 1344559.328 | 15292641.086 |  | -1
node_intto1_8101301_200850568 |  |  | PQ | AN | 7199.558 | 8101301 | no | no |  |  | no |  |  | 1347087.186 | 15295447.059 |  | -1
node_intto1_8101301_200850584 |  |  | PQ | AN | 7199.558 | 8101301 | no | no |  |  | no |  |  | 1347349.631 | 15296087.339 |  | -1
node_intto1_8101301_200850726 |  |  | PQ | AN | 7199.558 | 8101301 | no | no |  |  | no |  |  | 1347154.469 | 15295836.36 |  | -1
node_intto1_8101301_200851567 |  |  | PQ | ABCN | 7199.558 | 8101301 | no | no |  |  | no |  |  | 1347529.249 | 15290260.651 |  | -1
node_intto1_8101301_200853509 |  |  | PQ | ABCN | 7199.558 | 8101301 | no | no |  |  | no |  |  | 1345073.215 | 15292624.413 |  | -1
node_intto1_8101301_200853844 |  |  | PQ | AN | 7199.558 | 8101301 | no | no |  |  | no |  |  | 1348487.732 | 15297392.363 |  | -1
node_intto1_8101301_200853864 |  |  | PQ | AN | 7199.558 | 8101301 | no | no |  |  | no |  |  | 1348375.431 | 15297053.03 |  | -1
node_intto1_8101301_200854383 |  |  | PQ | ABCN | 7199.558 | 8101301 | no | no |  |  | no |  |  | 1345183.149 | 15290603.512 |  | -1
node_intto1_8101301_200854485 |  |  | PQ | ABCN | 7199.558 | 8101301 | no | no |  |  | no |  |  | 1347675.691 | 15291594.98 |  | -1
node_intto1_8101301_200855039 |  |  | PQ | ABCN | 7199.558 | 8101301 | no | no |  |  | no |  |  | 1346257.833 | 15290494.759 |  | -1
node_intto1_8101301_200856388 |  |  | PQ | ABCN | 7199.558 | 8101301 | no | no |  |  | no |  |  | 1347811.344 | 15288814.752 |  | -1
node_intto1_8101301_201008990 |  |  | PQ | ABCN | 7199.558 | 8101301 | no | no |  |  | no |  |  | 1345428.962 | 15293631.285 |  | -1
node_intto1_8101301_201020346 |  |  | PQ | AN | 7199.558 | 8101301 | no | no |  |  | no |  |  | 1348148.249 | 15290654.972 |  | -1
node_intto1_8101301_201027053 |  |  | PQ | ABCN | 7199.558 | 8101301 | no | no |  |  | no |  |  | 1345035.104 | 15289621.074 |  | -1
node_intto1_8101301_310006851 |  |  | PQ | AN | 7199.558 | 8101301 | no | no |  |  | no |  |  | 1346063.767 | 15294697.24 |  | -1
node_intto1_8101301_310007994 |  |  | PQ | AN | 7199.558 | 8101301 | no | no |  |  | no |  |  | 1346012.343 | 15294391.049 |  | -1
node_intto1_8101301_310008352 |  |  | PQ | AN | 7199.558 | 8101301 | no | no |  |  | no |  |  | 1346293.869 | 15294480.822 |  | -1
node_intto1_8101301_311896132 |  |  | PQ | AN | 7199.558 | 8101301 | no | no |  |  | no |  |  | 1345920.936 | 15294147.583 |  | -1
node_intto1_8101301_311990239 |  |  | PQ | ABCN | 7199.558 | 8101301 | no | no |  |  | no |  |  | 1347141.744 | 15291079.175 |  | -1
node_intto1_220416393 |  |  | PQ | AN | 7199.558 | 8101301 | no | no |  |  | no |  |  | 1345902.736 | 15294830.546 |  | -1
node_intto1_312124500 |  |  | PQ | ABCN | 7199.558 | 8101301 | no | no |  |  | no |  |  | 1345327.838 | 15289944.036 |  | -1
node_intto1_312124501 |  |  | PQ | ABCN | 7199.558 | 8101301 | no | no |  |  | no |  |  | 1345335.362 | 15289951.735 |  | -1

## overhead_line
data_type | static
owner_type | feeder
owner | 8101301
object | overhead_line
name | groupid | phases | fr | to | length | configuration | dcircuit | selected | monitored | monitored_fields | class_monitored_fields | played | played_fields | comments | R | X | B | lim_kw
oh_line_8101301_200848860 |  | AN | node_8101301_200853554 | node_8101301_200848860 | 155.029 | bal_1P_1/0AA_2CU(N) | 8101301 | no | no |  |  | no |  |  | 0 | 0 | 0 | 0
oh_line_8101301_200848861 |  | AN | node_8101301_200848860 | node_8101301_200848861 | 151.516 | bal_1P_1/0AA_2CU(N) | 8101301 | no | no |  |  | no |  |  | 0 | 0 | 0 | 0
oh_line_8101301_200848862 |  | AN | node_8101301_200848861 | node_8101301_200848862 | 152.189 | bal_1P_1/0AA_2CU(N) | 8101301 | no | no |  |  | no |  |  | 0 | 0 | 0 | 0
oh_line_8101301_200848934 |  | AN | node_8101301_200853523 | node_8101301_200848934 | 59.388 | bal_1P_1/0AC_1/0AC(N) | 8101301 | no | no |  |  | no |  |  | 0 | 0 | 0 | 0
oh_line_8101301_200849219 |  | ABCN | node_8101301_200853557 | node_8101301_200849219 | 104.894 | bal_3P_477AL_1/0AC(N) | 8101301 | no | no |  |  | no |  |  | 0 | 0 | 0 | 0
oh_line_8101301_200849220 |  | AN | node_8101301_200849219 | node_intto1_8101301_200849220 | 154.223 | bal_1P_1/0AC_1/0AC(N) | 8101301 | no | no |  |  | no |  |  | 0 | 0 | 0 | 0
oh_line_8101301_200849221 |  | AN | node_8101301_200849220 | node_8101301_200849221 | 138.739 | bal_1P_1/0AC_1/0AC(N) | 8101301 | no | no |  |  | no |  |  | 0 | 0 | 0 | 0
oh_line_8101301_200849223 |  | AN | node_8101301_200849221 | node_8101301_200849223 | 139.07 | bal_1P_1/0AC_1/0AC(N) | 8101301 | no | no |  |  | no |  |  | 0 | 0 | 0 | 0
oh_line_8101301_200849224 |  | AN | node_8101301_200849223 | node_8101301_200849224 | 143.429 | bal_1P_1/0AC_1/0AC(N) | 8101301 | no | no |  |  | no |  |  | 0 | 0 | 0 | 0
oh_line_8101301_200849225 |  | AN | node_8101301_200849224 | node_8101301_200849225 | 170.898 | bal_1P_1/0AC_1/0AC(N) | 8101301 | no | no |  |  | no |  |  | 0 | 0 | 0 | 0
oh_line_8101301_200849226 |  | AN | node_8101301_200849225 | node_8101301_200849226 | 228.852 | bal_1P_1/0AC_1/0AC(N) | 8101301 | no | no |  |  | no |  |  | 0 | 0 | 0 | 0
oh_line_8101301_200849227 |  | AN | node_8101301_200849226 | node_8101301_200849227 | 185.906 | bal_1P_1/0AC_1/0AC(N) | 8101301 | no | no |  |  | no |  |  | 0 | 0 | 0 | 0
oh_line_8101301_200849248 |  | AN | node_8101301_200849249 | node_8101301_200849248 | 24.091 | bal_1P_1/0AC_2CU(N) | 8101301 | no | no |  |  | no |  |  | 0 | 0 | 0 | 0
oh_line_8101301_200849249 |  | AN | node_8101301_200849252 | node_8101301_200849249 | 142.514 | bal_1P_1/0AC_2CU(N) | 8101301 | no | no |  |  | no |  |  | 0 | 0 | 0 | 0
oh_line_8101301_200849250 |  | AN | node_8101301_200849260 | node_8101301_200849250 | 144.86 | bal_1P_4CU_4/0AL | 8101301 | no | no |  |  | no |  |  | 0 | 0 | 0 | 0
oh_line_8101301_200849251 |  | AN | node_8101301_200849250 | node_8101301_200849251 | 165.857 | bal_1P_4CU_1/0AC(N) | 8101301 | no | no |  |  | no |  |  | 0 | 0 | 0 | 0
oh_line_8101301_200849252 |  | AN | node_8101301_200849253 | node_8101301_200849252 | 177.674 | bal_1P_1/0AC_2CU(N) | 8101301 | no | no |  |  | no |  |  | 0 | 0 | 0 | 0
oh_line_8101301_200849253 |  | AN | node_8101301_200854467 | node_intto1_8101301_200849253 | 13.051 | bal_1P_4CU_2CU(N) | 8101301 | no | no |  |  | no |  |  | 0 | 0 | 0 | 0
oh_line_8101301_200849254 |  | AN | node_8101301_200849253 | node_8101301_200849254 | 92.561 | bal_1P_4CU_2CU(N) | 8101301 | no | no |  |  | no |  |  | 0 | 0 | 0 | 0
oh_line_8101301_200849255 |  | AN | node_8101301_200849254 | node_8101301_200849255 | 100.619 | bal_1P_4CU_2CU(N) | 8101301 | no | no |  |  | no |  |  | 0 | 0 | 0 | 0
oh_line_8101301_200849256 |  | AN | node_8101301_200849255 | node_8101301_200849256 | 91.405 | bal_1P_4CU_2CU(N) | 8101301 | no | no |  |  | no |  |  | 0 | 0 | 0 | 0
oh_line_8101301_200849257 |  | AN | node_8101301_200849256 | node_8101301_200849257 | 160.266 | bal_1P_4CU_2CU(N) | 8101301 | no | no |  |  | no |  |  | 0 | 0 | 0 | 0
oh_line_8101301_200849258 |  | AN | node_8101301_200849257 | node_8101301_200849258 | 100.41 | bal_1P_4CU_2CU(N) | 8101301 | no | no |  |  | no |  |  | 0 | 0 | 0 | 0
oh_line_8101301_200849259 |  | AN | node_8101301_200849258 | node_8101301_200849259 | 99.72 | bal_1P_4CU_2CU(N) | 8101301 | no | no |  |  | no |  |  | 0 | 0 | 0 | 0
oh_line_8101301_200849260 |  | AN | node_8101301_200849259 | node_8101301_200849260 | 63.606 | bal_1P_4CU_2CU(N) | 8101301 | no | no |  |  | no |  |  | 0 | 0 | 0 | 0
oh_line_8101301_200849268 |  | AN | node_8101301_200849277 | node_8101301_200849268 | 97.137 | bal_1P_1/0AC_2CU(N) | 8101301 | no | no |  |  | no |  |  | 0 | 0 | 0 | 0
oh_line_8101301_200849271 |  | AN | node_8101301_200849248 | node_8101301_200849271 | 35.789 | bal_1P_1/0AC_2CU(N) | 8101301 | no | no |  |  | no |  |  | 0 | 0 | 0 | 0
oh_line_8101301_200849272 |  | AN | node_8101301_200849271 | node_8101301_200849272 | 158.518 | bal_1P_1/0AC_2CU(N) | 8101301 | no | no |  |  | no |  |  | 0 | 0 | 0 | 0
oh_line_8101301_200849273 |  | AN | node_8101301_200849272 | node_8101301_200849273 | 96.71 | bal_1P_1/0AC_2CU(N) | 8101301 | no | no |  |  | no |  |  | 0 | 0 | 0 | 0
oh_line_8101301_200849274 |  | AN | node_8101301_200849273 | node_8101301_200849274 | 96.825 | bal_1P_1/0AC_2CU(N) | 8101301 | no | no |  |  | no |  |  | 0 | 0 | 0 | 0
oh_line_8101301_200849275 |  | AN | node_8101301_200849274 | node_8101301_200849275 | 103.849 | bal_1P_1/0AC_2CU(N) | 8101301 | no | no |  |  | no |  |  | 0 | 0 | 0 | 0
oh_line_8101301_200849276 |  | AN | node_8101301_200849275 | node_8101301_200849276 | 101.019 | bal_1P_1/0AC_2CU(N) | 8101301 | no | no |  |  | no |  |  | 0 | 0 | 0 | 0
oh_line_8101301_200849277 |  | AN | node_8101301_200849276 | node_8101301_200849277 | 99.898 | bal_1P_1/0AC_1/0AC(N) | 8101301 | no | no |  |  | no |  |  | 0 | 0 | 0 | 0
oh_line_8101301_200849280 |  | AN | node_8101301_200856387 | node_8101301_200849280 | 23.734 | bal_1P_1/0AC_2/0CU(N) | 8101301 | no | no |  |  | no |  |  | 0 | 0 | 0 | 0
oh_line_8101301_200849281 |  | AN | node_8101301_200849280 | node_8101301_200849281 | 95.415 | bal_1P_1/0AC_2/0CU(N) | 8101301 | no | no |  |  | no |  |  | 0 | 0 | 0 | 0
oh_line_8101301_200849282 |  | AN | node_8101301_200849281 | node_8101301_200849282 | 114.332 | bal_1P_1/0AC_2/0CU(N) | 8101301 | no | no |  |  | no |  |  | 0 | 0 | 0 | 0
oh_line_8101301_200849283 |  | AN | node_8101301_200849282 | node_8101301_200849283 | 109.555 | bal_1P_1/0AC_2/0CU(N) | 8101301 | no | no |  |  | no |  |  | 0 | 0 | 0 | 0
oh_line_8101301_200849285 |  | AN | node_8101301_200849283 | node_8101301_200849285 | 173.791 | bal_1P_1/0AC_2/0CU(N) | 8101301 | no | no |  |  | no |  |  | 0 | 0 | 0 | 0
oh_line_8101301_200849287 |  | AN | node_8101301_200849285 | node_8101301_200849287 | 112.068 | bal_1P_1/0AC_2/0CU(N) | 8101301 | no | no |  |  | no |  |  | 0 | 0 | 0 | 0
oh_line_8101301_200849288 |  | AN | node_8101301_200849287 | node_8101301_200849288 | 99.715 | bal_1P_1/0AC_2/0CU(N) | 8101301 | no | no |  |  | no |  |  | 0 | 0 | 0 | 0
oh_line_8101301_200849289 |  | AN | node_8101301_200849288 | node_8101301_200849289 | 109.416 | bal_1P_1/0AC_2/0CU(N) | 8101301 | no | no |  |  | no |  |  | 0 | 0 | 0 | 0
oh_line_8101301_200849290 |  | AN | node_8101301_200849256 | node_8101301_200849290 | 28.237 | bal_1P_1/0AC_2CU(N) | 8101301 | no | no |  |  | no |  |  | 0 | 0 | 0 | 0
oh_line_8101301_200849291 |  | AN | node_8101301_200849290 | node_8101301_200849291 | 129.758 | bal_1P_1/0AC_2CU(N) | 8101301 | no | no |  |  | no |  |  | 0 | 0 | 0 | 0
oh_line_8101301_200849292 |  | AN | node_8101301_200849291 | node_8101301_200849292 | 101.037 | bal_1P_1/0AC_2CU(N) | 8101301 | no | no |  |  | no |  |  | 0 | 0 | 0 | 0
oh_line_8101301_200849293 |  | AN | node_8101301_200849292 | node_8101301_200849293 | 91.828 | bal_1P_1/0AC_2CU(N) | 8101301 | no | no |  |  | no |  |  | 0 | 0 | 0 | 0
oh_line_8101301_200849294 |  | AN | node_8101301_200849293 | node_8101301_200849294 | 105.867 | bal_1P_1/0AC_2CU(N) | 8101301 | no | no |  |  | no |  |  | 0 | 0 | 0 | 0
oh_line_8101301_200849295 |  | AN | node_8101301_200849294 | node_8101301_200849295 | 98.681 | bal_1P_1/0AC_2CU(N) | 8101301 | no | no |  |  | no |  |  | 0 | 0 | 0 | 0
oh_line_8101301_200849296 |  | AN | node_8101301_200849295 | node_8101301_200849296 | 103.892 | bal_1P_1/0AC_2CU(N) | 8101301 | no | no |  |  | no |  |  | 0 | 0 | 0 | 0
oh_line_8101301_200849300 |  | AN | node_8101301_200854484 | node_8101301_200849300 | 31.286 | bal_1P_2AC_1/0AC(N) | 8101301 | no | no |  |  | no |  |  | 0 | 0 | 0 | 0
oh_line_8101301_200849301 |  | ABCN | node_8101301_200854484 | node_8101301_200849301 | 54.374 | bal_3P_1/0AC_1/0AC(N) | 8101301 | no | no |  |  | no |  |  | 0 | 0 | 0 | 0
oh_line_8101301_200849302 |  | ABCN | node_8101301_200849301 | node_8101301_200849302 | 61.303 | bal_3P_1/0AC_1/0AC(N) | 8101301 | no | no |  |  | no |  |  | 0 | 0 | 0 | 0
oh_line_8101301_200849303 |  | ABCN | node_8101301_200849302 | node_8101301_200849303 | 107.424 | bal_3P_1/0AC_2/0CU(N) | 8101301 | no | no |  |  | no |  |  | 0 | 0 | 0 | 0
oh_line_8101301_200849304 |  | ABCN | node_8101301_200849303 | node_8101301_200849304 | 99.836 | bal_3P_1/0AC_2/0CU(N) | 8101301 | no | no |  |  | no |  |  | 0 | 0 | 0 | 0
oh_line_8101301_200849307 |  | AN | node_8101301_200849308 | node_8101301_200849307 | 101.136 | bal_1P_2AC_2/0CU(N) | 8101301 | no | no |  |  | no |  |  | 0 | 0 | 0 | 0
oh_line_8101301_200849308 |  | AN | node_8101301_200849309 | node_8101301_200849308 | 100.478 | bal_1P_2AC_2/0CU(N) | 8101301 | no | no |  |  | no |  |  | 0 | 0 | 0 | 0
oh_line_8101301_200849309 |  | AN | node_8101301_200849310 | node_8101301_200849309 | 107.571 | bal_1P_2AC_2/0CU(N) | 8101301 | no | no |  |  | no |  |  | 0 | 0 | 0 | 0
oh_line_8101301_200849310 |  | AN | node_8101301_200849311 | node_8101301_200849310 | 92.277 | bal_1P_2AC_2/0CU(N) | 8101301 | no | no |  |  | no |  |  | 0 | 0 | 0 | 0
oh_line_8101301_200849311 |  | AN | node_8101301_200849312 | node_8101301_200849311 | 104.051 | bal_1P_2AC_2/0CU(N) | 8101301 | no | no |  |  | no |  |  | 0 | 0 | 0 | 0
oh_line_8101301_200849312 |  | AN | node_8101301_200849313 | node_8101301_200849312 | 99.421 | bal_1P_2AC_2/0CU(N) | 8101301 | no | no |  |  | no |  |  | 0 | 0 | 0 | 0
oh_line_8101301_200849313 |  | AN | node_8101301_200849314 | node_8101301_200849313 | 106.992 | bal_1P_2AC_2/0CU(N) | 8101301 | no | no |  |  | no |  |  | 0 | 0 | 0 | 0
oh_line_8101301_200849314 |  | AN | node_8101301_200849300 | node_intto1_8101301_200849314 | 85.624 | bal_1P_2AC_2/0CU(N) | 8101301 | no | no |  |  | no |  |  | 0 | 0 | 0 | 0
oh_line_8101301_200849319 |  | ABCN | node_8101301_200849320 | node_8101301_200849319 | 102.678 | bal_3P_336AL_2/0CU(N) | 8101301 | no | no |  |  | no |  |  | 0 | 0 | 0 | 0
oh_line_8101301_200849320 |  | ABCN | node_8101301_200849321 | node_8101301_200849320 | 99.027 | bal_3P_336AL_2/0CU(N) | 8101301 | no | no |  |  | no |  |  | 0 | 0 | 0 | 0
oh_line_8101301_200849321 |  | ABCN | node_8101301_200849323 | node_8101301_200849321 | 98.02 | bal_3P_336AL_2/0CU(N) | 8101301 | no | no |  |  | no |  |  | 0 | 0 | 0 | 0
oh_line_8101301_200849323 |  | ABCN | node_8101301_200849325 | node_intto1_8101301_200849323 | 110.822 | bal_3P_336AL_2/0CU(N) | 8101301 | no | no |  |  | no |  |  | 0 | 0 | 0 | 0
oh_line_8101301_200849325 |  | ABCN | node_8101301_200849327 | node_8101301_200849325 | 100.606 | bal_3P_336AL_2/0CU(N) | 8101301 | no | no |  |  | no |  |  | 0 | 0 | 0 | 0
oh_line_8101301_200849327 |  | ABCN | node_8101301_200849329 | node_8101301_200849327 | 100.268 | bal_3P_336AL_2/0CU(N) | 8101301 | no | no |  |  | no |  |  | 0 | 0 | 0 | 0
oh_line_8101301_200849329 |  | ABCN | node_8101301_200849332 | node_8101301_200849329 | 94.438 | bal_3P_336AL_2/0CU(N) | 8101301 | no | no |  |  | no |  |  | 0 | 0 | 0 | 0
oh_line_8101301_200849330 |  | ABCN | node_8101301_200849329 | node_intto1_8101301_200849330 | 37.178 | bal_3P_1/0AA_1/0AA(N) | 8101301 | no | no |  |  | no |  |  | 0 | 0 | 0 | 0
oh_line_8101301_200849332 |  | ABCN | node_8101301_200849333 | node_8101301_200849332 | 102.245 | bal_3P_336AL_2/0CU(N) | 8101301 | no | no |  |  | no |  |  | 0 | 0 | 0 | 0
oh_line_8101301_200849333 |  | ABCN | node_8101301_200849339 | node_8101301_200849333 | 105.063 | bal_3P_336AL_2/0CU(N) | 8101301 | no | no |  |  | no |  |  | 0 | 0 | 0 | 0
oh_line_8101301_200849338 |  | AN | node_8101301_200849353 | node_8101301_200849338 | 100.172 | bal_1P_1/0AC_2/0CU(N) | 8101301 | no | no |  |  | no |  |  | 0 | 0 | 0 | 0
oh_line_8101301_200849339 |  | ABCN | node_8101301_200849340 | node_8101301_200849339 | 100.127 | bal_3P_336AL_2/0CU(N) | 8101301 | no | no |  |  | no |  |  | 0 | 0 | 0 | 0
oh_line_8101301_200849340 |  | ABCN | node_8101301_200849342 | node_8101301_200849340 | 99.169 | bal_3P_336AL_2/0CU(N) | 8101301 | no | no |  |  | no |  |  | 0 | 0 | 0 | 0
oh_line_8101301_200849342 |  | ABCN | node_8101301_200849343 | node_8101301_200849342 | 96.652 | bal_3P_336AL_2/0CU(N) | 8101301 | no | no |  |  | no |  |  | 0 | 0 | 0 | 0
oh_line_8101301_200849343 |  | ABCN | node_8101301_200849345 | node_8101301_200849343 | 99.36 | bal_3P_336AL_2/0CU(N) | 8101301 | no | no |  |  | no |  |  | 0 | 0 | 0 | 0
oh_line_8101301_200849345 |  | ABCN | node_8101301_200849346 | node_8101301_200849345 | 103.006 | bal_3P_336AL_2/0CU(N) | 8101301 | no | no |  |  | no |  |  | 0 | 0 | 0 | 0
oh_line_8101301_200849346 |  | ABCN | node_8101301_200849348 | node_8101301_200849346 | 101.315 | bal_3P_336AL_2/0CU(N) | 8101301 | no | no |  |  | no |  |  | 0 | 0 | 0 | 0
oh_line_8101301_200849348 |  | ABCN | node_8101301_200849352 | node_8101301_200849348 | 118.763 | bal_3P_336AL_2/0CU(N) | 8101301 | no | no |  |  | no |  |  | 0 | 0 | 0 | 0
oh_line_8101301_200849349 |  | ABCN | node_8101301_200849348 | node_8101301_200849349 | 69.827 | bal_3P_1/0AC_1/0AC(N) | 8101301 | no | no |  |  | no |  |  | 0 | 0 | 0 | 0
oh_line_8101301_200849350 |  | ABCN | node_8101301_200849349 | node_intto1_8101301_200849350 | 170.276 | bal_3P_1/0AC_1/0AC(N) | 8101301 | no | no |  |  | no |  |  | 0 | 0 | 0 | 0
oh_line_8101301_200849352 |  | ABCN | node_8101301_200854305 | node_8101301_200849352 | 76.804 | bal_3P_336AL_4/0AL(N) | 8101301 | no | no |  |  | no |  |  | 0 | 0 | 0 | 0
oh_line_8101301_200849353 |  | AN | node_8101301_200849354 | node_8101301_200849353 | 99.981 | bal_1P_1/0AC_2/0CU(N) | 8101301 | no | no |  |  | no |  |  | 0 | 0 | 0 | 0
oh_line_8101301_200849354 |  | AN | node_8101301_200849355 | node_8101301_200849354 | 81.525 | bal_1P_1/0AC_2/0CU(N) | 8101301 | no | no |  |  | no |  |  | 0 | 0 | 0 | 0
oh_line_8101301_200849355 |  | ABCN | node_8101301_200849357 | node_8101301_200849355 | 105.712 | bal_3P_1/0AC_2CU_(N) | 8101301 | no | no |  |  | no |  |  | 0 | 0 | 0 | 0
oh_line_8101301_200849357 |  | ABCN | node_8101301_200849358 | node_8101301_200849357 | 94.452 | bal_3P_1/0AC_2CU_(N) | 8101301 | no | no |  |  | no |  |  | 0 | 0 | 0 | 0
oh_line_8101301_200849358 |  | ABCN | node_8101301_200849359 | node_8101301_200849358 | 100.046 | bal_3P_1/0AC_2CU_(N) | 8101301 | no | no |  |  | no |  |  | 0 | 0 | 0 | 0
oh_line_8101301_200849359 |  | ABCN | node_8101301_200849361 | node_8101301_200849359 | 100.496 | bal_3P_1/0AC_2/0CU(N) | 8101301 | no | no |  |  | no |  |  | 0 | 0 | 0 | 0
oh_line_8101301_200849361 |  | ABCN | node_8101301_200968014 | node_8101301_200849361 | 77.21 | bal_3P_1/0AC_2/0CU(N) | 8101301 | no | no |  |  | no |  |  | 0 | 0 | 0 | 0
oh_line_8101301_200849362 |  | ABCN | node_8101301_200849361 | node_8101301_200849362 | 51.746 | bal_3P_1/0AA_1/0AC(N) | 8101301 | no | no |  |  | no |  |  | 0 | 0 | 0 | 0
oh_line_8101301_200849365 |  | AN | node_8101301_200849251 | node_8101301_200849365 | 233.425 | bal_1P_4CU_1/0AC(N) | 8101301 | no | no |  |  | no |  |  | 0 | 0 | 0 | 0
oh_line_8101301_200849366 |  | AN | node_8101301_200849365 | node_8101301_200849366 | 228.258 | bal_1P_4CU_1/0AC(N) | 8101301 | no | no |  |  | no |  |  | 0 | 0 | 0 | 0
oh_line_8101301_200849367 |  | AN | node_8101301_200849366 | node_8101301_200849367 | 97.15 | bal_1P_4CU_2CU(N) | 8101301 | no | no |  |  | no |  |  | 0 | 0 | 0 | 0
oh_line_8101301_200849429 |  | AN | node_8101301_200853549 | node_8101301_200849429 | 60.771 | bal_1P_1/0AA_1/0AA(N) | 8101301 | no | no |  |  | no |  |  | 0 | 0 | 0 | 0
oh_line_8101301_200849430 |  | AN | node_8101301_200849429 | node_intto1_8101301_200849430 | 123.718 | bal_1P_1/0AA_1/0AA(N) | 8101301 | no | no |  |  | no |  |  | 0 | 0 | 0 | 0
oh_line_8101301_200849431 |  | AN | node_8101301_200849430 | node_8101301_200849431 | 144.772 | bal_1P_1/0AA_1/0AA(N) | 8101301 | no | no |  |  | no |  |  | 0 | 0 | 0 | 0
oh_line_8101301_200849432 |  | AN | node_8101301_200849431 | node_8101301_200849432 | 27.488 | bal_1P_1/0AA_1/0AA(N) | 8101301 | no | no |  |  | no |  |  | 0 | 0 | 0 | 0
oh_line_8101301_200849436 |  | AN | node_8101301_200849432 | node_8101301_200849436 | 150.76 | bal_1P_1/0AA_1/0AA(N) | 8101301 | no | no |  |  | no |  |  | 0 | 0 | 0 | 0
oh_line_8101301_200849437 |  | AN | node_8101301_200849436 | node_8101301_200849437 | 102.75 | bal_1P_1/0AA_1/0AA(N) | 8101301 | no | no |  |  | no |  |  | 0 | 0 | 0 | 0
oh_line_8101301_200849438 |  | AN | node_8101301_200849437 | node_8101301_200849438 | 106.102 | bal_1P_1/0AC_1/0AC(N) | 8101301 | no | no |  |  | no |  |  | 0 | 0 | 0 | 0
oh_line_8101301_200849439 |  | AN | node_8101301_200849438 | node_8101301_200849439 | 130.994 | bal_1P_1/0AC_1/0AC(N) | 8101301 | no | no |  |  | no |  |  | 0 | 0 | 0 | 0
oh_line_8101301_200849440 |  | AN | node_8101301_200849439 | node_8101301_200849440 | 105.176 | bal_1P_1/0AC_1/0AC(N) | 8101301 | no | no |  |  | no |  |  | 0 | 0 | 0 | 0
oh_line_8101301_200849441 |  | AN | node_8101301_200849440 | node_8101301_200849441 | 106.981 | bal_1P_1/0AC_1/0AC(N) | 8101301 | no | no |  |  | no |  |  | 0 | 0 | 0 | 0
oh_line_8101301_200849442 |  | AN | node_8101301_200849441 | node_8101301_200849442 | 105.751 | bal_1P_1/0AC_1/0AC(N) | 8101301 | no | no |  |  | no |  |  | 0 | 0 | 0 | 0
oh_line_8101301_200849443 |  | AN | node_8101301_200849442 | node_8101301_200849443 | 173.164 | bal_1P_1/0AC_1/0AC(N) | 8101301 | no | no |  |  | no |  |  | 0 | 0 | 0 | 0
oh_line_8101301_200849468 |  | AN | node_8101301_200849472 | node_8101301_200849468 | 159.545 | bal_1P_1/0AC_1/0AC(N) | 8101301 | no | no |  |  | no |  |  | 0 | 0 | 0 | 0
oh_line_8101301_200849469 |  | AN | node_8101301_200849468 | node_8101301_200849469 | 139.328 | bal_1P_1/0AC_1/0AC(N) | 8101301 | no | no |  |  | no |  |  | 0 | 0 | 0 | 0
oh_line_8101301_200849472 |  | AN | node_8101301_200849473 | node_8101301_200849472 | 161.446 | bal_1P_1/0AC_1/0AC(N) | 8101301 | no | no |  |  | no |  |  | 0 | 0 | 0 | 0
oh_line_8101301_200849473 |  | AN | node_8101301_200853853 | node_8101301_200849473 | 133.709 | bal_1P_1/0AC_1/0AC(N) | 8101301 | no | no |  |  | no |  |  | 0 | 0 | 0 | 0
oh_line_8101301_200849475 |  | AN | node_8101301_200849473 | node_8101301_200849475 | 157.332 | bal_1P_1/0AC_1/0AC(N) | 8101301 | no | no |  |  | no |  |  | 0 | 0 | 0 | 0
oh_line_8101301_200849534 |  | AN | node_8101301_200849535 | node_8101301_200849534 | 133.854 | bal_1P_1/0AC_1/0AC(N) | 8101301 | no | no |  |  | no |  |  | 0 | 0 | 0 | 0
oh_line_8101301_200849535 |  | AN | node_8101301_200849536 | node_8101301_200849535 | 94.762 | bal_1P_1/0AC_1/0AC(N) | 8101301 | no | no |  |  | no |  |  | 0 | 0 | 0 | 0
oh_line_8101301_200849536 |  | AN | node_8101301_200853846 | node_8101301_200849536 | 24.786 | bal_1P_1/0AC_1/0AC(N) | 8101301 | no | no |  |  | no |  |  | 0 | 0 | 0 | 0
oh_line_8101301_200849822 |  | ABCN | node_8101301_200849898 | node_8101301_200849822 | 202.915 | bal_3P_477AL_4/0AC(N) | 8101301 | no | no |  |  | no |  |  | 0 | 0 | 0 | 0
oh_line_8101301_200849885 |  | ABCN | node_8101301_200849886 | node_8101301_200849885 | 228.869 | bal_3P_477AL_4/0AC(N) | 8101301 | no | no |  |  | no |  |  | 0 | 0 | 0 | 0
oh_line_8101301_200849886 |  | ABCN | node_8101301_200849887 | node_8101301_200849886 | 264.695 | bal_3P_477AL_4/0AC(N) | 8101301 | no | no |  |  | no |  |  | 0 | 0 | 0 | 0
oh_line_8101301_200849887 |  | ABCN | node_8101301_310032930 | node_8101301_200849887 | 70.029 | bal_3P_477AL_4/0AC(N) | 8101301 | no | no |  |  | no |  |  | 0 | 0 | 0 | 0
oh_line_8101301_200849888 |  | ABCN | node_8101301_200849885 | node_8101301_200849888 | 23.299 | bal_3P_477AC_4/0AC(N) | 8101301 | no | no |  |  | no |  |  | 0 | 0 | 0 | 0
oh_line_8101301_200849889 |  | ABCN | node_8101301_200849888 | node_8101301_200849889 | 255.438 | bal_3P_477AL_4/0AA(N) | 8101301 | no | no |  |  | no |  |  | 0 | 0 | 0 | 0
oh_line_8101301_200849890 |  | ABCN | node_8101301_200849889 | node_8101301_200849890 | 283.56 | bal_3P_477AL_4/0AA(N) | 8101301 | no | no |  |  | no |  |  | 0 | 0 | 0 | 0
oh_line_8101301_200849891 |  | ABCN | node_8101301_200849890 | node_8101301_200849891 | 270.933 | bal_3P_477AL_4/0AA(N) | 8101301 | no | no |  |  | no |  |  | 0 | 0 | 0 | 0
oh_line_8101301_200849892 |  | ABCN | node_8101301_200849891 | node_8101301_200849892 | 275.089 | bal_3P_477AC_4/0AC(N) | 8101301 | no | no |  |  | no |  |  | 0 | 0 | 0 | 0
oh_line_8101301_200849893 |  | ABCN | node_8101301_200849892 | node_8101301_200849893 | 275.632 | bal_3P_477AC_4/0AC(N) | 8101301 | no | no |  |  | no |  |  | 0 | 0 | 0 | 0
oh_line_8101301_200849894-1 |  | ABCN | node_8101301_200849894 | node_intto1_1344881_587_15290571_666 | 208.307 | bal_3P_4/0AA_4/0AA(N) | 8101301 | no | no |  |  | no |  |  | 0 | 0 | 0 | 0
oh_line_8101301_200849894-2 |  | ABCN | node_8101301_200849893 | node_8101301_200849894 | 105.256 | bal_3P_477AC_4/0AA(N) | 8101301 | no | no |  |  | no |  |  | 0 | 0 | 0 | 0
oh_line_8101301_200849895 |  | ABCN | node_8101301_200849894 | node_8101301_200849895 | 70.427 | bal_3P_477AC_4/0AA(N) | 8101301 | no | no |  |  | no |  |  | 0 | 0 | 0 | 0
oh_line_8101301_200849896 |  | ABCN | node_8101301_200853507 | node_8101301_200849896 | 137.949 | bal_3P_477AL_4/0AC(N) | 8101301 | no | no |  |  | no |  |  | 0 | 0 | 0 | 0
oh_line_8101301_200849897 |  | ABCN | node_8101301_200853507 | node_8101301_200849897 | 106.558 | bal_3P_477AL_4/0AC(N) | 8101301 | no | no |  |  | no |  |  | 0 | 0 | 0 | 0
oh_line_8101301_200849898 |  | ABCN | node_8101301_200849897 | node_8101301_200849898 | 173.704 | bal_3P_477AL_4/0AC(N) | 8101301 | no | no |  |  | no |  |  | 0 | 0 | 0 | 0
oh_line_8101301_200849899 |  | ABCN | node_8101301_200849898 | node_intto1_8101301_200849899 | 192.739 | bal_3P_477AL_4/0AC(N) | 8101301 | no | no |  |  | no |  |  | 0 | 0 | 0 | 0
oh_line_8101301_200849910 |  | AN | node_8101301_200853539 | node_8101301_200849910 | 78.035 | bal_1P_1/0AC_1/0AC(N) | 8101301 | no | no |  |  | no |  |  | 0 | 0 | 0 | 0
oh_line_8101301_200849911 |  | AN | node_8101301_200849910 | node_8101301_200849911 | 163.291 | bal_1P_1/0AC_1/0AC(N) | 8101301 | no | no |  |  | no |  |  | 0 | 0 | 0 | 0
oh_line_8101301_200849912 |  | AN | node_8101301_200849911 | node_8101301_200849912 | 94.803 | bal_1P_1/0AC_1/0AC(N) | 8101301 | no | no |  |  | no |  |  | 0 | 0 | 0 | 0
oh_line_8101301_200849916 |  | AN | node_8101301_200853542 | node_8101301_200849916 | 70.755 | bal_1P_1/0AC_1/0AC(N) | 8101301 | no | no |  |  | no |  |  | 0 | 0 | 0 | 0
oh_line_8101301_200849917 |  | AN | node_8101301_200849916 | node_8101301_200849917 | 185.591 | bal_1P_1/0AC_1/0AC(N) | 8101301 | no | no |  |  | no |  |  | 0 | 0 | 0 | 0
oh_line_8101301_200849918 |  | AN | node_8101301_200849917 | node_8101301_200849918 | 107.693 | bal_1P_1/0AC_1/0AC(N) | 8101301 | no | no |  |  | no |  |  | 0 | 0 | 0 | 0
oh_line_8101301_200850060 |  | AN | node_8101301_200853544 | node_8101301_200850060 | 88.063 | bal_1P_1/0AC_1/0AC(N) | 8101301 | no | no |  |  | no |  |  | 0 | 0 | 0 | 0
oh_line_8101301_200850061 |  | AN | node_8101301_200850060 | node_8101301_200850061 | 154.258 | bal_1P_1/0AC_1/0AC(N) | 8101301 | no | no |  |  | no |  |  | 0 | 0 | 0 | 0
oh_line_8101301_200850063 |  | AN | node_8101301_200850061 | node_8101301_200850063 | 24.519 | bal_1P_1/0AC_1/0AC(N) | 8101301 | no | no |  |  | no |  |  | 0 | 0 | 0 | 0
oh_line_8101301_200850566 |  | AN | node_8101301_200849443 | node_8101301_200850566 | 61.012 | bal_1P_1/0AC_1/0AC(N) | 8101301 | no | no |  |  | no |  |  | 0 | 0 | 0 | 0
oh_line_8101301_200850567 |  | AN | node_8101301_200850566 | node_8101301_200850567 | 261.954 | bal_1P_1/0AC_1/0AC(N) | 8101301 | no | no |  |  | no |  |  | 0 | 0 | 0 | 0
oh_line_8101301_200850568 |  | AN | node_8101301_200850567 | node_intto1_8101301_200850568 | 181.274 | bal_1P_1/0AC_1/0AC(N) | 8101301 | no | no |  |  | no |  |  | 0 | 0 | 0 | 0
oh_line_8101301_200850569 |  | AN | node_8101301_200850568 | node_8101301_200850569 | 138.636 | bal_1P_1/0AC_4/0AL(N) | 8101301 | no | no |  |  | no |  |  | 0 | 0 | 0 | 0
oh_line_8101301_200850570 |  | AN | node_8101301_200850569 | node_8101301_200850570 | 139.953 | bal_1P_1/0AC_4/0AL(N) | 8101301 | no | no |  |  | no |  |  | 0 | 0 | 0 | 0
oh_line_8101301_200850571 |  | AN | node_8101301_200850570 | node_8101301_200850571 | 147.202 | bal_1P_1/0AC_4/0AL(N) | 8101301 | no | no |  |  | no |  |  | 0 | 0 | 0 | 0
oh_line_8101301_200850572 |  | AN | node_8101301_200850571 | node_8101301_200850572 | 132.388 | bal_1P_1/0AC_4/0AC(N) | 8101301 | no | no |  |  | no |  |  | 0 | 0 | 0 | 0
oh_line_8101301_200850573 |  | AN | node_8101301_200850567 | node_8101301_200850573 | 128.683 | bal_1P_1/0AC_4/0AL(N) | 8101301 | no | no |  |  | no |  |  | 0 | 0 | 0 | 0
oh_line_8101301_200850574 |  | AN | node_8101301_200850591 | node_8101301_200850574 | 134.106 | bal_1P_1/0AC_4/0AL(N) | 8101301 | no | no |  |  | no |  |  | 0 | 0 | 0 | 0
oh_line_8101301_200850575 |  | AN | node_8101301_200850574 | node_8101301_200850575 | 125.948 | bal_1P_1/0AC_4/0AL(N) | 8101301 | no | no |  |  | no |  |  | 0 | 0 | 0 | 0
oh_line_8101301_200850576 |  | AN | node_8101301_200850575 | node_8101301_200850576 | 130.917 | bal_1P_1/0AC_4/0AL(N) | 8101301 | no | no |  |  | no |  |  | 0 | 0 | 0 | 0
oh_line_8101301_200850577 |  | AN | node_8101301_200850576 | node_8101301_200850577 | 133.443 | bal_1P_1/0AC_4/0AL(N) | 8101301 | no | no |  |  | no |  |  | 0 | 0 | 0 | 0
oh_line_8101301_200850578 |  | AN | node_8101301_200850577 | node_8101301_200850578 | 132.873 | bal_1P_1/0AC_4/0AL(N) | 8101301 | no | no |  |  | no |  |  | 0 | 0 | 0 | 0
oh_line_8101301_200850579 |  | AN | node_8101301_200850578 | node_8101301_200850579 | 144.364 | bal_1P_1/0AC_4/0AL(N) | 8101301 | no | no |  |  | no |  |  | 0 | 0 | 0 | 0
oh_line_8101301_200850581 |  | AN | node_8101301_200850573 | node_8101301_200850581 | 143.105 | bal_1P_1/0AC_4/0AL(N) | 8101301 | no | no |  |  | no |  |  | 0 | 0 | 0 | 0
oh_line_8101301_200850582 |  | AN | node_8101301_200850581 | node_8101301_200850582 | 139.445 | bal_1P_1/0AC_4/0AL(N) | 8101301 | no | no |  |  | no |  |  | 0 | 0 | 0 | 0
oh_line_8101301_200850583 |  | AN | node_8101301_200850582 | node_8101301_200850583 | 131.868 | bal_1P_1/0AC_4/0AL(N) | 8101301 | no | no |  |  | no |  |  | 0 | 0 | 0 | 0
oh_line_8101301_200850584 |  | AN | node_8101301_200850583 | node_intto1_8101301_200850584 | 135.803 | bal_1P_1/0AC_4/0AL(N) | 8101301 | no | no |  |  | no |  |  | 0 | 0 | 0 | 0
oh_line_8101301_200850587 |  | AN | node_8101301_200850584 | node_8101301_200850587 | 182.134 | bal_1P_1/0AC_4/0AL(N) | 8101301 | no | no |  |  | no |  |  | 0 | 0 | 0 | 0
oh_line_8101301_200850588 |  | AN | node_8101301_200850587 | node_8101301_200850588 | 149.011 | bal_1P_1/0AC_4/0AL(N) | 8101301 | no | no |  |  | no |  |  | 0 | 0 | 0 | 0
oh_line_8101301_200850589 |  | AN | node_8101301_200850588 | node_8101301_200850589 | 154.179 | bal_1P_1/0AC_4/0AL(N) | 8101301 | no | no |  |  | no |  |  | 0 | 0 | 0 | 0
oh_line_8101301_200850591 |  | AN | node_8101301_200850589 | node_8101301_200850591 | 155.68 | bal_1P_1/0AC_4/0AL(N) | 8101301 | no | no |  |  | no |  |  | 0 | 0 | 0 | 0
oh_line_8101301_200850726 |  | AN | node_8101301_200850582 | node_intto1_8101301_200850726 | 198.588 | bal_1P_1/0AC_4/0AL(N) | 8101301 | no | no |  |  | no |  |  | 0 | 0 | 0 | 0
oh_line_8101301_200850727 |  | AN | node_8101301_200850742 | node_8101301_200850727 | 130.032 | bal_1P_1/0AC_1/0AC(N) | 8101301 | no | no |  |  | no |  |  | 0 | 0 | 0 | 0
oh_line_8101301_200850728 |  | AN | node_8101301_200850727 | node_8101301_200850728 | 126.182 | bal_1P_1/0AC_1/0AC(N) | 8101301 | no | no |  |  | no |  |  | 0 | 0 | 0 | 0
oh_line_8101301_200850729 |  | AN | node_8101301_200850728 | node_8101301_200850729 | 125.167 | bal_1P_1/0AC_1/0AC(N) | 8101301 | no | no |  |  | no |  |  | 0 | 0 | 0 | 0
oh_line_8101301_200850730 |  | AN | node_8101301_200850729 | node_8101301_200850730 | 145.714 | bal_1P_1/0AC_1/0AC(N) | 8101301 | no | no |  |  | no |  |  | 0 | 0 | 0 | 0
oh_line_8101301_200850731 |  | AN | node_8101301_200850730 | node_8101301_200850731 | 138.931 | bal_1P_1/0AC_1/0AC(N) | 8101301 | no | no |  |  | no |  |  | 0 | 0 | 0 | 0
oh_line_8101301_200850732 |  | AN | node_8101301_200850731 | node_8101301_200850732 | 139.354 | bal_1P_1/0AC_1/0AC(N) | 8101301 | no | no |  |  | no |  |  | 0 | 0 | 0 | 0
oh_line_8101301_200850733 |  | AN | node_8101301_200850732 | node_8101301_200850733 | 146.254 | bal_1P_1/0AC_1/0AC(N) | 8101301 | no | no |  |  | no |  |  | 0 | 0 | 0 | 0
oh_line_8101301_200850734 |  | AN | node_8101301_200850733 | node_8101301_200850734 | 135.823 | bal_1P_1/0AC_1/0AC(N) | 8101301 | no | no |  |  | no |  |  | 0 | 0 | 0 | 0
oh_line_8101301_200850735 |  | AN | node_8101301_200850726 | node_8101301_200850735 | 141.474 | bal_1P_1/0AC_4/0AL(N) | 8101301 | no | no |  |  | no |  |  | 0 | 0 | 0 | 0
oh_line_8101301_200850736 |  | AN | node_8101301_200850735 | node_8101301_200850736 | 153.734 | bal_1P_1/0AC_4/0AL(N) | 8101301 | no | no |  |  | no |  |  | 0 | 0 | 0 | 0
oh_line_8101301_200850737 |  | AN | node_8101301_200850736 | node_8101301_200850737 | 161.932 | bal_1P_1/0AC_4/0AL(N) | 8101301 | no | no |  |  | no |  |  | 0 | 0 | 0 | 0
oh_line_8101301_200850738 |  | AN | node_8101301_200850737 | node_8101301_200850738 | 159.772 | bal_1P_1/0AC_4/0AL(N) | 8101301 | no | no |  |  | no |  |  | 0 | 0 | 0 | 0
oh_line_8101301_200850739 |  | AN | node_8101301_200850738 | node_8101301_200850739 | 144.522 | bal_1P_1/0AC_4/0AL(N) | 8101301 | no | no |  |  | no |  |  | 0 | 0 | 0 | 0
oh_line_8101301_200850740 |  | AN | node_8101301_200850739 | node_8101301_200850740 | 134.296 | bal_1P_1/0AC_4/0AL(N) | 8101301 | no | no |  |  | no |  |  | 0 | 0 | 0 | 0
oh_line_8101301_200850741 |  | AN | node_8101301_200850740 | node_8101301_200850741 | 148.828 | bal_1P_1/0AC_4/0AL(N) | 8101301 | no | no |  |  | no |  |  | 0 | 0 | 0 | 0
oh_line_8101301_200850742 |  | AN | node_8101301_200850741 | node_8101301_200850742 | 166.391 | bal_1P_1/0AC_4/0AL(N) | 8101301 | no | no |  |  | no |  |  | 0 | 0 | 0 | 0
oh_line_8101301_200851561 |  | AN | node_8101301_200851562 | node_8101301_200851561 | 163.347 | bal_1P_1/0AC_4/0AC(N) | 8101301 | no | no |  |  | no |  |  | 0 | 0 | 0 | 0
oh_line_8101301_200851562 |  | AN | node_8101301_200851563 | node_8101301_200851562 | 153.224 | bal_1P_1/0AC_4/0AC(N) | 8101301 | no | no |  |  | no |  |  | 0 | 0 | 0 | 0
oh_line_8101301_200851563 |  | AN | node_8101301_200851564 | node_8101301_200851563 | 157.704 | bal_1P_4CU_4/0AC(N) | 8101301 | no | no |  |  | no |  |  | 0 | 0 | 0 | 0
oh_line_8101301_200851564 |  | AN | node_8101301_200851565 | node_8101301_200851564 | 142.005 | bal_1P_4CU_4/0AC(N) | 8101301 | no | no |  |  | no |  |  | 0 | 0 | 0 | 0
oh_line_8101301_200851565 |  | AN | node_8101301_200854465 | node_8101301_200851565 | 162.491 | bal_1P_4CU_4/0AC(N) | 8101301 | no | no |  |  | no |  |  | 0 | 0 | 0 | 0
oh_line_8101301_200851566 |  | ABCN | node_8101301_200854465 | node_8101301_200851566 | 160.128 | bal_3P_1/0AC_1/0AA(N) | 8101301 | no | no |  |  | no |  |  | 0 | 0 | 0 | 0
oh_line_8101301_200851567 |  | ABCN | node_8101301_200851566 | node_intto1_8101301_200851567 | 113.601 | bal_3P_1/0AA_2CU(N) | 8101301 | no | no |  |  | no |  |  | 0 | 0 | 0 | 0
oh_line_8101301_200853507-1 |  | ABCN | node_SOURCE_8101301 | node_8101301_200853507 | 143.754 | bal_3P_477AL_4/0AC(N) | 8101301 | no | no |  |  | no |  |  | 0 | 0 | 0 | 0
oh_line_8101301_200853507-2 |  | ABCN | node_8101301_200853507 | node_intto1_1344890_61_15292350_74 | 122.669 | bal_3P_477AL_4/0AA(N) | 8101301 | no | no |  |  | no |  |  | 0 | 0 | 0 | 0
oh_line_8101301_200853508 |  | ABCN | node_8101301_200853507 | node_8101301_200853508 | 117.889 | bal_3P_477AL_4/0AL(N) | 8101301 | no | no |  |  | no |  |  | 0 | 0 | 0 | 0
oh_line_8101301_200853509 |  | ABCN | node_8101301_200853508 | node_intto1_8101301_200853509 | 120.253 | bal_3P_477AL_4/0AL(N) | 8101301 | no | no |  |  | no |  |  | 0 | 0 | 0 | 0
oh_line_8101301_200853510 |  | ABCN | node_8101301_200853509 | node_8101301_200853510 | 123.383 | bal_3P_477AL_4/0AL(N) | 8101301 | no | no |  |  | no |  |  | 0 | 0 | 0 | 0
oh_line_8101301_200853511 |  | ABCN | node_8101301_200853510 | node_8101301_200853511 | 118.644 | bal_3P_477AL_4/0AL(N) | 8101301 | no | no |  |  | no |  |  | 0 | 0 | 0 | 0
oh_line_8101301_200853512 |  | ABCN | node_8101301_200853511 | node_8101301_200853512 | 166.223 | bal_3P_477AL_4/0AL(N) | 8101301 | no | no |  |  | no |  |  | 0 | 0 | 0 | 0
oh_line_8101301_200853513 |  | ABCN | node_8101301_200853512 | node_8101301_200853513 | 137.67 | bal_3P_477AL_4/0AL(N) | 8101301 | no | no |  |  | no |  |  | 0 | 0 | 0 | 0
oh_line_8101301_200853514 |  | ABCN | node_8101301_200853513 | node_8101301_200853514 | 161.005 | bal_3P_477AL_4/0AL(N) | 8101301 | no | no |  |  | no |  |  | 0 | 0 | 0 | 0
oh_line_8101301_200853515 |  | ABCN | node_8101301_200853514 | node_8101301_200853515 | 163.77 | bal_3P_477AL_4/0AL(N) | 8101301 | no | no |  |  | no |  |  | 0 | 0 | 0 | 0
oh_line_8101301_200853518 |  | ABCN | node_8101301_200853515 | node_8101301_200853518 | 134.74 | bal_3P_477AL_4/0AL(N) | 8101301 | no | no |  |  | no |  |  | 0 | 0 | 0 | 0
oh_line_8101301_200853519 |  | ABCN | node_8101301_200853518 | node_8101301_200853519 | 213.939 | bal_3P_477AL_4/0AL(N) | 8101301 | no | no |  |  | no |  |  | 0 | 0 | 0 | 0
oh_line_8101301_200853520 |  | ABCN | node_8101301_200853519 | node_8101301_200853520 | 122.614 | bal_3P_477AL_4/0AL(N) | 8101301 | no | no |  |  | no |  |  | 0 | 0 | 0 | 0
oh_line_8101301_200853521 |  | ABCN | node_8101301_200853520 | node_8101301_200853521 | 208.728 | bal_3P_477AL_4/0AL(N) | 8101301 | no | no |  |  | no |  |  | 0 | 0 | 0 | 0
oh_line_8101301_200853522 |  | ABCN | node_8101301_200853521 | node_8101301_200853522 | 52.577 | bal_3P_477AL_4/0AL(N) | 8101301 | no | no |  |  | no |  |  | 0 | 0 | 0 | 0
oh_line_8101301_200853523 |  | ABCN | node_8101301_311910111 | node_8101301_200853523 | 161.781 | bal_3P_477AL_4/0AL(N) | 8101301 | no | no |  |  | no |  |  | 0 | 0 | 0 | 0
oh_line_8101301_200853524 |  | ABCN | node_8101301_200853523 | node_8101301_200853524 | 179.988 | bal_3P_1/0AC_1/0AC(N) | 8101301 | no | no |  |  | no |  |  | 0 | 0 | 0 | 0
oh_line_8101301_200853525 |  | ABCN | node_8101301_200853523 | node_8101301_200853525 | 236.703 | bal_3P_477AL_4/0AL(N) | 8101301 | no | no |  |  | no |  |  | 0 | 0 | 0 | 0
oh_line_8101301_200853526 |  | ABCN | node_8101301_200853525 | node_8101301_200853526 | 41.852 | bal_3P_1/0AC_1/0AC(N) | 8101301 | no | no |  |  | no |  |  | 0 | 0 | 0 | 0
oh_line_8101301_200853527 |  | ABCN | node_8101301_200853525 | node_8101301_200853527 | 196.645 | bal_3P_477AL_4/0AA(N) | 8101301 | no | no |  |  | no |  |  | 0 | 0 | 0 | 0
oh_line_8101301_200853528 |  | ABCN | node_8101301_200853527 | node_8101301_200853528 | 211.707 | bal_3P_477AL_4/0AA(N) | 8101301 | no | no |  |  | no |  |  | 0 | 0 | 0 | 0
oh_line_8101301_200853529 |  | ABCN | node_8101301_200853528 | node_8101301_200853529 | 199.069 | bal_3P_477AL_4/0AA(N) | 8101301 | no | no |  |  | no |  |  | 0 | 0 | 0 | 0
oh_line_8101301_200853530 |  | ABCN | node_8101301_200853529 | node_8101301_200853530 | 206.384 | bal_3P_477AL_4/0AA(N) | 8101301 | no | no |  |  | no |  |  | 0 | 0 | 0 | 0
oh_line_8101301_200853531 |  | AN | node_8101301_200853530 | node_8101301_200853531 | 56.445 | bal_1P_1/0AA_1/0AA(N) | 8101301 | no | no |  |  | no |  |  | 0 | 0 | 0 | 0
oh_line_8101301_200853532 |  | ABCN | node_8101301_200853530 | node_8101301_200853532 | 227.908 | bal_3P_477AL_4/0AA(N) | 8101301 | no | no |  |  | no |  |  | 0 | 0 | 0 | 0
oh_line_8101301_200853534 |  | ABCN | node_8101301_200853532 | node_8101301_200853534 | 228.536 | bal_3P_477AL_1/0AC(N) | 8101301 | no | no |  |  | no |  |  | 0 | 0 | 0 | 0
oh_line_8101301_200853535 |  | ABCN | node_8101301_200853534 | node_8101301_200853535 | 234.147 | bal_3P_477AL_1/0AC(N) | 8101301 | no | no |  |  | no |  |  | 0 | 0 | 0 | 0
oh_line_8101301_200853536 |  | ABCN | node_8101301_200853535 | node_8101301_200853536 | 122.732 | bal_3P_477AL_4/0AL(N) | 8101301 | no | no |  |  | no |  |  | 0 | 0 | 0 | 0
oh_line_8101301_200853538 |  | ABCN | node_8101301_200853536 | node_8101301_200853538 | 130.309 | bal_3P_477AL_4/0AL(N) | 8101301 | no | no |  |  | no |  |  | 0 | 0 | 0 | 0
oh_line_8101301_200853539 |  | ABCN | node_8101301_200853538 | node_8101301_200853539 | 90.296 | bal_3P_477AL_4/0AL(N) | 8101301 | no | no |  |  | no |  |  | 0 | 0 | 0 | 0
oh_line_8101301_200853540 |  | ABCN | node_8101301_200853539 | node_8101301_200853540 | 166.952 | bal_3P_477AL_4/0AL(N) | 8101301 | no | no |  |  | no |  |  | 0 | 0 | 0 | 0
oh_line_8101301_200853541 |  | ABCN | node_8101301_200853540 | node_8101301_200853541 | 97.22 | bal_3P_477AL_4/0AL(N) | 8101301 | no | no |  |  | no |  |  | 0 | 0 | 0 | 0
oh_line_8101301_200853542 |  | ABCN | node_8101301_200853541 | node_8101301_200853542 | 98.005 | bal_3P_477AL_4/0AL(N) | 8101301 | no | no |  |  | no |  |  | 0 | 0 | 0 | 0
oh_line_8101301_200853543 |  | ABCN | node_8101301_200853542 | node_8101301_200853543 | 107.327 | bal_3P_477AL_4/0AL(N) | 8101301 | no | no |  |  | no |  |  | 0 | 0 | 0 | 0
oh_line_8101301_200853544 |  | ABCN | node_8101301_200853543 | node_8101301_200853544 | 112.464 | bal_3P_477AL_4/0AL(N) | 8101301 | no | no |  |  | no |  |  | 0 | 0 | 0 | 0
oh_line_8101301_200853547 |  | ABCN | node_8101301_200853544 | node_8101301_200853547 | 113.591 | bal_3P_477AL_4/0AL(N) | 8101301 | no | no |  |  | no |  |  | 0 | 0 | 0 | 0
oh_line_8101301_200853548 |  | ABCN | node_8101301_200853547 | node_8101301_200853548 | 154.77 | bal_3P_477AL_4/0AL(N) | 8101301 | no | no |  |  | no |  |  | 0 | 0 | 0 | 0
oh_line_8101301_200853549 |  | ABCN | node_8101301_200853548 | node_8101301_200853549 | 126.062 | bal_3P_477AL_4/0AL(N) | 8101301 | no | no |  |  | no |  |  | 0 | 0 | 0 | 0
oh_line_8101301_200853550 |  | ABCN | node_8101301_200853549 | node_8101301_200853550 | 148.825 | bal_3P_477AL_4/0AA(N) | 8101301 | no | no |  |  | no |  |  | 0 | 0 | 0 | 0
oh_line_8101301_200853551 |  | ABCN | node_8101301_200853550 | node_8101301_200853551 | 156.309 | bal_3P_477AL_4/0AA(N) | 8101301 | no | no |  |  | no |  |  | 0 | 0 | 0 | 0
oh_line_8101301_200853553 |  | ABCN | node_8101301_200853551 | node_8101301_200853553 | 162.287 | bal_3P_477AL_4/0AA(N) | 8101301 | no | no |  |  | no |  |  | 0 | 0 | 0 | 0
oh_line_8101301_200853554 |  | ABCN | node_8101301_200853553 | node_8101301_200853554 | 144.788 | bal_3P_477AL_4/0AA(N) | 8101301 | no | no |  |  | no |  |  | 0 | 0 | 0 | 0
oh_line_8101301_200853556 |  | ABCN | node_8101301_200853554 | node_8101301_200853556 | 150.011 | bal_3P_477AL_4/0AC(N) | 8101301 | no | no |  |  | no |  |  | 0 | 0 | 0 | 0
oh_line_8101301_200853557 |  | ABCN | node_8101301_200853556 | node_8101301_200853557 | 114.618 | bal_3P_477AL_4/0AC(N) | 8101301 | no | no |  |  | no |  |  | 0 | 0 | 0 | 0
oh_line_8101301_200853825 |  | AN | node_8101301_200853841 | node_8101301_200853825 | 99.279 | bal_1P_4/0AL_1/0AC(N) | 8101301 | no | no |  |  | no |  |  | 0 | 0 | 0 | 0
oh_line_8101301_200853826 |  | AN | node_8101301_200853825 | node_8101301_200853826 | 126.823 | bal_1P_1/0AC_1/0AC(N) | 8101301 | no | no |  |  | no |  |  | 0 | 0 | 0 | 0
oh_line_8101301_200853831 |  | AN | node_8101301_200853861 | node_8101301_200853831 | 129.51 | bal_1P_1/0AC_1/0AC(N) | 8101301 | no | no |  |  | no |  |  | 0 | 0 | 0 | 0
oh_line_8101301_200853834 |  | ABCN | node_8101301_200853836 | node_8101301_200853834 | 129.148 | bal_3P_477AL_4/0AL(N) | 8101301 | no | no |  |  | no |  |  | 0 | 0 | 0 | 0
oh_line_8101301_200853836 |  | ABCN | node_8101301_200853837 | node_8101301_200853836 | 118.029 | bal_3P_477AL_4/0AL(N) | 8101301 | no | no |  |  | no |  |  | 0 | 0 | 0 | 0
oh_line_8101301_200853837 |  | ABCN | node_8101301_200917599 | node_8101301_200853837 | 101.847 | bal_3P_477AL_4/0AA(N) | 8101301 | no | no |  |  | no |  |  | 0 | 0 | 0 | 0
oh_line_8101301_200853838 |  | ABCN | node_8101301_200917597 | node_8101301_200853838 | 48.291 | bal_3P_477AL_4/0AA(N) | 8101301 | no | no |  |  | no |  |  | 0 | 0 | 0 | 0
oh_line_8101301_200853839 |  | ABCN | node_8101301_200853840 | node_8101301_200853839 | 117.347 | bal_3P_477AL_4/0AC(N) | 8101301 | no | no |  |  | no |  |  | 0 | 0 | 0 | 0
oh_line_8101301_200853840 |  | ABCN | node_8101301_200849219 | node_8101301_200853840 | 125.694 | bal_3P_477AL_4/0AC(N) | 8101301 | no | no |  |  | no |  |  | 0 | 0 | 0 | 0
oh_line_8101301_200853841 |  | AN | node_8101301_200853842 | node_8101301_200853841 | 146.175 | bal_1P_4/0AL_1/0AC(N) | 8101301 | no | no |  |  | no |  |  | 0 | 0 | 0 | 0
oh_line_8101301_200853842 |  | AN | node_8101301_200917599 | node_8101301_200853842 | 107.184 | bal_1P_1/0AC_1/0AC(N) | 8101301 | no | no |  |  | no |  |  | 0 | 0 | 0 | 0
oh_line_8101301_200853843 |  | AN | node_8101301_200853842 | node_8101301_200853843 | 195.79 | bal_1P_1/0AC_1/0AC(N) | 8101301 | no | no |  |  | no |  |  | 0 | 0 | 0 | 0
oh_line_8101301_200853844 |  | AN | node_8101301_200853843 | node_intto1_8101301_200853844 | 67.58 | bal_1P_1/0AC_1/0AC(N) | 8101301 | no | no |  |  | no |  |  | 0 | 0 | 0 | 0
oh_line_8101301_200853845 |  | AN | node_8101301_200853844 | node_8101301_200853845 | 135.182 | bal_1P_1/0AC_1/0AC(N) | 8101301 | no | no |  |  | no |  |  | 0 | 0 | 0 | 0
oh_line_8101301_200853846 |  | AN | node_8101301_200853845 | node_8101301_200853846 | 175.951 | bal_1P_1/0AC_1/0AC(N) | 8101301 | no | no |  |  | no |  |  | 0 | 0 | 0 | 0
oh_line_8101301_200853847 |  | AN | node_8101301_200853846 | node_8101301_200853847 | 174.274 | bal_1P_1/0AC_1/0AC(N) | 8101301 | no | no |  |  | no |  |  | 0 | 0 | 0 | 0
oh_line_8101301_200853848 |  | AN | node_8101301_200853847 | node_8101301_200853848 | 125.253 | bal_1P_1/0AC_1/0AC(N) | 8101301 | no | no |  |  | no |  |  | 0 | 0 | 0 | 0
oh_line_8101301_200853849 |  | AN | node_8101301_200853848 | node_8101301_200853849 | 162.12 | bal_1P_1/0AC_1/0AC(N) | 8101301 | no | no |  |  | no |  |  | 0 | 0 | 0 | 0
oh_line_8101301_200853850 |  | AN | node_8101301_200853849 | node_8101301_200853850 | 106.927 | bal_1P_1/0AC_1/0AC(N) | 8101301 | no | no |  |  | no |  |  | 0 | 0 | 0 | 0
oh_line_8101301_200853851 |  | AN | node_8101301_200853850 | node_8101301_200853851 | 180.983 | bal_1P_1/0AC_1/0AC(N) | 8101301 | no | no |  |  | no |  |  | 0 | 0 | 0 | 0
oh_line_8101301_200853852 |  | AN | node_8101301_200853851 | node_8101301_200853852 | 155.365 | bal_1P_1/0AC_1/0AC(N) | 8101301 | no | no |  |  | no |  |  | 0 | 0 | 0 | 0
oh_line_8101301_200853853 |  | AN | node_8101301_200853852 | node_8101301_200853853 | 149.857 | bal_1P_1/0AC_1/0AC(N) | 8101301 | no | no |  |  | no |  |  | 0 | 0 | 0 | 0
oh_line_8101301_200853857 |  | AN | node_8101301_200853869 | node_8101301_200853857 | 172.405 | bal_1P_1/0AC_1/0AC(N) | 8101301 | no | no |  |  | no |  |  | 0 | 0 | 0 | 0
oh_line_8101301_200853858 |  | AN | node_8101301_200853857 | node_8101301_200853858 | 156.661 | bal_1P_1/0AC_1/0AC(N) | 8101301 | no | no |  |  | no |  |  | 0 | 0 | 0 | 0
oh_line_8101301_200853859 |  | AN | node_8101301_200853858 | node_8101301_200853859 | 143.315 | bal_1P_1/0AC_1/0AC(N) | 8101301 | no | no |  |  | no |  |  | 0 | 0 | 0 | 0
oh_line_8101301_200853861 |  | AN | node_8101301_200917597 | node_8101301_200853861 | 221.392 | bal_1P_1/0AC_1/0AC(N) | 8101301 | no | no |  |  | no |  |  | 0 | 0 | 0 | 0
oh_line_8101301_200853862 |  | AN | node_8101301_200917597 | node_8101301_200853862 | 146.438 | bal_1P_1/0AC_1/0AC(N) | 8101301 | no | no |  |  | no |  |  | 0 | 0 | 0 | 0
oh_line_8101301_200853863 |  | AN | node_8101301_200853862 | node_8101301_200853863 | 187.078 | bal_1P_1/0AC_1/0AC(N) | 8101301 | no | no |  |  | no |  |  | 0 | 0 | 0 | 0
oh_line_8101301_200853864 |  | AN | node_8101301_200853863 | node_intto1_8101301_200853864 | 203.722 | bal_1P_1/0AC_1/0AC(N) | 8101301 | no | no |  |  | no |  |  | 0 | 0 | 0 | 0
oh_line_8101301_200853865 |  | AN | node_8101301_200853864 | node_8101301_200853865 | 193.703 | bal_1P_1/0AC_1/0AC(N) | 8101301 | no | no |  |  | no |  |  | 0 | 0 | 0 | 0
oh_line_8101301_200853866 |  | AN | node_8101301_200853865 | node_8101301_200853866 | 173.098 | bal_1P_1/0AC_1/0AC(N) | 8101301 | no | no |  |  | no |  |  | 0 | 0 | 0 | 0
oh_line_8101301_200853867 |  | AN | node_8101301_200853866 | node_8101301_200853867 | 131.83 | bal_1P_1/0AC_1/0AC(N) | 8101301 | no | no |  |  | no |  |  | 0 | 0 | 0 | 0
oh_line_8101301_200853869 |  | AN | node_8101301_201056989 | node_8101301_200853869 | 156.596 | bal_1P_1/0AC_1/0AC(N) | 8101301 | no | no |  |  | no |  |  | 0 | 0 | 0 | 0
oh_line_8101301_200853906 |  | AN | node_8101301_200853907 | node_8101301_200853906 | 117.339 | bal_1P_1/0AC_1/0AC(N) | 8101301 | no | no |  |  | no |  |  | 0 | 0 | 0 | 0
oh_line_8101301_200853907 |  | AN | node_8101301_200853909 | node_8101301_200853907 | 153.795 | bal_1P_1/0AA_1/0AA(N) | 8101301 | no | no |  |  | no |  |  | 0 | 0 | 0 | 0
oh_line_8101301_200853909 |  | AN | node_8101301_200849468 | node_8101301_200853909 | 41.264 | bal_1P_1/0AA_1/0AA(N) | 8101301 | no | no |  |  | no |  |  | 0 | 0 | 0 | 0
oh_line_8101301_200853918 |  | AN | node_8101301_200853920 | node_8101301_200853918 | 177.169 | bal_1P_1/0AC_1/0AC(N) | 8101301 | no | no |  |  | no |  |  | 0 | 0 | 0 | 0
oh_line_8101301_200853920 |  | AN | node_8101301_200853906 | node_8101301_200853920 | 119.713 | bal_1P_1/0AC_1/0AC(N) | 8101301 | no | no |  |  | no |  |  | 0 | 0 | 0 | 0
oh_line_8101301_200854292 |  | ABCN | node_8101301_311922247 | node_8101301_200854292 | 154.817 | bal_3P_1/0AA_1/0AA(N) | 8101301 | no | no |  |  | no |  |  | 0 | 0 | 0 | 0
oh_line_8101301_200854294 |  | ABCN | node_8101301_200854297 | node_8101301_200854294 | 261.418 | bal_3P_1/0AA_1/0AA(N) | 8101301 | no | no |  |  | no |  |  | 0 | 0 | 0 | 0
oh_line_8101301_200854297 |  | ABCN | node_8101301_200854298 | node_8101301_200854297 | 262.61 | bal_3P_1/0AA_1/0AA(N) | 8101301 | no | no |  |  | no |  |  | 0 | 0 | 0 | 0
oh_line_8101301_200854298 |  | ABCN | node_8101301_200854300 | node_8101301_200854298 | 266.701 | bal_3P_1/0AA_1/0AA(N) | 8101301 | no | no |  |  | no |  |  | 0 | 0 | 0 | 0
oh_line_8101301_200854300 |  | ABCN | node_8101301_200855039 | node_8101301_200854300 | 256.109 | bal_3P_1/0AA_1/0AA(N) | 8101301 | no | no |  |  | no |  |  | 0 | 0 | 0 | 0
oh_line_8101301_200854301 |  | ABCN | node_8101301_200854302 | node_8101301_200854301 | 208.874 | bal_3P_4/0AA_4/0AA(N) | 8101301 | no | no |  |  | no |  |  | 0 | 0 | 0 | 0
oh_line_8101301_200854302 |  | ABCN | node_8101301_200854303 | node_8101301_200854302 | 261.903 | bal_3P_4/0AA_4/0AA(N) | 8101301 | no | no |  |  | no |  |  | 0 | 0 | 0 | 0
oh_line_8101301_200854303 |  | ABCN | node_8101301_200854304 | node_8101301_200854303 | 224.744 | bal_3P_4/0AA_4/0AA(N) | 8101301 | no | no |  |  | no |  |  | 0 | 0 | 0 | 0
oh_line_8101301_200854304 |  | ABCN | node_8101301_200854383 | node_8101301_200854304 | 194.841 | bal_3P_4/0AA_4/0AA(N) | 8101301 | no | no |  |  | no |  |  | 0 | 0 | 0 | 0
oh_line_8101301_200854305 |  | ABCN | node_8101301_200854301 | node_8101301_200854305 | 207.684 | bal_3P_4/0AA_4/0AA(N) | 8101301 | no | no |  |  | no |  |  | 0 | 0 | 0 | 0
oh_line_8101301_200854320 |  | AN | node_8101301_200854337 | node_8101301_200854320 | 135.487 | bal_1P_1/0AC_2CU(N) | 8101301 | no | no |  |  | no |  |  | 0 | 0 | 0 | 0
oh_line_8101301_200854337 |  | AN | node_8101301_201020346 | node_8101301_200854337 | 148.795 | bal_1P_1/0AC_2CU(N) | 8101301 | no | no |  |  | no |  |  | 0 | 0 | 0 | 0
oh_line_8101301_200854362 |  | AN | node_8101301_200854380 | node_8101301_200854362 | 94.028 | bal_1P_1/0AA_1/0AA(N) | 8101301 | no | no |  |  | no |  |  | 0 | 0 | 0 | 0
oh_line_8101301_200854380 |  | AN | node_8101301_200854381 | node_8101301_200854380 | 73.723 | bal_1P_1/0AA_1/0AA(N) | 8101301 | no | no |  |  | no |  |  | 0 | 0 | 0 | 0
oh_line_8101301_200854381 |  | AN | node_8101301_200854462 | node_8101301_200854381 | 92.997 | bal_1P_1/0AA_1/0AA(N) | 8101301 | no | no |  |  | no |  |  | 0 | 0 | 0 | 0
oh_line_8101301_200854382 |  | ABCN | node_8101301_200854462 | node_8101301_200854382 | 113.054 | bal_3P_1/0AA_1/0AA(N) | 8101301 | no | no |  |  | no |  |  | 0 | 0 | 0 | 0
oh_line_8101301_200854383 |  | ABCN | node_8101301_200854384 | node_intto1_8101301_200854383 | 160.237 | bal_3P_4/0AA_4/0AA(N) | 8101301 | no | no |  |  | no |  |  | 0 | 0 | 0 | 0
oh_line_8101301_200854384 |  | ABCN | node_8101301_200849895 | node_8101301_200854384 | 88.902 | bal_3P_477AC_4/0AA(N) | 8101301 | no | no |  |  | no |  |  | 0 | 0 | 0 | 0
oh_line_8101301_200854460 |  | ABCN | node_8101301_200854489 | node_8101301_200854460 | 68.233 | bal_3P_2/0CU_1/0AC(N) | 8101301 | no | no |  |  | no |  |  | 0 | 0 | 0 | 0
oh_line_8101301_200854462 |  | ABCN | node_8101301_200854482 | node_8101301_200854462 | 143.53 | bal_3P_2/0CU_4/0AC(N) | 8101301 | no | no |  |  | no |  |  | 0 | 0 | 0 | 0
oh_line_8101301_200854463 |  | ABCN | node_8101301_200854382 | node_8101301_200854463 | 85.134 | bal_3P_1/0AC_1/0AC(N) | 8101301 | no | no |  |  | no |  |  | 0 | 0 | 0 | 0
oh_line_8101301_200854464 |  | ABCN | node_8101301_200854463 | node_8101301_200854464 | 119.544 | bal_3P_1/0AC_1/0AC(N) | 8101301 | no | no |  |  | no |  |  | 0 | 0 | 0 | 0
oh_line_8101301_200854465 |  | ABCN | node_8101301_200854464 | node_8101301_200854465 | 122.356 | bal_3P_1/0AC_1/0AC(N) | 8101301 | no | no |  |  | no |  |  | 0 | 0 | 0 | 0
oh_line_8101301_200854467 |  | ABCN | node_1347812_378_15290096_837 | node_8101301_200854467 | 176.343 | bal_3P_1/0AC_1/0AC(N) | 8101301 | no | no |  |  | no |  |  | 0 | 0 | 0 | 0
oh_line_8101301_200854467-3 |  | ABCN | node_8101301_201016070 | node_1347812_378_15290096_837 | 5.208 | bal_3P_1/0AC_1/0AC(N) | 8101301 | no | no |  |  | no |  |  | 0 | 0 | 0 | 0
oh_line_8101301_200854468 |  | ABCN | node_8101301_200854467 | node_8101301_200854468 | 142.805 | bal_3P_1/0AC_2CU_(N) | 8101301 | no | no |  |  | no |  |  | 0 | 0 | 0 | 0
oh_line_8101301_200854469 |  | ABCN | node_8101301_200854468 | node_8101301_200854469 | 102.819 | bal_3P_1/0AC_2CU_(N) | 8101301 | no | no |  |  | no |  |  | 0 | 0 | 0 | 0
oh_line_8101301_200854470 |  | ABCN | node_8101301_200854469 | node_8101301_200854470 | 100.256 | bal_3P_1/0AC_2CU_(N) | 8101301 | no | no |  |  | no |  |  | 0 | 0 | 0 | 0
oh_line_8101301_200854471 |  | ABCN | node_8101301_200854470 | node_8101301_200854471 | 94.23 | bal_3P_1/0AC_2CU_(N) | 8101301 | no | no |  |  | no |  |  | 0 | 0 | 0 | 0
oh_line_8101301_200854473 |  | ABCN | node_8101301_200854471 | node_8101301_200854473 | 102.824 | bal_3P_1/0AC_2CU_(N) | 8101301 | no | no |  |  | no |  |  | 0 | 0 | 0 | 0
oh_line_8101301_200854474 |  | ABCN | node_8101301_200854473 | node_8101301_200854474 | 99.892 | bal_3P_1/0AC_2CU_(N) | 8101301 | no | no |  |  | no |  |  | 0 | 0 | 0 | 0
oh_line_8101301_200854475 |  | ABCN | node_8101301_200854474 | node_8101301_200854475 | 99.857 | bal_3P_1/0AC_2CU_(N) | 8101301 | no | no |  |  | no |  |  | 0 | 0 | 0 | 0
oh_line_8101301_200854482 |  | ABCN | node_8101301_200854484 | node_8101301_200854482 | 135.494 | bal_3P_2/0CU_1/0AC(N) | 8101301 | no | no |  |  | no |  |  | 0 | 0 | 0 | 0
oh_line_8101301_200854484 |  | ABCN | node_8101301_200854486 | node_8101301_200854484 | 175.696 | bal_3P_2/0CU_1/0AC(N) | 8101301 | no | no |  |  | no |  |  | 0 | 0 | 0 | 0
oh_line_8101301_200854485 |  | ABCN | node_8101301_200854460 | node_intto1_8101301_200854485 | 49.636 | bal_3P_1/0AC_1/0AC(N) | 8101301 | no | no |  |  | no |  |  | 0 | 0 | 0 | 0
oh_line_8101301_200854486 |  | ABCN | node_8101301_200854487 | node_8101301_200854486 | 172.173 | bal_3P_2/0CU_1/0AC(N) | 8101301 | no | no |  |  | no |  |  | 0 | 0 | 0 | 0
oh_line_8101301_200854487 |  | ABCN | node_8101301_200917664 | node_8101301_200854487 | 26.699 | bal_3P_477AL_2/0CU(N) | 8101301 | no | no |  |  | no |  |  | 0 | 0 | 0 | 0
oh_line_8101301_200854488 |  | ABCN | node_8101301_200854487 | node_8101301_200854488 | 170.444 | bal_3P_2/0CU_1/0AC(N) | 8101301 | no | no |  |  | no |  |  | 0 | 0 | 0 | 0
oh_line_8101301_200854489 |  | ABCN | node_8101301_200854488 | node_8101301_200854489 | 182.295 | bal_3P_2/0CU_1/0AC(N) | 8101301 | no | no |  |  | no |  |  | 0 | 0 | 0 | 0
oh_line_8101301_200855039 |  | ABCN | node_8101301_200854305 | node_intto1_8101301_200855039 | 101.487 | bal_3P_477AL_4/0AA(N) | 8101301 | no | no |  |  | no |  |  | 0 | 0 | 0 | 0
oh_line_8101301_200855049 |  | ABCN | node_8101301_200855039 | node_8101301_200855049 | 152.02 | bal_3P_477AL_4/0AL(N) | 8101301 | no | no |  |  | no |  |  | 0 | 0 | 0 | 0
oh_line_8101301_200855050 |  | ABCN | node_8101301_200855049 | node_8101301_200855050 | 162.997 | bal_3P_477AL_4/0AL(N) | 8101301 | no | no |  |  | no |  |  | 0 | 0 | 0 | 0
oh_line_8101301_200855051 |  | ABCN | node_8101301_200855050 | node_8101301_200855051 | 193.319 | bal_3P_477AL_4/0AL(N) | 8101301 | no | no |  |  | no |  |  | 0 | 0 | 0 | 0
oh_line_8101301_200855052 |  | ABCN | node_8101301_200855051 | node_8101301_200855052 | 171.732 | bal_3P_477AL_4/0AL(N) | 8101301 | no | no |  |  | no |  |  | 0 | 0 | 0 | 0
oh_line_8101301_200855053 |  | ABCN | node_8101301_200855052 | node_8101301_200855053 | 213.586 | bal_3P_477AL_4/0AL(N) | 8101301 | no | no |  |  | no |  |  | 0 | 0 | 0 | 0
oh_line_8101301_200855054 |  | AN | node_8101301_200855053 | node_8101301_200855054 | 34.469 | bal_1P_2AC_2AC(N) | 8101301 | no | no |  |  | no |  |  | 0 | 0 | 0 | 0
oh_line_8101301_200855055 |  | ABCN | node_8101301_200855053 | node_8101301_200855055 | 215.984 | bal_3P_477AL_4/0AL(N) | 8101301 | no | no |  |  | no |  |  | 0 | 0 | 0 | 0
oh_line_8101301_200855056-1 |  | ABCN | node_8101301_200855055 | node_intto1_312124501 | 11.23 | bal_3P_477AL_4/0AL(N) | 8101301 | no | no |  |  | no |  |  | 0 | 0 | 0 | 0
oh_line_8101301_200855056-2 |  | ABCN | node_312124501 | node_intto1_312124500 | 10.765 | bal_3P_477AL_4/0AL(N) | 8101301 | no | no |  |  | no |  |  | 0 | 0 | 0 | 0
oh_line_8101301_200855056-3 |  | ABCN | node_312124500 | node_8101301_200855056 | 192.91 | bal_3P_477AL_4/0AL(N) | 8101301 | no | no |  |  | no |  |  | 0 | 0 | 0 | 0
oh_line_8101301_200855057 |  | ABCN | node_8101301_200855056 | node_8101301_200855057 | 208.826 | bal_3P_477AL_4/0AL(N) | 8101301 | no | no |  |  | no |  |  | 0 | 0 | 0 | 0
oh_line_8101301_200856387 |  | ABCN | node_8101301_200854475 | node_8101301_200856387 | 164.52 | bal_3P_1/0AC_2CU_(N) | 8101301 | no | no |  |  | no |  |  | 0 | 0 | 0 | 0
oh_line_8101301_200856388 |  | ABCN | node_8101301_200856387 | node_intto1_8101301_200856388 | 202.765 | bal_3P_1/0AC_1/0AC(N) | 8101301 | no | no |  |  | no |  |  | 0 | 0 | 0 | 0
oh_line_8101301_200856389 |  | ABCN | node_8101301_200856388 | node_8101301_200856389 | 241.924 | bal_3P_1/0AC_1/0AC(N) | 8101301 | no | no |  |  | no |  |  | 0 | 0 | 0 | 0
oh_line_8101301_200856393 |  | ABCN | node_8101301_200856389 | node_8101301_200856393 | 243.387 | bal_3P_1/0AC_1/0AC(N) | 8101301 | no | no |  |  | no |  |  | 0 | 0 | 0 | 0
oh_line_8101301_200917597 |  | ABCN | node_1348745_712_15297070_792 | node_8101301_200917597 | 141.431 | bal_3P_477AL_4/0AA(N) | 8101301 | no | no |  |  | no |  |  | 0 | 0 | 0 | 0
oh_line_8101301_200917597-1 |  | ABCN | node_8101301_200853839 | node_1348745_712_15297070_792 | 5.616 | bal_3P_477AL_4/0AA(N) | 8101301 | no | no |  |  | no |  |  | 0 | 0 | 0 | 0
oh_line_8101301_200917599 |  | ABCN | node_8101301_200853838 | node_8101301_200917599 | 140.376 | bal_3P_477AL_4/0AL(N) | 8101301 | no | no |  |  | no |  |  | 0 | 0 | 0 | 0
oh_line_8101301_200917664 |  | ABCN | node_8101301_200849319 | node_8101301_200917664 | 98.967 | bal_3P_477AL_2/0CU(N) | 8101301 | no | no |  |  | no |  |  | 0 | 0 | 0 | 0
oh_line_8101301_200940857 |  | ABCN | node_8101301_200854488 | node_8101301_200940857 | 76.913 | bal_3P_1/0AA_1/0AA(N) | 8101301 | no | no |  |  | no |  |  | 0 | 0 | 0 | 0
oh_line_8101301_200940860 |  | ABCN | node_8101301_200854489 | node_8101301_200940860 | 118.82 | bal_3P_1/0AA_1/0AA(N) | 8101301 | no | no |  |  | no |  |  | 0 | 0 | 0 | 0
oh_line_8101301_200968014 |  | ABCN | node_8101301_200917664 | node_8101301_200968014 | 47.953 | bal_3P_1/0AC_2/0CU(N) | 8101301 | no | no |  |  | no |  |  | 0 | 0 | 0 | 0
oh_line_8101301_200974927 |  | AN | node_8101301_200850063 | node_8101301_200974927 | 327.2 | bal_1P_2AC_2AC(N) | 8101301 | no | no |  |  | no |  |  | 0 | 0 | 0 | 0
oh_line_8101301_200981873 |  | AN | node_8101301_200854320 | node_8101301_200981873 | 118.04 | bal_1P_1/0AC_2CU(N) | 8101301 | no | no |  |  | no |  |  | 0 | 0 | 0 | 0
oh_line_8101301_201010290 |  | AN | node_8101301_200849912 | node_8101301_201010290 | 105.763 | bal_1P_1/0AC_1/0AC(N) | 8101301 | no | no |  |  | no |  |  | 0 | 0 | 0 | 0
oh_line_8101301_201016070 |  | ABCN | node_8101301_200854465 | node_8101301_201016070 | 166.848 | bal_3P_1/0AC_1/0AC(N) | 8101301 | no | no |  |  | no |  |  | 0 | 0 | 0 | 0
oh_line_8101301_201020346 |  | AN | node_8101301_200854362 | node_intto1_8101301_201020346 | 123.495 | bal_1P_1/0AC_4/0AC(N) | 8101301 | no | no |  |  | no |  |  | 0 | 0 | 0 | 0
oh_line_8101301_201027053 |  | ABCN | node_8101301_200855057 | node_intto1_8101301_201027053 | 37.675 | bal_3P_477AL_4/0AC(N) | 8101301 | no | no |  |  | no |  |  | 0 | 0 | 0 | 0
oh_line_8101301_201056989 |  | AN | node_8101301_200853867 | node_8101301_201056989 | 108.168 | bal_1P_1/0AC_1/0AC(N) | 8101301 | no | no |  |  | no |  |  | 0 | 0 | 0 | 0
oh_line_8101301_310008305 |  | ABCN | node_8101301_200849899 | node_8101301_310008305 | 93.502 | bal_3P_477AL_4/0AC(N) | 8101301 | no | no |  |  | no |  |  | 0 | 0 | 0 | 0
oh_line_8101301_310008306 |  | ABCN | node_8101301_310008305 | node_8101301_310008306 | 103.389 | bal_3P_477AL_4/0AC(N) | 8101301 | no | no |  |  | no |  |  | 0 | 0 | 0 | 0
oh_line_8101301_310032930 |  | ABCN | node_8101301_200849896 | node_8101301_310032930 | 67.695 | bal_3P_477AL_4/0AC(N) | 8101301 | no | no |  |  | no |  |  | 0 | 0 | 0 | 0
oh_line_8101301_311910111 |  | ABCN | node_8101301_200853522 | node_8101301_311910111 | 123.308 | bal_3P_477AL_4/0AL(N) | 8101301 | no | no |  |  | no |  |  | 0 | 0 | 0 | 0
oh_line_8101301_311922247 |  | ABCN | node_8101301_200854294 | node_8101301_311922247 | 156.337 | bal_3P_1/0AA_1/0AA(N) | 8101301 | no | no |  |  | no |  |  | 0 | 0 | 0 | 0
oh_line_8101301_311989275 |  | AN | node_8101301_200854383 | node_8101301_311989275 | 66.111 | bal_1P_1/0AA_1/0AA(N) | 8101301 | no | no |  |  | no |  |  | 0 | 0 | 0 | 0
oh_line_8101301_311989277 |  | AN | node_8101301_311989275 | node_8101301_311989277 | 190.51 | bal_1P_1/0AA_1/0AA(N) | 8101301 | no | no |  |  | no |  |  | 0 | 0 | 0 | 0
oh_line_8101301_312124508 |  | ABCN | node_8101301_200849358 | node_8101301_312124508 | 58.908 | bal_3P_1/0AA_1/0AA(N) | 8101301 | no | no |  |  | no |  |  | 0 | 0 | 0 | 0
oh_line_TAP_OH_902596 |  | AN | node_8101301_200848862 | node_1349034_209_15296421_14 | 0.033 | unb_TAPWIRE_OH | 8101301 | no | no |  |  | no |  |  | 0 | 0 | 0 | 0
oh_line_TAP_OH_902705 |  | AN | node_8101301_200849224 | node_1348191_978_15296769_165 | 0.033 | unb_TAPWIRE_OH | 8101301 | no | no |  |  | no |  |  | 0 | 0 | 0 | 0
oh_line_TAP_OH_902706 |  | AN | node_8101301_200849227 | node_1347629_722_15296819_318 | 0.033 | unb_TAPWIRE_OH | 8101301 | no | no |  |  | no |  |  | 0 | 0 | 0 | 0
oh_line_TAP_OH_902711 |  | AN | node_8101301_200849252 | node_1347643_541_15289949_089 | 0.033 | unb_TAPWIRE_OH | 8101301 | no | no |  |  | no |  |  | 0 | 0 | 0 | 0
oh_line_TAP_OH_902712 |  | AN | node_8101301_200849255 | node_1348021_498_15289911_766 | 0.033 | unb_TAPWIRE_OH | 8101301 | no | no |  |  | no |  |  | 0 | 0 | 0 | 0
oh_line_TAP_OH_902713 |  | AN | node_8101301_200849258 | node_1348370_29_15289933_691 | 0.033 | unb_TAPWIRE_OH | 8101301 | no | no |  |  | no |  |  | 0 | 0 | 0 | 0
oh_line_TAP_OH_902714 |  | AN | node_8101301_200849260 | node_1348541_95_15289951_379 | 0.033 | unb_TAPWIRE_OH | 8101301 | no | no |  |  | no |  |  | 0 | 0 | 0 | 0
oh_line_TAP_OH_902716 |  | AN | node_8101301_200849268 | node_1347533_96_15289160_265 | 0.033 | unb_TAPWIRE_OH | 8101301 | no | no |  |  | no |  |  | 0 | 0 | 0 | 0
oh_line_TAP_OH_902717 |  | AN | node_8101301_200849274 | node_1347528_704_15289560_947 | 0.033 | unb_TAPWIRE_OH | 8101301 | no | no |  |  | no |  |  | 0 | 0 | 0 | 0
oh_line_TAP_OH_902718 |  | AN | node_8101301_200849281 | node_1347968_651_15289007_169 | 0.033 | unb_TAPWIRE_OH | 8101301 | no | no |  |  | no |  |  | 0 | 0 | 0 | 0
oh_line_TAP_OH_902719 |  | AN | node_8101301_200849285 | node_1348357_315_15289030_573 | 0.033 | unb_TAPWIRE_OH | 8101301 | no | no |  |  | no |  |  | 0 | 0 | 0 | 0
oh_line_TAP_OH_902720 |  | AN | node_8101301_200849289 | node_1348674_915_15289029_495 | 0.033 | unb_TAPWIRE_OH | 8101301 | no | no |  |  | no |  |  | 0 | 0 | 0 | 0
oh_line_TAP_OH_902721 |  | AN | node_8101301_200849293 | node_1348110_034_15289600_303 | 0.033 | unb_TAPWIRE_OH | 8101301 | no | no |  |  | no |  |  | 0 | 0 | 0 | 0
oh_line_TAP_OH_902722 |  | AN | node_8101301_200849296 | node_1348122_102_15289294_406 | 0.033 | unb_TAPWIRE_OH | 8101301 | no | no |  |  | no |  |  | 0 | 0 | 0 | 0
oh_line_TAP_OH_902723 |  | ABCN | node_8101301_200849302 | node_1347664_915_15291026_67 | 0.033 | unb_TAPWIRE_OH | 8101301 | no | no |  |  | no |  |  | 0 | 0 | 0 | 0
oh_line_TAP_OH_902724 |  | AN | node_8101301_200849307 | node_1348592_087_15291087_42 | 0.033 | unb_TAPWIRE_OH | 8101301 | no | no |  |  | no |  |  | 0 | 0 | 0 | 0
oh_line_TAP_OH_902725 |  | AN | node_8101301_200849310 | node_1348298_795_15291008_859 | 0.033 | unb_TAPWIRE_OH | 8101301 | no | no |  |  | no |  |  | 0 | 0 | 0 | 0
oh_line_TAP_OH_902726 |  | AN | node_8101301_200849313 | node_1347992_353_15290979_437 | 0.033 | unb_TAPWIRE_OH | 8101301 | no | no |  |  | no |  |  | 0 | 0 | 0 | 0
oh_line_TAP_OH_902727 |  | ABCN | node_8101301_200849320 | node_1347537_435_15291302_855 | 0.033 | unb_TAPWIRE_OH | 8101301 | no | no |  |  | no |  |  | 0 | 0 | 0 | 0
oh_line_TAP_OH_902728 |  | ABCN | node_8101301_200849325 | node_1347241_486_15291315_824 | 0.033 | unb_TAPWIRE_OH | 8101301 | no | no |  |  | no |  |  | 0 | 0 | 0 | 0
oh_line_TAP_OH_902729 |  | ABCN | node_8101301_200849332 | node_1346976_656_15291190_393 | 0.033 | unb_TAPWIRE_OH | 8101301 | no | no |  |  | no |  |  | 0 | 0 | 0 | 0
oh_line_TAP_OH_902730 |  | AN | node_8101301_200849338 | node_1348542_887_15291440_144 | 0.033 | unb_TAPWIRE_OH | 8101301 | no | no |  |  | no |  |  | 0 | 0 | 0 | 0
oh_line_TAP_OH_902731 |  | ABCN | node_8101301_200849340 | node_1346716_094_15291050_396 | 0.033 | unb_TAPWIRE_OH | 8101301 | no | no |  |  | no |  |  | 0 | 0 | 0 | 0
oh_line_TAP_OH_902732 |  | ABCN | node_8101301_200849346 | node_1346388_27_15290839_047 | 0.033 | unb_TAPWIRE_OH | 8101301 | no | no |  |  | no |  |  | 0 | 0 | 0 | 0
oh_line_TAP_OH_902738 |  | AN | node_8101301_200849367 | node_1348795_908_15289538_191 | 0.033 | unb_TAPWIRE_OH | 8101301 | no | no |  |  | no |  |  | 0 | 0 | 0 | 0
oh_line_TAP_OH_902752 |  | AN | node_8101301_200849437 | node_1347851_385_15295917_49 | 0.033 | unb_TAPWIRE_OH | 8101301 | no | no |  |  | no |  |  | 0 | 0 | 0 | 0
oh_line_TAP_OH_902753 |  | AN | node_8101301_200849440 | node_1347697_155_15295614_855 | 0.033 | unb_TAPWIRE_OH | 8101301 | no | no |  |  | no |  |  | 0 | 0 | 0 | 0
oh_line_TAP_OH_902754 |  | AN | node_8101301_200849443 | node_1347571_701_15295253_602 | 0.033 | unb_TAPWIRE_OH | 8101301 | no | no |  |  | no |  |  | 0 | 0 | 0 | 0
oh_line_TAP_OH_902758 |  | AN | node_8101301_200849469 | node_1347023_335_15297772_791 | 0.033 | unb_TAPWIRE_OH | 8101301 | no | no |  |  | no |  |  | 0 | 0 | 0 | 0
oh_line_TAP_OH_902759 |  | AN | node_8101301_200849475 | node_1346959_753_15297138_411 | 0.033 | unb_TAPWIRE_OH | 8101301 | no | no |  |  | no |  |  | 0 | 0 | 0 | 0
oh_line_TAP_OH_902771 |  | AN | node_8101301_200849534 | node_1348104_52_15297605_151 | 0.033 | unb_TAPWIRE_OH | 8101301 | no | no |  |  | no |  |  | 0 | 0 | 0 | 0
oh_line_TAP_OH_902848 |  | ABCN | node_8101301_200849891 | node_1345134_335_15291301_381 | 0.033 | unb_TAPWIRE_OH | 8101301 | no | no |  |  | no |  |  | 0 | 0 | 0 | 0
oh_line_TAP_OH_902851 |  | AN | node_8101301_200849918 | node_1348322_823_15295265_016 | 0.033 | unb_TAPWIRE_OH | 8101301 | no | no |  |  | no |  |  | 0 | 0 | 0 | 0
oh_line_TAP_OH_902891 |  | AN | node_8101301_200850060 | node_1348190_162_15295681_649 | 0.033 | unb_TAPWIRE_OH | 8101301 | no | no |  |  | no |  |  | 0 | 0 | 0 | 0
oh_line_TAP_OH_902892 |  | AN | node_8101301_200850061 | node_1348320_251_15295609_776 | 0.033 | unb_TAPWIRE_OH | 8101301 | no | no |  |  | no |  |  | 0 | 0 | 0 | 0
oh_line_TAP_OH_903025 |  | AN | node_8101301_200850569 | node_1346958_46_15295400_896 | 0.033 | unb_TAPWIRE_OH | 8101301 | no | no |  |  | no |  |  | 0 | 0 | 0 | 0
oh_line_TAP_OH_903026 |  | AN | node_8101301_200850572 | node_1346579_126_15295160_44 | 0.033 | unb_TAPWIRE_OH | 8101301 | no | no |  |  | no |  |  | 0 | 0 | 0 | 0
oh_line_TAP_OH_903027 |  | AN | node_8101301_200850576 | node_1346983_809_15296437_522 | 0.033 | unb_TAPWIRE_OH | 8101301 | no | no |  |  | no |  |  | 0 | 0 | 0 | 0
oh_line_TAP_OH_903028 |  | AN | node_8101301_200850579 | node_1346949_267_15295999_075 | 0.033 | unb_TAPWIRE_OH | 8101301 | no | no |  |  | no |  |  | 0 | 0 | 0 | 0
oh_line_TAP_OH_903029 |  | AN | node_8101301_200850581 | node_1347362_917_15295680_169 | 0.033 | unb_TAPWIRE_OH | 8101301 | no | no |  |  | no |  |  | 0 | 0 | 0 | 0
oh_line_TAP_OH_903030 |  | AN | node_8101301_200850584 | node_1347308_986_15296094_482 | 0.033 | unb_TAPWIRE_OH | 8101301 | no | no |  |  | no |  |  | 0 | 0 | 0 | 0
oh_line_TAP_OH_903031 |  | AN | node_8101301_200850588 | node_1347353_232_15296424_159 | 0.033 | unb_TAPWIRE_OH | 8101301 | no | no |  |  | no |  |  | 0 | 0 | 0 | 0
oh_line_TAP_OH_903032 |  | AN | node_8101301_200850591 | node_1347329_68_15296646_02 | 0.033 | unb_TAPWIRE_OH | 8101301 | no | no |  |  | no |  |  | 0 | 0 | 0 | 0
oh_line_TAP_OH_903074 |  | AN | node_8101301_200850728 | node_1346502_91_15294878_684 | 0.033 | unb_TAPWIRE_OH | 8101301 | no | no |  |  | no |  |  | 0 | 0 | 0 | 0
oh_line_TAP_OH_903075 |  | AN | node_8101301_200850731 | node_1346939_849_15294879_511 | 0.033 | unb_TAPWIRE_OH | 8101301 | no | no |  |  | no |  |  | 0 | 0 | 0 | 0
oh_line_TAP_OH_903076 |  | AN | node_8101301_200850734 | node_1347158_794_15295281_226 | 0.033 | unb_TAPWIRE_OH | 8101301 | no | no |  |  | no |  |  | 0 | 0 | 0 | 0
oh_line_TAP_OH_903077 |  | AN | node_8101301_200850735 | node_1347050_474_15295725_112 | 0.033 | unb_TAPWIRE_OH | 8101301 | no | no |  |  | no |  |  | 0 | 0 | 0 | 0
oh_line_TAP_OH_903078 |  | AN | node_8101301_200850739 | node_1346449_33_15295555_586 | 0.033 | unb_TAPWIRE_OH | 8101301 | no | no |  |  | no |  |  | 0 | 0 | 0 | 0
oh_line_TAP_OH_903079 |  | AN | node_8101301_200850741 | node_1346339_834_15295278_829 | 0.033 | unb_TAPWIRE_OH | 8101301 | no | no |  |  | no |  |  | 0 | 0 | 0 | 0
oh_line_TAP_OH_903293 |  | AN | node_8101301_200851561 | node_1348579_622_15290292_977 | 0.033 | unb_TAPWIRE_OH | 8101301 | no | no |  |  | no |  |  | 0 | 0 | 0 | 0
oh_line_TAP_OH_903294 |  | AN | node_8101301_200851564 | node_1348109_417_15290271_025 | 0.033 | unb_TAPWIRE_OH | 8101301 | no | no |  |  | no |  |  | 0 | 0 | 0 | 0
oh_line_TAP_OH_903295 |  | ABCN | node_8101301_200851566 | node_1347640_212_15290303_86 | 0.033 | unb_TAPWIRE_OH | 8101301 | no | no |  |  | no |  |  | 0 | 0 | 0 | 0
oh_line_TAP_OH_903777 |  | ABCN | node_8101301_200853510 | node_1345175_151_15292705_718 | 0.033 | unb_TAPWIRE_OH | 8101301 | no | no |  |  | no |  |  | 0 | 0 | 0 | 0
oh_line_TAP_OH_903778 |  | ABCN | node_8101301_200853515 | node_1345607_1_15293313_334 | 0.033 | unb_TAPWIRE_OH | 8101301 | no | no |  |  | no |  |  | 0 | 0 | 0 | 0
oh_line_TAP_OH_903779 |  | ABCN | node_8101301_200853520 | node_1345881_58_15293693_271 | 0.033 | unb_TAPWIRE_OH | 8101301 | no | no |  |  | no |  |  | 0 | 0 | 0 | 0
oh_line_TAP_OH_903780 |  | ABCN | node_8101301_200853527 | node_1346488_778_15294457_588 | 0.033 | unb_TAPWIRE_OH | 8101301 | no | no |  |  | no |  |  | 0 | 0 | 0 | 0
oh_line_TAP_OH_903781 |  | ABCN | node_8101301_200853528 | node_1346704_947_15294431_449 | 0.033 | unb_TAPWIRE_OH | 8101301 | no | no |  |  | no |  |  | 0 | 0 | 0 | 0
oh_line_TAP_OH_903782 |  | ABCN | node_8101301_200853529 | node_1346901_489_15294435_956 | 0.033 | unb_TAPWIRE_OH | 8101301 | no | no |  |  | no |  |  | 0 | 0 | 0 | 0
oh_line_TAP_OH_903783 |  | AN | node_8101301_200853531 | node_1347090_839_15294528_3 | 0.033 | unb_TAPWIRE_OH | 8101301 | no | no |  |  | no |  |  | 0 | 0 | 0 | 0
oh_line_TAP_OH_903784 |  | ABCN | node_8101301_200853534 | node_1347535_242_15294614_708 | 0.033 | unb_TAPWIRE_OH | 8101301 | no | no |  |  | no |  |  | 0 | 0 | 0 | 0
oh_line_TAP_OH_903785 |  | ABCN | node_8101301_200853535 | node_1347675_003_15294804_191 | 0.033 | unb_TAPWIRE_OH | 8101301 | no | no |  |  | no |  |  | 0 | 0 | 0 | 0
oh_line_TAP_OH_903786 |  | ABCN | node_8101301_200853541 | node_1347978_984_15295339_003 | 0.033 | unb_TAPWIRE_OH | 8101301 | no | no |  |  | no |  |  | 0 | 0 | 0 | 0
oh_line_TAP_OH_903787 |  | ABCN | node_8101301_200853549 | node_1348316_835_15295908_052 | 0.033 | unb_TAPWIRE_OH | 8101301 | no | no |  |  | no |  |  | 0 | 0 | 0 | 0
oh_line_TAP_OH_903788 |  | ABCN | node_8101301_200853557 | node_1348763_112_15296707_697 | 0.033 | unb_TAPWIRE_OH | 8101301 | no | no |  |  | no |  |  | 0 | 0 | 0 | 0
oh_line_TAP_OH_903870 |  | AN | node_8101301_200853826 | node_1349121_513_15297381_498 | 0.033 | unb_TAPWIRE_OH | 8101301 | no | no |  |  | no |  |  | 0 | 0 | 0 | 0
oh_line_TAP_OH_903871 |  | AN | node_8101301_200853831 | node_1349009_034_15297049_922 | 0.033 | unb_TAPWIRE_OH | 8101301 | no | no |  |  | no |  |  | 0 | 0 | 0 | 0
oh_line_TAP_OH_903872 |  | ABCN | node_8101301_200853837 | node_1348753_384_15297426_975 | 0.033 | unb_TAPWIRE_OH | 8101301 | no | no |  |  | no |  |  | 0 | 0 | 0 | 0
oh_line_TAP_OH_903873 |  | AN | node_8101301_200853848 | node_1347875_012_15297403_927 | 0.033 | unb_TAPWIRE_OH | 8101301 | no | no |  |  | no |  |  | 0 | 0 | 0 | 0
oh_line_TAP_OH_903874 |  | AN | node_8101301_200853850 | node_1347627_012_15297390_228 | 0.033 | unb_TAPWIRE_OH | 8101301 | no | no |  |  | no |  |  | 0 | 0 | 0 | 0
oh_line_TAP_OH_903875 |  | AN | node_8101301_200853853 | node_1347112_704_15297380_643 | 0.033 | unb_TAPWIRE_OH | 8101301 | no | no |  |  | no |  |  | 0 | 0 | 0 | 0
oh_line_TAP_OH_903876 |  | AN | node_8101301_200853858 | node_1347277_703_15296988_949 | 0.033 | unb_TAPWIRE_OH | 8101301 | no | no |  |  | no |  |  | 0 | 0 | 0 | 0
oh_line_TAP_OH_903877 |  | AN | node_8101301_200853864 | node_1348384_501_15297093_427 | 0.033 | unb_TAPWIRE_OH | 8101301 | no | no |  |  | no |  |  | 0 | 0 | 0 | 0
oh_line_TAP_OH_903878 |  | AN | node_8101301_200853865 | node_1348180_829_15297023_88 | 0.033 | unb_TAPWIRE_OH | 8101301 | no | no |  |  | no |  |  | 0 | 0 | 0 | 0
oh_line_TAP_OH_903879 |  | AN | node_8101301_200853867 | node_1347876_076_15297080_499 | 0.033 | unb_TAPWIRE_OH | 8101301 | no | no |  |  | no |  |  | 0 | 0 | 0 | 0
oh_line_TAP_OH_903887 |  | AN | node_8101301_200853907 | node_1347186_422_15297632_147 | 0.033 | unb_TAPWIRE_OH | 8101301 | no | no |  |  | no |  |  | 0 | 0 | 0 | 0
oh_line_TAP_OH_903888 |  | AN | node_8101301_200853918 | node_1347597_182_15297582_974 | 0.033 | unb_TAPWIRE_OH | 8101301 | no | no |  |  | no |  |  | 0 | 0 | 0 | 0
oh_line_TAP_OH_903959 |  | ABCN | node_8101301_200854292 | node_1347629_933_15290585_49 | 0.033 | unb_TAPWIRE_OH | 8101301 | no | no |  |  | no |  |  | 0 | 0 | 0 | 0
oh_line_TAP_OH_903960 |  | ABCN | node_8101301_200854294 | node_1347304_084_15290565_319 | 0.033 | unb_TAPWIRE_OH | 8101301 | no | no |  |  | no |  |  | 0 | 0 | 0 | 0
oh_line_TAP_OH_903962 |  | ABCN | node_8101301_200854301 | node_1346063_472_15290548_963 | 0.033 | unb_TAPWIRE_OH | 8101301 | no | no |  |  | no |  |  | 0 | 0 | 0 | 0
oh_line_TAP_OH_903964 |  | AN | node_8101301_200854320 | node_1348426_931_15290711_922 | 0.033 | unb_TAPWIRE_OH | 8101301 | no | no |  |  | no |  |  | 0 | 0 | 0 | 0
oh_line_TAP_OH_903982 |  | ABCN | node_8101301_200854382 | node_1347811_143_15290605_503 | 0.033 | unb_TAPWIRE_OH | 8101301 | no | no |  |  | no |  |  | 0 | 0 | 0 | 0
oh_line_TAP_OH_904008 |  | ABCN | node_8101301_200854470 | node_1347857_569_15289576_219 | 0.033 | unb_TAPWIRE_OH | 8101301 | no | no |  |  | no |  |  | 0 | 0 | 0 | 0
oh_line_TAP_OH_904009 |  | ABCN | node_8101301_200854474 | node_1347863_293_15289280_872 | 0.033 | unb_TAPWIRE_OH | 8101301 | no | no |  |  | no |  |  | 0 | 0 | 0 | 0
oh_line_TAP_OH_904011 |  | ABCN | node_8101301_200854482 | node_1347831_013_15290860_814 | 0.033 | unb_TAPWIRE_OH | 8101301 | no | no |  |  | no |  |  | 0 | 0 | 0 | 0
oh_line_TAP_OH_904014 |  | ABCN | node_8101301_200854486 | node_1347788_299_15291161_073 | 0.033 | unb_TAPWIRE_OH | 8101301 | no | no |  |  | no |  |  | 0 | 0 | 0 | 0
oh_line_TAP_OH_904115 |  | ABCN | node_8101301_200855056 | node_1345174_973_15289835_243 | 0.033 | unb_TAPWIRE_OH | 8101301 | no | no |  |  | no |  |  | 0 | 0 | 0 | 0
oh_line_TAP_OH_904382 |  | ABCN | node_8101301_200856389 | node_1347855_552_15288574_582 | 0.033 | unb_TAPWIRE_OH | 8101301 | no | no |  |  | no |  |  | 0 | 0 | 0 | 0
oh_line_TAP_OH_924917 |  | AN | node_8101301_200974927 | node_1348516_321_15295874_536 | 0.033 | unb_TAPWIRE_OH | 8101301 | no | no |  |  | no |  |  | 0 | 0 | 0 | 0
oh_line_TAP_OH_928623 |  | AN | node_8101301_201010290 | node_1348252_32_15295003_108 | 0.033 | unb_TAPWIRE_OH | 8101301 | no | no |  |  | no |  |  | 0 | 0 | 0 | 0
oh_line_TAP_OH_930840 |  | AN | node_8101301_201020346 | node_1348148_154_15290621_987 | 0.033 | unb_TAPWIRE_OH | 8101301 | no | no |  |  | no |  |  | 0 | 0 | 0 | 0
oh_line_TAP_OH_2137320 |  | ABCN | node_8101301_200849350 | node_1346614_846_15290773_255 | 0.033 | unb_TAPWIRE_OH | 8101301 | no | no |  |  | no |  |  | 0 | 0 | 0 | 0
oh_line_TAP_OH_2137321 |  | ABCN | node_8101301_200849350 | node_1346611_962_15290799_57 | 0.033 | unb_TAPWIRE_OH | 8101301 | no | no |  |  | no |  |  | 0 | 0 | 0 | 0
oh_line_TAP_OH_2137322 |  | ABCN | node_8101301_200849350 | node_1346612_552_15290746_782 | 0.033 | unb_TAPWIRE_OH | 8101301 | no | no |  |  | no |  |  | 0 | 0 | 0 | 0
oh_line_TAP_OH_2137332 |  | ABCN | node_8101301_200849359 | node_1347968_037_15291265_998 | 0.033 | unb_TAPWIRE_OH | 8101301 | no | no |  |  | no |  |  | 0 | 0 | 0 | 0
oh_line_TAP_OH_2137333 |  | ABCN | node_8101301_200849359 | node_1347987_469_15291271_531 | 0.033 | unb_TAPWIRE_OH | 8101301 | no | no |  |  | no |  |  | 0 | 0 | 0 | 0
oh_line_TAP_OH_2137337 |  | ABCN | node_8101301_200856393 | node_1347844_25_15288237_431 | 0.033 | unb_TAPWIRE_OH | 8101301 | no | no |  |  | no |  |  | 0 | 0 | 0 | 0
oh_line_TAP_OH_2137338 |  | ABCN | node_8101301_200856393 | node_1347863_624_15288243_346 | 0.033 | unb_TAPWIRE_OH | 8101301 | no | no |  |  | no |  |  | 0 | 0 | 0 | 0
oh_line_TAP_OH_2137339 |  | ABCN | node_8101301_200856393 | node_1347824_433_15288238_437 | 0.033 | unb_TAPWIRE_OH | 8101301 | no | no |  |  | no |  |  | 0 | 0 | 0 | 0
oh_line_TAP_OH_2137367 |  | ABCN | node_8101301_200854298 | node_1346788_711_15290467_28 | 0.033 | unb_TAPWIRE_OH | 8101301 | no | no |  |  | no |  |  | 0 | 0 | 0 | 0
oh_line_TAP_OH_2137368 |  | ABCN | node_8101301_200854298 | node_1346807_923_15290474_1 | 0.033 | unb_TAPWIRE_OH | 8101301 | no | no |  |  | no |  |  | 0 | 0 | 0 | 0
oh_line_TAP_OH_2137473 |  | ABCN | node_8101301_200849362 | node_1347911_23_15291494_923 | 0.033 | unb_TAPWIRE_OH | 8101301 | no | no |  |  | no |  |  | 0 | 0 | 0 | 0
oh_line_TAP_OH_2137474 |  | ABCN | node_8101301_200849362 | node_1347892_12_15291501_862 | 0.033 | unb_TAPWIRE_OH | 8101301 | no | no |  |  | no |  |  | 0 | 0 | 0 | 0
oh_line_TAP_OH_2137475 |  | ABCN | node_8101301_200849362 | node_1347928_313_15291481_567 | 0.033 | unb_TAPWIRE_OH | 8101301 | no | no |  |  | no |  |  | 0 | 0 | 0 | 0
oh_line_TAP_OH_2137506 |  | ABCN | node_8101301_200849361 | node_1347873_465_15291257_033 | 0.033 | unb_TAPWIRE_OH | 8101301 | no | no |  |  | no |  |  | 0 | 0 | 0 | 0
oh_line_TAP_OH_2137507 |  | ABCN | node_8101301_200849361 | node_1347892_905_15291262_516 | 0.033 | unb_TAPWIRE_OH | 8101301 | no | no |  |  | no |  |  | 0 | 0 | 0 | 0
oh_line_TAP_OH_2137508 |  | ABCN | node_8101301_200849361 | node_1347853_669_15291258_481 | 0.033 | unb_TAPWIRE_OH | 8101301 | no | no |  |  | no |  |  | 0 | 0 | 0 | 0
oh_line_TAP_OH_2137563 |  | ABCN | node_8101301_200855051 | node_1345716_126_15290467_093 | 0.033 | unb_TAPWIRE_OH | 8101301 | no | no |  |  | no |  |  | 0 | 0 | 0 | 0
oh_line_TAP_OH_2137564 |  | ABCN | node_8101301_200855051 | node_1345702_796_15290447_241 | 0.033 | unb_TAPWIRE_OH | 8101301 | no | no |  |  | no |  |  | 0 | 0 | 0 | 0
oh_line_TAP_OH_2137598 |  | ABCN | node_8101301_200849355 | node_1348298_007_15291294_795 | 0.033 | unb_TAPWIRE_OH | 8101301 | no | no |  |  | no |  |  | 0 | 0 | 0 | 0
oh_line_TAP_OH_2137636 |  | ABCN | node_8101301_200849822 | node_1344512_542_15292641_223 | 0.033 | unb_TAPWIRE_OH | 8101301 | no | no |  |  | no |  |  | 0 | 0 | 0 | 0
oh_line_TAP_OH_2137637 |  | ABCN | node_8101301_200849822 | node_1344493_516_15292648_55 | 0.033 | unb_TAPWIRE_OH | 8101301 | no | no |  |  | no |  |  | 0 | 0 | 0 | 0
oh_line_TAP_OH_2137638 |  | ABCN | node_8101301_200849822 | node_1344529_469_15292627_519 | 0.033 | unb_TAPWIRE_OH | 8101301 | no | no |  |  | no |  |  | 0 | 0 | 0 | 0
oh_line_TAP_OH_2137650 |  | ABCN | node_8101301_200854485 | node_1347666_34_15291552_1 | 0.033 | unb_TAPWIRE_OH | 8101301 | no | no |  |  | no |  |  | 0 | 0 | 0 | 0
oh_line_TAP_OH_2448163 |  | ABCN | node_8101301_200854485 | node_1347674_861_15291551_907 | 0.033 | unb_TAPWIRE_OH | 8101301 | no | no |  |  | no |  |  | 0 | 0 | 0 | 0
oh_line_TAP_OH_2448164 |  | ABCN | node_8101301_200854485 | node_1347682_401_15291550_772 | 0.033 | unb_TAPWIRE_OH | 8101301 | no | no |  |  | no |  |  | 0 | 0 | 0 | 0
oh_line_TAP_OH_3607771 |  | AN | node_8101301_311989277 | node_1345083_587_15290303_695 | 0.033 | unb_TAPWIRE_OH | 8101301 | no | no |  |  | no |  |  | 0 | 0 | 0 | 0
oh_line_TAP_OH_4295922 |  | AN | node_8101301_200849276 | node_1347526_313_15289360_595 | 0.033 | unb_TAPWIRE_OH | 8101301 | no | no |  |  | no |  |  | 0 | 0 | 0 | 0
oh_line_TAP_OH_5348005 |  | ABCN | node_8101301_312124508 | node_1348074_641_15291489_814 | 0.033 | unb_TAPWIRE_OH | 8101301 | no | no |  |  | no |  |  | 0 | 0 | 0 | 0
oh_line_TAP_OH_5348006 |  | ABCN | node_8101301_312124508 | node_1348091_711_15291491_679 | 0.033 | unb_TAPWIRE_OH | 8101301 | no | no |  |  | no |  |  | 0 | 0 | 0 | 0
oh_line_TAP_OH_5348007 |  | ABCN | node_8101301_312124508 | node_1348109_27_15291491_458 | 0.033 | unb_TAPWIRE_OH | 8101301 | no | no |  |  | no |  |  | 0 | 0 | 0 | 0

## overhead_line_conductor
data_type | static
owner_type | feeder
owner | 8101301
object | overhead_line_conductor
name | groupid | geometric_mean_radius | resistance | diameter | rating_summer_continuous | rating_summer_emergency | rating_winter_continuous | rating_winter_emergency | dcircuit | selected | comments
oh_cond_1/0_AAAC |  | 0.012 | 0.876 | 0.398 | 235 | 235 | 310 | 310 |  | no
oh_cond_1/0_ACSR |  | 0.012 | 0.888 | 0.398 | 265 | 265 | 330 | 330 |  | no
oh_cond_2/0_CU |  | 0.013 | 0.44 | 0.414 | 295 | 295 | 425 | 425 |  | no
oh_cond_2_ACSR |  | 0.01 | 1.41 | 0.325 | 195 | 195 | 245 | 245 |  | no
oh_cond_2_CU |  | 0.009 | 0.873 | 0.292 | 190 | 190 | 270 | 270 |  | no
oh_cond_4/0_AAAC |  | 0.017 | 0.439 | 0.563 | 365 | 365 | 480 | 480 |  | no
oh_cond_4/0_ACSR |  | 0.017 | 0.445 | 0.563 | 410 | 410 | 515 | 515 |  | no
oh_cond_4/0_AL |  | 0.016 | 0.442 | 0.522 | 365 | 365 | 480 | 480 |  | no
oh_cond_4_CU |  | 0.007 | 1.388 | 0.232 | 140 | 140 | 200 | 200 |  | no
oh_cond_336_5_MCM_AL |  | 0.021 | 0.279 | 0.666 | 490 | 490 | 644 | 644 |  | no
oh_cond_477_ACSR |  | 0.028 | 0.196 | 0.849 | 695 | 695 | 880 | 880 |  | no
oh_cond_477_MCM_AL |  | 0.025 | 0.198 | 0.792 | 605 | 605 | 810 | 810 |  | no
oh_cond_WP-4/0-CU |  | 0.015 | 0.273 | 0.81 | 340 | 340 | 390 | 390 |  | no

## recloser
data_type | static
owner_type | feeder
owner | 8101301
object | recloser
name | groupid | phases | fr | to | phase_A_state | phase_B_state | phase_C_state | operating_mode | retry_time | max_number_of_tries | status | dcircuit | selected | monitored | monitored_fields | class_monitored_fields | played | played_fields | comments
recloser_312124500 |  | ABCN | node_intto1_312124500 | node_312124500 | CLOSED | CLOSED | CLOSED | INDIVIDUAL |  |  |  | 8101301 | no | no |  |  | no

## switch
data_type | static
owner_type | feeder
owner | 8101301
object | switch
name | groupid | phases | fr | to | phase_A_state | phase_B_state | phase_C_state | operating_mode | status | dcircuit | selected | monitored | monitored_fields | class_monitored_fields | played | played_fields | comments
switch_621T660_NO-220416586 |  | ABCN | node_intto1_8101301_201027053 | node_8101301_201027053 | CLOSED | CLOSED | CLOSED | INDIVIDUAL |  | 8101301 | no | no |  |  | no
switch_661T660-220416845 |  | ABCN | node_intto1_1344881_587_15290571_666 | node_1344881_587_15290571_666 | CLOSED | CLOSED | CLOSED | INDIVIDUAL |  | 8101301 | no | no |  |  | no
switch_661T660_NO-220416758 |  | ABCN | node_intto1_1344890_61_15292350_74 | node_1344890_61_15292350_74 | CLOSED | CLOSED | CLOSED | INDIVIDUAL |  | 8101301 | no | no |  |  | no
switch_220416215 |  | ABCN | node_intto1_8101301_200851567 | node_8101301_200851567 | CLOSED | CLOSED | CLOSED | INDIVIDUAL |  | 8101301 | no | no |  |  | no
switch_220416384 |  | AN | node_intto1_8101301_310006851 | node_8101301_310006851 | CLOSED | CLOSED | CLOSED | INDIVIDUAL |  | 8101301 | no | no |  |  | no
switch_220416393 |  | AN | node_intto1_220416393 | node_220416393 | CLOSED | CLOSED | CLOSED | INDIVIDUAL |  | 8101301 | no | no |  |  | no
switch_220416536 |  | ABCN | node_intto1_8101301_200849323 | node_8101301_200849323 | CLOSED | CLOSED | CLOSED | INDIVIDUAL |  | 8101301 | no | no |  |  | no
switch_220416696 |  | ABCN | node_intto1_8101301_200856388 | node_8101301_200856388 | CLOSED | CLOSED | CLOSED | INDIVIDUAL |  | 8101301 | no | no |  |  | no
switch_220416825 |  | ABCN | node_intto1_8101301_200853509 | node_8101301_200853509 | CLOSED | CLOSED | CLOSED | INDIVIDUAL |  | 8101301 | no | no |  |  | no
switch_312124501 |  | ABCN | node_intto1_312124501 | node_312124501 | CLOSED | CLOSED | CLOSED | INDIVIDUAL |  | 8101301 | no | no |  |  | no

## underground_line
data_type | static
owner_type | feeder
owner | 8101301
object | underground_line
name | groupid | phases | fr | to | length | configuration | dcircuit | selected | monitored | monitored_fields | class_monitored_fields | played | played_fields | comments
und_line_8101301_200846871 |  | AN | node_8101301_310008350 | node_8101301_200846871 | 103.834 | und_1P_4CUURD_4CU(N) | 8101301 | no | no |  |  | no
und_line_8101301_200846873 |  | AN | node_8101301_310008345 | node_8101301_200846873 | 107.867 | und_1P_2ALURD_2AL(N) | 8101301 | no | no |  |  | no
und_line_8101301_200846880 |  | AN | node_8101301_310007994 | node_8101301_200846880 | 348.874 | und_1P_4CUURD_4CU(N) | 8101301 | no | no |  |  | no
und_line_8101301_200846881 |  | AN | node_8101301_200846880 | node_8101301_200846881 | 69.227 | und_1P_4CUURD_4CU(N) | 8101301 | no | no |  |  | no
und_line_8101301_200846882 |  | AN | node_8101301_200846881 | node_8101301_200846882 | 123.961 | und_1P_2ALURD_2AL(N) | 8101301 | no | no |  |  | no
und_line_8101301_200846883 |  | AN | node_8101301_200846882 | node_8101301_200846883 | 368.343 | und_1P_2ALURD_2AL(N) | 8101301 | no | no |  |  | no
und_line_8101301_200846884 |  | AN | node_8101301_200846881 | node_8101301_200846884 | 173.881 | und_1P_4CUURD_4CU(N) | 8101301 | no | no |  |  | no
und_line_8101301_200846885 |  | AN | node_8101301_200846884 | node_8101301_200846885 | 153.49 | und_1P_2ALURD_2AL(N) | 8101301 | no | no |  |  | no
und_line_8101301_200846888 |  | AN | node_8101301_200846884 | node_8101301_200846888 | 179.052 | und_1P_2ALURD_2AL(N) | 8101301 | no | no |  |  | no
und_line_8101301_200846889 |  | AN | node_8101301_310008352 | node_8101301_200846889 | 242.024 | und_1P_4CUURD_4CU(N) | 8101301 | no | no |  |  | no
und_line_8101301_200846898 |  | AN | node_8101301_310008382 | node_8101301_200846898 | 154.994 | und_1P_4CUURD_4CU(N) | 8101301 | no | no |  |  | no
und_line_8101301_200846901 |  | AN | node_8101301_311878728 | node_8101301_200846901 | 175.222 | und_1P_4CUURD_4CU(N) | 8101301 | no | no |  |  | no
und_line_8101301_200847090 |  | ABCN | node_8101301_201008990 | node_8101301_200847090 | 592.827 | und_3P_1/0ALURD_1/0AL(N) | 8101301 | no | no |  |  | no
und_line_8101301_200847099 |  | AN | node_8101301_200847090 | node_8101301_200847099 | 588.673 | und_1P_2ALURD_2AL(N) | 8101301 | no | no |  |  | no
und_line_8101301_200847102 |  | ABCN | node_8101301_200847090 | node_8101301_200847102 | 207.947 | und_3P_1/0ALURD_1/0AL(N) | 8101301 | no | no |  |  | no
und_line_8101301_200847103 |  | AN | node_8101301_200847102 | node_8101301_200847103 | 225.863 | und_1P_2ALURD_2AL(N) | 8101301 | no | no |  |  | no
und_line_8101301_200847108 |  | AN | node_8101301_200847113 | node_8101301_200847108 | 113.652 | und_1P_2ALURD_2AL(N) | 8101301 | no | no |  |  | no
und_line_8101301_200847113 |  | AN | node_8101301_200847102 | node_8101301_200847113 | 118.43 | und_1P_2ALURD_2AL(N) | 8101301 | no | no |  |  | no
und_line_8101301_200847115 |  | ABCN | node_8101301_200847102 | node_8101301_200847115 | 511.31 | und_3P_1/0ALURD_1/0AL(N) | 8101301 | no | no |  |  | no
und_line_8101301_200847447 |  | AN | node_8101301_200846901 | node_8101301_200847447 | 194.682 | und_1P_2ALURD_2AL(N) | 8101301 | no | no |  |  | no
und_line_8101301_200847449 |  | AN | node_8101301_200847447 | node_8101301_200847449 | 296.863 | und_1P_2ALURD_2AL(N) | 8101301 | no | no |  |  | no
und_line_8101301_200847665 |  | ABN | node_8101301_200853532 | node_intto1_8101301_200847665 | 161.901 | und_2P_2ALURD_2AL(N) | 8101301 | no | no |  |  | no
und_line_8101301_200847668 |  | ABN | node_8101301_200847665 | node_8101301_200847668 | 79.268 | und_2P_2ALURD_2AL(N) | 8101301 | no | no |  |  | no
und_line_8101301_200848014 |  | AN | node_8101301_200849898 | node_intto1_8101301_200848014 | 322.861 | und_1P_2ALURD_2AL(N) | 8101301 | no | no |  |  | no
und_line_8101301_200848017 |  | AN | node_8101301_200849432 | node_intto1_8101301_200848017 | 325.463 | und_1P_2ALURD_2AL(N) | 8101301 | no | no |  |  | no
und_line_8101301_200848114 |  | AN | node_8101301_200853525 | node_intto1_8101301_200848114 | 205.952 | und_1P_2ALURD_2AL(N) | 8101301 | no | no |  |  | no
und_line_8101301_200848115 |  | AN | node_8101301_200848114 | node_8101301_200848115 | 255.922 | und_1P_2ALURD_2AL(N) | 8101301 | no | no |  |  | no
und_line_8101301_200848933 |  | AN | node_8101301_200848934 | node_intto1_8101301_200848933 | 745.688 | und_1P_1/0ALURD_1/0AL(N) | 8101301 | no | no |  |  | no
und_line_8101301_200849298 |  | ABCN | node_8101301_200849304 | node_intto1_8101301_200849298 | 168.214 | und_3P_2ALURD_2AL(N) | 8101301 | no | no |  |  | no
und_line_8101301_200916352 |  | AN | node_8101301_200846901 | node_8101301_200916352 | 111.283 | und_1P_4CUURD_4CU(N) | 8101301 | no | no |  |  | no
und_line_8101301_201008990 |  | ABCN | node_8101301_200853518 | node_intto1_8101301_201008990 | 295.422 | und_3P_1/0ALURD_1/0AL(N) | 8101301 | no | no |  |  | no
und_line_8101301_310006851 |  | AN | node_8101301_310008321 | node_intto1_8101301_310006851 | 112.56 | und_1P_4CUURD_4CU(N) | 8101301 | no | no |  |  | no
und_line_8101301_310007994 |  | AN | node_8101301_200853524 | node_intto1_8101301_310007994 | 127.534 | und_1P_4CUURD_4CU(N) | 8101301 | no | no |  |  | no
und_line_8101301_310007999 |  | AN | node_8101301_310007994 | node_8101301_310007999 | 187.213 | und_1P_4CUURD_4CU(N) | 8101301 | no | no |  |  | no
und_line_8101301_310008321 |  | AN | node_8101301_310007999 | node_8101301_310008321 | 82.054 | und_1P_4CUURD_4CU(N) | 8101301 | no | no |  |  | no
und_line_8101301_310008326 |  | AN | node_8101301_310008386 | node_8101301_310008326 | 202.48 | und_1P_4CUURD_4CU(N) | 8101301 | no | no |  |  | no
und_line_8101301_310008345 |  | AN | node_8101301_200846871 | node_8101301_310008345 | 75.117 | und_1P_4CUURD_4CU(N) | 8101301 | no | no |  |  | no
und_line_8101301_310008348 |  | AN | node_8101301_310008326 | node_8101301_310008348 | 180.313 | und_1P_4CUURD_4CU(N) | 8101301 | no | no |  |  | no
und_line_8101301_310008350 |  | AN | node_8101301_310008348 | node_8101301_310008350 | 176.655 | und_1P_4CUURD_4CU(N) | 8101301 | no | no |  |  | no
und_line_8101301_310008352 |  | AN | node_8101301_200853526 | node_intto1_8101301_310008352 | 91.772 | und_1P_4CUURD_4CU(N) | 8101301 | no | no |  |  | no
und_line_8101301_310008355 |  | AN | node_8101301_200846889 | node_8101301_310008355 | 112.79 | und_1P_4CUURD_4CU(N) | 8101301 | no | no |  |  | no
und_line_8101301_310008356 |  | AN | node_8101301_310008355 | node_8101301_310008356 | 130.05 | und_1P_4CUURD_4CU(N) | 8101301 | no | no |  |  | no
und_line_8101301_310008358 |  | AN | node_8101301_200846880 | node_8101301_310008358 | 124.502 | und_1P_4CUURD_4CU(N) | 8101301 | no | no |  |  | no
und_line_8101301_310008376 |  | AN | node_8101301_310008358 | node_8101301_310008376 | 142.939 | und_1P_4CUURD_4CU(N) | 8101301 | no | no |  |  | no
und_line_8101301_310008378 |  | AN | node_8101301_310008376 | node_8101301_310008378 | 57.779 | und_1P_4CUURD_4CU(N) | 8101301 | no | no |  |  | no
und_line_8101301_310008379-1 |  | AN | node_8101301_310008386 | node_8101301_310008379 | 162.408 | und_1P_4CUURD_4CU(N) | 8101301 | no | no |  |  | no
und_line_8101301_310008379-2 |  | AN | node_8101301_310008379 | node_intto1_220416393 | 119.343 | und_1P_4CUURD_4CU(N) | 8101301 | no | no |  |  | no
und_line_8101301_310008379-3 |  | AN | node_8101301_310008378 | node_220416393 | 12.225 | und_1P_4CUURD_4CU(N) | 8101301 | no | no |  |  | no
und_line_8101301_310008382 |  | AN | node_8101301_200846889 | node_8101301_310008382 | 96.997 | und_1P_4CUURD_4CU(N) | 8101301 | no | no |  |  | no
und_line_8101301_310008384 |  | AN | node_8101301_200846884 | node_8101301_310008384 | 178.045 | und_1P_4CUURD_4CU(N) | 8101301 | no | no |  |  | no
und_line_8101301_310008386 |  | AN | node_8101301_200846898 | node_8101301_310008386 | 91.663 | und_1P_4CUURD_4CU(N) | 8101301 | no | no |  |  | no
und_line_8101301_311878728 |  | AN | node_8101301_310008384 | node_8101301_311878728 | 141.646 | und_1P_4CUURD_4CU(N) | 8101301 | no | no |  |  | no
und_line_8101301_311896132 |  | AN | node_8101301_311910111 | node_intto1_8101301_311896132 | 209.624 | und_1P_2ALURD_2AL(N) | 8101301 | no | no |  |  | no
und_line_8101301_311896142 |  | AN | node_8101301_311896132 | node_8101301_311896142 | 493.137 | und_1P_2ALURD_2AL(N) | 8101301 | no | no |  |  | no
und_line_8101301_311896145 |  | AN | node_8101301_311896142 | node_8101301_311896145 | 340.14 | und_1P_2ALURD_2AL(N) | 8101301 | no | no |  |  | no
und_line_8101301_311990239 |  | ABCN | node_8101301_200849330 | node_intto1_8101301_311990239 | 183.766 | und_3P_2ALURD_2AL(N) | 8101301 | no | no |  |  | no
und_line_TAP_UG_59157 |  | AN | node_8101301_310007994 | node_1346043_572_15294399_101 | 0.033 | und_TAPWIRE_UG | 8101301 | no | no |  |  | no
und_line_TAP_UG_59158 |  | AN | node_8101301_310007999 | node_1345895_696_15294568_125 | 0.033 | und_TAPWIRE_UG | 8101301 | no | no |  |  | no
und_line_TAP_UG_59159 |  | AN | node_8101301_310008326 | node_1346207_788_15295123_95 | 0.033 | und_TAPWIRE_UG | 8101301 | no | no |  |  | no
und_line_TAP_UG_59160 |  | AN | node_8101301_200846873 | node_1345835_729_15295120_659 | 0.033 | und_TAPWIRE_UG | 8101301 | no | no |  |  | no
und_line_TAP_UG_59161 |  | AN | node_8101301_310008348 | node_1346021_999_15295245_761 | 0.033 | und_TAPWIRE_UG | 8101301 | no | no |  |  | no
und_line_TAP_UG_59162 |  | AN | node_8101301_310008350 | node_1345949_907_15295043_34 | 0.033 | und_TAPWIRE_UG | 8101301 | no | no |  |  | no
und_line_TAP_UG_59163 |  | AN | node_8101301_310008352 | node_1346326_129_15294485_652 | 0.033 | und_TAPWIRE_UG | 8101301 | no | no |  |  | no
und_line_TAP_UG_59164 |  | AN | node_8101301_200846880 | node_1345690_121_15294547_63 | 0.033 | und_TAPWIRE_UG | 8101301 | no | no |  |  | no
und_line_TAP_UG_59165 |  | AN | node_8101301_200846882 | node_1345568_494_15294531_197 | 0.033 | und_TAPWIRE_UG | 8101301 | no | no |  |  | no
und_line_TAP_UG_59166 |  | AN | node_8101301_200846883 | node_1345336_797_15294210_709 | 0.033 | und_TAPWIRE_UG | 8101301 | no | no |  |  | no
und_line_TAP_UG_59167 |  | AN | node_8101301_200846885 | node_1345691_356_15294862_126 | 0.033 | und_TAPWIRE_UG | 8101301 | no | no |  |  | no
und_line_TAP_UG_59168 |  | AN | node_8101301_200846888 | node_1345331_698_15294740_119 | 0.033 | und_TAPWIRE_UG | 8101301 | no | no |  |  | no
und_line_TAP_UG_59169 |  | AN | node_8101301_310008355 | node_1346169_271_15294525_201 | 0.033 | und_TAPWIRE_UG | 8101301 | no | no |  |  | no
und_line_TAP_UG_59170 |  | AN | node_8101301_310008356 | node_1346080_912_15294634_63 | 0.033 | und_TAPWIRE_UG | 8101301 | no | no |  |  | no
und_line_TAP_UG_59171 |  | AN | node_8101301_310008358 | node_1345720_513_15294714_649 | 0.033 | und_TAPWIRE_UG | 8101301 | no | no |  |  | no
und_line_TAP_UG_59172 |  | AN | node_8101301_310008376 | node_1345871_04_15294767_463 | 0.033 | und_TAPWIRE_UG | 8101301 | no | no |  |  | no
und_line_TAP_UG_59173 |  | AN | node_8101301_310008379 | node_1345944_766_15294919_222 | 0.033 | und_TAPWIRE_UG | 8101301 | no | no |  |  | no
und_line_TAP_UG_59174 |  | AN | node_8101301_310008382 | node_1346300_184_15294700_441 | 0.033 | und_TAPWIRE_UG | 8101301 | no | no |  |  | no
und_line_TAP_UG_59175 |  | AN | node_8101301_310008384 | node_1345583_311_15294937_596 | 0.033 | und_TAPWIRE_UG | 8101301 | no | no |  |  | no
und_line_TAP_UG_59176 |  | AN | node_8101301_310008386 | node_1346130_619_15294880_854 | 0.033 | und_TAPWIRE_UG | 8101301 | no | no |  |  | no
und_line_TAP_UG_59177 |  | AN | node_8101301_311878728 | node_1345439_39_15295040_848 | 0.033 | und_TAPWIRE_UG | 8101301 | no | no |  |  | no
und_line_TAP_UG_59216 |  | ABCN | node_8101301_200847090 | node_1344958_345_15293993_138 | 0.033 | und_TAPWIRE_UG | 8101301 | no | no |  |  | no
und_line_TAP_UG_59217 |  | AN | node_8101301_200847099 | node_1345485_58_15293649_5 | 0.033 | und_TAPWIRE_UG | 8101301 | no | no |  |  | no
und_line_TAP_UG_59218 |  | AN | node_8101301_200847103 | node_1344727_723_15294385_934 | 0.033 | und_TAPWIRE_UG | 8101301 | no | no |  |  | no
und_line_TAP_UG_59219 |  | AN | node_8101301_200847108 | node_1344998_393_15294410_742 | 0.033 | und_TAPWIRE_UG | 8101301 | no | no |  |  | no
und_line_TAP_UG_59220 |  | ABCN | node_8101301_200847115 | node_1344784_784_15294700_038 | 0.033 | und_TAPWIRE_UG | 8101301 | no | no |  |  | no
und_line_TAP_UG_59285 |  | AN | node_8101301_200847447 | node_1345707_158_15295309_395 | 0.033 | und_TAPWIRE_UG | 8101301 | no | no |  |  | no
und_line_TAP_UG_59286 |  | AN | node_8101301_200847449 | node_1346023_846_15295380_714 | 0.033 | und_TAPWIRE_UG | 8101301 | no | no |  |  | no
und_line_TAP_UG_59318 |  | ABN | node_8101301_200847665 | node_1347290_443_15294708_223 | 0.033 | und_TAPWIRE_UG | 8101301 | no | no |  |  | no
und_line_TAP_UG_59319 |  | ABN | node_8101301_200847668 | node_1347356_271_15294754_283 | 0.033 | und_TAPWIRE_UG | 8101301 | no | no |  |  | no
und_line_TAP_UG_59385 |  | AN | node_8101301_200848014 | node_1344679_189_15292870_151 | 0.033 | und_TAPWIRE_UG | 8101301 | no | no |  |  | no
und_line_TAP_UG_59386 |  | AN | node_8101301_200848017 | node_1347830_977_15296423_782 | 0.033 | und_TAPWIRE_UG | 8101301 | no | no |  |  | no
und_line_TAP_UG_59403 |  | AN | node_8101301_200848114 | node_1346356_053_15294567_509 | 0.033 | und_TAPWIRE_UG | 8101301 | no | no |  |  | no
und_line_TAP_UG_59404 |  | AN | node_8101301_200848115 | node_1346654_728_15294596_852 | 0.033 | und_TAPWIRE_UG | 8101301 | no | no |  |  | no
und_line_TAP_UG_59419 |  | AN | node_8101301_200848933 | node_1346800_237_15293595_349 | 0.033 | und_TAPWIRE_UG | 8101301 | no | no |  |  | no
und_line_TAP_UG_59422 |  | ABCN | node_8101301_200849298 | node_1347434_492_15290784_016 | 0.033 | und_TAPWIRE_UG | 8101301 | no | no |  |  | no
und_line_TAP_UG_898664 |  | ABCN | node_8101301_311990239 | node_1347152_257_15291046_86 | 0.033 | und_TAPWIRE_UG | 8101301 | no | no |  |  | no
und_line_TAP_UG_1379860 |  | AN | node_8101301_311896132 | node_1345933_003_15294198_578 | 0.033 | und_TAPWIRE_UG | 8101301 | no | no |  |  | no
und_line_TAP_UG_1381454 |  | AN | node_8101301_311896142 | node_1345437_788_15293949_636 | 0.033 | und_TAPWIRE_UG | 8101301 | no | no |  |  | no
und_line_TAP_UG_1381456 |  | AN | node_8101301_311896145 | node_1345608_148_15294298_467 | 0.033 | und_TAPWIRE_UG | 8101301 | no | no |  |  | no

## underground_line_conductor
data_type | static
owner_type | feeder
owner | 8101301
object | underground_line_conductor
name | groupid | outer_diameter | conductor_gmr | conductor_diameter | conductor_resistance | neutral_gmr | neutral_diameter | neutral_resistance | neutral_strands | insulation_relative_permitivitty | shield_gmr | shield_resistance | rating_summer_continuous | rating_summer_emergency | rating_winter_continuous | rating_winter_emergency | dcircuit | selected | comments
und_cond_1P_1/0ALURD_1/0AL(N) | [12 empty] | 160 | 160 | 180 | 180 |  | no
und_cond_1P_2ALURD_2AL(N) | [12 empty] | 125 | 125 | 140 | 140 |  | no
und_cond_1P_4CUURD_4CU(N) | [12 empty] | 109 | 109 | 114 | 114 |  | no
und_cond_2P_2ALURD_2AL(N) | [12 empty] | 125 | 125 | 140 | 140 |  | no
und_cond_3P_1/0ALURD_1/0AL(N) | [12 empty] | 160 | 160 | 180 | 180 |  | no
und_cond_3P_2ALURD_2AL(N) | [12 empty] | 125 | 125 | 140 | 140 |  | no
und_cond_TAPWIRE_UG | [12 empty] | 99999999 | 99999999 | 99999999 | 99999999 |  | no