## capacitor
data_type | static
owner_type | feeder
owner | 8102201
object | capacitor
name | groupid | parent | phases | nominal_voltage | pt_phase | phases_connected | switchA | switchB | switchC | control | voltage_set_high | voltage_set_low | VAr_set_high | VAr_set_low | current_set_high | current_set_low | capacitor_A | capacitor_B | capacitor_C | cap_nominal_voltage | time_delay | dwell_time | lockout_time | remote_sense | remote_sense_B | control_level | dcircuit | selected | monitored | monitored_fields | class_monitored_fields | played | played_fields | comments
cap_220369552 |  | node_1313150_721_15338374_624 | AN | 0 |  | AN | CLOSED |  |  | MANUAL | [6 empty] | 50000 |  |  | 4800 | [6 empty] | 8102201 | no | no |  |  | no
cap_220369553 |  | node_1321895_63_15353702_333 | AN | 0 |  | AN | CLOSED |  |  | MANUAL | [6 empty] | 100000 |  |  | 4800 | [6 empty] | 8102201 | no | no |  |  | no
cap_220369556 |  | node_1317041_982_15349231_639 | AN | 0 |  | AN | CLOSED |  |  | MANUAL | [6 empty] | 50000 |  |  | 4800 | [6 empty] | 8102201 | no | no |  |  | no
cap_220369558 |  | node_1321867_448_15345068_561 | ABCN | 0 |  | ABCN | CLOSED | CLOSED | CLOSED | MANUAL | [6 empty] | 100000 | 100000 | 100000 | 4800 | [6 empty] | 8102201 | no | no |  |  | no
cap_220369561 |  | node_1329939_654_15346087_794 | AN | 0 |  | AN | CLOSED |  |  | MANUAL | [6 empty] | 100000 |  |  | 4800 | [6 empty] | 8102201 | no | no |  |  | no
cap_220369564 |  | node_1318954_725_15336968_937 | ABCN | 0 |  | ABCN | CLOSED | CLOSED | CLOSED | MANUAL | [6 empty] | 100000 | 100000 | 100000 | 4800 | [6 empty] | 8102201 | no | no |  |  | no
cap_312031946 |  | node_1333270_301_15338536_399 | AN | 0 |  | AN | CLOSED |  |  | MANUAL | [6 empty] | 50000 |  |  | 4800 | [6 empty] | 8102201 | no | no |  |  | no
cap_312031950 |  | node_1323961_995_15338510_1 | AN | 0 |  | AN | CLOSED |  |  | MANUAL | [6 empty] | 50000 |  |  | 4800 | [6 empty] | 8102201 | no | no |  |  | no

## feeder
data_type | static
owner_type | feeder
owner | 8102201
object | feeder
name | transmission_bus | ARC | ADR | slack_bus | nom_voltages | num_nodes | num_ohlines | num_uglines | num_transformers | num_generators | num_pvs | num_storages | num_loads | miles | mw | mvar | losses_mw | losses_mvar | comments | use_feeder_load_shape | load_shape_scale | use_feeder_pv_shape | pv_shape_scale | description | restore_time | griddisconnect_scenario_probability | gridconnect_scenario_probability | use_energy_not_served | VOLL | discount_rate | yearly_load_growth_percent | planning_horizon | enable_traditional_project_deferral | lifetime_of_investment_years | start_year | base_year | year_the_investment_is_committed | revenue_requirement_scaling_factor | discount_rate | inflation_rate_for_investment | traditional_project_invested_capital | periodicity_of_investment_in_years | priority | maximum_total_investment_cost | DER_portfolio_NPV | DER_portfolio_BC_ratio | total_system_energy_avoided_cost_NPV | total_system_capacity_avoided_cost_NPV | total_system_ancillary_services_avoided_cost_NPV | total_system_CO2_avoided_cost_NPV | total_system_loss_of_load_avoided_cost_NPV | total_system_distribution_capacity_avoided_cost_NPV | total_system_investment_and_operational_cost_NPV | feeder_solar_pv_operating_cost_USdollarperkWh | feeder_energy_storage_operating_cost_USdollarperkWh | feeder_distributed_generator_operating_cost_USdollarperkWh | feeder_distributed_generator_CO2_cost_USdollarperkWh | feeder_demand_response_operating_cost_USdollarperkWh | feeder_solar_pv_investment_cost_USdollarperkW | feeder_energy_storage_investment_cost_USdollarperkW | feeder_distributed_generator_investment_cost_USdollarperkW | feeder_demand_response_investment_cost_USdollarperkW
8102201 |  | ts_slack | none | node_SOURCE_8102201 | 18703.852,7199.558 | 1611 | 1468 | 43 | 2 | 0 | 0 | 0 | 465 | 47.824 | 7.252 | 3.089 | 0 | 0 |  | 0 | 0 | 1 | 0 |  | 0 | 0 | 0 | 0 | 0 | 0 | 0 | 0 | 0 | 0 | 0 | 0 | 0 | 0 | 0 | 0 | 0 | 0 | 0 | 999999999 | 0 | 0 | 0 | 0 | 0 | 0 | 0 | 0 | 0 | 0 | 0 | 0 | 0 | 0 | 0 | 0 | 0 | 0

## fuse
data_type | static
owner_type | feeder
owner | 8102201
object | fuse
name | groupid | phases | fr | to | phase_A_status | phase_B_status | phase_C_status | repair_dist_type | current_limit | mean_replacement_time | status | dcircuit | selected | monitored | monitored_fields | class_monitored_fields | played | played_fields | comments
fuse_220387697 |  | ABCD | node_intto1_8102201_200891141 | node_8102201_200891141 | GOOD | GOOD | GOOD |  | 140 |  |  | 8102201 | no | no |  |  | no
fuse_220387713 |  | AD | node_intto1_8102201_200891648 | node_8102201_200891648 | GOOD | GOOD | GOOD |  | 100 |  |  | 8102201 | no | no |  |  | no
fuse_220387782 |  | AN | node_intto1_8102201_200890858 | node_8102201_200890858 | GOOD | GOOD | GOOD |  | 30 |  |  | 8102201 | no | no |  |  | no
fuse_220387880 |  | AD | node_intto1_8102201_200890527 | node_8102201_200890527 | GOOD | GOOD | GOOD |  | 30 |  |  | 8102201 | no | no |  |  | no
fuse_220387893 |  | AD | node_intto1_8102201_200890812 | node_8102201_200890812 | GOOD | GOOD | GOOD |  | 65 |  |  | 8102201 | no | no |  |  | no
fuse_220387894 |  | ABCN | node_intto1_8102201_200890745 | node_8102201_200890745 | GOOD | GOOD | GOOD |  | 30 |  |  | 8102201 | no | no |  |  | no
fuse_220387899 |  | AD | node_intto1_8102201_200891720 | node_8102201_200891720 | GOOD | GOOD | GOOD |  | 25 |  |  | 8102201 | no | no |  |  | no
fuse_220387906 |  | ABCD | node_intto1_8102201_200890749 | node_8102201_200890749 | GOOD | GOOD | GOOD |  | 100 |  |  | 8102201 | no | no |  |  | no
fuse_220608237 |  | AD | node_intto1_8102201_200890537 | node_8102201_200890537 | GOOD | GOOD | GOOD |  | 40 |  |  | 8102201 | no | no |  |  | no
fuse_220608310 |  | AD | node_intto1_8102201_200890560 | node_8102201_200890560 | GOOD | GOOD | GOOD |  | 40 |  |  | 8102201 | no | no |  |  | no
fuse_220608313 |  | AD | node_intto1_8102201_200890544 | node_8102201_200890544 | GOOD | GOOD | GOOD |  | 65 |  |  | 8102201 | no | no |  |  | no
fuse_220608315 |  | AD | node_intto1_8102201_200891109 | node_8102201_200891109 | GOOD | GOOD | GOOD |  | 100 |  |  | 8102201 | no | no |  |  | no
fuse_220608317 |  | AD | node_intto1_8102201_200891029 | node_8102201_200891029 | GOOD | GOOD | GOOD |  | 40 |  |  | 8102201 | no | no |  |  | no
fuse_220608319 |  | AD | node_intto1_8102201_200890293 | node_8102201_200890293 | GOOD | GOOD | GOOD |  | 40 |  |  | 8102201 | no | no |  |  | no
fuse_220608321 |  | AD | node_intto1_8102201_200891071 | node_8102201_200891071 | GOOD | GOOD | GOOD |  | 140 |  |  | 8102201 | no | no |  |  | no
fuse_220608323 |  | AD | node_intto1_8102201_200891086 | node_8102201_200891086 | GOOD | GOOD | GOOD |  | 50 |  |  | 8102201 | no | no |  |  | no
fuse_220608327 |  | AD | node_intto1_220608327 | node_220608327 | GOOD | GOOD | GOOD |  | 100 |  |  | 8102201 | no | no |  |  | no
fuse_220608329 |  | AD | node_intto1_8102201_200890289 | node_8102201_200890289 | GOOD | GOOD | GOOD |  | 65 |  |  | 8102201 | no | no |  |  | no
fuse_220608331 |  | AD | node_intto1_8102201_201056332 | node_8102201_201056332 | GOOD | GOOD | GOOD |  | 65 |  |  | 8102201 | no | no |  |  | no
fuse_220608333 |  | AD | node_intto1_220608333 | node_220608333 | GOOD | GOOD | GOOD |  | 30 |  |  | 8102201 | no | no |  |  | no
fuse_220608335 |  | AD | node_intto1_8102201_200890807 | node_8102201_200890807 | GOOD | GOOD | GOOD |  | 50 |  |  | 8102201 | no | no |  |  | no
fuse_220608337 |  | AD | node_intto1_8102201_200891147 | node_8102201_200891147 | GOOD | GOOD | GOOD |  | 40 |  |  | 8102201 | no | no |  |  | no
fuse_220608339 |  | AD | node_intto1_8102201_200890852 | node_8102201_200890852 | GOOD | GOOD | GOOD |  | 25 |  |  | 8102201 | no | no |  |  | no
fuse_220608341 |  | AD | node_intto1_8102201_200891149 | node_8102201_200891149 | GOOD | GOOD | GOOD |  | 25 |  |  | 8102201 | no | no |  |  | no
fuse_220608343 |  | AD | node_intto1_8102201_200890180 | node_8102201_200890180 | GOOD | GOOD | GOOD |  | 40 |  |  | 8102201 | no | no |  |  | no
fuse_220608345 |  | AD | node_intto1_8102201_200890190 | node_8102201_200890190 | GOOD | GOOD | GOOD |  | 25 |  |  | 8102201 | no | no |  |  | no
fuse_220608347 |  | AD | node_intto1_8102201_200891752 | node_8102201_200891752 | GOOD | GOOD | GOOD |  | 25 |  |  | 8102201 | no | no |  |  | no
fuse_220608349 |  | AN | node_intto1_8102201_200890093 | node_8102201_200890093 | GOOD | GOOD | GOOD |  | 65 |  |  | 8102201 | no | no |  |  | no
fuse_220608351 |  | AD | node_intto1_8102201_200891074 | node_8102201_200891074 | GOOD | GOOD | GOOD |  | 65 |  |  | 8102201 | no | no |  |  | no
fuse_220608385 |  | AD | node_intto1_8102201_200891765 | node_8102201_200891765 | GOOD | GOOD | GOOD |  | 40 |  |  | 8102201 | no | no |  |  | no
fuse_220608386 |  | AN | node_intto1_8102201_200890214 | node_8102201_200890214 | GOOD | GOOD | GOOD |  | 25 |  |  | 8102201 | no | no |  |  | no
fuse_220608387 |  | AD | node_intto1_8102201_200891909 | node_8102201_200891909 | GOOD | GOOD | GOOD |  | 25 |  |  | 8102201 | no | no |  |  | no
fuse_220608388 |  | ABCD | node_intto1_8102201_200892026 | node_8102201_200892026 | GOOD | GOOD | GOOD |  | 80 |  |  | 8102201 | no | no |  |  | no
fuse_220608390 |  | AD | node_intto1_8102201_200891955 | node_8102201_200891955 | GOOD | GOOD | GOOD |  | 65 |  |  | 8102201 | no | no |  |  | no
fuse_220608392 |  | ABCD | node_intto1_8102201_201045638 | node_8102201_201045638 | GOOD | GOOD | GOOD |  | 80 |  |  | 8102201 | no | no |  |  | no
fuse_220608483 |  | AD | node_intto1_8102201_200890618 | node_8102201_200890618 | GOOD | GOOD | GOOD |  | 40 |  |  | 8102201 | no | no |  |  | no
fuse_220608484 |  | AD | node_intto1_8102201_200890621 | node_8102201_200890621 | GOOD | GOOD | GOOD |  | 40 |  |  | 8102201 | no | no |  |  | no
fuse_220608487 |  | AN | node_intto1_8102201_200891018 | node_8102201_200891018 | GOOD | GOOD | GOOD |  | 40 |  |  | 8102201 | no | no |  |  | no
fuse_220608489 |  | AN | node_intto1_8102201_200890617 | node_8102201_200890617 | GOOD | GOOD | GOOD |  | 40 |  |  | 8102201 | no | no |  |  | no
fuse_220608491 |  | AD | node_intto1_8102201_200890507 | node_8102201_200890507 | GOOD | GOOD | GOOD |  | 40 |  |  | 8102201 | no | no |  |  | no
fuse_220608493 |  | AD | node_intto1_8102201_200890923 | node_8102201_200890923 | GOOD | GOOD | GOOD |  | 40 |  |  | 8102201 | no | no |  |  | no
fuse_220608495 |  | AD | node_intto1_8102201_200891734 | node_8102201_200891734 | GOOD | GOOD | GOOD |  | 65 |  |  | 8102201 | no | no |  |  | no
fuse_220608497 |  | AD | node_intto1_8102201_200891735 | node_8102201_200891735 | GOOD | GOOD | GOOD |  | 40 |  |  | 8102201 | no | no |  |  | no
fuse_220608499 |  | AD | node_intto1_8102201_200890909 | node_8102201_200890909 | GOOD | GOOD | GOOD |  | 40 |  |  | 8102201 | no | no |  |  | no
fuse_220608501 |  | AD | node_intto1_8102201_200890897 | node_8102201_200890897 | GOOD | GOOD | GOOD |  | 40 |  |  | 8102201 | no | no |  |  | no
fuse_220608503 |  | AD | node_intto1_8102201_200890892 | node_8102201_200890892 | GOOD | GOOD | GOOD |  | 40 |  |  | 8102201 | no | no |  |  | no
fuse_220608505 |  | AD | node_intto1_8102201_200890891 | node_8102201_200890891 | GOOD | GOOD | GOOD |  | 100 |  |  | 8102201 | no | no |  |  | no
fuse_220608507 |  | AD | node_intto1_8102201_200890313 | node_8102201_200890313 | GOOD | GOOD | GOOD |  | 40 |  |  | 8102201 | no | no |  |  | no
fuse_220608509 |  | AD | node_intto1_8102201_200891773 | node_8102201_200891773 | GOOD | GOOD | GOOD |  | 50 |  |  | 8102201 | no | no |  |  | no
fuse_220608511 |  | AD | node_intto1_8102201_200891633 | node_8102201_200891633 | GOOD | GOOD | GOOD |  | 50 |  |  | 8102201 | no | no |  |  | no
fuse_220608515 |  | AD | node_intto1_8102201_200890096 | node_8102201_200890096 | GOOD | GOOD | GOOD |  | 65 |  |  | 8102201 | no | no |  |  | no
fuse_220608517 |  | AD | node_intto1_8102201_200890116 | node_8102201_200890116 | GOOD | GOOD | GOOD |  | 65 |  |  | 8102201 | no | no |  |  | no
fuse_220608519 |  | AD | node_intto1_8102201_200891820 | node_8102201_200891820 | GOOD | GOOD | GOOD |  | 40 |  |  | 8102201 | no | no |  |  | no
fuse_220608521 |  | AD | node_intto1_8102201_200891832 | node_8102201_200891832 | GOOD | GOOD | GOOD |  | 300 |  |  | 8102201 | no | no |  |  | no
fuse_220608523 |  | AD | node_intto1_8102201_200891789 | node_8102201_200891789 | GOOD | GOOD | GOOD |  | 40 |  |  | 8102201 | no | no |  |  | no
fuse_220608525 |  | AD | node_intto1_8102201_200891938 | node_8102201_200891938 | GOOD | GOOD | GOOD |  | 40 |  |  | 8102201 | no | no |  |  | no
fuse_220608527 |  | AD | node_intto1_8102201_200892043 | node_8102201_200892043 | GOOD | GOOD | GOOD |  | 65 |  |  | 8102201 | no | no |  |  | no
fuse_220608531 |  | AD | node_intto1_8102201_200892233 | node_8102201_200892233 | GOOD | GOOD | GOOD |  | 65 |  |  | 8102201 | no | no |  |  | no
fuse_220608533 |  | ABCD | node_intto1_8102201_200892104 | node_8102201_200892104 | GOOD | GOOD | GOOD |  | 100 |  |  | 8102201 | no | no |  |  | no
fuse_220608536 |  | AD | node_intto1_8102201_200892092 | node_8102201_200892092 | GOOD | GOOD | GOOD |  | 100 |  |  | 8102201 | no | no |  |  | no
fuse_220608538 |  | ABCD | node_intto1_8102201_200892077 | node_8102201_200892077 | GOOD | GOOD | GOOD |  | 140 |  |  | 8102201 | no | no |  |  | no
fuse_220608541 |  | ABCD | node_intto1_8102201_200892155 | node_8102201_200892155 | GOOD | GOOD | GOOD |  | 80 |  |  | 8102201 | no | no |  |  | no
fuse_220608544 |  | AD | node_intto1_8102201_200892147 | node_8102201_200892147 | GOOD | GOOD | GOOD |  | 65 |  |  | 8102201 | no | no |  |  | no
fuse_220608546 |  | AD | node_intto1_220608546 | node_220608546 | GOOD | GOOD | GOOD |  | 30 |  |  | 8102201 | no | no |  |  | no
fuse_220608548 |  | ABCD | node_intto1_8102201_200892169 | node_8102201_200892169 | GOOD | GOOD | GOOD |  | 140 |  |  | 8102201 | no | no |  |  | no
fuse_220608550 |  | ABCD | node_intto1_8102201_200892061 | node_8102201_200892061 | GOOD | GOOD | GOOD |  | 140 |  |  | 8102201 | no | no |  |  | no
fuse_220608552 |  | ABCD | node_intto1_8102201_200891983 | node_8102201_200891983 | GOOD | GOOD | GOOD |  | 140 |  |  | 8102201 | no | no |  |  | no
fuse_220608554 |  | AD | node_intto1_8102201_200891696 | node_8102201_200891696 | GOOD | GOOD | GOOD |  | 40 |  |  | 8102201 | no | no |  |  | no
fuse_220608556 |  | AD | node_intto1_8102201_200890569 | node_8102201_200890569 | GOOD | GOOD | GOOD |  | 40 |  |  | 8102201 | no | no |  |  | no
fuse_220608558 |  | AD | node_intto1_8102201_200890586 | node_8102201_200890586 | GOOD | GOOD | GOOD |  | 40 |  |  | 8102201 | no | no |  |  | no
fuse_220608560 |  | AN | node_intto1_8102201_200890634 | node_8102201_200890634 | GOOD | GOOD | GOOD |  | 40 |  |  | 8102201 | no | no |  |  | no
fuse_220608562 |  | AD | node_intto1_8102201_200891571 | node_8102201_200891571 | GOOD | GOOD | GOOD |  | 40 |  |  | 8102201 | no | no |  |  | no
fuse_220608565 |  | AD | node_intto1_8102201_200891766 | node_8102201_200891766 | GOOD | GOOD | GOOD |  | 40 |  |  | 8102201 | no | no |  |  | no
fuse_220608567 |  | AD | node_intto1_8102201_200891768 | node_8102201_200891768 | GOOD | GOOD | GOOD |  | 40 |  |  | 8102201 | no | no |  |  | no
fuse_220608569 |  | AD | node_intto1_8102201_200890217 | node_8102201_200890217 | GOOD | GOOD | GOOD |  | 40 |  |  | 8102201 | no | no |  |  | no
fuse_220608571 |  | AD | node_intto1_8102201_200891521 | node_8102201_200891521 | GOOD | GOOD | GOOD |  | 25 |  |  | 8102201 | no | no |  |  | no
fuse_220608574 |  | AD | node_intto1_8102201_200890255 | node_8102201_200890255 | GOOD | GOOD | GOOD |  | 25 |  |  | 8102201 | no | no |  |  | no
fuse_220624023 |  | ABCD | node_intto1_8102201_310010842 | node_8102201_310010842 | GOOD | GOOD | GOOD |  | 80 |  |  | 8102201 | no | no |  |  | no
fuse_220652626 |  | ABCD | node_intto1_8102201_200890776 | node_8102201_200890776 | GOOD | GOOD | GOOD |  | 175 |  |  | 8102201 | no | no |  |  | no
fuse_311898806 |  | AD | node_intto1_8102201_200890546 | node_8102201_200890546 | GOOD | GOOD | GOOD |  | 100 |  |  | 8102201 | no | no |  |  | no
fuse_311925995 |  | AN | node_intto1_8102201_311925990 | node_8102201_311925990 | GOOD | GOOD | GOOD |  | 20 |  |  | 8102201 | no | no |  |  | no
fuse_312043663 |  | ABCN | node_intto1_8102201_312043662 | node_8102201_312043662 | GOOD | GOOD | GOOD |  | 80 |  |  | 8102201 | no | no |  |  | no
fuse_312111861 |  | AD | node_intto1_8102201_200888034 | node_8102201_200888034 | GOOD | GOOD | GOOD |  | 40 |  |  | 8102201 | no | no |  |  | no

## line_configuration
data_type | static
owner_type | feeder
owner | 8102201
object | line_configuration
name | groupid | conductor_A | conductor_B | conductor_C | conductor_N | spacing | z11 | z12 | z13 | z21 | z22 | z23 | z31 | z32 | z33 | c11 | c12 | c13 | c21 | c22 | c23 | c31 | c32 | c33 | dcircuit | selected | comments
bal_1P_1/0AA |  | oh_cond_1/0_AAAC | oh_cond_1/0_AAAC | oh_cond_1/0_AAAC |  |  | 0.972+1.499j | 0.095+0.781j | 0.095+0.781j | 0.095+0.781j | 0.972+1.499j | 0.095+0.781j | 0.095+0.781j | 0.095+0.781j | 0.972+1.499j | 12.796 | -3.172 | -3.172 | -3.172 | 12.796 | -3.172 | -3.172 | -3.172 | 12.796 |  | no
bal_1P_1/0AC |  | oh_cond_1/0_ACSR | oh_cond_1/0_ACSR | oh_cond_1/0_ACSR |  |  | 0.983+1.218j | 0.095+0.781j | 0.095+0.781j | 0.095+0.781j | 0.983+1.218j | 0.095+0.781j | 0.095+0.781j | 0.095+0.781j | 0.983+1.218j | 12.796 | -3.172 | -3.172 | -3.172 | 12.796 | -3.172 | -3.172 | -3.172 | 12.796 |  | no
bal_1P_2AC |  | oh_cond_2_ACSR | oh_cond_2_ACSR | oh_cond_2_ACSR |  |  | 1.505+1.527j | 0.095+0.781j | 0.095+0.781j | 0.095+0.781j | 1.505+1.527j | 0.095+0.781j | 0.095+0.781j | 0.095+0.781j | 1.505+1.527j | 12.393 | -3.017 | -3.017 | -3.017 | 12.393 | -3.017 | -3.017 | -3.017 | 12.393 |  | no
bal_1P_3-104CW |  | oh_cond_3_#104_CWD | oh_cond_3_#104_CWD | oh_cond_3_#104_CWD |  |  | 6.041+1.65j | 0.095+0.781j | 0.095+0.781j | 0.095+0.781j | 6.041+1.65j | 0.095+0.781j | 0.095+0.781j | 0.095+0.781j | 6.041+1.65j | 11.719 | -2.762 | -2.762 | -2.762 | 11.719 | -2.762 | -2.762 | -2.762 | 11.719 |  | no
bal_1P_4/0AA |  | oh_cond_4/0_AAAC | oh_cond_4/0_AAAC | oh_cond_4/0_AAAC |  |  | 0.534+1.457j | 0.095+0.781j | 0.095+0.781j | 0.095+0.781j | 0.534+1.457j | 0.095+0.781j | 0.095+0.781j | 0.095+0.781j | 0.534+1.457j | 13.554 | -3.469 | -3.469 | -3.469 | 13.554 | -3.469 | -3.469 | -3.469 | 13.554 |  | no
bal_1P_4/0AC |  | oh_cond_4/0_ACSR | oh_cond_4/0_ACSR | oh_cond_4/0_ACSR |  |  | 0.54+1.457j | 0.095+0.781j | 0.095+0.781j | 0.095+0.781j | 0.54+1.457j | 0.095+0.781j | 0.095+0.781j | 0.095+0.781j | 0.54+1.457j | 13.554 | -3.469 | -3.469 | -3.469 | 13.554 | -3.469 | -3.469 | -3.469 | 13.554 |  | no
bal_1P_4AC |  | oh_cond_4_ACSR | oh_cond_4_ACSR | oh_cond_4_ACSR |  |  | 2.335+1.555j | 0.095+0.781j | 0.095+0.781j | 0.095+0.781j | 2.335+1.555j | 0.095+0.781j | 0.095+0.781j | 0.095+0.781j | 2.335+1.555j | 11.91 | -2.834 | -2.834 | -2.834 | 11.91 | -2.834 | -2.834 | -2.834 | 11.91 |  | no
bal_1P_4ACW |  | oh_cond_4A_CWD | oh_cond_4A_CWD | oh_cond_4A_CWD |  |  | 1.49+1.583j | 0.095+0.781j | 0.095+0.781j | 0.095+0.781j | 1.49+1.583j | 0.095+0.781j | 0.095+0.781j | 0.095+0.781j | 1.49+1.583j | 12.178 | -2.935 | -2.935 | -2.935 | 12.178 | -2.935 | -2.935 | -2.935 | 12.178 |  | no
bal_1P_4CU |  | oh_cond_4_CU | oh_cond_4_CU | oh_cond_4_CU |  |  | 1.483+1.565j | 0.095+0.781j | 0.095+0.781j | 0.095+0.781j | 1.483+1.565j | 0.095+0.781j | 0.095+0.781j | 0.095+0.781j | 1.483+1.565j | 11.78 | -2.785 | -2.785 | -2.785 | 11.78 | -2.785 | -2.785 | -2.785 | 11.78 |  | no
bal_1P_DELTACUST |  | oh_cond_2/0_CU | oh_cond_2/0_CU | oh_cond_2/0_CU | oh_cond_3_#7_CWD_30% |  | 0.66+1.378j | 0.22+0.666j | 0.22+0.666j | 0.22+0.666j | 0.66+1.378j | 0.22+0.666j | 0.22+0.666j | 0.22+0.666j | 0.66+1.378j | 13.24 | -2.712 | -2.712 | -2.712 | 13.24 | -2.712 | -2.712 | -2.712 | 13.24 |  | no
bal_3P_1/0AA |  | oh_cond_1/0_AAAC | oh_cond_1/0_AAAC | oh_cond_1/0_AAAC |  |  | 0.972+1.499j | 0.095+0.781j | 0.095+0.781j | 0.095+0.781j | 0.972+1.499j | 0.095+0.781j | 0.095+0.781j | 0.095+0.781j | 0.972+1.499j | 12.796 | -3.172 | -3.172 | -3.172 | 12.796 | -3.172 | -3.172 | -3.172 | 12.796 |  | no
bal_3P_1/0AC |  | oh_cond_1/0_ACSR | oh_cond_1/0_ACSR | oh_cond_1/0_ACSR |  |  | 0.983+1.497j | 0.095+0.781j | 0.095+0.781j | 0.095+0.781j | 0.983+1.497j | 0.095+0.781j | 0.095+0.781j | 0.095+0.781j | 0.983+1.497j | 12.796 | -3.172 | -3.172 | -3.172 | 12.796 | -3.172 | -3.172 | -3.172 | 12.796 |  | no
bal_3P_2AC |  | oh_cond_2_ACSR | oh_cond_2_ACSR | oh_cond_2_ACSR |  |  | 1.505+1.527j | 0.095+0.781j | 0.095+0.781j | 0.095+0.781j | 1.505+1.527j | 0.095+0.781j | 0.095+0.781j | 0.095+0.781j | 1.505+1.527j | 12.393 | -3.017 | -3.017 | -3.017 | 12.393 | -3.017 | -3.017 | -3.017 | 12.393 |  | no
bal_3P_4/0AC |  | oh_cond_4/0_ACSR | oh_cond_4/0_ACSR | oh_cond_4/0_ACSR |  |  | 0.54+1.457j | 0.095+0.781j | 0.095+0.781j | 0.095+0.781j | 0.54+1.457j | 0.095+0.781j | 0.095+0.781j | 0.095+0.781j | 0.54+1.457j | 13.554 | -3.469 | -3.469 | -3.469 | 13.554 | -3.469 | -3.469 | -3.469 | 13.554 |  | no
bal_3P_4/0AL |  | oh_cond_4/0_AL | oh_cond_4/0_AL | oh_cond_4/0_AL |  |  | 0.537+1.466j | 0.095+0.781j | 0.095+0.781j | 0.095+0.781j | 0.537+1.466j | 0.095+0.781j | 0.095+0.781j | 0.095+0.781j | 0.537+1.466j | 13.381 | -3.4 | -3.4 | -3.4 | 13.381 | -3.4 | -3.4 | -3.4 | 13.381 |  | no
bal_3P_477AL |  | oh_cond_477_MCM_AL | oh_cond_477_MCM_AL | oh_cond_477_MCM_AL |  |  | 0.293+1.41j | 0.095+0.775j | 0.095+0.775j | 0.095+0.775j | 0.293+1.41j | 0.095+0.775j | 0.095+0.775j | 0.095+0.775j | 0.293+1.41j | 14.305 | -3.735 | -3.735 | -3.735 | 14.305 | -3.735 | -3.735 | -3.735 | 14.305 |  | no
unb_3P_2-1/0AC_1/0AA |  | oh_cond_1/0_ACSR | oh_cond_1/0_ACSR | oh_cond_1/0_AAAC |  |  | 0.983+1.497j | 0.095+0.781j | 0.095+0.781j | 0.095+0.781j | 0.983+1.497j | 0.095+0.781j | 0.095+0.781j | 0.095+0.781j | 0.972+1.499j | 12.809 | -3.176 | -3.176 | -3.176 | 12.809 | -3.176 | -3.176 | -3.176 | 12.809 |  | no
unb_TAPWIRE_OH |  | oh_cond_WP-4/0-CU | oh_cond_WP-4/0-CU | oh_cond_WP-4/0-CU | oh_cond_WP-4/0-CU |  | 0.365+1.097j | 0.093+0.433j | 0.094+0.34j | 0.093+0.433j | 0.368+1.078j | 0.095+0.401j | 0.094+0.34j | 0.095+0.401j | 0.368+1.077j | 14.911 | -4.341 | -1.953 | -4.341 | 15.781 | -3.724 | -1.953 | -3.724 | 14.818 |  | no
und_1P_1/0ALURD_1/0AL(N) |  | und_cond_1P_1/0ALURD_1/0AL(N) | und_cond_1P_1/0ALURD_1/0AL(N) | und_cond_1P_1/0ALURD_1/0AL(N) |  |  | 1.674+0.526j | 0.0+0.0j | 0.0+0.0j | 0.0+0.0j | 1.674+0.526j | 0.0+0.0j | 0.0+0.0j | 0.0+0.0j | 1.674+0.526j | 530.19 | 0 | 0 | 0 | 530.19 | 0 | 0 | 0 | 530.19 |  | no
und_1P_2ALURD |  | und_cond_1P_2ALURD | und_cond_1P_2ALURD | und_cond_1P_2ALURD |  |  | 2.379+0.823j | 0.0+0.0j | 0.0+0.0j | 0.0+0.0j | 2.379+0.823j | 0.0+0.0j | 0.0+0.0j | 0.0+0.0j | 2.379+0.823j | 401.497 | 0 | 0 | 0 | 401.497 | 0 | 0 | 0 | 401.497 |  | no
und_1P_2ALURD_2AL(N) |  | und_cond_1P_2ALURD_2AL(N) | und_cond_1P_2ALURD_2AL(N) | und_cond_1P_2ALURD_2AL(N) |  |  | 2.379+0.823j | 0.0+0.0j | 0.0+0.0j | 0.0+0.0j | 2.379+0.823j | 0.0+0.0j | 0.0+0.0j | 0.0+0.0j | 2.379+0.823j | 401.497 | 0 | 0 | 0 | 401.497 | 0 | 0 | 0 | 401.497 |  | no
und_3P_2ALURD |  | und_cond_3P_2ALURD | und_cond_3P_2ALURD | und_cond_3P_2ALURD |  |  | 2.125+0.49j | 0.384+0.067j | 0.384+0.067j | 0.384+0.067j | 2.125+0.49j | 0.384+0.067j | 0.384+0.067j | 0.384+0.067j | 2.125+0.49j | 401.498 | 0 | 0 | 0 | 401.498 | 0 | 0 | 0 | 401.498 |  | no
und_3P_DELTACUST |  | und_cond_3P_DELTACUST | und_cond_3P_DELTACUST | und_cond_3P_DELTACUST |  |  | 0.179+0.233j | 0.061-0.024j | 0.061-0.024j | 0.061-0.024j | 0.179+0.233j | 0.061-0.024j | 0.061-0.024j | 0.061-0.024j | 0.179+0.233j | 324.124 | 0 | 0 | 0 | 324.124 | 0 | 0 | 0 | 324.124 |  | no
und_TAPWIRE_UG |  | und_cond_TAPWIRE_UG | und_cond_TAPWIRE_UG | und_cond_TAPWIRE_UG |  |  | 0.001+0.001j | 0.0+0.0j | 0.0+0.0j | 0.0+0.0j | 0.001+0.001j | 0.0+0.0j | 0.0+0.0j | 0.0+0.0j | 0.001+0.001j | 0 | 0 | 0 | 0 | 0 | 0 | 0 | 0 | 0 |  | no

## load
data_type | static
owner_type | feeder
owner | 8102201
object | load
name | groupid | parent | bustype | phases | nominal_voltage | load_class | constant_power_A | constant_power_B | constant_power_C | constant_current_A | constant_current_B | constant_current_C | constant_impedance_A | constant_impedance_B | constant_impedance_C | base_power_A | base_power_B | base_power_C | power_pf_A | power_pf_B | power_pf_C | current_pf_A | current_pf_B | current_pf_C | impedance_pf_A | impedance_pf_B | impedance_pf_C | power_fraction_A | power_fraction_B | power_fraction_C | current_fraction_A | current_fraction_B | current_fraction_C | impedance_fraction_A | impedance_fraction_B | impedance_fraction_C | dcircuit | selected | monitored | monitored_fields | class_monitored_fields | played | played_fields | base_kw_A | base_kw_B | base_kw_C | kw_A | kw_B | kw_C | comments | critical_load | dem_resp_lb | dem_resp_ub | dem_resp_shortage_cost | dem_resp_surplus_cost | num_customers
load_220342053 |  | node_1347343_47_15340658_486 |  | AN | 0 | Residential | 13881.6+5913.537j | 0 | 0 | 0 | 0 | 0 | [24 empty] | 8102201 | no | no |  |  | no |  | 0 | 0 | 0 | 0 | 0 | 0 |  | 1 | 1 | 1 | 0 | 0 | 0
load_220342055 |  | node_1348401_368_15340871_567 |  | AN | 0 | Residential | 17827.2+7594.355j | 0 | 0 | 0 | 0 | 0 | [24 empty] | 8102201 | no | no |  |  | no |  | 0 | 0 | 0 | 0 | 0 | 0 |  | 1 | 1 | 1 | 0 | 0 | 0
load_220342056 |  | node_1348615_025_15340697_976 |  | AN | 0 | Residential | 3736.8+1591.87j | 0 | 0 | 0 | 0 | 0 | [24 empty] | 8102201 | no | no |  |  | no |  | 0 | 0 | 0 | 0 | 0 | 0 |  | 1 | 1 | 1 | 0 | 0 | 0
load_220357583 |  | node_1314050_947_15359084_748 |  | AN | 0 | Residential | 15580.8+6637.393j | 0 | 0 | 0 | 0 | 0 | [24 empty] | 8102201 | no | no |  |  | no |  | 0 | 0 | 0 | 0 | 0 | 0 |  | 1 | 1 | 1 | 0 | 0 | 0
load_220357732 |  | node_1322909_646_15358188_692 |  | AN | 0 | Residential | 17618.4+7505.407j | 0 | 0 | 0 | 0 | 0 | [24 empty] | 8102201 | no | no |  |  | no |  | 0 | 0 | 0 | 0 | 0 | 0 |  | 1 | 1 | 1 | 0 | 0 | 0
load_220358260 |  | node_1321142_048_15338499_138 |  | AN | 0 | Residential | 60400.8+25730.633j | 0 | 0 | 0 | 0 | 0 | [24 empty] | 8102201 | no | no |  |  | no |  | 0 | 0 | 0 | 0 | 0 | 0 |  | 1 | 1 | 1 | 0 | 0 | 0
load_220358261 |  | node_1321347_708_15338405_906 |  | AN | 0 | Residential | 52776+22482.482j | 0 | 0 | 0 | 0 | 0 | [24 empty] | 8102201 | no | no |  |  | no |  | 0 | 0 | 0 | 0 | 0 | 0 |  | 1 | 1 | 1 | 0 | 0 | 0
load_220358265 |  | node_1320973_193_15348962_383 |  | AN | 0 | Residential | 20865.6+8888.708j | 0 | 0 | 0 | 0 | 0 | [24 empty] | 8102201 | no | no |  |  | no |  | 0 | 0 | 0 | 0 | 0 | 0 |  | 1 | 1 | 1 | 0 | 0 | 0
load_220358266 |  | node_1321074_025_15349247_291 |  | AN | 0 | NonResidential | 1684.8+717.722j | 0 | 0 | 0 | 0 | 0 | [24 empty] | 8102201 | no | no |  |  | no |  | 0 | 0 | 0 | 0 | 0 | 0 |  | 1 | 1 | 1 | 0 | 0 | 0
load_220358267 |  | node_1321070_219_15348652_747 |  | AN | 0 | Residential | 55029.6+23442.511j | 0 | 0 | 0 | 0 | 0 | [24 empty] | 8102201 | no | no |  |  | no |  | 0 | 0 | 0 | 0 | 0 | 0 |  | 1 | 1 | 1 | 0 | 0 | 0
load_220358268 |  | node_1319971_293_15343185_987 |  | AN | 0 | Residential | 13442.4+5726.438j | 0 | 0 | 0 | 0 | 0 | [24 empty] | 8102201 | no | no |  |  | no |  | 0 | 0 | 0 | 0 | 0 | 0 |  | 1 | 1 | 1 | 0 | 0 | 0
load_220358271 |  | node_1324226_414_15346233_626 |  | AN | 0 | Residential | 3477.6+1481.451j | 0 | 0 | 0 | 0 | 0 | [24 empty] | 8102201 | no | no |  |  | no |  | 0 | 0 | 0 | 0 | 0 | 0 |  | 1 | 1 | 1 | 0 | 0 | 0
load_220358272 |  | node_1324222_758_15346369_517 |  | AN | 0 | Residential | 20880+8894.843j | 0 | 0 | 0 | 0 | 0 | [24 empty] | 8102201 | no | no |  |  | no |  | 0 | 0 | 0 | 0 | 0 | 0 |  | 1 | 1 | 1 | 0 | 0 | 0
load_220358273 |  | node_1326177_824_15350172_523 |  | AN | 0 | Residential | 1720.8+733.058j | 0 | 0 | 0 | 0 | 0 | [24 empty] | 8102201 | no | no |  |  | no |  | 0 | 0 | 0 | 0 | 0 | 0 |  | 1 | 1 | 1 | 0 | 0 | 0
load_220358274 |  | node_1326594_235_15351062_445 |  | AN | 0 | Residential | 3729.6+1588.803j | 0 | 0 | 0 | 0 | 0 | [24 empty] | 8102201 | no | no |  |  | no |  | 0 | 0 | 0 | 0 | 0 | 0 |  | 1 | 1 | 1 | 0 | 0 | 0
load_220358285 |  | node_1324192_9_15347353_023 |  | AN | 0 | Residential | 4197.6+1788.17j | 0 | 0 | 0 | 0 | 0 | [24 empty] | 8102201 | no | no |  |  | no |  | 0 | 0 | 0 | 0 | 0 | 0 |  | 1 | 1 | 1 | 0 | 0 | 0
load_220358287 |  | node_1324588_896_15348284_089 |  | AN | 0 | Residential | 3038.4+1294.353j | 0 | 0 | 0 | 0 | 0 | [24 empty] | 8102201 | no | no |  |  | no |  | 0 | 0 | 0 | 0 | 0 | 0 |  | 1 | 1 | 1 | 0 | 0 | 0
load_220358299 |  | node_1330611_315_15352221_581 |  | AN | 0 | Residential | 23032.8+9811.932j | 0 | 0 | 0 | 0 | 0 | [24 empty] | 8102201 | no | no |  |  | no |  | 0 | 0 | 0 | 0 | 0 | 0 |  | 1 | 1 | 1 | 0 | 0 | 0
load_220358300 |  | node_1331252_646_15351997_74 |  | AN | 0 | Residential | 2973.6+1266.748j | 0 | 0 | 0 | 0 | 0 | [24 empty] | 8102201 | no | no |  |  | no |  | 0 | 0 | 0 | 0 | 0 | 0 |  | 1 | 1 | 1 | 0 | 0 | 0
load_220358301 |  | node_1331561_085_15352149_569 |  | AN | 0 | Residential | 26697.6+11373.13j | 0 | 0 | 0 | 0 | 0 | [24 empty] | 8102201 | no | no |  |  | no |  | 0 | 0 | 0 | 0 | 0 | 0 |  | 1 | 1 | 1 | 0 | 0 | 0
load_220358302 |  | node_1331844_556_15352288_9 |  | AN | 0 | Residential | 9043.2+3852.387j | 0 | 0 | 0 | 0 | 0 | [24 empty] | 8102201 | no | no |  |  | no |  | 0 | 0 | 0 | 0 | 0 | 0 |  | 1 | 1 | 1 | 0 | 0 | 0
load_220358304 |  | node_1335007_244_15353095_647 |  | AN | 0 | Residential | 9993.6+4257.256j | 0 | 0 | 0 | 0 | 0 | [24 empty] | 8102201 | no | no |  |  | no |  | 0 | 0 | 0 | 0 | 0 | 0 |  | 1 | 1 | 1 | 0 | 0 | 0
load_220358305 |  | node_1336014_636_15353058_186 |  | AN | 0 | Residential | 9511.2+4051.754j | 0 | 0 | 0 | 0 | 0 | [24 empty] | 8102201 | no | no |  |  | no |  | 0 | 0 | 0 | 0 | 0 | 0 |  | 1 | 1 | 1 | 0 | 0 | 0
load_220358306 |  | node_1328064_422_15351010_21 |  | AN | 0 | Residential | 15292.8+6514.706j | 0 | 0 | 0 | 0 | 0 | [24 empty] | 8102201 | no | no |  |  | no |  | 0 | 0 | 0 | 0 | 0 | 0 |  | 1 | 1 | 1 | 0 | 0 | 0
load_220358307 |  | node_1328432_523_15351035_61 |  | AN | 0 | Residential | 11426.4+4867.626j | 0 | 0 | 0 | 0 | 0 | [24 empty] | 8102201 | no | no |  |  | no |  | 0 | 0 | 0 | 0 | 0 | 0 |  | 1 | 1 | 1 | 0 | 0 | 0
load_220358309 |  | node_1329480_869_15351257_175 |  | AN | 0 | Residential | 18597.6+7922.544j | 0 | 0 | 0 | 0 | 0 | [24 empty] | 8102201 | no | no |  |  | no |  | 0 | 0 | 0 | 0 | 0 | 0 |  | 1 | 1 | 1 | 0 | 0 | 0
load_220358312 |  | node_1336716_861_15342115_197 |  | AN | 0 | Residential | 14752.8+6284.666j | 0 | 0 | 0 | 0 | 0 | [24 empty] | 8102201 | no | no |  |  | no |  | 0 | 0 | 0 | 0 | 0 | 0 |  | 1 | 1 | 1 | 0 | 0 | 0
load_220358313 |  | node_1337026_351_15342298_641 |  | AN | 0 | Residential | 30931.2+13176.636j | 0 | 0 | 0 | 0 | 0 | [24 empty] | 8102201 | no | no |  |  | no |  | 0 | 0 | 0 | 0 | 0 | 0 |  | 1 | 1 | 1 | 0 | 0 | 0
load_220358314 |  | node_1339398_049_15343751_507 |  | AN | 0 | Residential | 3499.2+1490.653j | 0 | 0 | 0 | 0 | 0 | [24 empty] | 8102201 | no | no |  |  | no |  | 0 | 0 | 0 | 0 | 0 | 0 |  | 1 | 1 | 1 | 0 | 0 | 0
load_220358316 |  | node_1341101_806_15343228_35 |  | AN | 0 | Residential | 2534.4+1079.65j | 0 | 0 | 0 | 0 | 0 | [24 empty] | 8102201 | no | no |  |  | no |  | 0 | 0 | 0 | 0 | 0 | 0 |  | 1 | 1 | 1 | 0 | 0 | 0
load_220358317 |  | node_1342451_684_15342549_784 |  | AN | 0 | NonResidential | 115.2+49.075j | 0 | 0 | 0 | 0 | 0 | [24 empty] | 8102201 | no | no |  |  | no |  | 0 | 0 | 0 | 0 | 0 | 0 |  | 1 | 1 | 1 | 0 | 0 | 0
load_220358318 |  | node_1343167_939_15341800_827 |  | AN | 0 | Residential | 4492.8+1913.925j | 0 | 0 | 0 | 0 | 0 | [24 empty] | 8102201 | no | no |  |  | no |  | 0 | 0 | 0 | 0 | 0 | 0 |  | 1 | 1 | 1 | 0 | 0 | 0
load_220358319 |  | node_1343458_562_15342077_867 |  | AN | 0 | Residential | 4420.8+1883.253j | 0 | 0 | 0 | 0 | 0 | [24 empty] | 8102201 | no | no |  |  | no |  | 0 | 0 | 0 | 0 | 0 | 0 |  | 1 | 1 | 1 | 0 | 0 | 0
load_220358320 |  | node_1344058_963_15341881_747 |  | AN | 0 | Residential | 8899.2+3791.043j | 0 | 0 | 0 | 0 | 0 | [24 empty] | 8102201 | no | no |  |  | no |  | 0 | 0 | 0 | 0 | 0 | 0 |  | 1 | 1 | 1 | 0 | 0 | 0
load_220358321 |  | node_1344737_003_15341644_884 |  | AN | 0 | Residential | 936+398.734j | 0 | 0 | 0 | 0 | 0 | [24 empty] | 8102201 | no | no |  |  | no |  | 0 | 0 | 0 | 0 | 0 | 0 |  | 1 | 1 | 1 | 0 | 0 | 0
load_220358322 |  | node_1345321_395_15341806_329 |  | AN | 0 | Residential | 5097.6+2171.569j | 0 | 0 | 0 | 0 | 0 | [24 empty] | 8102201 | no | no |  |  | no |  | 0 | 0 | 0 | 0 | 0 | 0 |  | 1 | 1 | 1 | 0 | 0 | 0
load_220358323 |  | node_1346301_549_15341087_827 |  | AN | 0 | Residential | 5198.4+2214.509j | 0 | 0 | 0 | 0 | 0 | [24 empty] | 8102201 | no | no |  |  | no |  | 0 | 0 | 0 | 0 | 0 | 0 |  | 1 | 1 | 1 | 0 | 0 | 0
load_220358324 |  | node_1346749_418_15341052_693 |  | AN | 0 | Residential | 10821.6+4609.982j | 0 | 0 | 0 | 0 | 0 | [24 empty] | 8102201 | no | no |  |  | no |  | 0 | 0 | 0 | 0 | 0 | 0 |  | 1 | 1 | 1 | 0 | 0 | 0
load_220358325 |  | node_1347175_477_15341183_874 |  | AN | 0 | Residential | 2649.6+1128.725j | 0 | 0 | 0 | 0 | 0 | [24 empty] | 8102201 | no | no |  |  | no |  | 0 | 0 | 0 | 0 | 0 | 0 |  | 1 | 1 | 1 | 0 | 0 | 0
load_220358326 |  | node_1336396_497_15341738_627 |  | AN | 0 | Residential | 34812+14829.85j | 0 | 0 | 0 | 0 | 0 | [24 empty] | 8102201 | no | no |  |  | no |  | 0 | 0 | 0 | 0 | 0 | 0 |  | 1 | 1 | 1 | 0 | 0 | 0
load_220358336 |  | node_1314756_456_15353029_999 |  | AN | 0 | Residential | 5896.8+2512.026j | 0 | 0 | 0 | 0 | 0 | [24 empty] | 8102201 | no | no |  |  | no |  | 0 | 0 | 0 | 0 | 0 | 0 |  | 1 | 1 | 1 | 0 | 0 | 0
load_220358337 |  | node_1314370_225_15353573_244 |  | AN | 0 | Residential | 2188.8+932.425j | 0 | 0 | 0 | 0 | 0 | [24 empty] | 8102201 | no | no |  |  | no |  | 0 | 0 | 0 | 0 | 0 | 0 |  | 1 | 1 | 1 | 0 | 0 | 0
load_220358338 |  | node_1313912_213_15354092_315 |  | AN | 0 | Residential | 16250.4+6922.641j | 0 | 0 | 0 | 0 | 0 | [24 empty] | 8102201 | no | no |  |  | no |  | 0 | 0 | 0 | 0 | 0 | 0 |  | 1 | 1 | 1 | 0 | 0 | 0
load_220358339 |  | node_1313654_327_15354391_767 |  | AN | 0 | Residential | 10836+4616.117j | 0 | 0 | 0 | 0 | 0 | [24 empty] | 8102201 | no | no |  |  | no |  | 0 | 0 | 0 | 0 | 0 | 0 |  | 1 | 1 | 1 | 0 | 0 | 0
load_220358340 |  | node_1313354_944_15354687_872 |  | AN | 0 | Residential | 10807.2+4603.848j | 0 | 0 | 0 | 0 | 0 | [24 empty] | 8102201 | no | no |  |  | no |  | 0 | 0 | 0 | 0 | 0 | 0 |  | 1 | 1 | 1 | 0 | 0 | 0
load_220358341 |  | node_1313118_766_15354980_93 |  | AN | 0 | Residential | 4356+1855.648j | 0 | 0 | 0 | 0 | 0 | [24 empty] | 8102201 | no | no |  |  | no |  | 0 | 0 | 0 | 0 | 0 | 0 |  | 1 | 1 | 1 | 0 | 0 | 0
load_220358342 |  | node_1312931_457_15355128_088 |  | AN | 0 | Residential | 3196.8+1361.831j | 0 | 0 | 0 | 0 | 0 | [24 empty] | 8102201 | no | no |  |  | no |  | 0 | 0 | 0 | 0 | 0 | 0 |  | 1 | 1 | 1 | 0 | 0 | 0
load_220358343 |  | node_1312799_914_15355259_457 |  | AN | 0 | Residential | 12780+5444.257j | 0 | 0 | 0 | 0 | 0 | [24 empty] | 8102201 | no | no |  |  | no |  | 0 | 0 | 0 | 0 | 0 | 0 |  | 1 | 1 | 1 | 0 | 0 | 0
load_220358344 |  | node_1315920_176_15350374_64 |  | AN | 0 | NonResidential | 3000+1277.995j | 0 | 0 | 0 | 0 | 0 | [24 empty] | 8102201 | no | no |  |  | no |  | 0 | 0 | 0 | 0 | 0 | 0 |  | 1 | 1 | 1 | 0 | 0 | 0
load_220358345 |  | node_1312167_475_15355851_557 |  | AN | 0 | Residential | 3549.6+1512.123j | 0 | 0 | 0 | 0 | 0 | [24 empty] | 8102201 | no | no |  |  | no |  | 0 | 0 | 0 | 0 | 0 | 0 |  | 1 | 1 | 1 | 0 | 0 | 0
load_220358346 |  | node_1315656_213_15350656_34 |  | AN | 0 | Residential | 7718.4+3288.025j | 0 | 0 | 0 | 0 | 0 | [24 empty] | 8102201 | no | no |  |  | no |  | 0 | 0 | 0 | 0 | 0 | 0 |  | 1 | 1 | 1 | 0 | 0 | 0
load_220358347 |  | node_1315460_149_15351376_05 |  | AN | 0 | Residential | 21448.8+9137.151j | 0 | 0 | 0 | 0 | 0 | [24 empty] | 8102201 | no | no |  |  | no |  | 0 | 0 | 0 | 0 | 0 | 0 |  | 1 | 1 | 1 | 0 | 0 | 0
load_220358348 |  | node_1315161_367_15352082_965 |  | AN | 0 | Residential | 8776.8+3738.901j | 0 | 0 | 0 | 0 | 0 | [24 empty] | 8102201 | no | no |  |  | no |  | 0 | 0 | 0 | 0 | 0 | 0 |  | 1 | 1 | 1 | 0 | 0 | 0
load_220358349 |  | node_1325709_021_15338925_814 |  | AN | 0 | Residential | 2325.6+990.701j | 0 | 0 | 0 | 0 | 0 | [24 empty] | 8102201 | no | no |  |  | no |  | 0 | 0 | 0 | 0 | 0 | 0 |  | 1 | 1 | 1 | 0 | 0 | 0
load_220358350 |  | node_1325993_643_15339142_233 |  | AN | 0 | Residential | 2894.4+1233.009j | 0 | 0 | 0 | 0 | 0 | [24 empty] | 8102201 | no | no |  |  | no |  | 0 | 0 | 0 | 0 | 0 | 0 |  | 1 | 1 | 1 | 0 | 0 | 0
load_220358351 |  | node_1326618_241_15341931_413 |  | AN | 0 | Other | 0 | 0 | 0 | 0 | 0 | 0 | [24 empty] | 8102201 | no | no |  |  | no |  | 0 | 0 | 0 | 0 | 0 | 0 |  | 1 | 1 | 1 | 0 | 0 | 0
load_220358352 |  | node_1325405_63_15340011_167 |  | AN | 0 | Residential | 14644.8+6238.659j | 0 | 0 | 0 | 0 | 0 | [24 empty] | 8102201 | no | no |  |  | no |  | 0 | 0 | 0 | 0 | 0 | 0 |  | 1 | 1 | 1 | 0 | 0 | 0
load_220358353 |  | node_1325105_752_15340559_15 |  | AN | 0 | Residential | 936+398.734j | 0 | 0 | 0 | 0 | 0 | [24 empty] | 8102201 | no | no |  |  | no |  | 0 | 0 | 0 | 0 | 0 | 0 |  | 1 | 1 | 1 | 0 | 0 | 0
load_220358354 |  | node_1324642_582_15340190_833 |  | AN | 0 | Residential | 4615.2+1966.067j | 0 | 0 | 0 | 0 | 0 | [24 empty] | 8102201 | no | no |  |  | no |  | 0 | 0 | 0 | 0 | 0 | 0 |  | 1 | 1 | 1 | 0 | 0 | 0
load_220358355 |  | node_1325623_732_15340744_184 |  | AN | 0 | Residential | 7920+3373.906j | 0 | 0 | 0 | 0 | 0 | [24 empty] | 8102201 | no | no |  |  | no |  | 0 | 0 | 0 | 0 | 0 | 0 |  | 1 | 1 | 1 | 0 | 0 | 0
load_220358356 |  | node_1326228_578_15341155_286 |  | AN | 0 | Residential | 10490.4+4468.892j | 0 | 0 | 0 | 0 | 0 | [24 empty] | 8102201 | no | no |  |  | no |  | 0 | 0 | 0 | 0 | 0 | 0 |  | 1 | 1 | 1 | 0 | 0 | 0
load_220358417 |  | node_1333323_8_15336003_675 |  | AN | 0 | Residential | 3002.4+1279.017j | 0 | 0 | 0 | 0 | 0 | [24 empty] | 8102201 | no | no |  |  | no |  | 0 | 0 | 0 | 0 | 0 | 0 |  | 1 | 1 | 1 | 0 | 0 | 0
load_220358418 |  | node_1333098_101_15335665_941 |  | AN | 0 | NonResidential | 0 | 0 | 0 | 0 | 0 | 0 | [24 empty] | 8102201 | no | no |  |  | no |  | 0 | 0 | 0 | 0 | 0 | 0 |  | 1 | 1 | 1 | 0 | 0 | 0
load_220358419 |  | node_1333792_28_15333863_287 |  | AN | 0 | Residential | 309.6+131.889j | 0 | 0 | 0 | 0 | 0 | [24 empty] | 8102201 | no | no |  |  | no |  | 0 | 0 | 0 | 0 | 0 | 0 |  | 1 | 1 | 1 | 0 | 0 | 0
load_220358420 |  | node_1333221_817_15338403_346 |  | AN | 0 | Residential | 5961.6+2539.631j | 0 | 0 | 0 | 0 | 0 | [24 empty] | 8102201 | no | no |  |  | no |  | 0 | 0 | 0 | 0 | 0 | 0 |  | 1 | 1 | 1 | 0 | 0 | 0
load_220358421 |  | node_1333580_067_15336970_671 |  | AN | 0 | Residential | 4680+1993.672j | 0 | 0 | 0 | 0 | 0 | [24 empty] | 8102201 | no | no |  |  | no |  | 0 | 0 | 0 | 0 | 0 | 0 |  | 1 | 1 | 1 | 0 | 0 | 0
load_220358422 |  | node_1333773_216_15337184_125 |  | AN | 0 | Residential | 36914.4+15725.469j | 0 | 0 | 0 | 0 | 0 | [24 empty] | 8102201 | no | no |  |  | no |  | 0 | 0 | 0 | 0 | 0 | 0 |  | 1 | 1 | 1 | 0 | 0 | 0
load_220358423 |  | node_1333288_931_15336774_431 |  | AN | 0 | Residential | 10216.8+4352.339j | 0 | 0 | 0 | 0 | 0 | [24 empty] | 8102201 | no | no |  |  | no |  | 0 | 0 | 0 | 0 | 0 | 0 |  | 1 | 1 | 1 | 0 | 0 | 0
load_220358424 |  | node_1333299_739_15336566_447 |  | AN | 0 | Other | 0 | 0 | 0 | 0 | 0 | 0 | [24 empty] | 8102201 | no | no |  |  | no |  | 0 | 0 | 0 | 0 | 0 | 0 |  | 1 | 1 | 1 | 0 | 0 | 0
load_220358425 |  | node_1333315_81_15336185_621 |  | AN | 0 | Residential | 1267.2+539.825j | 0 | 0 | 0 | 0 | 0 | [24 empty] | 8102201 | no | no |  |  | no |  | 0 | 0 | 0 | 0 | 0 | 0 |  | 1 | 1 | 1 | 0 | 0 | 0
load_220358429 |  | node_1317483_732_15349088_492 |  | AN | 0 | Residential | 86.4+36.806j | 0 | 0 | 0 | 0 | 0 | [24 empty] | 8102201 | no | no |  |  | no |  | 0 | 0 | 0 | 0 | 0 | 0 |  | 1 | 1 | 1 | 0 | 0 | 0
load_220358430 |  | node_1317920_945_15352191_554 |  | AN | 0 | Residential | 14565.6+6204.92j | 0 | 0 | 0 | 0 | 0 | [24 empty] | 8102201 | no | no |  |  | no |  | 0 | 0 | 0 | 0 | 0 | 0 |  | 1 | 1 | 1 | 0 | 0 | 0
load_220358431 |  | node_1318070_326_15353346_694 |  | AN | 0 | Residential | 17287.2+7364.316j | 0 | 0 | 0 | 0 | 0 | [24 empty] | 8102201 | no | no |  |  | no |  | 0 | 0 | 0 | 0 | 0 | 0 |  | 1 | 1 | 1 | 0 | 0 | 0
load_220358432 |  | node_1318062_572_15352854_467 |  | AN | 0 | Residential | 5673.6+2416.943j | 0 | 0 | 0 | 0 | 0 | [24 empty] | 8102201 | no | no |  |  | no |  | 0 | 0 | 0 | 0 | 0 | 0 |  | 1 | 1 | 1 | 0 | 0 | 0
load_220358434 |  | node_1317672_362_15353463_504 |  | AN | 0 | Residential | 3412.8+1453.847j | 0 | 0 | 0 | 0 | 0 | [24 empty] | 8102201 | no | no |  |  | no |  | 0 | 0 | 0 | 0 | 0 | 0 |  | 1 | 1 | 1 | 0 | 0 | 0
load_220358435 |  | node_1317509_048_15354301_981 |  | AN | 0 | Residential | 28.8+12.269j | 0 | 0 | 0 | 0 | 0 | [24 empty] | 8102201 | no | no |  |  | no |  | 0 | 0 | 0 | 0 | 0 | 0 |  | 1 | 1 | 1 | 0 | 0 | 0
load_220358436 |  | node_1316999_605_15355282_338 |  | AN | 0 | Residential | 4924.8+2097.956j | 0 | 0 | 0 | 0 | 0 | [24 empty] | 8102201 | no | no |  |  | no |  | 0 | 0 | 0 | 0 | 0 | 0 |  | 1 | 1 | 1 | 0 | 0 | 0
load_220358437 |  | node_1316670_59_15355661_428 |  | AN | 0 | Other | 0 | 0 | 0 | 0 | 0 | 0 | [24 empty] | 8102201 | no | no |  |  | no |  | 0 | 0 | 0 | 0 | 0 | 0 |  | 1 | 1 | 1 | 0 | 0 | 0
load_220358438 |  | node_1315911_293_15356143_95 |  | AN | 0 | Residential | 2829.6+1205.405j | 0 | 0 | 0 | 0 | 0 | [24 empty] | 8102201 | no | no |  |  | no |  | 0 | 0 | 0 | 0 | 0 | 0 |  | 1 | 1 | 1 | 0 | 0 | 0
load_220358439 |  | node_1317860_611_15349547_62 |  | AN | 0 | Residential | 2232+950.828j | 0 | 0 | 0 | 0 | 0 | [24 empty] | 8102201 | no | no |  |  | no |  | 0 | 0 | 0 | 0 | 0 | 0 |  | 1 | 1 | 1 | 0 | 0 | 0
load_220358440 |  | node_1317925_579_15350394_893 |  | AN | 0 | Residential | 5378.4+2291.189j | 0 | 0 | 0 | 0 | 0 | [24 empty] | 8102201 | no | no |  |  | no |  | 0 | 0 | 0 | 0 | 0 | 0 |  | 1 | 1 | 1 | 0 | 0 | 0
load_220358441 |  | node_1318243_021_15350701_239 |  | AN | 0 | Residential | 6760.8+2880.089j | 0 | 0 | 0 | 0 | 0 | [24 empty] | 8102201 | no | no |  |  | no |  | 0 | 0 | 0 | 0 | 0 | 0 |  | 1 | 1 | 1 | 0 | 0 | 0
load_220358442 |  | node_1318643_687_15351266_043 |  | AN | 0 | Residential | 5032.8+2143.964j | 0 | 0 | 0 | 0 | 0 | [24 empty] | 8102201 | no | no |  |  | no |  | 0 | 0 | 0 | 0 | 0 | 0 |  | 1 | 1 | 1 | 0 | 0 | 0
load_220358443 |  | node_1318251_253_15351143_404 |  | AN | 0 | Residential | 2232+950.828j | 0 | 0 | 0 | 0 | 0 | [24 empty] | 8102201 | no | no |  |  | no |  | 0 | 0 | 0 | 0 | 0 | 0 |  | 1 | 1 | 1 | 0 | 0 | 0
load_220358444 |  | node_1318153_734_15351517_465 |  | AN | 0 | Other | 0 | 0 | 0 | 0 | 0 | 0 | [24 empty] | 8102201 | no | no |  |  | no |  | 0 | 0 | 0 | 0 | 0 | 0 |  | 1 | 1 | 1 | 0 | 0 | 0
load_220358446 |  | node_1313413_927_15338086_339 |  | AN | 0 | Residential | 2599.2+1107.255j | 0 | 0 | 0 | 0 | 0 | [24 empty] | 8102201 | no | no |  |  | no |  | 0 | 0 | 0 | 0 | 0 | 0 |  | 1 | 1 | 1 | 0 | 0 | 0
load_220358447 |  | node_1313013_969_15338828_424 |  | AN | 0 | Residential | 2412+1027.508j | 0 | 0 | 0 | 0 | 0 | [24 empty] | 8102201 | no | no |  |  | no |  | 0 | 0 | 0 | 0 | 0 | 0 |  | 1 | 1 | 1 | 0 | 0 | 0
load_220358448 |  | node_1312554_761_15339088_812 |  | AN | 0 | Residential | 3852+1640.945j | 0 | 0 | 0 | 0 | 0 | [24 empty] | 8102201 | no | no |  |  | no |  | 0 | 0 | 0 | 0 | 0 | 0 |  | 1 | 1 | 1 | 0 | 0 | 0
load_220358451 |  | node_1314477_851_15336676_863 |  | AN | 0 | Residential | 20469.6+8720.013j | 0 | 0 | 0 | 0 | 0 | [24 empty] | 8102201 | no | no |  |  | no |  | 0 | 0 | 0 | 0 | 0 | 0 |  | 1 | 1 | 1 | 0 | 0 | 0
load_220358452 |  | node_1314134_236_15337251_325 |  | AN | 0 | Other | 0 | 0 | 0 | 0 | 0 | 0 | [24 empty] | 8102201 | no | no |  |  | no |  | 0 | 0 | 0 | 0 | 0 | 0 |  | 1 | 1 | 1 | 0 | 0 | 0
load_220358453 |  | node_1313940_509_15337569_468 |  | AN | 0 | Residential | 698.4+297.517j | 0 | 0 | 0 | 0 | 0 | [24 empty] | 8102201 | no | no |  |  | no |  | 0 | 0 | 0 | 0 | 0 | 0 |  | 1 | 1 | 1 | 0 | 0 | 0
load_220358454 |  | node_1313763_791_15337690_847 |  | AN | 0 | Residential | 3060+1303.555j | 0 | 0 | 0 | 0 | 0 | [24 empty] | 8102201 | no | no |  |  | no |  | 0 | 0 | 0 | 0 | 0 | 0 |  | 1 | 1 | 1 | 0 | 0 | 0
load_220358455 |  | node_1313593_209_15337851_328 |  | AN | 0 | Other | 0 | 0 | 0 | 0 | 0 | 0 | [24 empty] | 8102201 | no | no |  |  | no |  | 0 | 0 | 0 | 0 | 0 | 0 |  | 1 | 1 | 1 | 0 | 0 | 0
load_220358468 |  | node_1317168_703_15345948_81 |  | AN | 0 | Residential | 6235.2+2656.184j | 0 | 0 | 0 | 0 | 0 | [24 empty] | 8102201 | no | no |  |  | no |  | 0 | 0 | 0 | 0 | 0 | 0 |  | 1 | 1 | 1 | 0 | 0 | 0
load_220358469 |  | node_1316743_218_15346074_121 |  | AN | 0 | Residential | 19922.4+8486.907j | 0 | 0 | 0 | 0 | 0 | [24 empty] | 8102201 | no | no |  |  | no |  | 0 | 0 | 0 | 0 | 0 | 0 |  | 1 | 1 | 1 | 0 | 0 | 0
load_220358470 |  | node_1315942_973_15346577_017 |  | AN | 0 | Residential | 17848.8+7603.557j | 0 | 0 | 0 | 0 | 0 | [24 empty] | 8102201 | no | no |  |  | no |  | 0 | 0 | 0 | 0 | 0 | 0 |  | 1 | 1 | 1 | 0 | 0 | 0
load_220358472 |  | node_1316631_191_15337083_568 |  | AN | 0 | Residential | 5335.2+2272.786j | 0 | 0 | 0 | 0 | 0 | [24 empty] | 8102201 | no | no |  |  | no |  | 0 | 0 | 0 | 0 | 0 | 0 |  | 1 | 1 | 1 | 0 | 0 | 0
load_220358473 |  | node_1316449_727_15336597_805 |  | AN | 0 | Residential | 8884.8+3784.909j | 0 | 0 | 0 | 0 | 0 | [24 empty] | 8102201 | no | no |  |  | no |  | 0 | 0 | 0 | 0 | 0 | 0 |  | 1 | 1 | 1 | 0 | 0 | 0
load_220358474 |  | node_1315575_314_15336502_618 |  | AN | 0 | Residential | 748.8+318.987j | 0 | 0 | 0 | 0 | 0 | [24 empty] | 8102201 | no | no |  |  | no |  | 0 | 0 | 0 | 0 | 0 | 0 |  | 1 | 1 | 1 | 0 | 0 | 0
load_220358514 |  | node_1321874_219_15346607_172 |  | AN | 0 | NonResidential | 734.4+312.853j | 0 | 0 | 0 | 0 | 0 | [24 empty] | 8102201 | no | no |  |  | no |  | 0 | 0 | 0 | 0 | 0 | 0 |  | 1 | 1 | 1 | 0 | 0 | 0
load_220358515 |  | node_1321422_335_15348680_787 |  | AN | 0 | Residential | 12859.2+5477.996j | 0 | 0 | 0 | 0 | 0 | [24 empty] | 8102201 | no | no |  |  | no |  | 0 | 0 | 0 | 0 | 0 | 0 |  | 1 | 1 | 1 | 0 | 0 | 0
load_220358516 |  | node_1321493_555_15348886_127 |  | AN | 0 | Residential | 5968.8+2542.698j | 0 | 0 | 0 | 0 | 0 | [24 empty] | 8102201 | no | no |  |  | no |  | 0 | 0 | 0 | 0 | 0 | 0 |  | 1 | 1 | 1 | 0 | 0 | 0
load_220358517 |  | node_1321500_923_15349098_447 |  | AN | 0 | Residential | 8733.6+3720.498j | 0 | 0 | 0 | 0 | 0 | [24 empty] | 8102201 | no | no |  |  | no |  | 0 | 0 | 0 | 0 | 0 | 0 |  | 1 | 1 | 1 | 0 | 0 | 0
load_220358519 |  | node_1321520_933_15349504_232 |  | AN | 0 | Residential | 10778.4+4591.579j | 0 | 0 | 0 | 0 | 0 | [24 empty] | 8102201 | no | no |  |  | no |  | 0 | 0 | 0 | 0 | 0 | 0 |  | 1 | 1 | 1 | 0 | 0 | 0
load_220358520 |  | node_1321681_411_15350512_343 |  | AN | 0 | NonResidential | 1807.2+769.864j | 0 | 0 | 0 | 0 | 0 | [24 empty] | 8102201 | no | no |  |  | no |  | 0 | 0 | 0 | 0 | 0 | 0 |  | 1 | 1 | 1 | 0 | 0 | 0
load_220358521 |  | node_1321170_891_15341507_7 |  | AN | 0 | Other | 0 | 0 | 0 | 0 | 0 | 0 | [24 empty] | 8102201 | no | no |  |  | no |  | 0 | 0 | 0 | 0 | 0 | 0 |  | 1 | 1 | 1 | 0 | 0 | 0
load_220358522 |  | node_1321176_464_15341533_313 |  | AN | 0 | Other | 0 | 0 | 0 | 0 | 0 | 0 | [24 empty] | 8102201 | no | no |  |  | no |  | 0 | 0 | 0 | 0 | 0 | 0 |  | 1 | 1 | 1 | 0 | 0 | 0
load_220358523 |  | node_1321360_914_15342151_896 |  | AN | 0 | Residential | 89661.6+38195.682j | 0 | 0 | 0 | 0 | 0 | [24 empty] | 8102201 | no | no |  |  | no |  | 0 | 0 | 0 | 0 | 0 | 0 |  | 1 | 1 | 1 | 0 | 0 | 0
load_220358524 |  | node_1321432_778_15342692_735 |  | AN | 0 | NonResidential | 3340.8+1423.175j | 0 | 0 | 0 | 0 | 0 | [24 empty] | 8102201 | no | no |  |  | no |  | 0 | 0 | 0 | 0 | 0 | 0 |  | 1 | 1 | 1 | 0 | 0 | 0
load_220358525 |  | node_1321482_457_15343317_461 |  | AN | 0 | Residential | 1972.8+840.409j | 0 | 0 | 0 | 0 | 0 | [24 empty] | 8102201 | no | no |  |  | no |  | 0 | 0 | 0 | 0 | 0 | 0 |  | 1 | 1 | 1 | 0 | 0 | 0
load_220358526 |  | node_1321381_227_15344089_073 |  | AN | 0 | Residential | 6465.6+2754.334j | 0 | 0 | 0 | 0 | 0 | [24 empty] | 8102201 | no | no |  |  | no |  | 0 | 0 | 0 | 0 | 0 | 0 |  | 1 | 1 | 1 | 0 | 0 | 0
load_220358527 |  | node_1321574_198_15344507_854 |  | AN | 0 | Residential | 18093.6+7707.841j | 0 | 0 | 0 | 0 | 0 | [24 empty] | 8102201 | no | no |  |  | no |  | 0 | 0 | 0 | 0 | 0 | 0 |  | 1 | 1 | 1 | 0 | 0 | 0
load_220358528 |  | node_1321593_127_15344761_359 |  | AN | 0 | NonResidential | 2397.6+1021.373j | 0 | 0 | 0 | 0 | 0 | [24 empty] | 8102201 | no | no |  |  | no |  | 0 | 0 | 0 | 0 | 0 | 0 |  | 1 | 1 | 1 | 0 | 0 | 0
load_220358530 |  | node_1321586_931_15346714_099 |  | AN | 0 | NonResidential | 4000+1703.993j | 0 | 0 | 0 | 0 | 0 | [24 empty] | 8102201 | no | no |  |  | no |  | 0 | 0 | 0 | 0 | 0 | 0 |  | 1 | 1 | 1 | 0 | 0 | 0
load_220358531 |  | node_1321963_348_15347322_92 |  | AN | 0 | Residential | 25488+10857.843j | 0 | 0 | 0 | 0 | 0 | [24 empty] | 8102201 | no | no |  |  | no |  | 0 | 0 | 0 | 0 | 0 | 0 |  | 1 | 1 | 1 | 0 | 0 | 0
load_220358532 |  | node_1321872_13_15347600_518 |  | AN | 0 | Residential | 252+107.352j | 0 | 0 | 0 | 0 | 0 | [24 empty] | 8102201 | no | no |  |  | no |  | 0 | 0 | 0 | 0 | 0 | 0 |  | 1 | 1 | 1 | 0 | 0 | 0
load_220358533 |  | node_1320276_124_15349949_143 |  | AN | 0 | Residential | 3376.8+1438.511j | 0 | 0 | 0 | 0 | 0 | [24 empty] | 8102201 | no | no |  |  | no |  | 0 | 0 | 0 | 0 | 0 | 0 |  | 1 | 1 | 1 | 0 | 0 | 0
load_220358534 |  | node_1321710_491_15350728_182 |  | AN | 0 | Residential | 8928+3803.312j | 0 | 0 | 0 | 0 | 0 | [24 empty] | 8102201 | no | no |  |  | no |  | 0 | 0 | 0 | 0 | 0 | 0 |  | 1 | 1 | 1 | 0 | 0 | 0
load_220358535 |  | node_1321739_67_15350996_006 |  | AN | 0 | Residential | 14493.6+6174.248j | 0 | 0 | 0 | 0 | 0 | [24 empty] | 8102201 | no | no |  |  | no |  | 0 | 0 | 0 | 0 | 0 | 0 |  | 1 | 1 | 1 | 0 | 0 | 0
load_220358536 |  | node_1321764_608_15351382_923 |  | AN | 0 | Residential | 15156+6456.429j | 0 | 0 | 0 | 0 | 0 | [24 empty] | 8102201 | no | no |  |  | no |  | 0 | 0 | 0 | 0 | 0 | 0 |  | 1 | 1 | 1 | 0 | 0 | 0
load_220358537 |  | node_1321787_013_15351618_856 |  | AN | 0 | Residential | 12751.2+5431.988j | 0 | 0 | 0 | 0 | 0 | [24 empty] | 8102201 | no | no |  |  | no |  | 0 | 0 | 0 | 0 | 0 | 0 |  | 1 | 1 | 1 | 0 | 0 | 0
load_220358538 |  | node_1321799_584_15351854_694 |  | AN | 0 | Residential | 33076.8+14090.658j | 0 | 0 | 0 | 0 | 0 | [24 empty] | 8102201 | no | no |  |  | no |  | 0 | 0 | 0 | 0 | 0 | 0 |  | 1 | 1 | 1 | 0 | 0 | 0
load_220358539 |  | node_1321839_161_15352252_462 |  | AN | 0 | Residential | 6991.2+2978.239j | 0 | 0 | 0 | 0 | 0 | [24 empty] | 8102201 | no | no |  |  | no |  | 0 | 0 | 0 | 0 | 0 | 0 |  | 1 | 1 | 1 | 0 | 0 | 0
load_220358540 |  | node_1321860_171_15352508_396 |  | AN | 0 | Residential | 25423.2+10830.238j | 0 | 0 | 0 | 0 | 0 | [24 empty] | 8102201 | no | no |  |  | no |  | 0 | 0 | 0 | 0 | 0 | 0 |  | 1 | 1 | 1 | 0 | 0 | 0
load_220358541 |  | node_1321930_327_15353492_604 |  | AN | 0 | Residential | 10044+4278.726j | 0 | 0 | 0 | 0 | 0 | [24 empty] | 8102201 | no | no |  |  | no |  | 0 | 0 | 0 | 0 | 0 | 0 |  | 1 | 1 | 1 | 0 | 0 | 0
load_220358542 |  | node_1321959_357_15353937_734 |  | AN | 0 | Residential | 16336.8+6959.448j | 0 | 0 | 0 | 0 | 0 | [24 empty] | 8102201 | no | no |  |  | no |  | 0 | 0 | 0 | 0 | 0 | 0 |  | 1 | 1 | 1 | 0 | 0 | 0
load_220358543 |  | node_1322047_391_15354267_957 |  | AN | 0 | NonResidential | 3000+1277.995j | 0 | 0 | 0 | 0 | 0 | [24 empty] | 8102201 | no | no |  |  | no |  | 0 | 0 | 0 | 0 | 0 | 0 |  | 1 | 1 | 1 | 0 | 0 | 0
load_220358544 |  | node_1322257_915_15354310_569 |  | AN | 0 | Residential | 16596+7069.866j | 0 | 0 | 0 | 0 | 0 | [24 empty] | 8102201 | no | no |  |  | no |  | 0 | 0 | 0 | 0 | 0 | 0 |  | 1 | 1 | 1 | 0 | 0 | 0
load_220358545 |  | node_1321840_607_15354591_325 |  | AN | 0 | Residential | 12009.6+5116.068j | 0 | 0 | 0 | 0 | 0 | [24 empty] | 8102201 | no | no |  |  | no |  | 0 | 0 | 0 | 0 | 0 | 0 |  | 1 | 1 | 1 | 0 | 0 | 0
load_220358546 |  | node_1321589_249_15354751_673 |  | AN | 0 | Residential | 17280+7361.249j | 0 | 0 | 0 | 0 | 0 | [24 empty] | 8102201 | no | no |  |  | no |  | 0 | 0 | 0 | 0 | 0 | 0 |  | 1 | 1 | 1 | 0 | 0 | 0
load_220358547 |  | node_1321498_596_15354991_434 |  | AN | 0 | Residential | 4320+1840.312j | 0 | 0 | 0 | 0 | 0 | [24 empty] | 8102201 | no | no |  |  | no |  | 0 | 0 | 0 | 0 | 0 | 0 |  | 1 | 1 | 1 | 0 | 0 | 0
load_220358548 |  | node_1321605_959_15355395_348 |  | AN | 0 | Residential | 4298.4+1831.111j | 0 | 0 | 0 | 0 | 0 | [24 empty] | 8102201 | no | no |  |  | no |  | 0 | 0 | 0 | 0 | 0 | 0 |  | 1 | 1 | 1 | 0 | 0 | 0
load_220358549 |  | node_1321264_846_15355474_416 |  | AN | 0 | Residential | 21441.6+9134.083j | 0 | 0 | 0 | 0 | 0 | [24 empty] | 8102201 | no | no |  |  | no |  | 0 | 0 | 0 | 0 | 0 | 0 |  | 1 | 1 | 1 | 0 | 0 | 0
load_220358550 |  | node_1320521_861_15356626_5 |  | AN | 0 | Residential | 4852.8+2067.284j | 0 | 0 | 0 | 0 | 0 | [24 empty] | 8102201 | no | no |  |  | no |  | 0 | 0 | 0 | 0 | 0 | 0 |  | 1 | 1 | 1 | 0 | 0 | 0
load_220358554 |  | node_1321126_498_15337759_116 |  | AN | 0 | Residential | 34084.8+14520.064j | 0 | 0 | 0 | 0 | 0 | [24 empty] | 8102201 | no | no |  |  | no |  | 0 | 0 | 0 | 0 | 0 | 0 |  | 1 | 1 | 1 | 0 | 0 | 0
load_220358555 |  | node_1321961_303_15337979_884 |  | AN | 0 | Residential | 7740+3297.226j | 0 | 0 | 0 | 0 | 0 | [24 empty] | 8102201 | no | no |  |  | no |  | 0 | 0 | 0 | 0 | 0 | 0 |  | 1 | 1 | 1 | 0 | 0 | 0
load_220358556 |  | node_1322191_234_15337997_7 |  | AN | 0 | Residential | 5018.4+2137.829j | 0 | 0 | 0 | 0 | 0 | [24 empty] | 8102201 | no | no |  |  | no |  | 0 | 0 | 0 | 0 | 0 | 0 |  | 1 | 1 | 1 | 0 | 0 | 0
load_220358557 |  | node_1322400_22_15338015_139 |  | AN | 0 | Residential | 44589.6+18995.09j | 0 | 0 | 0 | 0 | 0 | [24 empty] | 8102201 | no | no |  |  | no |  | 0 | 0 | 0 | 0 | 0 | 0 |  | 1 | 1 | 1 | 0 | 0 | 0
load_220358558 |  | node_1322645_05_15338042_04 |  | AN | 0 | Residential | 28800+12268.749j | 0 | 0 | 0 | 0 | 0 | [24 empty] | 8102201 | no | no |  |  | no |  | 0 | 0 | 0 | 0 | 0 | 0 |  | 1 | 1 | 1 | 0 | 0 | 0
load_220358559 |  | node_1323103_68_15338115_605 |  | AN | 0 | NonResidential | 6033.6+2570.303j | 0 | 0 | 0 | 0 | 0 | [24 empty] | 8102201 | no | no |  |  | no |  | 0 | 0 | 0 | 0 | 0 | 0 |  | 1 | 1 | 1 | 0 | 0 | 0
load_220358561 |  | node_1323638_55_15338437_177 |  | AN | 0 | Residential | 30902.4+13164.367j | 0 | 0 | 0 | 0 | 0 | [24 empty] | 8102201 | no | no |  |  | no |  | 0 | 0 | 0 | 0 | 0 | 0 |  | 1 | 1 | 1 | 0 | 0 | 0
load_220358562 |  | node_1324275_567_15338518_18 |  | AN | 0 | Residential | 4435.2+1889.387j | 0 | 0 | 0 | 0 | 0 | [24 empty] | 8102201 | no | no |  |  | no |  | 0 | 0 | 0 | 0 | 0 | 0 |  | 1 | 1 | 1 | 0 | 0 | 0
load_220358563 |  | node_1324231_817_15338899_775 |  | AN | 0 | Residential | 2505.6+1067.381j | 0 | 0 | 0 | 0 | 0 | [24 empty] | 8102201 | no | no |  |  | no |  | 0 | 0 | 0 | 0 | 0 | 0 |  | 1 | 1 | 1 | 0 | 0 | 0
load_220358564 |  | node_1325276_102_15338627_599 |  | AN | 0 | Residential | 5472+2331.062j | 0 | 0 | 0 | 0 | 0 | [24 empty] | 8102201 | no | no |  |  | no |  | 0 | 0 | 0 | 0 | 0 | 0 |  | 1 | 1 | 1 | 0 | 0 | 0
load_220358565 |  | node_1326463_012_15339062_265 |  | AN | 0 | Residential | 13190.4+5619.087j | 0 | 0 | 0 | 0 | 0 | [24 empty] | 8102201 | no | no |  |  | no |  | 0 | 0 | 0 | 0 | 0 | 0 |  | 1 | 1 | 1 | 0 | 0 | 0
load_220358566 |  | node_1326468_444_15339488_397 |  | AN | 0 | Residential | 14313.6+6097.568j | 0 | 0 | 0 | 0 | 0 | [24 empty] | 8102201 | no | no |  |  | no |  | 0 | 0 | 0 | 0 | 0 | 0 |  | 1 | 1 | 1 | 0 | 0 | 0
load_220358567 |  | node_1326896_83_15339313_26 |  | AN | 0 | Residential | 12139.2+5171.278j | 0 | 0 | 0 | 0 | 0 | [24 empty] | 8102201 | no | no |  |  | no |  | 0 | 0 | 0 | 0 | 0 | 0 |  | 1 | 1 | 1 | 0 | 0 | 0
load_220358568 |  | node_1326968_992_15339879_334 |  | AN | 0 | Residential | 7171.2+3054.918j | 0 | 0 | 0 | 0 | 0 | [24 empty] | 8102201 | no | no |  |  | no |  | 0 | 0 | 0 | 0 | 0 | 0 |  | 1 | 1 | 1 | 0 | 0 | 0
load_220358569 |  | node_1327312_774_15339218_768 |  | AN | 0 | Residential | 17208+7330.577j | 0 | 0 | 0 | 0 | 0 | [24 empty] | 8102201 | no | no |  |  | no |  | 0 | 0 | 0 | 0 | 0 | 0 |  | 1 | 1 | 1 | 0 | 0 | 0
load_220358570 |  | node_1327562_961_15339227_008 |  | AN | 0 | Residential | 5515.2+2349.465j | 0 | 0 | 0 | 0 | 0 | [24 empty] | 8102201 | no | no |  |  | no |  | 0 | 0 | 0 | 0 | 0 | 0 |  | 1 | 1 | 1 | 0 | 0 | 0
load_220358571 |  | node_1327605_496_15339697_206 |  | AN | 0 | Residential | 8712+3711.296j | 0 | 0 | 0 | 0 | 0 | [24 empty] | 8102201 | no | no |  |  | no |  | 0 | 0 | 0 | 0 | 0 | 0 |  | 1 | 1 | 1 | 0 | 0 | 0
load_220358572 |  | node_1327471_259_15340067_441 |  | AN | 0 | Residential | 9187.2+3913.731j | 0 | 0 | 0 | 0 | 0 | [24 empty] | 8102201 | no | no |  |  | no |  | 0 | 0 | 0 | 0 | 0 | 0 |  | 1 | 1 | 1 | 0 | 0 | 0
load_220358573 |  | node_1327827_44_15339223_773 |  | AN | 0 | Residential | 22795.2+9710.715j | 0 | 0 | 0 | 0 | 0 | [24 empty] | 8102201 | no | no |  |  | no |  | 0 | 0 | 0 | 0 | 0 | 0 |  | 1 | 1 | 1 | 0 | 0 | 0
load_220358574 |  | node_1328227_438_15339233_605 |  | AN | 0 | Residential | 6314.4+2689.923j | 0 | 0 | 0 | 0 | 0 | [24 empty] | 8102201 | no | no |  |  | no |  | 0 | 0 | 0 | 0 | 0 | 0 |  | 1 | 1 | 1 | 0 | 0 | 0
load_220358575 |  | node_1328666_757_15339242_625 |  | AN | 0 | Residential | 14011.2+5968.746j | 0 | 0 | 0 | 0 | 0 | [24 empty] | 8102201 | no | no |  |  | no |  | 0 | 0 | 0 | 0 | 0 | 0 |  | 1 | 1 | 1 | 0 | 0 | 0
load_220358576 |  | node_1329045_051_15339248_201 |  | AN | 0 | Residential | 5904+2515.093j | 0 | 0 | 0 | 0 | 0 | [24 empty] | 8102201 | no | no |  |  | no |  | 0 | 0 | 0 | 0 | 0 | 0 |  | 1 | 1 | 1 | 0 | 0 | 0
load_220358577 |  | node_1329270_448_15340010_625 |  | AN | 0 | Residential | 9676.8+4122.3j | 0 | 0 | 0 | 0 | 0 | [24 empty] | 8102201 | no | no |  |  | no |  | 0 | 0 | 0 | 0 | 0 | 0 |  | 1 | 1 | 1 | 0 | 0 | 0
load_220358579 |  | node_1330350_492_15339270_714 |  | AN | 0 | Residential | 7761.6+3306.428j | 0 | 0 | 0 | 0 | 0 | [24 empty] | 8102201 | no | no |  |  | no |  | 0 | 0 | 0 | 0 | 0 | 0 |  | 1 | 1 | 1 | 0 | 0 | 0
load_220358580 |  | node_1330495_778_15339377_45 |  | AN | 0 | Residential | 10785.6+4594.646j | 0 | 0 | 0 | 0 | 0 | [24 empty] | 8102201 | no | no |  |  | no |  | 0 | 0 | 0 | 0 | 0 | 0 |  | 1 | 1 | 1 | 0 | 0 | 0
load_220358581 |  | node_1331240_168_15339533_888 |  | AN | 0 | Residential | 11743.2+5002.582j | 0 | 0 | 0 | 0 | 0 | [24 empty] | 8102201 | no | no |  |  | no |  | 0 | 0 | 0 | 0 | 0 | 0 |  | 1 | 1 | 1 | 0 | 0 | 0
load_220358583 |  | node_1331636_709_15339525_836 |  | AN | 0 | Residential | 3348+1426.242j | 0 | 0 | 0 | 0 | 0 | [24 empty] | 8102201 | no | no |  |  | no |  | 0 | 0 | 0 | 0 | 0 | 0 |  | 1 | 1 | 1 | 0 | 0 | 0
load_220358584 |  | node_1332151_478_15339316_948 |  | AN | 0 | Residential | 6084+2591.773j | 0 | 0 | 0 | 0 | 0 | [24 empty] | 8102201 | no | no |  |  | no |  | 0 | 0 | 0 | 0 | 0 | 0 |  | 1 | 1 | 1 | 0 | 0 | 0
load_220358585 |  | node_1332494_568_15339159_054 |  | AN | 0 | Residential | 18784.8+8002.291j | 0 | 0 | 0 | 0 | 0 | [24 empty] | 8102201 | no | no |  |  | no |  | 0 | 0 | 0 | 0 | 0 | 0 |  | 1 | 1 | 1 | 0 | 0 | 0
load_220358586 |  | node_1332805_029_15339991_74 |  | AN | 0 | Residential | 6206.4+2643.915j | 0 | 0 | 0 | 0 | 0 | [24 empty] | 8102201 | no | no |  |  | no |  | 0 | 0 | 0 | 0 | 0 | 0 |  | 1 | 1 | 1 | 0 | 0 | 0
load_220358587 |  | node_1332808_17_15339264_244 |  | AN | 0 | Residential | 10512+4478.093j | 0 | 0 | 0 | 0 | 0 | [24 empty] | 8102201 | no | no |  |  | no |  | 0 | 0 | 0 | 0 | 0 | 0 |  | 1 | 1 | 1 | 0 | 0 | 0
load_220358588 |  | node_1333298_308_15339634_37 |  | AN | 0 | Residential | 7732.8+3294.159j | 0 | 0 | 0 | 0 | 0 | [24 empty] | 8102201 | no | no |  |  | no |  | 0 | 0 | 0 | 0 | 0 | 0 |  | 1 | 1 | 1 | 0 | 0 | 0
load_220358589 |  | node_1333966_992_15339468_064 |  | AN | 0 | Residential | 4514.4+1923.126j | 0 | 0 | 0 | 0 | 0 | [24 empty] | 8102201 | no | no |  |  | no |  | 0 | 0 | 0 | 0 | 0 | 0 |  | 1 | 1 | 1 | 0 | 0 | 0
load_220358590 |  | node_1335215_842_15339766_51 |  | AN | 0 | Residential | 15004.8+6392.018j | 0 | 0 | 0 | 0 | 0 | [24 empty] | 8102201 | no | no |  |  | no |  | 0 | 0 | 0 | 0 | 0 | 0 |  | 1 | 1 | 1 | 0 | 0 | 0
load_220358591 |  | node_1336037_551_15339508_234 |  | AN | 0 | Residential | 3355.2+1429.309j | 0 | 0 | 0 | 0 | 0 | [24 empty] | 8102201 | no | no |  |  | no |  | 0 | 0 | 0 | 0 | 0 | 0 |  | 1 | 1 | 1 | 0 | 0 | 0
load_220358622 |  | node_1312871_464_15350116_125 |  | AN | 0 | Residential | 8870.4+3778.775j | 0 | 0 | 0 | 0 | 0 | [24 empty] | 8102201 | no | no |  |  | no |  | 0 | 0 | 0 | 0 | 0 | 0 |  | 1 | 1 | 1 | 0 | 0 | 0
load_220358623 |  | node_1312328_923_15350645_263 |  | AN | 0 | Residential | 4968+2116.359j | 0 | 0 | 0 | 0 | 0 | [24 empty] | 8102201 | no | no |  |  | no |  | 0 | 0 | 0 | 0 | 0 | 0 |  | 1 | 1 | 1 | 0 | 0 | 0
load_220358624 |  | node_1311796_516_15351157_401 |  | AN | 0 | Residential | 5529.6+2355.6j | 0 | 0 | 0 | 0 | 0 | [24 empty] | 8102201 | no | no |  |  | no |  | 0 | 0 | 0 | 0 | 0 | 0 |  | 1 | 1 | 1 | 0 | 0 | 0
load_220358625 |  | node_1311315_722_15351622_927 |  | AN | 0 | Residential | 16876.8+7189.487j | 0 | 0 | 0 | 0 | 0 | [24 empty] | 8102201 | no | no |  |  | no |  | 0 | 0 | 0 | 0 | 0 | 0 |  | 1 | 1 | 1 | 0 | 0 | 0
load_220358626 |  | node_1311086_353_15351834_059 |  | AN | 0 | Residential | 5580+2377.07j | 0 | 0 | 0 | 0 | 0 | [24 empty] | 8102201 | no | no |  |  | no |  | 0 | 0 | 0 | 0 | 0 | 0 |  | 1 | 1 | 1 | 0 | 0 | 0
load_220358627 |  | node_1310729_032_15351655_057 |  | AN | 0 | Residential | 3218.4+1371.033j | 0 | 0 | 0 | 0 | 0 | [24 empty] | 8102201 | no | no |  |  | no |  | 0 | 0 | 0 | 0 | 0 | 0 |  | 1 | 1 | 1 | 0 | 0 | 0
load_220358628 |  | node_1310310_238_15351436_731 |  | AN | 0 | Residential | 2757.6+1174.733j | 0 | 0 | 0 | 0 | 0 | [24 empty] | 8102201 | no | no |  |  | no |  | 0 | 0 | 0 | 0 | 0 | 0 |  | 1 | 1 | 1 | 0 | 0 | 0
load_220358629 |  | node_1309968_757_15351698_966 |  | AN | 0 | Residential | 3232.8+1377.167j | 0 | 0 | 0 | 0 | 0 | [24 empty] | 8102201 | no | no |  |  | no |  | 0 | 0 | 0 | 0 | 0 | 0 |  | 1 | 1 | 1 | 0 | 0 | 0
load_220358630 |  | node_1309372_087_15351648_626 |  | AN | 0 | Residential | 6307.2+2686.856j | 0 | 0 | 0 | 0 | 0 | [24 empty] | 8102201 | no | no |  |  | no |  | 0 | 0 | 0 | 0 | 0 | 0 |  | 1 | 1 | 1 | 0 | 0 | 0
load_220358631 |  | node_1308793_526_15351485_606 |  | AN | 0 | Residential | 15919.2+6781.551j | 0 | 0 | 0 | 0 | 0 | [24 empty] | 8102201 | no | no |  |  | no |  | 0 | 0 | 0 | 0 | 0 | 0 |  | 1 | 1 | 1 | 0 | 0 | 0
load_220358632 |  | node_1308229_527_15351272_636 |  | AN | 0 | Residential | 345.6+147.225j | 0 | 0 | 0 | 0 | 0 | [24 empty] | 8102201 | no | no |  |  | no |  | 0 | 0 | 0 | 0 | 0 | 0 |  | 1 | 1 | 1 | 0 | 0 | 0
load_220358633 |  | node_1308087_447_15351131_574 |  | AN | 0 | Residential | 7423.2+3162.27j | 0 | 0 | 0 | 0 | 0 | [24 empty] | 8102201 | no | no |  |  | no |  | 0 | 0 | 0 | 0 | 0 | 0 |  | 1 | 1 | 1 | 0 | 0 | 0
load_220358634 |  | node_1307213_472_15350546_169 |  | AN | 0 | Residential | 6559.2+2794.207j | 0 | 0 | 0 | 0 | 0 | [24 empty] | 8102201 | no | no |  |  | no |  | 0 | 0 | 0 | 0 | 0 | 0 |  | 1 | 1 | 1 | 0 | 0 | 0
load_220358636 |  | node_1319531_213_15343385_581 |  | AN | 0 | Residential | 17352+7391.921j | 0 | 0 | 0 | 0 | 0 | [24 empty] | 8102201 | no | no |  |  | no |  | 0 | 0 | 0 | 0 | 0 | 0 |  | 1 | 1 | 1 | 0 | 0 | 0
load_220358637 |  | node_1319507_651_15343616_882 |  | AN | 0 | Residential | 2700+1150.195j | 0 | 0 | 0 | 0 | 0 | [24 empty] | 8102201 | no | no |  |  | no |  | 0 | 0 | 0 | 0 | 0 | 0 |  | 1 | 1 | 1 | 0 | 0 | 0
load_220358638 |  | node_1319320_036_15344601_359 |  | AN | 0 | Residential | 2556+1088.851j | 0 | 0 | 0 | 0 | 0 | [24 empty] | 8102201 | no | no |  |  | no |  | 0 | 0 | 0 | 0 | 0 | 0 |  | 1 | 1 | 1 | 0 | 0 | 0
load_220358639 |  | node_1319143_229_15344907_047 |  | AN | 0 | Other | 0 | 0 | 0 | 0 | 0 | 0 | [24 empty] | 8102201 | no | no |  |  | no |  | 0 | 0 | 0 | 0 | 0 | 0 |  | 1 | 1 | 1 | 0 | 0 | 0
load_220358640 |  | node_1318441_6_15344830_324 |  | AN | 0 | Residential | 13197.6+5622.154j | 0 | 0 | 0 | 0 | 0 | [24 empty] | 8102201 | no | no |  |  | no |  | 0 | 0 | 0 | 0 | 0 | 0 |  | 1 | 1 | 1 | 0 | 0 | 0
load_220358641 |  | node_1318059_111_15345265_228 |  | AN | 0 | Residential | 5623.2+2395.473j | 0 | 0 | 0 | 0 | 0 | [24 empty] | 8102201 | no | no |  |  | no |  | 0 | 0 | 0 | 0 | 0 | 0 |  | 1 | 1 | 1 | 0 | 0 | 0
load_220358642 |  | node_1319038_746_15345085_093 |  | AN | 0 | Residential | 5688+2423.078j | 0 | 0 | 0 | 0 | 0 | [24 empty] | 8102201 | no | no |  |  | no |  | 0 | 0 | 0 | 0 | 0 | 0 |  | 1 | 1 | 1 | 0 | 0 | 0
load_220358643 |  | node_1318876_602_15345325_745 |  | AN | 0 | Residential | 33998.4+14483.258j | 0 | 0 | 0 | 0 | 0 | [24 empty] | 8102201 | no | no |  |  | no |  | 0 | 0 | 0 | 0 | 0 | 0 |  | 1 | 1 | 1 | 0 | 0 | 0
load_220358644 |  | node_1319583_282_15345766_636 |  | AN | 0 | Residential | 16545.6+7048.396j | 0 | 0 | 0 | 0 | 0 | [24 empty] | 8102201 | no | no |  |  | no |  | 0 | 0 | 0 | 0 | 0 | 0 |  | 1 | 1 | 1 | 0 | 0 | 0
load_220358645 |  | node_1318737_464_15345590_255 |  | AN | 0 | Residential | 10008+4263.39j | 0 | 0 | 0 | 0 | 0 | [24 empty] | 8102201 | no | no |  |  | no |  | 0 | 0 | 0 | 0 | 0 | 0 |  | 1 | 1 | 1 | 0 | 0 | 0
load_220358646 |  | node_1318664_62_15345750_786 |  | AN | 0 | Residential | 13305.6+5668.162j | 0 | 0 | 0 | 0 | 0 | [24 empty] | 8102201 | no | no |  |  | no |  | 0 | 0 | 0 | 0 | 0 | 0 |  | 1 | 1 | 1 | 0 | 0 | 0
load_220358648 |  | node_1318518_284_15346405_358 |  | AN | 0 | Residential | 2707.2+1153.262j | 0 | 0 | 0 | 0 | 0 | [24 empty] | 8102201 | no | no |  |  | no |  | 0 | 0 | 0 | 0 | 0 | 0 |  | 1 | 1 | 1 | 0 | 0 | 0
load_220358649 |  | node_1318373_748_15346604_862 |  | AN | 0 | Residential | 17726.4+7551.415j | 0 | 0 | 0 | 0 | 0 | [24 empty] | 8102201 | no | no |  |  | no |  | 0 | 0 | 0 | 0 | 0 | 0 |  | 1 | 1 | 1 | 0 | 0 | 0
load_220358650 |  | node_1318193_622_15346785_679 |  | AN | 0 | Residential | 17294.4+7367.384j | 0 | 0 | 0 | 0 | 0 | [24 empty] | 8102201 | no | no |  |  | no |  | 0 | 0 | 0 | 0 | 0 | 0 |  | 1 | 1 | 1 | 0 | 0 | 0
load_220358651 |  | node_1317828_887_15347489_986 |  | AN | 0 | Residential | 6962.4+2965.97j | 0 | 0 | 0 | 0 | 0 | [24 empty] | 8102201 | no | no |  |  | no |  | 0 | 0 | 0 | 0 | 0 | 0 |  | 1 | 1 | 1 | 0 | 0 | 0
load_220358652 |  | node_1317684_304_15348172_905 |  | AN | 0 | Residential | 8006.4+3410.712j | 0 | 0 | 0 | 0 | 0 | [24 empty] | 8102201 | no | no |  |  | no |  | 0 | 0 | 0 | 0 | 0 | 0 |  | 1 | 1 | 1 | 0 | 0 | 0
load_220358654 |  | node_1317532_897_15348774_347 |  | AN | 0 | Residential | 7495.2+3192.942j | 0 | 0 | 0 | 0 | 0 | [24 empty] | 8102201 | no | no |  |  | no |  | 0 | 0 | 0 | 0 | 0 | 0 |  | 1 | 1 | 1 | 0 | 0 | 0
load_220358655 |  | node_1317341_894_15349112_019 |  | AN | 0 | Residential | 6588+2806.476j | 0 | 0 | 0 | 0 | 0 | [24 empty] | 8102201 | no | no |  |  | no |  | 0 | 0 | 0 | 0 | 0 | 0 |  | 1 | 1 | 1 | 0 | 0 | 0
load_220358656 |  | node_1316338_111_15349548_154 |  | AN | 0 | Residential | 10476+4462.757j | 0 | 0 | 0 | 0 | 0 | [24 empty] | 8102201 | no | no |  |  | no |  | 0 | 0 | 0 | 0 | 0 | 0 |  | 1 | 1 | 1 | 0 | 0 | 0
load_220358657 |  | node_1315336_751_15349252_068 |  | AN | 0 | Residential | 11527.2+4910.567j | 0 | 0 | 0 | 0 | 0 | [24 empty] | 8102201 | no | no |  |  | no |  | 0 | 0 | 0 | 0 | 0 | 0 |  | 1 | 1 | 1 | 0 | 0 | 0
load_220358658 |  | node_1313083_745_15349825_89 |  | AN | 0 | Residential | 29671.2+12639.878j | 0 | 0 | 0 | 0 | 0 | [24 empty] | 8102201 | no | no |  |  | no |  | 0 | 0 | 0 | 0 | 0 | 0 |  | 1 | 1 | 1 | 0 | 0 | 0
load_220358660 |  | node_1320486_18_15344255_025 |  | AN | 0 | Other | 0 | 0 | 0 | 0 | 0 | 0 | [24 empty] | 8102201 | no | no |  |  | no |  | 0 | 0 | 0 | 0 | 0 | 0 |  | 1 | 1 | 1 | 0 | 0 | 0
load_220358661 |  | node_1320668_681_15344246_742 |  | AN | 0 | Residential | 31852.8+13569.236j | 0 | 0 | 0 | 0 | 0 | [24 empty] | 8102201 | no | no |  |  | no |  | 0 | 0 | 0 | 0 | 0 | 0 |  | 1 | 1 | 1 | 0 | 0 | 0
load_220358662 |  | node_1322293_718_15354142_954 |  | AN | 0 | NonResidential | 1000+425.998j | 0 | 0 | 0 | 0 | 0 | [24 empty] | 8102201 | no | no |  |  | no |  | 0 | 0 | 0 | 0 | 0 | 0 |  | 1 | 1 | 1 | 0 | 0 | 0
load_220358663 |  | node_1322921_029_15356726_082 |  | AN | 0 | Residential | 22716+9676.975j | 0 | 0 | 0 | 0 | 0 | [24 empty] | 8102201 | no | no |  |  | no |  | 0 | 0 | 0 | 0 | 0 | 0 |  | 1 | 1 | 1 | 0 | 0 | 0
load_220358664 |  | node_1322940_721_15357183_032 |  | AN | 0 | Residential | 16300.8+6944.112j | 0 | 0 | 0 | 0 | 0 | [24 empty] | 8102201 | no | no |  |  | no |  | 0 | 0 | 0 | 0 | 0 | 0 |  | 1 | 1 | 1 | 0 | 0 | 0
load_220358665 |  | node_1322944_49_15357420_857 |  | AN | 0 | Residential | 4032+1717.625j | 0 | 0 | 0 | 0 | 0 | [24 empty] | 8102201 | no | no |  |  | no |  | 0 | 0 | 0 | 0 | 0 | 0 |  | 1 | 1 | 1 | 0 | 0 | 0
load_220358666 |  | node_1322761_286_15357593_877 |  | AN | 0 | NonResidential | 0 | 0 | 0 | 0 | 0 | 0 | [24 empty] | 8102201 | no | no |  |  | no |  | 0 | 0 | 0 | 0 | 0 | 0 |  | 1 | 1 | 1 | 0 | 0 | 0
load_220358667 |  | node_1322946_74_15357638_902 |  | AN | 0 | Residential | 48945.6+20850.738j | 0 | 0 | 0 | 0 | 0 | [24 empty] | 8102201 | no | no |  |  | no |  | 0 | 0 | 0 | 0 | 0 | 0 |  | 1 | 1 | 1 | 0 | 0 | 0
load_220358668 |  | node_1322941_298_15357867_276 |  | AN | 0 | Residential | 20455.2+8713.879j | 0 | 0 | 0 | 0 | 0 | [24 empty] | 8102201 | no | no |  |  | no |  | 0 | 0 | 0 | 0 | 0 | 0 |  | 1 | 1 | 1 | 0 | 0 | 0
load_220358669 |  | node_1322823_033_15354341_005 |  | AN | 0 | Residential | 5824.8+2481.354j | 0 | 0 | 0 | 0 | 0 | [24 empty] | 8102201 | no | no |  |  | no |  | 0 | 0 | 0 | 0 | 0 | 0 |  | 1 | 1 | 1 | 0 | 0 | 0
load_220358671 |  | node_1322783_069_15355025_921 |  | AN | 0 | Residential | 165.6+70.545j | 0 | 0 | 0 | 0 | 0 | [24 empty] | 8102201 | no | no |  |  | no |  | 0 | 0 | 0 | 0 | 0 | 0 |  | 1 | 1 | 1 | 0 | 0 | 0
load_220358672 |  | node_1322887_526_15355297_181 |  | AN | 0 | Residential | 3902.4+1662.415j | 0 | 0 | 0 | 0 | 0 | [24 empty] | 8102201 | no | no |  |  | no |  | 0 | 0 | 0 | 0 | 0 | 0 |  | 1 | 1 | 1 | 0 | 0 | 0
load_220358673 |  | node_1322902_362_15355702_104 |  | AN | 0 | Residential | 5421.6+2309.592j | 0 | 0 | 0 | 0 | 0 | [24 empty] | 8102201 | no | no |  |  | no |  | 0 | 0 | 0 | 0 | 0 | 0 |  | 1 | 1 | 1 | 0 | 0 | 0
load_220358674 |  | node_1316637_501_15335311_647 |  | AN | 0 | Residential | 640.8+272.98j | 0 | 0 | 0 | 0 | 0 | [24 empty] | 8102201 | no | no |  |  | no |  | 0 | 0 | 0 | 0 | 0 | 0 |  | 1 | 1 | 1 | 0 | 0 | 0
load_220358675 |  | node_1316107_61_15335299_002 |  | AN | 0 | Residential | 70502.4+30033.897j | 0 | 0 | 0 | 0 | 0 | [24 empty] | 8102201 | no | no |  |  | no |  | 0 | 0 | 0 | 0 | 0 | 0 |  | 1 | 1 | 1 | 0 | 0 | 0
load_220358676 |  | node_1315291_947_15335794_988 |  | AN | 0 | Residential | 16200+6901.171j | 0 | 0 | 0 | 0 | 0 | [24 empty] | 8102201 | no | no |  |  | no |  | 0 | 0 | 0 | 0 | 0 | 0 |  | 1 | 1 | 1 | 0 | 0 | 0
load_220358677 |  | node_1314713_674_15335739_677 |  | AN | 0 | Residential | 4960.8+2113.292j | 0 | 0 | 0 | 0 | 0 | [24 empty] | 8102201 | no | no |  |  | no |  | 0 | 0 | 0 | 0 | 0 | 0 |  | 1 | 1 | 1 | 0 | 0 | 0
load_220358678 |  | node_1313765_659_15336349_771 |  | AN | 0 | Residential | 1317.6+561.295j | 0 | 0 | 0 | 0 | 0 | [24 empty] | 8102201 | no | no |  |  | no |  | 0 | 0 | 0 | 0 | 0 | 0 |  | 1 | 1 | 1 | 0 | 0 | 0
load_220358679 |  | node_1314015_794_15336566_934 |  | AN | 0 | Residential | 10058.4+4284.86j | 0 | 0 | 0 | 0 | 0 | [24 empty] | 8102201 | no | no |  |  | no |  | 0 | 0 | 0 | 0 | 0 | 0 |  | 1 | 1 | 1 | 0 | 0 | 0
load_220358680 |  | node_1313390_64_15336447_249 |  | AN | 0 | Residential | 0 | 0 | 0 | 0 | 0 | 0 | [24 empty] | 8102201 | no | no |  |  | no |  | 0 | 0 | 0 | 0 | 0 | 0 |  | 1 | 1 | 1 | 0 | 0 | 0
load_220358681 |  | node_1313613_836_15336501_059 |  | AN | 0 | Residential | 1137.6+484.616j | 0 | 0 | 0 | 0 | 0 | [24 empty] | 8102201 | no | no |  |  | no |  | 0 | 0 | 0 | 0 | 0 | 0 |  | 1 | 1 | 1 | 0 | 0 | 0
load_220358682 |  | node_1313130_87_15336591_007 |  | AN | 0 | Residential | 6912+2944.5j | 0 | 0 | 0 | 0 | 0 | [24 empty] | 8102201 | no | no |  |  | no |  | 0 | 0 | 0 | 0 | 0 | 0 |  | 1 | 1 | 1 | 0 | 0 | 0
load_220358683 |  | node_1312515_985_15336808_101 |  | AN | 0 | Residential | 4053.6+1726.826j | 0 | 0 | 0 | 0 | 0 | [24 empty] | 8102201 | no | no |  |  | no |  | 0 | 0 | 0 | 0 | 0 | 0 |  | 1 | 1 | 1 | 0 | 0 | 0
load_220358684 |  | node_1312345_386_15337107_455 |  | AN | 0 | Residential | 17388+7407.257j | 0 | 0 | 0 | 0 | 0 | [24 empty] | 8102201 | no | no |  |  | no |  | 0 | 0 | 0 | 0 | 0 | 0 |  | 1 | 1 | 1 | 0 | 0 | 0
load_220358685 |  | node_1312331_652_15337585_005 |  | AN | 0 | Residential | 5313.6+2263.584j | 0 | 0 | 0 | 0 | 0 | [24 empty] | 8102201 | no | no |  |  | no |  | 0 | 0 | 0 | 0 | 0 | 0 |  | 1 | 1 | 1 | 0 | 0 | 0
load_220358826 |  | node_1337952_318_15343158_555 |  | AN | 0 | Residential | 21225.6+9042.068j | 0 | 0 | 0 | 0 | 0 | [24 empty] | 8102201 | no | no |  |  | no |  | 0 | 0 | 0 | 0 | 0 | 0 |  | 1 | 1 | 1 | 0 | 0 | 0
load_220358827 |  | node_1336230_056_15344602_83 |  | AN | 0 | Residential | 10663.2+4542.504j | 0 | 0 | 0 | 0 | 0 | [24 empty] | 8102201 | no | no |  |  | no |  | 0 | 0 | 0 | 0 | 0 | 0 |  | 1 | 1 | 1 | 0 | 0 | 0
load_220358828 |  | node_1335943_795_15343465_922 |  | AN | 0 | Residential | 3182.4+1355.697j | 0 | 0 | 0 | 0 | 0 | [24 empty] | 8102201 | no | no |  |  | no |  | 0 | 0 | 0 | 0 | 0 | 0 |  | 1 | 1 | 1 | 0 | 0 | 0
load_220358829 |  | node_1335957_529_15344084_733 |  | AN | 0 | Residential | 11037.6+4701.998j | 0 | 0 | 0 | 0 | 0 | [24 empty] | 8102201 | no | no |  |  | no |  | 0 | 0 | 0 | 0 | 0 | 0 |  | 1 | 1 | 1 | 0 | 0 | 0
load_220358830 |  | node_1335831_925_15344208_249 |  | AN | 0 | Other | 0 | 0 | 0 | 0 | 0 | 0 | [24 empty] | 8102201 | no | no |  |  | no |  | 0 | 0 | 0 | 0 | 0 | 0 |  | 1 | 1 | 1 | 0 | 0 | 0
load_220358831 |  | node_1335426_494_15344547_56 |  | AN | 0 | Residential | 2973.6+1266.748j | 0 | 0 | 0 | 0 | 0 | [24 empty] | 8102201 | no | no |  |  | no |  | 0 | 0 | 0 | 0 | 0 | 0 |  | 1 | 1 | 1 | 0 | 0 | 0
load_220358854 |  | node_1330886_582_15346864_644 |  | AN | 0 | Residential | 3693.6+1573.467j | 0 | 0 | 0 | 0 | 0 | [24 empty] | 8102201 | no | no |  |  | no |  | 0 | 0 | 0 | 0 | 0 | 0 |  | 1 | 1 | 1 | 0 | 0 | 0
load_220358855 |  | node_1333039_83_15346630_186 |  | AN | 0 | Residential | 7797.6+3321.764j | 0 | 0 | 0 | 0 | 0 | [24 empty] | 8102201 | no | no |  |  | no |  | 0 | 0 | 0 | 0 | 0 | 0 |  | 1 | 1 | 1 | 0 | 0 | 0
load_220358856 |  | node_1331167_843_15346757_269 |  | AN | 0 | Residential | 15314.4+6523.907j | 0 | 0 | 0 | 0 | 0 | [24 empty] | 8102201 | no | no |  |  | no |  | 0 | 0 | 0 | 0 | 0 | 0 |  | 1 | 1 | 1 | 0 | 0 | 0
load_220358857 |  | node_1331519_512_15346548_268 |  | AN | 0 | Residential | 16185.6+6895.037j | 0 | 0 | 0 | 0 | 0 | [24 empty] | 8102201 | no | no |  |  | no |  | 0 | 0 | 0 | 0 | 0 | 0 |  | 1 | 1 | 1 | 0 | 0 | 0
load_220358858 |  | node_1332163_6_15346854_909 |  | AN | 0 | Residential | 5155.2+2196.106j | 0 | 0 | 0 | 0 | 0 | [24 empty] | 8102201 | no | no |  |  | no |  | 0 | 0 | 0 | 0 | 0 | 0 |  | 1 | 1 | 1 | 0 | 0 | 0
load_220358859 |  | node_1332371_127_15346618_908 |  | AN | 0 | Residential | 23140.8+9857.94j | 0 | 0 | 0 | 0 | 0 | [24 empty] | 8102201 | no | no |  |  | no |  | 0 | 0 | 0 | 0 | 0 | 0 |  | 1 | 1 | 1 | 0 | 0 | 0
load_220358860 |  | node_1332571_473_15346619_964 |  | AN | 0 | Residential | 31600.8+13461.884j | 0 | 0 | 0 | 0 | 0 | [24 empty] | 8102201 | no | no |  |  | no |  | 0 | 0 | 0 | 0 | 0 | 0 |  | 1 | 1 | 1 | 0 | 0 | 0
load_220358861 |  | node_1332819_058_15346615_822 |  | AN | 0 | Residential | 5803.2+2472.153j | 0 | 0 | 0 | 0 | 0 | [24 empty] | 8102201 | no | no |  |  | no |  | 0 | 0 | 0 | 0 | 0 | 0 |  | 1 | 1 | 1 | 0 | 0 | 0
load_220358880 |  | node_1320196_593_15344457_622 |  | AN | 0 | NonResidential | 338.4+144.158j | 0 | 0 | 0 | 0 | 0 | [24 empty] | 8102201 | no | no |  |  | no |  | 0 | 0 | 0 | 0 | 0 | 0 |  | 1 | 1 | 1 | 0 | 0 | 0
load_220358882 |  | node_1320468_731_15345246_979 |  | AN | 0 | Residential | 4788+2039.679j | 0 | 0 | 0 | 0 | 0 | [24 empty] | 8102201 | no | no |  |  | no |  | 0 | 0 | 0 | 0 | 0 | 0 |  | 1 | 1 | 1 | 0 | 0 | 0
load_220358883 |  | node_1319977_575_15344649_879 |  | AN | 0 | Residential | 47188.8+20102.345j | 0 | 0 | 0 | 0 | 0 | [24 empty] | 8102201 | no | no |  |  | no |  | 0 | 0 | 0 | 0 | 0 | 0 |  | 1 | 1 | 1 | 0 | 0 | 0
load_220358884 |  | node_1319637_641_15344996_007 |  | AN | 0 | Residential | 7444.8+3171.472j | 0 | 0 | 0 | 0 | 0 | [24 empty] | 8102201 | no | no |  |  | no |  | 0 | 0 | 0 | 0 | 0 | 0 |  | 1 | 1 | 1 | 0 | 0 | 0
load_220358886 |  | node_1321628_007_15345075_194 |  | AN | 0 | Residential | 4017.6+1711.49j | 0 | 0 | 0 | 0 | 0 | [24 empty] | 8102201 | no | no |  |  | no |  | 0 | 0 | 0 | 0 | 0 | 0 |  | 1 | 1 | 1 | 0 | 0 | 0
load_220358888 |  | node_1323214_295_15345374_575 |  | AN | 0 | Residential | 11656.8+4965.776j | 0 | 0 | 0 | 0 | 0 | [24 empty] | 8102201 | no | no |  |  | no |  | 0 | 0 | 0 | 0 | 0 | 0 |  | 1 | 1 | 1 | 0 | 0 | 0
load_220358889 |  | node_1323448_826_15345464_438 |  | AN | 0 | NonResidential | 1807.2+769.864j | 0 | 0 | 0 | 0 | 0 | [24 empty] | 8102201 | no | no |  |  | no |  | 0 | 0 | 0 | 0 | 0 | 0 |  | 1 | 1 | 1 | 0 | 0 | 0
load_220358890 |  | node_1323420_204_15344975_945 |  | AN | 0 | Residential | 2577.6+1098.053j | 0 | 0 | 0 | 0 | 0 | [24 empty] | 8102201 | no | no |  |  | no |  | 0 | 0 | 0 | 0 | 0 | 0 |  | 1 | 1 | 1 | 0 | 0 | 0
load_220358918 |  | node_1314495_965_15332830_772 |  | AN | 0 | Residential | 18302.4+7796.79j | 0 | 0 | 0 | 0 | 0 | [24 empty] | 8102201 | no | no |  |  | no |  | 0 | 0 | 0 | 0 | 0 | 0 |  | 1 | 1 | 1 | 0 | 0 | 0
load_220358919 |  | node_1314443_531_15332364_492 |  | AN | 0 | Residential | 19231.2+8192.457j | 0 | 0 | 0 | 0 | 0 | [24 empty] | 8102201 | no | no |  |  | no |  | 0 | 0 | 0 | 0 | 0 | 0 |  | 1 | 1 | 1 | 0 | 0 | 0
load_220358920 |  | node_1314352_812_15331873_682 |  | AN | 0 | Residential | 17366.4+7398.055j | 0 | 0 | 0 | 0 | 0 | [24 empty] | 8102201 | no | no |  |  | no |  | 0 | 0 | 0 | 0 | 0 | 0 |  | 1 | 1 | 1 | 0 | 0 | 0
load_220358922 |  | node_1314926_749_15334129_7 |  | AN | 0 | Residential | 3967.2+1690.02j | 0 | 0 | 0 | 0 | 0 | [24 empty] | 8102201 | no | no |  |  | no |  | 0 | 0 | 0 | 0 | 0 | 0 |  | 1 | 1 | 1 | 0 | 0 | 0
load_220358927 |  | node_1331854_406_15335588_239 |  | AN | 0 | Residential | 11469.6+4886.029j | 0 | 0 | 0 | 0 | 0 | [24 empty] | 8102201 | no | no |  |  | no |  | 0 | 0 | 0 | 0 | 0 | 0 |  | 1 | 1 | 1 | 0 | 0 | 0
load_220358930 |  | node_1331761_055_15336828_268 |  | AN | 0 | Residential | 8330.4+3548.736j | 0 | 0 | 0 | 0 | 0 | [24 empty] | 8102201 | no | no |  |  | no |  | 0 | 0 | 0 | 0 | 0 | 0 |  | 1 | 1 | 1 | 0 | 0 | 0
load_220358931 |  | node_1329889_82_15338974 |  | AN | 0 | Residential | 5083.2+2165.434j | 0 | 0 | 0 | 0 | 0 | [24 empty] | 8102201 | no | no |  |  | no |  | 0 | 0 | 0 | 0 | 0 | 0 |  | 1 | 1 | 1 | 0 | 0 | 0
load_220358932 |  | node_1330073_637_15338433_728 |  | AN | 0 | Residential | 23133.6+9854.872j | 0 | 0 | 0 | 0 | 0 | [24 empty] | 8102201 | no | no |  |  | no |  | 0 | 0 | 0 | 0 | 0 | 0 |  | 1 | 1 | 1 | 0 | 0 | 0
load_220358933 |  | node_1330521_305_15337862_775 |  | AN | 0 | Residential | 8344.8+3554.87j | 0 | 0 | 0 | 0 | 0 | [24 empty] | 8102201 | no | no |  |  | no |  | 0 | 0 | 0 | 0 | 0 | 0 |  | 1 | 1 | 1 | 0 | 0 | 0
load_220358934 |  | node_1330722_549_15337671_495 |  | AN | 0 | Residential | 2412+1027.508j | 0 | 0 | 0 | 0 | 0 | [24 empty] | 8102201 | no | no |  |  | no |  | 0 | 0 | 0 | 0 | 0 | 0 |  | 1 | 1 | 1 | 0 | 0 | 0
load_220358935 |  | node_1334650_65_15349051_083 |  | AN | 0 | Residential | 6170.4+2628.579j | 0 | 0 | 0 | 0 | 0 | [24 empty] | 8102201 | no | no |  |  | no |  | 0 | 0 | 0 | 0 | 0 | 0 |  | 1 | 1 | 1 | 0 | 0 | 0
load_220358936 |  | node_1331351_903_15348901_671 |  | AN | 0 | Residential | 3427.2+1459.981j | 0 | 0 | 0 | 0 | 0 | [24 empty] | 8102201 | no | no |  |  | no |  | 0 | 0 | 0 | 0 | 0 | 0 |  | 1 | 1 | 1 | 0 | 0 | 0
load_220358937 |  | node_1332036_875_15348955_264 |  | AN | 0 | Other | 0 | 0 | 0 | 0 | 0 | 0 | [24 empty] | 8102201 | no | no |  |  | no |  | 0 | 0 | 0 | 0 | 0 | 0 |  | 1 | 1 | 1 | 0 | 0 | 0
load_220358938 |  | node_1332731_954_15348960_922 |  | AN | 0 | Residential | 4982.4+2122.494j | 0 | 0 | 0 | 0 | 0 | [24 empty] | 8102201 | no | no |  |  | no |  | 0 | 0 | 0 | 0 | 0 | 0 |  | 1 | 1 | 1 | 0 | 0 | 0
load_220358939 |  | node_1332818_191_15349196_756 |  | AN | 0 | Residential | 12110.4+5159.009j | 0 | 0 | 0 | 0 | 0 | [24 empty] | 8102201 | no | no |  |  | no |  | 0 | 0 | 0 | 0 | 0 | 0 |  | 1 | 1 | 1 | 0 | 0 | 0
load_220358940 |  | node_1333821_27_15348520_401 |  | AN | 0 | Residential | 3276+1395.57j | 0 | 0 | 0 | 0 | 0 | [24 empty] | 8102201 | no | no |  |  | no |  | 0 | 0 | 0 | 0 | 0 | 0 |  | 1 | 1 | 1 | 0 | 0 | 0
load_220358943 |  | node_1330893_476_15347648_777 |  | AN | 0 | Residential | 8258.4+3518.064j | 0 | 0 | 0 | 0 | 0 | [24 empty] | 8102201 | no | no |  |  | no |  | 0 | 0 | 0 | 0 | 0 | 0 |  | 1 | 1 | 1 | 0 | 0 | 0
load_220358944 |  | node_1330912_732_15347978_706 |  | AN | 0 | Other | 0 | 0 | 0 | 0 | 0 | 0 | [24 empty] | 8102201 | no | no |  |  | no |  | 0 | 0 | 0 | 0 | 0 | 0 |  | 1 | 1 | 1 | 0 | 0 | 0
load_220358945 |  | node_1331456_29_15347553_55 |  | AN | 0 | Residential | 16221.6+6910.373j | 0 | 0 | 0 | 0 | 0 | [24 empty] | 8102201 | no | no |  |  | no |  | 0 | 0 | 0 | 0 | 0 | 0 |  | 1 | 1 | 1 | 0 | 0 | 0
load_220358946 |  | node_1332045_251_15347741_881 |  | AN | 0 | Residential | 3225.6+1374.1j | 0 | 0 | 0 | 0 | 0 | [24 empty] | 8102201 | no | no |  |  | no |  | 0 | 0 | 0 | 0 | 0 | 0 |  | 1 | 1 | 1 | 0 | 0 | 0
load_220358947 |  | node_1332295_765_15347574_034 |  | AN | 0 | Other | 0 | 0 | 0 | 0 | 0 | 0 | [24 empty] | 8102201 | no | no |  |  | no |  | 0 | 0 | 0 | 0 | 0 | 0 |  | 1 | 1 | 1 | 0 | 0 | 0
load_220358948 |  | node_1323328_935_15338639_625 |  | AN | 0 | Other | 0 | 0 | 0 | 0 | 0 | 0 | [24 empty] | 8102201 | no | no |  |  | no |  | 0 | 0 | 0 | 0 | 0 | 0 |  | 1 | 1 | 1 | 0 | 0 | 0
load_220358949 |  | node_1322950_244_15338659_532 |  | AN | 0 | Residential | 6523.2+2778.872j | 0 | 0 | 0 | 0 | 0 | [24 empty] | 8102201 | no | no |  |  | no |  | 0 | 0 | 0 | 0 | 0 | 0 |  | 1 | 1 | 1 | 0 | 0 | 0
load_220358950 |  | node_1323671_427_15339162_411 |  | AN | 0 | Residential | 5688+2423.078j | 0 | 0 | 0 | 0 | 0 | [24 empty] | 8102201 | no | no |  |  | no |  | 0 | 0 | 0 | 0 | 0 | 0 |  | 1 | 1 | 1 | 0 | 0 | 0
load_220358951 |  | node_1324314_957_15339462_667 |  | AN | 0 | Residential | 7624.8+3248.151j | 0 | 0 | 0 | 0 | 0 | [24 empty] | 8102201 | no | no |  |  | no |  | 0 | 0 | 0 | 0 | 0 | 0 |  | 1 | 1 | 1 | 0 | 0 | 0
load_220358957 |  | node_1329179_34_15346032_749 |  | AN | 0 | Other | 0 | 0 | 0 | 0 | 0 | 0 | [24 empty] | 8102201 | no | no |  |  | no |  | 0 | 0 | 0 | 0 | 0 | 0 |  | 1 | 1 | 1 | 0 | 0 | 0
load_220358958 |  | node_1329169_428_15346557_878 |  | AN | 0 | Residential | 6667.2+2840.215j | 0 | 0 | 0 | 0 | 0 | [24 empty] | 8102201 | no | no |  |  | no |  | 0 | 0 | 0 | 0 | 0 | 0 |  | 1 | 1 | 1 | 0 | 0 | 0
load_220358959 |  | node_1328913_158_15346041_594 |  | AN | 0 | Residential | 10951.2+4665.192j | 0 | 0 | 0 | 0 | 0 | [24 empty] | 8102201 | no | no |  |  | no |  | 0 | 0 | 0 | 0 | 0 | 0 |  | 1 | 1 | 1 | 0 | 0 | 0
load_220358960 |  | node_1328579_818_15346096_967 |  | AN | 0 | Residential | 7747.2+3300.293j | 0 | 0 | 0 | 0 | 0 | [24 empty] | 8102201 | no | no |  |  | no |  | 0 | 0 | 0 | 0 | 0 | 0 |  | 1 | 1 | 1 | 0 | 0 | 0
load_220358969 |  | node_1325884_764_15345753_359 |  | AN | 0 | Residential | 14580+6211.054j | 0 | 0 | 0 | 0 | 0 | [24 empty] | 8102201 | no | no |  |  | no |  | 0 | 0 | 0 | 0 | 0 | 0 |  | 1 | 1 | 1 | 0 | 0 | 0
load_220358970 |  | node_1326149_547_15345555_948 |  | AN | 0 | Residential | 10778.4+4591.579j | 0 | 0 | 0 | 0 | 0 | [24 empty] | 8102201 | no | no |  |  | no |  | 0 | 0 | 0 | 0 | 0 | 0 |  | 1 | 1 | 1 | 0 | 0 | 0
load_220358971 |  | node_1327027_806_15346754_494 |  | AN | 0 | Residential | 6710.4+2858.618j | 0 | 0 | 0 | 0 | 0 | [24 empty] | 8102201 | no | no |  |  | no |  | 0 | 0 | 0 | 0 | 0 | 0 |  | 1 | 1 | 1 | 0 | 0 | 0
load_220358972 |  | node_1328283_636_15345577_501 |  | AN | 0 | Residential | 25552.8+10885.447j | 0 | 0 | 0 | 0 | 0 | [24 empty] | 8102201 | no | no |  |  | no |  | 0 | 0 | 0 | 0 | 0 | 0 |  | 1 | 1 | 1 | 0 | 0 | 0
load_220358973 |  | node_1328627_62_15345570_892 |  | AN | 0 | Residential | 23500.8+10011.299j | 0 | 0 | 0 | 0 | 0 | [24 empty] | 8102201 | no | no |  |  | no |  | 0 | 0 | 0 | 0 | 0 | 0 |  | 1 | 1 | 1 | 0 | 0 | 0
load_220358974 |  | node_1328966_693_15345591_311 |  | AN | 0 | Residential | 10836+4616.117j | 0 | 0 | 0 | 0 | 0 | [24 empty] | 8102201 | no | no |  |  | no |  | 0 | 0 | 0 | 0 | 0 | 0 |  | 1 | 1 | 1 | 0 | 0 | 0
load_220358975 |  | node_1329517_286_15345854_986 |  | AN | 0 | Residential | 48549.6+20682.043j | 0 | 0 | 0 | 0 | 0 | [24 empty] | 8102201 | no | no |  |  | no |  | 0 | 0 | 0 | 0 | 0 | 0 |  | 1 | 1 | 1 | 0 | 0 | 0
load_220358976 |  | node_1330370_423_15346261_506 |  | AN | 0 | Residential | 3232.8+1377.167j | 0 | 0 | 0 | 0 | 0 | [24 empty] | 8102201 | no | no |  |  | no |  | 0 | 0 | 0 | 0 | 0 | 0 |  | 1 | 1 | 1 | 0 | 0 | 0
load_220358977 |  | node_1330579_472_15346620_405 |  | AN | 0 | Residential | 13723.2+5846.059j | 0 | 0 | 0 | 0 | 0 | [24 empty] | 8102201 | no | no |  |  | no |  | 0 | 0 | 0 | 0 | 0 | 0 |  | 1 | 1 | 1 | 0 | 0 | 0
load_220358978 |  | node_1330559_102_15346950_116 |  | AN | 0 | Residential | 13888.8+5916.604j | 0 | 0 | 0 | 0 | 0 | [24 empty] | 8102201 | no | no |  |  | no |  | 0 | 0 | 0 | 0 | 0 | 0 |  | 1 | 1 | 1 | 0 | 0 | 0
load_220358979 |  | node_1330473_175_15347395_298 |  | AN | 0 | Residential | 1684.8+717.722j | 0 | 0 | 0 | 0 | 0 | [24 empty] | 8102201 | no | no |  |  | no |  | 0 | 0 | 0 | 0 | 0 | 0 |  | 1 | 1 | 1 | 0 | 0 | 0
load_220358980 |  | node_1330513_525_15347682_594 |  | AN | 0 | NonResidential | 1756.8+748.394j | 0 | 0 | 0 | 0 | 0 | [24 empty] | 8102201 | no | no |  |  | no |  | 0 | 0 | 0 | 0 | 0 | 0 |  | 1 | 1 | 1 | 0 | 0 | 0
load_220358981 |  | node_1330506_9_15347844_501 |  | AN | 0 | Residential | 3016.8+1285.151j | 0 | 0 | 0 | 0 | 0 | [24 empty] | 8102201 | no | no |  |  | no |  | 0 | 0 | 0 | 0 | 0 | 0 |  | 1 | 1 | 1 | 0 | 0 | 0
load_220358982 |  | node_1330575_605_15348471_413 |  | AN | 0 | Residential | 3362.4+1432.376j | 0 | 0 | 0 | 0 | 0 | [24 empty] | 8102201 | no | no |  |  | no |  | 0 | 0 | 0 | 0 | 0 | 0 |  | 1 | 1 | 1 | 0 | 0 | 0
load_220358983 |  | node_1330893_419_15348734_854 |  | AN | 0 | Residential | 14616+6226.39j | 0 | 0 | 0 | 0 | 0 | [24 empty] | 8102201 | no | no |  |  | no |  | 0 | 0 | 0 | 0 | 0 | 0 |  | 1 | 1 | 1 | 0 | 0 | 0
load_220358984 |  | node_1330838_233_15349631_798 |  | AN | 0 | Residential | 14126.4+6017.821j | 0 | 0 | 0 | 0 | 0 | [24 empty] | 8102201 | no | no |  |  | no |  | 0 | 0 | 0 | 0 | 0 | 0 |  | 1 | 1 | 1 | 0 | 0 | 0
load_220358985 |  | node_1323617_956_15345681_736 |  | AN | 0 | Residential | 17992.8+7664.901j | 0 | 0 | 0 | 0 | 0 | [24 empty] | 8102201 | no | no |  |  | no |  | 0 | 0 | 0 | 0 | 0 | 0 |  | 1 | 1 | 1 | 0 | 0 | 0
load_220358986 |  | node_1324625_151_15345850_057 |  | AN | 0 | Residential | 9813.6+4180.576j | 0 | 0 | 0 | 0 | 0 | [24 empty] | 8102201 | no | no |  |  | no |  | 0 | 0 | 0 | 0 | 0 | 0 |  | 1 | 1 | 1 | 0 | 0 | 0
load_220358988 |  | node_1325653_629_15345998_618 |  | AN | 0 | Residential | 22010.4+9376.391j | 0 | 0 | 0 | 0 | 0 | [24 empty] | 8102201 | no | no |  |  | no |  | 0 | 0 | 0 | 0 | 0 | 0 |  | 1 | 1 | 1 | 0 | 0 | 0
load_220359016 |  | node_1329278_898_15345651_074 |  | AN | 0 | Residential | 17395.2+7410.324j | 0 | 0 | 0 | 0 | 0 | [24 empty] | 8102201 | no | no |  |  | no |  | 0 | 0 | 0 | 0 | 0 | 0 |  | 1 | 1 | 1 | 0 | 0 | 0
load_220359017 |  | node_1329849_712_15345123_332 |  | AN | 0 | Residential | 3484.8+1484.519j | 0 | 0 | 0 | 0 | 0 | [24 empty] | 8102201 | no | no |  |  | no |  | 0 | 0 | 0 | 0 | 0 | 0 |  | 1 | 1 | 1 | 0 | 0 | 0
load_220359018 |  | node_1320752_58_15338707_152 |  | AN | 0 | Residential | 16387.2+6980.918j | 0 | 0 | 0 | 0 | 0 | [24 empty] | 8102201 | no | no |  |  | no |  | 0 | 0 | 0 | 0 | 0 | 0 |  | 1 | 1 | 1 | 0 | 0 | 0
load_220359020 |  | node_1318888_564_15340807_114 |  | AN | 0 | Residential | 42768+18219.092j | 0 | 0 | 0 | 0 | 0 | [24 empty] | 8102201 | no | no |  |  | no |  | 0 | 0 | 0 | 0 | 0 | 0 |  | 1 | 1 | 1 | 0 | 0 | 0
load_220359021 |  | node_1316855_489_15336723_858 |  | AN | 0 | Residential | 7502.4+3196.009j | 0 | 0 | 0 | 0 | 0 | [24 empty] | 8102201 | no | no |  |  | no |  | 0 | 0 | 0 | 0 | 0 | 0 |  | 1 | 1 | 1 | 0 | 0 | 0
load_220359022 |  | node_1318295_526_15336579_723 |  | AN | 0 | NonResidential | 2000+851.996j | 0 | 0 | 0 | 0 | 0 | [24 empty] | 8102201 | no | no |  |  | no |  | 0 | 0 | 0 | 0 | 0 | 0 |  | 1 | 1 | 1 | 0 | 0 | 0
load_220359023 |  | node_1317935_475_15336569_818 |  | AN | 0 | Residential | 14205.6+6051.56j | 0 | 0 | 0 | 0 | 0 | [24 empty] | 8102201 | no | no |  |  | no |  | 0 | 0 | 0 | 0 | 0 | 0 |  | 1 | 1 | 1 | 0 | 0 | 0
load_220359024 |  | node_1319449_931_15338027_486 |  | AN | 0 | Residential | 42163.2+17961.448j | 0 | 0 | 0 | 0 | 0 | [24 empty] | 8102201 | no | no |  |  | no |  | 0 | 0 | 0 | 0 | 0 | 0 |  | 1 | 1 | 1 | 0 | 0 | 0
load_220359025 |  | node_1319232_629_15337709_037 |  | AN | 0 | Residential | 183952.8+78363.565j | 0 | 0 | 0 | 0 | 0 | [24 empty] | 8102201 | no | no |  |  | no |  | 0 | 0 | 0 | 0 | 0 | 0 |  | 1 | 1 | 1 | 0 | 0 | 0
load_220359026 |  | node_1318910_923_15337088_373 |  | AN | 0 | Residential | 55598.4+23684.819j | 0 | 0 | 0 | 0 | 0 | [24 empty] | 8102201 | no | no |  |  | no |  | 0 | 0 | 0 | 0 | 0 | 0 |  | 1 | 1 | 1 | 0 | 0 | 0
load_220359027 |  | node_1318907_102_15337062_202 |  | AN | 0 | NonResidential | 1500+638.997j | 0 | 0 | 0 | 0 | 0 | [24 empty] | 8102201 | no | no |  |  | no |  | 0 | 0 | 0 | 0 | 0 | 0 |  | 1 | 1 | 1 | 0 | 0 | 0
load_220359028 |  | node_1318707_206_15336472_09 |  | AN | 0 | NonResidential | 5000+2129.991j | 0 | 0 | 0 | 0 | 0 | [24 empty] | 8102201 | no | no |  |  | no |  | 0 | 0 | 0 | 0 | 0 | 0 |  | 1 | 1 | 1 | 0 | 0 | 0
load_220359031 |  | node_1318597_886_15336197_295 |  | AN | 0 | Residential | 26035.2+11090.949j | 0 | 0 | 0 | 0 | 0 | [24 empty] | 8102201 | no | no |  |  | no |  | 0 | 0 | 0 | 0 | 0 | 0 |  | 1 | 1 | 1 | 0 | 0 | 0
load_220359032 |  | node_1318582_835_15335987_811 |  | AN | 0 | Residential | 52178.4+22227.905j | 0 | 0 | 0 | 0 | 0 | [24 empty] | 8102201 | no | no |  |  | no |  | 0 | 0 | 0 | 0 | 0 | 0 |  | 1 | 1 | 1 | 0 | 0 | 0
load_220359033 |  | node_1318423_588_15335599_306 |  | AN | 0 | NonResidential | 9000+3833.984j | 0 | 0 | 0 | 0 | 0 | [24 empty] | 8102201 | no | no |  |  | no |  | 0 | 0 | 0 | 0 | 0 | 0 |  | 1 | 1 | 1 | 0 | 0 | 0
load_220359034 |  | node_1318266_185_15335398_136 |  | AN | 0 | Residential | 16214.4+6907.305j | 0 | 0 | 0 | 0 | 0 | [24 empty] | 8102201 | no | no |  |  | no |  | 0 | 0 | 0 | 0 | 0 | 0 |  | 1 | 1 | 1 | 0 | 0 | 0
load_220359037 |  | node_1319600_623_15338401_473 |  | AN | 0 | Residential | 33379.2+14219.48j | 0 | 0 | 0 | 0 | 0 | [24 empty] | 8102201 | no | no |  |  | no |  | 0 | 0 | 0 | 0 | 0 | 0 |  | 1 | 1 | 1 | 0 | 0 | 0
load_220359039 |  | node_1318289_66_15337552_531 |  | AN | 0 | Residential | 28792.8+12265.681j | 0 | 0 | 0 | 0 | 0 | [24 empty] | 8102201 | no | no |  |  | no |  | 0 | 0 | 0 | 0 | 0 | 0 |  | 1 | 1 | 1 | 0 | 0 | 0
load_220359040 |  | node_1318200_578_15337328_196 |  | AN | 0 | Residential | 31104+13250.249j | 0 | 0 | 0 | 0 | 0 | [24 empty] | 8102201 | no | no |  |  | no |  | 0 | 0 | 0 | 0 | 0 | 0 |  | 1 | 1 | 1 | 0 | 0 | 0
load_220359041 |  | node_1318337_652_15337181_428 |  | AN | 0 | Other | 0 | 0 | 0 | 0 | 0 | 0 | [24 empty] | 8102201 | no | no |  |  | no |  | 0 | 0 | 0 | 0 | 0 | 0 |  | 1 | 1 | 1 | 0 | 0 | 0
load_220359042 |  | node_1318334_36_15337155_133 |  | BN | 0 | Other | 0 | 0 | 0 | 0 | 0 | 0 | [24 empty] | 8102201 | no | no |  |  | no |  | 0 | 0 | 0 | 0 | 0 | 0 |  | 1 | 1 | 1 | 0 | 0 | 0
load_220359043 |  | node_1318345_884_15337205_737 |  | CN | 0 | Other | 0 | 0 | 0 | 0 | 0 | 0 | [24 empty] | 8102201 | no | no |  |  | no |  | 0 | 0 | 0 | 0 | 0 | 0 |  | 1 | 1 | 1 | 0 | 0 | 0
load_220359044 |  | node_1318799_307_15337788_165 |  | AN | 0 | Residential | 45907.2+19556.385j | 0 | 0 | 0 | 0 | 0 | [24 empty] | 8102201 | no | no |  |  | no |  | 0 | 0 | 0 | 0 | 0 | 0 |  | 1 | 1 | 1 | 0 | 0 | 0
load_220359045 |  | node_1319163_107_15338176_494 |  | AN | 0 | NonResidential | 5767.2+2456.817j | 0 | 0 | 0 | 0 | 0 | [24 empty] | 8102201 | no | no |  |  | no |  | 0 | 0 | 0 | 0 | 0 | 0 |  | 1 | 1 | 1 | 0 | 0 | 0
load_220359046 |  | node_1319818_29_15338034_229 |  | AN | 0 | Residential | 70416+29997.09j | 0 | 0 | 0 | 0 | 0 | [24 empty] | 8102201 | no | no |  |  | no |  | 0 | 0 | 0 | 0 | 0 | 0 |  | 1 | 1 | 1 | 0 | 0 | 0
load_220359047 |  | node_1320187_253_15338151_373 |  | AN | 0 | Residential | 61963.2+26396.213j | 0 | 0 | 0 | 0 | 0 | [24 empty] | 8102201 | no | no |  |  | no |  | 0 | 0 | 0 | 0 | 0 | 0 |  | 1 | 1 | 1 | 0 | 0 | 0
load_220359048 |  | node_1320698_424_15340798_356 |  | AN | 0 | NonResidential | 11000+4685.98j | 0 | 0 | 0 | 0 | 0 | [24 empty] | 8102201 | no | no |  |  | no |  | 0 | 0 | 0 | 0 | 0 | 0 |  | 1 | 1 | 1 | 0 | 0 | 0
load_220359049 |  | node_1320846_192_15340959_12 |  | AN | 0 | Other | 0 | 0 | 0 | 0 | 0 | 0 | [24 empty] | 8102201 | no | no |  |  | no |  | 0 | 0 | 0 | 0 | 0 | 0 |  | 1 | 1 | 1 | 0 | 0 | 0
load_220359050 |  | node_1320851_694_15340984_761 |  | AN | 0 | Other | 0 | 0 | 0 | 0 | 0 | 0 | [24 empty] | 8102201 | no | no |  |  | no |  | 0 | 0 | 0 | 0 | 0 | 0 |  | 1 | 1 | 1 | 0 | 0 | 0
load_220359051 |  | node_1321392_157_15340690_923 |  | AN | 0 | Residential | 28461.6+12124.591j | 0 | 0 | 0 | 0 | 0 | [24 empty] | 8102201 | no | no |  |  | no |  | 0 | 0 | 0 | 0 | 0 | 0 |  | 1 | 1 | 1 | 0 | 0 | 0
load_220359052 |  | node_1320042_762_15338960_467 |  | AN | 0 | NonResidential | 30500+12992.946j | 0 | 0 | 0 | 0 | 0 | [24 empty] | 8102201 | no | no |  |  | no |  | 0 | 0 | 0 | 0 | 0 | 0 |  | 1 | 1 | 1 | 0 | 0 | 0
load_220359053 |  | node_1320048_252_15338986_112 |  | AN | 0 | Residential | 4456.8+1898.589j | 0 | 0 | 0 | 0 | 0 | [24 empty] | 8102201 | no | no |  |  | no |  | 0 | 0 | 0 | 0 | 0 | 0 |  | 1 | 1 | 1 | 0 | 0 | 0
load_220359056 |  | node_1320155_754_15339626_75 |  | AN | 0 | NonResidential | 33000+14057.941j | 0 | 0 | 0 | 0 | 0 | [24 empty] | 8102201 | no | no |  |  | no |  | 0 | 0 | 0 | 0 | 0 | 0 |  | 1 | 1 | 1 | 0 | 0 | 0
load_220359057 |  | node_1319703_366_15339019_459 |  | AN | 0 | Residential | 27144+11563.296j | 0 | 0 | 0 | 0 | 0 | [24 empty] | 8102201 | no | no |  |  | no |  | 0 | 0 | 0 | 0 | 0 | 0 |  | 1 | 1 | 1 | 0 | 0 | 0
load_220359058 |  | node_1319757_943_15338897_768 |  | AN | 0 | NonResidential | 13666.667+5821.976j | 0 | 0 | 0 | 0 | 0 | [24 empty] | 8102201 | no | no |  |  | no |  | 0 | 0 | 0 | 0 | 0 | 0 |  | 1 | 1 | 1 | 0 | 0 | 0
load_220359059 |  | node_1319772_509_15338879_901 |  | BN | 0 | NonResidential | 0 | 13666.667+5821.976j | 0 | 0 | 0 | 0 | [24 empty] | 8102201 | no | no |  |  | no |  | 0 | 0 | 0 | 0 | 0 | 0 |  | 1 | 1 | 1 | 0 | 0 | 0
load_220359060 |  | node_1319747_343_15338920_137 |  | CN | 0 | NonResidential | 0 | 0 | 13666.667+5821.976j | 0 | 0 | 0 | [24 empty] | 8102201 | no | no |  |  | no |  | 0 | 0 | 0 | 0 | 0 | 0 |  | 1 | 1 | 1 | 0 | 0 | 0
load_220359061 |  | node_1319440_288_15339309_275 |  | AN | 0 | NonResidential | 5333.333+2271.99j | 0 | 0 | 0 | 0 | 0 | [24 empty] | 8102201 | no | no |  |  | no |  | 0 | 0 | 0 | 0 | 0 | 0 |  | 1 | 1 | 1 | 0 | 0 | 0
load_220359062 |  | node_1319420_898_15339303_702 |  | BN | 0 | NonResidential | 0 | 5333.333+2271.99j | 0 | 0 | 0 | 0 | [24 empty] | 8102201 | no | no |  |  | no |  | 0 | 0 | 0 | 0 | 0 | 0 |  | 1 | 1 | 1 | 0 | 0 | 0
load_220359063 |  | node_1319460_048_15339307_919 |  | CN | 0 | Residential | 0 | 0 | 33828+14410.668j | 0 | 0 | 0 | [24 empty] | 8102201 | no | no |  |  | no |  | 0 | 0 | 0 | 0 | 0 | 0 |  | 1 | 1 | 1 | 0 | 0 | 0
load_220359064 |  | node_1318149_382_15339258_969 |  | AN | 0 | Residential | 117561.6+50081.032j | 0 | 0 | 0 | 0 | 0 | [24 empty] | 8102201 | no | no |  |  | no |  | 0 | 0 | 0 | 0 | 0 | 0 |  | 1 | 1 | 1 | 0 | 0 | 0
load_220359065 |  | node_1319354_305_15339310_043 |  | AN | 0 | NonResidential | 7666.667+3265.986j | 0 | 0 | 0 | 0 | 0 | [24 empty] | 8102201 | no | no |  |  | no |  | 0 | 0 | 0 | 0 | 0 | 0 |  | 1 | 1 | 1 | 0 | 0 | 0
load_220359066 |  | node_1319334_664_15339306_517 |  | BN | 0 | NonResidential | 0 | 7666.667+3265.986j | 0 | 0 | 0 | 0 | [24 empty] | 8102201 | no | no |  |  | no |  | 0 | 0 | 0 | 0 | 0 | 0 |  | 1 | 1 | 1 | 0 | 0 | 0
load_220359067 |  | node_1319373_913_15339306_617 |  | CN | 0 | NonResidential | 0 | 0 | 7666.667+3265.986j | 0 | 0 | 0 | [24 empty] | 8102201 | no | no |  |  | no |  | 0 | 0 | 0 | 0 | 0 | 0 |  | 1 | 1 | 1 | 0 | 0 | 0
load_220359068 |  | node_1318952_829_15339247_706 |  | AN | 0 | Residential | 63136.8+26896.164j | 0 | 0 | 0 | 0 | 0 | [24 empty] | 8102201 | no | no |  |  | no |  | 0 | 0 | 0 | 0 | 0 | 0 |  | 1 | 1 | 1 | 0 | 0 | 0
load_220359069 |  | node_1319016_219_15339077_137 |  | AN | 0 | Residential | 27374.4+11661.446j | 0 | 0 | 0 | 0 | 0 | [24 empty] | 8102201 | no | no |  |  | no |  | 0 | 0 | 0 | 0 | 0 | 0 |  | 1 | 1 | 1 | 0 | 0 | 0
load_220359070 |  | node_1317825_626_15338603_489 |  | AN | 0 | Residential | 1173.6+499.952j | 0 | 0 | 0 | 0 | 0 | [24 empty] | 8102201 | no | no |  |  | no |  | 0 | 0 | 0 | 0 | 0 | 0 |  | 1 | 1 | 1 | 0 | 0 | 0
load_220359071 |  | node_1317746_27_15338421_343 |  | AN | 0 | NonResidential | 64.8+27.605j | 0 | 0 | 0 | 0 | 0 | [24 empty] | 8102201 | no | no |  |  | no |  | 0 | 0 | 0 | 0 | 0 | 0 |  | 1 | 1 | 1 | 0 | 0 | 0
load_220359072 |  | node_1318742_553_15338874_39 |  | AN | 0 | Residential | 21319.2+9081.941j | 0 | 0 | 0 | 0 | 0 | [24 empty] | 8102201 | no | no |  |  | no |  | 0 | 0 | 0 | 0 | 0 | 0 |  | 1 | 1 | 1 | 0 | 0 | 0
load_220359073 |  | node_1318589_159_15338949_746 |  | AN | 0 | NonResidential | 11333.333+4827.98j | 0 | 0 | 0 | 0 | 0 | [24 empty] | 8102201 | no | no |  |  | no |  | 0 | 0 | 0 | 0 | 0 | 0 |  | 1 | 1 | 1 | 0 | 0 | 0
load_220359074 |  | node_1318569_821_15338943_837 |  | BN | 0 | NonResidential | 0 | 11333.333+4827.98j | 0 | 0 | 0 | 0 | [24 empty] | 8102201 | no | no |  |  | no |  | 0 | 0 | 0 | 0 | 0 | 0 |  | 1 | 1 | 1 | 0 | 0 | 0
load_220359075 |  | node_1318608_932_15338948_734 |  | CN | 0 | NonResidential | 0 | 0 | 11333.333+4827.98j | 0 | 0 | 0 | [24 empty] | 8102201 | no | no |  |  | no |  | 0 | 0 | 0 | 0 | 0 | 0 |  | 1 | 1 | 1 | 0 | 0 | 0
load_220359076 |  | node_1318307_846_15338830_378 |  | AN | 0 | Residential | 8496+3619.281j | 0 | 0 | 0 | 0 | 0 | [24 empty] | 8102201 | no | no |  |  | no |  | 0 | 0 | 0 | 0 | 0 | 0 |  | 1 | 1 | 1 | 0 | 0 | 0
load_220359077 |  | node_1317831_376_15338955_335 |  | AN | 0 | Residential | 136360.8+58089.458j | 0 | 0 | 0 | 0 | 0 | [24 empty] | 8102201 | no | no |  |  | no |  | 0 | 0 | 0 | 0 | 0 | 0 |  | 1 | 1 | 1 | 0 | 0 | 0
load_220359078 |  | node_1318636_168_15340433_007 |  | AN | 0 | Residential | 149493.6+63684.007j | 0 | 0 | 0 | 0 | 0 | [24 empty] | 8102201 | no | no |  |  | no |  | 0 | 0 | 0 | 0 | 0 | 0 |  | 1 | 1 | 1 | 0 | 0 | 0
load_220359079 |  | node_1318637_639_15339343_676 |  | AN | 0 | Residential | 35265.6+15023.083j | 0 | 0 | 0 | 0 | 0 | [24 empty] | 8102201 | no | no |  |  | no |  | 0 | 0 | 0 | 0 | 0 | 0 |  | 1 | 1 | 1 | 0 | 0 | 0
load_220359080 |  | node_1318621_702_15341156_955 |  | AN | 0 | Residential | 14522.4+6186.516j | 0 | 0 | 0 | 0 | 0 | [24 empty] | 8102201 | no | no |  |  | no |  | 0 | 0 | 0 | 0 | 0 | 0 |  | 1 | 1 | 1 | 0 | 0 | 0
load_220359081 |  | node_1318570_148_15339016_902 |  | AN | 0 | Residential | 43286.4+18439.929j | 0 | 0 | 0 | 0 | 0 | [24 empty] | 8102201 | no | no |  |  | no |  | 0 | 0 | 0 | 0 | 0 | 0 |  | 1 | 1 | 1 | 0 | 0 | 0
load_220359082 |  | node_1318637_83_15339719_599 |  | AN | 0 | Residential | 115538.4+49219.152j | 0 | 0 | 0 | 0 | 0 | [24 empty] | 8102201 | no | no |  |  | no |  | 0 | 0 | 0 | 0 | 0 | 0 |  | 1 | 1 | 1 | 0 | 0 | 0
load_220359083 |  | node_1319162_57_15340193_317 |  | AN | 0 | Residential | 44164.8+18814.126j | 0 | 0 | 0 | 0 | 0 | [24 empty] | 8102201 | no | no |  |  | no |  | 0 | 0 | 0 | 0 | 0 | 0 |  | 1 | 1 | 1 | 0 | 0 | 0
load_220359084 |  | node_1319159_089_15339948_557 |  | AN | 0 | Residential | 9280.8+3953.604j | 0 | 0 | 0 | 0 | 0 | [24 empty] | 8102201 | no | no |  |  | no |  | 0 | 0 | 0 | 0 | 0 | 0 |  | 1 | 1 | 1 | 0 | 0 | 0
load_220359085 |  | node_1319267_501_15339579_417 |  | AN | 0 | Residential | 53719.2+22884.283j | 0 | 0 | 0 | 0 | 0 | [24 empty] | 8102201 | no | no |  |  | no |  | 0 | 0 | 0 | 0 | 0 | 0 |  | 1 | 1 | 1 | 0 | 0 | 0
load_220359086 |  | node_1319124_707_15340477_864 |  | AN | 0 | Residential | 22564.8+9612.565j | 0 | 0 | 0 | 0 | 0 | [24 empty] | 8102201 | no | no |  |  | no |  | 0 | 0 | 0 | 0 | 0 | 0 |  | 1 | 1 | 1 | 0 | 0 | 0
load_220359087 |  | node_1319353_893_15339877_4 |  | AN | 0 | NonResidential | 1051.2+447.809j | 0 | 0 | 0 | 0 | 0 | [24 empty] | 8102201 | no | no |  |  | no |  | 0 | 0 | 0 | 0 | 0 | 0 |  | 1 | 1 | 1 | 0 | 0 | 0
load_220359090 |  | node_1320551_694_15337990_563 |  | AN | 0 | Residential | 40471.2+17240.659j | 0 | 0 | 0 | 0 | 0 | [24 empty] | 8102201 | no | no |  |  | no |  | 0 | 0 | 0 | 0 | 0 | 0 |  | 1 | 1 | 1 | 0 | 0 | 0
load_220359091 |  | node_1320069_826_15338805_093 |  | AN | 0 | NonResidential | 2764.8+1177.8j | 0 | 0 | 0 | 0 | 0 | [24 empty] | 8102201 | no | no |  |  | no |  | 0 | 0 | 0 | 0 | 0 | 0 |  | 1 | 1 | 1 | 0 | 0 | 0
load_220359092 |  | node_1320055_262_15338822_964 |  | AN | 0 | NonResidential | 2764.8+1177.8j | 0 | 0 | 0 | 0 | 0 | [24 empty] | 8102201 | no | no |  |  | no |  | 0 | 0 | 0 | 0 | 0 | 0 |  | 1 | 1 | 1 | 0 | 0 | 0
load_220359093 |  | node_1320345_179_15338390_687 |  | AN | 0 | Residential | 30369.6+12937.395j | 0 | 0 | 0 | 0 | 0 | [24 empty] | 8102201 | no | no |  |  | no |  | 0 | 0 | 0 | 0 | 0 | 0 |  | 1 | 1 | 1 | 0 | 0 | 0
load_220359094 |  | node_1319810_538_15341375_918 |  | AN | 0 | NonResidential | 13000+5537.977j | 0 | 0 | 0 | 0 | 0 | [24 empty] | 8102201 | no | no |  |  | no |  | 0 | 0 | 0 | 0 | 0 | 0 |  | 1 | 1 | 1 | 0 | 0 | 0
load_220359095 |  | node_1319810_906_15341402_546 |  | BN | 0 | NonResidential | 0 | 13000+5537.977j | 0 | 0 | 0 | 0 | [24 empty] | 8102201 | no | no |  |  | no |  | 0 | 0 | 0 | 0 | 0 | 0 |  | 1 | 1 | 1 | 0 | 0 | 0
load_220359096 |  | node_1319805_061_15341350_268 |  | CN | 0 | NonResidential | 0 | 0 | 13000+5537.977j | 0 | 0 | 0 | [24 empty] | 8102201 | no | no |  |  | no |  | 0 | 0 | 0 | 0 | 0 | 0 |  | 1 | 1 | 1 | 0 | 0 | 0
load_220359098 |  | node_1319495_519_15340171_377 |  | AN | 0 | Residential | 31226.4+13302.391j | 0 | 0 | 0 | 0 | 0 | [24 empty] | 8102201 | no | no |  |  | no |  | 0 | 0 | 0 | 0 | 0 | 0 |  | 1 | 1 | 1 | 0 | 0 | 0
load_220359099 |  | node_1319499_93_15340561_673 |  | AN | 0 | Residential | 37368+15918.701j | 0 | 0 | 0 | 0 | 0 | [24 empty] | 8102201 | no | no |  |  | no |  | 0 | 0 | 0 | 0 | 0 | 0 |  | 1 | 1 | 1 | 0 | 0 | 0
load_220359100 |  | node_1319495_776_15340976_492 |  | AN | 0 | Residential | 44028+18755.849j | 0 | 0 | 0 | 0 | 0 | [24 empty] | 8102201 | no | no |  |  | no |  | 0 | 0 | 0 | 0 | 0 | 0 |  | 1 | 1 | 1 | 0 | 0 | 0
load_220359101 |  | node_1319461_8_15339473_47 |  | AN | 0 | NonResidential | 666.667+283.999j | 0 | 0 | 0 | 0 | 0 | [24 empty] | 8102201 | no | no |  |  | no |  | 0 | 0 | 0 | 0 | 0 | 0 |  | 1 | 1 | 1 | 0 | 0 | 0
load_220359102 |  | node_1319453_096_15339449_456 |  | BN | 0 | NonResidential | 0 | 666.667+283.999j | 0 | 0 | 0 | 0 | [24 empty] | 8102201 | no | no |  |  | no |  | 0 | 0 | 0 | 0 | 0 | 0 |  | 1 | 1 | 1 | 0 | 0 | 0
load_220359103 |  | node_1319474_809_15339493_686 |  | CN | 0 | Residential | 0 | 0 | 10344+4406.526j | 0 | 0 | 0 | [24 empty] | 8102201 | no | no |  |  | no |  | 0 | 0 | 0 | 0 | 0 | 0 |  | 1 | 1 | 1 | 0 | 0 | 0
load_220359104 |  | node_1319552_236_15341195_542 |  | AN | 0 | NonResidential | 25000+10649.955j | 0 | 0 | 0 | 0 | 0 | [24 empty] | 8102201 | no | no |  |  | no |  | 0 | 0 | 0 | 0 | 0 | 0 |  | 1 | 1 | 1 | 0 | 0 | 0
load_220359105 |  | node_1319595_232_15341430_174 |  | AN | 0 | NonResidential | 9500+4046.983j | 0 | 0 | 0 | 0 | 0 | [24 empty] | 8102201 | no | no |  |  | no |  | 0 | 0 | 0 | 0 | 0 | 0 |  | 1 | 1 | 1 | 0 | 0 | 0
load_220359106 |  | node_1319592_81_15341456_575 |  | AN | 0 | NonResidential | 9500+4046.983j | 0 | 0 | 0 | 0 | 0 | [24 empty] | 8102201 | no | no |  |  | no |  | 0 | 0 | 0 | 0 | 0 | 0 |  | 1 | 1 | 1 | 0 | 0 | 0
load_220359107 |  | node_1319482_908_15342034_826 |  | AN | 0 | Residential | 8215.2+3499.661j | 0 | 0 | 0 | 0 | 0 | [24 empty] | 8102201 | no | no |  |  | no |  | 0 | 0 | 0 | 0 | 0 | 0 |  | 1 | 1 | 1 | 0 | 0 | 0
load_220359108 |  | node_1319865_644_15342185_236 |  | CN | 0 | Other | 0 | 0 | 0 | 0 | 0 | 0 | [24 empty] | 8102201 | no | no |  |  | no |  | 0 | 0 | 0 | 0 | 0 | 0 |  | 1 | 1 | 1 | 0 | 0 | 0
load_220359109 |  | node_1319849_23_15342191_013 |  | BN | 0 | Other | 0 | 0 | 0 | 0 | 0 | 0 | [24 empty] | 8102201 | no | no |  |  | no |  | 0 | 0 | 0 | 0 | 0 | 0 |  | 1 | 1 | 1 | 0 | 0 | 0
load_220359110 |  | node_1319543_677_15342348_921 |  | AN | 0 | NonResidential | 17000+7241.97j | 0 | 0 | 0 | 0 | 0 | [24 empty] | 8102201 | no | no |  |  | no |  | 0 | 0 | 0 | 0 | 0 | 0 |  | 1 | 1 | 1 | 0 | 0 | 0
load_220359111 |  | node_1319541_98_15342453_782 |  | AN | 0 | NonResidential | 23000+9797.959j | 0 | 0 | 0 | 0 | 0 | [24 empty] | 8102201 | no | no |  |  | no |  | 0 | 0 | 0 | 0 | 0 | 0 |  | 1 | 1 | 1 | 0 | 0 | 0
load_220359112 |  | node_1319865_932_15341832_049 |  | AN | 0 | Other | 0 | 0 | 0 | 0 | 0 | 0 | [24 empty] | 8102201 | no | no |  |  | no |  | 0 | 0 | 0 | 0 | 0 | 0 |  | 1 | 1 | 1 | 0 | 0 | 0
load_220359113 |  | node_1319733_379_15339683_604 |  | AN | 0 | Residential | 26244+11179.897j | 0 | 0 | 0 | 0 | 0 | [24 empty] | 8102201 | no | no |  |  | no |  | 0 | 0 | 0 | 0 | 0 | 0 |  | 1 | 1 | 1 | 0 | 0 | 0
load_220359115 |  | node_1317375_064_15335281_128 |  | AN | 0 | Residential | 38599.2+16443.19j | 0 | 0 | 0 | 0 | 0 | [24 empty] | 8102201 | no | no |  |  | no |  | 0 | 0 | 0 | 0 | 0 | 0 |  | 1 | 1 | 1 | 0 | 0 | 0
load_220359117 |  | node_1317224_205_15334851_696 |  | AN | 0 | Residential | 9043.2+3852.387j | 0 | 0 | 0 | 0 | 0 | [24 empty] | 8102201 | no | no |  |  | no |  | 0 | 0 | 0 | 0 | 0 | 0 |  | 1 | 1 | 1 | 0 | 0 | 0
load_220359119 |  | node_1320253_428_15339027_232 |  | AN | 0 | Residential | 446.4+190.166j | 0 | 0 | 0 | 0 | 0 | [24 empty] | 8102201 | no | no |  |  | no |  | 0 | 0 | 0 | 0 | 0 | 0 |  | 1 | 1 | 1 | 0 | 0 | 0
load_220359120 |  | node_1320329_263_15339290_887 |  | AN | 0 | NonResidential | 30333.333+12921.946j | 0 | 0 | 0 | 0 | 0 | [24 empty] | 8102201 | no | no |  |  | no |  | 0 | 0 | 0 | 0 | 0 | 0 |  | 1 | 1 | 1 | 0 | 0 | 0
load_220359121 |  | node_1320309_797_15339295_502 |  | BN | 0 | NonResidential | 0 | 30333.333+12921.946j | 0 | 0 | 0 | 0 | [24 empty] | 8102201 | no | no |  |  | no |  | 0 | 0 | 0 | 0 | 0 | 0 |  | 1 | 1 | 1 | 0 | 0 | 0
load_220359122 |  | node_1320347_135_15339279_642 |  | CN | 0 | NonResidential | 0 | 0 | 30333.333+12921.946j | 0 | 0 | 0 | [24 empty] | 8102201 | no | no |  |  | no |  | 0 | 0 | 0 | 0 | 0 | 0 |  | 1 | 1 | 1 | 0 | 0 | 0
load_220359123 |  | node_1320369_828_15338922_054 |  | AN | 0 | Residential | 63979.2+27255.025j | 0 | 0 | 0 | 0 | 0 | [24 empty] | 8102201 | no | no |  |  | no |  | 0 | 0 | 0 | 0 | 0 | 0 |  | 1 | 1 | 1 | 0 | 0 | 0
load_220428630 |  | node_1314944_052_15346437_659 |  | AN | 0 | Residential | 17424+7422.593j | 0 | 0 | 0 | 0 | 0 | [24 empty] | 8102201 | no | no |  |  | no |  | 0 | 0 | 0 | 0 | 0 | 0 |  | 1 | 1 | 1 | 0 | 0 | 0
load_220431789 |  | node_1317618_838_15357570_052 |  | AN | 0 | NonResidential | 1447.2+616.505j | 0 | 0 | 0 | 0 | 0 | [24 empty] | 8102201 | no | no |  |  | no |  | 0 | 0 | 0 | 0 | 0 | 0 |  | 1 | 1 | 1 | 0 | 0 | 0
load_220432286 |  | node_1313364_072_15338630_748 |  | AN | 0 | Residential | 1641.6+699.319j | 0 | 0 | 0 | 0 | 0 | [24 empty] | 8102201 | no | no |  |  | no |  | 0 | 0 | 0 | 0 | 0 | 0 |  | 1 | 1 | 1 | 0 | 0 | 0
load_220432645 |  | node_1334986_739_15340048_815 |  | AN | 0 | Residential | 18014.4+7674.102j | 0 | 0 | 0 | 0 | 0 | [24 empty] | 8102201 | no | no |  |  | no |  | 0 | 0 | 0 | 0 | 0 | 0 |  | 1 | 1 | 1 | 0 | 0 | 0
load_220440834 |  | node_1314593_68_15358525_213 |  | AN | 0 | Residential | 19454.4+8287.54j | 0 | 0 | 0 | 0 | 0 | [24 empty] | 8102201 | no | no |  |  | no |  | 0 | 0 | 0 | 0 | 0 | 0 |  | 1 | 1 | 1 | 0 | 0 | 0
load_220440924 |  | node_1320278_763_15344933_263 |  | AN | 0 | Residential | 24991.2+10646.207j | 0 | 0 | 0 | 0 | 0 | [24 empty] | 8102201 | no | no |  |  | no |  | 0 | 0 | 0 | 0 | 0 | 0 |  | 1 | 1 | 1 | 0 | 0 | 0
load_220497444 |  | node_1324758_27_15338635_805 |  | AN | 0 | Residential | 3060+1303.555j | 0 | 0 | 0 | 0 | 0 | [24 empty] | 8102201 | no | no |  |  | no |  | 0 | 0 | 0 | 0 | 0 | 0 |  | 1 | 1 | 1 | 0 | 0 | 0
load_220508309 |  | node_1322118_22_15345064_819 |  | AN | 0 | Other | 0 | 0 | 0 | 0 | 0 | 0 | [24 empty] | 8102201 | no | no |  |  | no |  | 0 | 0 | 0 | 0 | 0 | 0 |  | 1 | 1 | 1 | 0 | 0 | 0
load_220508453 |  | node_1332384_788_15349051_945 |  | AN | 0 | Residential | 4766.4+2030.478j | 0 | 0 | 0 | 0 | 0 | [24 empty] | 8102201 | no | no |  |  | no |  | 0 | 0 | 0 | 0 | 0 | 0 |  | 1 | 1 | 1 | 0 | 0 | 0
load_220517837 |  | node_1325320_93_15345939_042 |  | AN | 0 | Residential | 10987.2+4680.528j | 0 | 0 | 0 | 0 | 0 | [24 empty] | 8102201 | no | no |  |  | no |  | 0 | 0 | 0 | 0 | 0 | 0 |  | 1 | 1 | 1 | 0 | 0 | 0
load_220518323 |  | node_1332522_075_15352616_951 |  | AN | 0 | Residential | 2822.4+1202.337j | 0 | 0 | 0 | 0 | 0 | [24 empty] | 8102201 | no | no |  |  | no |  | 0 | 0 | 0 | 0 | 0 | 0 |  | 1 | 1 | 1 | 0 | 0 | 0
load_220520229 |  | node_1317232_074_15335279_054 |  | AN | 0 | Residential | 7048.8+3002.776j | 0 | 0 | 0 | 0 | 0 | [24 empty] | 8102201 | no | no |  |  | no |  | 0 | 0 | 0 | 0 | 0 | 0 |  | 1 | 1 | 1 | 0 | 0 | 0
load_220522686 |  | node_1326492_098_15350837_867 |  | AN | 0 | Residential | 1836+782.133j | 0 | 0 | 0 | 0 | 0 | [24 empty] | 8102201 | no | no |  |  | no |  | 0 | 0 | 0 | 0 | 0 | 0 |  | 1 | 1 | 1 | 0 | 0 | 0
load_220522839 |  | node_1329812_629_15345588_209 |  | AN | 0 | Residential | 9316.8+3968.94j | 0 | 0 | 0 | 0 | 0 | [24 empty] | 8102201 | no | no |  |  | no |  | 0 | 0 | 0 | 0 | 0 | 0 |  | 1 | 1 | 1 | 0 | 0 | 0
load_220523942 |  | node_1333412_732_15352785_93 |  | AN | 0 | Residential | 9705.6+4134.568j | 0 | 0 | 0 | 0 | 0 | [24 empty] | 8102201 | no | no |  |  | no |  | 0 | 0 | 0 | 0 | 0 | 0 |  | 1 | 1 | 1 | 0 | 0 | 0
load_220524059 |  | node_1346962_185_15340962_115 |  | AN | 0 | Residential | 11772+5014.851j | 0 | 0 | 0 | 0 | 0 | [24 empty] | 8102201 | no | no |  |  | no |  | 0 | 0 | 0 | 0 | 0 | 0 |  | 1 | 1 | 1 | 0 | 0 | 0
load_220529429 |  | node_1316447_34_15355853_776 |  | AN | 0 | Residential | 3564+1518.258j | 0 | 0 | 0 | 0 | 0 | [24 empty] | 8102201 | no | no |  |  | no |  | 0 | 0 | 0 | 0 | 0 | 0 |  | 1 | 1 | 1 | 0 | 0 | 0
load_220529870 |  | node_1322477_843_15344807_591 |  | ABCN | 0 | NonResidential | 107000+45581.809j | 107000+45581.809j | 107000+45581.809j | 0 | 0 | 0 | [24 empty] | 8102201 | no | no |  |  | no |  | 0 | 0 | 0 | 0 | 0 | 0 |  | 1 | 1 | 1 | 0 | 0 | 0
load_220530025 |  | node_1315855_745_15338188_36 |  | AN | 0 | Residential | 8697.6+3705.162j | 0 | 0 | 0 | 0 | 0 | [24 empty] | 8102201 | no | no |  |  | no |  | 0 | 0 | 0 | 0 | 0 | 0 |  | 1 | 1 | 1 | 0 | 0 | 0
load_220530075 |  | node_1313975_872_15347350_73 |  | AN | 0 | Residential | 15739.2+6704.871j | 0 | 0 | 0 | 0 | 0 | [24 empty] | 8102201 | no | no |  |  | no |  | 0 | 0 | 0 | 0 | 0 | 0 |  | 1 | 1 | 1 | 0 | 0 | 0
load_220530253 |  | node_1322476_511_15350166_021 |  | ABCN | 0 | Other | 0 | 0 | 0 | 0 | 0 | 0 | [24 empty] | 8102201 | no | no |  |  | no |  | 0 | 0 | 0 | 0 | 0 | 0 |  | 1 | 1 | 1 | 0 | 0 | 0
load_220530685 |  | node_1341453_045_15344346_248 |  | AN | 0 | Residential | 7135.2+3039.582j | 0 | 0 | 0 | 0 | 0 | [24 empty] | 8102201 | no | no |  |  | no |  | 0 | 0 | 0 | 0 | 0 | 0 |  | 1 | 1 | 1 | 0 | 0 | 0
load_220532352 |  | node_1318934_221_15347914_012 |  | AN | 0 | Residential | 4377.6+1864.85j | 0 | 0 | 0 | 0 | 0 | [24 empty] | 8102201 | no | no |  |  | no |  | 0 | 0 | 0 | 0 | 0 | 0 |  | 1 | 1 | 1 | 0 | 0 | 0
load_220532712 |  | node_1319123_592_15341401_43 |  | ABCN | 0 | NonResidential | 69666.667+29677.876j | 69666.667+29677.876j | 69666.667+29677.876j | 0 | 0 | 0 | [24 empty] | 8102201 | no | no |  |  | no |  | 0 | 0 | 0 | 0 | 0 | 0 |  | 1 | 1 | 1 | 0 | 0 | 0
load_220535610 |  | node_1331695_72_15349025_914 |  | AN | 0 | Residential | 5457.6+2324.928j | 0 | 0 | 0 | 0 | 0 | [24 empty] | 8102201 | no | no |  |  | no |  | 0 | 0 | 0 | 0 | 0 | 0 |  | 1 | 1 | 1 | 0 | 0 | 0
load_220537303 |  | node_1340524_044_15343095_415 |  | AN | 0 | Residential | 59839.2+25491.392j | 0 | 0 | 0 | 0 | 0 | [24 empty] | 8102201 | no | no |  |  | no |  | 0 | 0 | 0 | 0 | 0 | 0 |  | 1 | 1 | 1 | 0 | 0 | 0
load_220540409 |  | node_1318882_47_15339937_655 |  | AN | 0 | NonResidential | 14392.8+6131.307j | 0 | 0 | 0 | 0 | 0 | [24 empty] | 8102201 | no | no |  |  | no |  | 0 | 0 | 0 | 0 | 0 | 0 |  | 1 | 1 | 1 | 0 | 0 | 0
load_220540528 |  | node_1318862_897_15339933_46 |  | AN | 0 | Residential | 7740+3297.226j | 0 | 0 | 0 | 0 | 0 | [24 empty] | 8102201 | no | no |  |  | no |  | 0 | 0 | 0 | 0 | 0 | 0 |  | 1 | 1 | 1 | 0 | 0 | 0
load_220556718 |  | node_1317633_356_15348377_868 |  | AN | 0 | Residential | 6602.4+2812.611j | 0 | 0 | 0 | 0 | 0 | [24 empty] | 8102201 | no | no |  |  | no |  | 0 | 0 | 0 | 0 | 0 | 0 |  | 1 | 1 | 1 | 0 | 0 | 0
load_220557944 |  | node_1344390_164_15343384_298 |  | AN | 0 | Residential | 22867.2+9741.386j | 0 | 0 | 0 | 0 | 0 | [24 empty] | 8102201 | no | no |  |  | no |  | 0 | 0 | 0 | 0 | 0 | 0 |  | 1 | 1 | 1 | 0 | 0 | 0
load_220563524 |  | node_1321910_526_15353238_668 |  | AN | 0 | Other | 0 | 0 | 0 | 0 | 0 | 0 | [24 empty] | 8102201 | no | no |  |  | no |  | 0 | 0 | 0 | 0 | 0 | 0 |  | 1 | 1 | 1 | 0 | 0 | 0
load_220567541 |  | node_1329805_09_15339335_858 |  | AN | 0 | Residential | 12268.8+5226.487j | 0 | 0 | 0 | 0 | 0 | [24 empty] | 8102201 | no | no |  |  | no |  | 0 | 0 | 0 | 0 | 0 | 0 |  | 1 | 1 | 1 | 0 | 0 | 0
load_220570001 |  | node_1319730_094_15338639_616 |  | AN | 0 | Residential | 147441.6+62809.859j | 0 | 0 | 0 | 0 | 0 | [24 empty] | 8102201 | no | no |  |  | no |  | 0 | 0 | 0 | 0 | 0 | 0 |  | 1 | 1 | 1 | 0 | 0 | 0
load_220573303 |  | node_1344230_789_15342941_389 |  | AN | 0 | Residential | 5868+2499.758j | 0 | 0 | 0 | 0 | 0 | [24 empty] | 8102201 | no | no |  |  | no |  | 0 | 0 | 0 | 0 | 0 | 0 |  | 1 | 1 | 1 | 0 | 0 | 0
load_220583070 |  | node_1319803_287_15344236_912 |  | AN | 0 | Residential | 61084.8+26022.016j | 0 | 0 | 0 | 0 | 0 | [24 empty] | 8102201 | no | no |  |  | no |  | 0 | 0 | 0 | 0 | 0 | 0 |  | 1 | 1 | 1 | 0 | 0 | 0
load_220591271 |  | node_1318005_207_15353247_43 |  | AN | 0 | Residential | 4089.6+1742.162j | 0 | 0 | 0 | 0 | 0 | [24 empty] | 8102201 | no | no |  |  | no |  | 0 | 0 | 0 | 0 | 0 | 0 |  | 1 | 1 | 1 | 0 | 0 | 0
load_220596600 |  | node_1331452_367_15340522_183 |  | AN | 0 | Residential | 5104.8+2174.636j | 0 | 0 | 0 | 0 | 0 | [24 empty] | 8102201 | no | no |  |  | no |  | 0 | 0 | 0 | 0 | 0 | 0 |  | 1 | 1 | 1 | 0 | 0 | 0
load_220599336 |  | node_1330428_339_15338103_643 |  | AN | 0 | Other | 0 | 0 | 0 | 0 | 0 | 0 | [24 empty] | 8102201 | no | no |  |  | no |  | 0 | 0 | 0 | 0 | 0 | 0 |  | 1 | 1 | 1 | 0 | 0 | 0
load_220617800 |  | node_1318215_336_15335676_664 |  | AN | 0 | Other | 0 | 0 | 0 | 0 | 0 | 0 | [24 empty] | 8102201 | no | no |  |  | no |  | 0 | 0 | 0 | 0 | 0 | 0 |  | 1 | 1 | 1 | 0 | 0 | 0
load_220617801 |  | node_1318212_551_15335650_269 |  | BN | 0 | Other | 0 | 0 | 0 | 0 | 0 | 0 | [24 empty] | 8102201 | no | no |  |  | no |  | 0 | 0 | 0 | 0 | 0 | 0 |  | 1 | 1 | 1 | 0 | 0 | 0
load_220617802 |  | node_1318223_1_15335701_247 |  | CN | 0 | Other | 0 | 0 | 0 | 0 | 0 | 0 | [24 empty] | 8102201 | no | no |  |  | no |  | 0 | 0 | 0 | 0 | 0 | 0 |  | 1 | 1 | 1 | 0 | 0 | 0
load_220624896 |  | node_1320288_3_15339393_887 |  | AN | 0 | Residential | 7291.2+3106.038j | 0 | 0 | 0 | 0 | 0 | [24 empty] | 8102201 | no | no |  |  | no |  | 0 | 0 | 0 | 0 | 0 | 0 |  | 1 | 1 | 1 | 0 | 0 | 0
load_220624897 |  | node_1320293_718_15339419_559 |  | BN | 0 | Residential | 0 | 7291.2+3106.038j | 0 | 0 | 0 | 0 | [24 empty] | 8102201 | no | no |  |  | no |  | 0 | 0 | 0 | 0 | 0 | 0 |  | 1 | 1 | 1 | 0 | 0 | 0
load_220624898 |  | node_1320177_397_15339295_015 |  | AN | 0 | Other | 0 | 0 | 0 | 0 | 0 | 0 | [24 empty] | 8102201 | no | no |  |  | no |  | 0 | 0 | 0 | 0 | 0 | 0 |  | 1 | 1 | 1 | 0 | 0 | 0
load_220624899 |  | node_1320278_138_15339370_921 |  | CN | 0 | NonResidential | 0 | 0 | 10333.333+4401.981j | 0 | 0 | 0 | [24 empty] | 8102201 | no | no |  |  | no |  | 0 | 0 | 0 | 0 | 0 | 0 |  | 1 | 1 | 1 | 0 | 0 | 0
load_220635741 |  | node_1321636_233_15345186_532 |  | AN | 0 | Residential | 2016+858.812j | 0 | 0 | 0 | 0 | 0 | [24 empty] | 8102201 | no | no |  |  | no |  | 0 | 0 | 0 | 0 | 0 | 0 |  | 1 | 1 | 1 | 0 | 0 | 0
load_220641662 |  | node_1317898_717_15335245_096 |  | AN | 0 | Residential | 31017.6+13213.442j | 0 | 0 | 0 | 0 | 0 | [24 empty] | 8102201 | no | no |  |  | no |  | 0 | 0 | 0 | 0 | 0 | 0 |  | 1 | 1 | 1 | 0 | 0 | 0
load_220647679 |  | node_1320964_743_15338588_302 |  | AN | 0 | Residential | 32191.2+13713.394j | 0 | 0 | 0 | 0 | 0 | [24 empty] | 8102201 | no | no |  |  | no |  | 0 | 0 | 0 | 0 | 0 | 0 |  | 1 | 1 | 1 | 0 | 0 | 0
load_220647829 |  | node_1345584_95_15341342_284 |  | AN | 0 | Residential | 0 | 0 | 0 | 0 | 0 | 0 | [24 empty] | 8102201 | no | no |  |  | no |  | 0 | 0 | 0 | 0 | 0 | 0 |  | 1 | 1 | 1 | 0 | 0 | 0
load_220648396 |  | node_1342250_523_15342648_14 |  | AN | 0 | Residential | 7401.6+3153.068j | 0 | 0 | 0 | 0 | 0 | [24 empty] | 8102201 | no | no |  |  | no |  | 0 | 0 | 0 | 0 | 0 | 0 |  | 1 | 1 | 1 | 0 | 0 | 0
load_220648487 |  | node_1327050_245_15350965_631 |  | AN | 0 | NonResidential | 1000+425.998j | 0 | 0 | 0 | 0 | 0 | [24 empty] | 8102201 | no | no |  |  | no |  | 0 | 0 | 0 | 0 | 0 | 0 |  | 1 | 1 | 1 | 0 | 0 | 0
load_220653971 |  | node_1314750_554_15334435_029 |  | AN | 0 | NonResidential | 0 | 0 | 0 | 0 | 0 | 0 | [24 empty] | 8102201 | no | no |  |  | no |  | 0 | 0 | 0 | 0 | 0 | 0 |  | 1 | 1 | 1 | 0 | 0 | 0
load_220653972 |  | node_1314614_136_15334651_238 |  | AN | 0 | Residential | 3391.2+1444.645j | 0 | 0 | 0 | 0 | 0 | [24 empty] | 8102201 | no | no |  |  | no |  | 0 | 0 | 0 | 0 | 0 | 0 |  | 1 | 1 | 1 | 0 | 0 | 0
load_220654026 |  | node_1319531_9_15338287_44 |  | AN | 0 | Residential | 91778.4+39097.435j | 0 | 0 | 0 | 0 | 0 | [24 empty] | 8102201 | no | no |  |  | no |  | 0 | 0 | 0 | 0 | 0 | 0 |  | 1 | 1 | 1 | 0 | 0 | 0
load_220658470 |  | node_1320032_46_15342188_306 |  | CN | 0 | NonResidential | 0 | 0 | 4000+1703.993j | 0 | 0 | 0 | [24 empty] | 8102201 | no | no |  |  | no |  | 0 | 0 | 0 | 0 | 0 | 0 |  | 1 | 1 | 1 | 0 | 0 | 0
load_310008544 |  | node_1323296_701_15338240_218 |  | AN | 0 | Residential | 4579.2+1950.731j | 0 | 0 | 0 | 0 | 0 | [24 empty] | 8102201 | no | no |  |  | no |  | 0 | 0 | 0 | 0 | 0 | 0 |  | 1 | 1 | 1 | 0 | 0 | 0
load_310010892 |  | node_1331379_589_15343690_309 |  | AN | 0 | Residential | 11671.2+4971.91j | 0 | 0 | 0 | 0 | 0 | [24 empty] | 8102201 | no | no |  |  | no |  | 0 | 0 | 0 | 0 | 0 | 0 |  | 1 | 1 | 1 | 0 | 0 | 0
load_310017261 |  | node_1317551_821_15348615_561 |  | AN | 0 | Residential | 6206.4+2643.915j | 0 | 0 | 0 | 0 | 0 | [24 empty] | 8102201 | no | no |  |  | no |  | 0 | 0 | 0 | 0 | 0 | 0 |  | 1 | 1 | 1 | 0 | 0 | 0
load_310032927 |  | node_1312287_294_15340237_559 |  | AN | 0 | Residential | 2764.8+1177.8j | 0 | 0 | 0 | 0 | 0 | [24 empty] | 8102201 | no | no |  |  | no |  | 0 | 0 | 0 | 0 | 0 | 0 |  | 1 | 1 | 1 | 0 | 0 | 0
load_310040241 |  | node_1319240_618_15341843_553 |  | AN | 0 | NonResidential | 278000+118427.504j | 0 | 0 | 0 | 0 | 0 | [24 empty] | 8102201 | no | no |  |  | no |  | 0 | 0 | 0 | 0 | 0 | 0 |  | 1 | 1 | 1 | 0 | 0 | 0
load_310060079 |  | node_1329126_771_15351227_828 |  | AN | 0 | Residential | 20880+8894.843j | 0 | 0 | 0 | 0 | 0 | [24 empty] | 8102201 | no | no |  |  | no |  | 0 | 0 | 0 | 0 | 0 | 0 |  | 1 | 1 | 1 | 0 | 0 | 0
load_310060912 |  | node_1328140_351_15340042_469 |  | AN | 0 | Residential | 12513.6+5330.771j | 0 | 0 | 0 | 0 | 0 | [24 empty] | 8102201 | no | no |  |  | no |  | 0 | 0 | 0 | 0 | 0 | 0 |  | 1 | 1 | 1 | 0 | 0 | 0
load_310060938 |  | node_1332016_955_15343995_694 |  | AN | 0 | Other | 0 | 0 | 0 | 0 | 0 | 0 | [24 empty] | 8102201 | no | no |  |  | no |  | 0 | 0 | 0 | 0 | 0 | 0 |  | 1 | 1 | 1 | 0 | 0 | 0
load_310061275 |  | node_1321823_457_15355352_526 |  | AN | 0 | Other | 0 | 0 | 0 | 0 | 0 | 0 | [24 empty] | 8102201 | no | no |  |  | no |  | 0 | 0 | 0 | 0 | 0 | 0 |  | 1 | 1 | 1 | 0 | 0 | 0
load_310061537 |  | node_1318208_2_15352220_032 |  | AN | 0 | Residential | 4665.6+1987.537j | 0 | 0 | 0 | 0 | 0 | [24 empty] | 8102201 | no | no |  |  | no |  | 0 | 0 | 0 | 0 | 0 | 0 |  | 1 | 1 | 1 | 0 | 0 | 0
load_310065238 |  | node_1324205_018_15346032_358 |  | AN | 0 | Residential | 16920+7207.89j | 0 | 0 | 0 | 0 | 0 | [24 empty] | 8102201 | no | no |  |  | no |  | 0 | 0 | 0 | 0 | 0 | 0 |  | 1 | 1 | 1 | 0 | 0 | 0
load_311901314 |  | node_1310334_168_15351726_58 |  | AN | 0 | NonResidential | 21.6+9.202j | 0 | 0 | 0 | 0 | 0 | [24 empty] | 8102201 | no | no |  |  | no |  | 0 | 0 | 0 | 0 | 0 | 0 |  | 1 | 1 | 1 | 0 | 0 | 0
load_311926000 |  | node_1314965_951_15349783_335 |  | AN | 0 | Other | 0 | 0 | 0 | 0 | 0 | 0 | [24 empty] | 8102201 | no | no |  |  | no |  | 0 | 0 | 0 | 0 | 0 | 0 |  | 1 | 1 | 1 | 0 | 0 | 0
load_312038178 |  | node_1319546_856_15343073_77 |  | AN | 0 | Residential | 2462.4+1048.978j | 0 | 0 | 0 | 0 | 0 | [24 empty] | 8102201 | no | no |  |  | no |  | 0 | 0 | 0 | 0 | 0 | 0 |  | 1 | 1 | 1 | 0 | 0 | 0
load_312043664 |  | node_1319642_335_15343661_526 |  | ABCN | 0 | NonResidential | 6000+2555.989j | 6000+2555.989j | 6000+2555.989j | 0 | 0 | 0 | [24 empty] | 8102201 | no | no |  |  | no |  | 0 | 0 | 0 | 0 | 0 | 0 |  | 1 | 1 | 1 | 0 | 0 | 0
load_312091520 |  | node_1333591_503_15333863_673 |  | AN | 0 | Other | 0 | 0 | 0 | 0 | 0 | 0 | [24 empty] | 8102201 | no | no |  |  | no |  | 0 | 0 | 0 | 0 | 0 | 0 |  | 1 | 1 | 1 | 0 | 0 | 0
load_312091667 |  | node_1321483_033_15348517_786 |  | AN | 0 | Other | 0 | 0 | 0 | 0 | 0 | 0 | [24 empty] | 8102201 | no | no |  |  | no |  | 0 | 0 | 0 | 0 | 0 | 0 |  | 1 | 1 | 1 | 0 | 0 | 0
load_312130404 |  | node_1321192_601_15348393_659 |  | AN | 0 | Other | 0 | 0 | 0 | 0 | 0 | 0 | [24 empty] | 8102201 | no | no |  |  | no |  | 0 | 0 | 0 | 0 | 0 | 0 |  | 1 | 1 | 1 | 0 | 0 | 0

## node
data_type | static
owner_type | feeder
owner | 8102201
object | node
name | groupid | parent | bustype | phases | nominal_voltage | dcircuit | selected | monitored | monitored_fields | class_monitored_fields | played | played_fields | subsystem | x | y | comments | dist_to_slack
node_1307213_472_15350546_169 |  |  | PQ | AN | 7199.558 | 8102201 | no | no |  |  | no |  |  | 1307213.472 | 15350546.169 |  | -1
node_1308087_447_15351131_574 |  |  | PQ | AN | 7199.558 | 8102201 | no | no |  |  | no |  |  | 1308087.447 | 15351131.574 |  | -1
node_1308229_527_15351272_636 |  |  | PQ | AN | 7199.558 | 8102201 | no | no |  |  | no |  |  | 1308229.527 | 15351272.636 |  | -1
node_1308793_526_15351485_606 |  |  | PQ | AN | 7199.558 | 8102201 | no | no |  |  | no |  |  | 1308793.526 | 15351485.606 |  | -1
node_1309372_087_15351648_626 |  |  | PQ | AN | 7199.558 | 8102201 | no | no |  |  | no |  |  | 1309372.087 | 15351648.626 |  | -1
node_1309968_757_15351698_966 |  |  | PQ | AN | 7199.558 | 8102201 | no | no |  |  | no |  |  | 1309968.757 | 15351698.966 |  | -1
node_1310310_238_15351436_731 |  |  | PQ | AN | 7199.558 | 8102201 | no | no |  |  | no |  |  | 1310310.238 | 15351436.731 |  | -1
node_1310334_168_15351726_58 |  |  | PQ | AN | 7199.558 | 8102201 | no | no |  |  | no |  |  | 1310334.168 | 15351726.58 |  | -1
node_1310729_032_15351655_057 |  |  | PQ | AN | 7199.558 | 8102201 | no | no |  |  | no |  |  | 1310729.032 | 15351655.057 |  | -1
node_1311086_353_15351834_059 |  |  | PQ | AN | 7199.558 | 8102201 | no | no |  |  | no |  |  | 1311086.353 | 15351834.059 |  | -1
node_1311315_722_15351622_927 |  |  | PQ | AN | 7199.558 | 8102201 | no | no |  |  | no |  |  | 1311315.722 | 15351622.927 |  | -1
node_1311796_516_15351157_401 |  |  | PQ | AN | 7199.558 | 8102201 | no | no |  |  | no |  |  | 1311796.516 | 15351157.401 |  | -1
node_1312167_475_15355851_557 |  |  | PQ | AN | 7199.558 | 8102201 | no | no |  |  | no |  |  | 1312167.475 | 15355851.557 |  | -1
node_1312287_294_15340237_559 |  |  | PQ | AN | 7199.558 | 8102201 | no | no |  |  | no |  |  | 1312287.294 | 15340237.559 |  | -1
node_1312328_923_15350645_263 |  |  | PQ | AN | 7199.558 | 8102201 | no | no |  |  | no |  |  | 1312328.923 | 15350645.263 |  | -1
node_1312331_652_15337585_005 |  |  | PQ | AN | 7199.558 | 8102201 | no | no |  |  | no |  |  | 1312331.652 | 15337585.005 |  | -1
node_1312345_386_15337107_455 |  |  | PQ | AN | 7199.558 | 8102201 | no | no |  |  | no |  |  | 1312345.386 | 15337107.455 |  | -1
node_1312515_985_15336808_101 |  |  | PQ | AN | 7199.558 | 8102201 | no | no |  |  | no |  |  | 1312515.985 | 15336808.101 |  | -1
node_1312554_761_15339088_812 |  |  | PQ | AN | 7199.558 | 8102201 | no | no |  |  | no |  |  | 1312554.761 | 15339088.812 |  | -1
node_1312799_914_15355259_457 |  |  | PQ | AN | 7199.558 | 8102201 | no | no |  |  | no |  |  | 1312799.914 | 15355259.457 |  | -1
node_1312871_464_15350116_125 |  |  | PQ | AN | 7199.558 | 8102201 | no | no |  |  | no |  |  | 1312871.464 | 15350116.125 |  | -1
node_1312931_457_15355128_088 |  |  | PQ | AN | 7199.558 | 8102201 | no | no |  |  | no |  |  | 1312931.457 | 15355128.088 |  | -1
node_1313013_969_15338828_424 |  |  | PQ | AN | 7199.558 | 8102201 | no | no |  |  | no |  |  | 1313013.969 | 15338828.424 |  | -1
node_1313083_745_15349825_89 |  |  | PQ | AN | 7199.558 | 8102201 | no | no |  |  | no |  |  | 1313083.745 | 15349825.89 |  | -1
node_1313118_766_15354980_93 |  |  | PQ | AN | 7199.558 | 8102201 | no | no |  |  | no |  |  | 1313118.766 | 15354980.93 |  | -1
node_1313130_87_15336591_007 |  |  | PQ | AN | 7199.558 | 8102201 | no | no |  |  | no |  |  | 1313130.87 | 15336591.007 |  | -1
node_1313150_721_15338374_624 |  |  | PQ | AD | 7199.558 | 8102201 | no | no |  |  | no |  |  | 1313150.721 | 15338374.624 |  | -1
node_1313354_944_15354687_872 |  |  | PQ | AN | 7199.558 | 8102201 | no | no |  |  | no |  |  | 1313354.944 | 15354687.872 |  | -1
node_1313364_072_15338630_748 |  |  | PQ | AN | 7199.558 | 8102201 | no | no |  |  | no |  |  | 1313364.072 | 15338630.748 |  | -1
node_1313390_64_15336447_249 |  |  | PQ | AN | 7199.558 | 8102201 | no | no |  |  | no |  |  | 1313390.64 | 15336447.249 |  | -1
node_1313413_927_15338086_339 |  |  | PQ | AN | 7199.558 | 8102201 | no | no |  |  | no |  |  | 1313413.927 | 15338086.339 |  | -1
node_1313593_209_15337851_328 |  |  | PQ | AN | 7199.558 | 8102201 | no | no |  |  | no |  |  | 1313593.209 | 15337851.328 |  | -1
node_1313613_836_15336501_059 |  |  | PQ | AN | 7199.558 | 8102201 | no | no |  |  | no |  |  | 1313613.836 | 15336501.059 |  | -1
node_1313654_327_15354391_767 |  |  | PQ | AN | 7199.558 | 8102201 | no | no |  |  | no |  |  | 1313654.327 | 15354391.767 |  | -1
node_1313763_791_15337690_847 |  |  | PQ | AN | 7199.558 | 8102201 | no | no |  |  | no |  |  | 1313763.791 | 15337690.847 |  | -1
node_1313765_659_15336349_771 |  |  | PQ | AN | 7199.558 | 8102201 | no | no |  |  | no |  |  | 1313765.659 | 15336349.771 |  | -1
node_1313912_213_15354092_315 |  |  | PQ | AN | 7199.558 | 8102201 | no | no |  |  | no |  |  | 1313912.213 | 15354092.315 |  | -1
node_1313940_509_15337569_468 |  |  | PQ | AN | 7199.558 | 8102201 | no | no |  |  | no |  |  | 1313940.509 | 15337569.468 |  | -1
node_1313975_872_15347350_73 |  |  | PQ | AN | 7199.558 | 8102201 | no | no |  |  | no |  |  | 1313975.872 | 15347350.73 |  | -1
node_1314015_794_15336566_934 |  |  | PQ | AN | 7199.558 | 8102201 | no | no |  |  | no |  |  | 1314015.794 | 15336566.934 |  | -1
node_1314050_947_15359084_748 |  |  | PQ | AN | 7199.558 | 8102201 | no | no |  |  | no |  |  | 1314050.947 | 15359084.748 |  | -1
node_1314134_236_15337251_325 |  |  | PQ | AN | 7199.558 | 8102201 | no | no |  |  | no |  |  | 1314134.236 | 15337251.325 |  | -1
node_1314352_812_15331873_682 |  |  | PQ | AN | 7199.558 | 8102201 | no | no |  |  | no |  |  | 1314352.812 | 15331873.682 |  | -1
node_1314370_225_15353573_244 |  |  | PQ | AN | 7199.558 | 8102201 | no | no |  |  | no |  |  | 1314370.225 | 15353573.244 |  | -1
node_1314443_531_15332364_492 |  |  | PQ | AN | 7199.558 | 8102201 | no | no |  |  | no |  |  | 1314443.531 | 15332364.492 |  | -1
node_1314477_851_15336676_863 |  |  | PQ | AN | 7199.558 | 8102201 | no | no |  |  | no |  |  | 1314477.851 | 15336676.863 |  | -1
node_1314495_965_15332830_772 |  |  | PQ | AN | 7199.558 | 8102201 | no | no |  |  | no |  |  | 1314495.965 | 15332830.772 |  | -1
node_1314593_68_15358525_213 |  |  | PQ | AN | 7199.558 | 8102201 | no | no |  |  | no |  |  | 1314593.68 | 15358525.213 |  | -1
node_1314614_136_15334651_238 |  |  | PQ | AN | 7199.558 | 8102201 | no | no |  |  | no |  |  | 1314614.136 | 15334651.238 |  | -1
node_1314713_674_15335739_677 |  |  | PQ | AN | 7199.558 | 8102201 | no | no |  |  | no |  |  | 1314713.674 | 15335739.677 |  | -1
node_1314750_554_15334435_029 |  |  | PQ | AN | 7199.558 | 8102201 | no | no |  |  | no |  |  | 1314750.554 | 15334435.029 |  | -1
node_1314756_456_15353029_999 |  |  | PQ | AN | 7199.558 | 8102201 | no | no |  |  | no |  |  | 1314756.456 | 15353029.999 |  | -1
node_1314926_749_15334129_7 |  |  | PQ | AN | 7199.558 | 8102201 | no | no |  |  | no |  |  | 1314926.749 | 15334129.7 |  | -1
node_1314944_052_15346437_659 |  |  | PQ | AN | 7199.558 | 8102201 | no | no |  |  | no |  |  | 1314944.052 | 15346437.659 |  | -1
node_1314965_951_15349783_335 |  |  | PQ | AN | 7199.558 | 8102201 | no | no |  |  | no |  |  | 1314965.951 | 15349783.335 |  | -1
node_1315161_367_15352082_965 |  |  | PQ | AN | 7199.558 | 8102201 | no | no |  |  | no |  |  | 1315161.367 | 15352082.965 |  | -1
node_1315291_947_15335794_988 |  |  | PQ | AN | 7199.558 | 8102201 | no | no |  |  | no |  |  | 1315291.947 | 15335794.988 |  | -1
node_1315336_751_15349252_068 |  |  | PQ | AN | 7199.558 | 8102201 | no | no |  |  | no |  |  | 1315336.751 | 15349252.068 |  | -1
node_1315460_149_15351376_05 |  |  | PQ | AN | 7199.558 | 8102201 | no | no |  |  | no |  |  | 1315460.149 | 15351376.05 |  | -1
node_1315575_314_15336502_618 |  |  | PQ | AN | 7199.558 | 8102201 | no | no |  |  | no |  |  | 1315575.314 | 15336502.618 |  | -1
node_1315656_213_15350656_34 |  |  | PQ | AN | 7199.558 | 8102201 | no | no |  |  | no |  |  | 1315656.213 | 15350656.34 |  | -1
node_1315855_745_15338188_36 |  |  | PQ | AN | 7199.558 | 8102201 | no | no |  |  | no |  |  | 1315855.745 | 15338188.36 |  | -1
node_1315911_293_15356143_95 |  |  | PQ | AN | 7199.558 | 8102201 | no | no |  |  | no |  |  | 1315911.293 | 15356143.95 |  | -1
node_1315920_176_15350374_64 |  |  | PQ | AN | 7199.558 | 8102201 | no | no |  |  | no |  |  | 1315920.176 | 15350374.64 |  | -1
node_1315942_973_15346577_017 |  |  | PQ | AN | 7199.558 | 8102201 | no | no |  |  | no |  |  | 1315942.973 | 15346577.017 |  | -1
node_1316107_61_15335299_002 |  |  | PQ | AN | 7199.558 | 8102201 | no | no |  |  | no |  |  | 1316107.61 | 15335299.002 |  | -1
node_1316338_111_15349548_154 |  |  | PQ | AN | 7199.558 | 8102201 | no | no |  |  | no |  |  | 1316338.111 | 15349548.154 |  | -1
node_1316447_34_15355853_776 |  |  | PQ | AN | 7199.558 | 8102201 | no | no |  |  | no |  |  | 1316447.34 | 15355853.776 |  | -1
node_1316449_727_15336597_805 |  |  | PQ | AN | 7199.558 | 8102201 | no | no |  |  | no |  |  | 1316449.727 | 15336597.805 |  | -1
node_1316631_191_15337083_568 |  |  | PQ | AN | 7199.558 | 8102201 | no | no |  |  | no |  |  | 1316631.191 | 15337083.568 |  | -1
node_1316637_501_15335311_647 |  |  | PQ | AN | 7199.558 | 8102201 | no | no |  |  | no |  |  | 1316637.501 | 15335311.647 |  | -1
node_1316670_59_15355661_428 |  |  | PQ | AN | 7199.558 | 8102201 | no | no |  |  | no |  |  | 1316670.59 | 15355661.428 |  | -1
node_1316743_218_15346074_121 |  |  | PQ | AN | 7199.558 | 8102201 | no | no |  |  | no |  |  | 1316743.218 | 15346074.121 |  | -1
node_1316855_489_15336723_858 |  |  | PQ | AN | 7199.558 | 8102201 | no | no |  |  | no |  |  | 1316855.489 | 15336723.858 |  | -1
node_1316999_605_15355282_338 |  |  | PQ | AN | 7199.558 | 8102201 | no | no |  |  | no |  |  | 1316999.605 | 15355282.338 |  | -1
node_1317041_982_15349231_639 |  |  | PQ | AD | 7199.558 | 8102201 | no | no |  |  | no |  |  | 1317041.982 | 15349231.639 |  | -1
node_1317168_703_15345948_81 |  |  | PQ | AN | 7199.558 | 8102201 | no | no |  |  | no |  |  | 1317168.703 | 15345948.81 |  | -1
node_1317224_205_15334851_696 |  |  | PQ | AN | 7199.558 | 8102201 | no | no |  |  | no |  |  | 1317224.205 | 15334851.696 |  | -1
node_1317232_074_15335279_054 |  |  | PQ | AN | 7199.558 | 8102201 | no | no |  |  | no |  |  | 1317232.074 | 15335279.054 |  | -1
node_1317341_894_15349112_019 |  |  | PQ | AN | 7199.558 | 8102201 | no | no |  |  | no |  |  | 1317341.894 | 15349112.019 |  | -1
node_1317375_064_15335281_128 |  |  | PQ | AN | 7199.558 | 8102201 | no | no |  |  | no |  |  | 1317375.064 | 15335281.128 |  | -1
node_1317483_732_15349088_492 |  |  | PQ | AN | 7199.558 | 8102201 | no | no |  |  | no |  |  | 1317483.732 | 15349088.492 |  | -1
node_1317509_048_15354301_981 |  |  | PQ | AN | 7199.558 | 8102201 | no | no |  |  | no |  |  | 1317509.048 | 15354301.981 |  | -1
node_1317532_897_15348774_347 |  |  | PQ | AN | 7199.558 | 8102201 | no | no |  |  | no |  |  | 1317532.897 | 15348774.347 |  | -1
node_1317551_821_15348615_561 |  |  | PQ | AN | 7199.558 | 8102201 | no | no |  |  | no |  |  | 1317551.821 | 15348615.561 |  | -1
node_1317618_838_15357570_052 |  |  | PQ | AN | 7199.558 | 8102201 | no | no |  |  | no |  |  | 1317618.838 | 15357570.052 |  | -1
node_1317633_356_15348377_868 |  |  | PQ | AN | 7199.558 | 8102201 | no | no |  |  | no |  |  | 1317633.356 | 15348377.868 |  | -1
node_1317672_362_15353463_504 |  |  | PQ | AN | 7199.558 | 8102201 | no | no |  |  | no |  |  | 1317672.362 | 15353463.504 |  | -1
node_1317684_304_15348172_905 |  |  | PQ | AN | 7199.558 | 8102201 | no | no |  |  | no |  |  | 1317684.304 | 15348172.905 |  | -1
node_1317746_27_15338421_343 |  |  | PQ | AN | 7199.558 | 8102201 | no | no |  |  | no |  |  | 1317746.27 | 15338421.343 |  | -1
node_1317825_626_15338603_489 |  |  | PQ | AN | 7199.558 | 8102201 | no | no |  |  | no |  |  | 1317825.626 | 15338603.489 |  | -1
node_1317828_887_15347489_986 |  |  | PQ | AN | 7199.558 | 8102201 | no | no |  |  | no |  |  | 1317828.887 | 15347489.986 |  | -1
node_1317831_376_15338955_335 |  |  | PQ | AN | 7199.558 | 8102201 | no | no |  |  | no |  |  | 1317831.376 | 15338955.335 |  | -1
node_1317860_611_15349547_62 |  |  | PQ | AN | 7199.558 | 8102201 | no | no |  |  | no |  |  | 1317860.611 | 15349547.62 |  | -1
node_1317898_717_15335245_096 |  |  | PQ | AN | 7199.558 | 8102201 | no | no |  |  | no |  |  | 1317898.717 | 15335245.096 |  | -1
node_1317920_945_15352191_554 |  |  | PQ | AN | 7199.558 | 8102201 | no | no |  |  | no |  |  | 1317920.945 | 15352191.554 |  | -1
node_1317925_579_15350394_893 |  |  | PQ | AN | 7199.558 | 8102201 | no | no |  |  | no |  |  | 1317925.579 | 15350394.893 |  | -1
node_1317935_475_15336569_818 |  |  | PQ | AN | 7199.558 | 8102201 | no | no |  |  | no |  |  | 1317935.475 | 15336569.818 |  | -1
node_1318005_207_15353247_43 |  |  | PQ | AN | 7199.558 | 8102201 | no | no |  |  | no |  |  | 1318005.207 | 15353247.43 |  | -1
node_1318059_111_15345265_228 |  |  | PQ | AN | 7199.558 | 8102201 | no | no |  |  | no |  |  | 1318059.111 | 15345265.228 |  | -1
node_1318062_572_15352854_467 |  |  | PQ | AN | 7199.558 | 8102201 | no | no |  |  | no |  |  | 1318062.572 | 15352854.467 |  | -1
node_1318070_326_15353346_694 |  |  | PQ | AN | 7199.558 | 8102201 | no | no |  |  | no |  |  | 1318070.326 | 15353346.694 |  | -1
node_1318135_344_15335112_728 |  |  | PQ | ABCD | 7199.558 | 8102201 | no | no |  |  | no |  |  | 1318135.344 | 15335112.728 |  | -1
node_1318149_382_15339258_969 |  |  | PQ | AN | 7199.558 | 8102201 | no | no |  |  | no |  |  | 1318149.382 | 15339258.969 |  | -1
node_1318153_734_15351517_465 |  |  | PQ | AN | 7199.558 | 8102201 | no | no |  |  | no |  |  | 1318153.734 | 15351517.465 |  | -1
node_1318193_622_15346785_679 |  |  | PQ | AN | 7199.558 | 8102201 | no | no |  |  | no |  |  | 1318193.622 | 15346785.679 |  | -1
node_1318200_578_15337328_196 |  |  | PQ | AN | 7199.558 | 8102201 | no | no |  |  | no |  |  | 1318200.578 | 15337328.196 |  | -1
node_1318208_2_15352220_032 |  |  | PQ | AN | 7199.558 | 8102201 | no | no |  |  | no |  |  | 1318208.2 | 15352220.032 |  | -1
node_1318212_551_15335650_269 |  |  | PQ | ABCN | 7199.558 | 8102201 | no | no |  |  | no |  |  | 1318212.551 | 15335650.269 |  | -1
node_1318215_336_15335676_664 |  |  | PQ | ABCN | 7199.558 | 8102201 | no | no |  |  | no |  |  | 1318215.336 | 15335676.664 |  | -1
node_1318223_1_15335701_247 |  |  | PQ | ABCN | 7199.558 | 8102201 | no | no |  |  | no |  |  | 1318223.1 | 15335701.247 |  | -1
node_1318243_021_15350701_239 |  |  | PQ | AN | 7199.558 | 8102201 | no | no |  |  | no |  |  | 1318243.021 | 15350701.239 |  | -1
node_1318251_253_15351143_404 |  |  | PQ | AN | 7199.558 | 8102201 | no | no |  |  | no |  |  | 1318251.253 | 15351143.404 |  | -1
node_1318266_185_15335398_136 |  |  | PQ | ABCN | 7199.558 | 8102201 | no | no |  |  | no |  |  | 1318266.185 | 15335398.136 |  | -1
node_1318289_66_15337552_531 |  |  | PQ | AN | 7199.558 | 8102201 | no | no |  |  | no |  |  | 1318289.66 | 15337552.531 |  | -1
node_1318295_526_15336579_723 |  |  | PQ | AN | 7199.558 | 8102201 | no | no |  |  | no |  |  | 1318295.526 | 15336579.723 |  | -1
node_1318307_846_15338830_378 |  |  | PQ | AN | 7199.558 | 8102201 | no | no |  |  | no |  |  | 1318307.846 | 15338830.378 |  | -1
node_1318334_36_15337155_133 |  |  | PQ | ABCN | 7199.558 | 8102201 | no | no |  |  | no |  |  | 1318334.36 | 15337155.133 |  | -1
node_1318337_652_15337181_428 |  |  | PQ | ABCN | 7199.558 | 8102201 | no | no |  |  | no |  |  | 1318337.652 | 15337181.428 |  | -1
node_1318345_884_15337205_737 |  |  | PQ | ABCN | 7199.558 | 8102201 | no | no |  |  | no |  |  | 1318345.884 | 15337205.737 |  | -1
node_1318373_748_15346604_862 |  |  | PQ | AN | 7199.558 | 8102201 | no | no |  |  | no |  |  | 1318373.748 | 15346604.862 |  | -1
node_1318423_588_15335599_306 |  |  | PQ | ABCN | 7199.558 | 8102201 | no | no |  |  | no |  |  | 1318423.588 | 15335599.306 |  | -1
node_1318441_6_15344830_324 |  |  | PQ | AN | 7199.558 | 8102201 | no | no |  |  | no |  |  | 1318441.6 | 15344830.324 |  | -1
node_1318518_284_15346405_358 |  |  | PQ | AN | 7199.558 | 8102201 | no | no |  |  | no |  |  | 1318518.284 | 15346405.358 |  | -1
node_1318569_821_15338943_837 |  |  | PQ | ABCN | 7199.558 | 8102201 | no | no |  |  | no |  |  | 1318569.821 | 15338943.837 |  | -1
node_1318570_148_15339016_902 |  |  | PQ | AN | 7199.558 | 8102201 | no | no |  |  | no |  |  | 1318570.148 | 15339016.902 |  | -1
node_1318582_835_15335987_811 |  |  | PQ | ABCN | 7199.558 | 8102201 | no | no |  |  | no |  |  | 1318582.835 | 15335987.811 |  | -1
node_1318589_159_15338949_746 |  |  | PQ | ABCN | 7199.558 | 8102201 | no | no |  |  | no |  |  | 1318589.159 | 15338949.746 |  | -1
node_1318597_886_15336197_295 |  |  | PQ | ABCN | 7199.558 | 8102201 | no | no |  |  | no |  |  | 1318597.886 | 15336197.295 |  | -1
node_1318608_932_15338948_734 |  |  | PQ | ABCN | 7199.558 | 8102201 | no | no |  |  | no |  |  | 1318608.932 | 15338948.734 |  | -1
node_1318621_702_15341156_955 |  |  | PQ | AN | 7199.558 | 8102201 | no | no |  |  | no |  |  | 1318621.702 | 15341156.955 |  | -1
node_1318636_168_15340433_007 |  |  | PQ | AN | 7199.558 | 8102201 | no | no |  |  | no |  |  | 1318636.168 | 15340433.007 |  | -1
node_1318637_83_15339719_599 |  |  | PQ | AN | 7199.558 | 8102201 | no | no |  |  | no |  |  | 1318637.83 | 15339719.599 |  | -1
node_1318637_639_15339343_676 |  |  | PQ | AN | 7199.558 | 8102201 | no | no |  |  | no |  |  | 1318637.639 | 15339343.676 |  | -1
node_1318643_687_15351266_043 |  |  | PQ | AN | 7199.558 | 8102201 | no | no |  |  | no |  |  | 1318643.687 | 15351266.043 |  | -1
node_1318664_62_15345750_786 |  |  | PQ | AN | 7199.558 | 8102201 | no | no |  |  | no |  |  | 1318664.62 | 15345750.786 |  | -1
node_1318707_206_15336472_09 |  |  | PQ | ABCN | 7199.558 | 8102201 | no | no |  |  | no |  |  | 1318707.206 | 15336472.09 |  | -1
node_1318737_464_15345590_255 |  |  | PQ | AN | 7199.558 | 8102201 | no | no |  |  | no |  |  | 1318737.464 | 15345590.255 |  | -1
node_1318742_553_15338874_39 |  |  | PQ | ABCN | 7199.558 | 8102201 | no | no |  |  | no |  |  | 1318742.553 | 15338874.39 |  | -1
node_1318799_307_15337788_165 |  |  | PQ | ABCN | 7199.558 | 8102201 | no | no |  |  | no |  |  | 1318799.307 | 15337788.165 |  | -1
node_1318862_897_15339933_46 |  |  | PQ | ABCN | 7199.558 | 8102201 | no | no |  |  | no |  |  | 1318862.897 | 15339933.46 |  | -1
node_1318876_602_15345325_745 |  |  | PQ | AN | 7199.558 | 8102201 | no | no |  |  | no |  |  | 1318876.602 | 15345325.745 |  | -1
node_1318882_47_15339937_655 |  |  | PQ | ABCN | 7199.558 | 8102201 | no | no |  |  | no |  |  | 1318882.47 | 15339937.655 |  | -1
node_1318888_564_15340807_114 |  |  | PQ | AN | 7199.558 | 8102201 | no | no |  |  | no |  |  | 1318888.564 | 15340807.114 |  | -1
node_1318907_102_15337062_202 |  |  | PQ | ABCN | 7199.558 | 8102201 | no | no |  |  | no |  |  | 1318907.102 | 15337062.202 |  | -1
node_1318910_923_15337088_373 |  |  | PQ | ABCN | 7199.558 | 8102201 | no | no |  |  | no |  |  | 1318910.923 | 15337088.373 |  | -1
node_1318934_221_15347914_012 |  |  | PQ | AN | 7199.558 | 8102201 | no | no |  |  | no |  |  | 1318934.221 | 15347914.012 |  | -1
node_1318952_829_15339247_706 |  |  | PQ | AN | 7199.558 | 8102201 | no | no |  |  | no |  |  | 1318952.829 | 15339247.706 |  | -1
node_1318954_725_15336968_937 |  |  | PQ | ABCD | 7199.558 | 8102201 | no | no |  |  | no |  |  | 1318954.725 | 15336968.937 |  | -1
node_1319016_219_15339077_137 |  |  | PQ | ABCN | 7199.558 | 8102201 | no | no |  |  | no |  |  | 1319016.219 | 15339077.137 |  | -1
node_1319038_746_15345085_093 |  |  | PQ | AN | 7199.558 | 8102201 | no | no |  |  | no |  |  | 1319038.746 | 15345085.093 |  | -1
node_1319123_592_15341401_43 |  |  | PQ | ABCN | 7199.558 | 8102201 | no | no |  |  | no |  |  | 1319123.592 | 15341401.43 |  | -1
node_1319124_707_15340477_864 |  |  | PQ | AN | 7199.558 | 8102201 | no | no |  |  | no |  |  | 1319124.707 | 15340477.864 |  | -1
node_1319143_229_15344907_047 |  |  | PQ | AN | 7199.558 | 8102201 | no | no |  |  | no |  |  | 1319143.229 | 15344907.047 |  | -1
node_1319159_089_15339948_557 |  |  | PQ | ABCN | 7199.558 | 8102201 | no | no |  |  | no |  |  | 1319159.089 | 15339948.557 |  | -1
node_1319162_57_15340193_317 |  |  | PQ | AN | 7199.558 | 8102201 | no | no |  |  | no |  |  | 1319162.57 | 15340193.317 |  | -1
node_1319163_107_15338176_494 |  |  | PQ | AN | 7199.558 | 8102201 | no | no |  |  | no |  |  | 1319163.107 | 15338176.494 |  | -1
node_1319232_629_15337709_037 |  |  | PQ | ABCN | 7199.558 | 8102201 | no | no |  |  | no |  |  | 1319232.629 | 15337709.037 |  | -1
node_1319240_618_15341843_553 |  |  | PQ | ABCN | 7199.558 | 8102201 | no | no |  |  | no |  |  | 1319240.618 | 15341843.553 |  | -1
node_1319267_501_15339579_417 |  |  | PQ | ABCN | 7199.558 | 8102201 | no | no |  |  | no |  |  | 1319267.501 | 15339579.417 |  | -1
node_1319320_036_15344601_359 |  |  | PQ | AN | 7199.558 | 8102201 | no | no |  |  | no |  |  | 1319320.036 | 15344601.359 |  | -1
node_1319334_664_15339306_517 |  |  | PQ | ABCN | 7199.558 | 8102201 | no | no |  |  | no |  |  | 1319334.664 | 15339306.517 |  | -1
node_1319353_893_15339877_4 |  |  | PQ | ABCN | 7199.558 | 8102201 | no | no |  |  | no |  |  | 1319353.893 | 15339877.4 |  | -1
node_1319354_305_15339310_043 |  |  | PQ | ABCN | 7199.558 | 8102201 | no | no |  |  | no |  |  | 1319354.305 | 15339310.043 |  | -1
node_1319373_913_15339306_617 |  |  | PQ | ABCN | 7199.558 | 8102201 | no | no |  |  | no |  |  | 1319373.913 | 15339306.617 |  | -1
node_1319420_898_15339303_702 |  |  | PQ | ABCN | 7199.558 | 8102201 | no | no |  |  | no |  |  | 1319420.898 | 15339303.702 |  | -1
node_1319440_288_15339309_275 |  |  | PQ | ABCN | 7199.558 | 8102201 | no | no |  |  | no |  |  | 1319440.288 | 15339309.275 |  | -1
node_1319449_931_15338027_486 |  |  | PQ | ABCN | 7199.558 | 8102201 | no | no |  |  | no |  |  | 1319449.931 | 15338027.486 |  | -1
node_1319453_096_15339449_456 |  |  | PQ | ABCN | 7199.558 | 8102201 | no | no |  |  | no |  |  | 1319453.096 | 15339449.456 |  | -1
node_1319460_048_15339307_919 |  |  | PQ | ABCN | 7199.558 | 8102201 | no | no |  |  | no |  |  | 1319460.048 | 15339307.919 |  | -1
node_1319461_8_15339473_47 |  |  | PQ | ABCN | 7199.558 | 8102201 | no | no |  |  | no |  |  | 1319461.8 | 15339473.47 |  | -1
node_1319474_809_15339493_686 |  |  | PQ | ABCN | 7199.558 | 8102201 | no | no |  |  | no |  |  | 1319474.809 | 15339493.686 |  | -1
node_1319482_908_15342034_826 |  |  | PQ | ABCN | 7199.558 | 8102201 | no | no |  |  | no |  |  | 1319482.908 | 15342034.826 |  | -1
node_1319495_519_15340171_377 |  |  | PQ | ABCN | 7199.558 | 8102201 | no | no |  |  | no |  |  | 1319495.519 | 15340171.377 |  | -1
node_1319495_776_15340976_492 |  |  | PQ | ABCN | 7199.558 | 8102201 | no | no |  |  | no |  |  | 1319495.776 | 15340976.492 |  | -1
node_1319499_93_15340561_673 |  |  | PQ | ABCN | 7199.558 | 8102201 | no | no |  |  | no |  |  | 1319499.93 | 15340561.673 |  | -1
node_1319507_651_15343616_882 |  |  | PQ | ABCN | 7199.558 | 8102201 | no | no |  |  | no |  |  | 1319507.651 | 15343616.882 |  | -1
node_1319531_9_15338287_44 |  |  | PQ | ABCN | 7199.558 | 8102201 | no | no |  |  | no |  |  | 1319531.9 | 15338287.44 |  | -1
node_1319531_213_15343385_581 |  |  | PQ | ABCN | 7199.558 | 8102201 | no | no |  |  | no |  |  | 1319531.213 | 15343385.581 |  | -1
node_1319541_98_15342453_782 |  |  | PQ | ABCN | 7199.558 | 8102201 | no | no |  |  | no |  |  | 1319541.98 | 15342453.782 |  | -1
node_1319543_677_15342348_921 |  |  | PQ | ABCN | 7199.558 | 8102201 | no | no |  |  | no |  |  | 1319543.677 | 15342348.921 |  | -1
node_1319546_856_15343073_77 |  |  | PQ | ABCN | 7199.558 | 8102201 | no | no |  |  | no |  |  | 1319546.856 | 15343073.77 |  | -1
node_1319552_236_15341195_542 |  |  | PQ | ABCN | 7199.558 | 8102201 | no | no |  |  | no |  |  | 1319552.236 | 15341195.542 |  | -1
node_1319583_282_15345766_636 |  |  | PQ | AN | 7199.558 | 8102201 | no | no |  |  | no |  |  | 1319583.282 | 15345766.636 |  | -1
node_1319592_81_15341456_575 |  |  | PQ | ABCN | 7199.558 | 8102201 | no | no |  |  | no |  |  | 1319592.81 | 15341456.575 |  | -1
node_1319595_232_15341430_174 |  |  | PQ | ABCN | 7199.558 | 8102201 | no | no |  |  | no |  |  | 1319595.232 | 15341430.174 |  | -1
node_1319600_623_15338401_473 |  |  | PQ | ABCN | 7199.558 | 8102201 | no | no |  |  | no |  |  | 1319600.623 | 15338401.473 |  | -1
node_1319637_641_15344996_007 |  |  | PQ | AN | 7199.558 | 8102201 | no | no |  |  | no |  |  | 1319637.641 | 15344996.007 |  | -1
node_1319642_335_15343661_526 |  |  | PQ | ABCN | 7199.558 | 8102201 | no | no |  |  | no |  |  | 1319642.335 | 15343661.526 |  | -1
node_1319703_366_15339019_459 |  |  | PQ | ABCN | 7199.558 | 8102201 | no | no |  |  | no |  |  | 1319703.366 | 15339019.459 |  | -1
node_1319730_094_15338639_616 |  |  | PQ | ABCN | 7199.558 | 8102201 | no | no |  |  | no |  |  | 1319730.094 | 15338639.616 |  | -1
node_1319733_379_15339683_604 |  |  | PQ | AN | 7199.558 | 8102201 | no | no |  |  | no |  |  | 1319733.379 | 15339683.604 |  | -1
node_1319747_343_15338920_137 |  |  | PQ | ABCN | 7199.558 | 8102201 | no | no |  |  | no |  |  | 1319747.343 | 15338920.137 |  | -1
node_1319757_943_15338897_768 |  |  | PQ | ABCN | 7199.558 | 8102201 | no | no |  |  | no |  |  | 1319757.943 | 15338897.768 |  | -1
node_1319772_509_15338879_901 |  |  | PQ | ABCN | 7199.558 | 8102201 | no | no |  |  | no |  |  | 1319772.509 | 15338879.901 |  | -1
node_1319803_287_15344236_912 |  |  | PQ | ABCN | 7199.558 | 8102201 | no | no |  |  | no |  |  | 1319803.287 | 15344236.912 |  | -1
node_1319805_061_15341350_268 |  |  | PQ | ABCN | 7199.558 | 8102201 | no | no |  |  | no |  |  | 1319805.061 | 15341350.268 |  | -1
node_1319810_538_15341375_918 |  |  | PQ | ABCN | 7199.558 | 8102201 | no | no |  |  | no |  |  | 1319810.538 | 15341375.918 |  | -1
node_1319810_906_15341402_546 |  |  | PQ | ABCN | 7199.558 | 8102201 | no | no |  |  | no |  |  | 1319810.906 | 15341402.546 |  | -1
node_1319818_29_15338034_229 |  |  | PQ | AN | 7199.558 | 8102201 | no | no |  |  | no |  |  | 1319818.29 | 15338034.229 |  | -1
node_1319849_23_15342191_013 |  |  | PQ | ABCN | 7199.558 | 8102201 | no | no |  |  | no |  |  | 1319849.23 | 15342191.013 |  | -1
node_1319865_644_15342185_236 |  |  | PQ | ABCN | 7199.558 | 8102201 | no | no |  |  | no |  |  | 1319865.644 | 15342185.236 |  | -1
node_1319865_932_15341832_049 |  |  | PQ | ABCN | 7199.558 | 8102201 | no | no |  |  | no |  |  | 1319865.932 | 15341832.049 |  | -1
node_1319971_293_15343185_987 |  |  | PQ | AN | 7199.558 | 8102201 | no | no |  |  | no |  |  | 1319971.293 | 15343185.987 |  | -1
node_1319977_575_15344649_879 |  |  | PQ | AN | 7199.558 | 8102201 | no | no |  |  | no |  |  | 1319977.575 | 15344649.879 |  | -1
node_1320032_46_15342188_306 |  |  | PQ | ABCN | 7199.558 | 8102201 | no | no |  |  | no |  |  | 1320032.46 | 15342188.306 |  | -1
node_1320042_762_15338960_467 |  |  | PQ | ABCN | 7199.558 | 8102201 | no | no |  |  | no |  |  | 1320042.762 | 15338960.467 |  | -1
node_1320048_252_15338986_112 |  |  | PQ | ABCN | 7199.558 | 8102201 | no | no |  |  | no |  |  | 1320048.252 | 15338986.112 |  | -1
node_1320055_262_15338822_964 |  |  | PQ | ABCN | 7199.558 | 8102201 | no | no |  |  | no |  |  | 1320055.262 | 15338822.964 |  | -1
node_1320069_826_15338805_093 |  |  | PQ | ABCN | 7199.558 | 8102201 | no | no |  |  | no |  |  | 1320069.826 | 15338805.093 |  | -1
node_1320155_754_15339626_75 |  |  | PQ | AN | 7199.558 | 8102201 | no | no |  |  | no |  |  | 1320155.754 | 15339626.75 |  | -1
node_1320177_397_15339295_015 |  |  | PQ | ABCN | 7199.558 | 8102201 | no | no |  |  | no |  |  | 1320177.397 | 15339295.015 |  | -1
node_1320187_253_15338151_373 |  |  | PQ | AN | 7199.558 | 8102201 | no | no |  |  | no |  |  | 1320187.253 | 15338151.373 |  | -1
node_1320196_593_15344457_622 |  |  | PQ | AN | 7199.558 | 8102201 | no | no |  |  | no |  |  | 1320196.593 | 15344457.622 |  | -1
node_1320253_428_15339027_232 |  |  | PQ | ABCN | 7199.558 | 8102201 | no | no |  |  | no |  |  | 1320253.428 | 15339027.232 |  | -1
node_1320276_124_15349949_143 |  |  | PQ | AN | 7199.558 | 8102201 | no | no |  |  | no |  |  | 1320276.124 | 15349949.143 |  | -1
node_1320278_138_15339370_921 |  |  | PQ | ABCN | 7199.558 | 8102201 | no | no |  |  | no |  |  | 1320278.138 | 15339370.921 |  | -1
node_1320278_763_15344933_263 |  |  | PQ | AN | 7199.558 | 8102201 | no | no |  |  | no |  |  | 1320278.763 | 15344933.263 |  | -1
node_1320288_3_15339393_887 |  |  | PQ | ABCN | 7199.558 | 8102201 | no | no |  |  | no |  |  | 1320288.3 | 15339393.887 |  | -1
node_1320293_718_15339419_559 |  |  | PQ | ABCN | 7199.558 | 8102201 | no | no |  |  | no |  |  | 1320293.718 | 15339419.559 |  | -1
node_1320309_797_15339295_502 |  |  | PQ | ABCN | 7199.558 | 8102201 | no | no |  |  | no |  |  | 1320309.797 | 15339295.502 |  | -1
node_1320329_263_15339290_887 |  |  | PQ | ABCN | 7199.558 | 8102201 | no | no |  |  | no |  |  | 1320329.263 | 15339290.887 |  | -1
node_1320345_179_15338390_687 |  |  | PQ | AN | 7199.558 | 8102201 | no | no |  |  | no |  |  | 1320345.179 | 15338390.687 |  | -1
node_1320347_135_15339279_642 |  |  | PQ | ABCN | 7199.558 | 8102201 | no | no |  |  | no |  |  | 1320347.135 | 15339279.642 |  | -1
node_1320369_828_15338922_054 |  |  | PQ | AN | 7199.558 | 8102201 | no | no |  |  | no |  |  | 1320369.828 | 15338922.054 |  | -1
node_1320468_731_15345246_979 |  |  | PQ | AN | 7199.558 | 8102201 | no | no |  |  | no |  |  | 1320468.731 | 15345246.979 |  | -1
node_1320486_18_15344255_025 |  |  | PQ | ABCN | 7199.558 | 8102201 | no | no |  |  | no |  |  | 1320486.18 | 15344255.025 |  | -1
node_1320521_861_15356626_5 |  |  | PQ | AN | 7199.558 | 8102201 | no | no |  |  | no |  |  | 1320521.861 | 15356626.5 |  | -1
node_1320551_694_15337990_563 |  |  | PQ | AN | 7199.558 | 8102201 | no | no |  |  | no |  |  | 1320551.694 | 15337990.563 |  | -1
node_1320668_681_15344246_742 |  |  | PQ | ABCN | 7199.558 | 8102201 | no | no |  |  | no |  |  | 1320668.681 | 15344246.742 |  | -1
node_1320698_424_15340798_356 |  |  | PQ | ABCN | 7199.558 | 8102201 | no | no |  |  | no |  |  | 1320698.424 | 15340798.356 |  | -1
node_1320752_58_15338707_152 |  |  | PQ | AN | 18703.852 | 8102201 | no | no |  |  | no |  |  | 1320752.58 | 15338707.152 |  | -1
node_1320846_192_15340959_12 |  |  | PQ | ABCN | 7199.558 | 8102201 | no | no |  |  | no |  |  | 1320846.192 | 15340959.12 |  | -1
node_1320851_694_15340984_761 |  |  | PQ | ABCN | 7199.558 | 8102201 | no | no |  |  | no |  |  | 1320851.694 | 15340984.761 |  | -1
node_1320964_743_15338588_302 |  |  | PQ | AN | 18703.852 | 8102201 | no | no |  |  | no |  |  | 1320964.743 | 15338588.302 |  | -1
node_1320973_193_15348962_383 |  |  | PQ | AN | 18703.852 | 8102201 | no | no |  |  | no |  |  | 1320973.193 | 15348962.383 |  | -1
node_1321070_219_15348652_747 |  |  | PQ | AN | 18703.852 | 8102201 | no | no |  |  | no |  |  | 1321070.219 | 15348652.747 |  | -1
node_1321074_025_15349247_291 |  |  | PQ | AN | 18703.852 | 8102201 | no | no |  |  | no |  |  | 1321074.025 | 15349247.291 |  | -1
node_1321126_498_15337759_116 |  |  | PQ | AN | 7199.558 | 8102201 | no | no |  |  | no |  |  | 1321126.498 | 15337759.116 |  | -1
node_1321142_048_15338499_138 |  |  | PQ | AN | 18703.852 | 8102201 | no | no |  |  | no |  |  | 1321142.048 | 15338499.138 |  | -1
node_1321170_891_15341507_7 |  |  | PQ | ABCN | 7199.558 | 8102201 | no | no |  |  | no |  |  | 1321170.891 | 15341507.7 |  | -1
node_1321176_464_15341533_313 |  |  | PQ | ABCN | 7199.558 | 8102201 | no | no |  |  | no |  |  | 1321176.464 | 15341533.313 |  | -1
node_1321192_601_15348393_659 |  |  | PQ | AN | 18703.852 | 8102201 | no | no |  |  | no |  |  | 1321192.601 | 15348393.659 |  | -1
node_1321264_846_15355474_416 |  |  | PQ | AN | 7199.558 | 8102201 | no | no |  |  | no |  |  | 1321264.846 | 15355474.416 |  | -1
node_1321347_708_15338405_906 |  |  | PQ | AN | 18703.852 | 8102201 | no | no |  |  | no |  |  | 1321347.708 | 15338405.906 |  | -1
node_1321360_914_15342151_896 |  |  | PQ | ABCN | 7199.558 | 8102201 | no | no |  |  | no |  |  | 1321360.914 | 15342151.896 |  | -1
node_1321381_227_15344089_073 |  |  | PQ | AN | 7199.558 | 8102201 | no | no |  |  | no |  |  | 1321381.227 | 15344089.073 |  | -1
node_1321392_157_15340690_923 |  |  | PQ | AN | 7199.558 | 8102201 | no | no |  |  | no |  |  | 1321392.157 | 15340690.923 |  | -1
node_1321422_335_15348680_787 |  |  | PQ | ABCN | 7199.558 | 8102201 | no | no |  |  | no |  |  | 1321422.335 | 15348680.787 |  | -1
node_1321432_778_15342692_735 |  |  | PQ | ABCN | 7199.558 | 8102201 | no | no |  |  | no |  |  | 1321432.778 | 15342692.735 |  | -1
node_1321482_457_15343317_461 |  |  | PQ | ABCN | 7199.558 | 8102201 | no | no |  |  | no |  |  | 1321482.457 | 15343317.461 |  | -1
node_1321483_033_15348517_786 |  |  | PQ | AN | 7199.558 | 8102201 | no | no |  |  | no |  |  | 1321483.033 | 15348517.786 |  | -1
node_1321493_555_15348886_127 |  |  | PQ | ABCN | 7199.558 | 8102201 | no | no |  |  | no |  |  | 1321493.555 | 15348886.127 |  | -1
node_1321498_596_15354991_434 |  |  | PQ | AN | 7199.558 | 8102201 | no | no |  |  | no |  |  | 1321498.596 | 15354991.434 |  | -1
node_1321500_923_15349098_447 |  |  | PQ | ABCN | 7199.558 | 8102201 | no | no |  |  | no |  |  | 1321500.923 | 15349098.447 |  | -1
node_1321520_933_15349504_232 |  |  | PQ | ABCN | 7199.558 | 8102201 | no | no |  |  | no |  |  | 1321520.933 | 15349504.232 |  | -1
node_1321574_198_15344507_854 |  |  | PQ | ABCN | 7199.558 | 8102201 | no | no |  |  | no |  |  | 1321574.198 | 15344507.854 |  | -1
node_1321586_931_15346714_099 |  |  | PQ | AN | 7199.558 | 8102201 | no | no |  |  | no |  |  | 1321586.931 | 15346714.099 |  | -1
node_1321589_249_15354751_673 |  |  | PQ | AN | 7199.558 | 8102201 | no | no |  |  | no |  |  | 1321589.249 | 15354751.673 |  | -1
node_1321593_127_15344761_359 |  |  | PQ | ABCN | 7199.558 | 8102201 | no | no |  |  | no |  |  | 1321593.127 | 15344761.359 |  | -1
node_1321605_959_15355395_348 |  |  | PQ | AN | 7199.558 | 8102201 | no | no |  |  | no |  |  | 1321605.959 | 15355395.348 |  | -1
node_1321628_007_15345075_194 |  |  | PQ | ABCN | 7199.558 | 8102201 | no | no |  |  | no |  |  | 1321628.007 | 15345075.194 |  | -1
node_1321636_233_15345186_532 |  |  | PQ | ABCN | 7199.558 | 8102201 | no | no |  |  | no |  |  | 1321636.233 | 15345186.532 |  | -1
node_1321681_411_15350512_343 |  |  | PQ | ABCN | 7199.558 | 8102201 | no | no |  |  | no |  |  | 1321681.411 | 15350512.343 |  | -1
node_1321710_491_15350728_182 |  |  | PQ | AN | 7199.558 | 8102201 | no | no |  |  | no |  |  | 1321710.491 | 15350728.182 |  | -1
node_1321739_67_15350996_006 |  |  | PQ | AN | 7199.558 | 8102201 | no | no |  |  | no |  |  | 1321739.67 | 15350996.006 |  | -1
node_1321764_608_15351382_923 |  |  | PQ | AN | 7199.558 | 8102201 | no | no |  |  | no |  |  | 1321764.608 | 15351382.923 |  | -1
node_1321787_013_15351618_856 |  |  | PQ | AN | 7199.558 | 8102201 | no | no |  |  | no |  |  | 1321787.013 | 15351618.856 |  | -1
node_1321799_584_15351854_694 |  |  | PQ | AN | 7199.558 | 8102201 | no | no |  |  | no |  |  | 1321799.584 | 15351854.694 |  | -1
node_1321823_457_15355352_526 |  |  | PQ | AN | 7199.558 | 8102201 | no | no |  |  | no |  |  | 1321823.457 | 15355352.526 |  | -1
node_1321839_161_15352252_462 |  |  | PQ | AN | 7199.558 | 8102201 | no | no |  |  | no |  |  | 1321839.161 | 15352252.462 |  | -1
node_1321840_607_15354591_325 |  |  | PQ | AN | 7199.558 | 8102201 | no | no |  |  | no |  |  | 1321840.607 | 15354591.325 |  | -1
node_1321860_171_15352508_396 |  |  | PQ | AN | 7199.558 | 8102201 | no | no |  |  | no |  |  | 1321860.171 | 15352508.396 |  | -1
node_1321867_448_15345068_561 |  |  | PQ | ABCD | 7199.558 | 8102201 | no | no |  |  | no |  |  | 1321867.448 | 15345068.561 |  | -1
node_1321872_13_15347600_518 |  |  | PQ | AN | 7199.558 | 8102201 | no | no |  |  | no |  |  | 1321872.13 | 15347600.518 |  | -1
node_1321874_219_15346607_172 |  |  | PQ | ABCN | 7199.558 | 8102201 | no | no |  |  | no |  |  | 1321874.219 | 15346607.172 |  | -1
node_1321895_63_15353702_333 |  |  | PQ | AD | 7199.558 | 8102201 | no | no |  |  | no |  |  | 1321895.63 | 15353702.333 |  | -1
node_1321910_526_15353238_668 |  |  | PQ | AN | 7199.558 | 8102201 | no | no |  |  | no |  |  | 1321910.526 | 15353238.668 |  | -1
node_1321930_327_15353492_604 |  |  | PQ | AN | 7199.558 | 8102201 | no | no |  |  | no |  |  | 1321930.327 | 15353492.604 |  | -1
node_1321959_357_15353937_734 |  |  | PQ | AN | 7199.558 | 8102201 | no | no |  |  | no |  |  | 1321959.357 | 15353937.734 |  | -1
node_1321961_303_15337979_884 |  |  | PQ | AN | 7199.558 | 8102201 | no | no |  |  | no |  |  | 1321961.303 | 15337979.884 |  | -1
node_1321963_348_15347322_92 |  |  | PQ | AN | 7199.558 | 8102201 | no | no |  |  | no |  |  | 1321963.348 | 15347322.92 |  | -1
node_1322047_391_15354267_957 |  |  | PQ | AN | 7199.558 | 8102201 | no | no |  |  | no |  |  | 1322047.391 | 15354267.957 |  | -1
node_1322118_22_15345064_819 |  |  | PQ | ABCN | 7199.558 | 8102201 | no | no |  |  | no |  |  | 1322118.22 | 15345064.819 |  | -1
node_1322191_234_15337997_7 |  |  | PQ | AN | 7199.558 | 8102201 | no | no |  |  | no |  |  | 1322191.234 | 15337997.7 |  | -1
node_1322257_915_15354310_569 |  |  | PQ | AN | 7199.558 | 8102201 | no | no |  |  | no |  |  | 1322257.915 | 15354310.569 |  | -1
node_1322293_718_15354142_954 |  |  | PQ | AN | 7199.558 | 8102201 | no | no |  |  | no |  |  | 1322293.718 | 15354142.954 |  | -1
node_1322400_22_15338015_139 |  |  | PQ | AN | 7199.558 | 8102201 | no | no |  |  | no |  |  | 1322400.22 | 15338015.139 |  | -1
node_1322476_511_15350166_021 |  |  | PQ | ABCN | 7199.558 | 8102201 | no | no |  |  | no |  |  | 1322476.511 | 15350166.021 |  | -1
node_1322477_843_15344807_591 |  |  | PQ | ABCN | 7199.558 | 8102201 | no | no |  |  | no |  |  | 1322477.843 | 15344807.591 |  | -1
node_1322645_05_15338042_04 |  |  | PQ | AN | 7199.558 | 8102201 | no | no |  |  | no |  |  | 1322645.05 | 15338042.04 |  | -1
node_1322761_286_15357593_877 |  |  | PQ | AN | 7199.558 | 8102201 | no | no |  |  | no |  |  | 1322761.286 | 15357593.877 |  | -1
node_1322783_069_15355025_921 |  |  | PQ | AN | 7199.558 | 8102201 | no | no |  |  | no |  |  | 1322783.069 | 15355025.921 |  | -1
node_1322823_033_15354341_005 |  |  | PQ | AN | 7199.558 | 8102201 | no | no |  |  | no |  |  | 1322823.033 | 15354341.005 |  | -1
node_1322887_526_15355297_181 |  |  | PQ | AN | 7199.558 | 8102201 | no | no |  |  | no |  |  | 1322887.526 | 15355297.181 |  | -1
node_1322902_362_15355702_104 |  |  | PQ | AN | 7199.558 | 8102201 | no | no |  |  | no |  |  | 1322902.362 | 15355702.104 |  | -1
node_1322909_646_15358188_692 |  |  | PQ | AN | 7199.558 | 8102201 | no | no |  |  | no |  |  | 1322909.646 | 15358188.692 |  | -1
node_1322921_029_15356726_082 |  |  | PQ | AN | 7199.558 | 8102201 | no | no |  |  | no |  |  | 1322921.029 | 15356726.082 |  | -1
node_1322940_721_15357183_032 |  |  | PQ | AN | 7199.558 | 8102201 | no | no |  |  | no |  |  | 1322940.721 | 15357183.032 |  | -1
node_1322941_298_15357867_276 |  |  | PQ | AN | 7199.558 | 8102201 | no | no |  |  | no |  |  | 1322941.298 | 15357867.276 |  | -1
node_1322944_49_15357420_857 |  |  | PQ | AN | 7199.558 | 8102201 | no | no |  |  | no |  |  | 1322944.49 | 15357420.857 |  | -1
node_1322946_74_15357638_902 |  |  | PQ | AN | 7199.558 | 8102201 | no | no |  |  | no |  |  | 1322946.74 | 15357638.902 |  | -1
node_1322950_244_15338659_532 |  |  | PQ | AN | 7199.558 | 8102201 | no | no |  |  | no |  |  | 1322950.244 | 15338659.532 |  | -1
node_1323103_68_15338115_605 |  |  | PQ | AN | 7199.558 | 8102201 | no | no |  |  | no |  |  | 1323103.68 | 15338115.605 |  | -1
node_1323214_295_15345374_575 |  |  | PQ | AN | 7199.558 | 8102201 | no | no |  |  | no |  |  | 1323214.295 | 15345374.575 |  | -1
node_1323296_701_15338240_218 |  |  | PQ | AN | 7199.558 | 8102201 | no | no |  |  | no |  |  | 1323296.701 | 15338240.218 |  | -1
node_1323328_935_15338639_625 |  |  | PQ | AN | 7199.558 | 8102201 | no | no |  |  | no |  |  | 1323328.935 | 15338639.625 |  | -1
node_1323420_204_15344975_945 |  |  | PQ | AN | 7199.558 | 8102201 | no | no |  |  | no |  |  | 1323420.204 | 15344975.945 |  | -1
node_1323448_826_15345464_438 |  |  | PQ | AN | 7199.558 | 8102201 | no | no |  |  | no |  |  | 1323448.826 | 15345464.438 |  | -1
node_1323617_956_15345681_736 |  |  | PQ | AN | 7199.558 | 8102201 | no | no |  |  | no |  |  | 1323617.956 | 15345681.736 |  | -1
node_1323638_55_15338437_177 |  |  | PQ | AN | 7199.558 | 8102201 | no | no |  |  | no |  |  | 1323638.55 | 15338437.177 |  | -1
node_1323671_427_15339162_411 |  |  | PQ | AN | 7199.558 | 8102201 | no | no |  |  | no |  |  | 1323671.427 | 15339162.411 |  | -1
node_1323961_995_15338510_1 |  |  | PQ | AD | 7199.558 | 8102201 | no | no |  |  | no |  |  | 1323961.995 | 15338510.1 |  | -1
node_1324192_9_15347353_023 |  |  | PQ | AN | 7199.558 | 8102201 | no | no |  |  | no |  |  | 1324192.9 | 15347353.023 |  | -1
node_1324205_018_15346032_358 |  |  | PQ | AN | 7199.558 | 8102201 | no | no |  |  | no |  |  | 1324205.018 | 15346032.358 |  | -1
node_1324222_758_15346369_517 |  |  | PQ | AN | 7199.558 | 8102201 | no | no |  |  | no |  |  | 1324222.758 | 15346369.517 |  | -1
node_1324226_414_15346233_626 |  |  | PQ | AN | 7199.558 | 8102201 | no | no |  |  | no |  |  | 1324226.414 | 15346233.626 |  | -1
node_1324231_817_15338899_775 |  |  | PQ | AN | 7199.558 | 8102201 | no | no |  |  | no |  |  | 1324231.817 | 15338899.775 |  | -1
node_1324275_567_15338518_18 |  |  | PQ | AN | 7199.558 | 8102201 | no | no |  |  | no |  |  | 1324275.567 | 15338518.18 |  | -1
node_1324314_957_15339462_667 |  |  | PQ | AN | 7199.558 | 8102201 | no | no |  |  | no |  |  | 1324314.957 | 15339462.667 |  | -1
node_1324588_896_15348284_089 |  |  | PQ | AN | 7199.558 | 8102201 | no | no |  |  | no |  |  | 1324588.896 | 15348284.089 |  | -1
node_1324625_151_15345850_057 |  |  | PQ | AN | 7199.558 | 8102201 | no | no |  |  | no |  |  | 1324625.151 | 15345850.057 |  | -1
node_1324642_582_15340190_833 |  |  | PQ | AN | 7199.558 | 8102201 | no | no |  |  | no |  |  | 1324642.582 | 15340190.833 |  | -1
node_1324758_27_15338635_805 |  |  | PQ | AN | 7199.558 | 8102201 | no | no |  |  | no |  |  | 1324758.27 | 15338635.805 |  | -1
node_1325105_752_15340559_15 |  |  | PQ | AN | 7199.558 | 8102201 | no | no |  |  | no |  |  | 1325105.752 | 15340559.15 |  | -1
node_1325276_102_15338627_599 |  |  | PQ | AN | 7199.558 | 8102201 | no | no |  |  | no |  |  | 1325276.102 | 15338627.599 |  | -1
node_1325320_93_15345939_042 |  |  | PQ | AN | 7199.558 | 8102201 | no | no |  |  | no |  |  | 1325320.93 | 15345939.042 |  | -1
node_1325405_63_15340011_167 |  |  | PQ | AN | 7199.558 | 8102201 | no | no |  |  | no |  |  | 1325405.63 | 15340011.167 |  | -1
node_1325623_732_15340744_184 |  |  | PQ | AN | 7199.558 | 8102201 | no | no |  |  | no |  |  | 1325623.732 | 15340744.184 |  | -1
node_1325653_629_15345998_618 |  |  | PQ | AN | 7199.558 | 8102201 | no | no |  |  | no |  |  | 1325653.629 | 15345998.618 |  | -1
node_1325709_021_15338925_814 |  |  | PQ | AN | 7199.558 | 8102201 | no | no |  |  | no |  |  | 1325709.021 | 15338925.814 |  | -1
node_1325884_764_15345753_359 |  |  | PQ | AN | 7199.558 | 8102201 | no | no |  |  | no |  |  | 1325884.764 | 15345753.359 |  | -1
node_1325993_643_15339142_233 |  |  | PQ | AN | 7199.558 | 8102201 | no | no |  |  | no |  |  | 1325993.643 | 15339142.233 |  | -1
node_1326149_547_15345555_948 |  |  | PQ | AN | 7199.558 | 8102201 | no | no |  |  | no |  |  | 1326149.547 | 15345555.948 |  | -1
node_1326177_824_15350172_523 |  |  | PQ | AN | 7199.558 | 8102201 | no | no |  |  | no |  |  | 1326177.824 | 15350172.523 |  | -1
node_1326228_578_15341155_286 |  |  | PQ | AN | 7199.558 | 8102201 | no | no |  |  | no |  |  | 1326228.578 | 15341155.286 |  | -1
node_1326463_012_15339062_265 |  |  | PQ | AN | 7199.558 | 8102201 | no | no |  |  | no |  |  | 1326463.012 | 15339062.265 |  | -1
node_1326468_444_15339488_397 |  |  | PQ | AN | 7199.558 | 8102201 | no | no |  |  | no |  |  | 1326468.444 | 15339488.397 |  | -1
node_1326492_098_15350837_867 |  |  | PQ | AN | 7199.558 | 8102201 | no | no |  |  | no |  |  | 1326492.098 | 15350837.867 |  | -1
node_1326594_235_15351062_445 |  |  | PQ | AN | 7199.558 | 8102201 | no | no |  |  | no |  |  | 1326594.235 | 15351062.445 |  | -1
node_1326618_241_15341931_413 |  |  | PQ | AN | 7199.558 | 8102201 | no | no |  |  | no |  |  | 1326618.241 | 15341931.413 |  | -1
node_1326896_83_15339313_26 |  |  | PQ | AN | 7199.558 | 8102201 | no | no |  |  | no |  |  | 1326896.83 | 15339313.26 |  | -1
node_1326968_992_15339879_334 |  |  | PQ | AN | 7199.558 | 8102201 | no | no |  |  | no |  |  | 1326968.992 | 15339879.334 |  | -1
node_1327027_806_15346754_494 |  |  | PQ | AN | 7199.558 | 8102201 | no | no |  |  | no |  |  | 1327027.806 | 15346754.494 |  | -1
node_1327050_245_15350965_631 |  |  | PQ | AN | 7199.558 | 8102201 | no | no |  |  | no |  |  | 1327050.245 | 15350965.631 |  | -1
node_1327312_774_15339218_768 |  |  | PQ | AN | 7199.558 | 8102201 | no | no |  |  | no |  |  | 1327312.774 | 15339218.768 |  | -1
node_1327471_259_15340067_441 |  |  | PQ | AN | 7199.558 | 8102201 | no | no |  |  | no |  |  | 1327471.259 | 15340067.441 |  | -1
node_1327562_961_15339227_008 |  |  | PQ | AN | 7199.558 | 8102201 | no | no |  |  | no |  |  | 1327562.961 | 15339227.008 |  | -1
node_1327605_496_15339697_206 |  |  | PQ | AN | 7199.558 | 8102201 | no | no |  |  | no |  |  | 1327605.496 | 15339697.206 |  | -1
node_1327827_44_15339223_773 |  |  | PQ | AN | 7199.558 | 8102201 | no | no |  |  | no |  |  | 1327827.44 | 15339223.773 |  | -1
node_1328064_422_15351010_21 |  |  | PQ | AN | 7199.558 | 8102201 | no | no |  |  | no |  |  | 1328064.422 | 15351010.21 |  | -1
node_1328140_351_15340042_469 |  |  | PQ | AN | 7199.558 | 8102201 | no | no |  |  | no |  |  | 1328140.351 | 15340042.469 |  | -1
node_1328227_438_15339233_605 |  |  | PQ | AN | 7199.558 | 8102201 | no | no |  |  | no |  |  | 1328227.438 | 15339233.605 |  | -1
node_1328283_636_15345577_501 |  |  | PQ | AN | 7199.558 | 8102201 | no | no |  |  | no |  |  | 1328283.636 | 15345577.501 |  | -1
node_1328432_523_15351035_61 |  |  | PQ | AN | 7199.558 | 8102201 | no | no |  |  | no |  |  | 1328432.523 | 15351035.61 |  | -1
node_1328579_818_15346096_967 |  |  | PQ | AN | 7199.558 | 8102201 | no | no |  |  | no |  |  | 1328579.818 | 15346096.967 |  | -1
node_1328627_62_15345570_892 |  |  | PQ | AN | 7199.558 | 8102201 | no | no |  |  | no |  |  | 1328627.62 | 15345570.892 |  | -1
node_1328666_757_15339242_625 |  |  | PQ | AN | 7199.558 | 8102201 | no | no |  |  | no |  |  | 1328666.757 | 15339242.625 |  | -1
node_1328913_158_15346041_594 |  |  | PQ | AN | 7199.558 | 8102201 | no | no |  |  | no |  |  | 1328913.158 | 15346041.594 |  | -1
node_1328966_693_15345591_311 |  |  | PQ | AN | 7199.558 | 8102201 | no | no |  |  | no |  |  | 1328966.693 | 15345591.311 |  | -1
node_1329045_051_15339248_201 |  |  | PQ | AN | 7199.558 | 8102201 | no | no |  |  | no |  |  | 1329045.051 | 15339248.201 |  | -1
node_1329126_771_15351227_828 |  |  | PQ | AN | 7199.558 | 8102201 | no | no |  |  | no |  |  | 1329126.771 | 15351227.828 |  | -1
node_1329169_428_15346557_878 |  |  | PQ | AN | 7199.558 | 8102201 | no | no |  |  | no |  |  | 1329169.428 | 15346557.878 |  | -1
node_1329179_34_15346032_749 |  |  | PQ | AN | 7199.558 | 8102201 | no | no |  |  | no |  |  | 1329179.34 | 15346032.749 |  | -1
node_1329270_448_15340010_625 |  |  | PQ | AN | 7199.558 | 8102201 | no | no |  |  | no |  |  | 1329270.448 | 15340010.625 |  | -1
node_1329278_898_15345651_074 |  |  | PQ | AN | 7199.558 | 8102201 | no | no |  |  | no |  |  | 1329278.898 | 15345651.074 |  | -1
node_1329480_869_15351257_175 |  |  | PQ | AN | 7199.558 | 8102201 | no | no |  |  | no |  |  | 1329480.869 | 15351257.175 |  | -1
node_1329517_286_15345854_986 |  |  | PQ | AN | 7199.558 | 8102201 | no | no |  |  | no |  |  | 1329517.286 | 15345854.986 |  | -1
node_1329805_09_15339335_858 |  |  | PQ | AN | 7199.558 | 8102201 | no | no |  |  | no |  |  | 1329805.09 | 15339335.858 |  | -1
node_1329812_629_15345588_209 |  |  | PQ | AN | 7199.558 | 8102201 | no | no |  |  | no |  |  | 1329812.629 | 15345588.209 |  | -1
node_1329849_712_15345123_332 |  |  | PQ | AN | 7199.558 | 8102201 | no | no |  |  | no |  |  | 1329849.712 | 15345123.332 |  | -1
node_1329889_82_15338974 |  |  | PQ | AN | 7199.558 | 8102201 | no | no |  |  | no |  |  | 1329889.82 | 15338974 |  | -1
node_1329939_654_15346087_794 |  |  | PQ | AD | 7199.558 | 8102201 | no | no |  |  | no |  |  | 1329939.654 | 15346087.794 |  | -1
node_1330073_637_15338433_728 |  |  | PQ | AN | 7199.558 | 8102201 | no | no |  |  | no |  |  | 1330073.637 | 15338433.728 |  | -1
node_1330350_492_15339270_714 |  |  | PQ | AN | 7199.558 | 8102201 | no | no |  |  | no |  |  | 1330350.492 | 15339270.714 |  | -1
node_1330370_423_15346261_506 |  |  | PQ | AN | 7199.558 | 8102201 | no | no |  |  | no |  |  | 1330370.423 | 15346261.506 |  | -1
node_1330428_339_15338103_643 |  |  | PQ | AN | 7199.558 | 8102201 | no | no |  |  | no |  |  | 1330428.339 | 15338103.643 |  | -1
node_1330473_175_15347395_298 |  |  | PQ | AN | 7199.558 | 8102201 | no | no |  |  | no |  |  | 1330473.175 | 15347395.298 |  | -1
node_1330495_778_15339377_45 |  |  | PQ | AN | 7199.558 | 8102201 | no | no |  |  | no |  |  | 1330495.778 | 15339377.45 |  | -1
node_1330506_9_15347844_501 |  |  | PQ | AN | 7199.558 | 8102201 | no | no |  |  | no |  |  | 1330506.9 | 15347844.501 |  | -1
node_1330513_525_15347682_594 |  |  | PQ | AN | 7199.558 | 8102201 | no | no |  |  | no |  |  | 1330513.525 | 15347682.594 |  | -1
node_1330521_305_15337862_775 |  |  | PQ | AN | 7199.558 | 8102201 | no | no |  |  | no |  |  | 1330521.305 | 15337862.775 |  | -1
node_1330559_102_15346950_116 |  |  | PQ | AN | 7199.558 | 8102201 | no | no |  |  | no |  |  | 1330559.102 | 15346950.116 |  | -1
node_1330575_605_15348471_413 |  |  | PQ | AN | 7199.558 | 8102201 | no | no |  |  | no |  |  | 1330575.605 | 15348471.413 |  | -1
node_1330579_472_15346620_405 |  |  | PQ | AN | 7199.558 | 8102201 | no | no |  |  | no |  |  | 1330579.472 | 15346620.405 |  | -1
node_1330611_315_15352221_581 |  |  | PQ | AN | 7199.558 | 8102201 | no | no |  |  | no |  |  | 1330611.315 | 15352221.581 |  | -1
node_1330722_549_15337671_495 |  |  | PQ | AN | 7199.558 | 8102201 | no | no |  |  | no |  |  | 1330722.549 | 15337671.495 |  | -1
node_1330838_233_15349631_798 |  |  | PQ | AN | 7199.558 | 8102201 | no | no |  |  | no |  |  | 1330838.233 | 15349631.798 |  | -1
node_1330886_582_15346864_644 |  |  | PQ | AN | 7199.558 | 8102201 | no | no |  |  | no |  |  | 1330886.582 | 15346864.644 |  | -1
node_1330893_419_15348734_854 |  |  | PQ | AN | 7199.558 | 8102201 | no | no |  |  | no |  |  | 1330893.419 | 15348734.854 |  | -1
node_1330893_476_15347648_777 |  |  | PQ | AN | 7199.558 | 8102201 | no | no |  |  | no |  |  | 1330893.476 | 15347648.777 |  | -1
node_1330912_732_15347978_706 |  |  | PQ | AN | 7199.558 | 8102201 | no | no |  |  | no |  |  | 1330912.732 | 15347978.706 |  | -1
node_1330915_967_15339439_039 |  |  | PQ | AD | 7199.558 | 8102201 | no | no |  |  | no |  |  | 1330915.967 | 15339439.039 |  | -1
node_1331167_843_15346757_269 |  |  | PQ | AN | 7199.558 | 8102201 | no | no |  |  | no |  |  | 1331167.843 | 15346757.269 |  | -1
node_1331240_168_15339533_888 |  |  | PQ | AN | 7199.558 | 8102201 | no | no |  |  | no |  |  | 1331240.168 | 15339533.888 |  | -1
node_1331252_646_15351997_74 |  |  | PQ | AN | 7199.558 | 8102201 | no | no |  |  | no |  |  | 1331252.646 | 15351997.74 |  | -1
node_1331351_903_15348901_671 |  |  | PQ | AN | 7199.558 | 8102201 | no | no |  |  | no |  |  | 1331351.903 | 15348901.671 |  | -1
node_1331379_589_15343690_309 |  |  | PQ | AN | 7199.558 | 8102201 | no | no |  |  | no |  |  | 1331379.589 | 15343690.309 |  | -1
node_1331452_367_15340522_183 |  |  | PQ | AN | 7199.558 | 8102201 | no | no |  |  | no |  |  | 1331452.367 | 15340522.183 |  | -1
node_1331456_29_15347553_55 |  |  | PQ | AN | 7199.558 | 8102201 | no | no |  |  | no |  |  | 1331456.29 | 15347553.55 |  | -1
node_1331519_512_15346548_268 |  |  | PQ | AN | 7199.558 | 8102201 | no | no |  |  | no |  |  | 1331519.512 | 15346548.268 |  | -1
node_1331561_085_15352149_569 |  |  | PQ | AN | 7199.558 | 8102201 | no | no |  |  | no |  |  | 1331561.085 | 15352149.569 |  | -1
node_1331636_709_15339525_836 |  |  | PQ | AN | 7199.558 | 8102201 | no | no |  |  | no |  |  | 1331636.709 | 15339525.836 |  | -1
node_1331695_72_15349025_914 |  |  | PQ | AN | 7199.558 | 8102201 | no | no |  |  | no |  |  | 1331695.72 | 15349025.914 |  | -1
node_1331761_055_15336828_268 |  |  | PQ | AN | 7199.558 | 8102201 | no | no |  |  | no |  |  | 1331761.055 | 15336828.268 |  | -1
node_1331844_556_15352288_9 |  |  | PQ | AN | 7199.558 | 8102201 | no | no |  |  | no |  |  | 1331844.556 | 15352288.9 |  | -1
node_1331854_406_15335588_239 |  |  | PQ | AN | 7199.558 | 8102201 | no | no |  |  | no |  |  | 1331854.406 | 15335588.239 |  | -1
node_1332016_955_15343995_694 |  |  | PQ | AN | 7199.558 | 8102201 | no | no |  |  | no |  |  | 1332016.955 | 15343995.694 |  | -1
node_1332036_875_15348955_264 |  |  | PQ | AN | 7199.558 | 8102201 | no | no |  |  | no |  |  | 1332036.875 | 15348955.264 |  | -1
node_1332045_251_15347741_881 |  |  | PQ | AN | 7199.558 | 8102201 | no | no |  |  | no |  |  | 1332045.251 | 15347741.881 |  | -1
node_1332151_478_15339316_948 |  |  | PQ | AN | 7199.558 | 8102201 | no | no |  |  | no |  |  | 1332151.478 | 15339316.948 |  | -1
node_1332163_6_15346854_909 |  |  | PQ | AN | 7199.558 | 8102201 | no | no |  |  | no |  |  | 1332163.6 | 15346854.909 |  | -1
node_1332295_765_15347574_034 |  |  | PQ | AN | 7199.558 | 8102201 | no | no |  |  | no |  |  | 1332295.765 | 15347574.034 |  | -1
node_1332371_127_15346618_908 |  |  | PQ | AN | 7199.558 | 8102201 | no | no |  |  | no |  |  | 1332371.127 | 15346618.908 |  | -1
node_1332384_788_15349051_945 |  |  | PQ | AN | 7199.558 | 8102201 | no | no |  |  | no |  |  | 1332384.788 | 15349051.945 |  | -1
node_1332494_568_15339159_054 |  |  | PQ | AN | 7199.558 | 8102201 | no | no |  |  | no |  |  | 1332494.568 | 15339159.054 |  | -1
node_1332522_075_15352616_951 |  |  | PQ | AN | 7199.558 | 8102201 | no | no |  |  | no |  |  | 1332522.075 | 15352616.951 |  | -1
node_1332571_473_15346619_964 |  |  | PQ | AN | 7199.558 | 8102201 | no | no |  |  | no |  |  | 1332571.473 | 15346619.964 |  | -1
node_1332731_954_15348960_922 |  |  | PQ | AN | 7199.558 | 8102201 | no | no |  |  | no |  |  | 1332731.954 | 15348960.922 |  | -1
node_1332805_029_15339991_74 |  |  | PQ | AN | 7199.558 | 8102201 | no | no |  |  | no |  |  | 1332805.029 | 15339991.74 |  | -1
node_1332808_17_15339264_244 |  |  | PQ | AN | 7199.558 | 8102201 | no | no |  |  | no |  |  | 1332808.17 | 15339264.244 |  | -1
node_1332818_191_15349196_756 |  |  | PQ | AN | 7199.558 | 8102201 | no | no |  |  | no |  |  | 1332818.191 | 15349196.756 |  | -1
node_1332819_058_15346615_822 |  |  | PQ | AN | 7199.558 | 8102201 | no | no |  |  | no |  |  | 1332819.058 | 15346615.822 |  | -1
node_1333039_83_15346630_186 |  |  | PQ | AN | 7199.558 | 8102201 | no | no |  |  | no |  |  | 1333039.83 | 15346630.186 |  | -1
node_1333098_101_15335665_941 |  |  | PQ | AN | 7199.558 | 8102201 | no | no |  |  | no |  |  | 1333098.101 | 15335665.941 |  | -1
node_1333221_817_15338403_346 |  |  | PQ | AN | 7199.558 | 8102201 | no | no |  |  | no |  |  | 1333221.817 | 15338403.346 |  | -1
node_1333270_301_15338536_399 |  |  | PQ | AD | 7199.558 | 8102201 | no | no |  |  | no |  |  | 1333270.301 | 15338536.399 |  | -1
node_1333288_931_15336774_431 |  |  | PQ | AN | 7199.558 | 8102201 | no | no |  |  | no |  |  | 1333288.931 | 15336774.431 |  | -1
node_1333298_308_15339634_37 |  |  | PQ | AN | 7199.558 | 8102201 | no | no |  |  | no |  |  | 1333298.308 | 15339634.37 |  | -1
node_1333299_739_15336566_447 |  |  | PQ | AN | 7199.558 | 8102201 | no | no |  |  | no |  |  | 1333299.739 | 15336566.447 |  | -1
node_1333315_81_15336185_621 |  |  | PQ | AN | 7199.558 | 8102201 | no | no |  |  | no |  |  | 1333315.81 | 15336185.621 |  | -1
node_1333323_8_15336003_675 |  |  | PQ | AN | 7199.558 | 8102201 | no | no |  |  | no |  |  | 1333323.8 | 15336003.675 |  | -1
node_1333412_732_15352785_93 |  |  | PQ | AN | 7199.558 | 8102201 | no | no |  |  | no |  |  | 1333412.732 | 15352785.93 |  | -1
node_1333580_067_15336970_671 |  |  | PQ | AN | 7199.558 | 8102201 | no | no |  |  | no |  |  | 1333580.067 | 15336970.671 |  | -1
node_1333591_503_15333863_673 |  |  | PQ | AN | 7199.558 | 8102201 | no | no |  |  | no |  |  | 1333591.503 | 15333863.673 |  | -1
node_1333773_216_15337184_125 |  |  | PQ | AN | 7199.558 | 8102201 | no | no |  |  | no |  |  | 1333773.216 | 15337184.125 |  | -1
node_1333792_28_15333863_287 |  |  | PQ | AN | 7199.558 | 8102201 | no | no |  |  | no |  |  | 1333792.28 | 15333863.287 |  | -1
node_1333821_27_15348520_401 |  |  | PQ | AN | 7199.558 | 8102201 | no | no |  |  | no |  |  | 1333821.27 | 15348520.401 |  | -1
node_1333966_992_15339468_064 |  |  | PQ | AN | 7199.558 | 8102201 | no | no |  |  | no |  |  | 1333966.992 | 15339468.064 |  | -1
node_1334650_65_15349051_083 |  |  | PQ | AN | 7199.558 | 8102201 | no | no |  |  | no |  |  | 1334650.65 | 15349051.083 |  | -1
node_1334986_739_15340048_815 |  |  | PQ | AN | 7199.558 | 8102201 | no | no |  |  | no |  |  | 1334986.739 | 15340048.815 |  | -1
node_1335007_244_15353095_647 |  |  | PQ | AN | 7199.558 | 8102201 | no | no |  |  | no |  |  | 1335007.244 | 15353095.647 |  | -1
node_1335215_842_15339766_51 |  |  | PQ | AN | 7199.558 | 8102201 | no | no |  |  | no |  |  | 1335215.842 | 15339766.51 |  | -1
node_1335426_494_15344547_56 |  |  | PQ | AN | 7199.558 | 8102201 | no | no |  |  | no |  |  | 1335426.494 | 15344547.56 |  | -1
node_1335831_925_15344208_249 |  |  | PQ | AN | 7199.558 | 8102201 | no | no |  |  | no |  |  | 1335831.925 | 15344208.249 |  | -1
node_1335943_795_15343465_922 |  |  | PQ | AN | 7199.558 | 8102201 | no | no |  |  | no |  |  | 1335943.795 | 15343465.922 |  | -1
node_1335957_529_15344084_733 |  |  | PQ | AN | 7199.558 | 8102201 | no | no |  |  | no |  |  | 1335957.529 | 15344084.733 |  | -1
node_1336014_636_15353058_186 |  |  | PQ | AN | 7199.558 | 8102201 | no | no |  |  | no |  |  | 1336014.636 | 15353058.186 |  | -1
node_1336037_551_15339508_234 |  |  | PQ | AN | 7199.558 | 8102201 | no | no |  |  | no |  |  | 1336037.551 | 15339508.234 |  | -1
node_1336230_056_15344602_83 |  |  | PQ | AN | 7199.558 | 8102201 | no | no |  |  | no |  |  | 1336230.056 | 15344602.83 |  | -1
node_1336396_497_15341738_627 |  |  | PQ | AN | 7199.558 | 8102201 | no | no |  |  | no |  |  | 1336396.497 | 15341738.627 |  | -1
node_1336716_861_15342115_197 |  |  | PQ | AN | 7199.558 | 8102201 | no | no |  |  | no |  |  | 1336716.861 | 15342115.197 |  | -1
node_1337026_351_15342298_641 |  |  | PQ | AN | 7199.558 | 8102201 | no | no |  |  | no |  |  | 1337026.351 | 15342298.641 |  | -1
node_1337952_318_15343158_555 |  |  | PQ | AN | 7199.558 | 8102201 | no | no |  |  | no |  |  | 1337952.318 | 15343158.555 |  | -1
node_1339398_049_15343751_507 |  |  | PQ | AN | 7199.558 | 8102201 | no | no |  |  | no |  |  | 1339398.049 | 15343751.507 |  | -1
node_1340524_044_15343095_415 |  |  | PQ | AN | 7199.558 | 8102201 | no | no |  |  | no |  |  | 1340524.044 | 15343095.415 |  | -1
node_1341101_806_15343228_35 |  |  | PQ | AN | 7199.558 | 8102201 | no | no |  |  | no |  |  | 1341101.806 | 15343228.35 |  | -1
node_1341453_045_15344346_248 |  |  | PQ | AN | 7199.558 | 8102201 | no | no |  |  | no |  |  | 1341453.045 | 15344346.248 |  | -1
node_1342250_523_15342648_14 |  |  | PQ | AN | 7199.558 | 8102201 | no | no |  |  | no |  |  | 1342250.523 | 15342648.14 |  | -1
node_1342451_684_15342549_784 |  |  | PQ | AN | 7199.558 | 8102201 | no | no |  |  | no |  |  | 1342451.684 | 15342549.784 |  | -1
node_1343167_939_15341800_827 |  |  | PQ | AN | 7199.558 | 8102201 | no | no |  |  | no |  |  | 1343167.939 | 15341800.827 |  | -1
node_1343458_562_15342077_867 |  |  | PQ | AN | 7199.558 | 8102201 | no | no |  |  | no |  |  | 1343458.562 | 15342077.867 |  | -1
node_1344058_963_15341881_747 |  |  | PQ | AN | 7199.558 | 8102201 | no | no |  |  | no |  |  | 1344058.963 | 15341881.747 |  | -1
node_1344230_789_15342941_389 |  |  | PQ | AN | 7199.558 | 8102201 | no | no |  |  | no |  |  | 1344230.789 | 15342941.389 |  | -1
node_1344390_164_15343384_298 |  |  | PQ | AN | 7199.558 | 8102201 | no | no |  |  | no |  |  | 1344390.164 | 15343384.298 |  | -1
node_1344737_003_15341644_884 |  |  | PQ | AN | 7199.558 | 8102201 | no | no |  |  | no |  |  | 1344737.003 | 15341644.884 |  | -1
node_1345321_395_15341806_329 |  |  | PQ | AN | 7199.558 | 8102201 | no | no |  |  | no |  |  | 1345321.395 | 15341806.329 |  | -1
node_1345584_95_15341342_284 |  |  | PQ | AN | 7199.558 | 8102201 | no | no |  |  | no |  |  | 1345584.95 | 15341342.284 |  | -1
node_1346301_549_15341087_827 |  |  | PQ | AN | 7199.558 | 8102201 | no | no |  |  | no |  |  | 1346301.549 | 15341087.827 |  | -1
node_1346749_418_15341052_693 |  |  | PQ | AN | 7199.558 | 8102201 | no | no |  |  | no |  |  | 1346749.418 | 15341052.693 |  | -1
node_1346962_185_15340962_115 |  |  | PQ | AN | 7199.558 | 8102201 | no | no |  |  | no |  |  | 1346962.185 | 15340962.115 |  | -1
node_1347175_477_15341183_874 |  |  | PQ | AN | 7199.558 | 8102201 | no | no |  |  | no |  |  | 1347175.477 | 15341183.874 |  | -1
node_1347343_47_15340658_486 |  |  | PQ | AN | 7199.558 | 8102201 | no | no |  |  | no |  |  | 1347343.47 | 15340658.486 |  | -1
node_1348401_368_15340871_567 |  |  | PQ | AN | 7199.558 | 8102201 | no | no |  |  | no |  |  | 1348401.368 | 15340871.567 |  | -1
node_1348615_025_15340697_976 |  |  | PQ | AN | 7199.558 | 8102201 | no | no |  |  | no |  |  | 1348615.025 | 15340697.976 |  | -1
node_8102201_200841164 |  |  | PQ | AD | 7199.558 | 8102201 | no | no |  |  | no |  |  | 1347069.27 | 15340890.602 |  | -1
node_8102201_200841165 |  |  | PQ | AN | 7199.558 | 8102201 | no | no |  |  | no |  |  | 1347357.391 | 15340680.309 |  | -1
node_8102201_200841167 |  |  | PQ | AD | 7199.558 | 8102201 | no | no |  |  | no |  |  | 1347687.485 | 15340552.428 |  | -1
node_8102201_200841168 |  |  | PQ | AD | 7199.558 | 8102201 | no | no |  |  | no |  |  | 1348016.918 | 15340421.734 |  | -1
node_8102201_200841169 |  |  | PQ | AD | 7199.558 | 8102201 | no | no |  |  | no |  |  | 1348322.393 | 15340368.822 |  | -1
node_8102201_200841170 |  |  | PQ | AD | 7199.558 | 8102201 | no | no |  |  | no |  |  | 1348415.361 | 15340620.874 |  | -1
node_8102201_200841171 |  |  | PQ | AN | 7199.558 | 8102201 | no | no |  |  | no |  |  | 1348384.16 | 15340824.403 |  | -1
node_8102201_200841172 |  |  | PQ | AD | 7199.558 | 8102201 | no | no |  |  | no |  |  | 1348527.847 | 15340401.896 |  | -1
node_8102201_200841173 |  |  | PQ | AN | 7199.558 | 8102201 | no | no |  |  | no |  |  | 1348606.762 | 15340655.243 |  | -1
node_8102201_200888034 |  |  | PQ | AD | 7199.558 | 8102201 | no | no |  |  | no |  |  | 1314825.685 | 15357871.534 |  | -1
node_8102201_200888035 |  |  | PQ | AD | 7199.558 | 8102201 | no | no |  |  | no |  |  | 1314689.75 | 15358188.981 |  | -1
node_8102201_200888036 |  |  | PQ | AN | 7199.558 | 8102201 | no | no |  |  | no |  |  | 1314558.654 | 15358507.274 |  | -1
node_8102201_200888037 |  |  | PQ | AD | 7199.558 | 8102201 | no | no |  |  | no |  |  | 1314488.824 | 15358666.388 |  | -1
node_8102201_200888038 |  |  | PQ | AD | 7199.558 | 8102201 | no | no |  |  | no |  |  | 1314281.222 | 15358843.588 |  | -1
node_8102201_200888039 |  |  | PQ | AN | 7199.558 | 8102201 | no | no |  |  | no |  |  | 1314074.07 | 15359061.743 |  | -1
node_8102201_200888518 |  |  | PQ | AN | 7199.558 | 8102201 | no | no |  |  | no |  |  | 1322904.257 | 15358146.93 |  | -1
node_8102201_200890069 |  |  | PQ | AN | 18703.852 | 8102201 | no | no |  |  | no |  |  | 1321150.473 | 15338533.964 |  | -1
node_8102201_200890071 |  |  | PQ | AN | 18703.852 | 8102201 | no | no |  |  | no |  |  | 1321333.206 | 15338438.666 |  | -1
node_8102201_200890083 |  |  | PQ | AN | 18703.852 | 8102201 | no | no |  |  | no |  |  | 1321009.037 | 15348958.217 |  | -1
node_8102201_200890084 |  |  | PQ | AN | 18703.852 | 8102201 | no | no |  |  | no |  |  | 1321098.422 | 15349224.431 |  | -1
node_8102201_200890089 |  |  | PQ | AN | 18703.852 | 8102201 | no | no |  |  | no |  |  | 1321049.216 | 15348637.663 |  | -1
node_8102201_200890093 |  |  | PQ | AN | 7199.558 | 8102201 | no | no |  |  | no |  |  | 1319934.268 | 15343192.895 |  | -1
node_8102201_200890096 |  |  | PQ | AN | 7199.558 | 8102201 | no | no |  |  | no |  |  | 1324183.855 | 15346022.393 |  | -1
node_8102201_200890097 |  |  | PQ | AN | 7199.558 | 8102201 | no | no |  |  | no |  |  | 1324185.047 | 15346235.691 |  | -1
node_8102201_200890098 |  |  | PQ | AN | 7199.558 | 8102201 | no | no |  |  | no |  |  | 1324183.5 | 15346373.024 |  | -1
node_8102201_200890099 |  |  | PQ | AD | 7199.558 | 8102201 | no | no |  |  | no |  |  | 1325935.272 | 15349473.758 |  | -1
node_8102201_200890100 |  |  | PQ | AD | 7199.558 | 8102201 | no | no |  |  | no |  |  | 1326182.721 | 15349898.024 |  | -1
node_8102201_200890101 |  |  | PQ | AN | 7199.558 | 8102201 | no | no |  |  | no |  |  | 1326204.698 | 15350173.041 |  | -1
node_8102201_200890103 |  |  | PQ | AD | 7199.558 | 8102201 | no | no |  |  | no |  |  | 1326236.082 | 15350499.273 |  | -1
node_8102201_200890104 |  |  | PQ | AD | 7199.558 | 8102201 | no | no |  |  | no |  |  | 1326356.983 | 15350686.421 |  | -1
node_8102201_200890105 |  |  | PQ | AN | 7199.558 | 8102201 | no | no |  |  | no |  |  | 1326460.839 | 15350854.985 |  | -1
node_8102201_200890106 |  |  | PQ | AN | 7199.558 | 8102201 | no | no |  |  | no |  |  | 1326576.38 | 15351033.572 |  | -1
node_8102201_200890115 |  |  | PQ | AD | 7199.558 | 8102201 | no | no |  |  | no |  |  | 1324184.313 | 15346522.686 |  | -1
node_8102201_200890116 |  |  | PQ | AD | 7199.558 | 8102201 | no | no |  |  | no |  |  | 1324176.055 | 15346799.37 |  | -1
node_8102201_200890117 |  |  | PQ | AD | 7199.558 | 8102201 | no | no |  |  | no |  |  | 1324168.004 | 15346962.905 |  | -1
node_8102201_200890137 |  |  | PQ | AD | 7199.558 | 8102201 | no | no |  |  | no |  |  | 1324163.039 | 15347132.595 |  | -1
node_8102201_200890138 |  |  | PQ | AN | 7199.558 | 8102201 | no | no |  |  | no |  |  | 1324156.172 | 15347354.15 |  | -1
node_8102201_200890142 |  |  | PQ | AD | 7199.558 | 8102201 | no | no |  |  | no |  |  | 1324154.41 | 15347562.793 |  | -1
node_8102201_200890143 |  |  | PQ | AD | 7199.558 | 8102201 | no | no |  |  | no |  |  | 1324554.093 | 15347850.871 |  | -1
node_8102201_200890144 |  |  | PQ | AD | 7199.558 | 8102201 | no | no |  |  | no |  |  | 1324907.292 | 15348086.066 |  | -1
node_8102201_200890145 |  |  | PQ | AN | 7199.558 | 8102201 | no | no |  |  | no |  |  | 1324614.229 | 15348273.359 |  | -1
node_8102201_200890146 |  |  | PQ | AD | 7199.558 | 8102201 | no | no |  |  | no |  |  | 1325239.848 | 15348281.619 |  | -1
node_8102201_200890147 |  |  | PQ | AD | 7199.558 | 8102201 | no | no |  |  | no |  |  | 1325416.348 | 15348602.194 |  | -1
node_8102201_200890148 |  |  | PQ | AD | 7199.558 | 8102201 | no | no |  |  | no |  |  | 1325630.177 | 15348966.07 |  | -1
node_8102201_200890179 |  |  | PQ | AD | 7199.558 | 8102201 | no | no |  |  | no |  |  | 1326875.72 | 15351016.195 |  | -1
node_8102201_200890180 |  |  | PQ | AN | 7199.558 | 8102201 | no | no |  |  | no |  |  | 1327051.375 | 15350997.532 |  | -1
node_8102201_200890181 |  |  | PQ | AD | 7199.558 | 8102201 | no | no |  |  | no |  |  | 1330227.252 | 15351540.25 |  | -1
node_8102201_200890182 |  |  | PQ | AD | 7199.558 | 8102201 | no | no |  |  | no |  |  | 1330573.492 | 15351710.088 |  | -1
node_8102201_200890183 |  |  | PQ | AD | 7199.558 | 8102201 | no | no |  |  | no |  |  | 1330832.389 | 15351829.612 |  | -1
node_8102201_200890184 |  |  | PQ | AN | 7199.558 | 8102201 | no | no |  |  | no |  |  | 1330630.474 | 15352191.326 |  | -1
node_8102201_200890185 |  |  | PQ | AN | 7199.558 | 8102201 | no | no |  |  | no |  |  | 1331233.102 | 15352023.37 |  | -1
node_8102201_200890187 |  |  | PQ | AN | 7199.558 | 8102201 | no | no |  |  | no |  |  | 1331544.567 | 15352179.71 |  | -1
node_8102201_200890189 |  |  | PQ | AN | 7199.558 | 8102201 | no | no |  |  | no |  |  | 1331827.273 | 15352318.72 |  | -1
node_8102201_200890190 |  |  | PQ | AD | 7199.558 | 8102201 | no | no |  |  | no |  |  | 1332217.151 | 15352504.757 |  | -1
node_8102201_200890191 |  |  | PQ | AN | 7199.558 | 8102201 | no | no |  |  | no |  |  | 1332513.26 | 15352651.554 |  | -1
node_8102201_200890192 |  |  | PQ | AD | 7199.558 | 8102201 | no | no |  |  | no |  |  | 1332856.022 | 15352809.741 |  | -1
node_8102201_200890193 |  |  | PQ | AD | 7199.558 | 8102201 | no | no |  |  | no |  |  | 1333161.022 | 15352973.613 |  | -1
node_8102201_200890194 |  |  | PQ | AD | 7199.558 | 8102201 | no | no |  |  | no |  |  | 1327283.811 | 15350980.61 |  | -1
node_8102201_200890195 |  |  | PQ | AD | 7199.558 | 8102201 | no | no |  |  | no |  |  | 1333487.007 | 15353130.969 |  | -1
node_8102201_200890196 |  |  | PQ | AD | 7199.558 | 8102201 | no | no |  |  | no |  |  | 1333699.374 | 15353227.46 |  | -1
node_8102201_200890197 |  |  | PQ | AD | 7199.558 | 8102201 | no | no |  |  | no |  |  | 1334035.186 | 15353207.289 |  | -1
node_8102201_200890198 |  |  | PQ | AD | 7199.558 | 8102201 | no | no |  |  | no |  |  | 1334325.935 | 15353190.837 |  | -1
node_8102201_200890199 |  |  | PQ | AD | 7199.558 | 8102201 | no | no |  |  | no |  |  | 1334669.673 | 15353156.032 |  | -1
node_8102201_200890200 |  |  | PQ | AN | 7199.558 | 8102201 | no | no |  |  | no |  |  | 1335013.477 | 15353126.95 |  | -1
node_8102201_200890201 |  |  | PQ | AD | 7199.558 | 8102201 | no | no |  |  | no |  |  | 1335318.432 | 15353105.066 |  | -1
node_8102201_200890202 |  |  | PQ | AD | 7199.558 | 8102201 | no | no |  |  | no |  |  | 1335597.198 | 15353088.675 |  | -1
node_8102201_200890203 |  |  | PQ | AN | 7199.558 | 8102201 | no | no |  |  | no |  |  | 1335975.159 | 15353059.797 |  | -1
node_8102201_200890204 |  |  | PQ | AD | 7199.558 | 8102201 | no | no |  |  | no |  |  | 1327699.011 | 15351018.406 |  | -1
node_8102201_200890205 |  |  | PQ | AN | 7199.558 | 8102201 | no | no |  |  | no |  |  | 1328057.547 | 15351045.629 |  | -1
node_8102201_200890206 |  |  | PQ | AN | 7199.558 | 8102201 | no | no |  |  | no |  |  | 1328428.405 | 15351074.07 |  | -1
node_8102201_200890208 |  |  | PQ | AD | 7199.558 | 8102201 | no | no |  |  | no |  |  | 1328788.586 | 15351108.078 |  | -1
node_8102201_200890209 |  |  | PQ | AN | 7199.558 | 8102201 | no | no |  |  | no |  |  | 1329136.924 | 15351198.766 |  | -1
node_8102201_200890211 |  |  | PQ | AN | 7199.558 | 8102201 | no | no |  |  | no |  |  | 1329470.735 | 15351291.234 |  | -1
node_8102201_200890212 |  |  | PQ | AD | 7199.558 | 8102201 | no | no |  |  | no |  |  | 1330020.103 | 15351436.478 |  | -1
node_8102201_200890214 |  |  | PQ | AN | 7199.558 | 8102201 | no | no |  |  | no |  |  | 1341454.392 | 15344311.849 |  | -1
node_8102201_200890215 |  |  | PQ | AN | 7199.558 | 8102201 | no | no |  |  | no |  |  | 1334958.559 | 15340058.119 |  | -1
node_8102201_200890216 |  |  | PQ | AD | 7199.558 | 8102201 | no | no |  |  | no |  |  | 1334641.837 | 15339715.826 |  | -1
node_8102201_200890217 |  |  | PQ | AD | 7199.558 | 8102201 | no | no |  |  | no |  |  | 1334534.336 | 15339825.265 |  | -1
node_8102201_200890218 |  |  | PQ | AN | 7199.558 | 8102201 | no | no |  |  | no |  |  | 1336708.505 | 15342151.814 |  | -1
node_8102201_200890219 |  |  | PQ | AN | 7199.558 | 8102201 | no | no |  |  | no |  |  | 1337008.332 | 15342325.155 |  | -1
node_8102201_200890221 |  |  | PQ | AD | 7199.558 | 8102201 | no | no |  |  | no |  |  | 1337322.936 | 15342509.672 |  | -1
node_8102201_200890222 |  |  | PQ | AD | 7199.558 | 8102201 | no | no |  |  | no |  |  | 1337651.578 | 15342700.467 |  | -1
node_8102201_200890223 |  |  | PQ | AD | 7199.558 | 8102201 | no | no |  |  | no |  |  | 1337880.577 | 15342838.645 |  | -1
node_8102201_200890224 |  |  | PQ | AD | 7199.558 | 8102201 | no | no |  |  | no |  |  | 1338131.213 | 15342976.636 |  | -1
node_8102201_200890225 |  |  | PQ | AD | 7199.558 | 8102201 | no | no |  |  | no |  |  | 1338326.92 | 15343096.127 |  | -1
node_8102201_200890226 |  |  | PQ | AD | 7199.558 | 8102201 | no | no |  |  | no |  |  | 1338511.376 | 15343204.93 |  | -1
node_8102201_200890227 |  |  | PQ | AD | 7199.558 | 8102201 | no | no |  |  | no |  |  | 1338797.108 | 15343374.899 |  | -1
node_8102201_200890228 |  |  | PQ | AD | 7199.558 | 8102201 | no | no |  |  | no |  |  | 1339117.357 | 15343556.709 |  | -1
node_8102201_200890229 |  |  | PQ | AD | 7199.558 | 8102201 | no | no |  |  | no |  |  | 1334783.11 | 15340142.81 |  | -1
node_8102201_200890230 |  |  | PQ | AD | 7199.558 | 8102201 | no | no |  |  | no |  |  | 1334789.784 | 15340140.567 |  | -1
node_8102201_200890231 |  |  | PQ | AN | 7199.558 | 8102201 | no | no |  |  | no |  |  | 1339404.037 | 15343722.257 |  | -1
node_8102201_200890232 |  |  | PQ | AD | 7199.558 | 8102201 | no | no |  |  | no |  |  | 1339836.896 | 15343612.726 |  | -1
node_8102201_200890233 |  |  | PQ | AD | 7199.558 | 8102201 | no | no |  |  | no |  |  | 1340201.63 | 15343514.42 |  | -1
node_8102201_200890234 |  |  | PQ | AD | 7199.558 | 8102201 | no | no |  |  | no |  |  | 1340481.981 | 15343442.126 |  | -1
node_8102201_200890235 |  |  | PQ | AN | 7199.558 | 8102201 | no | no |  |  | no |  |  | 1340524.673 | 15343128.462 |  | -1
node_8102201_200890236 |  |  | PQ | AD | 7199.558 | 8102201 | no | no |  |  | no |  |  | 1340790.46 | 15343352.951 |  | -1
node_8102201_200890237 |  |  | PQ | AN | 7199.558 | 8102201 | no | no |  |  | no |  |  | 1341087.991 | 15343204.699 |  | -1
node_8102201_200890239 |  |  | PQ | AN | 7199.558 | 8102201 | no | no |  |  | no |  |  | 1341433.051 | 15343027.451 |  | -1
node_8102201_200890240 |  |  | PQ | AD | 7199.558 | 8102201 | no | no |  |  | no |  |  | 1341708.573 | 15342890.805 |  | -1
node_8102201_200890241 |  |  | PQ | AD | 7199.558 | 8102201 | no | no |  |  | no |  |  | 1341999.265 | 15342735.734 |  | -1
node_8102201_200890242 |  |  | PQ | AN | 7199.558 | 8102201 | no | no |  |  | no |  |  | 1342233.786 | 15342623.506 |  | -1
node_8102201_200890244 |  |  | PQ | AD | 7199.558 | 8102201 | no | no |  |  | no |  |  | 1334993.61 | 15340402.048 |  | -1
node_8102201_200890247 |  |  | PQ | AD | 7199.558 | 8102201 | no | no |  |  | no |  |  | 1342691.297 | 15342385.469 |  | -1
node_8102201_200890248 |  |  | PQ | AD | 7199.558 | 8102201 | no | no |  |  | no |  |  | 1342902.987 | 15342311.702 |  | -1
node_8102201_200890249 |  |  | PQ | AD | 7199.558 | 8102201 | no | no |  |  | no |  |  | 1343199.291 | 15342190.074 |  | -1
node_8102201_200890250 |  |  | PQ | AN | 7199.558 | 8102201 | no | no |  |  | no |  |  | 1343169.971 | 15341834.498 |  | -1
node_8102201_200890251 |  |  | PQ | AN | 7199.558 | 8102201 | no | no |  |  | no |  |  | 1343464.429 | 15342107.415 |  | -1
node_8102201_200890253 |  |  | PQ | AD | 7199.558 | 8102201 | no | no |  |  | no |  |  | 1343780.304 | 15342001.813 |  | -1
node_8102201_200890254 |  |  | PQ | AN | 7199.558 | 8102201 | no | no |  |  | no |  |  | 1344071.212 | 15341914.139 |  | -1
node_8102201_200890255 |  |  | PQ | AD | 7199.558 | 8102201 | no | no |  |  | no |  |  | 1344355.784 | 15341818 |  | -1
node_8102201_200890256 |  |  | PQ | AN | 7199.558 | 8102201 | no | no |  |  | no |  |  | 1344744.424 | 15341678.422 |  | -1
node_8102201_200890257 |  |  | PQ | AD | 7199.558 | 8102201 | no | no |  |  | no |  |  | 1345167.023 | 15341526.296 |  | -1
node_8102201_200890258 |  |  | PQ | AN | 7199.558 | 8102201 | no | no |  |  | no |  |  | 1345302.543 | 15341775.185 |  | -1
node_8102201_200890259 |  |  | PQ | AD | 7199.558 | 8102201 | no | no |  |  | no |  |  | 1335218.001 | 15340693.652 |  | -1
node_8102201_200890260 |  |  | PQ | AN | 7199.558 | 8102201 | no | no |  |  | no |  |  | 1345590.642 | 15341370.791 |  | -1
node_8102201_200890261 |  |  | PQ | AD | 7199.558 | 8102201 | no | no |  |  | no |  |  | 1345948.471 | 15341242.544 |  | -1
node_8102201_200890262 |  |  | PQ | AN | 7199.558 | 8102201 | no | no |  |  | no |  |  | 1346313.905 | 15341121.619 |  | -1
node_8102201_200890263 |  |  | PQ | AN | 7199.558 | 8102201 | no | no |  |  | no |  |  | 1346735.258 | 15341017.8 |  | -1
node_8102201_200890265 |  |  | PQ | AN | 7199.558 | 8102201 | no | no |  |  | no |  |  | 1346974.953 | 15340928.37 |  | -1
node_8102201_200890266 |  |  | PQ | AN | 7199.558 | 8102201 | no | no |  |  | no |  |  | 1347151.504 | 15341166.816 |  | -1
node_8102201_200890267 |  |  | PQ | AD | 7199.558 | 8102201 | no | no |  |  | no |  |  | 1335412.504 | 15340940.618 |  | -1
node_8102201_200890268 |  |  | PQ | AD | 7199.558 | 8102201 | no | no |  |  | no |  |  | 1335635.768 | 15341228.642 |  | -1
node_8102201_200890269 |  |  | PQ | AD | 7199.558 | 8102201 | no | no |  |  | no |  |  | 1335853.34 | 15341507.326 |  | -1
node_8102201_200890270 |  |  | PQ | AD | 7199.558 | 8102201 | no | no |  |  | no |  |  | 1336055.452 | 15341772.915 |  | -1
node_8102201_200890271 |  |  | PQ | AD | 7199.558 | 8102201 | no | no |  |  | no |  |  | 1336358.804 | 15341950.002 |  | -1
node_8102201_200890272 |  |  | PQ | AN | 7199.558 | 8102201 | no | no |  |  | no |  |  | 1336391.024 | 15341766.393 |  | -1
node_8102201_200890289 |  |  | PQ | AD | 7199.558 | 8102201 | no | no |  |  | no |  |  | 1315843.268 | 15349878.559 |  | -1
node_8102201_200890290 |  |  | PQ | AN | 7199.558 | 8102201 | no | no |  |  | no |  |  | 1314711.297 | 15353016.515 |  | -1
node_8102201_200890291 |  |  | PQ | AD | 7199.558 | 8102201 | no | no |  |  | no |  |  | 1314624.202 | 15353207.244 |  | -1
node_8102201_200890292 |  |  | PQ | AN | 7199.558 | 8102201 | no | no |  |  | no |  |  | 1314340.703 | 15353541.622 |  | -1
node_8102201_200890293 |  |  | PQ | AD | 7199.558 | 8102201 | no | no |  |  | no |  |  | 1314104.47 | 15353789.04 |  | -1
node_8102201_200890294 |  |  | PQ | AN | 7199.558 | 8102201 | no | no |  |  | no |  |  | 1313891.911 | 15354065.952 |  | -1
node_8102201_200890295 |  |  | PQ | AN | 7199.558 | 8102201 | no | no |  |  | no |  |  | 1313627.65 | 15354373.904 |  | -1
node_8102201_200890296 |  |  | PQ | AN | 7199.558 | 8102201 | no | no |  |  | no |  |  | 1313331.678 | 15354657.414 |  | -1
node_8102201_200890297 |  |  | PQ | AN | 7199.558 | 8102201 | no | no |  |  | no |  |  | 1313097.241 | 15354934.483 |  | -1
node_8102201_200890298 |  |  | PQ | AN | 7199.558 | 8102201 | no | no |  |  | no |  |  | 1312910.205 | 15355097.981 |  | -1
node_8102201_200890301 |  |  | PQ | AN | 7199.558 | 8102201 | no | no |  |  | no |  |  | 1312773.469 | 15355232.195 |  | -1
node_8102201_200890302 |  |  | PQ | AD | 7199.558 | 8102201 | no | no |  |  | no |  |  | 1312465.142 | 15355542.659 |  | -1
node_8102201_200890303 |  |  | PQ | AD | 7199.558 | 8102201 | no | no |  |  | no |  |  | 1315748.21 | 15350259.527 |  | -1
node_8102201_200890304 |  |  | PQ | AN | 7199.558 | 8102201 | no | no |  |  | no |  |  | 1315879.094 | 15350345.943 |  | -1
node_8102201_200890305 |  |  | PQ | AN | 7199.558 | 8102201 | no | no |  |  | no |  |  | 1312191.377 | 15355828.084 |  | -1
node_8102201_200890306 |  |  | PQ | AN | 7199.558 | 8102201 | no | no |  |  | no |  |  | 1315624.806 | 15350647.413 |  | -1
node_8102201_200890307 |  |  | PQ | AD | 7199.558 | 8102201 | no | no |  |  | no |  |  | 1315528.353 | 15351041.248 |  | -1
node_8102201_200890308 |  |  | PQ | AN | 7199.558 | 8102201 | no | no |  |  | no |  |  | 1315413.371 | 15351357.304 |  | -1
node_8102201_200890309 |  |  | PQ | AD | 7199.558 | 8102201 | no | no |  |  | no |  |  | 1315269.961 | 15351703.526 |  | -1
node_8102201_200890310 |  |  | PQ | AN | 7199.558 | 8102201 | no | no |  |  | no |  |  | 1315115.208 | 15352070.049 |  | -1
node_8102201_200890311 |  |  | PQ | AD | 7199.558 | 8102201 | no | no |  |  | no |  |  | 1314986.678 | 15352373.343 |  | -1
node_8102201_200890312 |  |  | PQ | AD | 7199.558 | 8102201 | no | no |  |  | no |  |  | 1314865.849 | 15352657.1 |  | -1
node_8102201_200890313 |  |  | PQ | AN | 7199.558 | 8102201 | no | no |  |  | no |  |  | 1325732.113 | 15338945.515 |  | -1
node_8102201_200890314 |  |  | PQ | AN | 7199.558 | 8102201 | no | no |  |  | no |  |  | 1325967.419 | 15339116.702 |  | -1
node_8102201_200890315 |  |  | PQ | AN | 7199.558 | 8102201 | no | no |  |  | no |  |  | 1326647.633 | 15341902.285 |  | -1
node_8102201_200890317 |  |  | PQ | AD | 7199.558 | 8102201 | no | no |  |  | no |  |  | 1325565.035 | 15339266.92 |  | -1
node_8102201_200890318 |  |  | PQ | AD | 7199.558 | 8102201 | no | no |  |  | no |  |  | 1325569.107 | 15339538.009 |  | -1
node_8102201_200890319 |  |  | PQ | AD | 7199.558 | 8102201 | no | no |  |  | no |  |  | 1325563.729 | 15339802.011 |  | -1
node_8102201_200890320 |  |  | PQ | AN | 7199.558 | 8102201 | no | no |  |  | no |  |  | 1325381.787 | 15339981.071 |  | -1
node_8102201_200890321 |  |  | PQ | AD | 7199.558 | 8102201 | no | no |  |  | no |  |  | 1325239.992 | 15340131.595 |  | -1
node_8102201_200890322 |  |  | PQ | AD | 7199.558 | 8102201 | no | no |  |  | no |  |  | 1325056.302 | 15340322.729 |  | -1
node_8102201_200890323 |  |  | PQ | AN | 7199.558 | 8102201 | no | no |  |  | no |  |  | 1325102.871 | 15340522.741 |  | -1
node_8102201_200890324 |  |  | PQ | AN | 7199.558 | 8102201 | no | no |  |  | no |  |  | 1324662.608 | 15340165.565 |  | -1
node_8102201_200890326 |  |  | PQ | AD | 7199.558 | 8102201 | no | no |  |  | no |  |  | 1325708.759 | 15340137.211 |  | -1
node_8102201_200890327 |  |  | PQ | AD | 7199.558 | 8102201 | no | no |  |  | no |  |  | 1325891.512 | 15340503.268 |  | -1
node_8102201_200890328 |  |  | PQ | AN | 7199.558 | 8102201 | no | no |  |  | no |  |  | 1325648.621 | 15340713.681 |  | -1
node_8102201_200890329 |  |  | PQ | AD | 7199.558 | 8102201 | no | no |  |  | no |  |  | 1326038.798 | 15340815.688 |  | -1
node_8102201_200890330 |  |  | PQ | AN | 7199.558 | 8102201 | no | no |  |  | no |  |  | 1326202.603 | 15341167.21 |  | -1
node_8102201_200890332 |  |  | PQ | AD | 7199.558 | 8102201 | no | no |  |  | no |  |  | 1326395.485 | 15341493.935 |  | -1
node_8102201_200890498 |  |  | PQ | AD | 7199.558 | 8102201 | no | no |  |  | no |  |  | 1333341.796 | 15339191.597 |  | -1
node_8102201_200890499 |  |  | PQ | AN | 7199.558 | 8102201 | no | no |  |  | no |  |  | 1333355.306 | 15336009.079 |  | -1
node_8102201_200890500 |  |  | PQ | AD | 7199.558 | 8102201 | no | no |  |  | no |  |  | 1333422.572 | 15335635.012 |  | -1
node_8102201_200890502 |  |  | PQ | AD | 7199.558 | 8102201 | no | no |  |  | no |  |  | 1333493.199 | 15335258.388 |  | -1
node_8102201_200890503 |  |  | PQ | AD | 7199.558 | 8102201 | no | no |  |  | no |  |  | 1333564.51 | 15334877.316 |  | -1
node_8102201_200890504 |  |  | PQ | AD | 7199.558 | 8102201 | no | no |  |  | no |  |  | 1333627.014 | 15334566.446 |  | -1
node_8102201_200890505 |  |  | PQ | AN | 7199.558 | 8102201 | no | no |  |  | no |  |  | 1333758.947 | 15333887.077 |  | -1
node_8102201_200890506 |  |  | PQ | AN | 7199.558 | 8102201 | no | no |  |  | no |  |  | 1333616.741 | 15333842.184 |  | -1
node_8102201_200890507 |  |  | PQ | AD | 7199.558 | 8102201 | no | no |  |  | no |  |  | 1333289.257 | 15338730.209 |  | -1
node_8102201_200890508 |  |  | PQ | AD | 7199.558 | 8102201 | no | no |  |  | no |  |  | 1333272.039 | 15338544.284 |  | -1
node_8102201_200890509 |  |  | PQ | AN | 7199.558 | 8102201 | no | no |  |  | no |  |  | 1333240.726 | 15338402.229 |  | -1
node_8102201_200890511 |  |  | PQ | AD | 7199.558 | 8102201 | no | no |  |  | no |  |  | 1333270.323 | 15338013.918 |  | -1
node_8102201_200890512 |  |  | PQ | AD | 7199.558 | 8102201 | no | no |  |  | no |  |  | 1333286.486 | 15337596.104 |  | -1
node_8102201_200890513 |  |  | PQ | AD | 7199.558 | 8102201 | no | no |  |  | no |  |  | 1333303.818 | 15337165.307 |  | -1
node_8102201_200890514 |  |  | PQ | AD | 7199.558 | 8102201 | no | no |  |  | no |  |  | 1333311.404 | 15337001.801 |  | -1
node_8102201_200890515 |  |  | PQ | AN | 7199.558 | 8102201 | no | no |  |  | no |  |  | 1333543.216 | 15337008.649 |  | -1
node_8102201_200890516 |  |  | PQ | AN | 7199.558 | 8102201 | no | no |  |  | no |  |  | 1333730.163 | 15337173.999 |  | -1
node_8102201_200890517 |  |  | PQ | AN | 7199.558 | 8102201 | no | no |  |  | no |  |  | 1333315.872 | 15336782.59 |  | -1
node_8102201_200890518 |  |  | PQ | AN | 7199.558 | 8102201 | no | no |  |  | no |  |  | 1333325.797 | 15336586.219 |  | -1
node_8102201_200890519 |  |  | PQ | AD | 7199.558 | 8102201 | no | no |  |  | no |  |  | 1333340.234 | 15336395.611 |  | -1
node_8102201_200890520 |  |  | PQ | AN | 7199.558 | 8102201 | no | no |  |  | no |  |  | 1333336.472 | 15336202.628 |  | -1
node_8102201_200890527 |  |  | PQ | AN | 7199.558 | 8102201 | no | no |  |  | no |  |  | 1317576.715 | 15357562.517 |  | -1
node_8102201_200890528 |  |  | PQ | AN | 7199.558 | 8102201 | no | no |  |  | no |  |  | 1317503.764 | 15349052.834 |  | -1
node_8102201_200890530 |  |  | PQ | AD | 7199.558 | 8102201 | no | no |  |  | no |  |  | 1318064.134 | 15351852.216 |  | -1
node_8102201_200890531 |  |  | PQ | AN | 7199.558 | 8102201 | no | no |  |  | no |  |  | 1317952 | 15352214.519 |  | -1
node_8102201_200890533 |  |  | PQ | AD | 7199.558 | 8102201 | no | no |  |  | no |  |  | 1317816.159 | 15352720.321 |  | -1
node_8102201_200890534 |  |  | PQ | AD | 7199.558 | 8102201 | no | no |  |  | no |  |  | 1317743.231 | 15353091.043 |  | -1
node_8102201_200890535 |  |  | PQ | AN | 7199.558 | 8102201 | no | no |  |  | no |  |  | 1318001.847 | 15353277.022 |  | -1
node_8102201_200890536 |  |  | PQ | AN | 7199.558 | 8102201 | no | no |  |  | no |  |  | 1318046.866 | 15353306.512 |  | -1
node_8102201_200890537 |  |  | PQ | AD | 7199.558 | 8102201 | no | no |  |  | no |  |  | 1318043.441 | 15353070.61 |  | -1
node_8102201_200890538 |  |  | PQ | AN | 7199.558 | 8102201 | no | no |  |  | no |  |  | 1318101.894 | 15352859.994 |  | -1
node_8102201_200890539 |  |  | PQ | AD | 7199.558 | 8102201 | no | no |  |  | no |  |  | 1318168.338 | 15352621.898 |  | -1
node_8102201_200890540 |  |  | PQ | AN | 7199.558 | 8102201 | no | no |  |  | no |  |  | 1317638.051 | 15353454.196 |  | -1
node_8102201_200890541 |  |  | PQ | AD | 7199.558 | 8102201 | no | no |  |  | no |  |  | 1317547.493 | 15353944.315 |  | -1
node_8102201_200890542 |  |  | PQ | AN | 7199.558 | 8102201 | no | no |  |  | no |  |  | 1317466.377 | 15354274.258 |  | -1
node_8102201_200890543 |  |  | PQ | AD | 7199.558 | 8102201 | no | no |  |  | no |  |  | 1317292.133 | 15354598.103 |  | -1
node_8102201_200890544 |  |  | PQ | AD | 7199.558 | 8102201 | no | no |  |  | no |  |  | 1317141.072 | 15354872.273 |  | -1
node_8102201_200890545 |  |  | PQ | AN | 7199.558 | 8102201 | no | no |  |  | no |  |  | 1316956.05 | 15355262.62 |  | -1
node_8102201_200890546 |  |  | PQ | AD | 7199.558 | 8102201 | no | no |  |  | no |  |  | 1317661.271 | 15349244.449 |  | -1
node_8102201_200890547 |  |  | PQ | AN | 7199.558 | 8102201 | no | no |  |  | no |  |  | 1316646.758 | 15355616.616 |  | -1
node_8102201_200890548 |  |  | PQ | AD | 7199.558 | 8102201 | no | no |  |  | no |  |  | 1316308.639 | 15355891.227 |  | -1
node_8102201_200890549 |  |  | PQ | AN | 7199.558 | 8102201 | no | no |  |  | no |  |  | 1315930.533 | 15356172.13 |  | -1
node_8102201_200890550 |  |  | PQ | AD | 7199.558 | 8102201 | no | no |  |  | no |  |  | 1315741.427 | 15356483.392 |  | -1
node_8102201_200890551 |  |  | PQ | AD | 7199.558 | 8102201 | no | no |  |  | no |  |  | 1315527.829 | 15356780.293 |  | -1
node_8102201_200890552 |  |  | PQ | AD | 7199.558 | 8102201 | no | no |  |  | no |  |  | 1315330.996 | 15357062.944 |  | -1
node_8102201_200890553 |  |  | PQ | AD | 7199.558 | 8102201 | no | no |  |  | no |  |  | 1315173.68 | 15357326.713 |  | -1
node_8102201_200890554 |  |  | PQ | AD | 7199.558 | 8102201 | no | no |  |  | no |  |  | 1314981.349 | 15357569.915 |  | -1
node_8102201_200890555 |  |  | PQ | AN | 7199.558 | 8102201 | no | no |  |  | no |  |  | 1317878.856 | 15349508.661 |  | -1
node_8102201_200890556 |  |  | PQ | AD | 7199.558 | 8102201 | no | no |  |  | no |  |  | 1317931.393 | 15349937.804 |  | -1
node_8102201_200890557 |  |  | PQ | AN | 7199.558 | 8102201 | no | no |  |  | no |  |  | 1317951.19 | 15350394.447 |  | -1
node_8102201_200890559 |  |  | PQ | AN | 7199.558 | 8102201 | no | no |  |  | no |  |  | 1318204.362 | 15350717.385 |  | -1
node_8102201_200890560 |  |  | PQ | AD | 7199.558 | 8102201 | no | no |  |  | no |  |  | 1318288.28 | 15351001.816 |  | -1
node_8102201_200890561 |  |  | PQ | AD | 7199.558 | 8102201 | no | no |  |  | no |  |  | 1318330.94 | 15351193.403 |  | -1
node_8102201_200890563 |  |  | PQ | AN | 7199.558 | 8102201 | no | no |  |  | no |  |  | 1318616.175 | 15351262.12 |  | -1
node_8102201_200890564 |  |  | PQ | AD | 7199.558 | 8102201 | no | no |  |  | no |  |  | 1318227.859 | 15350999.058 |  | -1
node_8102201_200890565 |  |  | PQ | AN | 7199.558 | 8102201 | no | no |  |  | no |  |  | 1318216.03 | 15351133.522 |  | -1
node_8102201_200890566 |  |  | PQ | AN | 7199.558 | 8102201 | no | no |  |  | no |  |  | 1318134.894 | 15351516.093 |  | -1
node_8102201_200890568 |  |  | PQ | AN | 7199.558 | 8102201 | no | no |  |  | no |  |  | 1313333.69 | 15338635.547 |  | -1
node_8102201_200890569 |  |  | PQ | AD | 7199.558 | 8102201 | no | no |  |  | no |  |  | 1314684.113 | 15336192.525 |  | -1
node_8102201_200890570 |  |  | PQ | AN | 7199.558 | 8102201 | no | no |  |  | no |  |  | 1313384.032 | 15338063.444 |  | -1
node_8102201_200890571 |  |  | PQ | AD | 7199.558 | 8102201 | no | no |  |  | no |  |  | 1313248.009 | 15338242.502 |  | -1
node_8102201_200890572 |  |  | PQ | AD | 7199.558 | 8102201 | no | no |  |  | no |  |  | 1313147.75 | 15338378.658 |  | -1
node_8102201_200890573 |  |  | PQ | AD | 7199.558 | 8102201 | no | no |  |  | no |  |  | 1312992.799 | 15338568.738 |  | -1
node_8102201_200890574 |  |  | PQ | AD | 7199.558 | 8102201 | no | no |  |  | no |  |  | 1312885.996 | 15338699.018 |  | -1
node_8102201_200890575 |  |  | PQ | AN | 7199.558 | 8102201 | no | no |  |  | no |  |  | 1313000.218 | 15338818.046 |  | -1
node_8102201_200890577 |  |  | PQ | AD | 7199.558 | 8102201 | no | no |  |  | no |  |  | 1312735.138 | 15338843.209 |  | -1
node_8102201_200890578 |  |  | PQ | AN | 7199.558 | 8102201 | no | no |  |  | no |  |  | 1312596.983 | 15339118.943 |  | -1
node_8102201_200890580 |  |  | PQ | AD | 7199.558 | 8102201 | no | no |  |  | no |  |  | 1312547.337 | 15339445.389 |  | -1
node_8102201_200890581 |  |  | PQ | AD | 7199.558 | 8102201 | no | no |  |  | no |  |  | 1312517.286 | 15339783.25 |  | -1
node_8102201_200890582 |  |  | PQ | AD | 7199.558 | 8102201 | no | no |  |  | no |  |  | 1312342.215 | 15339988.779 |  | -1
node_8102201_200890583 |  |  | PQ | AN | 7199.558 | 8102201 | no | no |  |  | no |  |  | 1312250.652 | 15340219.141 |  | -1
node_8102201_200890586 |  |  | PQ | AD | 7199.558 | 8102201 | no | no |  |  | no |  |  | 1314533.586 | 15336508.201 |  | -1
node_8102201_200890589 |  |  | PQ | AN | 7199.558 | 8102201 | no | no |  |  | no |  |  | 1314452.288 | 15336652.103 |  | -1
node_8102201_200890591 |  |  | PQ | AD | 7199.558 | 8102201 | no | no |  |  | no |  |  | 1314298.391 | 15336890.339 |  | -1
node_8102201_200890592 |  |  | PQ | AN | 7199.558 | 8102201 | no | no |  |  | no |  |  | 1314123.351 | 15337247.976 |  | -1
node_8102201_200890593 |  |  | PQ | AN | 7199.558 | 8102201 | no | no |  |  | no |  |  | 1313918.488 | 15337556.361 |  | -1
node_8102201_200890594 |  |  | PQ | AN | 7199.558 | 8102201 | no | no |  |  | no |  |  | 1313744.532 | 15337664.235 |  | -1
node_8102201_200890595 |  |  | PQ | AN | 7199.558 | 8102201 | no | no |  |  | no |  |  | 1313576.682 | 15337842.12 |  | -1
node_8102201_200890596 |  |  | PQ | AD | 7199.558 | 8102201 | no | no |  |  | no |  |  | 1313456.848 | 15337982.76 |  | -1
node_8102201_200890617 |  |  | PQ | AN | 7199.558 | 8102201 | no | no |  |  | no |  |  | 1313981.688 | 15347319.433 |  | -1
node_8102201_200890618 |  |  | PQ | AN | 7199.558 | 8102201 | no | no |  |  | no |  |  | 1314960.663 | 15346441.542 |  | -1
node_8102201_200890619 |  |  | PQ | AD | 7199.558 | 8102201 | no | no |  |  | no |  |  | 1317787.269 | 15345459.238 |  | -1
node_8102201_200890620 |  |  | PQ | AD | 7199.558 | 8102201 | no | no |  |  | no |  |  | 1315174.303 | 15346547.168 |  | -1
node_8102201_200890621 |  |  | PQ | AD | 7199.558 | 8102201 | no | no |  |  | no |  |  | 1314906.562 | 15346589.714 |  | -1
node_8102201_200890622 |  |  | PQ | AD | 7199.558 | 8102201 | no | no |  |  | no |  |  | 1314601.179 | 15346597.05 |  | -1
node_8102201_200890623 |  |  | PQ | AN | 7199.558 | 8102201 | no | no |  |  | no |  |  | 1314528.227 | 15346712.414 |  | -1
node_8102201_200890624 |  |  | PQ | AD | 7199.558 | 8102201 | no | no |  |  | no |  |  | 1317603.796 | 15345717.443 |  | -1
node_8102201_200890625 |  |  | PQ | AN | 7199.558 | 8102201 | no | no |  |  | no |  |  | 1317153.224 | 15345913.895 |  | -1
node_8102201_200890626 |  |  | PQ | AN | 7199.558 | 8102201 | no | no |  |  | no |  |  | 1316756.325 | 15346102.589 |  | -1
node_8102201_200890629 |  |  | PQ | AD | 7199.558 | 8102201 | no | no |  |  | no |  |  | 1316505.961 | 15346207.682 |  | -1
node_8102201_200890630 |  |  | PQ | AD | 7199.558 | 8102201 | no | no |  |  | no |  |  | 1316221.395 | 15346379.423 |  | -1
node_8102201_200890631 |  |  | PQ | AN | 7199.558 | 8102201 | no | no |  |  | no |  |  | 1315934.414 | 15346546.055 |  | -1
node_8102201_200890632 |  |  | PQ | AD | 7199.558 | 8102201 | no | no |  |  | no |  |  | 1315689.36 | 15346580.283 |  | -1
node_8102201_200890633 |  |  | PQ | AD | 7199.558 | 8102201 | no | no |  |  | no |  |  | 1315438.243 | 15346573.994 |  | -1
node_8102201_200890634 |  |  | PQ | AN | 7199.558 | 8102201 | no | no |  |  | no |  |  | 1315854.472 | 15338150.346 |  | -1
node_8102201_200890635 |  |  | PQ | AD | 7199.558 | 8102201 | no | no |  |  | no |  |  | 1316685.761 | 15336717.713 |  | -1
node_8102201_200890636 |  |  | PQ | AD | 7199.558 | 8102201 | no | no |  |  | no |  |  | 1316665.081 | 15336900.978 |  | -1
node_8102201_200890637 |  |  | PQ | AN | 7199.558 | 8102201 | no | no |  |  | no |  |  | 1316642.638 | 15337051.448 |  | -1
node_8102201_200890638 |  |  | PQ | AD | 7199.558 | 8102201 | no | no |  |  | no |  |  | 1316571.208 | 15336577.012 |  | -1
node_8102201_200890639 |  |  | PQ | AN | 7199.558 | 8102201 | no | no |  |  | no |  |  | 1316444.037 | 15336570.206 |  | -1
node_8102201_200890640 |  |  | PQ | AD | 7199.558 | 8102201 | no | no |  |  | no |  |  | 1316190.325 | 15336529.834 |  | -1
node_8102201_200890641 |  |  | PQ | AN | 7199.558 | 8102201 | no | no |  |  | no |  |  | 1316234.26 | 15336587.775 |  | -1
node_8102201_200890642 |  |  | PQ | AD | 7199.558 | 8102201 | no | no |  |  | no |  |  | 1316018.054 | 15336531.597 |  | -1
node_8102201_200890643 |  |  | PQ | AD | 7199.558 | 8102201 | no | no |  |  | no |  |  | 1315804.116 | 15336515.848 |  | -1
node_8102201_200890644 |  |  | PQ | AN | 7199.558 | 8102201 | no | no |  |  | no |  |  | 1315604.486 | 15336502.137 |  | -1
node_8102201_200890745 |  |  | PQ | ABCN | 7199.558 | 8102201 | no | no |  |  | no |  |  | 1322444.344 | 15350160.212 |  | -1
node_8102201_200890746 |  |  | PQ | AD | 7199.558 | 8102201 | no | no |  |  | no |  |  | 1320744.996 | 15349864.368 |  | -1
node_8102201_200890747 |  |  | PQ | ABCD | 7199.558 | 8102201 | no | no |  |  | no |  |  | 1321660.155 | 15345597.033 |  | -1
node_8102201_200890748 |  |  | PQ | ABCD | 7199.558 | 8102201 | no | no |  |  | no |  |  | 1321710.635 | 15345788.737 |  | -1
node_8102201_200890749 |  |  | PQ | ABCD | 7199.558 | 8102201 | no | no |  |  | no |  |  | 1321750.007 | 15345979.667 |  | -1
node_8102201_200890750 |  |  | PQ | ABCD | 7199.558 | 8102201 | no | no |  |  | no |  |  | 1321800.904 | 15346194.51 |  | -1
node_8102201_200890751 |  |  | PQ | ABCD | 7199.558 | 8102201 | no | no |  |  | no |  |  | 1321853.63 | 15346428.751 |  | -1
node_8102201_200890752 |  |  | PQ | ABCN | 7199.558 | 8102201 | no | no |  |  | no |  |  | 1321842.524 | 15346598.713 |  | -1
node_8102201_200890753 |  |  | PQ | ABCD | 7199.558 | 8102201 | no | no |  |  | no |  |  | 1321789.966 | 15346760.091 |  | -1
node_8102201_200890754 |  |  | PQ | ABCD | 7199.558 | 8102201 | no | no |  |  | no |  |  | 1321752.209 | 15347024.396 |  | -1
node_8102201_200890755 |  |  | PQ | ABCD | 7199.558 | 8102201 | no | no |  |  | no |  |  | 1321709.746 | 15347279.16 |  | -1
node_8102201_200890756 |  |  | PQ | ABCD | 7199.558 | 8102201 | no | no |  |  | no |  |  | 1321678.756 | 15347590.871 |  | -1
node_8102201_200890757 |  |  | PQ | ABCD | 7199.558 | 8102201 | no | no |  |  | no |  |  | 1321642.089 | 15347913.952 |  | -1
node_8102201_200890758 |  |  | PQ | ABCD | 7199.558 | 8102201 | no | no |  |  | no |  |  | 1321604.965 | 15348260.35 |  | -1
node_8102201_200890759 |  |  | PQ | ABCD | 7199.558 | 8102201 | no | no |  |  | no |  |  | 1321582.202 | 15348537.082 |  | -1
node_8102201_200890760 |  |  | PQ | ABCN | 7199.558 | 8102201 | no | no |  |  | no |  |  | 1321456.05 | 15348677.465 |  | -1
node_8102201_200890761 |  |  | PQ | ABCN | 7199.558 | 8102201 | no | no |  |  | no |  |  | 1321467.056 | 15348885.085 |  | -1
node_8102201_200890762 |  |  | PQ | ABCN | 7199.558 | 8102201 | no | no |  |  | no |  |  | 1321474.513 | 15349098.282 |  | -1
node_8102201_200890763 |  |  | PQ | ABCD | 7199.558 | 8102201 | no | no |  |  | no |  |  | 1321473.696 | 15349313.622 |  | -1
node_8102201_200890764 |  |  | PQ | ABCN | 7199.558 | 8102201 | no | no |  |  | no |  |  | 1321482.628 | 15349515.159 |  | -1
node_8102201_200890765 |  |  | PQ | ABCD | 7199.558 | 8102201 | no | no |  |  | no |  |  | 1321497.077 | 15349701.126 |  | -1
node_8102201_200890766 |  |  | PQ | ABCD | 7199.558 | 8102201 | no | no |  |  | no |  |  | 1321517.282 | 15349898.829 |  | -1
node_8102201_200890767 |  |  | PQ | ABCD | 7199.558 | 8102201 | no | no |  |  | no |  |  | 1321552.53 | 15350101.658 |  | -1
node_8102201_200890768 |  |  | PQ | ABCD | 7199.558 | 8102201 | no | no |  |  | no |  |  | 1321576.193 | 15350319.012 |  | -1
node_8102201_200890769 |  |  | PQ | ABCN | 7199.558 | 8102201 | no | no |  |  | no |  |  | 1321655.848 | 15350485.457 |  | -1
node_8102201_200890770 |  |  | PQ | ABCN | 7199.558 | 8102201 | no | no |  |  | no |  |  | 1321100.578 | 15341551.792 |  | -1
node_8102201_200890771 |  |  | PQ | ABCD | 7199.558 | 8102201 | no | no |  |  | no |  |  | 1321187.493 | 15341712.912 |  | -1
node_8102201_200890773 |  |  | PQ | ABCD | 7199.558 | 8102201 | no | no |  |  | no |  |  | 1321235.892 | 15341907.008 |  | -1
node_8102201_200890775 |  |  | PQ | ABCD | 7199.558 | 8102201 | no | no |  |  | no |  |  | 1321250.115 | 15342075.979 |  | -1
node_8102201_200890776 |  |  | PQ | ABCN | 7199.558 | 8102201 | no | no |  |  | no |  |  | 1321339.541 | 15342192.058 |  | -1
node_8102201_200890779 |  |  | PQ | ABCD | 7199.558 | 8102201 | no | no |  |  | no |  |  | 1321366.994 | 15342388.185 |  | -1
node_8102201_200890780 |  |  | PQ | ABCD | 7199.558 | 8102201 | no | no |  |  | no |  |  | 1321387.082 | 15342516.706 |  | -1
node_8102201_200890782 |  |  | PQ | ABCN | 7199.558 | 8102201 | no | no |  |  | no |  |  | 1321397.548 | 15342705.049 |  | -1
node_8102201_200890784 |  |  | PQ | ABCD | 7199.558 | 8102201 | no | no |  |  | no |  |  | 1321413.294 | 15342908.487 |  | -1
node_8102201_200890785 |  |  | PQ | ABCD | 7199.558 | 8102201 | no | no |  |  | no |  |  | 1321431.01 | 15343117.14 |  | -1
node_8102201_200890786 |  |  | PQ | ABCN | 7199.558 | 8102201 | no | no |  |  | no |  |  | 1321445.991 | 15343330.607 |  | -1
node_8102201_200890787 |  |  | PQ | ABCD | 7199.558 | 8102201 | no | no |  |  | no |  |  | 1321464.859 | 15343588.907 |  | -1
node_8102201_200890788 |  |  | PQ | ABCD | 7199.558 | 8102201 | no | no |  |  | no |  |  | 1321489.244 | 15343850.518 |  | -1
node_8102201_200890789 |  |  | PQ | ABCD | 7199.558 | 8102201 | no | no |  |  | no |  |  | 1321502.953 | 15344046.321 |  | -1
node_8102201_200890790 |  |  | PQ | AN | 7199.558 | 8102201 | no | no |  |  | no |  |  | 1321413.088 | 15344076.859 |  | -1
node_8102201_200890791 |  |  | PQ | ABCD | 7199.558 | 8102201 | no | no |  |  | no |  |  | 1321534.615 | 15344295.058 |  | -1
node_8102201_200890793 |  |  | PQ | ABCN | 7199.558 | 8102201 | no | no |  |  | no |  |  | 1321543.637 | 15344507.56 |  | -1
node_8102201_200890794 |  |  | PQ | ABCN | 7199.558 | 8102201 | no | no |  |  | no |  |  | 1321560.741 | 15344768.442 |  | -1
node_8102201_200890795 |  |  | PQ | ABCD | 7199.558 | 8102201 | no | no |  |  | no |  |  | 1321579.513 | 15345020.182 |  | -1
node_8102201_200890797 |  |  | PQ | ABCN | 7199.558 | 8102201 | no | no |  |  | no |  |  | 1321606.289 | 15345188.129 |  | -1
node_8102201_200890799 |  |  | PQ | ABCD | 7199.558 | 8102201 | no | no |  |  | no |  |  | 1321638.203 | 15345393.616 |  | -1
node_8102201_200890800 |  |  | PQ | AN | 7199.558 | 8102201 | no | no |  |  | no |  |  | 1321616.583 | 15346722.001 |  | -1
node_8102201_200890801 |  |  | PQ | AN | 7199.558 | 8102201 | no | no |  |  | no |  |  | 1321934.089 | 15347316.471 |  | -1
node_8102201_200890802 |  |  | PQ | AN | 7199.558 | 8102201 | no | no |  |  | no |  |  | 1321842.683 | 15347594.232 |  | -1
node_8102201_200890804 |  |  | PQ | AN | 7199.558 | 8102201 | no | no |  |  | no |  |  | 1321439.252 | 15348519.173 |  | -1
node_8102201_200890807 |  |  | PQ | AD | 7199.558 | 8102201 | no | no |  |  | no |  |  | 1321130.279 | 15349865.832 |  | -1
node_8102201_200890808 |  |  | PQ | AD | 7199.558 | 8102201 | no | no |  |  | no |  |  | 1320558.136 | 15349891.451 |  | -1
node_8102201_200890809 |  |  | PQ | AN | 7199.558 | 8102201 | no | no |  |  | no |  |  | 1320308.971 | 15349942.155 |  | -1
node_8102201_200890811 |  |  | PQ | ABCN | 7199.558 | 8102201 | no | no |  |  | no |  |  | 1321796.194 | 15350457.043 |  | -1
node_8102201_200890812 |  |  | PQ | AN | 7199.558 | 8102201 | no | no |  |  | no |  |  | 1321681.421 | 15350731.962 |  | -1
node_8102201_200890814 |  |  | PQ | AN | 7199.558 | 8102201 | no | no |  |  | no |  |  | 1321704.69 | 15350997.096 |  | -1
node_8102201_200890816 |  |  | PQ | AD | 7199.558 | 8102201 | no | no |  |  | no |  |  | 1321717.748 | 15351210.137 |  | -1
node_8102201_200890817 |  |  | PQ | AN | 7199.558 | 8102201 | no | no |  |  | no |  |  | 1321739.994 | 15351390.993 |  | -1
node_8102201_200890820 |  |  | PQ | AN | 7199.558 | 8102201 | no | no |  |  | no |  |  | 1321749.963 | 15351629.126 |  | -1
node_8102201_200890823 |  |  | PQ | AN | 7199.558 | 8102201 | no | no |  |  | no |  |  | 1321766.208 | 15351861.521 |  | -1
node_8102201_200890824 |  |  | PQ | AD | 7199.558 | 8102201 | no | no |  |  | no |  |  | 1321775.336 | 15352016.156 |  | -1
node_8102201_200890825 |  |  | PQ | AN | 7199.558 | 8102201 | no | no |  |  | no |  |  | 1321793.183 | 15352235.882 |  | -1
node_8102201_200890826 |  |  | PQ | AN | 7199.558 | 8102201 | no | no |  |  | no |  |  | 1321833.251 | 15352507.782 |  | -1
node_8102201_200890827 |  |  | PQ | AD | 7199.558 | 8102201 | no | no |  |  | no |  |  | 1321835.885 | 15352753.003 |  | -1
node_8102201_200890828 |  |  | PQ | AD | 7199.558 | 8102201 | no | no |  |  | no |  |  | 1321856.758 | 15352992.335 |  | -1
node_8102201_200890829 |  |  | PQ | AN | 7199.558 | 8102201 | no | no |  |  | no |  |  | 1321873.951 | 15353243.443 |  | -1
node_8102201_200890830 |  |  | PQ | AN | 7199.558 | 8102201 | no | no |  |  | no |  |  | 1321890.344 | 15353503.089 |  | -1
node_8102201_200890832 |  |  | PQ | AD | 7199.558 | 8102201 | no | no |  |  | no |  |  | 1321896.164 | 15353722.446 |  | -1
node_8102201_200890833 |  |  | PQ | AN | 7199.558 | 8102201 | no | no |  |  | no |  |  | 1321917.432 | 15353943.114 |  | -1
node_8102201_200890835 |  |  | PQ | AD | 7199.558 | 8102201 | no | no |  |  | no |  |  | 1321942.096 | 15354118.543 |  | -1
node_8102201_200890836 |  |  | PQ | AD | 7199.558 | 8102201 | no | no |  |  | no |  |  | 1321774.711 | 15354319.469 |  | -1
node_8102201_200890837 |  |  | PQ | AD | 7199.558 | 8102201 | no | no |  |  | no |  |  | 1321906.878 | 15354298.314 |  | -1
node_8102201_200890838 |  |  | PQ | AN | 7199.558 | 8102201 | no | no |  |  | no |  |  | 1322044.505 | 15354304.868 |  | -1
node_8102201_200890839 |  |  | PQ | AN | 7199.558 | 8102201 | no | no |  |  | no |  |  | 1322224.033 | 15354317.42 |  | -1
node_8102201_200890840 |  |  | PQ | AD | 7199.558 | 8102201 | no | no |  |  | no |  |  | 1321712.993 | 15354522.149 |  | -1
node_8102201_200890841 |  |  | PQ | AN | 7199.558 | 8102201 | no | no |  |  | no |  |  | 1321811.326 | 15354576.334 |  | -1
node_8102201_200890842 |  |  | PQ | AN | 7199.558 | 8102201 | no | no |  |  | no |  |  | 1321620.545 | 15354762.549 |  | -1
node_8102201_200890844 |  |  | PQ | AN | 7199.558 | 8102201 | no | no |  |  | no |  |  | 1321529.751 | 15355007.486 |  | -1
node_8102201_200890846 |  |  | PQ | AD | 7199.558 | 8102201 | no | no |  |  | no |  |  | 1321412.811 | 15355239.675 |  | -1
node_8102201_200890847 |  |  | PQ | AD | 7199.558 | 8102201 | no | no |  |  | no |  |  | 1321109.794 | 15355265.64 |  | -1
node_8102201_200890848 |  |  | PQ | AD | 7199.558 | 8102201 | no | no |  |  | no |  |  | 1321363.645 | 15355330.252 |  | -1
node_8102201_200890849 |  |  | PQ | AN | 7199.558 | 8102201 | no | no |  |  | no |  |  | 1321577.45 | 15355365.335 |  | -1
node_8102201_200890850 |  |  | PQ | AN | 7199.558 | 8102201 | no | no |  |  | no |  |  | 1321290.495 | 15355481.678 |  | -1
node_8102201_200890852 |  |  | PQ | AD | 7199.558 | 8102201 | no | no |  |  | no |  |  | 1321200.581 | 15355714.423 |  | -1
node_8102201_200890853 |  |  | PQ | AD | 7199.558 | 8102201 | no | no |  |  | no |  |  | 1321090.713 | 15355909.373 |  | -1
node_8102201_200890854 |  |  | PQ | AD | 7199.558 | 8102201 | no | no |  |  | no |  |  | 1320974.105 | 15356155.688 |  | -1
node_8102201_200890855 |  |  | PQ | AD | 7199.558 | 8102201 | no | no |  |  | no |  |  | 1320872.428 | 15356325.825 |  | -1
node_8102201_200890856 |  |  | PQ | AD | 7199.558 | 8102201 | no | no |  |  | no |  |  | 1320826.73 | 15356538.674 |  | -1
node_8102201_200890857 |  |  | PQ | AN | 7199.558 | 8102201 | no | no |  |  | no |  |  | 1320560.208 | 15356617.859 |  | -1
node_8102201_200890858 |  |  | PQ | AN | 7199.558 | 8102201 | no | no |  |  | no |  |  | 1328141.065 | 15340008.502 |  | -1
node_8102201_200890861 |  |  | PQ | AD | 7199.558 | 8102201 | no | no |  |  | no |  |  | 1320986.314 | 15337778.201 |  | -1
node_8102201_200890862 |  |  | PQ | AN | 7199.558 | 8102201 | no | no |  |  | no |  |  | 1321122.779 | 15337782.615 |  | -1
node_8102201_200890863 |  |  | PQ | AD | 7199.558 | 8102201 | no | no |  |  | no |  |  | 1321309.348 | 15337814.793 |  | -1
node_8102201_200890864 |  |  | PQ | AD | 7199.558 | 8102201 | no | no |  |  | no |  |  | 1321409.031 | 15337855.949 |  | -1
node_8102201_200890865 |  |  | PQ | AD | 7199.558 | 8102201 | no | no |  |  | no |  |  | 1321622.865 | 15337921.25 |  | -1
node_8102201_200890866 |  |  | PQ | AD | 7199.558 | 8102201 | no | no |  |  | no |  |  | 1321753.034 | 15337993.897 |  | -1
node_8102201_200890867 |  |  | PQ | AN | 7199.558 | 8102201 | no | no |  |  | no |  |  | 1321962.798 | 15338001.827 |  | -1
node_8102201_200890868 |  |  | PQ | AN | 7199.558 | 8102201 | no | no |  |  | no |  |  | 1322188.009 | 15338029.029 |  | -1
node_8102201_200890869 |  |  | PQ | AN | 7199.558 | 8102201 | no | no |  |  | no |  |  | 1322399.189 | 15338040.33 |  | -1
node_8102201_200890870 |  |  | PQ | AN | 7199.558 | 8102201 | no | no |  |  | no |  |  | 1322639.392 | 15338066.085 |  | -1
node_8102201_200890871 |  |  | PQ | AD | 7199.558 | 8102201 | no | no |  |  | no |  |  | 1322870.96 | 15338087.811 |  | -1
node_8102201_200890872 |  |  | PQ | AN | 7199.558 | 8102201 | no | no |  |  | no |  |  | 1323090.307 | 15338147.209 |  | -1
node_8102201_200890873 |  |  | PQ | AN | 7199.558 | 8102201 | no | no |  |  | no |  |  | 1323277.397 | 15338260.157 |  | -1
node_8102201_200890874 |  |  | PQ | AD | 7199.558 | 8102201 | no | no |  |  | no |  |  | 1323451.969 | 15338372.019 |  | -1
node_8102201_200890875 |  |  | PQ | AN | 7199.558 | 8102201 | no | no |  |  | no |  |  | 1323628.19 | 15338463.856 |  | -1
node_8102201_200890878 |  |  | PQ | AD | 7199.558 | 8102201 | no | no |  |  | no |  |  | 1323949.819 | 15338508.692 |  | -1
node_8102201_200890879 |  |  | PQ | AN | 7199.558 | 8102201 | no | no |  |  | no |  |  | 1324274.279 | 15338546.222 |  | -1
node_8102201_200890881 |  |  | PQ | AD | 7199.558 | 8102201 | no | no |  |  | no |  |  | 1324237.259 | 15338610.869 |  | -1
node_8102201_200890882 |  |  | PQ | AN | 7199.558 | 8102201 | no | no |  |  | no |  |  | 1324234.503 | 15338862.719 |  | -1
node_8102201_200890883 |  |  | PQ | AN | 7199.558 | 8102201 | no | no |  |  | no |  |  | 1324762.975 | 15338601.185 |  | -1
node_8102201_200890884 |  |  | PQ | AN | 7199.558 | 8102201 | no | no |  |  | no |  |  | 1325267.919 | 15338658.944 |  | -1
node_8102201_200890885 |  |  | PQ | AD | 7199.558 | 8102201 | no | no |  |  | no |  |  | 1325784.298 | 15338852.909 |  | -1
node_8102201_200890886 |  |  | PQ | AD | 7199.558 | 8102201 | no | no |  |  | no |  |  | 1326119.492 | 15338969.962 |  | -1
node_8102201_200890887 |  |  | PQ | AN | 7199.558 | 8102201 | no | no |  |  | no |  |  | 1326448.905 | 15339092.09 |  | -1
node_8102201_200890888 |  |  | PQ | AD | 7199.558 | 8102201 | no | no |  |  | no |  |  | 1326452.926 | 15339199.265 |  | -1
node_8102201_200890889 |  |  | PQ | AN | 7199.558 | 8102201 | no | no |  |  | no |  |  | 1326461.135 | 15339444.479 |  | -1
node_8102201_200890890 |  |  | PQ | AN | 7199.558 | 8102201 | no | no |  |  | no |  |  | 1326899.299 | 15339274.771 |  | -1
node_8102201_200890891 |  |  | PQ | AD | 7199.558 | 8102201 | no | no |  |  | no |  |  | 1327087.62 | 15339243.383 |  | -1
node_8102201_200890892 |  |  | PQ | AD | 7199.558 | 8102201 | no | no |  |  | no |  |  | 1327044.438 | 15339539.388 |  | -1
node_8102201_200890893 |  |  | PQ | AN | 7199.558 | 8102201 | no | no |  |  | no |  |  | 1326974.236 | 15339845.048 |  | -1
node_8102201_200890894 |  |  | PQ | AN | 7199.558 | 8102201 | no | no |  |  | no |  |  | 1327310.389 | 15339246.625 |  | -1
node_8102201_200890896 |  |  | PQ | AN | 7199.558 | 8102201 | no | no |  |  | no |  |  | 1327561.788 | 15339259.129 |  | -1
node_8102201_200890897 |  |  | PQ | AD | 7199.558 | 8102201 | no | no |  |  | no |  |  | 1327654.351 | 15339346.524 |  | -1
node_8102201_200890898 |  |  | PQ | AN | 7199.558 | 8102201 | no | no |  |  | no |  |  | 1327572.115 | 15339685.575 |  | -1
node_8102201_200890899 |  |  | PQ | AN | 7199.558 | 8102201 | no | no |  |  | no |  |  | 1327474.568 | 15340031.068 |  | -1
node_8102201_200890900 |  |  | PQ | AN | 7199.558 | 8102201 | no | no |  |  | no |  |  | 1327824.726 | 15339261.685 |  | -1
node_8102201_200890902 |  |  | PQ | AN | 7199.558 | 8102201 | no | no |  |  | no |  |  | 1328226.228 | 15339267.267 |  | -1
node_8102201_200890903 |  |  | PQ | AN | 7199.558 | 8102201 | no | no |  |  | no |  |  | 1328223.519 | 15339312.08 |  | -1
node_8102201_200890904 |  |  | PQ | AD | 7199.558 | 8102201 | no | no |  |  | no |  |  | 1328438.538 | 15339271.768 |  | -1
node_8102201_200890905 |  |  | PQ | AN | 7199.558 | 8102201 | no | no |  |  | no |  |  | 1328664.188 | 15339276.822 |  | -1
node_8102201_200890906 |  |  | PQ | AD | 7199.558 | 8102201 | no | no |  |  | no |  |  | 1328852.244 | 15339273.833 |  | -1
node_8102201_200890907 |  |  | PQ | AN | 7199.558 | 8102201 | no | no |  |  | no |  |  | 1329039.064 | 15339279.528 |  | -1
node_8102201_200890908 |  |  | PQ | AD | 7199.558 | 8102201 | no | no |  |  | no |  |  | 1329300.26 | 15339291.268 |  | -1
node_8102201_200890909 |  |  | PQ | AD | 7199.558 | 8102201 | no | no |  |  | no |  |  | 1329280.163 | 15339677.938 |  | -1
node_8102201_200890910 |  |  | PQ | AN | 7199.558 | 8102201 | no | no |  |  | no |  |  | 1329270.155 | 15339967.213 |  | -1
node_8102201_200890911 |  |  | PQ | AD | 7199.558 | 8102201 | no | no |  |  | no |  |  | 1329550.043 | 15339300.932 |  | -1
node_8102201_200890912 |  |  | PQ | AN | 7199.558 | 8102201 | no | no |  |  | no |  |  | 1329801.522 | 15339295.548 |  | -1
node_8102201_200890913 |  |  | PQ | AN | 7199.558 | 8102201 | no | no |  |  | no |  |  | 1330346.884 | 15339315.742 |  | -1
node_8102201_200890917 |  |  | PQ | AD | 7199.558 | 8102201 | no | no |  |  | no |  |  | 1330715.854 | 15339422.068 |  | -1
node_8102201_200890918 |  |  | PQ | AN | 7199.558 | 8102201 | no | no |  |  | no |  |  | 1330514.269 | 15339403.655 |  | -1
node_8102201_200890920 |  |  | PQ | AN | 7199.558 | 8102201 | no | no |  |  | no |  |  | 1331218.199 | 15339503.728 |  | -1
node_8102201_200890922 |  |  | PQ | AD | 7199.558 | 8102201 | no | no |  |  | no |  |  | 1331423.765 | 15339504.191 |  | -1
node_8102201_200890923 |  |  | PQ | AD | 7199.558 | 8102201 | no | no |  |  | no |  |  | 1331469.852 | 15339529.912 |  | -1
node_8102201_200890924 |  |  | PQ | AD | 7199.558 | 8102201 | no | no |  |  | no |  |  | 1331488.402 | 15339858.519 |  | -1
node_8102201_200890925 |  |  | PQ | AD | 7199.558 | 8102201 | no | no |  |  | no |  |  | 1331508.461 | 15340180.746 |  | -1
node_8102201_200890926 |  |  | PQ | AN | 7199.558 | 8102201 | no | no |  |  | no |  |  | 1331453.904 | 15340487.378 |  | -1
node_8102201_200890927 |  |  | PQ | AN | 7199.558 | 8102201 | no | no |  |  | no |  |  | 1331633.175 | 15339489.358 |  | -1
node_8102201_200890929 |  |  | PQ | AD | 7199.558 | 8102201 | no | no |  |  | no |  |  | 1332150.285 | 15339492.656 |  | -1
node_8102201_200890930 |  |  | PQ | AN | 7199.558 | 8102201 | no | no |  |  | no |  |  | 1332176.757 | 15339341.449 |  | -1
node_8102201_200890931 |  |  | PQ | AN | 7199.558 | 8102201 | no | no |  |  | no |  |  | 1332510.445 | 15339185.444 |  | -1
node_8102201_200890933 |  |  | PQ | AD | 7199.558 | 8102201 | no | no |  |  | no |  |  | 1332415.95 | 15339493.32 |  | -1
node_8102201_200890934 |  |  | PQ | AD | 7199.558 | 8102201 | no | no |  |  | no |  |  | 1332920.378 | 15339501.937 |  | -1
node_8102201_200890935 |  |  | PQ | AD | 7199.558 | 8102201 | no | no |  |  | no |  |  | 1332848.017 | 15339813.353 |  | -1
node_8102201_200890936 |  |  | PQ | AN | 7199.558 | 8102201 | no | no |  |  | no |  |  | 1332813.084 | 15339962.817 |  | -1
node_8102201_200890937 |  |  | PQ | AN | 7199.558 | 8102201 | no | no |  |  | no |  |  | 1332821.995 | 15339293.617 |  | -1
node_8102201_200890938 |  |  | PQ | AN | 7199.558 | 8102201 | no | no |  |  | no |  |  | 1333302.243 | 15339504.98 |  | -1
node_8102201_200890939 |  |  | PQ | AD | 7199.558 | 8102201 | no | no |  |  | no |  |  | 1333834.227 | 15339498.448 |  | -1
node_8102201_200890940 |  |  | PQ | AN | 7199.558 | 8102201 | no | no |  |  | no |  |  | 1333968.12 | 15339501.744 |  | -1
node_8102201_200890942 |  |  | PQ | AD | 7199.558 | 8102201 | no | no |  |  | no |  |  | 1334354.677 | 15339502.494 |  | -1
node_8102201_200890943 |  |  | PQ | AD | 7199.558 | 8102201 | no | no |  |  | no |  |  | 1334854.19 | 15339503.877 |  | -1
node_8102201_200890944 |  |  | PQ | AD | 7199.558 | 8102201 | no | no |  |  | no |  |  | 1335239.574 | 15339502.697 |  | -1
node_8102201_200890945 |  |  | PQ | AN | 7199.558 | 8102201 | no | no |  |  | no |  |  | 1335219.127 | 15339731.47 |  | -1
node_8102201_200890946 |  |  | PQ | AD | 7199.558 | 8102201 | no | no |  |  | no |  |  | 1335638.841 | 15339504.275 |  | -1
node_8102201_200890947 |  |  | PQ | AN | 7199.558 | 8102201 | no | no |  |  | no |  |  | 1336006.773 | 15339504.908 |  | -1
node_8102201_200891018 |  |  | PQ | AN | 7199.558 | 8102201 | no | no |  |  | no |  |  | 1318904.385 | 15347902.095 |  | -1
node_8102201_200891019 |  |  | PQ | AN | 7199.558 | 8102201 | no | no |  |  | no |  |  | 1312851.634 | 15350096.62 |  | -1
node_8102201_200891020 |  |  | PQ | AD | 7199.558 | 8102201 | no | no |  |  | no |  |  | 1312595.189 | 15350381.423 |  | -1
node_8102201_200891021 |  |  | PQ | AN | 7199.558 | 8102201 | no | no |  |  | no |  |  | 1312305.236 | 15350624.241 |  | -1
node_8102201_200891022 |  |  | PQ | AD | 7199.558 | 8102201 | no | no |  |  | no |  |  | 1312036.079 | 15350889.195 |  | -1
node_8102201_200891023 |  |  | PQ | AN | 7199.558 | 8102201 | no | no |  |  | no |  |  | 1311774.265 | 15351146.802 |  | -1
node_8102201_200891024 |  |  | PQ | AD | 7199.558 | 8102201 | no | no |  |  | no |  |  | 1311530.351 | 15351401.524 |  | -1
node_8102201_200891026 |  |  | PQ | AN | 7199.558 | 8102201 | no | no |  |  | no |  |  | 1311299.282 | 15351618.415 |  | -1
node_8102201_200891027 |  |  | PQ | AN | 7199.558 | 8102201 | no | no |  |  | no |  |  | 1311073.14 | 15351797.149 |  | -1
node_8102201_200891029 |  |  | PQ | AN | 7199.558 | 8102201 | no | no |  |  | no |  |  | 1310718.942 | 15351688.972 |  | -1
node_8102201_200891030 |  |  | PQ | AN | 7199.558 | 8102201 | no | no |  |  | no |  |  | 1310307.181 | 15351682.004 |  | -1
node_8102201_200891031 |  |  | PQ | AN | 7199.558 | 8102201 | no | no |  |  | no |  |  | 1310307.302 | 15351492.796 |  | -1
node_8102201_200891032 |  |  | PQ | AN | 7199.558 | 8102201 | no | no |  |  | no |  |  | 1309967.453 | 15351682.286 |  | -1
node_8102201_200891033 |  |  | PQ | AD | 7199.558 | 8102201 | no | no |  |  | no |  |  | 1309650.38 | 15351668.612 |  | -1
node_8102201_200891034 |  |  | PQ | AN | 7199.558 | 8102201 | no | no |  |  | no |  |  | 1309365.994 | 15351612.747 |  | -1
node_8102201_200891035 |  |  | PQ | AD | 7199.558 | 8102201 | no | no |  |  | no |  |  | 1309079.865 | 15351558.777 |  | -1
node_8102201_200891036 |  |  | PQ | AN | 7199.558 | 8102201 | no | no |  |  | no |  |  | 1308816.576 | 15351447.009 |  | -1
node_8102201_200891037 |  |  | PQ | AN | 7199.558 | 8102201 | no | no |  |  | no |  |  | 1308866.799 | 15351377.431 |  | -1
node_8102201_200891038 |  |  | PQ | AD | 7199.558 | 8102201 | no | no |  |  | no |  |  | 1308528.14 | 15351353.645 |  | -1
node_8102201_200891039 |  |  | PQ | AN | 7199.558 | 8102201 | no | no |  |  | no |  |  | 1308245.348 | 15351245.563 |  | -1
node_8102201_200891040 |  |  | PQ | AN | 7199.558 | 8102201 | no | no |  |  | no |  |  | 1308100.587 | 15351107.35 |  | -1
node_8102201_200891042 |  |  | PQ | AD | 7199.558 | 8102201 | no | no |  |  | no |  |  | 1307937.579 | 15350979.644 |  | -1
node_8102201_200891043 |  |  | PQ | AD | 7199.558 | 8102201 | no | no |  |  | no |  |  | 1307697.994 | 15350852.794 |  | -1
node_8102201_200891044 |  |  | PQ | AD | 7199.558 | 8102201 | no | no |  |  | no |  |  | 1307475.891 | 15350650.751 |  | -1
node_8102201_200891045 |  |  | PQ | AN | 7199.558 | 8102201 | no | no |  |  | no |  |  | 1307235.892 | 15350522.727 |  | -1
node_8102201_200891046 |  |  | PQ | AD | 7199.558 | 8102201 | no | no |  |  | no |  |  | 1306979.894 | 15350362.777 |  | -1
node_8102201_200891047 |  |  | PQ | AD | 7199.558 | 8102201 | no | no |  |  | no |  |  | 1306780.93 | 15350236.526 |  | -1
node_8102201_200891048 |  |  | PQ | AD | 7199.558 | 8102201 | no | no |  |  | no |  |  | 1306611.343 | 15349984.518 |  | -1
node_8102201_200891049 |  |  | PQ | AD | 7199.558 | 8102201 | no | no |  |  | no |  |  | 1306334.582 | 15349991.578 |  | -1
node_8102201_200891050 |  |  | PQ | AD | 7199.558 | 8102201 | no | no |  |  | no |  |  | 1306040.345 | 15349986.352 |  | -1
node_8102201_200891051 |  |  | PQ | AD | 7199.558 | 8102201 | no | no |  |  | no |  |  | 1305744.767 | 15349979.39 |  | -1
node_8102201_200891052 |  |  | PQ | AD | 7199.558 | 8102201 | no | no |  |  | no |  |  | 1305444.68 | 15349977.613 |  | -1
node_8102201_200891053 |  |  | PQ | AD | 7199.558 | 8102201 | no | no |  |  | no |  |  | 1305141.47 | 15349966.634 |  | -1
node_8102201_200891054 |  |  | PQ | ABCD | 7199.558 | 8102201 | no | no |  |  | no |  |  | 1319504.274 | 15342546.496 |  | -1
node_8102201_200891055 |  |  | PQ | ABCD | 7199.558 | 8102201 | no | no |  |  | no |  |  | 1319500.771 | 15342648.694 |  | -1
node_8102201_200891056 |  |  | PQ | ABCD | 7199.558 | 8102201 | no | no |  |  | no |  |  | 1319502.284 | 15342747.027 |  | -1
node_8102201_200891058 |  |  | PQ | ABCD | 7199.558 | 8102201 | no | no |  |  | no |  |  | 1319506.553 | 15342925.781 |  | -1
node_8102201_200891059 |  |  | PQ | ABCN | 7199.558 | 8102201 | no | no |  |  | no |  |  | 1319498.547 | 15343074.645 |  | -1
node_8102201_200891060 |  |  | PQ | ABCN | 7199.558 | 8102201 | no | no |  |  | no |  |  | 1319496.295 | 15343238.755 |  | -1
node_8102201_200891061 |  |  | PQ | ABCN | 7199.558 | 8102201 | no | no |  |  | no |  |  | 1319494.694 | 15343388.972 |  | -1
node_8102201_200891062 |  |  | PQ | ABCD | 7199.558 | 8102201 | no | no |  |  | no |  |  | 1319492.362 | 15343552.203 |  | -1
node_8102201_200891063 |  |  | PQ | ABCN | 7199.558 | 8102201 | no | no |  |  | no |  |  | 1319493.108 | 15343645.741 |  | -1
node_8102201_200891065 |  |  | PQ | ABCD | 7199.558 | 8102201 | no | no |  |  | no |  |  | 1319496.601 | 15343815.622 |  | -1
node_8102201_200891066 |  |  | PQ | ABCD | 7199.558 | 8102201 | no | no |  |  | no |  |  | 1319504.394 | 15344002.963 |  | -1
node_8102201_200891067 |  |  | PQ | ABCD | 7199.558 | 8102201 | no | no |  |  | no |  |  | 1319509.159 | 15344119.985 |  | -1
node_8102201_200891068 |  |  | PQ | ABCD | 7199.558 | 8102201 | no | no |  |  | no |  |  | 1319512.587 | 15344233.706 |  | -1
node_8102201_200891070 |  |  | PQ | AD | 7199.558 | 8102201 | no | no |  |  | no |  |  | 1319407.066 | 15344416.375 |  | -1
node_8102201_200891071 |  |  | PQ | AN | 7199.558 | 8102201 | no | no |  |  | no |  |  | 1319295.199 | 15344577.862 |  | -1
node_8102201_200891072 |  |  | PQ | AD | 7199.558 | 8102201 | no | no |  |  | no |  |  | 1319193.277 | 15344738.184 |  | -1
node_8102201_200891073 |  |  | PQ | AN | 7199.558 | 8102201 | no | no |  |  | no |  |  | 1319111.474 | 15344906.7 |  | -1
node_8102201_200891074 |  |  | PQ | AD | 7199.558 | 8102201 | no | no |  |  | no |  |  | 1318970.791 | 15344763.277 |  | -1
node_8102201_200891075 |  |  | PQ | AD | 7199.558 | 8102201 | no | no |  |  | no |  |  | 1318697.08 | 15344791.479 |  | -1
node_8102201_200891076 |  |  | PQ | AN | 7199.558 | 8102201 | no | no |  |  | no |  |  | 1318453.075 | 15344853.381 |  | -1
node_8102201_200891077 |  |  | PQ | AD | 7199.558 | 8102201 | no | no |  |  | no |  |  | 1318205.57 | 15345075.578 |  | -1
node_8102201_200891078 |  |  | PQ | AN | 7199.558 | 8102201 | no | no |  |  | no |  |  | 1318036.854 | 15345238.891 |  | -1
node_8102201_200891080 |  |  | PQ | AN | 7199.558 | 8102201 | no | no |  |  | no |  |  | 1319009.832 | 15345063.102 |  | -1
node_8102201_200891081 |  |  | PQ | AD | 7199.558 | 8102201 | no | no |  |  | no |  |  | 1318903.961 | 15345224.432 |  | -1
node_8102201_200891082 |  |  | PQ | AN | 7199.558 | 8102201 | no | no |  |  | no |  |  | 1318852.644 | 15345293.113 |  | -1
node_8102201_200891084 |  |  | PQ | AD | 7199.558 | 8102201 | no | no |  |  | no |  |  | 1318768.846 | 15345424.396 |  | -1
node_8102201_200891086 |  |  | PQ | AD | 7199.558 | 8102201 | no | no |  |  | no |  |  | 1319047.692 | 15345549.958 |  | -1
node_8102201_200891087 |  |  | PQ | AD | 7199.558 | 8102201 | no | no |  |  | no |  |  | 1319317.399 | 15345654.48 |  | -1
node_8102201_200891088 |  |  | PQ | AN | 7199.558 | 8102201 | no | no |  |  | no |  |  | 1319553.781 | 15345751.624 |  | -1
node_8102201_200891089 |  |  | PQ | AN | 7199.558 | 8102201 | no | no |  |  | no |  |  | 1318704.222 | 15345583.539 |  | -1
node_8102201_200891090 |  |  | PQ | AN | 7199.558 | 8102201 | no | no |  |  | no |  |  | 1318633.537 | 15345730.957 |  | -1
node_8102201_200891091 |  |  | PQ | AD | 7199.558 | 8102201 | no | no |  |  | no |  |  | 1318574.313 | 15345847.871 |  | -1
node_8102201_200891093 |  |  | PQ | AD | 7199.558 | 8102201 | no | no |  |  | no |  |  | 1318560.448 | 15346000.363 |  | -1
node_8102201_200891094 |  |  | PQ | AD | 7199.558 | 8102201 | no | no |  |  | no |  |  | 1318518.637 | 15346228.914 |  | -1
node_8102201_200891095 |  |  | PQ | AN | 7199.558 | 8102201 | no | no |  |  | no |  |  | 1318482.183 | 15346388.353 |  | -1
node_8102201_200891096 |  |  | PQ | AN | 7199.558 | 8102201 | no | no |  |  | no |  |  | 1318334.543 | 15346580.222 |  | -1
node_8102201_200891097 |  |  | PQ | AN | 7199.558 | 8102201 | no | no |  |  | no |  |  | 1318226.232 | 15346793.622 |  | -1
node_8102201_200891098 |  |  | PQ | AD | 7199.558 | 8102201 | no | no |  |  | no |  |  | 1318154.979 | 15346979.669 |  | -1
node_8102201_200891099 |  |  | PQ | AD | 7199.558 | 8102201 | no | no |  |  | no |  |  | 1318005.885 | 15347241.225 |  | -1
node_8102201_200891100 |  |  | PQ | AN | 7199.558 | 8102201 | no | no |  |  | no |  |  | 1317855.995 | 15347500.811 |  | -1
node_8102201_200891101 |  |  | PQ | AN | 7199.558 | 8102201 | no | no |  |  | no |  |  | 1317793.48 | 15347675.574 |  | -1
node_8102201_200891102 |  |  | PQ | AD | 7199.558 | 8102201 | no | no |  |  | no |  |  | 1317696.915 | 15347958.365 |  | -1
node_8102201_200891103 |  |  | PQ | AN | 7199.558 | 8102201 | no | no |  |  | no |  |  | 1317650.251 | 15348158.165 |  | -1
node_8102201_200891104 |  |  | PQ | AN | 7199.558 | 8102201 | no | no |  |  | no |  |  | 1317593.565 | 15348358.431 |  | -1
node_8102201_200891105 |  |  | PQ | AN | 7199.558 | 8102201 | no | no |  |  | no |  |  | 1317536.704 | 15348592.925 |  | -1
node_8102201_200891106 |  |  | PQ | AN | 7199.558 | 8102201 | no | no |  |  | no |  |  | 1317497.994 | 15348762.54 |  | -1
node_8102201_200891107 |  |  | PQ | AD | 7199.558 | 8102201 | no | no |  |  | no |  |  | 1317436.186 | 15349018.32 |  | -1
node_8102201_200891109 |  |  | PQ | AN | 7199.558 | 8102201 | no | no |  |  | no |  |  | 1317325.178 | 15349080.414 |  | -1
node_8102201_200891110 |  |  | PQ | AD | 7199.558 | 8102201 | no | no |  |  | no |  |  | 1317207.621 | 15349151.002 |  | -1
node_8102201_200891111 |  |  | PQ | AD | 7199.558 | 8102201 | no | no |  |  | no |  |  | 1317036.172 | 15349234.466 |  | -1
node_8102201_200891112 |  |  | PQ | AD | 7199.558 | 8102201 | no | no |  |  | no |  |  | 1316885.354 | 15349307.679 |  | -1
node_8102201_200891113 |  |  | PQ | AD | 7199.558 | 8102201 | no | no |  |  | no |  |  | 1316690.117 | 15349379.549 |  | -1
node_8102201_200891114 |  |  | PQ | AD | 7199.558 | 8102201 | no | no |  |  | no |  |  | 1316515.821 | 15349450.339 |  | -1
node_8102201_200891115 |  |  | PQ | AN | 7199.558 | 8102201 | no | no |  |  | no |  |  | 1316328.182 | 15349511.055 |  | -1
node_8102201_200891116 |  |  | PQ | AD | 7199.558 | 8102201 | no | no |  |  | no |  |  | 1316097.07 | 15349537.402 |  | -1
node_8102201_200891117 |  |  | PQ | AD | 7199.558 | 8102201 | no | no |  |  | no |  |  | 1315912.845 | 15349548.908 |  | -1
node_8102201_200891118 |  |  | PQ | AD | 7199.558 | 8102201 | no | no |  |  | no |  |  | 1315738.105 | 15349456.689 |  | -1
node_8102201_200891120 |  |  | PQ | AN | 7199.558 | 8102201 | no | no |  |  | no |  |  | 1315334.436 | 15349279.999 |  | -1
node_8102201_200891121 |  |  | PQ | AD | 7199.558 | 8102201 | no | no |  |  | no |  |  | 1315182.419 | 15349213.088 |  | -1
node_8102201_200891122 |  |  | PQ | AD | 7199.558 | 8102201 | no | no |  |  | no |  |  | 1314952.973 | 15349196.697 |  | -1
node_8102201_200891123 |  |  | PQ | AD | 7199.558 | 8102201 | no | no |  |  | no |  |  | 1314657.584 | 15349188.796 |  | -1
node_8102201_200891124 |  |  | PQ | AD | 7199.558 | 8102201 | no | no |  |  | no |  |  | 1314333.667 | 15349149.596 |  | -1
node_8102201_200891125 |  |  | PQ | AD | 7199.558 | 8102201 | no | no |  |  | no |  |  | 1314015.279 | 15349070.956 |  | -1
node_8102201_200891126 |  |  | PQ | AD | 7199.558 | 8102201 | no | no |  |  | no |  |  | 1313818.293 | 15349231.923 |  | -1
node_8102201_200891127 |  |  | PQ | AD | 7199.558 | 8102201 | no | no |  |  | no |  |  | 1313607.818 | 15349397.045 |  | -1
node_8102201_200891128 |  |  | PQ | AD | 7199.558 | 8102201 | no | no |  |  | no |  |  | 1313355.956 | 15349589.831 |  | -1
node_8102201_200891129 |  |  | PQ | AN | 7199.558 | 8102201 | no | no |  |  | no |  |  | 1313104.421 | 15349853.876 |  | -1
node_8102201_200891132 |  |  | PQ | ABCD | 7199.558 | 8102201 | no | no |  |  | no |  |  | 1319639.323 | 15344256.118 |  | -1
node_8102201_200891137 |  |  | PQ | ABCD | 7199.558 | 8102201 | no | no |  |  | no |  |  | 1319966.384 | 15344270.951 |  | -1
node_8102201_200891138 |  |  | PQ | ABCD | 7199.558 | 8102201 | no | no |  |  | no |  |  | 1320132.385 | 15344278.88 |  | -1
node_8102201_200891139 |  |  | PQ | ABCD | 7199.558 | 8102201 | no | no |  |  | no |  |  | 1320257.848 | 15344290.696 |  | -1
node_8102201_200891140 |  |  | PQ | ABCD | 7199.558 | 8102201 | no | no |  |  | no |  |  | 1320370.43 | 15344294.842 |  | -1
node_8102201_200891141 |  |  | PQ | ABCN | 7199.558 | 8102201 | no | no |  |  | no |  |  | 1320488.414 | 15344291.498 |  | -1
node_8102201_200891142 |  |  | PQ | ABCN | 7199.558 | 8102201 | no | no |  |  | no |  |  | 1320673.367 | 15344278.225 |  | -1
node_8102201_200891147 |  |  | PQ | AN | 7199.558 | 8102201 | no | no |  |  | no |  |  | 1322291.588 | 15354176.193 |  | -1
node_8102201_200891148 |  |  | PQ | AD | 7199.558 | 8102201 | no | no |  |  | no |  |  | 1322875.295 | 15356217.84 |  | -1
node_8102201_200891149 |  |  | PQ | AN | 7199.558 | 8102201 | no | no |  |  | no |  |  | 1322897.942 | 15356714.812 |  | -1
node_8102201_200891150 |  |  | PQ | AD | 7199.558 | 8102201 | no | no |  |  | no |  |  | 1322895.336 | 15356956.105 |  | -1
node_8102201_200891151 |  |  | PQ | AN | 7199.558 | 8102201 | no | no |  |  | no |  |  | 1322905.605 | 15357182.615 |  | -1
node_8102201_200891152 |  |  | PQ | AN | 7199.558 | 8102201 | no | no |  |  | no |  |  | 1322915.129 | 15357412.562 |  | -1
node_8102201_200891153 |  |  | PQ | AN | 7199.558 | 8102201 | no | no |  |  | no |  |  | 1322745.829 | 15357557.839 |  | -1
node_8102201_200891154 |  |  | PQ | AN | 7199.558 | 8102201 | no | no |  |  | no |  |  | 1322911.475 | 15357629.907 |  | -1
node_8102201_200891155 |  |  | PQ | AN | 7199.558 | 8102201 | no | no |  |  | no |  |  | 1322912.472 | 15357863.847 |  | -1
node_8102201_200891156 |  |  | PQ | AD | 7199.558 | 8102201 | no | no |  |  | no |  |  | 1322638.153 | 15354211.404 |  | -1
node_8102201_200891158 |  |  | PQ | AN | 7199.558 | 8102201 | no | no |  |  | no |  |  | 1322802.436 | 15354365.125 |  | -1
node_8102201_200891159 |  |  | PQ | AD | 7199.558 | 8102201 | no | no |  |  | no |  |  | 1322803.742 | 15354602.897 |  | -1
node_8102201_200891161 |  |  | PQ | AD | 7199.558 | 8102201 | no | no |  |  | no |  |  | 1322814.224 | 15354802.01 |  | -1
node_8102201_200891162 |  |  | PQ | AN | 7199.558 | 8102201 | no | no |  |  | no |  |  | 1322821.421 | 15355026.875 |  | -1
node_8102201_200891164 |  |  | PQ | AN | 7199.558 | 8102201 | no | no |  |  | no |  |  | 1322858.134 | 15355287.848 |  | -1
node_8102201_200891165 |  |  | PQ | AN | 7199.558 | 8102201 | no | no |  |  | no |  |  | 1322861.137 | 15355697.774 |  | -1
node_8102201_200891166 |  |  | PQ | AN | 7199.558 | 8102201 | no | no |  |  | no |  |  | 1316627.799 | 15335273.846 |  | -1
node_8102201_200891167 |  |  | PQ | AD | 7199.558 | 8102201 | no | no |  |  | no |  |  | 1316311.888 | 15335275.407 |  | -1
node_8102201_200891168 |  |  | PQ | AN | 7199.558 | 8102201 | no | no |  |  | no |  |  | 1316106.671 | 15335258.111 |  | -1
node_8102201_200891169 |  |  | PQ | AD | 7199.558 | 8102201 | no | no |  |  | no |  |  | 1315937.104 | 15335231.415 |  | -1
node_8102201_200891172 |  |  | PQ | AD | 7199.558 | 8102201 | no | no |  |  | no |  |  | 1315625.34 | 15335482.286 |  | -1
node_8102201_200891174 |  |  | PQ | AN | 7199.558 | 8102201 | no | no |  |  | no |  |  | 1315279.065 | 15335762.867 |  | -1
node_8102201_200891177 |  |  | PQ | AD | 7199.558 | 8102201 | no | no |  |  | no |  |  | 1315051.72 | 15335849.946 |  | -1
node_8102201_200891178 |  |  | PQ | AD | 7199.558 | 8102201 | no | no |  |  | no |  |  | 1314934.774 | 15335886.681 |  | -1
node_8102201_200891179 |  |  | PQ | AN | 7199.558 | 8102201 | no | no |  |  | no |  |  | 1314741.527 | 15335750.293 |  | -1
node_8102201_200891180 |  |  | PQ | AD | 7199.558 | 8102201 | no | no |  |  | no |  |  | 1314780.573 | 15335968.185 |  | -1
node_8102201_200891181 |  |  | PQ | AD | 7199.558 | 8102201 | no | no |  |  | no |  |  | 1314394.388 | 15336133.159 |  | -1
node_8102201_200891182 |  |  | PQ | AD | 7199.558 | 8102201 | no | no |  |  | no |  |  | 1314107.425 | 15336245.02 |  | -1
node_8102201_200891183 |  |  | PQ | AN | 7199.558 | 8102201 | no | no |  |  | no |  |  | 1313777.827 | 15336376.229 |  | -1
node_8102201_200891184 |  |  | PQ | AN | 7199.558 | 8102201 | no | no |  |  | no |  |  | 1314000.63 | 15336519.874 |  | -1
node_8102201_200891186 |  |  | PQ | AN | 7199.558 | 8102201 | no | no |  |  | no |  |  | 1313401.97 | 15336488.176 |  | -1
node_8102201_200891187 |  |  | PQ | AN | 7199.558 | 8102201 | no | no |  |  | no |  |  | 1313576.733 | 15336483.701 |  | -1
node_8102201_200891188 |  |  | PQ | AN | 7199.558 | 8102201 | no | no |  |  | no |  |  | 1313125.725 | 15336543.361 |  | -1
node_8102201_200891189 |  |  | PQ | AD | 7199.558 | 8102201 | no | no |  |  | no |  |  | 1312780.27 | 15336652.657 |  | -1
node_8102201_200891190 |  |  | PQ | AN | 7199.558 | 8102201 | no | no |  |  | no |  |  | 1312545.508 | 15336837.411 |  | -1
node_8102201_200891191 |  |  | PQ | AN | 7199.558 | 8102201 | no | no |  |  | no |  |  | 1312318.323 | 15337084.888 |  | -1
node_8102201_200891192 |  |  | PQ | AD | 7199.558 | 8102201 | no | no |  |  | no |  |  | 1312176 | 15337298.973 |  | -1
node_8102201_200891193 |  |  | PQ | AD | 7199.558 | 8102201 | no | no |  |  | no |  |  | 1312108.701 | 15337399.412 |  | -1
node_8102201_200891194 |  |  | PQ | AN | 7199.558 | 8102201 | no | no |  |  | no |  |  | 1312308.066 | 15337574.01 |  | -1
node_8102201_200891519 |  |  | PQ | AN | 7199.558 | 8102201 | no | no |  |  | no |  |  | 1337977.687 | 15343185.912 |  | -1
node_8102201_200891521 |  |  | PQ | AD | 7199.558 | 8102201 | no | no |  |  | no |  |  | 1337676.193 | 15343301.577 |  | -1
node_8102201_200891522 |  |  | PQ | AD | 7199.558 | 8102201 | no | no |  |  | no |  |  | 1337389.307 | 15343340.381 |  | -1
node_8102201_200891523 |  |  | PQ | AD | 7199.558 | 8102201 | no | no |  |  | no |  |  | 1337072.387 | 15343383.328 |  | -1
node_8102201_200891524 |  |  | PQ | AD | 7199.558 | 8102201 | no | no |  |  | no |  |  | 1336793.084 | 15343502.439 |  | -1
node_8102201_200891525 |  |  | PQ | AD | 7199.558 | 8102201 | no | no |  |  | no |  |  | 1336421.65 | 15343690.685 |  | -1
node_8102201_200891526 |  |  | PQ | AD | 7199.558 | 8102201 | no | no |  |  | no |  |  | 1336222.428 | 15343830.728 |  | -1
node_8102201_200891527 |  |  | PQ | AD | 7199.558 | 8102201 | no | no |  |  | no |  |  | 1336217.225 | 15344196.911 |  | -1
node_8102201_200891528 |  |  | PQ | AN | 7199.558 | 8102201 | no | no |  |  | no |  |  | 1336219.946 | 15344551.591 |  | -1
node_8102201_200891529 |  |  | PQ | AD | 7199.558 | 8102201 | no | no |  |  | no |  |  | 1336081.05 | 15343926.359 |  | -1
node_8102201_200891530 |  |  | PQ | AD | 7199.558 | 8102201 | no | no |  |  | no |  |  | 1335963.999 | 15343928.226 |  | -1
node_8102201_200891531 |  |  | PQ | AD | 7199.558 | 8102201 | no | no |  |  | no |  |  | 1335913.683 | 15343763.341 |  | -1
node_8102201_200891532 |  |  | PQ | AN | 7199.558 | 8102201 | no | no |  |  | no |  |  | 1335938.972 | 15343506.714 |  | -1
node_8102201_200891533 |  |  | PQ | AN | 7199.558 | 8102201 | no | no |  |  | no |  |  | 1335942.753 | 15344061.594 |  | -1
node_8102201_200891534 |  |  | PQ | AN | 7199.558 | 8102201 | no | no |  |  | no |  |  | 1335803.952 | 15344173.678 |  | -1
node_8102201_200891536 |  |  | PQ | AD | 7199.558 | 8102201 | no | no |  |  | no |  |  | 1335633.751 | 15344347.635 |  | -1
node_8102201_200891537 |  |  | PQ | AN | 7199.558 | 8102201 | no | no |  |  | no |  |  | 1335451.819 | 15344512.572 |  | -1
node_8102201_200891571 |  |  | PQ | AN | 7199.558 | 8102201 | no | no |  |  | no |  |  | 1330884.449 | 15346830.631 |  | -1
node_8102201_200891572 |  |  | PQ | AN | 7199.558 | 8102201 | no | no |  |  | no |  |  | 1333008.108 | 15346624.51 |  | -1
node_8102201_200891573 |  |  | PQ | AN | 7199.558 | 8102201 | no | no |  |  | no |  |  | 1331187.996 | 15346780.871 |  | -1
node_8102201_200891575 |  |  | PQ | AD | 7199.558 | 8102201 | no | no |  |  | no |  |  | 1331480.644 | 15346739.185 |  | -1
node_8102201_200891576 |  |  | PQ | AN | 7199.558 | 8102201 | no | no |  |  | no |  |  | 1331511.072 | 15346571.152 |  | -1
node_8102201_200891577 |  |  | PQ | AD | 7199.558 | 8102201 | no | no |  |  | no |  |  | 1331778.911 | 15346713.067 |  | -1
node_8102201_200891578 |  |  | PQ | AD | 7199.558 | 8102201 | no | no |  |  | no |  |  | 1331974.539 | 15346683.675 |  | -1
node_8102201_200891579 |  |  | PQ | AD | 7199.558 | 8102201 | no | no |  |  | no |  |  | 1332168.709 | 15346667.739 |  | -1
node_8102201_200891580 |  |  | PQ | AN | 7199.558 | 8102201 | no | no |  |  | no |  |  | 1332166.121 | 15346818.305 |  | -1
node_8102201_200891581 |  |  | PQ | AN | 7199.558 | 8102201 | no | no |  |  | no |  |  | 1332357.085 | 15346645.512 |  | -1
node_8102201_200891582 |  |  | PQ | AN | 7199.558 | 8102201 | no | no |  |  | no |  |  | 1332567.213 | 15346671.618 |  | -1
node_8102201_200891583 |  |  | PQ | AN | 7199.558 | 8102201 | no | no |  |  | no |  |  | 1332819.412 | 15346651.958 |  | -1
node_8102201_200891632 |  |  | PQ | AD | 7199.558 | 8102201 | no | no |  |  | no |  |  | 1320229.223 | 15344361.851 |  | -1
node_8102201_200891633 |  |  | PQ | AN | 7199.558 | 8102201 | no | no |  |  | no |  |  | 1320239.169 | 15344460.413 |  | -1
node_8102201_200891634 |  |  | PQ | AD | 7199.558 | 8102201 | no | no |  |  | no |  |  | 1320307.455 | 15344652.005 |  | -1
node_8102201_200891635 |  |  | PQ | AN | 7199.558 | 8102201 | no | no |  |  | no |  |  | 1320316.695 | 15344914.623 |  | -1
node_8102201_200891636 |  |  | PQ | AD | 7199.558 | 8102201 | no | no |  |  | no |  |  | 1320366.31 | 15345118.108 |  | -1
node_8102201_200891637 |  |  | PQ | AN | 7199.558 | 8102201 | no | no |  |  | no |  |  | 1320439.627 | 15345241.989 |  | -1
node_8102201_200891639 |  |  | PQ | AN | 7199.558 | 8102201 | no | no |  |  | no |  |  | 1319990.872 | 15344680.356 |  | -1
node_8102201_200891640 |  |  | PQ | AD | 7199.558 | 8102201 | no | no |  |  | no |  |  | 1319804.813 | 15344755.179 |  | -1
node_8102201_200891641 |  |  | PQ | AN | 7199.558 | 8102201 | no | no |  |  | no |  |  | 1319651.622 | 15344967.653 |  | -1
node_8102201_200891642 |  |  | PQ | ABCN | 7199.558 | 8102201 | no | no |  |  | no |  |  | 1322460.948 | 15344844.009 |  | -1
node_8102201_200891643 |  |  | PQ | ABCN | 7199.558 | 8102201 | no | no |  |  | no |  |  | 1321634.117 | 15345047.626 |  | -1
node_8102201_200891644 |  |  | PQ | ABCD | 7199.558 | 8102201 | no | no |  |  | no |  |  | 1321869.196 | 15345069.142 |  | -1
node_8102201_200891645 |  |  | PQ | ABCN | 7199.558 | 8102201 | no | no |  |  | no |  |  | 1322115.704 | 15345095.675 |  | -1
node_8102201_200891647 |  |  | PQ | AD | 7199.558 | 8102201 | no | no |  |  | no |  |  | 1322587.271 | 15345197.234 |  | -1
node_8102201_200891648 |  |  | PQ | AD | 7199.558 | 8102201 | no | no |  |  | no |  |  | 1322893.14 | 15345297.52 |  | -1
node_8102201_200891649 |  |  | PQ | AN | 7199.558 | 8102201 | no | no |  |  | no |  |  | 1323200.399 | 15345405.85 |  | -1
node_8102201_200891650 |  |  | PQ | AN | 7199.558 | 8102201 | no | no |  |  | no |  |  | 1323420.769 | 15345481.048 |  | -1
node_8102201_200891651 |  |  | PQ | AD | 7199.558 | 8102201 | no | no |  |  | no |  |  | 1323391.97 | 15345415.11 |  | -1
node_8102201_200891652 |  |  | PQ | AN | 7199.558 | 8102201 | no | no |  |  | no |  |  | 1323419.931 | 15345009.224 |  | -1
node_8102201_200891696 |  |  | PQ | AD | 7199.558 | 8102201 | no | no |  |  | no |  |  | 1315383.742 | 15335135.297 |  | -1
node_8102201_200891697 |  |  | PQ | AN | 7199.558 | 8102201 | no | no |  |  | no |  |  | 1314532.661 | 15332812.573 |  | -1
node_8102201_200891698 |  |  | PQ | AD | 7199.558 | 8102201 | no | no |  |  | no |  |  | 1314514.58 | 15332568.931 |  | -1
node_8102201_200891699 |  |  | PQ | AN | 7199.558 | 8102201 | no | no |  |  | no |  |  | 1314470.422 | 15332358.156 |  | -1
node_8102201_200891700 |  |  | PQ | AD | 7199.558 | 8102201 | no | no |  |  | no |  |  | 1314414.129 | 15332138.035 |  | -1
node_8102201_200891701 |  |  | PQ | AN | 7199.558 | 8102201 | no | no |  |  | no |  |  | 1314360.561 | 15331909.589 |  | -1
node_8102201_200891702 |  |  | PQ | AD | 7199.558 | 8102201 | no | no |  |  | no |  |  | 1315202.135 | 15334879.746 |  | -1
node_8102201_200891704 |  |  | PQ | AN | 7199.558 | 8102201 | no | no |  |  | no |  |  | 1314966.332 | 15334117.172 |  | -1
node_8102201_200891705 |  |  | PQ | AD | 7199.558 | 8102201 | no | no |  |  | no |  |  | 1314962.007 | 15333893.376 |  | -1
node_8102201_200891706 |  |  | PQ | AD | 7199.558 | 8102201 | no | no |  |  | no |  |  | 1314866.585 | 15333734.926 |  | -1
node_8102201_200891707 |  |  | PQ | AD | 7199.558 | 8102201 | no | no |  |  | no |  |  | 1314785.044 | 15333518.077 |  | -1
node_8102201_200891708 |  |  | PQ | AD | 7199.558 | 8102201 | no | no |  |  | no |  |  | 1314700.871 | 15333271.818 |  | -1
node_8102201_200891709 |  |  | PQ | AD | 7199.558 | 8102201 | no | no |  |  | no |  |  | 1314625.432 | 15333054.756 |  | -1
node_8102201_200891719 |  |  | PQ | AD | 7199.558 | 8102201 | no | no |  |  | no |  |  | 1333502.25 | 15334585.061 |  | -1
node_8102201_200891720 |  |  | PQ | AD | 7199.558 | 8102201 | no | no |  |  | no |  |  | 1333225.855 | 15334647.761 |  | -1
node_8102201_200891721 |  |  | PQ | AD | 7199.558 | 8102201 | no | no |  |  | no |  |  | 1332740.723 | 15334753.684 |  | -1
node_8102201_200891722 |  |  | PQ | AD | 7199.558 | 8102201 | no | no |  |  | no |  |  | 1332385.526 | 15334837.202 |  | -1
node_8102201_200891723 |  |  | PQ | AD | 7199.558 | 8102201 | no | no |  |  | no |  |  | 1332321.338 | 15334891.007 |  | -1
node_8102201_200891724 |  |  | PQ | AD | 7199.558 | 8102201 | no | no |  |  | no |  |  | 1332202.887 | 15335224.298 |  | -1
node_8102201_200891725 |  |  | PQ | AD | 7199.558 | 8102201 | no | no |  |  | no |  |  | 1332048.867 | 15335394.736 |  | -1
node_8102201_200891726 |  |  | PQ | AN | 7199.558 | 8102201 | no | no |  |  | no |  |  | 1331874.46 | 15335561.896 |  | -1
node_8102201_200891730 |  |  | PQ | AD | 7199.558 | 8102201 | no | no |  |  | no |  |  | 1331250.226 | 15337383.703 |  | -1
node_8102201_200891731 |  |  | PQ | AD | 7199.558 | 8102201 | no | no |  |  | no |  |  | 1331422.631 | 15337198.931 |  | -1
node_8102201_200891732 |  |  | PQ | AD | 7199.558 | 8102201 | no | no |  |  | no |  |  | 1331585.803 | 15337031.303 |  | -1
node_8102201_200891733 |  |  | PQ | AN | 7199.558 | 8102201 | no | no |  |  | no |  |  | 1331737.654 | 15336858.654 |  | -1
node_8102201_200891734 |  |  | PQ | AD | 7199.558 | 8102201 | no | no |  |  | no |  |  | 1329772.188 | 15339241.886 |  | -1
node_8102201_200891735 |  |  | PQ | AN | 7199.558 | 8102201 | no | no |  |  | no |  |  | 1329913.055 | 15338982.432 |  | -1
node_8102201_200891737 |  |  | PQ | AD | 7199.558 | 8102201 | no | no |  |  | no |  |  | 1330026.893 | 15338733.004 |  | -1
node_8102201_200891738 |  |  | PQ | AN | 7199.558 | 8102201 | no | no |  |  | no |  |  | 1330100.962 | 15338453.851 |  | -1
node_8102201_200891740 |  |  | PQ | AD | 7199.558 | 8102201 | no | no |  |  | no |  |  | 1330238.263 | 15338304.01 |  | -1
node_8102201_200891741 |  |  | PQ | AN | 7199.558 | 8102201 | no | no |  |  | no |  |  | 1330397.299 | 15338085.252 |  | -1
node_8102201_200891742 |  |  | PQ | AN | 7199.558 | 8102201 | no | no |  |  | no |  |  | 1330544.461 | 15337886.446 |  | -1
node_8102201_200891743 |  |  | PQ | AN | 7199.558 | 8102201 | no | no |  |  | no |  |  | 1330743.046 | 15337697.916 |  | -1
node_8102201_200891744 |  |  | PQ | AD | 7199.558 | 8102201 | no | no |  |  | no |  |  | 1331032.166 | 15337517.416 |  | -1
node_8102201_200891745 |  |  | PQ | AD | 7199.558 | 8102201 | no | no |  |  | no |  |  | 1331055.723 | 15348942.331 |  | -1
node_8102201_200891746 |  |  | PQ | AD | 7199.558 | 8102201 | no | no |  |  | no |  |  | 1334075.402 | 15349047.562 |  | -1
node_8102201_200891747 |  |  | PQ | AD | 7199.558 | 8102201 | no | no |  |  | no |  |  | 1334343.307 | 15349083.695 |  | -1
node_8102201_200891748 |  |  | PQ | AN | 7199.558 | 8102201 | no | no |  |  | no |  |  | 1334614.335 | 15349049.188 |  | -1
node_8102201_200891749 |  |  | PQ | AN | 7199.558 | 8102201 | no | no |  |  | no |  |  | 1331346.61 | 15348929.224 |  | -1
node_8102201_200891750 |  |  | PQ | AN | 7199.558 | 8102201 | no | no |  |  | no |  |  | 1331697.774 | 15348972.178 |  | -1
node_8102201_200891751 |  |  | PQ | AN | 7199.558 | 8102201 | no | no |  |  | no |  |  | 1332038.573 | 15348983.399 |  | -1
node_8102201_200891752 |  |  | PQ | AN | 7199.558 | 8102201 | no | no |  |  | no |  |  | 1332382.208 | 15349002.643 |  | -1
node_8102201_200891753 |  |  | PQ | AN | 7199.558 | 8102201 | no | no |  |  | no |  |  | 1332732.402 | 15348991.888 |  | -1
node_8102201_200891754 |  |  | PQ | AN | 7199.558 | 8102201 | no | no |  |  | no |  |  | 1332799.248 | 15349158.13 |  | -1
node_8102201_200891755 |  |  | PQ | AD | 7199.558 | 8102201 | no | no |  |  | no |  |  | 1333087.248 | 15349033.016 |  | -1
node_8102201_200891756 |  |  | PQ | AD | 7199.558 | 8102201 | no | no |  |  | no |  |  | 1333432.754 | 15349041.676 |  | -1
node_8102201_200891757 |  |  | PQ | AD | 7199.558 | 8102201 | no | no |  |  | no |  |  | 1333604.858 | 15348735.326 |  | -1
node_8102201_200891758 |  |  | PQ | AN | 7199.558 | 8102201 | no | no |  |  | no |  |  | 1333806.193 | 15348555.637 |  | -1
node_8102201_200891759 |  |  | PQ | AD | 7199.558 | 8102201 | no | no |  |  | no |  |  | 1333751.974 | 15349019.652 |  | -1
node_8102201_200891765 |  |  | PQ | AD | 7199.558 | 8102201 | no | no |  |  | no |  |  | 1330965.814 | 15347489.612 |  | -1
node_8102201_200891766 |  |  | PQ | AN | 7199.558 | 8102201 | no | no |  |  | no |  |  | 1330924.781 | 15347645.832 |  | -1
node_8102201_200891767 |  |  | PQ | AN | 7199.558 | 8102201 | no | no |  |  | no |  |  | 1330912.033 | 15347938.495 |  | -1
node_8102201_200891768 |  |  | PQ | AN | 7199.558 | 8102201 | no | no |  |  | no |  |  | 1331452.372 | 15347592.3 |  | -1
node_8102201_200891769 |  |  | PQ | AD | 7199.558 | 8102201 | no | no |  |  | no |  |  | 1331793.821 | 15347653.708 |  | -1
node_8102201_200891770 |  |  | PQ | AN | 7199.558 | 8102201 | no | no |  |  | no |  |  | 1332036.742 | 15347700.844 |  | -1
node_8102201_200891771 |  |  | PQ | AN | 7199.558 | 8102201 | no | no |  |  | no |  |  | 1332289.439 | 15347611.508 |  | -1
node_8102201_200891772 |  |  | PQ | AD | 7199.558 | 8102201 | no | no |  |  | no |  |  | 1323422.729 | 15338723.904 |  | -1
node_8102201_200891773 |  |  | PQ | AN | 7199.558 | 8102201 | no | no |  |  | no |  |  | 1323317.772 | 15338677.206 |  | -1
node_8102201_200891774 |  |  | PQ | AN | 7199.558 | 8102201 | no | no |  |  | no |  |  | 1322979.75 | 15338655.191 |  | -1
node_8102201_200891775 |  |  | PQ | AD | 7199.558 | 8102201 | no | no |  |  | no |  |  | 1323537.35 | 15338898.589 |  | -1
node_8102201_200891776 |  |  | PQ | AN | 7199.558 | 8102201 | no | no |  |  | no |  |  | 1323699.083 | 15339136.133 |  | -1
node_8102201_200891777 |  |  | PQ | AD | 7199.558 | 8102201 | no | no |  |  | no |  |  | 1324006.687 | 15339359.332 |  | -1
node_8102201_200891778 |  |  | PQ | AN | 7199.558 | 8102201 | no | no |  |  | no |  |  | 1324281.917 | 15339471.375 |  | -1
node_8102201_200891788 |  |  | PQ | AD | 7199.558 | 8102201 | no | no |  |  | no |  |  | 1329556.475 | 15345985.662 |  | -1
node_8102201_200891789 |  |  | PQ | AN | 7199.558 | 8102201 | no | no |  |  | no |  |  | 1329174.373 | 15346057.308 |  | -1
node_8102201_200891790 |  |  | PQ | AD | 7199.558 | 8102201 | no | no |  |  | no |  |  | 1329289.313 | 15346283.007 |  | -1
node_8102201_200891791 |  |  | PQ | AN | 7199.558 | 8102201 | no | no |  |  | no |  |  | 1329179.514 | 15346544.837 |  | -1
node_8102201_200891792 |  |  | PQ | AN | 7199.558 | 8102201 | no | no |  |  | no |  |  | 1328917.591 | 15346069.519 |  | -1
node_8102201_200891794 |  |  | PQ | AN | 7199.558 | 8102201 | no | no |  |  | no |  |  | 1328621.198 | 15346097.119 |  | -1
node_8102201_200891815 |  |  | PQ | AN | 7199.558 | 8102201 | no | no |  |  | no |  |  | 1325904.677 | 15345782.575 |  | -1
node_8102201_200891816 |  |  | PQ | AN | 7199.558 | 8102201 | no | no |  |  | no |  |  | 1326156.049 | 15345585.612 |  | -1
node_8102201_200891817 |  |  | PQ | AD | 7199.558 | 8102201 | no | no |  |  | no |  |  | 1326463.522 | 15345678.511 |  | -1
node_8102201_200891818 |  |  | PQ | AD | 7199.558 | 8102201 | no | no |  |  | no |  |  | 1326652.137 | 15345725.096 |  | -1
node_8102201_200891819 |  |  | PQ | AD | 7199.558 | 8102201 | no | no |  |  | no |  |  | 1327054.922 | 15345746.848 |  | -1
node_8102201_200891820 |  |  | PQ | AD | 7199.558 | 8102201 | no | no |  |  | no |  |  | 1327043.336 | 15346103.527 |  | -1
node_8102201_200891821 |  |  | PQ | AD | 7199.558 | 8102201 | no | no |  |  | no |  |  | 1327036.58 | 15346412.68 |  | -1
node_8102201_200891822 |  |  | PQ | AN | 7199.558 | 8102201 | no | no |  |  | no |  |  | 1327027.843 | 15346721.792 |  | -1
node_8102201_200891823 |  |  | PQ | AD | 7199.558 | 8102201 | no | no |  |  | no |  |  | 1327495.691 | 15345793.785 |  | -1
node_8102201_200891824 |  |  | PQ | AD | 7199.558 | 8102201 | no | no |  |  | no |  |  | 1328054.355 | 15345669.303 |  | -1
node_8102201_200891825 |  |  | PQ | AN | 7199.558 | 8102201 | no | no |  |  | no |  |  | 1328291.77 | 15345599.682 |  | -1
node_8102201_200891827 |  |  | PQ | AN | 7199.558 | 8102201 | no | no |  |  | no |  |  | 1328624.904 | 15345606.081 |  | -1
node_8102201_200891830 |  |  | PQ | AN | 7199.558 | 8102201 | no | no |  |  | no |  |  | 1328958.01 | 15345623.305 |  | -1
node_8102201_200891831 |  |  | PQ | AD | 7199.558 | 8102201 | no | no |  |  | no |  |  | 1329106.908 | 15345695.232 |  | -1
node_8102201_200891832 |  |  | PQ | AN | 7199.558 | 8102201 | no | no |  |  | no |  |  | 1329505.938 | 15345884.106 |  | -1
node_8102201_200891833 |  |  | PQ | AD | 7199.558 | 8102201 | no | no |  |  | no |  |  | 1329944.159 | 15346089.91 |  | -1
node_8102201_200891834 |  |  | PQ | AN | 7199.558 | 8102201 | no | no |  |  | no |  |  | 1330351.496 | 15346281.912 |  | -1
node_8102201_200891835 |  |  | PQ | AN | 7199.558 | 8102201 | no | no |  |  | no |  |  | 1330550.075 | 15346624.132 |  | -1
node_8102201_200891836 |  |  | PQ | AD | 7199.558 | 8102201 | no | no |  |  | no |  |  | 1330535.647 | 15346783.531 |  | -1
node_8102201_200891837 |  |  | PQ | AN | 7199.558 | 8102201 | no | no |  |  | no |  |  | 1330528.881 | 15346951.003 |  | -1
node_8102201_200891838 |  |  | PQ | AN | 7199.558 | 8102201 | no | no |  |  | no |  |  | 1330502.442 | 15347382.419 |  | -1
node_8102201_200891839 |  |  | PQ | AN | 7199.558 | 8102201 | no | no |  |  | no |  |  | 1330482.366 | 15347678.82 |  | -1
node_8102201_200891840 |  |  | PQ | AN | 7199.558 | 8102201 | no | no |  |  | no |  |  | 1330467.094 | 15347823.847 |  | -1
node_8102201_200891841 |  |  | PQ | AD | 7199.558 | 8102201 | no | no |  |  | no |  |  | 1330507.89 | 15348145.256 |  | -1
node_8102201_200891842 |  |  | PQ | AN | 7199.558 | 8102201 | no | no |  |  | no |  |  | 1330549.703 | 15348477.616 |  | -1
node_8102201_200891843 |  |  | PQ | AD | 7199.558 | 8102201 | no | no |  |  | no |  |  | 1330639.347 | 15348849.659 |  | -1
node_8102201_200891844 |  |  | PQ | AN | 7199.558 | 8102201 | no | no |  |  | no |  |  | 1330886.809 | 15348763.947 |  | -1
node_8102201_200891845 |  |  | PQ | AD | 7199.558 | 8102201 | no | no |  |  | no |  |  | 1330738.897 | 15349234.786 |  | -1
node_8102201_200891846 |  |  | PQ | AN | 7199.558 | 8102201 | no | no |  |  | no |  |  | 1330830.371 | 15349598.921 |  | -1
node_8102201_200891847 |  |  | PQ | AN | 7199.558 | 8102201 | no | no |  |  | no |  |  | 1323629.643 | 15345648.865 |  | -1
node_8102201_200891848 |  |  | PQ | AD | 7199.558 | 8102201 | no | no |  |  | no |  |  | 1324186.077 | 15345788.144 |  | -1
node_8102201_200891850 |  |  | PQ | AN | 7199.558 | 8102201 | no | no |  |  | no |  |  | 1324611.721 | 15345884.394 |  | -1
node_8102201_200891851 |  |  | PQ | AD | 7199.558 | 8102201 | no | no |  |  | no |  |  | 1324958.81 | 15345924.734 |  | -1
node_8102201_200891853 |  |  | PQ | AN | 7199.558 | 8102201 | no | no |  |  | no |  |  | 1325641.778 | 15345966.056 |  | -1
node_8102201_200891908 |  |  | PQ | AN | 7199.558 | 8102201 | no | no |  |  | no |  |  | 1344256.454 | 15342913.527 |  | -1
node_8102201_200891909 |  |  | PQ | AD | 7199.558 | 8102201 | no | no |  |  | no |  |  | 1344085.141 | 15341968.16 |  | -1
node_8102201_200891910 |  |  | PQ | AD | 7199.558 | 8102201 | no | no |  |  | no |  |  | 1344171.22 | 15342317.183 |  | -1
node_8102201_200891911 |  |  | PQ | AD | 7199.558 | 8102201 | no | no |  |  | no |  |  | 1344247.098 | 15342650.707 |  | -1
node_8102201_200891937 |  |  | PQ | AN | 7199.558 | 8102201 | no | no |  |  | no |  |  | 1329281.741 | 15345691.032 |  | -1
node_8102201_200891938 |  |  | PQ | AD | 7199.558 | 8102201 | no | no |  |  | no |  |  | 1329547.673 | 15345671.885 |  | -1
node_8102201_200891939 |  |  | PQ | AD | 7199.558 | 8102201 | no | no |  |  | no |  |  | 1329567.106 | 15345453.8 |  | -1
node_8102201_200891940 |  |  | PQ | AD | 7199.558 | 8102201 | no | no |  |  | no |  |  | 1329642.482 | 15345242.02 |  | -1
node_8102201_200891941 |  |  | PQ | AN | 7199.558 | 8102201 | no | no |  |  | no |  |  | 1329823.473 | 15345083.839 |  | -1
node_8102201_200891943 |  |  | PQ | AN | 7199.558 | 8102201 | no | no |  |  | no |  |  | 1329777.311 | 15345596.02 |  | -1
node_8102201_200891944 |  |  | PQ | AN | 18703.852 | 8102201 | no | no |  |  | no |  |  | 1320770.419 | 15338749.801 |  | -1
node_8102201_200891948 |  |  | PQ | AN | 18703.852 | 8102201 | no | no |  |  | no |  |  | 1320571.029 | 15338858.776 |  | -1
node_8102201_200891949 |  |  | PQ | AD | 7199.558 | 8102201 | no | no |  |  | no |  |  | 1318762.629 | 15340838.072 |  | -1
node_8102201_200891950 |  |  | PQ | AN | 7199.558 | 8102201 | no | no |  |  | no |  |  | 1318888.921 | 15340838.637 |  | -1
node_8102201_200891953 |  |  | PQ | AD | 7199.558 | 8102201 | no | no |  |  | no |  |  | 1318102.493 | 15336544.774 |  | -1
node_8102201_200891954 |  |  | PQ | AD | 7199.558 | 8102201 | no | no |  |  | no |  |  | 1318176.77 | 15336547.879 |  | -1
node_8102201_200891955 |  |  | PQ | AD | 7199.558 | 8102201 | no | no |  |  | no |  |  | 1318658.276 | 15336560.703 |  | -1
node_8102201_200891956 |  |  | PQ | AD | 7199.558 | 8102201 | no | no |  |  | no |  |  | 1317572.637 | 15336521.325 |  | -1
node_8102201_200891958 |  |  | PQ | AD | 7199.558 | 8102201 | no | no |  |  | no |  |  | 1317410.784 | 15336571.776 |  | -1
node_8102201_200891959 |  |  | PQ | AD | 7199.558 | 8102201 | no | no |  |  | no |  |  | 1317254.844 | 15336608.474 |  | -1
node_8102201_200891960 |  |  | PQ | AD | 7199.558 | 8102201 | no | no |  |  | no |  |  | 1317055.037 | 15336644.013 |  | -1
node_8102201_200891961 |  |  | PQ | AN | 7199.558 | 8102201 | no | no |  |  | no |  |  | 1316840.489 | 15336687.131 |  | -1
node_8102201_200891962 |  |  | PQ | AD | 7199.558 | 8102201 | no | no |  |  | no |  |  | 1318532.297 | 15336550.296 |  | -1
node_8102201_200891963 |  |  | PQ | AD | 7199.558 | 8102201 | no | no |  |  | no |  |  | 1318411.219 | 15336549.303 |  | -1
node_8102201_200891964 |  |  | PQ | AN | 7199.558 | 8102201 | no | no |  |  | no |  |  | 1318301.521 | 15336535.612 |  | -1
node_8102201_200891965 |  |  | PQ | AN | 7199.558 | 8102201 | no | no |  |  | no |  |  | 1317931.875 | 15336539.336 |  | -1
node_8102201_200891966 |  |  | PQ | AD | 7199.558 | 8102201 | no | no |  |  | no |  |  | 1317817.114 | 15336525.614 |  | -1
node_8102201_200891967 |  |  | PQ | AD | 7199.558 | 8102201 | no | no |  |  | no |  |  | 1317693.487 | 15336527.861 |  | -1
node_8102201_200891968 |  |  | PQ | ABCD | 7199.558 | 8102201 | no | no |  |  | no |  |  | 1319848.918 | 15338776.08 |  | -1
node_8102201_200891969 |  |  | PQ | ABCN | 7199.558 | 8102201 | no | no |  |  | no |  |  | 1319419.853 | 15338019.853 |  | -1
node_8102201_200891971 |  |  | PQ | ABCD | 7199.558 | 8102201 | no | no |  |  | no |  |  | 1319358.177 | 15337897.578 |  | -1
node_8102201_200891972 |  |  | PQ | ABCD | 7199.558 | 8102201 | no | no |  |  | no |  |  | 1319312.701 | 15337807.674 |  | -1
node_8102201_200891974 |  |  | PQ | ABCD | 7199.558 | 8102201 | no | no |  |  | no |  |  | 1319273.985 | 15337726.397 |  | -1
node_8102201_200891975 |  |  | PQ | ABCN | 7199.558 | 8102201 | no | no |  |  | no |  |  | 1319248.277 | 15337676.075 |  | -1
node_8102201_200891977 |  |  | PQ | ABCD | 7199.558 | 8102201 | no | no |  |  | no |  |  | 1319208.237 | 15337582.371 |  | -1
node_8102201_200891978 |  |  | PQ | ABCD | 7199.558 | 8102201 | no | no |  |  | no |  |  | 1319146.276 | 15337438.055 |  | -1
node_8102201_200891981 |  |  | PQ | ABCD | 7199.558 | 8102201 | no | no |  |  | no |  |  | 1319100.592 | 15337321.849 |  | -1
node_8102201_200891982 |  |  | PQ | ABCD | 7199.558 | 8102201 | no | no |  |  | no |  |  | 1319044.073 | 15337184.144 |  | -1
node_8102201_200891983 |  |  | PQ | ABCD | 7199.558 | 8102201 | no | no |  |  | no |  |  | 1319796.988 | 15338685.03 |  | -1
node_8102201_200891984 |  |  | PQ | ABCN | 7199.558 | 8102201 | no | no |  |  | no |  |  | 1318986.671 | 15337052.1 |  | -1
node_8102201_200891985 |  |  | PQ | ABCD | 7199.558 | 8102201 | no | no |  |  | no |  |  | 1318951.644 | 15336960.915 |  | -1
node_8102201_200891986 |  |  | PQ | ABCD | 7199.558 | 8102201 | no | no |  |  | no |  |  | 1318893.942 | 15336830.695 |  | -1
node_8102201_200891987 |  |  | PQ | ABCD | 7199.558 | 8102201 | no | no |  |  | no |  |  | 1318839.567 | 15336691.712 |  | -1
node_8102201_200891988 |  |  | PQ | ABCD | 7199.558 | 8102201 | no | no |  |  | no |  |  | 1318788.328 | 15336564.389 |  | -1
node_8102201_200891989 |  |  | PQ | ABCN | 7199.558 | 8102201 | no | no |  |  | no |  |  | 1318736.902 | 15336462.602 |  | -1
node_8102201_200891990 |  |  | PQ | ABCD | 7199.558 | 8102201 | no | no |  |  | no |  |  | 1318674.659 | 15336283.634 |  | -1
node_8102201_200891991 |  |  | PQ | ABCN | 7199.558 | 8102201 | no | no |  |  | no |  |  | 1319762.434 | 15338624.12 |  | -1
node_8102201_200891993 |  |  | PQ | ABCN | 7199.558 | 8102201 | no | no |  |  | no |  |  | 1318624.199 | 15336183.719 |  | -1
node_8102201_200891994 |  |  | PQ | ABCN | 7199.558 | 8102201 | no | no |  |  | no |  |  | 1318548.893 | 15336004.54 |  | -1
node_8102201_200891997 |  |  | PQ | ABCD | 7199.558 | 8102201 | no | no |  |  | no |  |  | 1318512.592 | 15335916.772 |  | -1
node_8102201_200891998 |  |  | PQ | ABCD | 7199.558 | 8102201 | no | no |  |  | no |  |  | 1318447.584 | 15335786.272 |  | -1
node_8102201_200891999 |  |  | PQ | ABCN | 7199.558 | 8102201 | no | no |  |  | no |  |  | 1318394.9 | 15335622.381 |  | -1
node_8102201_200892000 |  |  | PQ | ABCD | 7199.558 | 8102201 | no | no |  |  | no |  |  | 1318337.831 | 15335475.477 |  | -1
node_8102201_200892002 |  |  | PQ | ABCN | 7199.558 | 8102201 | no | no |  |  | no |  |  | 1318304.932 | 15335402.863 |  | -1
node_8102201_200892003 |  |  | PQ | ABCD | 7199.558 | 8102201 | no | no |  |  | no |  |  | 1318237.53 | 15335243.145 |  | -1
node_8102201_200892004 |  |  | PQ | ABCD | 7199.558 | 8102201 | no | no |  |  | no |  |  | 1319677.655 | 15338478.466 |  | -1
node_8102201_200892013 |  |  | PQ | ABCN | 7199.558 | 8102201 | no | no |  |  | no |  |  | 1319632.227 | 15338391.2 |  | -1
node_8102201_200892014 |  |  | PQ | ABCD | 7199.558 | 8102201 | no | no |  |  | no |  |  | 1319593.084 | 15338326.381 |  | -1
node_8102201_200892015 |  |  | PQ | ABCN | 7199.558 | 8102201 | no | no |  |  | no |  |  | 1319559.087 | 15338276.345 |  | -1
node_8102201_200892016 |  |  | PQ | ABCD | 7199.558 | 8102201 | no | no |  |  | no |  |  | 1319485.198 | 15338133.908 |  | -1
node_8102201_200892017 |  |  | PQ | AN | 7199.558 | 8102201 | no | no |  |  | no |  |  | 1318324.13 | 15337540.749 |  | -1
node_8102201_200892018 |  |  | PQ | AD | 7199.558 | 8102201 | no | no |  |  | no |  |  | 1318269.983 | 15337428.529 |  | -1
node_8102201_200892019 |  |  | PQ | AN | 7199.558 | 8102201 | no | no |  |  | no |  |  | 1318232.103 | 15337312.423 |  | -1
node_8102201_200892023 |  |  | PQ | ABCD | 7199.558 | 8102201 | no | no |  |  | no |  |  | 1318938.437 | 15337750.068 |  | -1
node_8102201_200892025 |  |  | PQ | ABCD | 7199.558 | 8102201 | no | no |  |  | no |  |  | 1318523.274 | 15337437.854 |  | -1
node_8102201_200892026 |  |  | PQ | ABCN | 7199.558 | 8102201 | no | no |  |  | no |  |  | 1318410.509 | 15337156.242 |  | -1
node_8102201_200892028 |  |  | PQ | ABCD | 7199.558 | 8102201 | no | no |  |  | no |  |  | 1318656.437 | 15337751.323 |  | -1
node_8102201_200892029 |  |  | PQ | ABCN | 7199.558 | 8102201 | no | no |  |  | no |  |  | 1318803.484 | 15337761.33 |  | -1
node_8102201_200892030 |  |  | PQ | ABCD | 7199.558 | 8102201 | no | no |  |  | no |  |  | 1318476.844 | 15337747.409 |  | -1
node_8102201_200892031 |  |  | PQ | ABCD | 7199.558 | 8102201 | no | no |  |  | no |  |  | 1318367.035 | 15337745.713 |  | -1
node_8102201_200892034 |  |  | PQ | AD | 7199.558 | 8102201 | no | no |  |  | no |  |  | 1318367.687 | 15337648.035 |  | -1
node_8102201_200892035 |  |  | PQ | AD | 7199.558 | 8102201 | no | no |  |  | no |  |  | 1319345.812 | 15338060.911 |  | -1
node_8102201_200892036 |  |  | PQ | AD | 7199.558 | 8102201 | no | no |  |  | no |  |  | 1319233.119 | 15338114.569 |  | -1
node_8102201_200892037 |  |  | PQ | AN | 7199.558 | 8102201 | no | no |  |  | no |  |  | 1319141.256 | 15338155.287 |  | -1
node_8102201_200892041 |  |  | PQ | AD | 7199.558 | 8102201 | no | no |  |  | no |  |  | 1319552.575 | 15338161.742 |  | -1
node_8102201_200892043 |  |  | PQ | AD | 7199.558 | 8102201 | no | no |  |  | no |  |  | 1319719.902 | 15338102.641 |  | -1
node_8102201_200892044 |  |  | PQ | AN | 7199.558 | 8102201 | no | no |  |  | no |  |  | 1319828.41 | 15338083.602 |  | -1
node_8102201_200892045 |  |  | PQ | AD | 7199.558 | 8102201 | no | no |  |  | no |  |  | 1319940.656 | 15338054.828 |  | -1
node_8102201_200892046 |  |  | PQ | AD | 7199.558 | 8102201 | no | no |  |  | no |  |  | 1320060.174 | 15338033.535 |  | -1
node_8102201_200892047 |  |  | PQ | AD | 7199.558 | 8102201 | no | no |  |  | no |  |  | 1320112.311 | 15338107.94 |  | -1
node_8102201_200892048 |  |  | PQ | AN | 7199.558 | 8102201 | no | no |  |  | no |  |  | 1320161.266 | 15338175.842 |  | -1
node_8102201_200892051 |  |  | PQ | ABCD | 7199.558 | 8102201 | no | no |  |  | no |  |  | 1319911.875 | 15338894.032 |  | -1
node_8102201_200892052 |  |  | PQ | ABCD | 7199.558 | 8102201 | no | no |  |  | no |  |  | 1320552.899 | 15340499.534 |  | -1
node_8102201_200892053 |  |  | PQ | ABCN | 7199.558 | 8102201 | no | no |  |  | no |  |  | 1320664.311 | 15340827.027 |  | -1
node_8102201_200892055 |  |  | PQ | ABCN | 7199.558 | 8102201 | no | no |  |  | no |  |  | 1320772.111 | 15341012.989 |  | -1
node_8102201_200892056 |  |  | PQ | ABCD | 7199.558 | 8102201 | no | no |  |  | no |  |  | 1320867.031 | 15341182.768 |  | -1
node_8102201_200892057 |  |  | PQ | ABCD | 7199.558 | 8102201 | no | no |  |  | no |  |  | 1320978.46 | 15341357.999 |  | -1
node_8102201_200892058 |  |  | PQ | AD | 7199.558 | 8102201 | no | no |  |  | no |  |  | 1321253.324 | 15341189.072 |  | -1
node_8102201_200892059 |  |  | PQ | AD | 7199.558 | 8102201 | no | no |  |  | no |  |  | 1321496.469 | 15340935.866 |  | -1
node_8102201_200892060 |  |  | PQ | AN | 7199.558 | 8102201 | no | no |  |  | no |  |  | 1321403.473 | 15340722.943 |  | -1
node_8102201_200892061 |  |  | PQ | ABCN | 7199.558 | 8102201 | no | no |  |  | no |  |  | 1319969.381 | 15339000.324 |  | -1
node_8102201_200892062 |  |  | PQ | ABCD | 7199.558 | 8102201 | no | no |  |  | no |  |  | 1320028.737 | 15339102.293 |  | -1
node_8102201_200892063 |  |  | PQ | ABCD | 7199.558 | 8102201 | no | no |  |  | no |  |  | 1320068.602 | 15339171.737 |  | -1
node_8102201_200892064 |  |  | PQ | ABCD | 7199.558 | 8102201 | no | no |  |  | no |  |  | 1320098.37 | 15339208.066 |  | -1
node_8102201_200892065 |  |  | PQ | ABCN | 7199.558 | 8102201 | no | no |  |  | no |  |  | 1320145.515 | 15339315.035 |  | -1
node_8102201_200892066 |  |  | PQ | ABCN | 7199.558 | 8102201 | no | no |  |  | no |  |  | 1320212.696 | 15339438.11 |  | -1
node_8102201_200892067 |  |  | PQ | ABCD | 7199.558 | 8102201 | no | no |  |  | no |  |  | 1320283.202 | 15339556.311 |  | -1
node_8102201_200892069 |  |  | PQ | AN | 7199.558 | 8102201 | no | no |  |  | no |  |  | 1320181.232 | 15339616.186 |  | -1
node_8102201_200892070 |  |  | PQ | ABCD | 7199.558 | 8102201 | no | no |  |  | no |  |  | 1320400.55 | 15339881.394 |  | -1
node_8102201_200892071 |  |  | PQ | ABCD | 7199.558 | 8102201 | no | no |  |  | no |  |  | 1320425.82 | 15340173.933 |  | -1
node_8102201_200892072 |  |  | PQ | ABCD | 7199.558 | 8102201 | no | no |  |  | no |  |  | 1319532.42 | 15339214.991 |  | -1
node_8102201_200892074 |  |  | PQ | ABCD | 7199.558 | 8102201 | no | no |  |  | no |  |  | 1319662.318 | 15339094.804 |  | -1
node_8102201_200892075 |  |  | PQ | ABCN | 7199.558 | 8102201 | no | no |  |  | no |  |  | 1319724.014 | 15339043.153 |  | -1
node_8102201_200892076 |  |  | PQ | ABCN | 7199.558 | 8102201 | no | no |  |  | no |  |  | 1319813.195 | 15338959.742 |  | -1
node_8102201_200892077 |  |  | PQ | ABCN | 7199.558 | 8102201 | no | no |  |  | no |  |  | 1319443.306 | 15339204.609 |  | -1
node_8102201_200892079 |  |  | PQ | AD | 7199.558 | 8102201 | no | no |  |  | no |  |  | 1318601.034 | 15339212.961 |  | -1
node_8102201_200892080 |  |  | PQ | AD | 7199.558 | 8102201 | no | no |  |  | no |  |  | 1318480.758 | 15339207.548 |  | -1
node_8102201_200892081 |  |  | PQ | AD | 7199.558 | 8102201 | no | no |  |  | no |  |  | 1318373.551 | 15339217.579 |  | -1
node_8102201_200892082 |  |  | PQ | AD | 7199.558 | 8102201 | no | no |  |  | no |  |  | 1318266.501 | 15339220.444 |  | -1
node_8102201_200892083 |  |  | PQ | AN | 7199.558 | 8102201 | no | no |  |  | no |  |  | 1318146.037 | 15339225.832 |  | -1
node_8102201_200892087 |  |  | PQ | ABCN | 7199.558 | 8102201 | no | no |  |  | no |  |  | 1319356.22 | 15339206.488 |  | -1
node_8102201_200892088 |  |  | PQ | ABCD | 7199.558 | 8102201 | no | no |  |  | no |  |  | 1319251.562 | 15339209.382 |  | -1
node_8102201_200892089 |  |  | PQ | ABCD | 7199.558 | 8102201 | no | no |  |  | no |  |  | 1319159.165 | 15339211.282 |  | -1
node_8102201_200892090 |  |  | PQ | ABCD | 7199.558 | 8102201 | no | no |  |  | no |  |  | 1319048.279 | 15339211.428 |  | -1
node_8102201_200892092 |  |  | PQ | AN | 7199.558 | 8102201 | no | no |  |  | no |  |  | 1318956.063 | 15339197.156 |  | -1
node_8102201_200892093 |  |  | PQ | AD | 7199.558 | 8102201 | no | no |  |  | no |  |  | 1318864.284 | 15339208.134 |  | -1
node_8102201_200892094 |  |  | PQ | AD | 7199.558 | 8102201 | no | no |  |  | no |  |  | 1318769.632 | 15339213.47 |  | -1
node_8102201_200892095 |  |  | PQ | AD | 7199.558 | 8102201 | no | no |  |  | no |  |  | 1318690.706 | 15339215.047 |  | -1
node_8102201_200892096 |  |  | PQ | ABCN | 7199.558 | 8102201 | no | no |  |  | no |  |  | 1319048.204 | 15339075.916 |  | -1
node_8102201_200892097 |  |  | PQ | AD | 7199.558 | 8102201 | no | no |  |  | no |  |  | 1318174.319 | 15338761.972 |  | -1
node_8102201_200892098 |  |  | PQ | AD | 7199.558 | 8102201 | no | no |  |  | no |  |  | 1318033.588 | 15338692.824 |  | -1
node_8102201_200892099 |  |  | PQ | AD | 7199.558 | 8102201 | no | no |  |  | no |  |  | 1317919.213 | 15338665.223 |  | -1
node_8102201_200892100 |  |  | PQ | AN | 7199.558 | 8102201 | no | no |  |  | no |  |  | 1317832.577 | 15338627.24 |  | -1
node_8102201_200892101 |  |  | PQ | AD | 7199.558 | 8102201 | no | no |  |  | no |  |  | 1317780.139 | 15338569.207 |  | -1
node_8102201_200892102 |  |  | PQ | AN | 7199.558 | 8102201 | no | no |  |  | no |  |  | 1317753.304 | 15338448.301 |  | -1
node_8102201_200892103 |  |  | PQ | ABCD | 7199.558 | 8102201 | no | no |  |  | no |  |  | 1319054.007 | 15338938.628 |  | -1
node_8102201_200892104 |  |  | PQ | ABCD | 7199.558 | 8102201 | no | no |  |  | no |  |  | 1319002.222 | 15338911.223 |  | -1
node_8102201_200892105 |  |  | PQ | ABCD | 7199.558 | 8102201 | no | no |  |  | no |  |  | 1318901.021 | 15338859.551 |  | -1
node_8102201_200892106 |  |  | PQ | ABCN | 7199.558 | 8102201 | no | no |  |  | no |  |  | 1318743.224 | 15338838.343 |  | -1
node_8102201_200892107 |  |  | PQ | ABCN | 7199.558 | 8102201 | no | no |  |  | no |  |  | 1318591.644 | 15338848.612 |  | -1
node_8102201_200892108 |  |  | PQ | AD | 7199.558 | 8102201 | no | no |  |  | no |  |  | 1318424.338 | 15338813.612 |  | -1
node_8102201_200892109 |  |  | PQ | AN | 7199.558 | 8102201 | no | no |  |  | no |  |  | 1318313.959 | 15338793.783 |  | -1
node_8102201_200892111 |  |  | PQ | AN | 7199.558 | 8102201 | no | no |  |  | no |  |  | 1317796.697 | 15338950.254 |  | -1
node_8102201_200892112 |  |  | PQ | AD | 7199.558 | 8102201 | no | no |  |  | no |  |  | 1317800.912 | 15338810.644 |  | -1
node_8102201_200892113 |  |  | PQ | AD | 7199.558 | 8102201 | no | no |  |  | no |  |  | 1317808.793 | 15338646.033 |  | -1
node_8102201_200892115 |  |  | PQ | AN | 7199.558 | 8102201 | no | no |  |  | no |  |  | 1318601.889 | 15340431.675 |  | -1
node_8102201_200892116 |  |  | PQ | AN | 7199.558 | 8102201 | no | no |  |  | no |  |  | 1318606.626 | 15339336.275 |  | -1
node_8102201_200892117 |  |  | PQ | AD | 7199.558 | 8102201 | no | no |  |  | no |  |  | 1318592.45 | 15340612.159 |  | -1
node_8102201_200892118 |  |  | PQ | AD | 7199.558 | 8102201 | no | no |  |  | no |  |  | 1318591.882 | 15340759.872 |  | -1
node_8102201_200892119 |  |  | PQ | AD | 7199.558 | 8102201 | no | no |  |  | no |  |  | 1318592.628 | 15340851.266 |  | -1
node_8102201_200892120 |  |  | PQ | AD | 7199.558 | 8102201 | no | no |  |  | no |  |  | 1318590.313 | 15340993.471 |  | -1
node_8102201_200892121 |  |  | PQ | AN | 7199.558 | 8102201 | no | no |  |  | no |  |  | 1318591.582 | 15341126.09 |  | -1
node_8102201_200892123 |  |  | PQ | AD | 7199.558 | 8102201 | no | no |  |  | no |  |  | 1318604.636 | 15339110.752 |  | -1
node_8102201_200892124 |  |  | PQ | AN | 7199.558 | 8102201 | no | no |  |  | no |  |  | 1318598.571 | 15339014.428 |  | -1
node_8102201_200892127 |  |  | PQ | AD | 7199.558 | 8102201 | no | no |  |  | no |  |  | 1318602.961 | 15340313.183 |  | -1
node_8102201_200892128 |  |  | PQ | AD | 7199.558 | 8102201 | no | no |  |  | no |  |  | 1318604.555 | 15340200.156 |  | -1
node_8102201_200892129 |  |  | PQ | AD | 7199.558 | 8102201 | no | no |  |  | no |  |  | 1318603.323 | 15340083.677 |  | -1
node_8102201_200892130 |  |  | PQ | AD | 7199.558 | 8102201 | no | no |  |  | no |  |  | 1318604.134 | 15339953.473 |  | -1
node_8102201_200892131 |  |  | PQ | AD | 7199.558 | 8102201 | no | no |  |  | no |  |  | 1318599.301 | 15339828.31 |  | -1
node_8102201_200892133 |  |  | PQ | AN | 7199.558 | 8102201 | no | no |  |  | no |  |  | 1318604.369 | 15339720.428 |  | -1
node_8102201_200892134 |  |  | PQ | AD | 7199.558 | 8102201 | no | no |  |  | no |  |  | 1318611.637 | 15339585.504 |  | -1
node_8102201_200892135 |  |  | PQ | AD | 7199.558 | 8102201 | no | no |  |  | no |  |  | 1318602.972 | 15339465.381 |  | -1
node_8102201_200892137 |  |  | PQ | AN | 7199.558 | 8102201 | no | no |  |  | no |  |  | 1319130.644 | 15340196.441 |  | -1
node_8102201_200892138 |  |  | PQ | AD | 7199.558 | 8102201 | no | no |  |  | no |  |  | 1319125.79 | 15340071.356 |  | -1
node_8102201_200892139 |  |  | PQ | ABCN | 7199.558 | 8102201 | no | no |  |  | no |  |  | 1319125.101 | 15339950.136 |  | -1
node_8102201_200892140 |  |  | PQ | ABCD | 7199.558 | 8102201 | no | no |  |  | no |  |  | 1319127.263 | 15339885.322 |  | -1
node_8102201_200892142 |  |  | PQ | ABCD | 7199.558 | 8102201 | no | no |  |  | no |  |  | 1319242.127 | 15339714.492 |  | -1
node_8102201_200892143 |  |  | PQ | ABCN | 7199.558 | 8102201 | no | no |  |  | no |  |  | 1319242.206 | 15339597.247 |  | -1
node_8102201_200892146 |  |  | PQ | AD | 7199.558 | 8102201 | no | no |  |  | no |  |  | 1319460.215 | 15340453.964 |  | -1
node_8102201_200892147 |  |  | PQ | AD | 7199.558 | 8102201 | no | no |  |  | no |  |  | 1319325.596 | 15340448.767 |  | -1
node_8102201_200892148 |  |  | PQ | AD | 7199.558 | 8102201 | no | no |  |  | no |  |  | 1319233.018 | 15340451.47 |  | -1
node_8102201_200892149 |  |  | PQ | AN | 7199.558 | 8102201 | no | no |  |  | no |  |  | 1319125.962 | 15340449.814 |  | -1
node_8102201_200892154 |  |  | PQ | ABCD | 7199.558 | 8102201 | no | no |  |  | no |  |  | 1319464.95 | 15339838.825 |  | -1
node_8102201_200892155 |  |  | PQ | ABCN | 7199.558 | 8102201 | no | no |  |  | no |  |  | 1319350.566 | 15339842.49 |  | -1
node_8102201_200892156 |  |  | PQ | ABCD | 7199.558 | 8102201 | no | no |  |  | no |  |  | 1319240.641 | 15339836.163 |  | -1
node_8102201_200892158 |  |  | PQ | ABCD | 7199.558 | 8102201 | no | no |  |  | no |  |  | 1319124.621 | 15339838.58 |  | -1
node_8102201_200892160 |  |  | PQ | ABCD | 7199.558 | 8102201 | no | no |  |  | no |  |  | 1319010.331 | 15339835.286 |  | -1
node_8102201_200892161 |  |  | PQ | ABCN | 7199.558 | 8102201 | no | no |  |  | no |  |  | 1318883.591 | 15339833.84 |  | -1
node_8102201_200892163 |  |  | PQ | ABCD | 7199.558 | 8102201 | no | no |  |  | no |  |  | 1319919.106 | 15338873.822 |  | -1
node_8102201_200892164 |  |  | PQ | ABCD | 7199.558 | 8102201 | no | no |  |  | no |  |  | 1319952.425 | 15338788.914 |  | -1
node_8102201_200892165 |  |  | PQ | AD | 7199.558 | 8102201 | no | no |  |  | no |  |  | 1320549.332 | 15338106.932 |  | -1
node_8102201_200892166 |  |  | PQ | AN | 7199.558 | 8102201 | no | no |  |  | no |  |  | 1320578.315 | 15338004.649 |  | -1
node_8102201_200892167 |  |  | PQ | AD | 7199.558 | 8102201 | no | no |  |  | no |  |  | 1320709.477 | 15337939.071 |  | -1
node_8102201_200892168 |  |  | PQ | AD | 7199.558 | 8102201 | no | no |  |  | no |  |  | 1320858.353 | 15337872.615 |  | -1
node_8102201_200892169 |  |  | PQ | ABCN | 7199.558 | 8102201 | no | no |  |  | no |  |  | 1320006.959 | 15338739.528 |  | -1
node_8102201_200892170 |  |  | PQ | ABCD | 7199.558 | 8102201 | no | no |  |  | no |  |  | 1320006.662 | 15338788.05 |  | -1
node_8102201_200892174 |  |  | PQ | AD | 7199.558 | 8102201 | no | no |  |  | no |  |  | 1320086.756 | 15338670.926 |  | -1
node_8102201_200892175 |  |  | PQ | AD | 7199.558 | 8102201 | no | no |  |  | no |  |  | 1320184.907 | 15338585.131 |  | -1
node_8102201_200892176 |  |  | PQ | AD | 7199.558 | 8102201 | no | no |  |  | no |  |  | 1320260.031 | 15338511.977 |  | -1
node_8102201_200892177 |  |  | PQ | AN | 7199.558 | 8102201 | no | no |  |  | no |  |  | 1320368.158 | 15338416.948 |  | -1
node_8102201_200892178 |  |  | PQ | AD | 7199.558 | 8102201 | no | no |  |  | no |  |  | 1320416.015 | 15338375.465 |  | -1
node_8102201_200892179 |  |  | PQ | AD | 7199.558 | 8102201 | no | no |  |  | no |  |  | 1320484.771 | 15338313.927 |  | -1
node_8102201_200892181 |  |  | PQ | AD | 7199.558 | 8102201 | no | no |  |  | no |  |  | 1320516.901 | 15338193.891 |  | -1
node_8102201_200892182 |  |  | PQ | ABCD | 7199.558 | 8102201 | no | no |  |  | no |  |  | 1319699.946 | 15341213.717 |  | -1
node_8102201_200892183 |  |  | PQ | ABCN | 7199.558 | 8102201 | no | no |  |  | no |  |  | 1319730.746 | 15341388.163 |  | -1
node_8102201_200892184 |  |  | PQ | ABCD | 7199.558 | 8102201 | no | no |  |  | no |  |  | 1319770.929 | 15341590.771 |  | -1
node_8102201_200892185 |  |  | PQ | ABCD | 7199.558 | 8102201 | no | no |  |  | no |  |  | 1319808.426 | 15341804.476 |  | -1
node_8102201_200892187 |  |  | PQ | ABCD | 7199.558 | 8102201 | no | no |  |  | no |  |  | 1319523.969 | 15339301.853 |  | -1
node_8102201_200892188 |  |  | PQ | ABCN | 7199.558 | 8102201 | no | no |  |  | no |  |  | 1319525.335 | 15340172.554 |  | -1
node_8102201_200892189 |  |  | PQ | ABCD | 7199.558 | 8102201 | no | no |  |  | no |  |  | 1319526.967 | 15340266.521 |  | -1
node_8102201_200892190 |  |  | PQ | ABCD | 7199.558 | 8102201 | no | no |  |  | no |  |  | 1319528.334 | 15340364.884 |  | -1
node_8102201_200892191 |  |  | PQ | ABCD | 7199.558 | 8102201 | no | no |  |  | no |  |  | 1319527.726 | 15340459.221 |  | -1
node_8102201_200892192 |  |  | PQ | ABCN | 7199.558 | 8102201 | no | no |  |  | no |  |  | 1319529.652 | 15340564.053 |  | -1
node_8102201_200892193 |  |  | PQ | ABCD | 7199.558 | 8102201 | no | no |  |  | no |  |  | 1319528.069 | 15340663.775 |  | -1
node_8102201_200892194 |  |  | PQ | ABCD | 7199.558 | 8102201 | no | no |  |  | no |  |  | 1319518.035 | 15340766.942 |  | -1
node_8102201_200892195 |  |  | PQ | ABCD | 7199.558 | 8102201 | no | no |  |  | no |  |  | 1319526.661 | 15340873.353 |  | -1
node_8102201_200892196 |  |  | PQ | ABCN | 7199.558 | 8102201 | no | no |  |  | no |  |  | 1319523.615 | 15340978.139 |  | -1
node_8102201_200892197 |  |  | PQ | ABCD | 7199.558 | 8102201 | no | no |  |  | no |  |  | 1319521.064 | 15341060.985 |  | -1
node_8102201_200892198 |  |  | PQ | ABCN | 7199.558 | 8102201 | no | no |  |  | no |  |  | 1319525.267 | 15339409.077 |  | -1
node_8102201_200892201 |  |  | PQ | ABCD | 7199.558 | 8102201 | no | no |  |  | no |  |  | 1319522.553 | 15341160.899 |  | -1
node_8102201_200892202 |  |  | PQ | ABCD | 7199.558 | 8102201 | no | no |  |  | no |  |  | 1319519.931 | 15341259.674 |  | -1
node_8102201_200892203 |  |  | PQ | ABCN | 7199.558 | 8102201 | no | no |  |  | no |  |  | 1319559.975 | 15341220.65 |  | -1
node_8102201_200892204 |  |  | PQ | ABCD | 7199.558 | 8102201 | no | no |  |  | no |  |  | 1319519.998 | 15341338.898 |  | -1
node_8102201_200892205 |  |  | PQ | ABCN | 7199.558 | 8102201 | no | no |  |  | no |  |  | 1319518.879 | 15341435.829 |  | -1
node_8102201_200892206 |  |  | PQ | ABCD | 7199.558 | 8102201 | no | no |  |  | no |  |  | 1319521.232 | 15341534.517 |  | -1
node_8102201_200892207 |  |  | PQ | ABCD | 7199.558 | 8102201 | no | no |  |  | no |  |  | 1319520.838 | 15341635.847 |  | -1
node_8102201_200892208 |  |  | PQ | ABCD | 7199.558 | 8102201 | no | no |  |  | no |  |  | 1319515.054 | 15341734.765 |  | -1
node_8102201_200892209 |  |  | PQ | ABCD | 7199.558 | 8102201 | no | no |  |  | no |  |  | 1319514.072 | 15341836.914 |  | -1
node_8102201_200892210 |  |  | PQ | ABCN | 7199.558 | 8102201 | no | no |  |  | no |  |  | 1319513.749 | 15341934.228 |  | -1
node_8102201_200892211 |  |  | PQ | ABCN | 7199.558 | 8102201 | no | no |  |  | no |  |  | 1319514.605 | 15342034.688 |  | -1
node_8102201_200892213 |  |  | PQ | ABCD | 7199.558 | 8102201 | no | no |  |  | no |  |  | 1319522.402 | 15339502.494 |  | -1
node_8102201_200892214 |  |  | PQ | ABCD | 7199.558 | 8102201 | no | no |  |  | no |  |  | 1319512.437 | 15342135.623 |  | -1
node_8102201_200892215 |  |  | PQ | ABCD | 7199.558 | 8102201 | no | no |  |  | no |  |  | 1319559.789 | 15342134.627 |  | -1
node_8102201_200892216 |  |  | PQ | ABCN | 7199.558 | 8102201 | no | no |  |  | no |  |  | 1319830.748 | 15342140.638 |  | -1
node_8102201_200892217 |  |  | PQ | ABCD | 7199.558 | 8102201 | no | no |  |  | no |  |  | 1319510.484 | 15342242.826 |  | -1
node_8102201_200892218 |  |  | PQ | ABCN | 7199.558 | 8102201 | no | no |  |  | no |  |  | 1319507.547 | 15342350.494 |  | -1
node_8102201_200892219 |  |  | PQ | ABCN | 7199.558 | 8102201 | no | no |  |  | no |  |  | 1319505.23 | 15342453.574 |  | -1
node_8102201_200892220 |  |  | PQ | ABCD | 7199.558 | 8102201 | no | no |  |  | no |  |  | 1319525.948 | 15339577.929 |  | -1
node_8102201_200892222 |  |  | PQ | ABCN | 7199.558 | 8102201 | no | no |  |  | no |  |  | 1319886.865 | 15341815.904 |  | -1
node_8102201_200892223 |  |  | PQ | ABCD | 7199.558 | 8102201 | no | no |  |  | no |  |  | 1319525.965 | 15339695.774 |  | -1
node_8102201_200892224 |  |  | PQ | AD | 7199.558 | 8102201 | no | no |  |  | no |  |  | 1319562.904 | 15339667.939 |  | -1
node_8102201_200892225 |  |  | PQ | AN | 7199.558 | 8102201 | no | no |  |  | no |  |  | 1319702.922 | 15339672.308 |  | -1
node_8102201_200892226 |  |  | PQ | ABCD | 7199.558 | 8102201 | no | no |  |  | no |  |  | 1319528.073 | 15339775.607 |  | -1
node_8102201_200892227 |  |  | PQ | ABCD | 7199.558 | 8102201 | no | no |  |  | no |  |  | 1319528.112 | 15339842.715 |  | -1
node_8102201_200892231 |  |  | PQ | ABCD | 7199.558 | 8102201 | no | no |  |  | no |  |  | 1319529.459 | 15339967.84 |  | -1
node_8102201_200892232 |  |  | PQ | ABCD | 7199.558 | 8102201 | no | no |  |  | no |  |  | 1319527.795 | 15340061.947 |  | -1
node_8102201_200892233 |  |  | PQ | AD | 7199.558 | 8102201 | no | no |  |  | no |  |  | 1318159.206 | 15335281.342 |  | -1
node_8102201_200892234 |  |  | PQ | AN | 7199.558 | 8102201 | no | no |  |  | no |  |  | 1317890.909 | 15335270.646 |  | -1
node_8102201_200892235 |  |  | PQ | AD | 7199.558 | 8102201 | no | no |  |  | no |  |  | 1317570.39 | 15335259.777 |  | -1
node_8102201_200892236 |  |  | PQ | AD | 7199.558 | 8102201 | no | no |  |  | no |  |  | 1317770.298 | 15335266.779 |  | -1
node_8102201_200892237 |  |  | PQ | AD | 7199.558 | 8102201 | no | no |  |  | no |  |  | 1317675.215 | 15335285.74 |  | -1
node_8102201_200892238 |  |  | PQ | AD | 7199.558 | 8102201 | no | no |  |  | no |  |  | 1317547.22 | 15335265.626 |  | -1
node_8102201_200892239 |  |  | PQ | AN | 7199.558 | 8102201 | no | no |  |  | no |  |  | 1317395.523 | 15335248.031 |  | -1
node_8102201_200892240 |  |  | PQ | AD | 7199.558 | 8102201 | no | no |  |  | no |  |  | 1317412.381 | 15335253.868 |  | -1
node_8102201_200892241 |  |  | PQ | AD | 7199.558 | 8102201 | no | no |  |  | no |  |  | 1317309.952 | 15335040.897 |  | -1
node_8102201_200892242 |  |  | PQ | AN | 7199.558 | 8102201 | no | no |  |  | no |  |  | 1317237.756 | 15334889.975 |  | -1
node_8102201_200892244 |  |  | PQ | AN | 7199.558 | 8102201 | no | no |  |  | no |  |  | 1317225.178 | 15335246.856 |  | -1
node_8102201_200892245 |  |  | PQ | ABCD | 7199.558 | 8102201 | no | no |  |  | no |  |  | 1320105.771 | 15339144.981 |  | -1
node_8102201_200892246 |  |  | PQ | ABCN | 7199.558 | 8102201 | no | no |  |  | no |  |  | 1320274.385 | 15339055.408 |  | -1
node_8102201_200892247 |  |  | PQ | ABCN | 7199.558 | 8102201 | no | no |  |  | no |  |  | 1320301.825 | 15339198.968 |  | -1
node_8102201_200892248 |  |  | PQ | AN | 7199.558 | 8102201 | no | no |  |  | no |  |  | 1320385.819 | 15338955.381 |  | -1
node_8102201_200892251 |  |  | PQ | AN | 18703.852 | 8102201 | no | no |  |  | no |  |  | 1320482.517 | 15338901.203 |  | -1
node_8102201_200909399 |  |  | PQ | AD | 7199.558 | 8102201 | no | no |  |  | no |  |  | 1315186.532 | 15346678.261 |  | -1
node_8102201_200909400 |  |  | PQ | AD | 7199.558 | 8102201 | no | no |  |  | no |  |  | 1315172.45 | 15346827.293 |  | -1
node_8102201_200909407 |  |  | PQ | AD | 7199.558 | 8102201 | no | no |  |  | no |  |  | 1326462.075 | 15351208.734 |  | -1
node_8102201_200910012 |  |  | PQ | AD | 7199.558 | 8102201 | no | no |  |  | no |  |  | 1305111.532 | 15350120.916 |  | -1
node_8102201_200911595 |  |  | PQ | ABCD | 7199.558 | 8102201 | no | no |  |  | no |  |  | 1319897.449 | 15338882.549 |  | -1
node_8102201_200948558 |  |  | PQ | AD | 7199.558 | 8102201 | no | no |  |  | no |  |  | 1318184.169 | 15352385.644 |  | -1
node_8102201_200948632 |  |  | PQ | AN | 7199.558 | 8102201 | no | no |  |  | no |  |  | 1318197.226 | 15352214.816 |  | -1
node_8102201_200959965 |  |  | PQ | ABCD | 7199.558 | 8102201 | no | no |  |  | no |  |  | 1319095.251 | 15337714.913 |  | -1
node_8102201_200966824 |  |  | PQ | AN | 7199.558 | 8102201 | no | no |  |  | no |  |  | 1325320.594 | 15345965.753 |  | -1
node_8102201_200967543 |  |  | PQ | AD | 7199.558 | 8102201 | no | no |  |  | no |  |  | 1316909.293 | 15335236.342 |  | -1
node_8102201_200970184 |  |  | PQ | AD | 7199.558 | 8102201 | no | no |  |  | no |  |  | 1333352.361 | 15353060.738 |  | -1
node_8102201_200970185 |  |  | PQ | AN | 7199.558 | 8102201 | no | no |  |  | no |  |  | 1333411 | 15352822.714 |  | -1
node_8102201_200972314 |  |  | PQ | AN | 7199.558 | 8102201 | no | no |  |  | no |  |  | 1316420.602 | 15355803.611 |  | -1
node_8102201_200973064 |  |  | PQ | ABCN | 7199.558 | 8102201 | no | no |  |  | no |  |  | 1319149.154 | 15341368.439 |  | -1
node_8102201_200985557 |  |  | PQ | AN | 7199.558 | 8102201 | no | no |  |  | no |  |  | 1342440.64 | 15342522.86 |  | -1
node_8102201_200986825 |  |  | PQ | AD | 7199.558 | 8102201 | no | no |  |  | no |  |  | 1344340.45 | 15342998.44 |  | -1
node_8102201_200986937 |  |  | PQ | AD | 7199.558 | 8102201 | no | no |  |  | no |  |  | 1344321.664 | 15343211.506 |  | -1
node_8102201_200986938 |  |  | PQ | AN | 7199.558 | 8102201 | no | no |  |  | no |  |  | 1344368.904 | 15343405.143 |  | -1
node_8102201_201012084 |  |  | PQ | AD | 7199.558 | 8102201 | no | no |  |  | no |  |  | 1330864.225 | 15343754.782 |  | -1
node_8102201_201012383 |  |  | PQ | ABCN | 7199.558 | 8102201 | no | no |  |  | no |  |  | 1319795.652 | 15344259.937 |  | -1
node_8102201_201031543 |  |  | PQ | ABCN | 7199.558 | 8102201 | no | no |  |  | no |  |  | 1318288.384 | 15335650.078 |  | -1
node_8102201_201042071 |  |  | PQ | ABCD | 7199.558 | 8102201 | no | no |  |  | no |  |  | 1322354.92 | 15345117.676 |  | -1
node_8102201_201045637 |  |  | PQ | ABCN | 7199.558 | 8102201 | no | no |  |  | no |  |  | 1319235.659 | 15341755.799 |  | -1
node_8102201_201045638 |  |  | PQ | ABCN | 7199.558 | 8102201 | no | no |  |  | no |  |  | 1319374.817 | 15341354.232 |  | -1
node_8102201_201056332 |  |  | PQ | AD | 7199.558 | 8102201 | no | no |  |  | no |  |  | 1315534.143 | 15349367.202 |  | -1
node_8102201_201063402 |  |  | PQ | ABCD | 7199.558 | 8102201 | no | no |  |  | no |  |  | 1320906.565 | 15344294.499 |  | -1
node_8102201_201063403 |  |  | PQ | ABCD | 7199.558 | 8102201 | no | no |  |  | no |  |  | 1321131.996 | 15344306.995 |  | -1
node_8102201_201063404 |  |  | PQ | ABCD | 7199.558 | 8102201 | no | no |  |  | no |  |  | 1321379.458 | 15344378.06 |  | -1
node_8102201_201063567 |  |  | PQ | AN | 7199.558 | 8102201 | no | no |  |  | no |  |  | 1333132.957 | 15335687.005 |  | -1
node_8102201_201063685 |  |  | PQ | AN | 7199.558 | 8102201 | no | no |  |  | no |  |  | 1314948.349 | 15334508.664 |  | -1
node_8102201_201064550 |  |  | PQ | AN | 7199.558 | 8102201 | no | no |  |  | no |  |  | 1314761.056 | 15334466.102 |  | -1
node_8102201_201064551 |  |  | PQ | AN | 7199.558 | 8102201 | no | no |  |  | no |  |  | 1314634.524 | 15334625.546 |  | -1
node_8102201_201066736 |  |  | PQ | ABCN | 7199.558 | 8102201 | no | no |  |  | no |  |  | 1319985.574 | 15342107.62 |  | -1
node_8102201_310010836 |  |  | PQ | AD | 7199.558 | 8102201 | no | no |  |  | no |  |  | 1321341.869 | 15350305.698 |  | -1
node_8102201_310010842 |  |  | PQ | ABCN | 7199.558 | 8102201 | no | no |  |  | no |  |  | 1322360.309 | 15345090.033 |  | -1
node_8102201_310010873 |  |  | PQ | AD | 7199.558 | 8102201 | no | no |  |  | no |  |  | 1331139.107 | 15343775.753 |  | -1
node_8102201_310010878 |  |  | PQ | AN | 7199.558 | 8102201 | no | no |  |  | no |  |  | 1331421.405 | 15343790.908 |  | -1
node_8102201_310010896 |  |  | PQ | AD | 7199.558 | 8102201 | no | no |  |  | no |  |  | 1331702.07 | 15343889.876 |  | -1
node_8102201_310010897 |  |  | PQ | AN | 7199.558 | 8102201 | no | no |  |  | no |  |  | 1331986.045 | 15343965.372 |  | -1
node_8102201_310010900 |  |  | PQ | AD | 7199.558 | 8102201 | no | no |  |  | no |  |  | 1330713.157 | 15343922.491 |  | -1
node_8102201_310010901 |  |  | PQ | AD | 7199.558 | 8102201 | no | no |  |  | no |  |  | 1330559.586 | 15344103.689 |  | -1
node_8102201_310010902 |  |  | PQ | AD | 7199.558 | 8102201 | no | no |  |  | no |  |  | 1330383.803 | 15344226.065 |  | -1
node_8102201_310010903 |  |  | PQ | AD | 7199.558 | 8102201 | no | no |  |  | no |  |  | 1330193.918 | 15344394.1 |  | -1
node_8102201_310015642 |  |  | PQ | AD | 7199.558 | 8102201 | no | no |  |  | no |  |  | 1321559.471 | 15355238.051 |  | -1
node_8102201_310015643 |  |  | PQ | AN | 7199.558 | 8102201 | no | no |  |  | no |  |  | 1321840.518 | 15355305.69 |  | -1
node_8102201_310028245 |  |  | PQ | AN | 18703.852 | 8102201 | no | no |  |  | no |  |  | 1320984.957 | 15338634.309 |  | -1
node_8102201_310062455 |  |  | PQ | AN | 18703.852 | 8102201 | no | no |  |  | no |  |  | 1321454.399 | 15349304.902 |  | -1
node_8102201_311910325 |  |  | PQ | ABCD | 7199.558 | 8102201 | no | no |  |  | no |  |  | 1319899.135 | 15341758.019 |  | -1
node_8102201_311925989 |  |  | PQ | AN | 7199.558 | 8102201 | no | no |  |  | no |  |  | 1315435.076 | 15349323.944 |  | -1
node_8102201_311925990 |  |  | PQ | AN | 7199.558 | 8102201 | no | no |  |  | no |  |  | 1315275.922 | 15349503.649 |  | -1
node_8102201_311925992 |  |  | PQ | AN | 7199.558 | 8102201 | no | no |  |  | no |  |  | 1314995.816 | 15349737.353 |  | -1
node_8102201_312012756 |  |  | PQ | AD | 7199.558 | 8102201 | no | no |  |  | no |  |  | 1313497.753 | 15354498.33 |  | -1
node_8102201_312012759 |  |  | PQ | AN | 7199.558 | 8102201 | no | no |  |  | no |  |  | 1329966.619 | 15344861.567 |  | -1
node_8102201_312012760 |  |  | PQ | AN | 7199.558 | 8102201 | no | no |  |  | no |  |  | 1330079.444 | 15344604.943 |  | -1
node_8102201_312012842 |  |  | PQ | AD | 7199.558 | 8102201 | no | no |  |  | no |  |  | 1333372.344 | 15339496.102 |  | -1
node_8102201_312043661 |  |  | PQ | ABCN | 7199.558 | 8102201 | no | no |  |  | no |  |  | 1319505.386 | 15343658.359 |  | -1
node_8102201_312043662 |  |  | PQ | ABCN | 7199.558 | 8102201 | no | no |  |  | no |  |  | 1319618.496 | 15343661.424 |  | -1
node_8102201_312130403 |  |  | PQ | AN | 18703.852 | 8102201 | no | no |  |  | no |  |  | 1321142.947 | 15348391.876 |  | -1
node_220465120 |  |  | PQ | AN | 18703.852 | 8102201 | no | no |  |  | no |  |  | 1320464.063 | 15338910.591 |  | -1
node_220465168 |  |  | PQ | AN | 18703.852 | 8102201 | no | no |  |  | no |  |  | 1321460.198 | 15349307.522 |  | -1
node_220608327 |  |  | PQ | AD | 7199.558 | 8102201 | no | no |  |  | no |  |  | 1317203.273 | 15349153.148 |  | -1
node_220608333 |  |  | PQ | AD | 7199.558 | 8102201 | no | no |  |  | no |  |  | 1321464.66 | 15349309.539 |  | -1
node_220608546 |  |  | PQ | AD | 7199.558 | 8102201 | no | no |  |  | no |  |  | 1320444.519 | 15338920.534 |  | -1
node_SOURCE_8102201 |  |  | SWING | ABCN | 7199.558 | 8102201 | no | no |  |  | no |  |  | 1319906.541 | 15341836.701 |  | -1
node_intto1_1318135_344_15335112_728 |  |  | PQ | ABCD | 7199.558 | 8102201 | no | no |  |  | no |  |  | 1318135.344 | 15335112.728 |  | -1
node_intto1_8102201_200888034 |  |  | PQ | AD | 7199.558 | 8102201 | no | no |  |  | no |  |  | 1314825.685 | 15357871.534 |  | -1
node_intto1_8102201_200890093 |  |  | PQ | AN | 7199.558 | 8102201 | no | no |  |  | no |  |  | 1319934.268 | 15343192.895 |  | -1
node_intto1_8102201_200890096 |  |  | PQ | AD | 7199.558 | 8102201 | no | no |  |  | no |  |  | 1324183.855 | 15346022.393 |  | -1
node_intto1_8102201_200890116 |  |  | PQ | AD | 7199.558 | 8102201 | no | no |  |  | no |  |  | 1324176.055 | 15346799.37 |  | -1
node_intto1_8102201_200890180 |  |  | PQ | AD | 7199.558 | 8102201 | no | no |  |  | no |  |  | 1327051.375 | 15350997.532 |  | -1
node_intto1_8102201_200890190 |  |  | PQ | AD | 7199.558 | 8102201 | no | no |  |  | no |  |  | 1332217.151 | 15352504.757 |  | -1
node_intto1_8102201_200890214 |  |  | PQ | AN | 7199.558 | 8102201 | no | no |  |  | no |  |  | 1341454.392 | 15344311.849 |  | -1
node_intto1_8102201_200890217 |  |  | PQ | AD | 7199.558 | 8102201 | no | no |  |  | no |  |  | 1334534.336 | 15339825.265 |  | -1
node_intto1_8102201_200890255 |  |  | PQ | AD | 7199.558 | 8102201 | no | no |  |  | no |  |  | 1344355.784 | 15341818 |  | -1
node_intto1_8102201_200890289 |  |  | PQ | AD | 7199.558 | 8102201 | no | no |  |  | no |  |  | 1315843.268 | 15349878.559 |  | -1
node_intto1_8102201_200890293 |  |  | PQ | AD | 7199.558 | 8102201 | no | no |  |  | no |  |  | 1314104.47 | 15353789.04 |  | -1
node_intto1_8102201_200890313 |  |  | PQ | AD | 7199.558 | 8102201 | no | no |  |  | no |  |  | 1325732.113 | 15338945.515 |  | -1
node_intto1_8102201_200890507 |  |  | PQ | AD | 7199.558 | 8102201 | no | no |  |  | no |  |  | 1333289.257 | 15338730.209 |  | -1
node_intto1_8102201_200890527 |  |  | PQ | AD | 7199.558 | 8102201 | no | no |  |  | no |  |  | 1317576.715 | 15357562.517 |  | -1
node_intto1_8102201_200890537 |  |  | PQ | AD | 7199.558 | 8102201 | no | no |  |  | no |  |  | 1318043.441 | 15353070.61 |  | -1
node_intto1_8102201_200890544 |  |  | PQ | AD | 7199.558 | 8102201 | no | no |  |  | no |  |  | 1317141.072 | 15354872.273 |  | -1
node_intto1_8102201_200890546 |  |  | PQ | AD | 7199.558 | 8102201 | no | no |  |  | no |  |  | 1317661.271 | 15349244.449 |  | -1
node_intto1_8102201_200890560 |  |  | PQ | AD | 7199.558 | 8102201 | no | no |  |  | no |  |  | 1318288.28 | 15351001.816 |  | -1
node_intto1_8102201_200890569 |  |  | PQ | AD | 7199.558 | 8102201 | no | no |  |  | no |  |  | 1314684.113 | 15336192.525 |  | -1
node_intto1_8102201_200890586 |  |  | PQ | AD | 7199.558 | 8102201 | no | no |  |  | no |  |  | 1314533.586 | 15336508.201 |  | -1
node_intto1_8102201_200890617 |  |  | PQ | AN | 7199.558 | 8102201 | no | no |  |  | no |  |  | 1313981.688 | 15347319.433 |  | -1
node_intto1_8102201_200890618 |  |  | PQ | AD | 7199.558 | 8102201 | no | no |  |  | no |  |  | 1314960.663 | 15346441.542 |  | -1
node_intto1_8102201_200890621 |  |  | PQ | AD | 7199.558 | 8102201 | no | no |  |  | no |  |  | 1314906.562 | 15346589.714 |  | -1
node_intto1_8102201_200890633 |  |  | PQ | AD | 7199.558 | 8102201 | no | no |  |  | no |  |  | 1315438.243 | 15346573.994 |  | -1
node_intto1_8102201_200890634 |  |  | PQ | AN | 7199.558 | 8102201 | no | no |  |  | no |  |  | 1315854.472 | 15338150.346 |  | -1
node_intto1_8102201_200890745 |  |  | PQ | ABCN | 7199.558 | 8102201 | no | no |  |  | no |  |  | 1322444.344 | 15350160.212 |  | -1
node_intto1_8102201_200890749 |  |  | PQ | ABCD | 7199.558 | 8102201 | no | no |  |  | no |  |  | 1321750.007 | 15345979.667 |  | -1
node_intto1_8102201_200890776 |  |  | PQ | ABCD | 7199.558 | 8102201 | no | no |  |  | no |  |  | 1321339.541 | 15342192.058 |  | -1
node_intto1_8102201_200890787 |  |  | PQ | ABCD | 7199.558 | 8102201 | no | no |  |  | no |  |  | 1321464.859 | 15343588.907 |  | -1
node_intto1_8102201_200890791 |  |  | PQ | ABCD | 7199.558 | 8102201 | no | no |  |  | no |  |  | 1321534.615 | 15344295.058 |  | -1
node_intto1_8102201_200890807 |  |  | PQ | AD | 7199.558 | 8102201 | no | no |  |  | no |  |  | 1321130.279 | 15349865.832 |  | -1
node_intto1_8102201_200890812 |  |  | PQ | AD | 7199.558 | 8102201 | no | no |  |  | no |  |  | 1321681.421 | 15350731.962 |  | -1
node_intto1_8102201_200890852 |  |  | PQ | AD | 7199.558 | 8102201 | no | no |  |  | no |  |  | 1321200.581 | 15355714.423 |  | -1
node_intto1_8102201_200890858 |  |  | PQ | AN | 7199.558 | 8102201 | no | no |  |  | no |  |  | 1328141.065 | 15340008.502 |  | -1
node_intto1_8102201_200890891 |  |  | PQ | AD | 7199.558 | 8102201 | no | no |  |  | no |  |  | 1327087.62 | 15339243.383 |  | -1
node_intto1_8102201_200890892 |  |  | PQ | AD | 7199.558 | 8102201 | no | no |  |  | no |  |  | 1327044.438 | 15339539.388 |  | -1
node_intto1_8102201_200890897 |  |  | PQ | AD | 7199.558 | 8102201 | no | no |  |  | no |  |  | 1327654.351 | 15339346.524 |  | -1
node_intto1_8102201_200890905 |  |  | PQ | AD | 7199.558 | 8102201 | no | no |  |  | no |  |  | 1328664.188 | 15339276.822 |  | -1
node_intto1_8102201_200890909 |  |  | PQ | AD | 7199.558 | 8102201 | no | no |  |  | no |  |  | 1329280.163 | 15339677.938 |  | -1
node_intto1_8102201_200890923 |  |  | PQ | AD | 7199.558 | 8102201 | no | no |  |  | no |  |  | 1331469.852 | 15339529.912 |  | -1
node_intto1_8102201_200890940 |  |  | PQ | AD | 7199.558 | 8102201 | no | no |  |  | no |  |  | 1333968.12 | 15339501.744 |  | -1
node_intto1_8102201_200891018 |  |  | PQ | AN | 7199.558 | 8102201 | no | no |  |  | no |  |  | 1318904.385 | 15347902.095 |  | -1
node_intto1_8102201_200891029 |  |  | PQ | AD | 7199.558 | 8102201 | no | no |  |  | no |  |  | 1310718.942 | 15351688.972 |  | -1
node_intto1_8102201_200891071 |  |  | PQ | AD | 7199.558 | 8102201 | no | no |  |  | no |  |  | 1319295.199 | 15344577.862 |  | -1
node_intto1_8102201_200891074 |  |  | PQ | AD | 7199.558 | 8102201 | no | no |  |  | no |  |  | 1318970.791 | 15344763.277 |  | -1
node_intto1_8102201_200891086 |  |  | PQ | AD | 7199.558 | 8102201 | no | no |  |  | no |  |  | 1319047.692 | 15345549.958 |  | -1
node_intto1_8102201_200891109 |  |  | PQ | AD | 7199.558 | 8102201 | no | no |  |  | no |  |  | 1317325.178 | 15349080.414 |  | -1
node_intto1_8102201_200891141 |  |  | PQ | ABCD | 7199.558 | 8102201 | no | no |  |  | no |  |  | 1320488.414 | 15344291.498 |  | -1
node_intto1_8102201_200891147 |  |  | PQ | AD | 7199.558 | 8102201 | no | no |  |  | no |  |  | 1322291.588 | 15354176.193 |  | -1
node_intto1_8102201_200891149 |  |  | PQ | AD | 7199.558 | 8102201 | no | no |  |  | no |  |  | 1322897.942 | 15356714.812 |  | -1
node_intto1_8102201_200891521 |  |  | PQ | AD | 7199.558 | 8102201 | no | no |  |  | no |  |  | 1337676.193 | 15343301.577 |  | -1
node_intto1_8102201_200891571 |  |  | PQ | AD | 7199.558 | 8102201 | no | no |  |  | no |  |  | 1330884.449 | 15346830.631 |  | -1
node_intto1_8102201_200891633 |  |  | PQ | AD | 7199.558 | 8102201 | no | no |  |  | no |  |  | 1320239.169 | 15344460.413 |  | -1
node_intto1_8102201_200891648 |  |  | PQ | AD | 7199.558 | 8102201 | no | no |  |  | no |  |  | 1322893.14 | 15345297.52 |  | -1
node_intto1_8102201_200891696 |  |  | PQ | AD | 7199.558 | 8102201 | no | no |  |  | no |  |  | 1315383.742 | 15335135.297 |  | -1
node_intto1_8102201_200891720 |  |  | PQ | AD | 7199.558 | 8102201 | no | no |  |  | no |  |  | 1333225.855 | 15334647.761 |  | -1
node_intto1_8102201_200891734 |  |  | PQ | AD | 7199.558 | 8102201 | no | no |  |  | no |  |  | 1329772.188 | 15339241.886 |  | -1
node_intto1_8102201_200891735 |  |  | PQ | AD | 7199.558 | 8102201 | no | no |  |  | no |  |  | 1329913.055 | 15338982.432 |  | -1
node_intto1_8102201_200891752 |  |  | PQ | AD | 7199.558 | 8102201 | no | no |  |  | no |  |  | 1332382.208 | 15349002.643 |  | -1
node_intto1_8102201_200891765 |  |  | PQ | AD | 7199.558 | 8102201 | no | no |  |  | no |  |  | 1330965.814 | 15347489.612 |  | -1
node_intto1_8102201_200891766 |  |  | PQ | AD | 7199.558 | 8102201 | no | no |  |  | no |  |  | 1330924.781 | 15347645.832 |  | -1
node_intto1_8102201_200891768 |  |  | PQ | AD | 7199.558 | 8102201 | no | no |  |  | no |  |  | 1331452.372 | 15347592.3 |  | -1
node_intto1_8102201_200891773 |  |  | PQ | AD | 7199.558 | 8102201 | no | no |  |  | no |  |  | 1323317.772 | 15338677.206 |  | -1
node_intto1_8102201_200891789 |  |  | PQ | AD | 7199.558 | 8102201 | no | no |  |  | no |  |  | 1329174.373 | 15346057.308 |  | -1
node_intto1_8102201_200891820 |  |  | PQ | AD | 7199.558 | 8102201 | no | no |  |  | no |  |  | 1327043.336 | 15346103.527 |  | -1
node_intto1_8102201_200891832 |  |  | PQ | AD | 7199.558 | 8102201 | no | no |  |  | no |  |  | 1329505.938 | 15345884.106 |  | -1
node_intto1_8102201_200891850 |  |  | PQ | AD | 7199.558 | 8102201 | no | no |  |  | no |  |  | 1324611.721 | 15345884.394 |  | -1
node_intto1_8102201_200891909 |  |  | PQ | AD | 7199.558 | 8102201 | no | no |  |  | no |  |  | 1344085.141 | 15341968.16 |  | -1
node_intto1_8102201_200891938 |  |  | PQ | AD | 7199.558 | 8102201 | no | no |  |  | no |  |  | 1329547.673 | 15345671.885 |  | -1
node_intto1_8102201_200891955 |  |  | PQ | AD | 7199.558 | 8102201 | no | no |  |  | no |  |  | 1318658.276 | 15336560.703 |  | -1
node_intto1_8102201_200891983 |  |  | PQ | ABCD | 7199.558 | 8102201 | no | no |  |  | no |  |  | 1319796.988 | 15338685.03 |  | -1
node_intto1_8102201_200892026 |  |  | PQ | ABCD | 7199.558 | 8102201 | no | no |  |  | no |  |  | 1318410.509 | 15337156.242 |  | -1
node_intto1_8102201_200892043 |  |  | PQ | AD | 7199.558 | 8102201 | no | no |  |  | no |  |  | 1319719.902 | 15338102.641 |  | -1
node_intto1_8102201_200892061 |  |  | PQ | ABCD | 7199.558 | 8102201 | no | no |  |  | no |  |  | 1319969.381 | 15339000.324 |  | -1
node_intto1_8102201_200892070 |  |  | PQ | ABCD | 7199.558 | 8102201 | no | no |  |  | no |  |  | 1320400.55 | 15339881.394 |  | -1
node_intto1_8102201_200892077 |  |  | PQ | ABCD | 7199.558 | 8102201 | no | no |  |  | no |  |  | 1319443.306 | 15339204.609 |  | -1
node_intto1_8102201_200892092 |  |  | PQ | AD | 7199.558 | 8102201 | no | no |  |  | no |  |  | 1318956.063 | 15339197.156 |  | -1
node_intto1_8102201_200892104 |  |  | PQ | ABCD | 7199.558 | 8102201 | no | no |  |  | no |  |  | 1319002.222 | 15338911.223 |  | -1
node_intto1_8102201_200892147 |  |  | PQ | AD | 7199.558 | 8102201 | no | no |  |  | no |  |  | 1319325.596 | 15340448.767 |  | -1
node_intto1_8102201_200892155 |  |  | PQ | ABCD | 7199.558 | 8102201 | no | no |  |  | no |  |  | 1319350.566 | 15339842.49 |  | -1
node_intto1_8102201_200892169 |  |  | PQ | ABCD | 7199.558 | 8102201 | no | no |  |  | no |  |  | 1320006.959 | 15338739.528 |  | -1
node_intto1_8102201_200892197 |  |  | PQ | ABCD | 7199.558 | 8102201 | no | no |  |  | no |  |  | 1319521.064 | 15341060.985 |  | -1
node_intto1_8102201_200892207 |  |  | PQ | ABCD | 7199.558 | 8102201 | no | no |  |  | no |  |  | 1319520.838 | 15341635.847 |  | -1
node_intto1_8102201_200892210 |  |  | PQ | ABCD | 7199.558 | 8102201 | no | no |  |  | no |  |  | 1319513.749 | 15341934.228 |  | -1
node_intto1_8102201_200892222 |  |  | PQ | ABCD | 7199.558 | 8102201 | no | no |  |  | no |  |  | 1319886.865 | 15341815.904 |  | -1
node_intto1_8102201_200892233 |  |  | PQ | AD | 7199.558 | 8102201 | no | no |  |  | no |  |  | 1318159.206 | 15335281.342 |  | -1
node_intto1_8102201_200959965 |  |  | PQ | ABCD | 7199.558 | 8102201 | no | no |  |  | no |  |  | 1319095.251 | 15337714.913 |  | -1
node_intto1_8102201_201045638 |  |  | PQ | ABCD | 7199.558 | 8102201 | no | no |  |  | no |  |  | 1319374.817 | 15341354.232 |  | -1
node_intto1_8102201_201056332 |  |  | PQ | AD | 7199.558 | 8102201 | no | no |  |  | no |  |  | 1315534.143 | 15349367.202 |  | -1
node_intto1_8102201_310010842 |  |  | PQ | ABCD | 7199.558 | 8102201 | no | no |  |  | no |  |  | 1322360.309 | 15345090.033 |  | -1
node_intto1_8102201_311910325 |  |  | PQ | ABCD | 7199.558 | 8102201 | no | no |  |  | no |  |  | 1319899.135 | 15341758.019 |  | -1
node_intto1_8102201_311925990 |  |  | PQ | AN | 7199.558 | 8102201 | no | no |  |  | no |  |  | 1315275.922 | 15349503.649 |  | -1
node_intto1_8102201_312043662 |  |  | PQ | ABCN | 7199.558 | 8102201 | no | no |  |  | no |  |  | 1319618.496 | 15343661.424 |  | -1
node_intto1_220465120 |  |  | PQ | AD | 7199.558 | 8102201 | no | no |  |  | no |  |  | 1320464.063 | 15338910.591 |  | -1
node_intto1_220465168 |  |  | PQ | AD | 7199.558 | 8102201 | no | no |  |  | no |  |  | 1321460.198 | 15349307.522 |  | -1
node_intto1_220608327 |  |  | PQ | AD | 7199.558 | 8102201 | no | no |  |  | no |  |  | 1317203.273 | 15349153.148 |  | -1
node_intto1_220608333 |  |  | PQ | AD | 7199.558 | 8102201 | no | no |  |  | no |  |  | 1321464.66 | 15349309.539 |  | -1
node_intto1_220608546 |  |  | PQ | AD | 7199.558 | 8102201 | no | no |  |  | no |  |  | 1320444.519 | 15338920.534 |  | -1

## overhead_line
data_type | static
owner_type | feeder
owner | 8102201
object | overhead_line
name | groupid | phases | fr | to | length | configuration | dcircuit | selected | monitored | monitored_fields | class_monitored_fields | played | played_fields | comments | R | X | B | lim_kw
oh_line_8102201_200841164 |  | AD | node_8102201_200890265 | node_8102201_200841164 | 101.598 | bal_1P_1/0AC | 8102201 | no | no |  |  | no |  |  | 0 | 0 | 0 | 0
oh_line_8102201_200841165 |  | AD | node_8102201_200841164 | node_8102201_200841165 | 356.703 | bal_1P_1/0AC | 8102201 | no | no |  |  | no |  |  | 0 | 0 | 0 | 0
oh_line_8102201_200841167 |  | AD | node_8102201_200841165 | node_8102201_200841167 | 354 | bal_1P_1/0AC | 8102201 | no | no |  |  | no |  |  | 0 | 0 | 0 | 0
oh_line_8102201_200841168 |  | AD | node_8102201_200841167 | node_8102201_200841168 | 354.411 | bal_1P_1/0AC | 8102201 | no | no |  |  | no |  |  | 0 | 0 | 0 | 0
oh_line_8102201_200841169 |  | AD | node_8102201_200841168 | node_8102201_200841169 | 310.023 | bal_1P_1/0AA | 8102201 | no | no |  |  | no |  |  | 0 | 0 | 0 | 0
oh_line_8102201_200841170 |  | AD | node_8102201_200841169 | node_8102201_200841170 | 268.651 | bal_1P_1/0AA | 8102201 | no | no |  |  | no |  |  | 0 | 0 | 0 | 0
oh_line_8102201_200841171 |  | AD | node_8102201_200841170 | node_8102201_200841171 | 205.906 | bal_1P_1/0AA | 8102201 | no | no |  |  | no |  |  | 0 | 0 | 0 | 0
oh_line_8102201_200841172 |  | AD | node_8102201_200841169 | node_8102201_200841172 | 208.1 | bal_1P_1/0AA | 8102201 | no | no |  |  | no |  |  | 0 | 0 | 0 | 0
oh_line_8102201_200841173 |  | AD | node_8102201_200841172 | node_8102201_200841173 | 265.353 | bal_1P_1/0AA | 8102201 | no | no |  |  | no |  |  | 0 | 0 | 0 | 0
oh_line_8102201_200888034 |  | AD | node_8102201_200890554 | node_intto1_8102201_200888034 | 339.418 | bal_1P_2AC | 8102201 | no | no |  |  | no |  |  | 0 | 0 | 0 | 0
oh_line_8102201_200888035 |  | AD | node_8102201_200888034 | node_8102201_200888035 | 345.328 | bal_1P_2AC | 8102201 | no | no |  |  | no |  |  | 0 | 0 | 0 | 0
oh_line_8102201_200888036 |  | AD | node_8102201_200888035 | node_8102201_200888036 | 344.233 | bal_1P_2AC | 8102201 | no | no |  |  | no |  |  | 0 | 0 | 0 | 0
oh_line_8102201_200888037 |  | AD | node_8102201_200888036 | node_8102201_200888037 | 173.763 | bal_1P_1/0AC | 8102201 | no | no |  |  | no |  |  | 0 | 0 | 0 | 0
oh_line_8102201_200888038 |  | AD | node_8102201_200888037 | node_8102201_200888038 | 272.945 | bal_1P_1/0AC | 8102201 | no | no |  |  | no |  |  | 0 | 0 | 0 | 0
oh_line_8102201_200888039 |  | AD | node_8102201_200888038 | node_8102201_200888039 | 300.838 | bal_1P_1/0AC | 8102201 | no | no |  |  | no |  |  | 0 | 0 | 0 | 0
oh_line_8102201_200888518 |  | AD | node_8102201_200891155 | node_8102201_200888518 | 283.202 | bal_1P_1/0AA | 8102201 | no | no |  |  | no |  |  | 0 | 0 | 0 | 0
oh_line_8102201_200890096 |  | AD | node_8102201_200891848 | node_intto1_8102201_200890096 | 234.26 | bal_1P_2AC | 8102201 | no | no |  |  | no |  |  | 0 | 0 | 0 | 0
oh_line_8102201_200890097 |  | AD | node_8102201_200890096 | node_8102201_200890097 | 213.301 | bal_1P_2AC | 8102201 | no | no |  |  | no |  |  | 0 | 0 | 0 | 0
oh_line_8102201_200890098 |  | AD | node_8102201_200890097 | node_8102201_200890098 | 137.342 | bal_1P_2AC | 8102201 | no | no |  |  | no |  |  | 0 | 0 | 0 | 0
oh_line_8102201_200890099 |  | AD | node_8102201_200890148 | node_8102201_200890099 | 592.309 | bal_1P_2AC | 8102201 | no | no |  |  | no |  |  | 0 | 0 | 0 | 0
oh_line_8102201_200890100 |  | AD | node_8102201_200890099 | node_8102201_200890100 | 491.155 | bal_1P_2AC | 8102201 | no | no |  |  | no |  |  | 0 | 0 | 0 | 0
oh_line_8102201_200890101 |  | AD | node_8102201_200890100 | node_8102201_200890101 | 275.893 | bal_1P_2AC | 8102201 | no | no |  |  | no |  |  | 0 | 0 | 0 | 0
oh_line_8102201_200890103 |  | AD | node_8102201_200890101 | node_8102201_200890103 | 327.738 | bal_1P_2AC | 8102201 | no | no |  |  | no |  |  | 0 | 0 | 0 | 0
oh_line_8102201_200890104 |  | AD | node_8102201_200890103 | node_8102201_200890104 | 222.803 | bal_1P_2AC | 8102201 | no | no |  |  | no |  |  | 0 | 0 | 0 | 0
oh_line_8102201_200890105 |  | AD | node_8102201_200890104 | node_8102201_200890105 | 197.99 | bal_1P_2AC | 8102201 | no | no |  |  | no |  |  | 0 | 0 | 0 | 0
oh_line_8102201_200890106 |  | AD | node_8102201_200890105 | node_8102201_200890106 | 212.704 | bal_1P_2AC | 8102201 | no | no |  |  | no |  |  | 0 | 0 | 0 | 0
oh_line_8102201_200890115 |  | AD | node_8102201_200890098 | node_8102201_200890115 | 149.664 | bal_1P_2AC | 8102201 | no | no |  |  | no |  |  | 0 | 0 | 0 | 0
oh_line_8102201_200890116 |  | AD | node_8102201_200890115 | node_intto1_8102201_200890116 | 276.807 | bal_1P_2AC | 8102201 | no | no |  |  | no |  |  | 0 | 0 | 0 | 0
oh_line_8102201_200890117 |  | AD | node_8102201_200890116 | node_8102201_200890117 | 163.734 | bal_1P_2AC | 8102201 | no | no |  |  | no |  |  | 0 | 0 | 0 | 0
oh_line_8102201_200890137 |  | AD | node_8102201_200890117 | node_8102201_200890137 | 169.762 | bal_1P_2AC | 8102201 | no | no |  |  | no |  |  | 0 | 0 | 0 | 0
oh_line_8102201_200890138 |  | AD | node_8102201_200890137 | node_8102201_200890138 | 221.662 | bal_1P_2AC | 8102201 | no | no |  |  | no |  |  | 0 | 0 | 0 | 0
oh_line_8102201_200890142 |  | AD | node_8102201_200890138 | node_8102201_200890142 | 208.65 | bal_1P_2AC | 8102201 | no | no |  |  | no |  |  | 0 | 0 | 0 | 0
oh_line_8102201_200890143 |  | AD | node_8102201_200890142 | node_8102201_200890143 | 492.682 | bal_1P_2AC | 8102201 | no | no |  |  | no |  |  | 0 | 0 | 0 | 0
oh_line_8102201_200890144 |  | AD | node_8102201_200890143 | node_8102201_200890144 | 424.342 | bal_1P_2AC | 8102201 | no | no |  |  | no |  |  | 0 | 0 | 0 | 0
oh_line_8102201_200890145 |  | AD | node_8102201_200890144 | node_8102201_200890145 | 347.8 | bal_1P_1/0AA | 8102201 | no | no |  |  | no |  |  | 0 | 0 | 0 | 0
oh_line_8102201_200890146 |  | AD | node_8102201_200890144 | node_8102201_200890146 | 385.791 | bal_1P_2AC | 8102201 | no | no |  |  | no |  |  | 0 | 0 | 0 | 0
oh_line_8102201_200890147 |  | AD | node_8102201_200890146 | node_8102201_200890147 | 365.952 | bal_1P_2AC | 8102201 | no | no |  |  | no |  |  | 0 | 0 | 0 | 0
oh_line_8102201_200890148 |  | AD | node_8102201_200890147 | node_8102201_200890148 | 422.052 | bal_1P_2AC | 8102201 | no | no |  |  | no |  |  | 0 | 0 | 0 | 0
oh_line_8102201_200890179 |  | AD | node_8102201_200890106 | node_8102201_200890179 | 299.844 | bal_1P_4AC | 8102201 | no | no |  |  | no |  |  | 0 | 0 | 0 | 0
oh_line_8102201_200890180 |  | AD | node_8102201_200890179 | node_intto1_8102201_200890180 | 176.643 | bal_1P_4AC | 8102201 | no | no |  |  | no |  |  | 0 | 0 | 0 | 0
oh_line_8102201_200890181 |  | AD | node_8102201_200890212 | node_8102201_200890181 | 231.688 | bal_1P_4AC | 8102201 | no | no |  |  | no |  |  | 0 | 0 | 0 | 0
oh_line_8102201_200890182 |  | AD | node_8102201_200890181 | node_8102201_200890182 | 385.651 | bal_1P_4AC | 8102201 | no | no |  |  | no |  |  | 0 | 0 | 0 | 0
oh_line_8102201_200890183 |  | AD | node_8102201_200890182 | node_8102201_200890183 | 285.155 | bal_1P_4AC | 8102201 | no | no |  |  | no |  |  | 0 | 0 | 0 | 0
oh_line_8102201_200890184 |  | AD | node_8102201_200890183 | node_8102201_200890184 | 414.254 | bal_1P_1/0AC | 8102201 | no | no |  |  | no |  |  | 0 | 0 | 0 | 0
oh_line_8102201_200890185 |  | AD | node_8102201_200890183 | node_8102201_200890185 | 445.1 | bal_1P_4AC | 8102201 | no | no |  |  | no |  |  | 0 | 0 | 0 | 0
oh_line_8102201_200890187 |  | AD | node_8102201_200890185 | node_8102201_200890187 | 348.501 | bal_1P_4AC | 8102201 | no | no |  |  | no |  |  | 0 | 0 | 0 | 0
oh_line_8102201_200890189 |  | AD | node_8102201_200890187 | node_8102201_200890189 | 315.034 | bal_1P_4AC | 8102201 | no | no |  |  | no |  |  | 0 | 0 | 0 | 0
oh_line_8102201_200890190 |  | AD | node_8102201_200890189 | node_intto1_8102201_200890190 | 431.989 | bal_1P_4AC | 8102201 | no | no |  |  | no |  |  | 0 | 0 | 0 | 0
oh_line_8102201_200890191 |  | AD | node_8102201_200890190 | node_8102201_200890191 | 330.5 | bal_1P_4AC | 8102201 | no | no |  |  | no |  |  | 0 | 0 | 0 | 0
oh_line_8102201_200890192 |  | AD | node_8102201_200890191 | node_8102201_200890192 | 377.503 | bal_1P_4AC | 8102201 | no | no |  |  | no |  |  | 0 | 0 | 0 | 0
oh_line_8102201_200890193 |  | AD | node_8102201_200890192 | node_8102201_200890193 | 346.236 | bal_1P_4AC | 8102201 | no | no |  |  | no |  |  | 0 | 0 | 0 | 0
oh_line_8102201_200890194 |  | AD | node_8102201_200890180 | node_8102201_200890194 | 233.051 | bal_1P_4AC | 8102201 | no | no |  |  | no |  |  | 0 | 0 | 0 | 0
oh_line_8102201_200890195 |  | AD | node_8102201_200970184 | node_8102201_200890195 | 151.862 | bal_1P_4AC | 8102201 | no | no |  |  | no |  |  | 0 | 0 | 0 | 0
oh_line_8102201_200890196 |  | AD | node_8102201_200890195 | node_8102201_200890196 | 233.259 | bal_1P_4AC | 8102201 | no | no |  |  | no |  |  | 0 | 0 | 0 | 0
oh_line_8102201_200890197 |  | AD | node_8102201_200890196 | node_8102201_200890197 | 336.418 | bal_1P_4AC | 8102201 | no | no |  |  | no |  |  | 0 | 0 | 0 | 0
oh_line_8102201_200890198 |  | AD | node_8102201_200890197 | node_8102201_200890198 | 291.214 | bal_1P_4AC | 8102201 | no | no |  |  | no |  |  | 0 | 0 | 0 | 0
oh_line_8102201_200890199 |  | AD | node_8102201_200890198 | node_8102201_200890199 | 345.496 | bal_1P_4AC | 8102201 | no | no |  |  | no |  |  | 0 | 0 | 0 | 0
oh_line_8102201_200890200 |  | AD | node_8102201_200890199 | node_8102201_200890200 | 345.032 | bal_1P_4AC | 8102201 | no | no |  |  | no |  |  | 0 | 0 | 0 | 0
oh_line_8102201_200890201 |  | AD | node_8102201_200890200 | node_8102201_200890201 | 305.74 | bal_1P_4AC | 8102201 | no | no |  |  | no |  |  | 0 | 0 | 0 | 0
oh_line_8102201_200890202 |  | AD | node_8102201_200890201 | node_8102201_200890202 | 279.247 | bal_1P_4AC | 8102201 | no | no |  |  | no |  |  | 0 | 0 | 0 | 0
oh_line_8102201_200890203 |  | AD | node_8102201_200890202 | node_8102201_200890203 | 379.063 | bal_1P_4AC | 8102201 | no | no |  |  | no |  |  | 0 | 0 | 0 | 0
oh_line_8102201_200890204 |  | AD | node_8102201_200890194 | node_8102201_200890204 | 416.917 | bal_1P_4AC | 8102201 | no | no |  |  | no |  |  | 0 | 0 | 0 | 0
oh_line_8102201_200890205 |  | AD | node_8102201_200890204 | node_8102201_200890205 | 359.568 | bal_1P_4AC | 8102201 | no | no |  |  | no |  |  | 0 | 0 | 0 | 0
oh_line_8102201_200890206 |  | AD | node_8102201_200890205 | node_8102201_200890206 | 371.947 | bal_1P_4AC | 8102201 | no | no |  |  | no |  |  | 0 | 0 | 0 | 0
oh_line_8102201_200890208 |  | AD | node_8102201_200890206 | node_8102201_200890208 | 361.783 | bal_1P_4AC | 8102201 | no | no |  |  | no |  |  | 0 | 0 | 0 | 0
oh_line_8102201_200890209 |  | AD | node_8102201_200890208 | node_8102201_200890209 | 359.95 | bal_1P_4AC | 8102201 | no | no |  |  | no |  |  | 0 | 0 | 0 | 0
oh_line_8102201_200890211 |  | AD | node_8102201_200890209 | node_8102201_200890211 | 346.381 | bal_1P_4AC | 8102201 | no | no |  |  | no |  |  | 0 | 0 | 0 | 0
oh_line_8102201_200890212 |  | AD | node_8102201_200890211 | node_8102201_200890212 | 568.244 | bal_1P_4AC | 8102201 | no | no |  |  | no |  |  | 0 | 0 | 0 | 0
oh_line_8102201_200890215 |  | AD | node_8102201_200890230 | node_8102201_200890215 | 187.837 | bal_1P_1/0AA | 8102201 | no | no |  |  | no |  |  | 0 | 0 | 0 | 0
oh_line_8102201_200890216 |  | AD | node_8102201_200890943 | node_8102201_200890216 | 300.027 | bal_1P_4AC | 8102201 | no | no |  |  | no |  |  | 0 | 0 | 0 | 0
oh_line_8102201_200890217 |  | AD | node_8102201_200890216 | node_intto1_8102201_200890217 | 153.405 | bal_1P_4AC | 8102201 | no | no |  |  | no |  |  | 0 | 0 | 0 | 0
oh_line_8102201_200890218 |  | AD | node_8102201_200890271 | node_8102201_200890218 | 403.756 | bal_1P_4AC | 8102201 | no | no |  |  | no |  |  | 0 | 0 | 0 | 0
oh_line_8102201_200890219 |  | AD | node_8102201_200890218 | node_8102201_200890219 | 346.329 | bal_1P_4AC | 8102201 | no | no |  |  | no |  |  | 0 | 0 | 0 | 0
oh_line_8102201_200890221 |  | AD | node_8102201_200890219 | node_8102201_200890221 | 364.721 | bal_1P_4AC | 8102201 | no | no |  |  | no |  |  | 0 | 0 | 0 | 0
oh_line_8102201_200890222 |  | AD | node_8102201_200890221 | node_8102201_200890222 | 380.011 | bal_1P_4AC | 8102201 | no | no |  |  | no |  |  | 0 | 0 | 0 | 0
oh_line_8102201_200890223 |  | AD | node_8102201_200890222 | node_8102201_200890223 | 267.457 | bal_1P_4AC | 8102201 | no | no |  |  | no |  |  | 0 | 0 | 0 | 0
oh_line_8102201_200890224 |  | AD | node_8102201_200890223 | node_8102201_200890224 | 286.112 | bal_1P_4AC | 8102201 | no | no |  |  | no |  |  | 0 | 0 | 0 | 0
oh_line_8102201_200890225 |  | AD | node_8102201_200890224 | node_8102201_200890225 | 229.302 | bal_1P_4AC | 8102201 | no | no |  |  | no |  |  | 0 | 0 | 0 | 0
oh_line_8102201_200890226 |  | AD | node_8102201_200890225 | node_8102201_200890226 | 214.154 | bal_1P_4AC | 8102201 | no | no |  |  | no |  |  | 0 | 0 | 0 | 0
oh_line_8102201_200890227 |  | AD | node_8102201_200890226 | node_8102201_200890227 | 332.464 | bal_1P_4AC | 8102201 | no | no |  |  | no |  |  | 0 | 0 | 0 | 0
oh_line_8102201_200890228 |  | AD | node_8102201_200890227 | node_8102201_200890228 | 368.259 | bal_1P_4AC | 8102201 | no | no |  |  | no |  |  | 0 | 0 | 0 | 0
oh_line_8102201_200890229 |  | AD | node_8102201_200890217 | node_8102201_200890229 | 403.389 | bal_1P_4AC | 8102201 | no | no |  |  | no |  |  | 0 | 0 | 0 | 0
oh_line_8102201_200890230 |  | AD | node_8102201_200890229 | node_8102201_200890230 | 7.041 | bal_1P_1/0AA | 8102201 | no | no |  |  | no |  |  | 0 | 0 | 0 | 0
oh_line_8102201_200890231 |  | AD | node_8102201_200890228 | node_8102201_200890231 | 331.046 | bal_1P_4AC | 8102201 | no | no |  |  | no |  |  | 0 | 0 | 0 | 0
oh_line_8102201_200890232 |  | AD | node_8102201_200890231 | node_8102201_200890232 | 446.502 | bal_1P_4AC | 8102201 | no | no |  |  | no |  |  | 0 | 0 | 0 | 0
oh_line_8102201_200890233 |  | AD | node_8102201_200890232 | node_8102201_200890233 | 377.75 | bal_1P_4AC | 8102201 | no | no |  |  | no |  |  | 0 | 0 | 0 | 0
oh_line_8102201_200890234 |  | AD | node_8102201_200890233 | node_8102201_200890234 | 289.522 | bal_1P_4AC | 8102201 | no | no |  |  | no |  |  | 0 | 0 | 0 | 0
oh_line_8102201_200890235 |  | AD | node_8102201_200890234 | node_8102201_200890235 | 316.557 | bal_1P_1/0AC | 8102201 | no | no |  |  | no |  |  | 0 | 0 | 0 | 0
oh_line_8102201_200890236 |  | AD | node_8102201_200890234 | node_8102201_200890236 | 321.11 | bal_1P_4AC | 8102201 | no | no |  |  | no |  |  | 0 | 0 | 0 | 0
oh_line_8102201_200890237 |  | AD | node_8102201_200890236 | node_8102201_200890237 | 332.421 | bal_1P_4AC | 8102201 | no | no |  |  | no |  |  | 0 | 0 | 0 | 0
oh_line_8102201_200890239 |  | AD | node_8102201_200890237 | node_8102201_200890239 | 387.921 | bal_1P_4AC | 8102201 | no | no |  |  | no |  |  | 0 | 0 | 0 | 0
oh_line_8102201_200890240 |  | AD | node_8102201_200890239 | node_8102201_200890240 | 307.547 | bal_1P_4AC | 8102201 | no | no |  |  | no |  |  | 0 | 0 | 0 | 0
oh_line_8102201_200890241 |  | AD | node_8102201_200890240 | node_8102201_200890241 | 329.467 | bal_1P_4AC | 8102201 | no | no |  |  | no |  |  | 0 | 0 | 0 | 0
oh_line_8102201_200890242 |  | AD | node_8102201_200890241 | node_8102201_200890242 | 259.991 | bal_1P_4AC | 8102201 | no | no |  |  | no |  |  | 0 | 0 | 0 | 0
oh_line_8102201_200890244 |  | AD | node_8102201_200890229 | node_8102201_200890244 | 333.939 | bal_1P_4AC | 8102201 | no | no |  |  | no |  |  | 0 | 0 | 0 | 0
oh_line_8102201_200890247 |  | AD | node_8102201_200985557 | node_8102201_200890247 | 285.841 | bal_1P_4AC | 8102201 | no | no |  |  | no |  |  | 0 | 0 | 0 | 0
oh_line_8102201_200890248 |  | AD | node_8102201_200890247 | node_8102201_200890248 | 224.175 | bal_1P_4AC | 8102201 | no | no |  |  | no |  |  | 0 | 0 | 0 | 0
oh_line_8102201_200890249 |  | AD | node_8102201_200890248 | node_8102201_200890249 | 320.295 | bal_1P_4AC | 8102201 | no | no |  |  | no |  |  | 0 | 0 | 0 | 0
oh_line_8102201_200890250 |  | AD | node_8102201_200890249 | node_8102201_200890250 | 356.784 | bal_1P_1/0AA | 8102201 | no | no |  |  | no |  |  | 0 | 0 | 0 | 0
oh_line_8102201_200890251 |  | AD | node_8102201_200890249 | node_8102201_200890251 | 277.724 | bal_1P_4AC | 8102201 | no | no |  |  | no |  |  | 0 | 0 | 0 | 0
oh_line_8102201_200890253 |  | AD | node_8102201_200890251 | node_8102201_200890253 | 333.06 | bal_1P_4AC | 8102201 | no | no |  |  | no |  |  | 0 | 0 | 0 | 0
oh_line_8102201_200890254 |  | AD | node_8102201_200890253 | node_8102201_200890254 | 303.832 | bal_1P_4AC | 8102201 | no | no |  |  | no |  |  | 0 | 0 | 0 | 0
oh_line_8102201_200890255 |  | AD | node_8102201_200890254 | node_intto1_8102201_200890255 | 300.374 | bal_1P_2AC | 8102201 | no | no |  |  | no |  |  | 0 | 0 | 0 | 0
oh_line_8102201_200890256 |  | AD | node_8102201_200890255 | node_8102201_200890256 | 412.944 | bal_1P_2AC | 8102201 | no | no |  |  | no |  |  | 0 | 0 | 0 | 0
oh_line_8102201_200890257 |  | AD | node_8102201_200890256 | node_8102201_200890257 | 449.146 | bal_1P_2AC | 8102201 | no | no |  |  | no |  |  | 0 | 0 | 0 | 0
oh_line_8102201_200890258 |  | AD | node_8102201_200890257 | node_8102201_200890258 | 283.393 | bal_1P_1/0AC | 8102201 | no | no |  |  | no |  |  | 0 | 0 | 0 | 0
oh_line_8102201_200890259 |  | AD | node_8102201_200890244 | node_8102201_200890259 | 367.946 | bal_1P_4AC | 8102201 | no | no |  |  | no |  |  | 0 | 0 | 0 | 0
oh_line_8102201_200890260 |  | AD | node_8102201_200890257 | node_8102201_200890260 | 451.259 | bal_1P_2AC | 8102201 | no | no |  |  | no |  |  | 0 | 0 | 0 | 0
oh_line_8102201_200890261 |  | AD | node_8102201_200890260 | node_8102201_200890261 | 380.116 | bal_1P_2AC | 8102201 | no | no |  |  | no |  |  | 0 | 0 | 0 | 0
oh_line_8102201_200890262 |  | AD | node_8102201_200890261 | node_8102201_200890262 | 384.922 | bal_1P_2AC | 8102201 | no | no |  |  | no |  |  | 0 | 0 | 0 | 0
oh_line_8102201_200890263 |  | AD | node_8102201_200890262 | node_8102201_200890263 | 433.955 | bal_1P_2AC | 8102201 | no | no |  |  | no |  |  | 0 | 0 | 0 | 0
oh_line_8102201_200890265 |  | AD | node_8102201_200890263 | node_8102201_200890265 | 255.835 | bal_1P_2AC | 8102201 | no | no |  |  | no |  |  | 0 | 0 | 0 | 0
oh_line_8102201_200890266 |  | AD | node_8102201_200890265 | node_8102201_200890266 | 296.693 | bal_1P_1/0AA | 8102201 | no | no |  |  | no |  |  | 0 | 0 | 0 | 0
oh_line_8102201_200890267 |  | AD | node_8102201_200890259 | node_8102201_200890267 | 314.363 | bal_1P_4AC | 8102201 | no | no |  |  | no |  |  | 0 | 0 | 0 | 0
oh_line_8102201_200890268 |  | AD | node_8102201_200890267 | node_8102201_200890268 | 364.423 | bal_1P_4AC | 8102201 | no | no |  |  | no |  |  | 0 | 0 | 0 | 0
oh_line_8102201_200890269 |  | AD | node_8102201_200890268 | node_8102201_200890269 | 353.557 | bal_1P_4AC | 8102201 | no | no |  |  | no |  |  | 0 | 0 | 0 | 0
oh_line_8102201_200890270 |  | AD | node_8102201_200890269 | node_8102201_200890270 | 333.746 | bal_1P_4AC | 8102201 | no | no |  |  | no |  |  | 0 | 0 | 0 | 0
oh_line_8102201_200890271 |  | AD | node_8102201_200890270 | node_8102201_200890271 | 351.258 | bal_1P_4AC | 8102201 | no | no |  |  | no |  |  | 0 | 0 | 0 | 0
oh_line_8102201_200890272 |  | AD | node_8102201_200890271 | node_8102201_200890272 | 186.414 | bal_1P_1/0AC | 8102201 | no | no |  |  | no |  |  | 0 | 0 | 0 | 0
oh_line_8102201_200890289 |  | AD | node_8102201_200891117 | node_intto1_8102201_200890289 | 336.914 | bal_1P_4AC | 8102201 | no | no |  |  | no |  |  | 0 | 0 | 0 | 0
oh_line_8102201_200890290 |  | AD | node_8102201_200890312 | node_8102201_200890290 | 391.236 | bal_1P_4AC | 8102201 | no | no |  |  | no |  |  | 0 | 0 | 0 | 0
oh_line_8102201_200890291 |  | AD | node_8102201_200890290 | node_8102201_200890291 | 209.674 | bal_1P_4AC | 8102201 | no | no |  |  | no |  |  | 0 | 0 | 0 | 0
oh_line_8102201_200890292 |  | AD | node_8102201_200890291 | node_8102201_200890292 | 438.384 | bal_1P_4AC | 8102201 | no | no |  |  | no |  |  | 0 | 0 | 0 | 0
oh_line_8102201_200890293 |  | AD | node_8102201_200890292 | node_intto1_8102201_200890293 | 342.084 | bal_1P_4AC | 8102201 | no | no |  |  | no |  |  | 0 | 0 | 0 | 0
oh_line_8102201_200890294 |  | AD | node_8102201_200890293 | node_8102201_200890294 | 349.087 | bal_1P_4AC | 8102201 | no | no |  |  | no |  |  | 0 | 0 | 0 | 0
oh_line_8102201_200890295 |  | AD | node_8102201_200890294 | node_8102201_200890295 | 405.793 | bal_1P_4AC | 8102201 | no | no |  |  | no |  |  | 0 | 0 | 0 | 0
oh_line_8102201_200890296 |  | AD | node_8102201_312012756 | node_8102201_200890296 | 229.975 | bal_1P_4AC | 8102201 | no | no |  |  | no |  |  | 0 | 0 | 0 | 0
oh_line_8102201_200890297 |  | AD | node_8102201_200890296 | node_8102201_200890297 | 362.944 | bal_1P_4AC | 8102201 | no | no |  |  | no |  |  | 0 | 0 | 0 | 0
oh_line_8102201_200890298 |  | AD | node_8102201_200890297 | node_8102201_200890298 | 248.423 | bal_1P_4AC | 8102201 | no | no |  |  | no |  |  | 0 | 0 | 0 | 0
oh_line_8102201_200890301 |  | AD | node_8102201_200890298 | node_8102201_200890301 | 191.599 | bal_1P_4AC | 8102201 | no | no |  |  | no |  |  | 0 | 0 | 0 | 0
oh_line_8102201_200890302 |  | AD | node_8102201_200890301 | node_8102201_200890302 | 437.553 | bal_1P_4AC | 8102201 | no | no |  |  | no |  |  | 0 | 0 | 0 | 0
oh_line_8102201_200890303 |  | AD | node_8102201_200890289 | node_8102201_200890303 | 392.648 | bal_1P_4AC | 8102201 | no | no |  |  | no |  |  | 0 | 0 | 0 | 0
oh_line_8102201_200890304 |  | AD | node_8102201_200890303 | node_8102201_200890304 | 156.838 | bal_1P_2AC | 8102201 | no | no |  |  | no |  |  | 0 | 0 | 0 | 0
oh_line_8102201_200890305 |  | AD | node_8102201_200890302 | node_8102201_200890305 | 395.494 | bal_1P_4AC | 8102201 | no | no |  |  | no |  |  | 0 | 0 | 0 | 0
oh_line_8102201_200890306 |  | AD | node_8102201_200890303 | node_8102201_200890306 | 407.043 | bal_1P_4AC | 8102201 | no | no |  |  | no |  |  | 0 | 0 | 0 | 0
oh_line_8102201_200890307 |  | AD | node_8102201_200890306 | node_8102201_200890307 | 405.473 | bal_1P_4AC | 8102201 | no | no |  |  | no |  |  | 0 | 0 | 0 | 0
oh_line_8102201_200890308 |  | AD | node_8102201_200890307 | node_8102201_200890308 | 336.322 | bal_1P_4AC | 8102201 | no | no |  |  | no |  |  | 0 | 0 | 0 | 0
oh_line_8102201_200890309 |  | AD | node_8102201_200890308 | node_8102201_200890309 | 374.748 | bal_1P_4AC | 8102201 | no | no |  |  | no |  |  | 0 | 0 | 0 | 0
oh_line_8102201_200890310 |  | AD | node_8102201_200890309 | node_8102201_200890310 | 397.854 | bal_1P_4AC | 8102201 | no | no |  |  | no |  |  | 0 | 0 | 0 | 0
oh_line_8102201_200890311 |  | AD | node_8102201_200890310 | node_8102201_200890311 | 329.404 | bal_1P_4AC | 8102201 | no | no |  |  | no |  |  | 0 | 0 | 0 | 0
oh_line_8102201_200890312 |  | AD | node_8102201_200890311 | node_8102201_200890312 | 308.412 | bal_1P_4AC | 8102201 | no | no |  |  | no |  |  | 0 | 0 | 0 | 0
oh_line_8102201_200890313 |  | AD | node_8102201_200890885 | node_intto1_8102201_200890313 | 106.298 | bal_1P_4AC | 8102201 | no | no |  |  | no |  |  | 0 | 0 | 0 | 0
oh_line_8102201_200890314 |  | AD | node_8102201_200890313 | node_8102201_200890314 | 290.988 | bal_1P_1/0AA | 8102201 | no | no |  |  | no |  |  | 0 | 0 | 0 | 0
oh_line_8102201_200890315 |  | AD | node_8102201_200890332 | node_8102201_200890315 | 479.926 | bal_1P_4AC | 8102201 | no | no |  |  | no |  |  | 0 | 0 | 0 | 0
oh_line_8102201_200890317 |  | AD | node_8102201_200890313 | node_8102201_200890317 | 362.238 | bal_1P_4AC | 8102201 | no | no |  |  | no |  |  | 0 | 0 | 0 | 0
oh_line_8102201_200890318 |  | AD | node_8102201_200890317 | node_8102201_200890318 | 271.12 | bal_1P_4AC | 8102201 | no | no |  |  | no |  |  | 0 | 0 | 0 | 0
oh_line_8102201_200890319 |  | AD | node_8102201_200890318 | node_8102201_200890319 | 264.056 | bal_1P_4AC | 8102201 | no | no |  |  | no |  |  | 0 | 0 | 0 | 0
oh_line_8102201_200890320 |  | AD | node_8102201_200890319 | node_8102201_200890320 | 255.275 | bal_1P_2AC | 8102201 | no | no |  |  | no |  |  | 0 | 0 | 0 | 0
oh_line_8102201_200890321 |  | AD | node_8102201_200890320 | node_8102201_200890321 | 206.793 | bal_1P_2AC | 8102201 | no | no |  |  | no |  |  | 0 | 0 | 0 | 0
oh_line_8102201_200890322 |  | AD | node_8102201_200890321 | node_8102201_200890322 | 265.094 | bal_1P_2AC | 8102201 | no | no |  |  | no |  |  | 0 | 0 | 0 | 0
oh_line_8102201_200890323 |  | AD | node_8102201_200890322 | node_8102201_200890323 | 205.362 | bal_1P_2AC | 8102201 | no | no |  |  | no |  |  | 0 | 0 | 0 | 0
oh_line_8102201_200890324 |  | AD | node_8102201_200890322 | node_8102201_200890324 | 423.905 | bal_1P_2AC | 8102201 | no | no |  |  | no |  |  | 0 | 0 | 0 | 0
oh_line_8102201_200890326 |  | AD | node_8102201_200890319 | node_8102201_200890326 | 365.23 | bal_1P_4AC | 8102201 | no | no |  |  | no |  |  | 0 | 0 | 0 | 0
oh_line_8102201_200890327 |  | AD | node_8102201_200890326 | node_8102201_200890327 | 409.141 | bal_1P_4AC | 8102201 | no | no |  |  | no |  |  | 0 | 0 | 0 | 0
oh_line_8102201_200890328 |  | AD | node_8102201_200890327 | node_8102201_200890328 | 321.356 | bal_1P_1/0AC | 8102201 | no | no |  |  | no |  |  | 0 | 0 | 0 | 0
oh_line_8102201_200890329 |  | AD | node_8102201_200890327 | node_8102201_200890329 | 345.398 | bal_1P_4AC | 8102201 | no | no |  |  | no |  |  | 0 | 0 | 0 | 0
oh_line_8102201_200890330 |  | AD | node_8102201_200890329 | node_8102201_200890330 | 387.814 | bal_1P_4AC | 8102201 | no | no |  |  | no |  |  | 0 | 0 | 0 | 0
oh_line_8102201_200890332 |  | AD | node_8102201_200890330 | node_8102201_200890332 | 379.411 | bal_1P_4AC | 8102201 | no | no |  |  | no |  |  | 0 | 0 | 0 | 0
oh_line_8102201_200890498 |  | AD | node_8102201_200890938 | node_8102201_200890498 | 315.87 | bal_1P_2AC | 8102201 | no | no |  |  | no |  |  | 0 | 0 | 0 | 0
oh_line_8102201_200890499 |  | AD | node_8102201_200890520 | node_8102201_200890499 | 194.463 | bal_1P_2AC | 8102201 | no | no |  |  | no |  |  | 0 | 0 | 0 | 0
oh_line_8102201_200890500 |  | AD | node_8102201_200890499 | node_8102201_200890500 | 380.067 | bal_1P_2AC | 8102201 | no | no |  |  | no |  |  | 0 | 0 | 0 | 0
oh_line_8102201_200890502 |  | AD | node_8102201_200890500 | node_8102201_200890502 | 383.189 | bal_1P_2AC | 8102201 | no | no |  |  | no |  |  | 0 | 0 | 0 | 0
oh_line_8102201_200890503 |  | AD | node_8102201_200890502 | node_8102201_200890503 | 387.686 | bal_1P_2AC | 8102201 | no | no |  |  | no |  |  | 0 | 0 | 0 | 0
oh_line_8102201_200890504 |  | AD | node_8102201_200890503 | node_8102201_200890504 | 317.092 | bal_1P_2AC | 8102201 | no | no |  |  | no |  |  | 0 | 0 | 0 | 0
oh_line_8102201_200890505 |  | AD | node_8102201_200890504 | node_8102201_200890505 | 692.061 | bal_1P_2AC | 8102201 | no | no |  |  | no |  |  | 0 | 0 | 0 | 0
oh_line_8102201_200890506 |  | AD | node_8102201_200890505 | node_8102201_200890506 | 149.124 | bal_1P_1/0AC | 8102201 | no | no |  |  | no |  |  | 0 | 0 | 0 | 0
oh_line_8102201_200890507 |  | AD | node_8102201_200890498 | node_intto1_8102201_200890507 | 464.37 | bal_1P_2AC | 8102201 | no | no |  |  | no |  |  | 0 | 0 | 0 | 0
oh_line_8102201_200890508 |  | AD | node_8102201_200890507 | node_8102201_200890508 | 186.72 | bal_1P_2AC | 8102201 | no | no |  |  | no |  |  | 0 | 0 | 0 | 0
oh_line_8102201_200890509-1 |  | AD | node_8102201_200890508 | node_1333270_301_15338536_399 | 8.074 | bal_1P_2AC | 8102201 | no | no |  |  | no |  |  | 0 | 0 | 0 | 0
oh_line_8102201_200890509-2 |  | AD | node_1333270_301_15338536_399 | node_8102201_200890509 | 137.391 | bal_1P_2AC | 8102201 | no | no |  |  | no |  |  | 0 | 0 | 0 | 0
oh_line_8102201_200890511 |  | AD | node_8102201_200890509 | node_8102201_200890511 | 389.438 | bal_1P_2AC | 8102201 | no | no |  |  | no |  |  | 0 | 0 | 0 | 0
oh_line_8102201_200890512 |  | AD | node_8102201_200890511 | node_8102201_200890512 | 418.126 | bal_1P_2AC | 8102201 | no | no |  |  | no |  |  | 0 | 0 | 0 | 0
oh_line_8102201_200890513 |  | AD | node_8102201_200890512 | node_8102201_200890513 | 431.145 | bal_1P_2AC | 8102201 | no | no |  |  | no |  |  | 0 | 0 | 0 | 0
oh_line_8102201_200890514 |  | AD | node_8102201_200890513 | node_8102201_200890514 | 163.682 | bal_1P_2AC | 8102201 | no | no |  |  | no |  |  | 0 | 0 | 0 | 0
oh_line_8102201_200890515 |  | AD | node_8102201_200890514 | node_8102201_200890515 | 231.913 | bal_1P_2AC | 8102201 | no | no |  |  | no |  |  | 0 | 0 | 0 | 0
oh_line_8102201_200890516 |  | AD | node_8102201_200890515 | node_8102201_200890516 | 249.58 | bal_1P_2AC | 8102201 | no | no |  |  | no |  |  | 0 | 0 | 0 | 0
oh_line_8102201_200890517 |  | AD | node_8102201_200890514 | node_8102201_200890517 | 219.257 | bal_1P_2AC | 8102201 | no | no |  |  | no |  |  | 0 | 0 | 0 | 0
oh_line_8102201_200890518 |  | AD | node_8102201_200890517 | node_8102201_200890518 | 196.622 | bal_1P_2AC | 8102201 | no | no |  |  | no |  |  | 0 | 0 | 0 | 0
oh_line_8102201_200890519 |  | AD | node_8102201_200890518 | node_8102201_200890519 | 191.154 | bal_1P_2AC | 8102201 | no | no |  |  | no |  |  | 0 | 0 | 0 | 0
oh_line_8102201_200890520 |  | AD | node_8102201_200890519 | node_8102201_200890520 | 193.019 | bal_1P_2AC | 8102201 | no | no |  |  | no |  |  | 0 | 0 | 0 | 0
oh_line_8102201_200890527 |  | AD | node_8102201_200890554 | node_intto1_8102201_200890527 | 2595.376 | bal_1P_1/0AA | 8102201 | no | no |  |  | no |  |  | 0 | 0 | 0 | 0
oh_line_8102201_200890528 |  | AD | node_8102201_200891107 | node_8102201_200890528 | 75.881 | bal_1P_2AC | 8102201 | no | no |  |  | no |  |  | 0 | 0 | 0 | 0
oh_line_8102201_200890530 |  | AD | node_8102201_200890566 | node_8102201_200890530 | 343.49 | bal_1P_2AC | 8102201 | no | no |  |  | no |  |  | 0 | 0 | 0 | 0
oh_line_8102201_200890531 |  | AD | node_8102201_200890530 | node_8102201_200890531 | 379.26 | bal_1P_2AC | 8102201 | no | no |  |  | no |  |  | 0 | 0 | 0 | 0
oh_line_8102201_200890533 |  | AD | node_8102201_200890531 | node_8102201_200890533 | 523.725 | bal_1P_2AC | 8102201 | no | no |  |  | no |  |  | 0 | 0 | 0 | 0
oh_line_8102201_200890534 |  | AD | node_8102201_200890533 | node_8102201_200890534 | 377.827 | bal_1P_2AC | 8102201 | no | no |  |  | no |  |  | 0 | 0 | 0 | 0
oh_line_8102201_200890535 |  | AD | node_8102201_200890534 | node_8102201_200890535 | 318.544 | bal_1P_1/0AA | 8102201 | no | no |  |  | no |  |  | 0 | 0 | 0 | 0
oh_line_8102201_200890536 |  | AD | node_8102201_200890535 | node_8102201_200890536 | 53.818 | bal_1P_1/0AA | 8102201 | no | no |  |  | no |  |  | 0 | 0 | 0 | 0
oh_line_8102201_200890537 |  | AD | node_8102201_200890536 | node_intto1_8102201_200890537 | 235.927 | bal_1P_1/0AA | 8102201 | no | no |  |  | no |  |  | 0 | 0 | 0 | 0
oh_line_8102201_200890538 |  | AD | node_8102201_200890537 | node_8102201_200890538 | 218.576 | bal_1P_1/0AA | 8102201 | no | no |  |  | no |  |  | 0 | 0 | 0 | 0
oh_line_8102201_200890539 |  | AD | node_8102201_200890538 | node_8102201_200890539 | 247.194 | bal_1P_1/0AA | 8102201 | no | no |  |  | no |  |  | 0 | 0 | 0 | 0
oh_line_8102201_200890540 |  | AD | node_8102201_200890534 | node_8102201_200890540 | 378.078 | bal_1P_2AC | 8102201 | no | no |  |  | no |  |  | 0 | 0 | 0 | 0
oh_line_8102201_200890541 |  | AD | node_8102201_200890540 | node_8102201_200890541 | 498.415 | bal_1P_2AC | 8102201 | no | no |  |  | no |  |  | 0 | 0 | 0 | 0
oh_line_8102201_200890542 |  | AD | node_8102201_200890541 | node_8102201_200890542 | 339.768 | bal_1P_2AC | 8102201 | no | no |  |  | no |  |  | 0 | 0 | 0 | 0
oh_line_8102201_200890543 |  | AD | node_8102201_200890542 | node_8102201_200890543 | 367.745 | bal_1P_2AC | 8102201 | no | no |  |  | no |  |  | 0 | 0 | 0 | 0
oh_line_8102201_200890544 |  | AD | node_8102201_200890543 | node_intto1_8102201_200890544 | 313.031 | bal_1P_2AC | 8102201 | no | no |  |  | no |  |  | 0 | 0 | 0 | 0
oh_line_8102201_200890545 |  | AD | node_8102201_200890544 | node_8102201_200890545 | 431.977 | bal_1P_2AC | 8102201 | no | no |  |  | no |  |  | 0 | 0 | 0 | 0
oh_line_8102201_200890546 |  | AD | node_8102201_200890528 | node_intto1_8102201_200890546 | 248.042 | bal_1P_2AC | 8102201 | no | no |  |  | no |  |  | 0 | 0 | 0 | 0
oh_line_8102201_200890547 |  | AD | node_8102201_200890545 | node_8102201_200890547 | 470.079 | bal_1P_2AC | 8102201 | no | no |  |  | no |  |  | 0 | 0 | 0 | 0
oh_line_8102201_200890548 |  | AD | node_8102201_200972314 | node_8102201_200890548 | 142.169 | bal_1P_2AC | 8102201 | no | no |  |  | no |  |  | 0 | 0 | 0 | 0
oh_line_8102201_200890549 |  | AD | node_8102201_200890548 | node_8102201_200890549 | 471.031 | bal_1P_2AC | 8102201 | no | no |  |  | no |  |  | 0 | 0 | 0 | 0
oh_line_8102201_200890550 |  | AD | node_8102201_200890549 | node_8102201_200890550 | 364.205 | bal_1P_2AC | 8102201 | no | no |  |  | no |  |  | 0 | 0 | 0 | 0
oh_line_8102201_200890551 |  | AD | node_8102201_200890550 | node_8102201_200890551 | 365.752 | bal_1P_2AC | 8102201 | no | no |  |  | no |  |  | 0 | 0 | 0 | 0
oh_line_8102201_200890552 |  | AD | node_8102201_200890551 | node_8102201_200890552 | 344.434 | bal_1P_2AC | 8102201 | no | no |  |  | no |  |  | 0 | 0 | 0 | 0
oh_line_8102201_200890553 |  | AD | node_8102201_200890552 | node_8102201_200890553 | 307.12 | bal_1P_2AC | 8102201 | no | no |  |  | no |  |  | 0 | 0 | 0 | 0
oh_line_8102201_200890554 |  | AD | node_8102201_200890553 | node_8102201_200890554 | 310.062 | bal_1P_2AC | 8102201 | no | no |  |  | no |  |  | 0 | 0 | 0 | 0
oh_line_8102201_200890555 |  | AD | node_8102201_200890546 | node_8102201_200890555 | 342.273 | bal_1P_2AC | 8102201 | no | no |  |  | no |  |  | 0 | 0 | 0 | 0
oh_line_8102201_200890556 |  | AD | node_8102201_200890555 | node_8102201_200890556 | 432.347 | bal_1P_2AC | 8102201 | no | no |  |  | no |  |  | 0 | 0 | 0 | 0
oh_line_8102201_200890557 |  | AD | node_8102201_200890556 | node_8102201_200890557 | 457.073 | bal_1P_2AC | 8102201 | no | no |  |  | no |  |  | 0 | 0 | 0 | 0
oh_line_8102201_200890559 |  | AD | node_8102201_200890557 | node_8102201_200890559 | 410.348 | bal_1P_2AC | 8102201 | no | no |  |  | no |  |  | 0 | 0 | 0 | 0
oh_line_8102201_200890560 |  | AD | node_8102201_200890559 | node_intto1_8102201_200890560 | 296.552 | bal_1P_1/0AA | 8102201 | no | no |  |  | no |  |  | 0 | 0 | 0 | 0
oh_line_8102201_200890561 |  | AD | node_8102201_200890560 | node_8102201_200890561 | 196.279 | bal_1P_1/0AA | 8102201 | no | no |  |  | no |  |  | 0 | 0 | 0 | 0
oh_line_8102201_200890563 |  | AD | node_8102201_200890561 | node_8102201_200890563 | 293.396 | bal_1P_1/0AA | 8102201 | no | no |  |  | no |  |  | 0 | 0 | 0 | 0
oh_line_8102201_200890564 |  | AD | node_8102201_200890559 | node_8102201_200890564 | 282.651 | bal_1P_2AC | 8102201 | no | no |  |  | no |  |  | 0 | 0 | 0 | 0
oh_line_8102201_200890565 |  | AD | node_8102201_200890564 | node_8102201_200890565 | 134.984 | bal_1P_2AC | 8102201 | no | no |  |  | no |  |  | 0 | 0 | 0 | 0
oh_line_8102201_200890566 |  | AD | node_8102201_200890565 | node_8102201_200890566 | 391.08 | bal_1P_2AC | 8102201 | no | no |  |  | no |  |  | 0 | 0 | 0 | 0
oh_line_8102201_200890568 |  | AD | node_8102201_200890573 | node_8102201_200890568 | 347.376 | bal_1P_1/0AA | 8102201 | no | no |  |  | no |  |  | 0 | 0 | 0 | 0
oh_line_8102201_200890569 |  | AD | node_8102201_200891181 | node_intto1_8102201_200890569 | 295.744 | bal_1P_2AC | 8102201 | no | no |  |  | no |  |  | 0 | 0 | 0 | 0
oh_line_8102201_200890570 |  | AD | node_8102201_200890596 | node_8102201_200890570 | 108.684 | bal_1P_2AC | 8102201 | no | no |  |  | no |  |  | 0 | 0 | 0 | 0
oh_line_8102201_200890571 |  | AD | node_8102201_200890570 | node_8102201_200890571 | 224.864 | bal_1P_2AC | 8102201 | no | no |  |  | no |  |  | 0 | 0 | 0 | 0
oh_line_8102201_200890572-1 |  | AD | node_8102201_200890571 | node_1313150_721_15338374_624 | 164.077 | bal_1P_2AC | 8102201 | no | no |  |  | no |  |  | 0 | 0 | 0 | 0
oh_line_8102201_200890572-2 |  | AD | node_1313150_721_15338374_624 | node_8102201_200890572 | 5.01 | bal_1P_2AC | 8102201 | no | no |  |  | no |  |  | 0 | 0 | 0 | 0
oh_line_8102201_200890573 |  | AD | node_8102201_200890572 | node_8102201_200890573 | 245.235 | bal_1P_2AC | 8102201 | no | no |  |  | no |  |  | 0 | 0 | 0 | 0
oh_line_8102201_200890574 |  | AD | node_8102201_200890573 | node_8102201_200890574 | 168.463 | bal_1P_2AC | 8102201 | no | no |  |  | no |  |  | 0 | 0 | 0 | 0
oh_line_8102201_200890575 |  | AD | node_8102201_200890574 | node_8102201_200890575 | 164.968 | bal_1P_1/0AA | 8102201 | no | no |  |  | no |  |  | 0 | 0 | 0 | 0
oh_line_8102201_200890577 |  | AD | node_8102201_200890574 | node_8102201_200890577 | 208.685 | bal_1P_2AC | 8102201 | no | no |  |  | no |  |  | 0 | 0 | 0 | 0
oh_line_8102201_200890578 |  | AD | node_8102201_200890577 | node_8102201_200890578 | 308.409 | bal_1P_2AC | 8102201 | no | no |  |  | no |  |  | 0 | 0 | 0 | 0
oh_line_8102201_200890580 |  | AD | node_8102201_200890578 | node_8102201_200890580 | 330.2 | bal_1P_1/0AA | 8102201 | no | no |  |  | no |  |  | 0 | 0 | 0 | 0
oh_line_8102201_200890581 |  | AD | node_8102201_200890580 | node_8102201_200890581 | 339.194 | bal_1P_1/0AA | 8102201 | no | no |  |  | no |  |  | 0 | 0 | 0 | 0
oh_line_8102201_200890582 |  | AD | node_8102201_200890581 | node_8102201_200890582 | 269.986 | bal_1P_1/0AA | 8102201 | no | no |  |  | no |  |  | 0 | 0 | 0 | 0
oh_line_8102201_200890583 |  | AD | node_8102201_200890582 | node_8102201_200890583 | 247.891 | bal_1P_1/0AA | 8102201 | no | no |  |  | no |  |  | 0 | 0 | 0 | 0
oh_line_8102201_200890586 |  | AD | node_8102201_200890569 | node_intto1_8102201_200890586 | 349.73 | bal_1P_2AC | 8102201 | no | no |  |  | no |  |  | 0 | 0 | 0 | 0
oh_line_8102201_200890589 |  | AD | node_8102201_200890586 | node_8102201_200890589 | 165.279 | bal_1P_2AC | 8102201 | no | no |  |  | no |  |  | 0 | 0 | 0 | 0
oh_line_8102201_200890591 |  | AD | node_8102201_200890589 | node_8102201_200890591 | 283.62 | bal_1P_2AC | 8102201 | no | no |  |  | no |  |  | 0 | 0 | 0 | 0
oh_line_8102201_200890592 |  | AD | node_8102201_200890591 | node_8102201_200890592 | 398.175 | bal_1P_2AC | 8102201 | no | no |  |  | no |  |  | 0 | 0 | 0 | 0
oh_line_8102201_200890593 |  | AD | node_8102201_200890592 | node_8102201_200890593 | 370.23 | bal_1P_2AC | 8102201 | no | no |  |  | no |  |  | 0 | 0 | 0 | 0
oh_line_8102201_200890594 |  | AD | node_8102201_200890593 | node_8102201_200890594 | 204.689 | bal_1P_2AC | 8102201 | no | no |  |  | no |  |  | 0 | 0 | 0 | 0
oh_line_8102201_200890595 |  | AD | node_8102201_200890594 | node_8102201_200890595 | 244.575 | bal_1P_2AC | 8102201 | no | no |  |  | no |  |  | 0 | 0 | 0 | 0
oh_line_8102201_200890596 |  | AD | node_8102201_200890595 | node_8102201_200890596 | 184.769 | bal_1P_2AC | 8102201 | no | no |  |  | no |  |  | 0 | 0 | 0 | 0
oh_line_8102201_200890618 |  | AD | node_8102201_200890620 | node_intto1_8102201_200890618 | 238.325 | bal_1P_1/0AA | 8102201 | no | no |  |  | no |  |  | 0 | 0 | 0 | 0
oh_line_8102201_200890619 |  | AD | node_8102201_200891078 | node_8102201_200890619 | 332.935 | bal_1P_1/0AA | 8102201 | no | no |  |  | no |  |  | 0 | 0 | 0 | 0
oh_line_8102201_200890620 |  | AD | node_8102201_200890633 | node_8102201_200890620 | 265.3 | bal_1P_1/0AC | 8102201 | no | no |  |  | no |  |  | 0 | 0 | 0 | 0
oh_line_8102201_200890621 |  | AD | node_8102201_200890620 | node_intto1_8102201_200890621 | 271.101 | bal_1P_1/0AA | 8102201 | no | no |  |  | no |  |  | 0 | 0 | 0 | 0
oh_line_8102201_200890622 |  | AD | node_8102201_200890621 | node_8102201_200890622 | 305.471 | bal_1P_1/0AA | 8102201 | no | no |  |  | no |  |  | 0 | 0 | 0 | 0
oh_line_8102201_200890623 |  | AD | node_8102201_200890622 | node_8102201_200890623 | 136.495 | bal_1P_1/0AA | 8102201 | no | no |  |  | no |  |  | 0 | 0 | 0 | 0
oh_line_8102201_200890624 |  | AD | node_8102201_200890619 | node_8102201_200890624 | 316.752 | bal_1P_1/0AA | 8102201 | no | no |  |  | no |  |  | 0 | 0 | 0 | 0
oh_line_8102201_200890625 |  | AD | node_8102201_200890624 | node_8102201_200890625 | 491.537 | bal_1P_2AC | 8102201 | no | no |  |  | no |  |  | 0 | 0 | 0 | 0
oh_line_8102201_200890626 |  | AD | node_8102201_200890625 | node_8102201_200890626 | 439.47 | bal_1P_2AC | 8102201 | no | no |  |  | no |  |  | 0 | 0 | 0 | 0
oh_line_8102201_200890629 |  | AD | node_8102201_200890626 | node_8102201_200890629 | 271.526 | bal_1P_2AC | 8102201 | no | no |  |  | no |  |  | 0 | 0 | 0 | 0
oh_line_8102201_200890630 |  | AD | node_8102201_200890629 | node_8102201_200890630 | 332.374 | bal_1P_2AC | 8102201 | no | no |  |  | no |  |  | 0 | 0 | 0 | 0
oh_line_8102201_200890631 |  | AD | node_8102201_200890630 | node_8102201_200890631 | 331.85 | bal_1P_2AC | 8102201 | no | no |  |  | no |  |  | 0 | 0 | 0 | 0
oh_line_8102201_200890632 |  | AD | node_8102201_200890631 | node_8102201_200890632 | 247.433 | bal_1P_1/0AA | 8102201 | no | no |  |  | no |  |  | 0 | 0 | 0 | 0
oh_line_8102201_200890633 |  | AD | node_8102201_200890632 | node_intto1_8102201_200890633 | 251.195 | bal_1P_1/0AC | 8102201 | no | no |  |  | no |  |  | 0 | 0 | 0 | 0
oh_line_8102201_200890635 |  | AD | node_8102201_200891961 | node_8102201_200890635 | 157.721 | bal_1P_2AC | 8102201 | no | no |  |  | no |  |  | 0 | 0 | 0 | 0
oh_line_8102201_200890636 |  | AD | node_8102201_200890635 | node_8102201_200890636 | 184.428 | bal_1P_2AC | 8102201 | no | no |  |  | no |  |  | 0 | 0 | 0 | 0
oh_line_8102201_200890637 |  | AD | node_8102201_200890636 | node_8102201_200890637 | 152.134 | bal_1P_2AC | 8102201 | no | no |  |  | no |  |  | 0 | 0 | 0 | 0
oh_line_8102201_200890638 |  | AD | node_8102201_200890635 | node_8102201_200890638 | 181.436 | bal_1P_2AC | 8102201 | no | no |  |  | no |  |  | 0 | 0 | 0 | 0
oh_line_8102201_200890639 |  | AD | node_8102201_200890638 | node_8102201_200890639 | 127.354 | bal_1P_2AC | 8102201 | no | no |  |  | no |  |  | 0 | 0 | 0 | 0
oh_line_8102201_200890640 |  | AD | node_8102201_200890639 | node_8102201_200890640 | 256.903 | bal_1P_2AC | 8102201 | no | no |  |  | no |  |  | 0 | 0 | 0 | 0
oh_line_8102201_200890641 |  | AD | node_8102201_200890640 | node_8102201_200890641 | 72.715 | bal_1P_1/0AA | 8102201 | no | no |  |  | no |  |  | 0 | 0 | 0 | 0
oh_line_8102201_200890642 |  | AD | node_8102201_200890640 | node_8102201_200890642 | 172.28 | bal_1P_2AC | 8102201 | no | no |  |  | no |  |  | 0 | 0 | 0 | 0
oh_line_8102201_200890643 |  | AD | node_8102201_200890642 | node_8102201_200890643 | 214.517 | bal_1P_2AC | 8102201 | no | no |  |  | no |  |  | 0 | 0 | 0 | 0
oh_line_8102201_200890644 |  | AD | node_8102201_200890643 | node_8102201_200890644 | 200.1 | bal_1P_2AC | 8102201 | no | no |  |  | no |  |  | 0 | 0 | 0 | 0
oh_line_8102201_200890746 |  | AD | node_8102201_200890807 | node_8102201_200890746 | 385.285 | bal_1P_2AC | 8102201 | no | no |  |  | no |  |  | 0 | 0 | 0 | 0
oh_line_8102201_200890747 |  | ABCD | node_8102201_200890799 | node_8102201_200890747 | 204.598 | bal_3P_4/0AL | 8102201 | no | no |  |  | no |  |  | 0 | 0 | 0 | 0
oh_line_8102201_200890748 |  | ABCD | node_8102201_200890747 | node_8102201_200890748 | 198.239 | bal_3P_2AC | 8102201 | no | no |  |  | no |  |  | 0 | 0 | 0 | 0
oh_line_8102201_200890749 |  | ABCD | node_8102201_200890748 | node_intto1_8102201_200890749 | 194.947 | bal_3P_2AC | 8102201 | no | no |  |  | no |  |  | 0 | 0 | 0 | 0
oh_line_8102201_200890750 |  | ABCD | node_8102201_200890749 | node_8102201_200890750 | 220.79 | bal_3P_2AC | 8102201 | no | no |  |  | no |  |  | 0 | 0 | 0 | 0
oh_line_8102201_200890751 |  | ABCD | node_8102201_200890750 | node_8102201_200890751 | 240.102 | bal_3P_2AC | 8102201 | no | no |  |  | no |  |  | 0 | 0 | 0 | 0
oh_line_8102201_200890752 |  | ABCD | node_8102201_200890751 | node_8102201_200890752 | 170.324 | bal_3P_2AC | 8102201 | no | no |  |  | no |  |  | 0 | 0 | 0 | 0
oh_line_8102201_200890753 |  | ABCD | node_8102201_200890752 | node_8102201_200890753 | 169.721 | bal_3P_1/0AC | 8102201 | no | no |  |  | no |  |  | 0 | 0 | 0 | 0
oh_line_8102201_200890754 |  | ABCD | node_8102201_200890753 | node_8102201_200890754 | 266.988 | bal_3P_1/0AC | 8102201 | no | no |  |  | no |  |  | 0 | 0 | 0 | 0
oh_line_8102201_200890755 |  | ABCD | node_8102201_200890754 | node_8102201_200890755 | 258.278 | bal_3P_1/0AC | 8102201 | no | no |  |  | no |  |  | 0 | 0 | 0 | 0
oh_line_8102201_200890756 |  | ABCD | node_8102201_200890755 | node_8102201_200890756 | 313.248 | bal_3P_1/0AC | 8102201 | no | no |  |  | no |  |  | 0 | 0 | 0 | 0
oh_line_8102201_200890757 |  | ABCD | node_8102201_200890756 | node_8102201_200890757 | 325.155 | bal_3P_1/0AC | 8102201 | no | no |  |  | no |  |  | 0 | 0 | 0 | 0
oh_line_8102201_200890758 |  | ABCD | node_8102201_200890757 | node_8102201_200890758 | 348.383 | bal_3P_1/0AC | 8102201 | no | no |  |  | no |  |  | 0 | 0 | 0 | 0
oh_line_8102201_200890759 |  | ABCD | node_8102201_200890758 | node_8102201_200890759 | 277.667 | bal_3P_1/0AC | 8102201 | no | no |  |  | no |  |  | 0 | 0 | 0 | 0
oh_line_8102201_200890760 |  | ABCD | node_8102201_200890759 | node_8102201_200890760 | 188.736 | bal_3P_1/0AC | 8102201 | no | no |  |  | no |  |  | 0 | 0 | 0 | 0
oh_line_8102201_200890761 |  | ABCD | node_8102201_200890760 | node_8102201_200890761 | 207.911 | bal_3P_1/0AC | 8102201 | no | no |  |  | no |  |  | 0 | 0 | 0 | 0
oh_line_8102201_200890762 |  | ABCD | node_8102201_200890761 | node_8102201_200890762 | 213.328 | bal_3P_1/0AC | 8102201 | no | no |  |  | no |  |  | 0 | 0 | 0 | 0
oh_line_8102201_200890763 |  | ABCD | node_8102201_200890762 | node_8102201_200890763 | 215.341 | bal_3P_1/0AC | 8102201 | no | no |  |  | no |  |  | 0 | 0 | 0 | 0
oh_line_8102201_200890764 |  | ABCD | node_8102201_200890763 | node_8102201_200890764 | 201.735 | bal_3P_1/0AC | 8102201 | no | no |  |  | no |  |  | 0 | 0 | 0 | 0
oh_line_8102201_200890765 |  | ABCD | node_8102201_200890764 | node_8102201_200890765 | 186.527 | bal_3P_1/0AC | 8102201 | no | no |  |  | no |  |  | 0 | 0 | 0 | 0
oh_line_8102201_200890766 |  | ABCD | node_8102201_200890765 | node_8102201_200890766 | 198.733 | bal_3P_1/0AC | 8102201 | no | no |  |  | no |  |  | 0 | 0 | 0 | 0
oh_line_8102201_200890767 |  | ABCD | node_8102201_200890766 | node_8102201_200890767 | 205.869 | bal_3P_1/0AC | 8102201 | no | no |  |  | no |  |  | 0 | 0 | 0 | 0
oh_line_8102201_200890768 |  | ABCD | node_8102201_200890767 | node_8102201_200890768 | 218.638 | bal_3P_1/0AC | 8102201 | no | no |  |  | no |  |  | 0 | 0 | 0 | 0
oh_line_8102201_200890769 |  | ABCD | node_8102201_200890768 | node_8102201_200890769 | 184.523 | bal_3P_1/0AC | 8102201 | no | no |  |  | no |  |  | 0 | 0 | 0 | 0
oh_line_8102201_200890770 |  | ABCD | node_8102201_200892057 | node_8102201_200890770 | 229.06 | bal_3P_1/0AC | 8102201 | no | no |  |  | no |  |  | 0 | 0 | 0 | 0
oh_line_8102201_200890771 |  | ABCD | node_8102201_200890770 | node_8102201_200890771 | 183.068 | bal_3P_1/0AC | 8102201 | no | no |  |  | no |  |  | 0 | 0 | 0 | 0
oh_line_8102201_200890773 |  | ABCD | node_8102201_200890771 | node_8102201_200890773 | 200.039 | bal_3P_1/0AC | 8102201 | no | no |  |  | no |  |  | 0 | 0 | 0 | 0
oh_line_8102201_200890775 |  | ABCD | node_8102201_200890773 | node_8102201_200890775 | 169.569 | bal_3P_1/0AC | 8102201 | no | no |  |  | no |  |  | 0 | 0 | 0 | 0
oh_line_8102201_200890776 |  | ABCD | node_8102201_200890775 | node_intto1_8102201_200890776 | 146.531 | bal_3P_1/0AC | 8102201 | no | no |  |  | no |  |  | 0 | 0 | 0 | 0
oh_line_8102201_200890779 |  | ABCD | node_8102201_200890776 | node_8102201_200890779 | 198.039 | bal_3P_1/0AC | 8102201 | no | no |  |  | no |  |  | 0 | 0 | 0 | 0
oh_line_8102201_200890780 |  | ABCD | node_8102201_200890779 | node_8102201_200890780 | 130.081 | bal_3P_1/0AC | 8102201 | no | no |  |  | no |  |  | 0 | 0 | 0 | 0
oh_line_8102201_200890782 |  | ABCD | node_8102201_200890780 | node_8102201_200890782 | 188.634 | bal_3P_1/0AC | 8102201 | no | no |  |  | no |  |  | 0 | 0 | 0 | 0
oh_line_8102201_200890784 |  | ABCD | node_8102201_200890782 | node_8102201_200890784 | 204.046 | bal_3P_1/0AC | 8102201 | no | no |  |  | no |  |  | 0 | 0 | 0 | 0
oh_line_8102201_200890785 |  | ABCD | node_8102201_200890784 | node_8102201_200890785 | 209.404 | bal_3P_1/0AC | 8102201 | no | no |  |  | no |  |  | 0 | 0 | 0 | 0
oh_line_8102201_200890786 |  | ABCD | node_8102201_200890785 | node_8102201_200890786 | 213.991 | bal_3P_1/0AC | 8102201 | no | no |  |  | no |  |  | 0 | 0 | 0 | 0
oh_line_8102201_200890787 |  | ABCD | node_8102201_200890786 | node_intto1_8102201_200890787 | 258.988 | bal_3P_1/0AC | 8102201 | no | no |  |  | no |  |  | 0 | 0 | 0 | 0
oh_line_8102201_200890788 |  | ABCD | node_8102201_200890787 | node_8102201_200890788 | 262.745 | bal_3P_1/0AC | 8102201 | no | no |  |  | no |  |  | 0 | 0 | 0 | 0
oh_line_8102201_200890789 |  | ABCD | node_8102201_200890791 | node_8102201_200890789 | 250.744 | bal_3P_1/0AC | 8102201 | no | no |  |  | no |  |  | 0 | 0 | 0 | 0
oh_line_8102201_200890790 |  | AD | node_8102201_200890789 | node_8102201_200890790 | 94.912 | bal_1P_1/0AA | 8102201 | no | no |  |  | no |  |  | 0 | 0 | 0 | 0
oh_line_8102201_200890791 |  | ABCD | node_8102201_201063404 | node_intto1_8102201_200890791 | 175.964 | bal_3P_4/0AL | 8102201 | no | no |  |  | no |  |  | 0 | 0 | 0 | 0
oh_line_8102201_200890793 |  | ABCD | node_8102201_200890791 | node_8102201_200890793 | 212.694 | bal_3P_4/0AC | 8102201 | no | no |  |  | no |  |  | 0 | 0 | 0 | 0
oh_line_8102201_200890794 |  | ABCD | node_8102201_200890793 | node_8102201_200890794 | 261.442 | bal_3P_4/0AC | 8102201 | no | no |  |  | no |  |  | 0 | 0 | 0 | 0
oh_line_8102201_200890795 |  | ABCD | node_8102201_200890794 | node_8102201_200890795 | 252.439 | bal_3P_4/0AC | 8102201 | no | no |  |  | no |  |  | 0 | 0 | 0 | 0
oh_line_8102201_200890797 |  | ABCD | node_8102201_200890795 | node_8102201_200890797 | 170.068 | bal_3P_4/0AL | 8102201 | no | no |  |  | no |  |  | 0 | 0 | 0 | 0
oh_line_8102201_200890799 |  | ABCD | node_8102201_200890797 | node_8102201_200890799 | 207.951 | bal_3P_4/0AL | 8102201 | no | no |  |  | no |  |  | 0 | 0 | 0 | 0
oh_line_8102201_200890800 |  | AD | node_8102201_200890753 | node_8102201_200890800 | 177.517 | bal_1P_1/0AA | 8102201 | no | no |  |  | no |  |  | 0 | 0 | 0 | 0
oh_line_8102201_200890801 |  | AD | node_8102201_200890755 | node_8102201_200890801 | 227.424 | bal_1P_1/0AA | 8102201 | no | no |  |  | no |  |  | 0 | 0 | 0 | 0
oh_line_8102201_200890802 |  | AD | node_8102201_200890756 | node_8102201_200890802 | 163.96 | bal_1P_2AC | 8102201 | no | no |  |  | no |  |  | 0 | 0 | 0 | 0
oh_line_8102201_200890804 |  | AD | node_8102201_200890760 | node_8102201_200890804 | 159.181 | bal_1P_1/0AA | 8102201 | no | no |  |  | no |  |  | 0 | 0 | 0 | 0
oh_line_8102201_200890807 |  | AD | node_8102201_200890766 | node_intto1_8102201_200890807 | 388.408 | bal_1P_2AC | 8102201 | no | no |  |  | no |  |  | 0 | 0 | 0 | 0
oh_line_8102201_200890808 |  | AD | node_8102201_200890746 | node_8102201_200890808 | 188.813 | bal_1P_2AC | 8102201 | no | no |  |  | no |  |  | 0 | 0 | 0 | 0
oh_line_8102201_200890809 |  | AD | node_8102201_200890808 | node_8102201_200890809 | 254.271 | bal_1P_2AC | 8102201 | no | no |  |  | no |  |  | 0 | 0 | 0 | 0
oh_line_8102201_200890811 |  | ABCD | node_8102201_200890769 | node_8102201_200890811 | 143.194 | bal_3P_1/0AA | 8102201 | no | no |  |  | no |  |  | 0 | 0 | 0 | 0
oh_line_8102201_200890812 |  | AD | node_8102201_200890769 | node_intto1_8102201_200890812 | 248.823 | bal_1P_1/0AC | 8102201 | no | no |  |  | no |  |  | 0 | 0 | 0 | 0
oh_line_8102201_200890814 |  | AD | node_8102201_200890812 | node_8102201_200890814 | 266.153 | bal_1P_1/0AC | 8102201 | no | no |  |  | no |  |  | 0 | 0 | 0 | 0
oh_line_8102201_200890816 |  | AD | node_8102201_200890814 | node_8102201_200890816 | 213.441 | bal_1P_1/0AC | 8102201 | no | no |  |  | no |  |  | 0 | 0 | 0 | 0
oh_line_8102201_200890817 |  | AD | node_8102201_200890816 | node_8102201_200890817 | 182.219 | bal_1P_1/0AC | 8102201 | no | no |  |  | no |  |  | 0 | 0 | 0 | 0
oh_line_8102201_200890820 |  | AD | node_8102201_200890817 | node_8102201_200890820 | 238.342 | bal_1P_1/0AC | 8102201 | no | no |  |  | no |  |  | 0 | 0 | 0 | 0
oh_line_8102201_200890823 |  | AD | node_8102201_200890820 | node_8102201_200890823 | 232.962 | bal_1P_1/0AC | 8102201 | no | no |  |  | no |  |  | 0 | 0 | 0 | 0
oh_line_8102201_200890824 |  | AD | node_8102201_200890823 | node_8102201_200890824 | 154.905 | bal_1P_1/0AC | 8102201 | no | no |  |  | no |  |  | 0 | 0 | 0 | 0
oh_line_8102201_200890825 |  | AD | node_8102201_200890824 | node_8102201_200890825 | 220.449 | bal_1P_1/0AC | 8102201 | no | no |  |  | no |  |  | 0 | 0 | 0 | 0
oh_line_8102201_200890826 |  | AD | node_8102201_200890825 | node_8102201_200890826 | 274.837 | bal_1P_1/0AC | 8102201 | no | no |  |  | no |  |  | 0 | 0 | 0 | 0
oh_line_8102201_200890827 |  | AD | node_8102201_200890826 | node_8102201_200890827 | 245.235 | bal_1P_1/0AC | 8102201 | no | no |  |  | no |  |  | 0 | 0 | 0 | 0
oh_line_8102201_200890828 |  | AD | node_8102201_200890827 | node_8102201_200890828 | 240.241 | bal_1P_1/0AC | 8102201 | no | no |  |  | no |  |  | 0 | 0 | 0 | 0
oh_line_8102201_200890829 |  | AD | node_8102201_200890828 | node_8102201_200890829 | 251.695 | bal_1P_1/0AC | 8102201 | no | no |  |  | no |  |  | 0 | 0 | 0 | 0
oh_line_8102201_200890830 |  | AD | node_8102201_200890829 | node_8102201_200890830 | 260.164 | bal_1P_1/0AC | 8102201 | no | no |  |  | no |  |  | 0 | 0 | 0 | 0
oh_line_8102201_200890832-1 |  | AD | node_1321895_63_15353702_333 | node_8102201_200890832 | 20.12 | bal_1P_1/0AC | 8102201 | no | no |  |  | no |  |  | 0 | 0 | 0 | 0
oh_line_8102201_200890832-2 |  | AD | node_8102201_200890830 | node_1321895_63_15353702_333 | 199.314 | bal_1P_1/0AC | 8102201 | no | no |  |  | no |  |  | 0 | 0 | 0 | 0
oh_line_8102201_200890833 |  | AD | node_8102201_200890832 | node_8102201_200890833 | 221.69 | bal_1P_1/0AC | 8102201 | no | no |  |  | no |  |  | 0 | 0 | 0 | 0
oh_line_8102201_200890835 |  | AD | node_8102201_200890833 | node_8102201_200890835 | 177.154 | bal_1P_1/0AC | 8102201 | no | no |  |  | no |  |  | 0 | 0 | 0 | 0
oh_line_8102201_200890836 |  | AD | node_8102201_200890835 | node_8102201_200890836 | 261.513 | bal_1P_1/0AC | 8102201 | no | no |  |  | no |  |  | 0 | 0 | 0 | 0
oh_line_8102201_200890837 |  | AD | node_8102201_200890836 | node_8102201_200890837 | 133.849 | bal_1P_1/0AC | 8102201 | no | no |  |  | no |  |  | 0 | 0 | 0 | 0
oh_line_8102201_200890838 |  | AD | node_8102201_200890837 | node_8102201_200890838 | 137.783 | bal_1P_1/0AC | 8102201 | no | no |  |  | no |  |  | 0 | 0 | 0 | 0
oh_line_8102201_200890839 |  | AD | node_8102201_200890838 | node_8102201_200890839 | 179.967 | bal_1P_1/0AA | 8102201 | no | no |  |  | no |  |  | 0 | 0 | 0 | 0
oh_line_8102201_200890840 |  | AD | node_8102201_200890836 | node_8102201_200890840 | 211.869 | bal_1P_1/0AC | 8102201 | no | no |  |  | no |  |  | 0 | 0 | 0 | 0
oh_line_8102201_200890841 |  | AD | node_8102201_200890840 | node_8102201_200890841 | 112.273 | bal_1P_1/0AA | 8102201 | no | no |  |  | no |  |  | 0 | 0 | 0 | 0
oh_line_8102201_200890842 |  | AD | node_8102201_200890840 | node_8102201_200890842 | 257.562 | bal_1P_1/0AC | 8102201 | no | no |  |  | no |  |  | 0 | 0 | 0 | 0
oh_line_8102201_200890844 |  | AD | node_8102201_200890842 | node_8102201_200890844 | 261.224 | bal_1P_1/0AC | 8102201 | no | no |  |  | no |  |  | 0 | 0 | 0 | 0
oh_line_8102201_200890846 |  | AD | node_8102201_200890844 | node_8102201_200890846 | 259.974 | bal_1P_1/0AC | 8102201 | no | no |  |  | no |  |  | 0 | 0 | 0 | 0
oh_line_8102201_200890847 |  | AD | node_8102201_200890846 | node_8102201_200890847 | 304.127 | bal_1P_1/0AC | 8102201 | no | no |  |  | no |  |  | 0 | 0 | 0 | 0
oh_line_8102201_200890848 |  | AD | node_8102201_200890846 | node_8102201_200890848 | 103.06 | bal_1P_1/0AC | 8102201 | no | no |  |  | no |  |  | 0 | 0 | 0 | 0
oh_line_8102201_200890849 |  | AD | node_8102201_200890848 | node_8102201_200890849 | 216.664 | bal_1P_2AC | 8102201 | no | no |  |  | no |  |  | 0 | 0 | 0 | 0
oh_line_8102201_200890850 |  | AD | node_8102201_200890848 | node_8102201_200890850 | 168.169 | bal_1P_1/0AC | 8102201 | no | no |  |  | no |  |  | 0 | 0 | 0 | 0
oh_line_8102201_200890852 |  | AD | node_8102201_200890850 | node_intto1_8102201_200890852 | 249.509 | bal_1P_1/0AC | 8102201 | no | no |  |  | no |  |  | 0 | 0 | 0 | 0
oh_line_8102201_200890853 |  | AD | node_8102201_200890852 | node_8102201_200890853 | 223.777 | bal_1P_1/0AC | 8102201 | no | no |  |  | no |  |  | 0 | 0 | 0 | 0
oh_line_8102201_200890854 |  | AD | node_8102201_200890853 | node_8102201_200890854 | 272.523 | bal_1P_1/0AC | 8102201 | no | no |  |  | no |  |  | 0 | 0 | 0 | 0
oh_line_8102201_200890855 |  | AD | node_8102201_200890854 | node_8102201_200890855 | 198.204 | bal_1P_1/0AC | 8102201 | no | no |  |  | no |  |  | 0 | 0 | 0 | 0
oh_line_8102201_200890856 |  | AD | node_8102201_200890855 | node_8102201_200890856 | 217.699 | bal_1P_1/0AC | 8102201 | no | no |  |  | no |  |  | 0 | 0 | 0 | 0
oh_line_8102201_200890857 |  | AD | node_8102201_200890856 | node_8102201_200890857 | 278.037 | bal_1P_2AC | 8102201 | no | no |  |  | no |  |  | 0 | 0 | 0 | 0
oh_line_8102201_200890861 |  | AD | node_8102201_200892168 | node_8102201_200890861 | 159.022 | bal_1P_4/0AC | 8102201 | no | no |  |  | no |  |  | 0 | 0 | 0 | 0
oh_line_8102201_200890862 |  | AD | node_8102201_200890861 | node_8102201_200890862 | 136.536 | bal_1P_4/0AC | 8102201 | no | no |  |  | no |  |  | 0 | 0 | 0 | 0
oh_line_8102201_200890863 |  | AD | node_8102201_200890862 | node_8102201_200890863 | 189.324 | bal_1P_2AC | 8102201 | no | no |  |  | no |  |  | 0 | 0 | 0 | 0
oh_line_8102201_200890864 |  | AD | node_8102201_200890863 | node_8102201_200890864 | 107.844 | bal_1P_2AC | 8102201 | no | no |  |  | no |  |  | 0 | 0 | 0 | 0
oh_line_8102201_200890865 |  | AD | node_8102201_200890864 | node_8102201_200890865 | 223.582 | bal_1P_2AC | 8102201 | no | no |  |  | no |  |  | 0 | 0 | 0 | 0
oh_line_8102201_200890866 |  | AD | node_8102201_200890865 | node_8102201_200890866 | 149.07 | bal_1P_2AC | 8102201 | no | no |  |  | no |  |  | 0 | 0 | 0 | 0
oh_line_8102201_200890867 |  | AD | node_8102201_200890866 | node_8102201_200890867 | 209.913 | bal_1P_2AC | 8102201 | no | no |  |  | no |  |  | 0 | 0 | 0 | 0
oh_line_8102201_200890868 |  | AD | node_8102201_200890867 | node_8102201_200890868 | 226.848 | bal_1P_2AC | 8102201 | no | no |  |  | no |  |  | 0 | 0 | 0 | 0
oh_line_8102201_200890869 |  | AD | node_8102201_200890868 | node_8102201_200890869 | 211.482 | bal_1P_2AC | 8102201 | no | no |  |  | no |  |  | 0 | 0 | 0 | 0
oh_line_8102201_200890870 |  | AD | node_8102201_200890869 | node_8102201_200890870 | 241.581 | bal_1P_2AC | 8102201 | no | no |  |  | no |  |  | 0 | 0 | 0 | 0
oh_line_8102201_200890871 |  | AD | node_8102201_200890870 | node_8102201_200890871 | 232.584 | bal_1P_2AC | 8102201 | no | no |  |  | no |  |  | 0 | 0 | 0 | 0
oh_line_8102201_200890872 |  | AD | node_8102201_200890871 | node_8102201_200890872 | 227.247 | bal_1P_2AC | 8102201 | no | no |  |  | no |  |  | 0 | 0 | 0 | 0
oh_line_8102201_200890873 |  | AD | node_8102201_200890872 | node_8102201_200890873 | 218.541 | bal_1P_2AC | 8102201 | no | no |  |  | no |  |  | 0 | 0 | 0 | 0
oh_line_8102201_200890874 |  | AD | node_8102201_200890873 | node_8102201_200890874 | 207.336 | bal_1P_4CU | 8102201 | no | no |  |  | no |  |  | 0 | 0 | 0 | 0
oh_line_8102201_200890875 |  | AD | node_8102201_200890874 | node_8102201_200890875 | 198.716 | bal_1P_4CU | 8102201 | no | no |  |  | no |  |  | 0 | 0 | 0 | 0
oh_line_8102201_200890878 |  | AD | node_8102201_200890875 | node_8102201_200890878 | 324.739 | bal_1P_4CU | 8102201 | no | no |  |  | no |  |  | 0 | 0 | 0 | 0
oh_line_8102201_200890879-1 |  | AD | node_1323961_995_15338510_1 | node_8102201_200890879 | 314.366 | bal_1P_4CU | 8102201 | no | no |  |  | no |  |  | 0 | 0 | 0 | 0
oh_line_8102201_200890879-2 |  | AD | node_8102201_200890878 | node_1323961_995_15338510_1 | 12.257 | bal_1P_4CU | 8102201 | no | no |  |  | no |  |  | 0 | 0 | 0 | 0
oh_line_8102201_200890881 |  | AD | node_8102201_200890879 | node_8102201_200890881 | 74.496 | bal_1P_1/0AA | 8102201 | no | no |  |  | no |  |  | 0 | 0 | 0 | 0
oh_line_8102201_200890882 |  | AD | node_8102201_200890881 | node_8102201_200890882 | 251.865 | bal_1P_1/0AA | 8102201 | no | no |  |  | no |  |  | 0 | 0 | 0 | 0
oh_line_8102201_200890883 |  | AD | node_8102201_200890879 | node_8102201_200890883 | 491.777 | bal_1P_4CU | 8102201 | no | no |  |  | no |  |  | 0 | 0 | 0 | 0
oh_line_8102201_200890884 |  | AD | node_8102201_200890883 | node_8102201_200890884 | 508.237 | bal_1P_4CU | 8102201 | no | no |  |  | no |  |  | 0 | 0 | 0 | 0
oh_line_8102201_200890885 |  | AD | node_8102201_200890884 | node_8102201_200890885 | 551.606 | bal_1P_4CU | 8102201 | no | no |  |  | no |  |  | 0 | 0 | 0 | 0
oh_line_8102201_200890886 |  | AD | node_8102201_200890885 | node_8102201_200890886 | 355.045 | bal_1P_4CU | 8102201 | no | no |  |  | no |  |  | 0 | 0 | 0 | 0
oh_line_8102201_200890887 |  | AD | node_8102201_200890886 | node_8102201_200890887 | 351.323 | bal_1P_4CU | 8102201 | no | no |  |  | no |  |  | 0 | 0 | 0 | 0
oh_line_8102201_200890888 |  | AD | node_8102201_200890887 | node_8102201_200890888 | 107.25 | bal_1P_2AC | 8102201 | no | no |  |  | no |  |  | 0 | 0 | 0 | 0
oh_line_8102201_200890889 |  | AD | node_8102201_200890888 | node_8102201_200890889 | 245.352 | bal_1P_2AC | 8102201 | no | no |  |  | no |  |  | 0 | 0 | 0 | 0
oh_line_8102201_200890890 |  | AD | node_8102201_200890887 | node_8102201_200890890 | 486.032 | bal_1P_4CU | 8102201 | no | no |  |  | no |  |  | 0 | 0 | 0 | 0
oh_line_8102201_200890891 |  | AD | node_8102201_200890890 | node_intto1_8102201_200890891 | 190.919 | bal_1P_4CU | 8102201 | no | no |  |  | no |  |  | 0 | 0 | 0 | 0
oh_line_8102201_200890892 |  | AD | node_8102201_200890891 | node_intto1_8102201_200890892 | 299.138 | bal_1P_1/0AA | 8102201 | no | no |  |  | no |  |  | 0 | 0 | 0 | 0
oh_line_8102201_200890893 |  | AD | node_8102201_200890892 | node_8102201_200890893 | 313.618 | bal_1P_1/0AA | 8102201 | no | no |  |  | no |  |  | 0 | 0 | 0 | 0
oh_line_8102201_200890894 |  | AD | node_8102201_200890891 | node_8102201_200890894 | 222.793 | bal_1P_4CU | 8102201 | no | no |  |  | no |  |  | 0 | 0 | 0 | 0
oh_line_8102201_200890896 |  | AD | node_8102201_200890894 | node_8102201_200890896 | 251.71 | bal_1P_4CU | 8102201 | no | no |  |  | no |  |  | 0 | 0 | 0 | 0
oh_line_8102201_200890897 |  | AD | node_8102201_200890896 | node_intto1_8102201_200890897 | 127.302 | bal_1P_1/0AA | 8102201 | no | no |  |  | no |  |  | 0 | 0 | 0 | 0
oh_line_8102201_200890898 |  | AD | node_8102201_200890897 | node_8102201_200890898 | 348.882 | bal_1P_1/0AA | 8102201 | no | no |  |  | no |  |  | 0 | 0 | 0 | 0
oh_line_8102201_200890899 |  | AD | node_8102201_200890898 | node_8102201_200890899 | 359 | bal_1P_1/0AA | 8102201 | no | no |  |  | no |  |  | 0 | 0 | 0 | 0
oh_line_8102201_200890900 |  | AD | node_8102201_200890896 | node_8102201_200890900 | 262.95 | bal_1P_4CU | 8102201 | no | no |  |  | no |  |  | 0 | 0 | 0 | 0
oh_line_8102201_200890902 |  | AD | node_8102201_200890900 | node_8102201_200890902 | 401.541 | bal_1P_4CU | 8102201 | no | no |  |  | no |  |  | 0 | 0 | 0 | 0
oh_line_8102201_200890903 |  | AD | node_8102201_200890902 | node_8102201_200890903 | 44.895 | bal_1P_1/0AA | 8102201 | no | no |  |  | no |  |  | 0 | 0 | 0 | 0
oh_line_8102201_200890904 |  | AD | node_8102201_200890902 | node_8102201_200890904 | 212.358 | bal_1P_4CU | 8102201 | no | no |  |  | no |  |  | 0 | 0 | 0 | 0
oh_line_8102201_200890905 |  | AD | node_8102201_200890904 | node_intto1_8102201_200890905 | 225.707 | bal_1P_4CU | 8102201 | no | no |  |  | no |  |  | 0 | 0 | 0 | 0
oh_line_8102201_200890906 |  | AD | node_8102201_200890905 | node_8102201_200890906 | 188.079 | bal_1P_4CU | 8102201 | no | no |  |  | no |  |  | 0 | 0 | 0 | 0
oh_line_8102201_200890907 |  | AD | node_8102201_200890906 | node_8102201_200890907 | 186.906 | bal_1P_4CU | 8102201 | no | no |  |  | no |  |  | 0 | 0 | 0 | 0
oh_line_8102201_200890908 |  | AD | node_8102201_200890907 | node_8102201_200890908 | 261.46 | bal_1P_4CU | 8102201 | no | no |  |  | no |  |  | 0 | 0 | 0 | 0
oh_line_8102201_200890909 |  | AD | node_8102201_200890908 | node_intto1_8102201_200890909 | 387.192 | bal_1P_1/0AA | 8102201 | no | no |  |  | no |  |  | 0 | 0 | 0 | 0
oh_line_8102201_200890910 |  | AD | node_8102201_200890909 | node_8102201_200890910 | 289.448 | bal_1P_1/0AA | 8102201 | no | no |  |  | no |  |  | 0 | 0 | 0 | 0
oh_line_8102201_200890911 |  | AD | node_8102201_200890908 | node_8102201_200890911 | 249.969 | bal_1P_4CU | 8102201 | no | no |  |  | no |  |  | 0 | 0 | 0 | 0
oh_line_8102201_200890912 |  | AD | node_8102201_200890911 | node_8102201_200890912 | 251.537 | bal_1P_4CU | 8102201 | no | no |  |  | no |  |  | 0 | 0 | 0 | 0
oh_line_8102201_200890913 |  | AD | node_8102201_200890912 | node_8102201_200890913 | 545.736 | bal_1P_4CU | 8102201 | no | no |  |  | no |  |  | 0 | 0 | 0 | 0
oh_line_8102201_200890916 |  | AD | node_8102201_200890913 | node_1330915_967_15339439_039 | 582.286 | bal_1P_4CU | 8102201 | no | no |  |  | no |  |  | 0 | 0 | 0 | 0
oh_line_8102201_200890917 |  | AD | node_1330915_967_15339439_039 | node_8102201_200890917 | 200.831 | bal_1P_1/0AA | 8102201 | no | no |  |  | no |  |  | 0 | 0 | 0 | 0
oh_line_8102201_200890918 |  | AD | node_8102201_200890917 | node_8102201_200890918 | 202.425 | bal_1P_1/0AA | 8102201 | no | no |  |  | no |  |  | 0 | 0 | 0 | 0
oh_line_8102201_200890920 |  | AD | node_1330915_967_15339439_039 | node_8102201_200890920 | 309.078 | bal_1P_4CU | 8102201 | no | no |  |  | no |  |  | 0 | 0 | 0 | 0
oh_line_8102201_200890922 |  | AD | node_8102201_200890920 | node_8102201_200890922 | 205.566 | bal_1P_4CU | 8102201 | no | no |  |  | no |  |  | 0 | 0 | 0 | 0
oh_line_8102201_200890923 |  | AD | node_8102201_200890922 | node_intto1_8102201_200890923 | 52.779 | bal_1P_1/0AA | 8102201 | no | no |  |  | no |  |  | 0 | 0 | 0 | 0
oh_line_8102201_200890924 |  | AD | node_8102201_200890923 | node_8102201_200890924 | 329.13 | bal_1P_1/0AA | 8102201 | no | no |  |  | no |  |  | 0 | 0 | 0 | 0
oh_line_8102201_200890925 |  | AD | node_8102201_200890924 | node_8102201_200890925 | 322.851 | bal_1P_1/0AA | 8102201 | no | no |  |  | no |  |  | 0 | 0 | 0 | 0
oh_line_8102201_200890926 |  | AD | node_8102201_200890925 | node_8102201_200890926 | 311.448 | bal_1P_1/0AA | 8102201 | no | no |  |  | no |  |  | 0 | 0 | 0 | 0
oh_line_8102201_200890927 |  | AD | node_8102201_200890922 | node_8102201_200890927 | 209.935 | bal_1P_4CU | 8102201 | no | no |  |  | no |  |  | 0 | 0 | 0 | 0
oh_line_8102201_200890929 |  | AD | node_8102201_200890927 | node_8102201_200890929 | 517.12 | bal_1P_3-104CW | 8102201 | no | no |  |  | no |  |  | 0 | 0 | 0 | 0
oh_line_8102201_200890930 |  | AD | node_8102201_200890929 | node_8102201_200890930 | 153.507 | bal_1P_1/0AC | 8102201 | no | no |  |  | no |  |  | 0 | 0 | 0 | 0
oh_line_8102201_200890931 |  | AD | node_8102201_200890930 | node_8102201_200890931 | 368.354 | bal_1P_1/0AC | 8102201 | no | no |  |  | no |  |  | 0 | 0 | 0 | 0
oh_line_8102201_200890933 |  | AD | node_8102201_200890929 | node_8102201_200890933 | 265.665 | bal_1P_3-104CW | 8102201 | no | no |  |  | no |  |  | 0 | 0 | 0 | 0
oh_line_8102201_200890934 |  | AD | node_8102201_200890933 | node_8102201_200890934 | 504.502 | bal_1P_3-104CW | 8102201 | no | no |  |  | no |  |  | 0 | 0 | 0 | 0
oh_line_8102201_200890935 |  | AD | node_8102201_200890934 | node_8102201_200890935 | 319.712 | bal_1P_2AC | 8102201 | no | no |  |  | no |  |  | 0 | 0 | 0 | 0
oh_line_8102201_200890936 |  | AD | node_8102201_200890935 | node_8102201_200890936 | 153.492 | bal_1P_2AC | 8102201 | no | no |  |  | no |  |  | 0 | 0 | 0 | 0
oh_line_8102201_200890937 |  | AD | node_8102201_200890934 | node_8102201_200890937 | 230.384 | bal_1P_4AC | 8102201 | no | no |  |  | no |  |  | 0 | 0 | 0 | 0
oh_line_8102201_200890938 |  | AD | node_8102201_200890934 | node_8102201_200890938 | 381.877 | bal_1P_3-104CW | 8102201 | no | no |  |  | no |  |  | 0 | 0 | 0 | 0
oh_line_8102201_200890939 |  | AD | node_8102201_312012842 | node_8102201_200890939 | 461.889 | bal_1P_3-104CW | 8102201 | no | no |  |  | no |  |  | 0 | 0 | 0 | 0
oh_line_8102201_200890940 |  | AD | node_8102201_200890939 | node_intto1_8102201_200890940 | 133.934 | bal_1P_3-104CW | 8102201 | no | no |  |  | no |  |  | 0 | 0 | 0 | 0
oh_line_8102201_200890942 |  | AD | node_8102201_200890940 | node_8102201_200890942 | 386.558 | bal_1P_3-104CW | 8102201 | no | no |  |  | no |  |  | 0 | 0 | 0 | 0
oh_line_8102201_200890943 |  | AD | node_8102201_200890942 | node_8102201_200890943 | 499.514 | bal_1P_3-104CW | 8102201 | no | no |  |  | no |  |  | 0 | 0 | 0 | 0
oh_line_8102201_200890944 |  | AD | node_8102201_200890943 | node_8102201_200890944 | 385.386 | bal_1P_3-104CW | 8102201 | no | no |  |  | no |  |  | 0 | 0 | 0 | 0
oh_line_8102201_200890945 |  | AD | node_8102201_200890944 | node_8102201_200890945 | 229.685 | bal_1P_2AC | 8102201 | no | no |  |  | no |  |  | 0 | 0 | 0 | 0
oh_line_8102201_200890946 |  | AD | node_8102201_200890944 | node_8102201_200890946 | 399.27 | bal_1P_3-104CW | 8102201 | no | no |  |  | no |  |  | 0 | 0 | 0 | 0
oh_line_8102201_200890947 |  | AD | node_8102201_200890946 | node_8102201_200890947 | 367.933 | bal_1P_3-104CW | 8102201 | no | no |  |  | no |  |  | 0 | 0 | 0 | 0
oh_line_8102201_200891019 |  | AD | node_8102201_200891129 | node_8102201_200891019 | 350.466 | bal_1P_4ACW | 8102201 | no | no |  |  | no |  |  | 0 | 0 | 0 | 0
oh_line_8102201_200891020 |  | AD | node_8102201_200891019 | node_8102201_200891020 | 383.245 | bal_1P_4ACW | 8102201 | no | no |  |  | no |  |  | 0 | 0 | 0 | 0
oh_line_8102201_200891021 |  | AD | node_8102201_200891020 | node_8102201_200891021 | 378.198 | bal_1P_4ACW | 8102201 | no | no |  |  | no |  |  | 0 | 0 | 0 | 0
oh_line_8102201_200891022 |  | AD | node_8102201_200891021 | node_8102201_200891022 | 377.685 | bal_1P_4ACW | 8102201 | no | no |  |  | no |  |  | 0 | 0 | 0 | 0
oh_line_8102201_200891023 |  | AD | node_8102201_200891022 | node_8102201_200891023 | 367.298 | bal_1P_4ACW | 8102201 | no | no |  |  | no |  |  | 0 | 0 | 0 | 0
oh_line_8102201_200891024 |  | AD | node_8102201_200891023 | node_8102201_200891024 | 352.672 | bal_1P_4ACW | 8102201 | no | no |  |  | no |  |  | 0 | 0 | 0 | 0
oh_line_8102201_200891026 |  | AD | node_8102201_200891024 | node_8102201_200891026 | 316.915 | bal_1P_4ACW | 8102201 | no | no |  |  | no |  |  | 0 | 0 | 0 | 0
oh_line_8102201_200891027 |  | AD | node_8102201_200891026 | node_8102201_200891027 | 288.246 | bal_1P_4ACW | 8102201 | no | no |  |  | no |  |  | 0 | 0 | 0 | 0
oh_line_8102201_200891029 |  | AD | node_8102201_200891027 | node_intto1_8102201_200891029 | 370.35 | bal_1P_4ACW | 8102201 | no | no |  |  | no |  |  | 0 | 0 | 0 | 0
oh_line_8102201_200891030 |  | AD | node_8102201_200891029 | node_8102201_200891030 | 411.82 | bal_1P_4ACW | 8102201 | no | no |  |  | no |  |  | 0 | 0 | 0 | 0
oh_line_8102201_200891031 |  | AD | node_8102201_200891030 | node_8102201_200891031 | 189.208 | bal_1P_1/0AA | 8102201 | no | no |  |  | no |  |  | 0 | 0 | 0 | 0
oh_line_8102201_200891032 |  | AD | node_8102201_200891030 | node_8102201_200891032 | 339.728 | bal_1P_4ACW | 8102201 | no | no |  |  | no |  |  | 0 | 0 | 0 | 0
oh_line_8102201_200891033 |  | AD | node_8102201_200891032 | node_8102201_200891033 | 317.367 | bal_1P_4ACW | 8102201 | no | no |  |  | no |  |  | 0 | 0 | 0 | 0
oh_line_8102201_200891034 |  | AD | node_8102201_200891033 | node_8102201_200891034 | 289.821 | bal_1P_4ACW | 8102201 | no | no |  |  | no |  |  | 0 | 0 | 0 | 0
oh_line_8102201_200891035 |  | AD | node_8102201_200891034 | node_8102201_200891035 | 291.175 | bal_1P_2AC | 8102201 | no | no |  |  | no |  |  | 0 | 0 | 0 | 0
oh_line_8102201_200891036 |  | AD | node_8102201_200891035 | node_8102201_200891036 | 286.03 | bal_1P_1/0AC | 8102201 | no | no |  |  | no |  |  | 0 | 0 | 0 | 0
oh_line_8102201_200891037 |  | AN | node_8102201_200891036 | node_8102201_200891037 | 85.811 | bal_1P_DELTACUST | 8102201 | no | no |  |  | no |  |  | 0 | 0 | 0 | 0
oh_line_8102201_200891038 |  | AD | node_8102201_200891036 | node_8102201_200891038 | 303.17 | bal_1P_1/0AC | 8102201 | no | no |  |  | no |  |  | 0 | 0 | 0 | 0
oh_line_8102201_200891039 |  | AD | node_8102201_200891038 | node_8102201_200891039 | 302.742 | bal_1P_1/0AC | 8102201 | no | no |  |  | no |  |  | 0 | 0 | 0 | 0
oh_line_8102201_200891040 |  | AD | node_8102201_200891039 | node_8102201_200891040 | 200.146 | bal_1P_4/0AC | 8102201 | no | no |  |  | no |  |  | 0 | 0 | 0 | 0
oh_line_8102201_200891042 |  | AD | node_8102201_200891040 | node_8102201_200891042 | 207.077 | bal_1P_4/0AC | 8102201 | no | no |  |  | no |  |  | 0 | 0 | 0 | 0
oh_line_8102201_200891043 |  | AD | node_8102201_200891042 | node_8102201_200891043 | 271.093 | bal_1P_4/0AC | 8102201 | no | no |  |  | no |  |  | 0 | 0 | 0 | 0
oh_line_8102201_200891044 |  | AD | node_8102201_200891043 | node_8102201_200891044 | 300.252 | bal_1P_4/0AC | 8102201 | no | no |  |  | no |  |  | 0 | 0 | 0 | 0
oh_line_8102201_200891045 |  | AD | node_8102201_200891044 | node_8102201_200891045 | 272.011 | bal_1P_4/0AC | 8102201 | no | no |  |  | no |  |  | 0 | 0 | 0 | 0
oh_line_8102201_200891046 |  | AD | node_8102201_200891045 | node_8102201_200891046 | 301.859 | bal_1P_4/0AC | 8102201 | no | no |  |  | no |  |  | 0 | 0 | 0 | 0
oh_line_8102201_200891047 |  | AD | node_8102201_200891046 | node_8102201_200891047 | 235.64 | bal_1P_4/0AC | 8102201 | no | no |  |  | no |  |  | 0 | 0 | 0 | 0
oh_line_8102201_200891048 |  | AD | node_8102201_200891047 | node_8102201_200891048 | 303.755 | bal_1P_4/0AC | 8102201 | no | no |  |  | no |  |  | 0 | 0 | 0 | 0
oh_line_8102201_200891049 |  | AD | node_8102201_200891048 | node_8102201_200891049 | 276.851 | bal_1P_4/0AC | 8102201 | no | no |  |  | no |  |  | 0 | 0 | 0 | 0
oh_line_8102201_200891050 |  | AD | node_8102201_200891049 | node_8102201_200891050 | 294.284 | bal_1P_4/0AC | 8102201 | no | no |  |  | no |  |  | 0 | 0 | 0 | 0
oh_line_8102201_200891051 |  | AD | node_8102201_200891050 | node_8102201_200891051 | 295.66 | bal_1P_4/0AC | 8102201 | no | no |  |  | no |  |  | 0 | 0 | 0 | 0
oh_line_8102201_200891052 |  | AD | node_8102201_200891051 | node_8102201_200891052 | 300.092 | bal_1P_4/0AC | 8102201 | no | no |  |  | no |  |  | 0 | 0 | 0 | 0
oh_line_8102201_200891053 |  | AD | node_8102201_200891052 | node_8102201_200891053 | 303.409 | bal_1P_4/0AC | 8102201 | no | no |  |  | no |  |  | 0 | 0 | 0 | 0
oh_line_8102201_200891054 |  | ABCD | node_8102201_200892219 | node_8102201_200891054 | 92.927 | bal_3P_477AL | 8102201 | no | no |  |  | no |  |  | 0 | 0 | 0 | 0
oh_line_8102201_200891055 |  | ABCD | node_8102201_200891054 | node_8102201_200891055 | 102.258 | bal_3P_477AL | 8102201 | no | no |  |  | no |  |  | 0 | 0 | 0 | 0
oh_line_8102201_200891056 |  | ABCD | node_8102201_200891055 | node_8102201_200891056 | 98.344 | bal_3P_477AL | 8102201 | no | no |  |  | no |  |  | 0 | 0 | 0 | 0
oh_line_8102201_200891058 |  | ABCD | node_8102201_200891056 | node_8102201_200891058 | 178.805 | bal_3P_477AL | 8102201 | no | no |  |  | no |  |  | 0 | 0 | 0 | 0
oh_line_8102201_200891059 |  | ABCD | node_8102201_200891058 | node_8102201_200891059 | 149.079 | bal_3P_477AL | 8102201 | no | no |  |  | no |  |  | 0 | 0 | 0 | 0
oh_line_8102201_200891060 |  | ABCD | node_8102201_200891059 | node_8102201_200891060 | 164.126 | bal_3P_477AL | 8102201 | no | no |  |  | no |  |  | 0 | 0 | 0 | 0
oh_line_8102201_200891061 |  | ABCD | node_8102201_200891060 | node_8102201_200891061 | 150.226 | bal_3P_477AL | 8102201 | no | no |  |  | no |  |  | 0 | 0 | 0 | 0
oh_line_8102201_200891062 |  | ABCD | node_8102201_200891061 | node_8102201_200891062 | 163.248 | bal_3P_477AL | 8102201 | no | no |  |  | no |  |  | 0 | 0 | 0 | 0
oh_line_8102201_200891063 |  | ABCD | node_8102201_200891062 | node_8102201_200891063 | 93.541 | bal_3P_477AL | 8102201 | no | no |  |  | no |  |  | 0 | 0 | 0 | 0
oh_line_8102201_200891065 |  | ABCD | node_8102201_200891063 | node_8102201_200891065 | 169.917 | bal_3P_477AL | 8102201 | no | no |  |  | no |  |  | 0 | 0 | 0 | 0
oh_line_8102201_200891066 |  | ABCD | node_8102201_200891065 | node_8102201_200891066 | 187.503 | bal_3P_477AL | 8102201 | no | no |  |  | no |  |  | 0 | 0 | 0 | 0
oh_line_8102201_200891067 |  | ABCD | node_8102201_200891066 | node_8102201_200891067 | 117.119 | bal_3P_477AL | 8102201 | no | no |  |  | no |  |  | 0 | 0 | 0 | 0
oh_line_8102201_200891068 |  | ABCD | node_8102201_200891067 | node_8102201_200891068 | 113.773 | bal_3P_477AL | 8102201 | no | no |  |  | no |  |  | 0 | 0 | 0 | 0
oh_line_8102201_200891070 |  | AD | node_8102201_200891068 | node_8102201_200891070 | 210.957 | bal_1P_4/0AA | 8102201 | no | no |  |  | no |  |  | 0 | 0 | 0 | 0
oh_line_8102201_200891071 |  | AD | node_8102201_200891070 | node_intto1_8102201_200891071 | 196.449 | bal_1P_4/0AA | 8102201 | no | no |  |  | no |  |  | 0 | 0 | 0 | 0
oh_line_8102201_200891072 |  | AD | node_8102201_200891071 | node_8102201_200891072 | 189.976 | bal_1P_4/0AA | 8102201 | no | no |  |  | no |  |  | 0 | 0 | 0 | 0
oh_line_8102201_200891073 |  | AD | node_8102201_200891072 | node_8102201_200891073 | 187.322 | bal_1P_4/0AA | 8102201 | no | no |  |  | no |  |  | 0 | 0 | 0 | 0
oh_line_8102201_200891074 |  | AD | node_8102201_200891073 | node_intto1_8102201_200891074 | 200.903 | bal_1P_2AC | 8102201 | no | no |  |  | no |  |  | 0 | 0 | 0 | 0
oh_line_8102201_200891075 |  | AD | node_8102201_200891074 | node_8102201_200891075 | 275.159 | bal_1P_2AC | 8102201 | no | no |  |  | no |  |  | 0 | 0 | 0 | 0
oh_line_8102201_200891076 |  | AD | node_8102201_200891075 | node_8102201_200891076 | 251.735 | bal_1P_2AC | 8102201 | no | no |  |  | no |  |  | 0 | 0 | 0 | 0
oh_line_8102201_200891077 |  | AD | node_8102201_200891076 | node_8102201_200891077 | 332.612 | bal_1P_1/0AC | 8102201 | no | no |  |  | no |  |  | 0 | 0 | 0 | 0
oh_line_8102201_200891078 |  | AD | node_8102201_200891077 | node_8102201_200891078 | 234.81 | bal_1P_1/0AC | 8102201 | no | no |  |  | no |  |  | 0 | 0 | 0 | 0
oh_line_8102201_200891080 |  | AD | node_8102201_200891073 | node_8102201_200891080 | 186.528 | bal_1P_4/0AC | 8102201 | no | no |  |  | no |  |  | 0 | 0 | 0 | 0
oh_line_8102201_200891081 |  | AD | node_8102201_200891080 | node_8102201_200891081 | 192.966 | bal_1P_4/0AC | 8102201 | no | no |  |  | no |  |  | 0 | 0 | 0 | 0
oh_line_8102201_200891082 |  | AD | node_8102201_200891081 | node_8102201_200891082 | 85.735 | bal_1P_4/0AC | 8102201 | no | no |  |  | no |  |  | 0 | 0 | 0 | 0
oh_line_8102201_200891084 |  | AD | node_8102201_200891082 | node_8102201_200891084 | 155.747 | bal_1P_4/0AC | 8102201 | no | no |  |  | no |  |  | 0 | 0 | 0 | 0
oh_line_8102201_200891086 |  | AD | node_8102201_200891084 | node_intto1_8102201_200891086 | 305.811 | bal_1P_2AC | 8102201 | no | no |  |  | no |  |  | 0 | 0 | 0 | 0
oh_line_8102201_200891087 |  | AD | node_8102201_200891086 | node_8102201_200891087 | 289.253 | bal_1P_2AC | 8102201 | no | no |  |  | no |  |  | 0 | 0 | 0 | 0
oh_line_8102201_200891088 |  | AD | node_8102201_200891087 | node_8102201_200891088 | 255.565 | bal_1P_2AC | 8102201 | no | no |  |  | no |  |  | 0 | 0 | 0 | 0
oh_line_8102201_200891089 |  | AD | node_8102201_200891084 | node_8102201_200891089 | 171.764 | bal_1P_4/0AC | 8102201 | no | no |  |  | no |  |  | 0 | 0 | 0 | 0
oh_line_8102201_200891090 |  | AD | node_8102201_200891089 | node_8102201_200891090 | 163.488 | bal_1P_4/0AC | 8102201 | no | no |  |  | no |  |  | 0 | 0 | 0 | 0
oh_line_8102201_200891091 |  | AD | node_8102201_200891090 | node_8102201_200891091 | 131.059 | bal_1P_4/0AC | 8102201 | no | no |  |  | no |  |  | 0 | 0 | 0 | 0
oh_line_8102201_200891093 |  | AD | node_8102201_200891091 | node_8102201_200891093 | 153.121 | bal_1P_4/0AC | 8102201 | no | no |  |  | no |  |  | 0 | 0 | 0 | 0
oh_line_8102201_200891094 |  | AD | node_8102201_200891093 | node_8102201_200891094 | 232.344 | bal_1P_4/0AC | 8102201 | no | no |  |  | no |  |  | 0 | 0 | 0 | 0
oh_line_8102201_200891095 |  | AD | node_8102201_200891094 | node_8102201_200891095 | 163.553 | bal_1P_4/0AC | 8102201 | no | no |  |  | no |  |  | 0 | 0 | 0 | 0
oh_line_8102201_200891096 |  | AD | node_8102201_200891095 | node_8102201_200891096 | 242.098 | bal_1P_4/0AC | 8102201 | no | no |  |  | no |  |  | 0 | 0 | 0 | 0
oh_line_8102201_200891097 |  | AD | node_8102201_200891096 | node_8102201_200891097 | 239.313 | bal_1P_4/0AC | 8102201 | no | no |  |  | no |  |  | 0 | 0 | 0 | 0
oh_line_8102201_200891098 |  | AD | node_8102201_200891097 | node_8102201_200891098 | 199.225 | bal_1P_4/0AC | 8102201 | no | no |  |  | no |  |  | 0 | 0 | 0 | 0
oh_line_8102201_200891099 |  | AD | node_8102201_200891098 | node_8102201_200891099 | 301.065 | bal_1P_4/0AC | 8102201 | no | no |  |  | no |  |  | 0 | 0 | 0 | 0
oh_line_8102201_200891100 |  | AD | node_8102201_200891099 | node_8102201_200891100 | 299.753 | bal_1P_4/0AC | 8102201 | no | no |  |  | no |  |  | 0 | 0 | 0 | 0
oh_line_8102201_200891101 |  | AD | node_8102201_200891100 | node_8102201_200891101 | 185.607 | bal_1P_4/0AC | 8102201 | no | no |  |  | no |  |  | 0 | 0 | 0 | 0
oh_line_8102201_200891102 |  | AD | node_8102201_200891101 | node_8102201_200891102 | 298.824 | bal_1P_4/0AC | 8102201 | no | no |  |  | no |  |  | 0 | 0 | 0 | 0
oh_line_8102201_200891103 |  | AD | node_8102201_200891102 | node_8102201_200891103 | 205.177 | bal_1P_4/0AC | 8102201 | no | no |  |  | no |  |  | 0 | 0 | 0 | 0
oh_line_8102201_200891104 |  | AD | node_8102201_200891103 | node_8102201_200891104 | 208.134 | bal_1P_4/0AC | 8102201 | no | no |  |  | no |  |  | 0 | 0 | 0 | 0
oh_line_8102201_200891105 |  | AD | node_8102201_200891104 | node_8102201_200891105 | 241.289 | bal_1P_4/0AC | 8102201 | no | no |  |  | no |  |  | 0 | 0 | 0 | 0
oh_line_8102201_200891106 |  | AD | node_8102201_200891105 | node_8102201_200891106 | 173.976 | bal_1P_4/0AC | 8102201 | no | no |  |  | no |  |  | 0 | 0 | 0 | 0
oh_line_8102201_200891107 |  | AD | node_8102201_200891106 | node_8102201_200891107 | 263.143 | bal_1P_4/0AC | 8102201 | no | no |  |  | no |  |  | 0 | 0 | 0 | 0
oh_line_8102201_200891109 |  | AD | node_8102201_200891107 | node_intto1_8102201_200891109 | 127.196 | bal_1P_4/0AC | 8102201 | no | no |  |  | no |  |  | 0 | 0 | 0 | 0
oh_line_8102201_200891110 |  | AD | node_8102201_200891109 | node_8102201_200891110 | 137.122 | bal_1P_4/0AA | 8102201 | no | no |  |  | no |  |  | 0 | 0 | 0 | 0
oh_line_8102201_200891111-1 |  | AD | node_8102201_200891110 | node_intto1_220608327 | 4.849 | bal_1P_4/0AA | 8102201 | no | no |  |  | no |  |  | 0 | 0 | 0 | 0
oh_line_8102201_200891111-2 |  | AD | node_220608327 | node_1317041_982_15349231_639 | 179.376 | bal_1P_4/0AA | 8102201 | no | no |  |  | no |  |  | 0 | 0 | 0 | 0
oh_line_8102201_200891111-3 |  | AD | node_1317041_982_15349231_639 | node_8102201_200891111 | 6.461 | bal_1P_4/0AA | 8102201 | no | no |  |  | no |  |  | 0 | 0 | 0 | 0
oh_line_8102201_200891112 |  | AD | node_8102201_200891111 | node_8102201_200891112 | 167.649 | bal_1P_4/0AA | 8102201 | no | no |  |  | no |  |  | 0 | 0 | 0 | 0
oh_line_8102201_200891113 |  | AD | node_8102201_200891112 | node_8102201_200891113 | 208.045 | bal_1P_4/0AA | 8102201 | no | no |  |  | no |  |  | 0 | 0 | 0 | 0
oh_line_8102201_200891114 |  | AD | node_8102201_200891113 | node_8102201_200891114 | 188.123 | bal_1P_4/0AA | 8102201 | no | no |  |  | no |  |  | 0 | 0 | 0 | 0
oh_line_8102201_200891115 |  | AD | node_8102201_200891114 | node_8102201_200891115 | 197.218 | bal_1P_4/0AA | 8102201 | no | no |  |  | no |  |  | 0 | 0 | 0 | 0
oh_line_8102201_200891116 |  | AD | node_8102201_200891115 | node_8102201_200891116 | 232.61 | bal_1P_4/0AA | 8102201 | no | no |  |  | no |  |  | 0 | 0 | 0 | 0
oh_line_8102201_200891117 |  | AD | node_8102201_200891116 | node_8102201_200891117 | 184.584 | bal_1P_4/0AA | 8102201 | no | no |  |  | no |  |  | 0 | 0 | 0 | 0
oh_line_8102201_200891118 |  | AD | node_8102201_200891117 | node_8102201_200891118 | 197.581 | bal_1P_4/0AA | 8102201 | no | no |  |  | no |  |  | 0 | 0 | 0 | 0
oh_line_8102201_200891120 |  | AD | node_8102201_311925989 | node_8102201_200891120 | 109.815 | bal_1P_4/0AA | 8102201 | no | no |  |  | no |  |  | 0 | 0 | 0 | 0
oh_line_8102201_200891121 |  | AD | node_8102201_200891120 | node_8102201_200891121 | 166.091 | bal_1P_4/0AA | 8102201 | no | no |  |  | no |  |  | 0 | 0 | 0 | 0
oh_line_8102201_200891122 |  | AD | node_8102201_200891121 | node_8102201_200891122 | 230.031 | bal_1P_4/0AA | 8102201 | no | no |  |  | no |  |  | 0 | 0 | 0 | 0
oh_line_8102201_200891123 |  | AD | node_8102201_200891122 | node_8102201_200891123 | 295.495 | bal_1P_4/0AA | 8102201 | no | no |  |  | no |  |  | 0 | 0 | 0 | 0
oh_line_8102201_200891124 |  | AD | node_8102201_200891123 | node_8102201_200891124 | 326.28 | bal_1P_4/0AA | 8102201 | no | no |  |  | no |  |  | 0 | 0 | 0 | 0
oh_line_8102201_200891125 |  | AD | node_8102201_200891124 | node_8102201_200891125 | 327.956 | bal_1P_4/0AA | 8102201 | no | no |  |  | no |  |  | 0 | 0 | 0 | 0
oh_line_8102201_200891126 |  | AD | node_8102201_200891125 | node_8102201_200891126 | 254.389 | bal_1P_4/0AA | 8102201 | no | no |  |  | no |  |  | 0 | 0 | 0 | 0
oh_line_8102201_200891127 |  | AD | node_8102201_200891126 | node_8102201_200891127 | 267.516 | bal_1P_4/0AA | 8102201 | no | no |  |  | no |  |  | 0 | 0 | 0 | 0
oh_line_8102201_200891128 |  | AD | node_8102201_200891127 | node_8102201_200891128 | 317.177 | bal_1P_4/0AA | 8102201 | no | no |  |  | no |  |  | 0 | 0 | 0 | 0
oh_line_8102201_200891129 |  | AD | node_8102201_200891128 | node_8102201_200891129 | 364.677 | bal_1P_4ACW | 8102201 | no | no |  |  | no |  |  | 0 | 0 | 0 | 0
oh_line_8102201_200891132 |  | ABCD | node_8102201_200891068 | node_8102201_200891132 | 128.703 | bal_3P_477AL | 8102201 | no | no |  |  | no |  |  | 0 | 0 | 0 | 0
oh_line_8102201_200891137 |  | ABCD | node_8102201_201012383 | node_8102201_200891137 | 171.086 | bal_3P_477AL | 8102201 | no | no |  |  | no |  |  | 0 | 0 | 0 | 0
oh_line_8102201_200891138 |  | ABCD | node_8102201_200891137 | node_8102201_200891138 | 166.191 | bal_3P_477AL | 8102201 | no | no |  |  | no |  |  | 0 | 0 | 0 | 0
oh_line_8102201_200891139 |  | ABCD | node_8102201_200891138 | node_8102201_200891139 | 126.018 | bal_3P_477AL | 8102201 | no | no |  |  | no |  |  | 0 | 0 | 0 | 0
oh_line_8102201_200891140 |  | ABCD | node_8102201_200891139 | node_8102201_200891140 | 112.658 | bal_3P_477AL | 8102201 | no | no |  |  | no |  |  | 0 | 0 | 0 | 0
oh_line_8102201_200891141 |  | ABCD | node_8102201_200891140 | node_intto1_8102201_200891141 | 118.032 | bal_3P_4/0AL | 8102201 | no | no |  |  | no |  |  | 0 | 0 | 0 | 0
oh_line_8102201_200891142 |  | ABCD | node_8102201_200891141 | node_8102201_200891142 | 185.428 | bal_3P_4/0AL | 8102201 | no | no |  |  | no |  |  | 0 | 0 | 0 | 0
oh_line_8102201_200891147 |  | AD | node_8102201_200890835 | node_intto1_8102201_200891147 | 354.215 | bal_1P_2AC | 8102201 | no | no |  |  | no |  |  | 0 | 0 | 0 | 0
oh_line_8102201_200891148 |  | AD | node_8102201_200891165 | node_8102201_200891148 | 520.258 | bal_1P_2AC | 8102201 | no | no |  |  | no |  |  | 0 | 0 | 0 | 0
oh_line_8102201_200891149 |  | AD | node_8102201_200891148 | node_intto1_8102201_200891149 | 497.488 | bal_1P_2AC | 8102201 | no | no |  |  | no |  |  | 0 | 0 | 0 | 0
oh_line_8102201_200891150 |  | AD | node_8102201_200891149 | node_8102201_200891150 | 241.307 | bal_1P_2AC | 8102201 | no | no |  |  | no |  |  | 0 | 0 | 0 | 0
oh_line_8102201_200891151 |  | AD | node_8102201_200891150 | node_8102201_200891151 | 226.742 | bal_1P_2AC | 8102201 | no | no |  |  | no |  |  | 0 | 0 | 0 | 0
oh_line_8102201_200891152 |  | AD | node_8102201_200891151 | node_8102201_200891152 | 230.145 | bal_1P_2AC | 8102201 | no | no |  |  | no |  |  | 0 | 0 | 0 | 0
oh_line_8102201_200891153 |  | AD | node_8102201_200891152 | node_8102201_200891153 | 223.087 | bal_1P_1/0AA | 8102201 | no | no |  |  | no |  |  | 0 | 0 | 0 | 0
oh_line_8102201_200891154 |  | AD | node_8102201_200891152 | node_8102201_200891154 | 217.376 | bal_1P_2AC | 8102201 | no | no |  |  | no |  |  | 0 | 0 | 0 | 0
oh_line_8102201_200891155 |  | AD | node_8102201_200891154 | node_8102201_200891155 | 233.942 | bal_1P_1/0AA | 8102201 | no | no |  |  | no |  |  | 0 | 0 | 0 | 0
oh_line_8102201_200891156 |  | AD | node_8102201_200891147 | node_8102201_200891156 | 348.35 | bal_1P_2AC | 8102201 | no | no |  |  | no |  |  | 0 | 0 | 0 | 0
oh_line_8102201_200891158 |  | AD | node_8102201_200891156 | node_8102201_200891158 | 224.986 | bal_1P_2AC | 8102201 | no | no |  |  | no |  |  | 0 | 0 | 0 | 0
oh_line_8102201_200891159 |  | AD | node_8102201_200891158 | node_8102201_200891159 | 237.775 | bal_1P_2AC | 8102201 | no | no |  |  | no |  |  | 0 | 0 | 0 | 0
oh_line_8102201_200891161 |  | AD | node_8102201_200891159 | node_8102201_200891161 | 199.389 | bal_1P_2AC | 8102201 | no | no |  |  | no |  |  | 0 | 0 | 0 | 0
oh_line_8102201_200891162 |  | AD | node_8102201_200891161 | node_8102201_200891162 | 224.98 | bal_1P_2AC | 8102201 | no | no |  |  | no |  |  | 0 | 0 | 0 | 0
oh_line_8102201_200891164 |  | AD | node_8102201_200891162 | node_8102201_200891164 | 263.542 | bal_1P_2AC | 8102201 | no | no |  |  | no |  |  | 0 | 0 | 0 | 0
oh_line_8102201_200891165 |  | AD | node_8102201_200891164 | node_8102201_200891165 | 409.938 | bal_1P_2AC | 8102201 | no | no |  |  | no |  |  | 0 | 0 | 0 | 0
oh_line_8102201_200891166 |  | AD | node_8102201_200967543 | node_8102201_200891166 | 283.982 | bal_1P_1/0AC | 8102201 | no | no |  |  | no |  |  | 0 | 0 | 0 | 0
oh_line_8102201_200891167 |  | AD | node_8102201_200891166 | node_8102201_200891167 | 315.914 | bal_1P_1/0AC | 8102201 | no | no |  |  | no |  |  | 0 | 0 | 0 | 0
oh_line_8102201_200891168 |  | AD | node_8102201_200891167 | node_8102201_200891168 | 205.945 | bal_1P_1/0AC | 8102201 | no | no |  |  | no |  |  | 0 | 0 | 0 | 0
oh_line_8102201_200891169 |  | AD | node_8102201_200891168 | node_8102201_200891169 | 171.655 | bal_1P_1/0AC | 8102201 | no | no |  |  | no |  |  | 0 | 0 | 0 | 0
oh_line_8102201_200891172 |  | AD | node_8102201_200891169 | node_8102201_200891172 | 400.167 | bal_1P_2AC | 8102201 | no | no |  |  | no |  |  | 0 | 0 | 0 | 0
oh_line_8102201_200891174 |  | AD | node_8102201_200891172 | node_8102201_200891174 | 445.682 | bal_1P_2AC | 8102201 | no | no |  |  | no |  |  | 0 | 0 | 0 | 0
oh_line_8102201_200891177 |  | AD | node_8102201_200891174 | node_8102201_200891177 | 243.451 | bal_1P_2AC | 8102201 | no | no |  |  | no |  |  | 0 | 0 | 0 | 0
oh_line_8102201_200891178 |  | AD | node_8102201_200891177 | node_8102201_200891178 | 122.58 | bal_1P_2AC | 8102201 | no | no |  |  | no |  |  | 0 | 0 | 0 | 0
oh_line_8102201_200891179 |  | AD | node_8102201_200891178 | node_8102201_200891179 | 236.529 | bal_1P_1/0AA | 8102201 | no | no |  |  | no |  |  | 0 | 0 | 0 | 0
oh_line_8102201_200891180 |  | AD | node_8102201_200891178 | node_8102201_200891180 | 174.416 | bal_1P_2AC | 8102201 | no | no |  |  | no |  |  | 0 | 0 | 0 | 0
oh_line_8102201_200891181 |  | AD | node_8102201_200891180 | node_8102201_200891181 | 419.947 | bal_1P_2AC | 8102201 | no | no |  |  | no |  |  | 0 | 0 | 0 | 0
oh_line_8102201_200891182 |  | AD | node_8102201_200891181 | node_8102201_200891182 | 307.994 | bal_1P_2AC | 8102201 | no | no |  |  | no |  |  | 0 | 0 | 0 | 0
oh_line_8102201_200891183 |  | AD | node_8102201_200891182 | node_8102201_200891183 | 354.754 | bal_1P_2AC | 8102201 | no | no |  |  | no |  |  | 0 | 0 | 0 | 0
oh_line_8102201_200891184 |  | AD | node_8102201_200891183 | node_8102201_200891184 | 265.094 | bal_1P_2AC | 8102201 | no | no |  |  | no |  |  | 0 | 0 | 0 | 0
oh_line_8102201_200891186 |  | AD | node_8102201_200891183 | node_8102201_200891186 | 392.174 | bal_1P_2AC | 8102201 | no | no |  |  | no |  |  | 0 | 0 | 0 | 0
oh_line_8102201_200891187 |  | AD | node_8102201_200891186 | node_8102201_200891187 | 174.82 | bal_1P_2AC | 8102201 | no | no |  |  | no |  |  | 0 | 0 | 0 | 0
oh_line_8102201_200891188 |  | AD | node_8102201_200891186 | node_8102201_200891188 | 281.704 | bal_1P_1/0AA | 8102201 | no | no |  |  | no |  |  | 0 | 0 | 0 | 0
oh_line_8102201_200891189 |  | AD | node_8102201_200891188 | node_8102201_200891189 | 362.332 | bal_1P_1/0AA | 8102201 | no | no |  |  | no |  |  | 0 | 0 | 0 | 0
oh_line_8102201_200891190 |  | AD | node_8102201_200891189 | node_8102201_200891190 | 298.743 | bal_1P_1/0AA | 8102201 | no | no |  |  | no |  |  | 0 | 0 | 0 | 0
oh_line_8102201_200891191 |  | AD | node_8102201_200891190 | node_8102201_200891191 | 335.943 | bal_1P_1/0AA | 8102201 | no | no |  |  | no |  |  | 0 | 0 | 0 | 0
oh_line_8102201_200891192 |  | AD | node_8102201_200891191 | node_8102201_200891192 | 257.077 | bal_1P_1/0AA | 8102201 | no | no |  |  | no |  |  | 0 | 0 | 0 | 0
oh_line_8102201_200891193 |  | AD | node_8102201_200891192 | node_8102201_200891193 | 120.901 | bal_1P_1/0AA | 8102201 | no | no |  |  | no |  |  | 0 | 0 | 0 | 0
oh_line_8102201_200891194 |  | AD | node_8102201_200891193 | node_8102201_200891194 | 265.011 | bal_1P_1/0AA | 8102201 | no | no |  |  | no |  |  | 0 | 0 | 0 | 0
oh_line_8102201_200891519 |  | AD | node_8102201_200890224 | node_8102201_200891519 | 259.551 | bal_1P_2AC | 8102201 | no | no |  |  | no |  |  | 0 | 0 | 0 | 0
oh_line_8102201_200891521 |  | AD | node_8102201_200891519 | node_intto1_8102201_200891521 | 322.919 | bal_1P_2AC | 8102201 | no | no |  |  | no |  |  | 0 | 0 | 0 | 0
oh_line_8102201_200891522 |  | AD | node_8102201_200891521 | node_8102201_200891522 | 289.498 | bal_1P_2AC | 8102201 | no | no |  |  | no |  |  | 0 | 0 | 0 | 0
oh_line_8102201_200891523 |  | AD | node_8102201_200891522 | node_8102201_200891523 | 319.817 | bal_1P_2AC | 8102201 | no | no |  |  | no |  |  | 0 | 0 | 0 | 0
oh_line_8102201_200891524 |  | AD | node_8102201_200891523 | node_8102201_200891524 | 303.64 | bal_1P_2AC | 8102201 | no | no |  |  | no |  |  | 0 | 0 | 0 | 0
oh_line_8102201_200891525 |  | AD | node_8102201_200891524 | node_8102201_200891525 | 416.413 | bal_1P_2AC | 8102201 | no | no |  |  | no |  |  | 0 | 0 | 0 | 0
oh_line_8102201_200891526 |  | AD | node_8102201_200891525 | node_8102201_200891526 | 243.519 | bal_1P_2AC | 8102201 | no | no |  |  | no |  |  | 0 | 0 | 0 | 0
oh_line_8102201_200891527 |  | AD | node_8102201_200891526 | node_8102201_200891527 | 366.22 | bal_1P_1/0AA | 8102201 | no | no |  |  | no |  |  | 0 | 0 | 0 | 0
oh_line_8102201_200891528 |  | AD | node_8102201_200891527 | node_8102201_200891528 | 354.69 | bal_1P_1/0AA | 8102201 | no | no |  |  | no |  |  | 0 | 0 | 0 | 0
oh_line_8102201_200891529 |  | AD | node_8102201_200891526 | node_8102201_200891529 | 170.684 | bal_1P_2AC | 8102201 | no | no |  |  | no |  |  | 0 | 0 | 0 | 0
oh_line_8102201_200891530 |  | AD | node_8102201_200891529 | node_8102201_200891530 | 117.066 | bal_1P_1/0AA | 8102201 | no | no |  |  | no |  |  | 0 | 0 | 0 | 0
oh_line_8102201_200891531 |  | AD | node_8102201_200891530 | node_8102201_200891531 | 172.392 | bal_1P_1/0AA | 8102201 | no | no |  |  | no |  |  | 0 | 0 | 0 | 0
oh_line_8102201_200891532 |  | AD | node_8102201_200891531 | node_8102201_200891532 | 257.87 | bal_1P_1/0AA | 8102201 | no | no |  |  | no |  |  | 0 | 0 | 0 | 0
oh_line_8102201_200891533 |  | AD | node_8102201_200891529 | node_8102201_200891533 | 193.429 | bal_1P_2AC | 8102201 | no | no |  |  | no |  |  | 0 | 0 | 0 | 0
oh_line_8102201_200891534 |  | AD | node_8102201_200891533 | node_8102201_200891534 | 178.406 | bal_1P_2AC | 8102201 | no | no |  |  | no |  |  | 0 | 0 | 0 | 0
oh_line_8102201_200891536 |  | AD | node_8102201_200891534 | node_8102201_200891536 | 243.371 | bal_1P_2AC | 8102201 | no | no |  |  | no |  |  | 0 | 0 | 0 | 0
oh_line_8102201_200891537 |  | AD | node_8102201_200891536 | node_8102201_200891537 | 245.567 | bal_1P_2AC | 8102201 | no | no |  |  | no |  |  | 0 | 0 | 0 | 0
oh_line_8102201_200891571 |  | AD | node_8102201_200891836 | node_intto1_8102201_200891571 | 351.968 | bal_1P_1/0AC | 8102201 | no | no |  |  | no |  |  | 0 | 0 | 0 | 0
oh_line_8102201_200891572 |  | AD | node_8102201_200891583 | node_8102201_200891572 | 190.682 | bal_1P_1/0AC | 8102201 | no | no |  |  | no |  |  | 0 | 0 | 0 | 0
oh_line_8102201_200891573 |  | AD | node_8102201_200891571 | node_8102201_200891573 | 307.599 | bal_1P_1/0AC | 8102201 | no | no |  |  | no |  |  | 0 | 0 | 0 | 0
oh_line_8102201_200891575 |  | AD | node_8102201_200891573 | node_8102201_200891575 | 295.602 | bal_1P_1/0AC | 8102201 | no | no |  |  | no |  |  | 0 | 0 | 0 | 0
oh_line_8102201_200891576 |  | AD | node_8102201_200891575 | node_8102201_200891576 | 170.766 | bal_1P_2AC | 8102201 | no | no |  |  | no |  |  | 0 | 0 | 0 | 0
oh_line_8102201_200891577 |  | AD | node_8102201_200891575 | node_8102201_200891577 | 299.408 | bal_1P_1/0AC | 8102201 | no | no |  |  | no |  |  | 0 | 0 | 0 | 0
oh_line_8102201_200891578 |  | AD | node_8102201_200891577 | node_8102201_200891578 | 197.824 | bal_1P_1/0AC | 8102201 | no | no |  |  | no |  |  | 0 | 0 | 0 | 0
oh_line_8102201_200891579 |  | AD | node_8102201_200891578 | node_8102201_200891579 | 194.823 | bal_1P_1/0AC | 8102201 | no | no |  |  | no |  |  | 0 | 0 | 0 | 0
oh_line_8102201_200891580 |  | AD | node_8102201_200891579 | node_8102201_200891580 | 150.589 | bal_1P_1/0AA | 8102201 | no | no |  |  | no |  |  | 0 | 0 | 0 | 0
oh_line_8102201_200891581 |  | AD | node_8102201_200891579 | node_8102201_200891581 | 189.683 | bal_1P_1/0AC | 8102201 | no | no |  |  | no |  |  | 0 | 0 | 0 | 0
oh_line_8102201_200891582 |  | AD | node_8102201_200891581 | node_8102201_200891582 | 211.743 | bal_1P_1/0AC | 8102201 | no | no |  |  | no |  |  | 0 | 0 | 0 | 0
oh_line_8102201_200891583 |  | AD | node_8102201_200891582 | node_8102201_200891583 | 252.965 | bal_1P_1/0AC | 8102201 | no | no |  |  | no |  |  | 0 | 0 | 0 | 0
oh_line_8102201_200891632 |  | AD | node_8102201_200891139 | node_8102201_200891632 | 76.698 | bal_1P_1/0AC | 8102201 | no | no |  |  | no |  |  | 0 | 0 | 0 | 0
oh_line_8102201_200891633 |  | AD | node_8102201_200891632 | node_intto1_8102201_200891633 | 99.063 | bal_1P_1/0AC | 8102201 | no | no |  |  | no |  |  | 0 | 0 | 0 | 0
oh_line_8102201_200891634 |  | AD | node_8102201_200891633 | node_8102201_200891634 | 203.397 | bal_1P_2AC | 8102201 | no | no |  |  | no |  |  | 0 | 0 | 0 | 0
oh_line_8102201_200891635 |  | AD | node_8102201_200891634 | node_8102201_200891635 | 262.781 | bal_1P_1/0AC | 8102201 | no | no |  |  | no |  |  | 0 | 0 | 0 | 0
oh_line_8102201_200891636 |  | AD | node_8102201_200891635 | node_8102201_200891636 | 209.447 | bal_1P_1/0AC | 8102201 | no | no |  |  | no |  |  | 0 | 0 | 0 | 0
oh_line_8102201_200891637 |  | AD | node_8102201_200891636 | node_8102201_200891637 | 143.951 | bal_1P_1/0AC | 8102201 | no | no |  |  | no |  |  | 0 | 0 | 0 | 0
oh_line_8102201_200891639 |  | AD | node_8102201_200891634 | node_8102201_200891639 | 317.85 | bal_1P_2AC | 8102201 | no | no |  |  | no |  |  | 0 | 0 | 0 | 0
oh_line_8102201_200891640 |  | AD | node_8102201_200891639 | node_8102201_200891640 | 200.54 | bal_1P_2AC | 8102201 | no | no |  |  | no |  |  | 0 | 0 | 0 | 0
oh_line_8102201_200891641 |  | AD | node_8102201_200891640 | node_8102201_200891641 | 261.94 | bal_1P_2AC | 8102201 | no | no |  |  | no |  |  | 0 | 0 | 0 | 0
oh_line_8102201_200891643 |  | ABCD | node_8102201_200890795 | node_8102201_200891643 | 61.113 | bal_3P_1/0AC | 8102201 | no | no |  |  | no |  |  | 0 | 0 | 0 | 0
oh_line_8102201_200891644-1 |  | ABCD | node_1321867_448_15345068_561 | node_8102201_200891644 | 1.842 | bal_3P_1/0AC | 8102201 | no | no |  |  | no |  |  | 0 | 0 | 0 | 0
oh_line_8102201_200891644-2 |  | ABCD | node_8102201_200891643 | node_1321867_448_15345068_561 | 234.268 | bal_3P_1/0AC | 8102201 | no | no |  |  | no |  |  | 0 | 0 | 0 | 0
oh_line_8102201_200891645 |  | ABCD | node_8102201_200891644 | node_8102201_200891645 | 247.932 | bal_3P_1/0AC | 8102201 | no | no |  |  | no |  |  | 0 | 0 | 0 | 0
oh_line_8102201_200891647 |  | AD | node_8102201_201042071 | node_8102201_200891647 | 245.594 | bal_1P_1/0AC | 8102201 | no | no |  |  | no |  |  | 0 | 0 | 0 | 0
oh_line_8102201_200891648 |  | AD | node_8102201_200891647 | node_intto1_8102201_200891648 | 321.89 | bal_1P_1/0AC | 8102201 | no | no |  |  | no |  |  | 0 | 0 | 0 | 0
oh_line_8102201_200891649 |  | AD | node_8102201_200891648 | node_8102201_200891649 | 325.797 | bal_1P_1/0AC | 8102201 | no | no |  |  | no |  |  | 0 | 0 | 0 | 0
oh_line_8102201_200891650 |  | AD | node_8102201_200891649 | node_8102201_200891650 | 232.847 | bal_1P_1/0AA | 8102201 | no | no |  |  | no |  |  | 0 | 0 | 0 | 0
oh_line_8102201_200891651 |  | AD | node_8102201_200891650 | node_8102201_200891651 | 71.952 | bal_1P_1/0AA | 8102201 | no | no |  |  | no |  |  | 0 | 0 | 0 | 0
oh_line_8102201_200891652 |  | AD | node_8102201_200891651 | node_8102201_200891652 | 406.848 | bal_1P_1/0AA | 8102201 | no | no |  |  | no |  |  | 0 | 0 | 0 | 0
oh_line_8102201_200891696 |  | AD | node_8102201_200891172 | node_intto1_8102201_200891696 | 422.814 | bal_1P_4AC | 8102201 | no | no |  |  | no |  |  | 0 | 0 | 0 | 0
oh_line_8102201_200891697 |  | AD | node_8102201_200891709 | node_8102201_200891697 | 259.344 | bal_1P_2AC | 8102201 | no | no |  |  | no |  |  | 0 | 0 | 0 | 0
oh_line_8102201_200891698 |  | AD | node_8102201_200891697 | node_8102201_200891698 | 244.313 | bal_1P_1/0AA | 8102201 | no | no |  |  | no |  |  | 0 | 0 | 0 | 0
oh_line_8102201_200891699 |  | AD | node_8102201_200891698 | node_8102201_200891699 | 215.351 | bal_1P_1/0AA | 8102201 | no | no |  |  | no |  |  | 0 | 0 | 0 | 0
oh_line_8102201_200891700 |  | AD | node_8102201_200891699 | node_8102201_200891700 | 227.205 | bal_1P_1/0AA | 8102201 | no | no |  |  | no |  |  | 0 | 0 | 0 | 0
oh_line_8102201_200891701 |  | AD | node_8102201_200891700 | node_8102201_200891701 | 234.642 | bal_1P_1/0AA | 8102201 | no | no |  |  | no |  |  | 0 | 0 | 0 | 0
oh_line_8102201_200891702 |  | AD | node_8102201_200891696 | node_8102201_200891702 | 313.509 | bal_1P_4AC | 8102201 | no | no |  |  | no |  |  | 0 | 0 | 0 | 0
oh_line_8102201_200891704 |  | AD | node_8102201_201063685 | node_8102201_200891704 | 391.905 | bal_1P_2AC | 8102201 | no | no |  |  | no |  |  | 0 | 0 | 0 | 0
oh_line_8102201_200891705 |  | AD | node_8102201_200891704 | node_8102201_200891705 | 223.838 | bal_1P_2AC | 8102201 | no | no |  |  | no |  |  | 0 | 0 | 0 | 0
oh_line_8102201_200891706 |  | AD | node_8102201_200891705 | node_8102201_200891706 | 184.964 | bal_1P_2AC | 8102201 | no | no |  |  | no |  |  | 0 | 0 | 0 | 0
oh_line_8102201_200891707 |  | AD | node_8102201_200891706 | node_8102201_200891707 | 231.673 | bal_1P_2AC | 8102201 | no | no |  |  | no |  |  | 0 | 0 | 0 | 0
oh_line_8102201_200891708 |  | AD | node_8102201_200891707 | node_8102201_200891708 | 260.248 | bal_1P_2AC | 8102201 | no | no |  |  | no |  |  | 0 | 0 | 0 | 0
oh_line_8102201_200891709 |  | AD | node_8102201_200891708 | node_8102201_200891709 | 229.797 | bal_1P_2AC | 8102201 | no | no |  |  | no |  |  | 0 | 0 | 0 | 0
oh_line_8102201_200891719 |  | AD | node_8102201_200890504 | node_8102201_200891719 | 126.145 | bal_1P_2AC | 8102201 | no | no |  |  | no |  |  | 0 | 0 | 0 | 0
oh_line_8102201_200891720 |  | AD | node_8102201_200891719 | node_intto1_8102201_200891720 | 283.418 | bal_1P_2AC | 8102201 | no | no |  |  | no |  |  | 0 | 0 | 0 | 0
oh_line_8102201_200891721 |  | AD | node_8102201_200891720 | node_8102201_200891721 | 496.56 | bal_1P_2AC | 8102201 | no | no |  |  | no |  |  | 0 | 0 | 0 | 0
oh_line_8102201_200891722 |  | AD | node_8102201_200891721 | node_8102201_200891722 | 364.884 | bal_1P_2AC | 8102201 | no | no |  |  | no |  |  | 0 | 0 | 0 | 0
oh_line_8102201_200891723 |  | AD | node_8102201_200891722 | node_8102201_200891723 | 83.756 | bal_1P_1/0AC | 8102201 | no | no |  |  | no |  |  | 0 | 0 | 0 | 0
oh_line_8102201_200891724 |  | AD | node_8102201_200891723 | node_8102201_200891724 | 353.714 | bal_1P_1/0AC | 8102201 | no | no |  |  | no |  |  | 0 | 0 | 0 | 0
oh_line_8102201_200891725 |  | AD | node_8102201_200891724 | node_8102201_200891725 | 229.72 | bal_1P_1/0AC | 8102201 | no | no |  |  | no |  |  | 0 | 0 | 0 | 0
oh_line_8102201_200891726 |  | AD | node_8102201_200891725 | node_8102201_200891726 | 241.579 | bal_1P_1/0AC | 8102201 | no | no |  |  | no |  |  | 0 | 0 | 0 | 0
oh_line_8102201_200891730 |  | AD | node_8102201_200891744 | node_8102201_200891730 | 255.791 | bal_1P_1/0AA | 8102201 | no | no |  |  | no |  |  | 0 | 0 | 0 | 0
oh_line_8102201_200891731 |  | AD | node_8102201_200891730 | node_8102201_200891731 | 252.713 | bal_1P_1/0AA | 8102201 | no | no |  |  | no |  |  | 0 | 0 | 0 | 0
oh_line_8102201_200891732 |  | AD | node_8102201_200891731 | node_8102201_200891732 | 233.933 | bal_1P_1/0AA | 8102201 | no | no |  |  | no |  |  | 0 | 0 | 0 | 0
oh_line_8102201_200891733 |  | AD | node_8102201_200891732 | node_8102201_200891733 | 229.927 | bal_1P_1/0AA | 8102201 | no | no |  |  | no |  |  | 0 | 0 | 0 | 0
oh_line_8102201_200891734 |  | AD | node_8102201_200890912 | node_intto1_8102201_200891734 | 61.156 | bal_1P_1/0AA | 8102201 | no | no |  |  | no |  |  | 0 | 0 | 0 | 0
oh_line_8102201_200891735 |  | AD | node_8102201_200891734 | node_intto1_8102201_200891735 | 295.228 | bal_1P_1/0AA | 8102201 | no | no |  |  | no |  |  | 0 | 0 | 0 | 0
oh_line_8102201_200891737 |  | AD | node_8102201_200891735 | node_8102201_200891737 | 274.178 | bal_1P_1/0AA | 8102201 | no | no |  |  | no |  |  | 0 | 0 | 0 | 0
oh_line_8102201_200891738 |  | AD | node_8102201_200891737 | node_8102201_200891738 | 288.813 | bal_1P_1/0AA | 8102201 | no | no |  |  | no |  |  | 0 | 0 | 0 | 0
oh_line_8102201_200891740 |  | AD | node_8102201_200891738 | node_8102201_200891740 | 203.233 | bal_1P_1/0AA | 8102201 | no | no |  |  | no |  |  | 0 | 0 | 0 | 0
oh_line_8102201_200891741 |  | AD | node_8102201_200891740 | node_8102201_200891741 | 270.458 | bal_1P_1/0AA | 8102201 | no | no |  |  | no |  |  | 0 | 0 | 0 | 0
oh_line_8102201_200891742 |  | AD | node_8102201_200891741 | node_8102201_200891742 | 247.347 | bal_1P_1/0AA | 8102201 | no | no |  |  | no |  |  | 0 | 0 | 0 | 0
oh_line_8102201_200891743 |  | AD | node_8102201_200891742 | node_8102201_200891743 | 273.823 | bal_1P_1/0AA | 8102201 | no | no |  |  | no |  |  | 0 | 0 | 0 | 0
oh_line_8102201_200891744 |  | AD | node_8102201_200891743 | node_8102201_200891744 | 340.839 | bal_1P_1/0AA | 8102201 | no | no |  |  | no |  |  | 0 | 0 | 0 | 0
oh_line_8102201_200891745 |  | AD | node_8102201_200891844 | node_8102201_200891745 | 245.669 | bal_1P_1/0AC | 8102201 | no | no |  |  | no |  |  | 0 | 0 | 0 | 0
oh_line_8102201_200891746 |  | AD | node_8102201_200891759 | node_8102201_200891746 | 324.629 | bal_1P_1/0AA | 8102201 | no | no |  |  | no |  |  | 0 | 0 | 0 | 0
oh_line_8102201_200891747 |  | AD | node_8102201_200891746 | node_8102201_200891747 | 270.331 | bal_1P_1/0AA | 8102201 | no | no |  |  | no |  |  | 0 | 0 | 0 | 0
oh_line_8102201_200891748 |  | AD | node_8102201_200891747 | node_8102201_200891748 | 273.216 | bal_1P_1/0AA | 8102201 | no | no |  |  | no |  |  | 0 | 0 | 0 | 0
oh_line_8102201_200891749 |  | AD | node_8102201_200891745 | node_8102201_200891749 | 291.182 | bal_1P_1/0AC | 8102201 | no | no |  |  | no |  |  | 0 | 0 | 0 | 0
oh_line_8102201_200891750 |  | AD | node_8102201_200891749 | node_8102201_200891750 | 353.782 | bal_1P_1/0AC | 8102201 | no | no |  |  | no |  |  | 0 | 0 | 0 | 0
oh_line_8102201_200891751 |  | AD | node_8102201_200891750 | node_8102201_200891751 | 340.983 | bal_1P_1/0AC | 8102201 | no | no |  |  | no |  |  | 0 | 0 | 0 | 0
oh_line_8102201_200891752 |  | AD | node_8102201_200891751 | node_intto1_8102201_200891752 | 344.173 | bal_1P_1/0AC | 8102201 | no | no |  |  | no |  |  | 0 | 0 | 0 | 0
oh_line_8102201_200891753 |  | AD | node_8102201_200891752 | node_8102201_200891753 | 350.36 | bal_1P_1/0AC | 8102201 | no | no |  |  | no |  |  | 0 | 0 | 0 | 0
oh_line_8102201_200891754 |  | AD | node_8102201_200891753 | node_8102201_200891754 | 179.178 | bal_1P_1/0AC | 8102201 | no | no |  |  | no |  |  | 0 | 0 | 0 | 0
oh_line_8102201_200891755 |  | AD | node_8102201_200891753 | node_8102201_200891755 | 357.221 | bal_1P_1/0AA | 8102201 | no | no |  |  | no |  |  | 0 | 0 | 0 | 0
oh_line_8102201_200891756 |  | AD | node_8102201_200891755 | node_8102201_200891756 | 345.614 | bal_1P_1/0AA | 8102201 | no | no |  |  | no |  |  | 0 | 0 | 0 | 0
oh_line_8102201_200891757 |  | AD | node_8102201_200891756 | node_8102201_200891757 | 351.384 | bal_1P_1/0AA | 8102201 | no | no |  |  | no |  |  | 0 | 0 | 0 | 0
oh_line_8102201_200891758 |  | AD | node_8102201_200891757 | node_8102201_200891758 | 269.859 | bal_1P_1/0AA | 8102201 | no | no |  |  | no |  |  | 0 | 0 | 0 | 0
oh_line_8102201_200891759 |  | AD | node_8102201_200891756 | node_8102201_200891759 | 319.98 | bal_1P_1/0AA | 8102201 | no | no |  |  | no |  |  | 0 | 0 | 0 | 0
oh_line_8102201_200891765 |  | AD | node_8102201_200891838 | node_intto1_8102201_200891765 | 475.609 | bal_1P_2AC | 8102201 | no | no |  |  | no |  |  | 0 | 0 | 0 | 0
oh_line_8102201_200891766 |  | AD | node_8102201_200891765 | node_intto1_8102201_200891766 | 161.767 | bal_1P_2AC | 8102201 | no | no |  |  | no |  |  | 0 | 0 | 0 | 0
oh_line_8102201_200891767 |  | AD | node_8102201_200891766 | node_8102201_200891767 | 292.941 | bal_1P_1/0AC | 8102201 | no | no |  |  | no |  |  | 0 | 0 | 0 | 0
oh_line_8102201_200891768 |  | AD | node_8102201_200891765 | node_intto1_8102201_200891768 | 497.276 | bal_1P_2AC | 8102201 | no | no |  |  | no |  |  | 0 | 0 | 0 | 0
oh_line_8102201_200891769 |  | AD | node_8102201_200891768 | node_8102201_200891769 | 346.928 | bal_1P_2AC | 8102201 | no | no |  |  | no |  |  | 0 | 0 | 0 | 0
oh_line_8102201_200891770 |  | AD | node_8102201_200891769 | node_8102201_200891770 | 247.451 | bal_1P_2AC | 8102201 | no | no |  |  | no |  |  | 0 | 0 | 0 | 0
oh_line_8102201_200891771 |  | AD | node_8102201_200891770 | node_8102201_200891771 | 268.024 | bal_1P_1/0AC | 8102201 | no | no |  |  | no |  |  | 0 | 0 | 0 | 0
oh_line_8102201_200891772 |  | AD | node_8102201_200890874 | node_8102201_200891772 | 353.098 | bal_1P_2AC | 8102201 | no | no |  |  | no |  |  | 0 | 0 | 0 | 0
oh_line_8102201_200891773 |  | AD | node_8102201_200891772 | node_intto1_8102201_200891773 | 114.877 | bal_1P_1/0AA | 8102201 | no | no |  |  | no |  |  | 0 | 0 | 0 | 0
oh_line_8102201_200891774 |  | AD | node_8102201_200891773 | node_8102201_200891774 | 338.738 | bal_1P_1/0AA | 8102201 | no | no |  |  | no |  |  | 0 | 0 | 0 | 0
oh_line_8102201_200891775 |  | AD | node_8102201_200891772 | node_8102201_200891775 | 208.933 | bal_1P_2AC | 8102201 | no | no |  |  | no |  |  | 0 | 0 | 0 | 0
oh_line_8102201_200891776 |  | AD | node_8102201_200891775 | node_8102201_200891776 | 287.375 | bal_1P_2AC | 8102201 | no | no |  |  | no |  |  | 0 | 0 | 0 | 0
oh_line_8102201_200891777 |  | AD | node_8102201_200891776 | node_8102201_200891777 | 380.051 | bal_1P_1/0AA | 8102201 | no | no |  |  | no |  |  | 0 | 0 | 0 | 0
oh_line_8102201_200891778 |  | AD | node_8102201_200891777 | node_8102201_200891778 | 297.161 | bal_1P_1/0AA | 8102201 | no | no |  |  | no |  |  | 0 | 0 | 0 | 0
oh_line_8102201_200891788 |  | AD | node_8102201_200891832 | node_8102201_200891788 | 113.436 | bal_1P_2AC | 8102201 | no | no |  |  | no |  |  | 0 | 0 | 0 | 0
oh_line_8102201_200891789 |  | AD | node_8102201_200891788 | node_intto1_8102201_200891789 | 388.761 | bal_1P_2AC | 8102201 | no | no |  |  | no |  |  | 0 | 0 | 0 | 0
oh_line_8102201_200891790 |  | AD | node_8102201_200891789 | node_8102201_200891790 | 253.282 | bal_1P_1/0AA | 8102201 | no | no |  |  | no |  |  | 0 | 0 | 0 | 0
oh_line_8102201_200891791 |  | AD | node_8102201_200891790 | node_8102201_200891791 | 283.92 | bal_1P_1/0AA | 8102201 | no | no |  |  | no |  |  | 0 | 0 | 0 | 0
oh_line_8102201_200891792 |  | AD | node_8102201_200891789 | node_8102201_200891792 | 257.072 | bal_1P_2AC | 8102201 | no | no |  |  | no |  |  | 0 | 0 | 0 | 0
oh_line_8102201_200891794 |  | AD | node_8102201_200891792 | node_8102201_200891794 | 297.675 | bal_1P_2AC | 8102201 | no | no |  |  | no |  |  | 0 | 0 | 0 | 0
oh_line_8102201_200891815 |  | AD | node_8102201_200891853 | node_8102201_200891815 | 320.595 | bal_1P_2AC | 8102201 | no | no |  |  | no |  |  | 0 | 0 | 0 | 0
oh_line_8102201_200891816 |  | AD | node_8102201_200891815 | node_8102201_200891816 | 319.347 | bal_1P_2AC | 8102201 | no | no |  |  | no |  |  | 0 | 0 | 0 | 0
oh_line_8102201_200891817 |  | AD | node_8102201_200891816 | node_8102201_200891817 | 321.201 | bal_1P_2AC | 8102201 | no | no |  |  | no |  |  | 0 | 0 | 0 | 0
oh_line_8102201_200891818 |  | AD | node_8102201_200891817 | node_8102201_200891818 | 194.283 | bal_1P_2AC | 8102201 | no | no |  |  | no |  |  | 0 | 0 | 0 | 0
oh_line_8102201_200891819 |  | AD | node_8102201_200891818 | node_8102201_200891819 | 403.372 | bal_1P_2AC | 8102201 | no | no |  |  | no |  |  | 0 | 0 | 0 | 0
oh_line_8102201_200891820 |  | AD | node_8102201_200891819 | node_intto1_8102201_200891820 | 356.867 | bal_1P_1/0AA | 8102201 | no | no |  |  | no |  |  | 0 | 0 | 0 | 0
oh_line_8102201_200891821 |  | AD | node_8102201_200891820 | node_8102201_200891821 | 309.227 | bal_1P_1/0AA | 8102201 | no | no |  |  | no |  |  | 0 | 0 | 0 | 0
oh_line_8102201_200891822 |  | AD | node_8102201_200891821 | node_8102201_200891822 | 309.235 | bal_1P_1/0AA | 8102201 | no | no |  |  | no |  |  | 0 | 0 | 0 | 0
oh_line_8102201_200891823 |  | AD | node_8102201_200891819 | node_8102201_200891823 | 443.261 | bal_1P_2AC | 8102201 | no | no |  |  | no |  |  | 0 | 0 | 0 | 0
oh_line_8102201_200891824 |  | AD | node_8102201_200891823 | node_8102201_200891824 | 572.365 | bal_1P_2AC | 8102201 | no | no |  |  | no |  |  | 0 | 0 | 0 | 0
oh_line_8102201_200891825 |  | AD | node_8102201_200891824 | node_8102201_200891825 | 247.412 | bal_1P_2AC | 8102201 | no | no |  |  | no |  |  | 0 | 0 | 0 | 0
oh_line_8102201_200891827 |  | AD | node_8102201_200891825 | node_8102201_200891827 | 333.195 | bal_1P_2AC | 8102201 | no | no |  |  | no |  |  | 0 | 0 | 0 | 0
oh_line_8102201_200891830 |  | AD | node_8102201_200891827 | node_8102201_200891830 | 333.551 | bal_1P_2AC | 8102201 | no | no |  |  | no |  |  | 0 | 0 | 0 | 0
oh_line_8102201_200891831 |  | AD | node_8102201_200891830 | node_8102201_200891831 | 165.36 | bal_1P_2AC | 8102201 | no | no |  |  | no |  |  | 0 | 0 | 0 | 0
oh_line_8102201_200891832 |  | AD | node_8102201_200891831 | node_intto1_8102201_200891832 | 441.473 | bal_1P_2AC | 8102201 | no | no |  |  | no |  |  | 0 | 0 | 0 | 0
oh_line_8102201_200891833-1 |  | AD | node_1329939_654_15346087_794 | node_8102201_200891833 | 4.977 | bal_1P_2AC | 8102201 | no | no |  |  | no |  |  | 0 | 0 | 0 | 0
oh_line_8102201_200891833-2 |  | AD | node_8102201_200891832 | node_1329939_654_15346087_794 | 479.164 | bal_1P_2AC | 8102201 | no | no |  |  | no |  |  | 0 | 0 | 0 | 0
oh_line_8102201_200891834 |  | AD | node_8102201_200891833 | node_8102201_200891834 | 450.32 | bal_1P_2AC | 8102201 | no | no |  |  | no |  |  | 0 | 0 | 0 | 0
oh_line_8102201_200891835 |  | AD | node_8102201_200891834 | node_8102201_200891835 | 395.662 | bal_1P_2AC | 8102201 | no | no |  |  | no |  |  | 0 | 0 | 0 | 0
oh_line_8102201_200891836 |  | AD | node_8102201_200891835 | node_8102201_200891836 | 160.051 | bal_1P_2AC | 8102201 | no | no |  |  | no |  |  | 0 | 0 | 0 | 0
oh_line_8102201_200891837 |  | AD | node_8102201_200891836 | node_8102201_200891837 | 167.608 | bal_1P_2AC | 8102201 | no | no |  |  | no |  |  | 0 | 0 | 0 | 0
oh_line_8102201_200891838 |  | AD | node_8102201_200891837 | node_8102201_200891838 | 432.226 | bal_1P_2AC | 8102201 | no | no |  |  | no |  |  | 0 | 0 | 0 | 0
oh_line_8102201_200891839 |  | AD | node_8102201_200891838 | node_8102201_200891839 | 297.08 | bal_1P_2AC | 8102201 | no | no |  |  | no |  |  | 0 | 0 | 0 | 0
oh_line_8102201_200891840 |  | AD | node_8102201_200891839 | node_8102201_200891840 | 145.829 | bal_1P_2AC | 8102201 | no | no |  |  | no |  |  | 0 | 0 | 0 | 0
oh_line_8102201_200891841 |  | AD | node_8102201_200891840 | node_8102201_200891841 | 323.988 | bal_1P_2AC | 8102201 | no | no |  |  | no |  |  | 0 | 0 | 0 | 0
oh_line_8102201_200891842 |  | AD | node_8102201_200891841 | node_8102201_200891842 | 334.98 | bal_1P_2AC | 8102201 | no | no |  |  | no |  |  | 0 | 0 | 0 | 0
oh_line_8102201_200891843 |  | AD | node_8102201_200891842 | node_8102201_200891843 | 382.691 | bal_1P_2AC | 8102201 | no | no |  |  | no |  |  | 0 | 0 | 0 | 0
oh_line_8102201_200891844 |  | AD | node_8102201_200891843 | node_8102201_200891844 | 261.886 | bal_1P_2AC | 8102201 | no | no |  |  | no |  |  | 0 | 0 | 0 | 0
oh_line_8102201_200891845 |  | AD | node_8102201_200891843 | node_8102201_200891845 | 397.785 | bal_1P_2AC | 8102201 | no | no |  |  | no |  |  | 0 | 0 | 0 | 0
oh_line_8102201_200891846 |  | AD | node_8102201_200891845 | node_8102201_200891846 | 375.449 | bal_1P_2AC | 8102201 | no | no |  |  | no |  |  | 0 | 0 | 0 | 0
oh_line_8102201_200891847 |  | AD | node_8102201_200891650 | node_8102201_200891847 | 267.939 | bal_1P_1/0AA | 8102201 | no | no |  |  | no |  |  | 0 | 0 | 0 | 0
oh_line_8102201_200891848 |  | AD | node_8102201_200891847 | node_8102201_200891848 | 573.6 | bal_1P_2AC | 8102201 | no | no |  |  | no |  |  | 0 | 0 | 0 | 0
oh_line_8102201_200891850 |  | AD | node_8102201_200891848 | node_intto1_8102201_200891850 | 436.391 | bal_1P_2AC | 8102201 | no | no |  |  | no |  |  | 0 | 0 | 0 | 0
oh_line_8102201_200891851 |  | AD | node_8102201_200891850 | node_8102201_200891851 | 349.425 | bal_1P_1/0AC | 8102201 | no | no |  |  | no |  |  | 0 | 0 | 0 | 0
oh_line_8102201_200891853 |  | AD | node_8102201_200966824 | node_8102201_200891853 | 321.184 | bal_1P_1/0AC | 8102201 | no | no |  |  | no |  |  | 0 | 0 | 0 | 0
oh_line_8102201_200891908 |  | AD | node_8102201_200891911 | node_8102201_200891908 | 262.986 | bal_1P_1/0AA | 8102201 | no | no |  |  | no |  |  | 0 | 0 | 0 | 0
oh_line_8102201_200891909 |  | AD | node_8102201_200890254 | node_intto1_8102201_200891909 | 55.788 | bal_1P_1/0AA | 8102201 | no | no |  |  | no |  |  | 0 | 0 | 0 | 0
oh_line_8102201_200891910 |  | AD | node_8102201_200891909 | node_8102201_200891910 | 359.481 | bal_1P_1/0AA | 8102201 | no | no |  |  | no |  |  | 0 | 0 | 0 | 0
oh_line_8102201_200891911 |  | AD | node_8102201_200891910 | node_8102201_200891911 | 342.047 | bal_1P_1/0AA | 8102201 | no | no |  |  | no |  |  | 0 | 0 | 0 | 0
oh_line_8102201_200891937 |  | AD | node_8102201_200891831 | node_8102201_200891937 | 174.884 | bal_1P_2AC | 8102201 | no | no |  |  | no |  |  | 0 | 0 | 0 | 0
oh_line_8102201_200891938 |  | AD | node_8102201_200891937 | node_intto1_8102201_200891938 | 266.62 | bal_1P_1/0AA | 8102201 | no | no |  |  | no |  |  | 0 | 0 | 0 | 0
oh_line_8102201_200891939 |  | AD | node_8102201_200891938 | node_8102201_200891939 | 218.95 | bal_1P_1/0AA | 8102201 | no | no |  |  | no |  |  | 0 | 0 | 0 | 0
oh_line_8102201_200891940 |  | AD | node_8102201_200891939 | node_8102201_200891940 | 224.794 | bal_1P_1/0AA | 8102201 | no | no |  |  | no |  |  | 0 | 0 | 0 | 0
oh_line_8102201_200891941 |  | AD | node_8102201_200891940 | node_8102201_200891941 | 240.373 | bal_1P_1/0AA | 8102201 | no | no |  |  | no |  |  | 0 | 0 | 0 | 0
oh_line_8102201_200891943 |  | AD | node_8102201_200891938 | node_8102201_200891943 | 241.846 | bal_1P_1/0AA | 8102201 | no | no |  |  | no |  |  | 0 | 0 | 0 | 0
oh_line_8102201_200891949 |  | AD | node_8102201_200892119 | node_8102201_200891949 | 170.512 | bal_1P_1/0AC | 8102201 | no | no |  |  | no |  |  | 0 | 0 | 0 | 0
oh_line_8102201_200891950 |  | AD | node_8102201_200891949 | node_8102201_200891950 | 126.293 | bal_1P_1/0AC | 8102201 | no | no |  |  | no |  |  | 0 | 0 | 0 | 0
oh_line_8102201_200891953 |  | AD | node_8102201_200891954 | node_8102201_200891953 | 74.342 | bal_1P_1/0AC | 8102201 | no | no |  |  | no |  |  | 0 | 0 | 0 | 0
oh_line_8102201_200891954 |  | AD | node_8102201_200891964 | node_8102201_200891954 | 125.354 | bal_1P_1/0AC | 8102201 | no | no |  |  | no |  |  | 0 | 0 | 0 | 0
oh_line_8102201_200891955 |  | AD | node_8102201_200891988 | node_intto1_8102201_200891955 | 130.104 | bal_1P_1/0AC | 8102201 | no | no |  |  | no |  |  | 0 | 0 | 0 | 0
oh_line_8102201_200891956 |  | AD | node_8102201_200891967 | node_8102201_200891956 | 121.026 | bal_1P_2AC | 8102201 | no | no |  |  | no |  |  | 0 | 0 | 0 | 0
oh_line_8102201_200891958 |  | AD | node_8102201_200891956 | node_8102201_200891958 | 169.534 | bal_1P_2AC | 8102201 | no | no |  |  | no |  |  | 0 | 0 | 0 | 0
oh_line_8102201_200891959 |  | AD | node_8102201_200891958 | node_8102201_200891959 | 160.2 | bal_1P_2AC | 8102201 | no | no |  |  | no |  |  | 0 | 0 | 0 | 0
oh_line_8102201_200891960 |  | AD | node_8102201_200891959 | node_8102201_200891960 | 202.943 | bal_1P_2AC | 8102201 | no | no |  |  | no |  |  | 0 | 0 | 0 | 0
oh_line_8102201_200891961 |  | AD | node_8102201_200891960 | node_8102201_200891961 | 218.838 | bal_1P_2AC | 8102201 | no | no |  |  | no |  |  | 0 | 0 | 0 | 0
oh_line_8102201_200891962 |  | AD | node_8102201_200891955 | node_8102201_200891962 | 126.408 | bal_1P_1/0AC | 8102201 | no | no |  |  | no |  |  | 0 | 0 | 0 | 0
oh_line_8102201_200891963 |  | AD | node_8102201_200891962 | node_8102201_200891963 | 121.083 | bal_1P_1/0AC | 8102201 | no | no |  |  | no |  |  | 0 | 0 | 0 | 0
oh_line_8102201_200891964 |  | AD | node_8102201_200891963 | node_8102201_200891964 | 110.548 | bal_1P_1/0AC | 8102201 | no | no |  |  | no |  |  | 0 | 0 | 0 | 0
oh_line_8102201_200891965 |  | AD | node_8102201_200891953 | node_8102201_200891965 | 170.704 | bal_1P_1/0AC | 8102201 | no | no |  |  | no |  |  | 0 | 0 | 0 | 0
oh_line_8102201_200891966 |  | AD | node_8102201_200891965 | node_8102201_200891966 | 115.578 | bal_1P_1/0AC | 8102201 | no | no |  |  | no |  |  | 0 | 0 | 0 | 0
oh_line_8102201_200891967 |  | AD | node_8102201_200891966 | node_8102201_200891967 | 123.648 | bal_1P_1/0AC | 8102201 | no | no |  |  | no |  |  | 0 | 0 | 0 | 0
oh_line_8102201_200891968 |  | ABCD | node_8102201_200911595 | node_8102201_200891968 | 117.008 | bal_3P_477AL | 8102201 | no | no |  |  | no |  |  | 0 | 0 | 0 | 0
oh_line_8102201_200891969 |  | ABCD | node_8102201_200892016 | node_8102201_200891969 | 131.448 | bal_3P_477AL | 8102201 | no | no |  |  | no |  |  | 0 | 0 | 0 | 0
oh_line_8102201_200891971 |  | ABCD | node_8102201_200891969 | node_8102201_200891971 | 136.949 | bal_3P_477AL | 8102201 | no | no |  |  | no |  |  | 0 | 0 | 0 | 0
oh_line_8102201_200891972 |  | ABCD | node_8102201_200891971 | node_8102201_200891972 | 100.751 | bal_3P_477AL | 8102201 | no | no |  |  | no |  |  | 0 | 0 | 0 | 0
oh_line_8102201_200891974 |  | ABCD | node_8102201_200891972 | node_8102201_200891974 | 90.028 | bal_3P_477AL | 8102201 | no | no |  |  | no |  |  | 0 | 0 | 0 | 0
oh_line_8102201_200891975 |  | ABCD | node_8102201_200891974 | node_8102201_200891975 | 56.508 | bal_3P_477AL | 8102201 | no | no |  |  | no |  |  | 0 | 0 | 0 | 0
oh_line_8102201_200891977 |  | ABCD | node_8102201_200891975 | node_8102201_200891977 | 101.9 | bal_3P_477AL | 8102201 | no | no |  |  | no |  |  | 0 | 0 | 0 | 0
oh_line_8102201_200891978 |  | ABCD | node_8102201_200891977 | node_8102201_200891978 | 157.055 | bal_3P_477AL | 8102201 | no | no |  |  | no |  |  | 0 | 0 | 0 | 0
oh_line_8102201_200891981 |  | ABCD | node_8102201_200891978 | node_8102201_200891981 | 124.863 | bal_3P_477AL | 8102201 | no | no |  |  | no |  |  | 0 | 0 | 0 | 0
oh_line_8102201_200891982 |  | ABCD | node_8102201_200891981 | node_8102201_200891982 | 148.853 | bal_3P_477AL | 8102201 | no | no |  |  | no |  |  | 0 | 0 | 0 | 0
oh_line_8102201_200891983 |  | ABCD | node_8102201_200891968 | node_intto1_8102201_200891983 | 104.818 | bal_3P_477AL | 8102201 | no | no |  |  | no |  |  | 0 | 0 | 0 | 0
oh_line_8102201_200891984 |  | ABCD | node_8102201_200891982 | node_8102201_200891984 | 143.981 | bal_3P_477AL | 8102201 | no | no |  |  | no |  |  | 0 | 0 | 0 | 0
oh_line_8102201_200891985-1 |  | ABCD | node_8102201_200891984 | node_1318954_725_15336968_937 | 89.088 | bal_3P_477AL | 8102201 | no | no |  |  | no |  |  | 0 | 0 | 0 | 0
oh_line_8102201_200891985-2 |  | ABCD | node_1318954_725_15336968_937 | node_8102201_200891985 | 8.593 | bal_3P_477AL | 8102201 | no | no |  |  | no |  |  | 0 | 0 | 0 | 0
oh_line_8102201_200891986 |  | ABCD | node_8102201_200891985 | node_8102201_200891986 | 142.431 | bal_3P_477AL | 8102201 | no | no |  |  | no |  |  | 0 | 0 | 0 | 0
oh_line_8102201_200891987 |  | ABCD | node_8102201_200891986 | node_8102201_200891987 | 149.242 | bal_3P_477AL | 8102201 | no | no |  |  | no |  |  | 0 | 0 | 0 | 0
oh_line_8102201_200891988 |  | ABCD | node_8102201_200891987 | node_8102201_200891988 | 137.246 | bal_3P_477AL | 8102201 | no | no |  |  | no |  |  | 0 | 0 | 0 | 0
oh_line_8102201_200891989 |  | ABCD | node_8102201_200891988 | node_8102201_200891989 | 114.041 | bal_3P_477AL | 8102201 | no | no |  |  | no |  |  | 0 | 0 | 0 | 0
oh_line_8102201_200891990 |  | ABCD | node_8102201_200891989 | node_8102201_200891990 | 189.482 | bal_3P_477AL | 8102201 | no | no |  |  | no |  |  | 0 | 0 | 0 | 0
oh_line_8102201_200891991 |  | ABCD | node_8102201_200891983 | node_8102201_200891991 | 70.028 | bal_3P_477AL | 8102201 | no | no |  |  | no |  |  | 0 | 0 | 0 | 0
oh_line_8102201_200891993 |  | ABCD | node_8102201_200891990 | node_8102201_200891993 | 111.933 | bal_3P_477AL | 8102201 | no | no |  |  | no |  |  | 0 | 0 | 0 | 0
oh_line_8102201_200891994 |  | ABCD | node_8102201_200891993 | node_8102201_200891994 | 194.361 | bal_3P_477AL | 8102201 | no | no |  |  | no |  |  | 0 | 0 | 0 | 0
oh_line_8102201_200891997 |  | ABCD | node_8102201_200891994 | node_8102201_200891997 | 94.979 | bal_3P_477AL | 8102201 | no | no |  |  | no |  |  | 0 | 0 | 0 | 0
oh_line_8102201_200891998 |  | ABCD | node_8102201_200891997 | node_8102201_200891998 | 145.795 | bal_3P_477AL | 8102201 | no | no |  |  | no |  |  | 0 | 0 | 0 | 0
oh_line_8102201_200891999 |  | ABCD | node_8102201_200891998 | node_8102201_200891999 | 172.151 | bal_3P_477AL | 8102201 | no | no |  |  | no |  |  | 0 | 0 | 0 | 0
oh_line_8102201_200892000 |  | ABCD | node_8102201_200891999 | node_8102201_200892000 | 157.6 | bal_3P_477AL | 8102201 | no | no |  |  | no |  |  | 0 | 0 | 0 | 0
oh_line_8102201_200892002 |  | ABCD | node_8102201_200892000 | node_8102201_200892002 | 79.719 | bal_3P_477AL | 8102201 | no | no |  |  | no |  |  | 0 | 0 | 0 | 0
oh_line_8102201_200892003 |  | ABCD | node_8102201_200892002 | node_8102201_200892003 | 173.358 | bal_3P_477AL | 8102201 | no | no |  |  | no |  |  | 0 | 0 | 0 | 0
oh_line_8102201_200892004 |  | ABCD | node_8102201_200891991 | node_8102201_200892004 | 168.531 | bal_3P_477AL | 8102201 | no | no |  |  | no |  |  | 0 | 0 | 0 | 0
oh_line_8102201_200892005 |  | ABCD | node_8102201_200892003 | node_intto1_1318135_344_15335112_728 | 290.337 | bal_3P_477AL | 8102201 | no | no |  |  | no |  |  | 0 | 0 | 0 | 0
oh_line_8102201_200892013 |  | ABCD | node_8102201_200892004 | node_8102201_200892013 | 98.381 | bal_3P_477AL | 8102201 | no | no |  |  | no |  |  | 0 | 0 | 0 | 0
oh_line_8102201_200892014 |  | ABCD | node_8102201_200892013 | node_8102201_200892014 | 75.721 | bal_3P_477AL | 8102201 | no | no |  |  | no |  |  | 0 | 0 | 0 | 0
oh_line_8102201_200892015 |  | ABCD | node_8102201_200892014 | node_8102201_200892015 | 60.493 | bal_3P_477AL | 8102201 | no | no |  |  | no |  |  | 0 | 0 | 0 | 0
oh_line_8102201_200892016 |  | ABCD | node_8102201_200892015 | node_8102201_200892016 | 160.462 | bal_3P_477AL | 8102201 | no | no |  |  | no |  |  | 0 | 0 | 0 | 0
oh_line_8102201_200892017 |  | AD | node_8102201_200892034 | node_8102201_200892017 | 115.791 | bal_1P_4CU | 8102201 | no | no |  |  | no |  |  | 0 | 0 | 0 | 0
oh_line_8102201_200892018 |  | AD | node_8102201_200892017 | node_8102201_200892018 | 124.6 | bal_1P_2AC | 8102201 | no | no |  |  | no |  |  | 0 | 0 | 0 | 0
oh_line_8102201_200892019 |  | AD | node_8102201_200892018 | node_8102201_200892019 | 122.128 | bal_1P_2AC | 8102201 | no | no |  |  | no |  |  | 0 | 0 | 0 | 0
oh_line_8102201_200892023 |  | ABCD | node_8102201_200959965 | node_8102201_200892023 | 160.706 | bal_3P_1/0AC | 8102201 | no | no |  |  | no |  |  | 0 | 0 | 0 | 0
oh_line_8102201_200892025 |  | ABCD | node_8102201_200892028 | node_8102201_200892025 | 340.581 | bal_3P_1/0AC | 8102201 | no | no |  |  | no |  |  | 0 | 0 | 0 | 0
oh_line_8102201_200892026 |  | ABCD | node_8102201_200892025 | node_intto1_8102201_200892026 | 303.35 | bal_3P_1/0AC | 8102201 | no | no |  |  | no |  |  | 0 | 0 | 0 | 0
oh_line_8102201_200892028 |  | ABCD | node_8102201_200892029 | node_8102201_200892028 | 147.387 | bal_3P_1/0AC | 8102201 | no | no |  |  | no |  |  | 0 | 0 | 0 | 0
oh_line_8102201_200892029 |  | ABCD | node_8102201_200892023 | node_8102201_200892029 | 135.422 | bal_3P_1/0AC | 8102201 | no | no |  |  | no |  |  | 0 | 0 | 0 | 0
oh_line_8102201_200892030 |  | ABCD | node_8102201_200892028 | node_8102201_200892030 | 179.636 | bal_3P_1/0AC | 8102201 | no | no |  |  | no |  |  | 0 | 0 | 0 | 0
oh_line_8102201_200892031 |  | ABCD | node_8102201_200892030 | node_8102201_200892031 | 109.822 | bal_3P_1/0AC | 8102201 | no | no |  |  | no |  |  | 0 | 0 | 0 | 0
oh_line_8102201_200892034 |  | AD | node_8102201_200892031 | node_8102201_200892034 | 97.68 | bal_1P_4CU | 8102201 | no | no |  |  | no |  |  | 0 | 0 | 0 | 0
oh_line_8102201_200892035 |  | AD | node_8102201_200891969 | node_8102201_200892035 | 84.663 | bal_1P_1/0AC | 8102201 | no | no |  |  | no |  |  | 0 | 0 | 0 | 0
oh_line_8102201_200892036 |  | AD | node_8102201_200892035 | node_8102201_200892036 | 124.816 | bal_1P_1/0AC | 8102201 | no | no |  |  | no |  |  | 0 | 0 | 0 | 0
oh_line_8102201_200892037 |  | AD | node_8102201_200892036 | node_8102201_200892037 | 100.483 | bal_1P_1/0AC | 8102201 | no | no |  |  | no |  |  | 0 | 0 | 0 | 0
oh_line_8102201_200892041 |  | AD | node_8102201_200892015 | node_8102201_200892041 | 114.788 | bal_1P_1/0AC | 8102201 | no | no |  |  | no |  |  | 0 | 0 | 0 | 0
oh_line_8102201_200892043 |  | AD | node_8102201_200892041 | node_intto1_8102201_200892043 | 177.457 | bal_1P_1/0AC | 8102201 | no | no |  |  | no |  |  | 0 | 0 | 0 | 0
oh_line_8102201_200892044 |  | AD | node_8102201_200892043 | node_8102201_200892044 | 110.166 | bal_1P_1/0AC | 8102201 | no | no |  |  | no |  |  | 0 | 0 | 0 | 0
oh_line_8102201_200892045 |  | AD | node_8102201_200892044 | node_8102201_200892045 | 115.875 | bal_1P_1/0AC | 8102201 | no | no |  |  | no |  |  | 0 | 0 | 0 | 0
oh_line_8102201_200892046 |  | AD | node_8102201_200892045 | node_8102201_200892046 | 121.4 | bal_1P_1/0AC | 8102201 | no | no |  |  | no |  |  | 0 | 0 | 0 | 0
oh_line_8102201_200892047 |  | AD | node_8102201_200892046 | node_8102201_200892047 | 90.853 | bal_1P_1/0AC | 8102201 | no | no |  |  | no |  |  | 0 | 0 | 0 | 0
oh_line_8102201_200892048 |  | AD | node_8102201_200892047 | node_8102201_200892048 | 83.709 | bal_1P_1/0AC | 8102201 | no | no |  |  | no |  |  | 0 | 0 | 0 | 0
oh_line_8102201_200892051 |  | ABCD | node_8102201_200911595 | node_8102201_200892051 | 18.439 | bal_3P_4/0AL | 8102201 | no | no |  |  | no |  |  | 0 | 0 | 0 | 0
oh_line_8102201_200892052 |  | ABCD | node_8102201_200892071 | node_8102201_200892052 | 349.522 | bal_3P_1/0AC | 8102201 | no | no |  |  | no |  |  | 0 | 0 | 0 | 0
oh_line_8102201_200892053 |  | ABCD | node_8102201_200892052 | node_8102201_200892053 | 345.925 | bal_3P_1/0AC | 8102201 | no | no |  |  | no |  |  | 0 | 0 | 0 | 0
oh_line_8102201_200892055 |  | ABCD | node_8102201_200892053 | node_8102201_200892055 | 214.948 | bal_3P_1/0AC | 8102201 | no | no |  |  | no |  |  | 0 | 0 | 0 | 0
oh_line_8102201_200892056 |  | ABCD | node_8102201_200892055 | node_8102201_200892056 | 194.511 | bal_3P_1/0AC | 8102201 | no | no |  |  | no |  |  | 0 | 0 | 0 | 0
oh_line_8102201_200892057 |  | ABCD | node_8102201_200892056 | node_8102201_200892057 | 207.659 | bal_3P_1/0AC | 8102201 | no | no |  |  | no |  |  | 0 | 0 | 0 | 0
oh_line_8102201_200892058 |  | AD | node_8102201_200892057 | node_8102201_200892058 | 322.624 | bal_1P_1/0AC | 8102201 | no | no |  |  | no |  |  | 0 | 0 | 0 | 0
oh_line_8102201_200892059 |  | AD | node_8102201_200892058 | node_8102201_200892059 | 351.045 | bal_1P_1/0AC | 8102201 | no | no |  |  | no |  |  | 0 | 0 | 0 | 0
oh_line_8102201_200892060 |  | AD | node_8102201_200892059 | node_8102201_200892060 | 232.345 | bal_1P_1/0AC | 8102201 | no | no |  |  | no |  |  | 0 | 0 | 0 | 0
oh_line_8102201_200892061 |  | ABCD | node_8102201_200892051 | node_intto1_8102201_200892061 | 120.853 | bal_3P_4/0AL | 8102201 | no | no |  |  | no |  |  | 0 | 0 | 0 | 0
oh_line_8102201_200892062 |  | ABCD | node_8102201_200892061 | node_8102201_200892062 | 117.987 | bal_3P_4/0AL | 8102201 | no | no |  |  | no |  |  | 0 | 0 | 0 | 0
oh_line_8102201_200892063 |  | ABCD | node_8102201_200892062 | node_8102201_200892063 | 80.072 | bal_3P_4/0AL | 8102201 | no | no |  |  | no |  |  | 0 | 0 | 0 | 0
oh_line_8102201_200892064 |  | ABCD | node_8102201_200892063 | node_8102201_200892064 | 46.967 | bal_3P_4/0AL | 8102201 | no | no |  |  | no |  |  | 0 | 0 | 0 | 0
oh_line_8102201_200892065 |  | ABCD | node_8102201_200892064 | node_8102201_200892065 | 116.898 | bal_3P_4/0AL | 8102201 | no | no |  |  | no |  |  | 0 | 0 | 0 | 0
oh_line_8102201_200892066 |  | ABCD | node_8102201_200892065 | node_8102201_200892066 | 140.216 | bal_3P_1/0AC | 8102201 | no | no |  |  | no |  |  | 0 | 0 | 0 | 0
oh_line_8102201_200892067 |  | ABCD | node_8102201_200892066 | node_8102201_200892067 | 137.633 | bal_3P_1/0AC | 8102201 | no | no |  |  | no |  |  | 0 | 0 | 0 | 0
oh_line_8102201_200892069 |  | AD | node_8102201_200892067 | node_8102201_200892069 | 118.249 | bal_1P_1/0AA | 8102201 | no | no |  |  | no |  |  | 0 | 0 | 0 | 0
oh_line_8102201_200892070 |  | ABCD | node_8102201_200892067 | node_intto1_8102201_200892070 | 345.614 | bal_3P_1/0AC | 8102201 | no | no |  |  | no |  |  | 0 | 0 | 0 | 0
oh_line_8102201_200892071 |  | ABCD | node_8102201_200892070 | node_8102201_200892071 | 293.629 | bal_3P_1/0AC | 8102201 | no | no |  |  | no |  |  | 0 | 0 | 0 | 0
oh_line_8102201_200892072 |  | ABCD | node_8102201_200892187 | node_8102201_200892072 | 87.272 | bal_3P_477AL | 8102201 | no | no |  |  | no |  |  | 0 | 0 | 0 | 0
oh_line_8102201_200892074 |  | ABCD | node_8102201_200892072 | node_8102201_200892074 | 176.97 | bal_3P_477AL | 8102201 | no | no |  |  | no |  |  | 0 | 0 | 0 | 0
oh_line_8102201_200892075 |  | ABCD | node_8102201_200892074 | node_8102201_200892075 | 80.462 | bal_3P_477AL | 8102201 | no | no |  |  | no |  |  | 0 | 0 | 0 | 0
oh_line_8102201_200892076 |  | ABCD | node_8102201_200892075 | node_8102201_200892076 | 122.109 | bal_3P_477AL | 8102201 | no | no |  |  | no |  |  | 0 | 0 | 0 | 0
oh_line_8102201_200892077 |  | ABCD | node_8102201_200892072 | node_intto1_8102201_200892077 | 89.716 | bal_3P_477AL | 8102201 | no | no |  |  | no |  |  | 0 | 0 | 0 | 0
oh_line_8102201_200892079 |  | AD | node_8102201_200892095 | node_8102201_200892079 | 89.696 | bal_1P_1/0AC | 8102201 | no | no |  |  | no |  |  | 0 | 0 | 0 | 0
oh_line_8102201_200892080 |  | AD | node_8102201_200892079 | node_8102201_200892080 | 120.397 | bal_1P_1/0AC | 8102201 | no | no |  |  | no |  |  | 0 | 0 | 0 | 0
oh_line_8102201_200892081 |  | AD | node_8102201_200892080 | node_8102201_200892081 | 107.676 | bal_1P_1/0AC | 8102201 | no | no |  |  | no |  |  | 0 | 0 | 0 | 0
oh_line_8102201_200892082 |  | AD | node_8102201_200892081 | node_8102201_200892082 | 107.088 | bal_1P_1/0AC | 8102201 | no | no |  |  | no |  |  | 0 | 0 | 0 | 0
oh_line_8102201_200892083 |  | AD | node_8102201_200892082 | node_8102201_200892083 | 120.584 | bal_1P_1/0AC | 8102201 | no | no |  |  | no |  |  | 0 | 0 | 0 | 0
oh_line_8102201_200892087 |  | ABCD | node_8102201_200892077 | node_8102201_200892087 | 87.106 | bal_3P_477AL | 8102201 | no | no |  |  | no |  |  | 0 | 0 | 0 | 0
oh_line_8102201_200892088 |  | ABCD | node_8102201_200892087 | node_8102201_200892088 | 104.698 | bal_3P_477AL | 8102201 | no | no |  |  | no |  |  | 0 | 0 | 0 | 0
oh_line_8102201_200892089 |  | ABCD | node_8102201_200892088 | node_8102201_200892089 | 92.416 | bal_3P_477AL | 8102201 | no | no |  |  | no |  |  | 0 | 0 | 0 | 0
oh_line_8102201_200892090 |  | ABCD | node_8102201_200892089 | node_8102201_200892090 | 110.887 | bal_3P_477AL | 8102201 | no | no |  |  | no |  |  | 0 | 0 | 0 | 0
oh_line_8102201_200892092 |  | AD | node_8102201_200892090 | node_intto1_8102201_200892092 | 93.313 | bal_1P_1/0AC | 8102201 | no | no |  |  | no |  |  | 0 | 0 | 0 | 0
oh_line_8102201_200892093 |  | AD | node_8102201_200892092 | node_8102201_200892093 | 92.433 | bal_1P_1/0AC | 8102201 | no | no |  |  | no |  |  | 0 | 0 | 0 | 0
oh_line_8102201_200892094 |  | AD | node_8102201_200892093 | node_8102201_200892094 | 94.803 | bal_1P_1/0AC | 8102201 | no | no |  |  | no |  |  | 0 | 0 | 0 | 0
oh_line_8102201_200892095 |  | AD | node_8102201_200892094 | node_8102201_200892095 | 78.942 | bal_1P_1/0AC | 8102201 | no | no |  |  | no |  |  | 0 | 0 | 0 | 0
oh_line_8102201_200892096 |  | ABCD | node_8102201_200892090 | node_8102201_200892096 | 135.512 | bal_3P_1/0AC | 8102201 | no | no |  |  | no |  |  | 0 | 0 | 0 | 0
oh_line_8102201_200892097 |  | AD | node_8102201_200892109 | node_8102201_200892097 | 143.217 | bal_1P_1/0AA | 8102201 | no | no |  |  | no |  |  | 0 | 0 | 0 | 0
oh_line_8102201_200892098 |  | AD | node_8102201_200892097 | node_8102201_200892098 | 156.802 | bal_1P_1/0AC | 8102201 | no | no |  |  | no |  |  | 0 | 0 | 0 | 0
oh_line_8102201_200892099 |  | AD | node_8102201_200892098 | node_8102201_200892099 | 117.658 | bal_1P_1/0AC | 8102201 | no | no |  |  | no |  |  | 0 | 0 | 0 | 0
oh_line_8102201_200892100 |  | AD | node_8102201_200892099 | node_8102201_200892100 | 94.597 | bal_1P_1/0AC | 8102201 | no | no |  |  | no |  |  | 0 | 0 | 0 | 0
oh_line_8102201_200892101 |  | AD | node_8102201_200892113 | node_8102201_200892101 | 81.996 | bal_1P_1/0AC | 8102201 | no | no |  |  | no |  |  | 0 | 0 | 0 | 0
oh_line_8102201_200892102 |  | AD | node_8102201_200892101 | node_8102201_200892102 | 123.848 | bal_1P_1/0AC | 8102201 | no | no |  |  | no |  |  | 0 | 0 | 0 | 0
oh_line_8102201_200892103 |  | ABCD | node_8102201_200892096 | node_8102201_200892103 | 137.411 | bal_3P_1/0AC | 8102201 | no | no |  |  | no |  |  | 0 | 0 | 0 | 0
oh_line_8102201_200892104 |  | ABCD | node_8102201_200892103 | node_intto1_8102201_200892104 | 58.589 | unb_3P_2-1/0AC_1/0AA | 8102201 | no | no |  |  | no |  |  | 0 | 0 | 0 | 0
oh_line_8102201_200892105 |  | ABCD | node_8102201_200892104 | node_8102201_200892105 | 113.629 | unb_3P_2-1/0AC_1/0AA | 8102201 | no | no |  |  | no |  |  | 0 | 0 | 0 | 0
oh_line_8102201_200892106 |  | ABCD | node_8102201_200892105 | node_8102201_200892106 | 159.216 | unb_3P_2-1/0AC_1/0AA | 8102201 | no | no |  |  | no |  |  | 0 | 0 | 0 | 0
oh_line_8102201_200892107 |  | ABCD | node_8102201_200892106 | node_8102201_200892107 | 151.928 | bal_3P_1/0AA | 8102201 | no | no |  |  | no |  |  | 0 | 0 | 0 | 0
oh_line_8102201_200892108 |  | AD | node_8102201_200892107 | node_8102201_200892108 | 170.928 | bal_1P_1/0AA | 8102201 | no | no |  |  | no |  |  | 0 | 0 | 0 | 0
oh_line_8102201_200892109 |  | AD | node_8102201_200892108 | node_8102201_200892109 | 112.146 | bal_1P_1/0AA | 8102201 | no | no |  |  | no |  |  | 0 | 0 | 0 | 0
oh_line_8102201_200892111 |  | AD | node_8102201_200892112 | node_8102201_200892111 | 139.674 | bal_1P_1/0AC | 8102201 | no | no |  |  | no |  |  | 0 | 0 | 0 | 0
oh_line_8102201_200892112 |  | AD | node_8102201_200892113 | node_8102201_200892112 | 164.799 | bal_1P_1/0AC | 8102201 | no | no |  |  | no |  |  | 0 | 0 | 0 | 0
oh_line_8102201_200892113 |  | AD | node_8102201_200892100 | node_8102201_200892113 | 30.312 | bal_1P_1/0AC | 8102201 | no | no |  |  | no |  |  | 0 | 0 | 0 | 0
oh_line_8102201_200892115 |  | AD | node_8102201_200892127 | node_8102201_200892115 | 118.497 | bal_1P_1/0AC | 8102201 | no | no |  |  | no |  |  | 0 | 0 | 0 | 0
oh_line_8102201_200892116 |  | AD | node_8102201_200892079 | node_8102201_200892116 | 123.441 | bal_1P_1/0AC | 8102201 | no | no |  |  | no |  |  | 0 | 0 | 0 | 0
oh_line_8102201_200892117 |  | AD | node_8102201_200892115 | node_8102201_200892117 | 180.731 | bal_1P_1/0AC | 8102201 | no | no |  |  | no |  |  | 0 | 0 | 0 | 0
oh_line_8102201_200892118 |  | AD | node_8102201_200892117 | node_8102201_200892118 | 147.714 | bal_1P_1/0AC | 8102201 | no | no |  |  | no |  |  | 0 | 0 | 0 | 0
oh_line_8102201_200892119 |  | AD | node_8102201_200892118 | node_8102201_200892119 | 91.397 | bal_1P_1/0AC | 8102201 | no | no |  |  | no |  |  | 0 | 0 | 0 | 0
oh_line_8102201_200892120 |  | AD | node_8102201_200892119 | node_8102201_200892120 | 142.224 | bal_1P_1/0AC | 8102201 | no | no |  |  | no |  |  | 0 | 0 | 0 | 0
oh_line_8102201_200892121 |  | AD | node_8102201_200892120 | node_8102201_200892121 | 132.625 | bal_1P_1/0AC | 8102201 | no | no |  |  | no |  |  | 0 | 0 | 0 | 0
oh_line_8102201_200892123 |  | AD | node_8102201_200892079 | node_8102201_200892123 | 102.273 | bal_1P_1/0AC | 8102201 | no | no |  |  | no |  |  | 0 | 0 | 0 | 0
oh_line_8102201_200892124 |  | AD | node_8102201_200892123 | node_8102201_200892124 | 96.514 | bal_1P_1/0AC | 8102201 | no | no |  |  | no |  |  | 0 | 0 | 0 | 0
oh_line_8102201_200892127 |  | AD | node_8102201_200892128 | node_8102201_200892127 | 113.038 | bal_1P_1/0AC | 8102201 | no | no |  |  | no |  |  | 0 | 0 | 0 | 0
oh_line_8102201_200892128 |  | AD | node_8102201_200892129 | node_8102201_200892128 | 116.485 | bal_1P_1/0AC | 8102201 | no | no |  |  | no |  |  | 0 | 0 | 0 | 0
oh_line_8102201_200892129 |  | AD | node_8102201_200892130 | node_8102201_200892129 | 130.206 | bal_1P_1/0AC | 8102201 | no | no |  |  | no |  |  | 0 | 0 | 0 | 0
oh_line_8102201_200892130 |  | AD | node_8102201_200892131 | node_8102201_200892130 | 125.256 | bal_1P_1/0AC | 8102201 | no | no |  |  | no |  |  | 0 | 0 | 0 | 0
oh_line_8102201_200892131 |  | AD | node_8102201_200892133 | node_8102201_200892131 | 108.001 | bal_1P_1/0AC | 8102201 | no | no |  |  | no |  |  | 0 | 0 | 0 | 0
oh_line_8102201_200892133 |  | AD | node_8102201_200892134 | node_8102201_200892133 | 135.12 | bal_1P_1/0AC | 8102201 | no | no |  |  | no |  |  | 0 | 0 | 0 | 0
oh_line_8102201_200892134 |  | AD | node_8102201_200892135 | node_8102201_200892134 | 120.435 | bal_1P_1/0AC | 8102201 | no | no |  |  | no |  |  | 0 | 0 | 0 | 0
oh_line_8102201_200892135 |  | AD | node_8102201_200892116 | node_8102201_200892135 | 129.158 | bal_1P_1/0AC | 8102201 | no | no |  |  | no |  |  | 0 | 0 | 0 | 0
oh_line_8102201_200892137 |  | AD | node_8102201_200892138 | node_8102201_200892137 | 125.18 | bal_1P_2AC | 8102201 | no | no |  |  | no |  |  | 0 | 0 | 0 | 0
oh_line_8102201_200892138 |  | AD | node_8102201_200892139 | node_8102201_200892138 | 121.222 | bal_1P_2AC | 8102201 | no | no |  |  | no |  |  | 0 | 0 | 0 | 0
oh_line_8102201_200892139 |  | ABCD | node_8102201_200892140 | node_8102201_200892139 | 64.85 | bal_3P_1/0AC | 8102201 | no | no |  |  | no |  |  | 0 | 0 | 0 | 0
oh_line_8102201_200892140 |  | ABCD | node_8102201_200892158 | node_8102201_200892140 | 46.816 | bal_3P_1/0AC | 8102201 | no | no |  |  | no |  |  | 0 | 0 | 0 | 0
oh_line_8102201_200892142 |  | ABCD | node_8102201_200892156 | node_8102201_200892142 | 121.681 | bal_3P_1/0AC | 8102201 | no | no |  |  | no |  |  | 0 | 0 | 0 | 0
oh_line_8102201_200892143 |  | ABCD | node_8102201_200892142 | node_8102201_200892143 | 117.245 | bal_3P_1/0AC | 8102201 | no | no |  |  | no |  |  | 0 | 0 | 0 | 0
oh_line_8102201_200892146 |  | AD | node_8102201_200892191 | node_8102201_200892146 | 67.715 | bal_1P_1/0AC | 8102201 | no | no |  |  | no |  |  | 0 | 0 | 0 | 0
oh_line_8102201_200892147 |  | AD | node_8102201_200892146 | node_intto1_8102201_200892147 | 134.719 | bal_1P_1/0AC | 8102201 | no | no |  |  | no |  |  | 0 | 0 | 0 | 0
oh_line_8102201_200892148 |  | AD | node_8102201_200892147 | node_8102201_200892148 | 92.618 | bal_1P_1/0AC | 8102201 | no | no |  |  | no |  |  | 0 | 0 | 0 | 0
oh_line_8102201_200892149 |  | AD | node_8102201_200892148 | node_8102201_200892149 | 107.068 | bal_1P_1/0AC | 8102201 | no | no |  |  | no |  |  | 0 | 0 | 0 | 0
oh_line_8102201_200892154 |  | ABCD | node_8102201_200892227 | node_8102201_200892154 | 63.281 | bal_3P_1/0AC | 8102201 | no | no |  |  | no |  |  | 0 | 0 | 0 | 0
oh_line_8102201_200892155 |  | ABCD | node_8102201_200892154 | node_intto1_8102201_200892155 | 114.443 | bal_3P_1/0AC | 8102201 | no | no |  |  | no |  |  | 0 | 0 | 0 | 0
oh_line_8102201_200892156 |  | ABCD | node_8102201_200892155 | node_8102201_200892156 | 110.106 | bal_3P_1/0AC | 8102201 | no | no |  |  | no |  |  | 0 | 0 | 0 | 0
oh_line_8102201_200892158 |  | ABCD | node_8102201_200892156 | node_8102201_200892158 | 116.045 | bal_3P_1/0AC | 8102201 | no | no |  |  | no |  |  | 0 | 0 | 0 | 0
oh_line_8102201_200892160 |  | ABCD | node_8102201_200892158 | node_8102201_200892160 | 114.337 | bal_3P_1/0AC | 8102201 | no | no |  |  | no |  |  | 0 | 0 | 0 | 0
oh_line_8102201_200892161 |  | ABCD | node_8102201_200892160 | node_8102201_200892161 | 126.749 | bal_3P_1/0AC | 8102201 | no | no |  |  | no |  |  | 0 | 0 | 0 | 0
oh_line_8102201_200892163 |  | ABCD | node_8102201_200911595 | node_8102201_200892163 | 23.349 | bal_3P_477AL | 8102201 | no | no |  |  | no |  |  | 0 | 0 | 0 | 0
oh_line_8102201_200892164 |  | ABCD | node_8102201_200892163 | node_8102201_200892164 | 91.211 | bal_3P_1/0AC | 8102201 | no | no |  |  | no |  |  | 0 | 0 | 0 | 0
oh_line_8102201_200892165 |  | AD | node_8102201_200892181 | node_8102201_200892165 | 92.81 | bal_1P_4/0AC | 8102201 | no | no |  |  | no |  |  | 0 | 0 | 0 | 0
oh_line_8102201_200892166 |  | AD | node_8102201_200892165 | node_8102201_200892166 | 106.309 | bal_1P_4/0AC | 8102201 | no | no |  |  | no |  |  | 0 | 0 | 0 | 0
oh_line_8102201_200892167 |  | AD | node_8102201_200892166 | node_8102201_200892167 | 146.642 | bal_1P_4/0AC | 8102201 | no | no |  |  | no |  |  | 0 | 0 | 0 | 0
oh_line_8102201_200892168 |  | AD | node_8102201_200892167 | node_8102201_200892168 | 163.036 | bal_1P_4/0AC | 8102201 | no | no |  |  | no |  |  | 0 | 0 | 0 | 0
oh_line_8102201_200892169 |  | ABCD | node_8102201_200892164 | node_intto1_8102201_200892169 | 73.572 | bal_3P_4/0AC | 8102201 | no | no |  |  | no |  |  | 0 | 0 | 0 | 0
oh_line_8102201_200892170 |  | ABCD | node_8102201_200892163 | node_8102201_200892170 | 122.567 | bal_3P_477AL | 8102201 | no | no |  |  | no |  |  | 0 | 0 | 0 | 0
oh_line_8102201_200892174 |  | AD | node_8102201_200892169 | node_8102201_200892174 | 105.232 | bal_1P_4/0AC | 8102201 | no | no |  |  | no |  |  | 0 | 0 | 0 | 0
oh_line_8102201_200892175 |  | AD | node_8102201_200892174 | node_8102201_200892175 | 130.363 | bal_1P_4/0AC | 8102201 | no | no |  |  | no |  |  | 0 | 0 | 0 | 0
oh_line_8102201_200892176 |  | AD | node_8102201_200892175 | node_8102201_200892176 | 104.858 | bal_1P_4/0AC | 8102201 | no | no |  |  | no |  |  | 0 | 0 | 0 | 0
oh_line_8102201_200892177 |  | AD | node_8102201_200892176 | node_8102201_200892177 | 143.952 | bal_1P_4/0AC | 8102201 | no | no |  |  | no |  |  | 0 | 0 | 0 | 0
oh_line_8102201_200892178 |  | AD | node_8102201_200892177 | node_8102201_200892178 | 63.333 | bal_1P_4/0AC | 8102201 | no | no |  |  | no |  |  | 0 | 0 | 0 | 0
oh_line_8102201_200892179 |  | AD | node_8102201_200892178 | node_8102201_200892179 | 92.273 | bal_1P_4/0AC | 8102201 | no | no |  |  | no |  |  | 0 | 0 | 0 | 0
oh_line_8102201_200892181 |  | AD | node_8102201_200892179 | node_8102201_200892181 | 124.262 | bal_1P_4/0AC | 8102201 | no | no |  |  | no |  |  | 0 | 0 | 0 | 0
oh_line_8102201_200892182 |  | ABCD | node_8102201_200892183 | node_8102201_200892182 | 177.144 | bal_3P_477AL | 8102201 | no | no |  |  | no |  |  | 0 | 0 | 0 | 0
oh_line_8102201_200892183 |  | ABCD | node_8102201_200892184 | node_8102201_200892183 | 206.555 | bal_3P_477AL | 8102201 | no | no |  |  | no |  |  | 0 | 0 | 0 | 0
oh_line_8102201_200892184 |  | ABCD | node_8102201_200892185 | node_8102201_200892184 | 216.969 | bal_3P_477AL | 8102201 | no | no |  |  | no |  |  | 0 | 0 | 0 | 0
oh_line_8102201_200892185 |  | ABCD | node_8102201_200892222 | node_8102201_200892185 | 79.268 | bal_3P_477AL | 8102201 | no | no |  |  | no |  |  | 0 | 0 | 0 | 0
oh_line_8102201_200892187 |  | ABCD | node_8102201_200892198 | node_8102201_200892187 | 107.232 | bal_3P_477AL | 8102201 | no | no |  |  | no |  |  | 0 | 0 | 0 | 0
oh_line_8102201_200892188 |  | ABCD | node_8102201_200892189 | node_8102201_200892188 | 93.982 | bal_3P_477AL | 8102201 | no | no |  |  | no |  |  | 0 | 0 | 0 | 0
oh_line_8102201_200892189 |  | ABCD | node_8102201_200892190 | node_8102201_200892189 | 98.373 | bal_3P_477AL | 8102201 | no | no |  |  | no |  |  | 0 | 0 | 0 | 0
oh_line_8102201_200892190 |  | ABCD | node_8102201_200892191 | node_8102201_200892190 | 94.339 | bal_3P_477AL | 8102201 | no | no |  |  | no |  |  | 0 | 0 | 0 | 0
oh_line_8102201_200892191 |  | ABCD | node_8102201_200892192 | node_8102201_200892191 | 104.85 | bal_3P_477AL | 8102201 | no | no |  |  | no |  |  | 0 | 0 | 0 | 0
oh_line_8102201_200892192 |  | ABCD | node_8102201_200892193 | node_8102201_200892192 | 99.734 | bal_3P_477AL | 8102201 | no | no |  |  | no |  |  | 0 | 0 | 0 | 0
oh_line_8102201_200892193 |  | ABCD | node_8102201_200892194 | node_8102201_200892193 | 103.654 | bal_3P_477AL | 8102201 | no | no |  |  | no |  |  | 0 | 0 | 0 | 0
oh_line_8102201_200892194 |  | ABCD | node_8102201_200892195 | node_8102201_200892194 | 106.76 | bal_3P_477AL | 8102201 | no | no |  |  | no |  |  | 0 | 0 | 0 | 0
oh_line_8102201_200892195 |  | ABCD | node_8102201_200892196 | node_8102201_200892195 | 104.831 | bal_3P_477AL | 8102201 | no | no |  |  | no |  |  | 0 | 0 | 0 | 0
oh_line_8102201_200892196 |  | ABCD | node_8102201_200892197 | node_8102201_200892196 | 82.885 | bal_3P_477AL | 8102201 | no | no |  |  | no |  |  | 0 | 0 | 0 | 0
oh_line_8102201_200892197 |  | ABCD | node_8102201_200892201 | node_intto1_8102201_200892197 | 99.925 | bal_3P_477AL | 8102201 | no | no |  |  | no |  |  | 0 | 0 | 0 | 0
oh_line_8102201_200892198 |  | ABCD | node_8102201_200892213 | node_8102201_200892198 | 93.461 | bal_3P_477AL | 8102201 | no | no |  |  | no |  |  | 0 | 0 | 0 | 0
oh_line_8102201_200892201 |  | ABCD | node_8102201_200892202 | node_8102201_200892201 | 98.81 | bal_3P_477AL | 8102201 | no | no |  |  | no |  |  | 0 | 0 | 0 | 0
oh_line_8102201_200892202 |  | ABCD | node_8102201_200892203 | node_8102201_200892202 | 55.914 | bal_3P_477AL | 8102201 | no | no |  |  | no |  |  | 0 | 0 | 0 | 0
oh_line_8102201_200892203 |  | ABCD | node_8102201_200892182 | node_8102201_200892203 | 140.143 | bal_3P_477AL | 8102201 | no | no |  |  | no |  |  | 0 | 0 | 0 | 0
oh_line_8102201_200892204 |  | ABCD | node_8102201_200892202 | node_8102201_200892204 | 79.224 | bal_3P_477AL | 8102201 | no | no |  |  | no |  |  | 0 | 0 | 0 | 0
oh_line_8102201_200892205 |  | ABCD | node_8102201_200892204 | node_8102201_200892205 | 96.937 | bal_3P_477AL | 8102201 | no | no |  |  | no |  |  | 0 | 0 | 0 | 0
oh_line_8102201_200892206 |  | ABCD | node_8102201_200892205 | node_8102201_200892206 | 98.716 | bal_3P_477AL | 8102201 | no | no |  |  | no |  |  | 0 | 0 | 0 | 0
oh_line_8102201_200892207 |  | ABCD | node_8102201_200892206 | node_intto1_8102201_200892207 | 101.331 | bal_3P_477AL | 8102201 | no | no |  |  | no |  |  | 0 | 0 | 0 | 0
oh_line_8102201_200892208 |  | ABCD | node_8102201_200892207 | node_8102201_200892208 | 99.086 | bal_3P_477AL | 8102201 | no | no |  |  | no |  |  | 0 | 0 | 0 | 0
oh_line_8102201_200892209 |  | ABCD | node_8102201_200892208 | node_8102201_200892209 | 102.154 | bal_3P_477AL | 8102201 | no | no |  |  | no |  |  | 0 | 0 | 0 | 0
oh_line_8102201_200892210 |  | ABCD | node_8102201_200892209 | node_intto1_8102201_200892210 | 97.314 | bal_3P_477AL | 8102201 | no | no |  |  | no |  |  | 0 | 0 | 0 | 0
oh_line_8102201_200892211 |  | ABCD | node_8102201_200892210 | node_8102201_200892211 | 100.464 | bal_3P_477AL | 8102201 | no | no |  |  | no |  |  | 0 | 0 | 0 | 0
oh_line_8102201_200892213 |  | ABCD | node_8102201_200892220 | node_8102201_200892213 | 75.518 | bal_3P_477AL | 8102201 | no | no |  |  | no |  |  | 0 | 0 | 0 | 0
oh_line_8102201_200892214 |  | ABCD | node_8102201_200892211 | node_8102201_200892214 | 100.958 | bal_3P_477AL | 8102201 | no | no |  |  | no |  |  | 0 | 0 | 0 | 0
oh_line_8102201_200892215 |  | ABCD | node_8102201_200892214 | node_8102201_200892215 | 47.362 | bal_3P_1/0AC | 8102201 | no | no |  |  | no |  |  | 0 | 0 | 0 | 0
oh_line_8102201_200892216 |  | ABCD | node_8102201_200892215 | node_8102201_200892216 | 271.025 | bal_3P_1/0AC | 8102201 | no | no |  |  | no |  |  | 0 | 0 | 0 | 0
oh_line_8102201_200892217 |  | ABCD | node_8102201_200892214 | node_8102201_200892217 | 107.22 | bal_3P_477AL | 8102201 | no | no |  |  | no |  |  | 0 | 0 | 0 | 0
oh_line_8102201_200892218 |  | ABCD | node_8102201_200892217 | node_8102201_200892218 | 107.709 | bal_3P_477AL | 8102201 | no | no |  |  | no |  |  | 0 | 0 | 0 | 0
oh_line_8102201_200892219 |  | ABCD | node_8102201_200892218 | node_8102201_200892219 | 103.106 | bal_3P_477AL | 8102201 | no | no |  |  | no |  |  | 0 | 0 | 0 | 0
oh_line_8102201_200892220 |  | ABCD | node_8102201_200892223 | node_8102201_200892220 | 117.845 | bal_3P_477AL | 8102201 | no | no |  |  | no |  |  | 0 | 0 | 0 | 0
oh_line_8102201_200892222 |  | ABCD | node_SOURCE_8102201 | node_intto1_8102201_200892222 | 28.63 | bal_3P_477AL | 8102201 | no | no |  |  | no |  |  | 0 | 0 | 0 | 0
oh_line_8102201_200892223 |  | ABCD | node_8102201_200892226 | node_8102201_200892223 | 79.861 | bal_3P_477AL | 8102201 | no | no |  |  | no |  |  | 0 | 0 | 0 | 0
oh_line_8102201_200892224 |  | AD | node_8102201_200892223 | node_8102201_200892224 | 46.252 | bal_1P_1/0AA | 8102201 | no | no |  |  | no |  |  | 0 | 0 | 0 | 0
oh_line_8102201_200892225 |  | AD | node_8102201_200892224 | node_8102201_200892225 | 140.086 | bal_1P_1/0AC | 8102201 | no | no |  |  | no |  |  | 0 | 0 | 0 | 0
oh_line_8102201_200892226 |  | ABCD | node_8102201_200892227 | node_8102201_200892226 | 67.108 | bal_3P_477AL | 8102201 | no | no |  |  | no |  |  | 0 | 0 | 0 | 0
oh_line_8102201_200892227 |  | ABCD | node_8102201_200892231 | node_8102201_200892227 | 125.132 | bal_3P_477AL | 8102201 | no | no |  |  | no |  |  | 0 | 0 | 0 | 0
oh_line_8102201_200892231 |  | ABCD | node_8102201_200892232 | node_8102201_200892231 | 94.122 | bal_3P_477AL | 8102201 | no | no |  |  | no |  |  | 0 | 0 | 0 | 0
oh_line_8102201_200892232 |  | ABCD | node_8102201_200892188 | node_8102201_200892232 | 110.633 | bal_3P_477AL | 8102201 | no | no |  |  | no |  |  | 0 | 0 | 0 | 0
oh_line_8102201_200892233 |  | AD | node_8102201_200892003 | node_intto1_8102201_200892233 | 87.141 | bal_1P_1/0AC | 8102201 | no | no |  |  | no |  |  | 0 | 0 | 0 | 0
oh_line_8102201_200892234 |  | AD | node_8102201_200892233 | node_8102201_200892234 | 268.51 | bal_1P_1/0AC | 8102201 | no | no |  |  | no |  |  | 0 | 0 | 0 | 0
oh_line_8102201_200892235 |  | AD | node_8102201_200892237 | node_8102201_200892235 | 107.992 | bal_1P_1/0AC | 8102201 | no | no |  |  | no |  |  | 0 | 0 | 0 | 0
oh_line_8102201_200892236 |  | AD | node_8102201_200892234 | node_8102201_200892236 | 120.673 | bal_1P_1/0AC | 8102201 | no | no |  |  | no |  |  | 0 | 0 | 0 | 0
oh_line_8102201_200892237 |  | AD | node_8102201_200892236 | node_8102201_200892237 | 96.955 | bal_1P_1/0AC | 8102201 | no | no |  |  | no |  |  | 0 | 0 | 0 | 0
oh_line_8102201_200892238 |  | AD | node_8102201_200892235 | node_8102201_200892238 | 23.897 | bal_1P_1/0AC | 8102201 | no | no |  |  | no |  |  | 0 | 0 | 0 | 0
oh_line_8102201_200892239 |  | AD | node_8102201_200892238 | node_8102201_200892239 | 152.714 | bal_1P_1/0AC | 8102201 | no | no |  |  | no |  |  | 0 | 0 | 0 | 0
oh_line_8102201_200892240 |  | AD | node_8102201_200892239 | node_8102201_200892240 | 17.84 | bal_1P_2AC | 8102201 | no | no |  |  | no |  |  | 0 | 0 | 0 | 0
oh_line_8102201_200892241 |  | AD | node_8102201_200892240 | node_8102201_200892241 | 236.323 | bal_1P_2AC | 8102201 | no | no |  |  | no |  |  | 0 | 0 | 0 | 0
oh_line_8102201_200892242 |  | AD | node_8102201_200892241 | node_8102201_200892242 | 167.3 | bal_1P_1/0AA | 8102201 | no | no |  |  | no |  |  | 0 | 0 | 0 | 0
oh_line_8102201_200892244 |  | AD | node_8102201_200892239 | node_8102201_200892244 | 170.349 | bal_1P_1/0AC | 8102201 | no | no |  |  | no |  |  | 0 | 0 | 0 | 0
oh_line_8102201_200892245 |  | ABCD | node_8102201_200892063 | node_8102201_200892245 | 45.798 | bal_3P_1/0AC | 8102201 | no | no |  |  | no |  |  | 0 | 0 | 0 | 0
oh_line_8102201_200892246 |  | ABCD | node_8102201_200892245 | node_8102201_200892246 | 190.93 | bal_3P_1/0AC | 8102201 | no | no |  |  | no |  |  | 0 | 0 | 0 | 0
oh_line_8102201_200892247 |  | ABCD | node_8102201_200892246 | node_8102201_200892247 | 146.159 | bal_3P_1/0AA | 8102201 | no | no |  |  | no |  |  | 0 | 0 | 0 | 0
oh_line_8102201_200892248 |  | AD | node_8102201_200892246 | node_8102201_200892248 | 149.742 | bal_1P_1/0AC | 8102201 | no | no |  |  | no |  |  | 0 | 0 | 0 | 0
oh_line_8102201_200892251-1 |  | AD | node_220465120 | node_8102201_200892251 | 20.705 | bal_1P_1/0AC | 8102201 | no | no |  |  | no |  |  | 0 | 0 | 0 | 0
oh_line_8102201_200892251-2 |  | AD | node_220608546 | node_intto1_220465120 | 21.928 | bal_1P_1/0AC | 8102201 | no | no |  |  | no |  |  | 0 | 0 | 0 | 0
oh_line_8102201_200892251-3 |  | AD | node_8102201_200892248 | node_intto1_220608546 | 68.264 | bal_1P_1/0AC | 8102201 | no | no |  |  | no |  |  | 0 | 0 | 0 | 0
oh_line_8102201_200909399 |  | AD | node_8102201_200890620 | node_8102201_200909399 | 131.662 | bal_1P_1/0AC | 8102201 | no | no |  |  | no |  |  | 0 | 0 | 0 | 0
oh_line_8102201_200909400 |  | AD | node_8102201_200909399 | node_8102201_200909400 | 149.696 | bal_1P_1/0AC | 8102201 | no | no |  |  | no |  |  | 0 | 0 | 0 | 0
oh_line_8102201_200909407 |  | AD | node_8102201_200890106 | node_8102201_200909407 | 209.159 | bal_1P_2AC | 8102201 | no | no |  |  | no |  |  | 0 | 0 | 0 | 0
oh_line_8102201_200910012 |  | AD | node_8102201_200891053 | node_8102201_200910012 | 157.159 | bal_1P_4/0AC | 8102201 | no | no |  |  | no |  |  | 0 | 0 | 0 | 0
oh_line_8102201_200911595 |  | ABCD | node_8102201_200892076 | node_8102201_200911595 | 114.269 | bal_3P_477AL | 8102201 | no | no |  |  | no |  |  | 0 | 0 | 0 | 0
oh_line_8102201_200948558 |  | AD | node_8102201_200890539 | node_8102201_200948558 | 236.784 | bal_1P_1/0AA | 8102201 | no | no |  |  | no |  |  | 0 | 0 | 0 | 0
oh_line_8102201_200948632 |  | AD | node_8102201_200948558 | node_8102201_200948632 | 171.326 | bal_1P_1/0AA | 8102201 | no | no |  |  | no |  |  | 0 | 0 | 0 | 0
oh_line_8102201_200959965 |  | ABCD | node_8102201_200891975 | node_intto1_8102201_200959965 | 157.879 | bal_3P_1/0AC | 8102201 | no | no |  |  | no |  |  | 0 | 0 | 0 | 0
oh_line_8102201_200966824 |  | AD | node_8102201_200891851 | node_8102201_200966824 | 364.103 | bal_1P_1/0AC | 8102201 | no | no |  |  | no |  |  | 0 | 0 | 0 | 0
oh_line_8102201_200967543 |  | AD | node_8102201_200892244 | node_8102201_200967543 | 316.059 | bal_1P_1/0AC | 8102201 | no | no |  |  | no |  |  | 0 | 0 | 0 | 0
oh_line_8102201_200970184 |  | AD | node_8102201_200890193 | node_8102201_200970184 | 210.241 | bal_1P_4AC | 8102201 | no | no |  |  | no |  |  | 0 | 0 | 0 | 0
oh_line_8102201_200970185 |  | AD | node_8102201_200970184 | node_8102201_200970185 | 245.141 | bal_1P_1/0AA | 8102201 | no | no |  |  | no |  |  | 0 | 0 | 0 | 0
oh_line_8102201_200972314 |  | AD | node_8102201_200890547 | node_8102201_200972314 | 293.452 | bal_1P_2AC | 8102201 | no | no |  |  | no |  |  | 0 | 0 | 0 | 0
oh_line_8102201_200985557 |  | AD | node_8102201_200890242 | node_8102201_200985557 | 230.04 | bal_1P_4AC | 8102201 | no | no |  |  | no |  |  | 0 | 0 | 0 | 0
oh_line_8102201_200986825 |  | AD | node_8102201_200891908 | node_8102201_200986825 | 119.438 | bal_1P_1/0AA | 8102201 | no | no |  |  | no |  |  | 0 | 0 | 0 | 0
oh_line_8102201_200986937 |  | AD | node_8102201_200986825 | node_8102201_200986937 | 213.893 | bal_1P_1/0AA | 8102201 | no | no |  |  | no |  |  | 0 | 0 | 0 | 0
oh_line_8102201_200986938 |  | AD | node_8102201_200986937 | node_8102201_200986938 | 199.316 | bal_1P_1/0AA | 8102201 | no | no |  |  | no |  |  | 0 | 0 | 0 | 0
oh_line_8102201_201012084 |  | AD | node_8102201_310010900 | node_8102201_201012084 | 225.716 | bal_1P_1/0AA | 8102201 | no | no |  |  | no |  |  | 0 | 0 | 0 | 0
oh_line_8102201_201012383 |  | ABCD | node_8102201_200891132 | node_8102201_201012383 | 156.376 | bal_3P_477AL | 8102201 | no | no |  |  | no |  |  | 0 | 0 | 0 | 0
oh_line_8102201_201031543 |  | ABCD | node_8102201_200891999 | node_8102201_201031543 | 110.058 | bal_3P_1/0AA | 8102201 | no | no |  |  | no |  |  | 0 | 0 | 0 | 0
oh_line_8102201_201042071 |  | ABCD | node_8102201_200891645 | node_8102201_201042071 | 240.225 | bal_3P_1/0AC | 8102201 | no | no |  |  | no |  |  | 0 | 0 | 0 | 0
oh_line_8102201_201045638 |  | ABCD | node_8102201_200892204 | node_intto1_8102201_201045638 | 145.988 | bal_3P_1/0AC | 8102201 | no | no |  |  | no |  |  | 0 | 0 | 0 | 0
oh_line_8102201_201056332 |  | AD | node_8102201_200891118 | node_intto1_8102201_201056332 | 222.73 | bal_1P_4/0AA | 8102201 | no | no |  |  | no |  |  | 0 | 0 | 0 | 0
oh_line_8102201_201063402 |  | ABCD | node_8102201_200891142 | node_8102201_201063402 | 233.766 | bal_3P_4/0AL | 8102201 | no | no |  |  | no |  |  | 0 | 0 | 0 | 0
oh_line_8102201_201063403 |  | ABCD | node_8102201_201063402 | node_8102201_201063403 | 225.777 | bal_3P_4/0AL | 8102201 | no | no |  |  | no |  |  | 0 | 0 | 0 | 0
oh_line_8102201_201063404 |  | ABCD | node_8102201_201063403 | node_8102201_201063404 | 257.464 | bal_3P_4/0AL | 8102201 | no | no |  |  | no |  |  | 0 | 0 | 0 | 0
oh_line_8102201_201063567 |  | AD | node_8102201_200890500 | node_8102201_201063567 | 294.245 | bal_1P_1/0AA | 8102201 | no | no |  |  | no |  |  | 0 | 0 | 0 | 0
oh_line_8102201_201063685 |  | AD | node_8102201_200891702 | node_8102201_201063685 | 449.564 | bal_1P_4AC | 8102201 | no | no |  |  | no |  |  | 0 | 0 | 0 | 0
oh_line_8102201_201066736 |  | ABCD | node_8102201_200892222 | node_8102201_201066736 | 307.964 | bal_3P_1/0AC | 8102201 | no | no |  |  | no |  |  | 0 | 0 | 0 | 0
oh_line_8102201_310010836 |  | AD | node_8102201_200890768 | node_8102201_310010836 | 234.702 | bal_1P_1/0AC | 8102201 | no | no |  |  | no |  |  | 0 | 0 | 0 | 0
oh_line_8102201_310010842 |  | ABCD | node_8102201_201042071 | node_intto1_8102201_310010842 | 28.163 | bal_3P_1/0AC | 8102201 | no | no |  |  | no |  |  | 0 | 0 | 0 | 0
oh_line_8102201_310010873 |  | AD | node_8102201_201012084 | node_8102201_310010873 | 275.681 | bal_1P_1/0AA | 8102201 | no | no |  |  | no |  |  | 0 | 0 | 0 | 0
oh_line_8102201_310010878 |  | AD | node_8102201_310010873 | node_8102201_310010878 | 282.704 | bal_1P_1/0AA | 8102201 | no | no |  |  | no |  |  | 0 | 0 | 0 | 0
oh_line_8102201_310010896 |  | AD | node_8102201_310010878 | node_8102201_310010896 | 297.603 | bal_1P_1/0AA | 8102201 | no | no |  |  | no |  |  | 0 | 0 | 0 | 0
oh_line_8102201_310010897 |  | AD | node_8102201_310010896 | node_8102201_310010897 | 293.84 | bal_1P_1/0AA | 8102201 | no | no |  |  | no |  |  | 0 | 0 | 0 | 0
oh_line_8102201_310010900 |  | AD | node_8102201_310010901 | node_8102201_310010900 | 237.522 | bal_1P_1/0AA | 8102201 | no | no |  |  | no |  |  | 0 | 0 | 0 | 0
oh_line_8102201_310010901 |  | AD | node_8102201_310010902 | node_8102201_310010901 | 214.186 | bal_1P_1/0AA | 8102201 | no | no |  |  | no |  |  | 0 | 0 | 0 | 0
oh_line_8102201_310010902 |  | AD | node_8102201_310010903 | node_8102201_310010902 | 253.559 | bal_1P_1/0AA | 8102201 | no | no |  |  | no |  |  | 0 | 0 | 0 | 0
oh_line_8102201_310010903 |  | AD | node_8102201_312012760 | node_8102201_310010903 | 239.914 | bal_1P_1/0AA | 8102201 | no | no |  |  | no |  |  | 0 | 0 | 0 | 0
oh_line_8102201_310015642 |  | AD | node_8102201_200890846 | node_8102201_310015642 | 146.669 | bal_1P_1/0AA | 8102201 | no | no |  |  | no |  |  | 0 | 0 | 0 | 0
oh_line_8102201_310015643 |  | AD | node_8102201_310015642 | node_8102201_310015643 | 289.071 | bal_1P_1/0AA | 8102201 | no | no |  |  | no |  |  | 0 | 0 | 0 | 0
oh_line_8102201_310062455-1 |  | AD | node_8102201_200890763 | node_intto1_220608333 | 9.915 | bal_1P_1/0AC | 8102201 | no | no |  |  | no |  |  | 0 | 0 | 0 | 0
oh_line_8102201_310062455-2 |  | AD | node_220608333 | node_intto1_220465168 | 4.897 | bal_1P_1/0AC | 8102201 | no | no |  |  | no |  |  | 0 | 0 | 0 | 0
oh_line_8102201_310062455-3 |  | AD | node_220465168 | node_8102201_310062455 | 6.363 | bal_1P_1/0AC | 8102201 | no | no |  |  | no |  |  | 0 | 0 | 0 | 0
oh_line_8102201_311910325 |  | ABCD | node_8102201_200892222 | node_intto1_8102201_311910325 | 59.171 | bal_3P_477AL | 8102201 | no | no |  |  | no |  |  | 0 | 0 | 0 | 0
oh_line_8102201_311925989 |  | AD | node_8102201_201056332 | node_8102201_311925989 | 108.1 | bal_1P_4/0AA | 8102201 | no | no |  |  | no |  |  | 0 | 0 | 0 | 0
oh_line_8102201_311925990 |  | AN | node_8102201_311925989 | node_intto1_8102201_311925990 | 240.05 | bal_1P_DELTACUST | 8102201 | no | no |  |  | no |  |  | 0 | 0 | 0 | 0
oh_line_8102201_311925992 |  | AN | node_8102201_311925990 | node_8102201_311925992 | 364.798 | bal_1P_DELTACUST | 8102201 | no | no |  |  | no |  |  | 0 | 0 | 0 | 0
oh_line_8102201_312012756 |  | AD | node_8102201_200890295 | node_8102201_312012756 | 179.875 | bal_1P_4AC | 8102201 | no | no |  |  | no |  |  | 0 | 0 | 0 | 0
oh_line_8102201_312012759 |  | AN | node_8102201_200891941 | node_8102201_312012759 | 264.378 | bal_1P_DELTACUST | 8102201 | no | no |  |  | no |  |  | 0 | 0 | 0 | 0
oh_line_8102201_312012760 |  | AN | node_8102201_312012759 | node_8102201_312012760 | 280.331 | bal_1P_DELTACUST | 8102201 | no | no |  |  | no |  |  | 0 | 0 | 0 | 0
oh_line_8102201_312012842 |  | AD | node_8102201_200890938 | node_8102201_312012842 | 70.661 | bal_1P_3-104CW | 8102201 | no | no |  |  | no |  |  | 0 | 0 | 0 | 0
oh_line_8102201_312043661 |  | ABCD | node_8102201_200891063 | node_8102201_312043661 | 17.605 | bal_3P_1/0AA | 8102201 | no | no |  |  | no |  |  | 0 | 0 | 0 | 0
oh_line_TAP_OH_900660 |  | AN | node_8102201_200841165 | node_1347343_47_15340658_486 | 0.033 | unb_TAPWIRE_OH | 8102201 | no | no |  |  | no |  |  | 0 | 0 | 0 | 0
oh_line_TAP_OH_900662 |  | AN | node_8102201_200841171 | node_1348401_368_15340871_567 | 0.033 | unb_TAPWIRE_OH | 8102201 | no | no |  |  | no |  |  | 0 | 0 | 0 | 0
oh_line_TAP_OH_900663 |  | AN | node_8102201_200841173 | node_1348615_025_15340697_976 | 0.033 | unb_TAPWIRE_OH | 8102201 | no | no |  |  | no |  |  | 0 | 0 | 0 | 0
oh_line_TAP_OH_913412 |  | AN | node_8102201_200888036 | node_1314593_68_15358525_213 | 0.033 | unb_TAPWIRE_OH | 8102201 | no | no |  |  | no |  |  | 0 | 0 | 0 | 0
oh_line_TAP_OH_913413 |  | AN | node_8102201_200888039 | node_1314050_947_15359084_748 | 0.033 | unb_TAPWIRE_OH | 8102201 | no | no |  |  | no |  |  | 0 | 0 | 0 | 0
oh_line_TAP_OH_913543 |  | AN | node_8102201_200888518 | node_1322909_646_15358188_692 | 0.033 | unb_TAPWIRE_OH | 8102201 | no | no |  |  | no |  |  | 0 | 0 | 0 | 0
oh_line_TAP_OH_914069 |  | AN | node_8102201_200890097 | node_1324226_414_15346233_626 | 0.033 | unb_TAPWIRE_OH | 8102201 | no | no |  |  | no |  |  | 0 | 0 | 0 | 0
oh_line_TAP_OH_914070 |  | AN | node_8102201_200890098 | node_1324222_758_15346369_517 | 0.033 | unb_TAPWIRE_OH | 8102201 | no | no |  |  | no |  |  | 0 | 0 | 0 | 0
oh_line_TAP_OH_914071 |  | AN | node_8102201_200890101 | node_1326177_824_15350172_523 | 0.033 | unb_TAPWIRE_OH | 8102201 | no | no |  |  | no |  |  | 0 | 0 | 0 | 0
oh_line_TAP_OH_914072 |  | AN | node_8102201_200890105 | node_1326492_098_15350837_867 | 0.033 | unb_TAPWIRE_OH | 8102201 | no | no |  |  | no |  |  | 0 | 0 | 0 | 0
oh_line_TAP_OH_914073 |  | AN | node_8102201_200890106 | node_1326594_235_15351062_445 | 0.033 | unb_TAPWIRE_OH | 8102201 | no | no |  |  | no |  |  | 0 | 0 | 0 | 0
oh_line_TAP_OH_914084 |  | AN | node_8102201_200890138 | node_1324192_9_15347353_023 | 0.033 | unb_TAPWIRE_OH | 8102201 | no | no |  |  | no |  |  | 0 | 0 | 0 | 0
oh_line_TAP_OH_914086 |  | AN | node_8102201_200890145 | node_1324588_896_15348284_089 | 0.033 | unb_TAPWIRE_OH | 8102201 | no | no |  |  | no |  |  | 0 | 0 | 0 | 0
oh_line_TAP_OH_914097 |  | AN | node_8102201_200890180 | node_1327050_245_15350965_631 | 0.033 | unb_TAPWIRE_OH | 8102201 | no | no |  |  | no |  |  | 0 | 0 | 0 | 0
oh_line_TAP_OH_914098 |  | AN | node_8102201_200890184 | node_1330611_315_15352221_581 | 0.033 | unb_TAPWIRE_OH | 8102201 | no | no |  |  | no |  |  | 0 | 0 | 0 | 0
oh_line_TAP_OH_914099 |  | AN | node_8102201_200890185 | node_1331252_646_15351997_74 | 0.033 | unb_TAPWIRE_OH | 8102201 | no | no |  |  | no |  |  | 0 | 0 | 0 | 0
oh_line_TAP_OH_914100 |  | AN | node_8102201_200890187 | node_1331561_085_15352149_569 | 0.033 | unb_TAPWIRE_OH | 8102201 | no | no |  |  | no |  |  | 0 | 0 | 0 | 0
oh_line_TAP_OH_914101 |  | AN | node_8102201_200890189 | node_1331844_556_15352288_9 | 0.033 | unb_TAPWIRE_OH | 8102201 | no | no |  |  | no |  |  | 0 | 0 | 0 | 0
oh_line_TAP_OH_914102 |  | AN | node_8102201_200890191 | node_1332522_075_15352616_951 | 0.033 | unb_TAPWIRE_OH | 8102201 | no | no |  |  | no |  |  | 0 | 0 | 0 | 0
oh_line_TAP_OH_914103 |  | AN | node_8102201_200890200 | node_1335007_244_15353095_647 | 0.033 | unb_TAPWIRE_OH | 8102201 | no | no |  |  | no |  |  | 0 | 0 | 0 | 0
oh_line_TAP_OH_914104 |  | AN | node_8102201_200890203 | node_1336014_636_15353058_186 | 0.033 | unb_TAPWIRE_OH | 8102201 | no | no |  |  | no |  |  | 0 | 0 | 0 | 0
oh_line_TAP_OH_914105 |  | AN | node_8102201_200890205 | node_1328064_422_15351010_21 | 0.033 | unb_TAPWIRE_OH | 8102201 | no | no |  |  | no |  |  | 0 | 0 | 0 | 0
oh_line_TAP_OH_914106 |  | AN | node_8102201_200890206 | node_1328432_523_15351035_61 | 0.033 | unb_TAPWIRE_OH | 8102201 | no | no |  |  | no |  |  | 0 | 0 | 0 | 0
oh_line_TAP_OH_914107 |  | AN | node_8102201_200890209 | node_1329126_771_15351227_828 | 0.033 | unb_TAPWIRE_OH | 8102201 | no | no |  |  | no |  |  | 0 | 0 | 0 | 0
oh_line_TAP_OH_914108 |  | AN | node_8102201_200890211 | node_1329480_869_15351257_175 | 0.033 | unb_TAPWIRE_OH | 8102201 | no | no |  |  | no |  |  | 0 | 0 | 0 | 0
oh_line_TAP_OH_914109 |  | AN | node_8102201_200890215 | node_1334986_739_15340048_815 | 0.033 | unb_TAPWIRE_OH | 8102201 | no | no |  |  | no |  |  | 0 | 0 | 0 | 0
oh_line_TAP_OH_914110 |  | AN | node_8102201_200890218 | node_1336716_861_15342115_197 | 0.033 | unb_TAPWIRE_OH | 8102201 | no | no |  |  | no |  |  | 0 | 0 | 0 | 0
oh_line_TAP_OH_914111 |  | AN | node_8102201_200890219 | node_1337026_351_15342298_641 | 0.033 | unb_TAPWIRE_OH | 8102201 | no | no |  |  | no |  |  | 0 | 0 | 0 | 0
oh_line_TAP_OH_914112 |  | AN | node_8102201_200890231 | node_1339398_049_15343751_507 | 0.033 | unb_TAPWIRE_OH | 8102201 | no | no |  |  | no |  |  | 0 | 0 | 0 | 0
oh_line_TAP_OH_914113 |  | AN | node_8102201_200890235 | node_1340524_044_15343095_415 | 0.033 | unb_TAPWIRE_OH | 8102201 | no | no |  |  | no |  |  | 0 | 0 | 0 | 0
oh_line_TAP_OH_914114 |  | AN | node_8102201_200890237 | node_1341101_806_15343228_35 | 0.033 | unb_TAPWIRE_OH | 8102201 | no | no |  |  | no |  |  | 0 | 0 | 0 | 0
oh_line_TAP_OH_914115 |  | AN | node_8102201_200890242 | node_1342250_523_15342648_14 | 0.033 | unb_TAPWIRE_OH | 8102201 | no | no |  |  | no |  |  | 0 | 0 | 0 | 0
oh_line_TAP_OH_914116 |  | AN | node_8102201_200890250 | node_1343167_939_15341800_827 | 0.033 | unb_TAPWIRE_OH | 8102201 | no | no |  |  | no |  |  | 0 | 0 | 0 | 0
oh_line_TAP_OH_914117 |  | AN | node_8102201_200890251 | node_1343458_562_15342077_867 | 0.033 | unb_TAPWIRE_OH | 8102201 | no | no |  |  | no |  |  | 0 | 0 | 0 | 0
oh_line_TAP_OH_914118 |  | AN | node_8102201_200890254 | node_1344058_963_15341881_747 | 0.033 | unb_TAPWIRE_OH | 8102201 | no | no |  |  | no |  |  | 0 | 0 | 0 | 0
oh_line_TAP_OH_914119 |  | AN | node_8102201_200890256 | node_1344737_003_15341644_884 | 0.033 | unb_TAPWIRE_OH | 8102201 | no | no |  |  | no |  |  | 0 | 0 | 0 | 0
oh_line_TAP_OH_914120 |  | AN | node_8102201_200890258 | node_1345321_395_15341806_329 | 0.033 | unb_TAPWIRE_OH | 8102201 | no | no |  |  | no |  |  | 0 | 0 | 0 | 0
oh_line_TAP_OH_914121 |  | AN | node_8102201_200890260 | node_1345584_95_15341342_284 | 0.033 | unb_TAPWIRE_OH | 8102201 | no | no |  |  | no |  |  | 0 | 0 | 0 | 0
oh_line_TAP_OH_914122 |  | AN | node_8102201_200890262 | node_1346301_549_15341087_827 | 0.033 | unb_TAPWIRE_OH | 8102201 | no | no |  |  | no |  |  | 0 | 0 | 0 | 0
oh_line_TAP_OH_914123 |  | AN | node_8102201_200890263 | node_1346749_418_15341052_693 | 0.033 | unb_TAPWIRE_OH | 8102201 | no | no |  |  | no |  |  | 0 | 0 | 0 | 0
oh_line_TAP_OH_914124 |  | AN | node_8102201_200890265 | node_1346962_185_15340962_115 | 0.033 | unb_TAPWIRE_OH | 8102201 | no | no |  |  | no |  |  | 0 | 0 | 0 | 0
oh_line_TAP_OH_914125 |  | AN | node_8102201_200890266 | node_1347175_477_15341183_874 | 0.033 | unb_TAPWIRE_OH | 8102201 | no | no |  |  | no |  |  | 0 | 0 | 0 | 0
oh_line_TAP_OH_914126 |  | AN | node_8102201_200890272 | node_1336396_497_15341738_627 | 0.033 | unb_TAPWIRE_OH | 8102201 | no | no |  |  | no |  |  | 0 | 0 | 0 | 0
oh_line_TAP_OH_914136 |  | AN | node_8102201_200890290 | node_1314756_456_15353029_999 | 0.033 | unb_TAPWIRE_OH | 8102201 | no | no |  |  | no |  |  | 0 | 0 | 0 | 0
oh_line_TAP_OH_914137 |  | AN | node_8102201_200890292 | node_1314370_225_15353573_244 | 0.033 | unb_TAPWIRE_OH | 8102201 | no | no |  |  | no |  |  | 0 | 0 | 0 | 0
oh_line_TAP_OH_914138 |  | AN | node_8102201_200890294 | node_1313912_213_15354092_315 | 0.033 | unb_TAPWIRE_OH | 8102201 | no | no |  |  | no |  |  | 0 | 0 | 0 | 0
oh_line_TAP_OH_914139 |  | AN | node_8102201_200890295 | node_1313654_327_15354391_767 | 0.033 | unb_TAPWIRE_OH | 8102201 | no | no |  |  | no |  |  | 0 | 0 | 0 | 0
oh_line_TAP_OH_914140 |  | AN | node_8102201_200890296 | node_1313354_944_15354687_872 | 0.033 | unb_TAPWIRE_OH | 8102201 | no | no |  |  | no |  |  | 0 | 0 | 0 | 0
oh_line_TAP_OH_914141 |  | AN | node_8102201_200890297 | node_1313118_766_15354980_93 | 0.033 | unb_TAPWIRE_OH | 8102201 | no | no |  |  | no |  |  | 0 | 0 | 0 | 0
oh_line_TAP_OH_914142 |  | AN | node_8102201_200890298 | node_1312931_457_15355128_088 | 0.033 | unb_TAPWIRE_OH | 8102201 | no | no |  |  | no |  |  | 0 | 0 | 0 | 0
oh_line_TAP_OH_914143 |  | AN | node_8102201_200890301 | node_1312799_914_15355259_457 | 0.033 | unb_TAPWIRE_OH | 8102201 | no | no |  |  | no |  |  | 0 | 0 | 0 | 0
oh_line_TAP_OH_914144 |  | AN | node_8102201_200890304 | node_1315920_176_15350374_64 | 0.033 | unb_TAPWIRE_OH | 8102201 | no | no |  |  | no |  |  | 0 | 0 | 0 | 0
oh_line_TAP_OH_914145 |  | AN | node_8102201_200890305 | node_1312167_475_15355851_557 | 0.033 | unb_TAPWIRE_OH | 8102201 | no | no |  |  | no |  |  | 0 | 0 | 0 | 0
oh_line_TAP_OH_914146 |  | AN | node_8102201_200890306 | node_1315656_213_15350656_34 | 0.033 | unb_TAPWIRE_OH | 8102201 | no | no |  |  | no |  |  | 0 | 0 | 0 | 0
oh_line_TAP_OH_914147 |  | AN | node_8102201_200890308 | node_1315460_149_15351376_05 | 0.033 | unb_TAPWIRE_OH | 8102201 | no | no |  |  | no |  |  | 0 | 0 | 0 | 0
oh_line_TAP_OH_914148 |  | AN | node_8102201_200890310 | node_1315161_367_15352082_965 | 0.033 | unb_TAPWIRE_OH | 8102201 | no | no |  |  | no |  |  | 0 | 0 | 0 | 0
oh_line_TAP_OH_914149 |  | AN | node_8102201_200890313 | node_1325709_021_15338925_814 | 0.033 | unb_TAPWIRE_OH | 8102201 | no | no |  |  | no |  |  | 0 | 0 | 0 | 0
oh_line_TAP_OH_914150 |  | AN | node_8102201_200890314 | node_1325993_643_15339142_233 | 0.033 | unb_TAPWIRE_OH | 8102201 | no | no |  |  | no |  |  | 0 | 0 | 0 | 0
oh_line_TAP_OH_914151 |  | AN | node_8102201_200890315 | node_1326618_241_15341931_413 | 0.033 | unb_TAPWIRE_OH | 8102201 | no | no |  |  | no |  |  | 0 | 0 | 0 | 0
oh_line_TAP_OH_914152 |  | AN | node_8102201_200890320 | node_1325405_63_15340011_167 | 0.033 | unb_TAPWIRE_OH | 8102201 | no | no |  |  | no |  |  | 0 | 0 | 0 | 0
oh_line_TAP_OH_914153 |  | AN | node_8102201_200890323 | node_1325105_752_15340559_15 | 0.033 | unb_TAPWIRE_OH | 8102201 | no | no |  |  | no |  |  | 0 | 0 | 0 | 0
oh_line_TAP_OH_914154 |  | AN | node_8102201_200890324 | node_1324642_582_15340190_833 | 0.033 | unb_TAPWIRE_OH | 8102201 | no | no |  |  | no |  |  | 0 | 0 | 0 | 0
oh_line_TAP_OH_914155 |  | AN | node_8102201_200890328 | node_1325623_732_15340744_184 | 0.033 | unb_TAPWIRE_OH | 8102201 | no | no |  |  | no |  |  | 0 | 0 | 0 | 0
oh_line_TAP_OH_914156 |  | AN | node_8102201_200890330 | node_1326228_578_15341155_286 | 0.033 | unb_TAPWIRE_OH | 8102201 | no | no |  |  | no |  |  | 0 | 0 | 0 | 0
oh_line_TAP_OH_914213 |  | AN | node_8102201_200890499 | node_1333323_8_15336003_675 | 0.033 | unb_TAPWIRE_OH | 8102201 | no | no |  |  | no |  |  | 0 | 0 | 0 | 0
oh_line_TAP_OH_914214 |  | AN | node_8102201_200890505 | node_1333792_28_15333863_287 | 0.033 | unb_TAPWIRE_OH | 8102201 | no | no |  |  | no |  |  | 0 | 0 | 0 | 0
oh_line_TAP_OH_914215 |  | AN | node_8102201_200890509 | node_1333221_817_15338403_346 | 0.033 | unb_TAPWIRE_OH | 8102201 | no | no |  |  | no |  |  | 0 | 0 | 0 | 0
oh_line_TAP_OH_914216 |  | AN | node_8102201_200890515 | node_1333580_067_15336970_671 | 0.033 | unb_TAPWIRE_OH | 8102201 | no | no |  |  | no |  |  | 0 | 0 | 0 | 0
oh_line_TAP_OH_914217 |  | AN | node_8102201_200890516 | node_1333773_216_15337184_125 | 0.033 | unb_TAPWIRE_OH | 8102201 | no | no |  |  | no |  |  | 0 | 0 | 0 | 0
oh_line_TAP_OH_914218 |  | AN | node_8102201_200890517 | node_1333288_931_15336774_431 | 0.033 | unb_TAPWIRE_OH | 8102201 | no | no |  |  | no |  |  | 0 | 0 | 0 | 0
oh_line_TAP_OH_914219 |  | AN | node_8102201_200890518 | node_1333299_739_15336566_447 | 0.033 | unb_TAPWIRE_OH | 8102201 | no | no |  |  | no |  |  | 0 | 0 | 0 | 0
oh_line_TAP_OH_914220 |  | AN | node_8102201_200890520 | node_1333315_81_15336185_621 | 0.033 | unb_TAPWIRE_OH | 8102201 | no | no |  |  | no |  |  | 0 | 0 | 0 | 0
oh_line_TAP_OH_914223 |  | AN | node_8102201_200890527 | node_1317618_838_15357570_052 | 0.033 | unb_TAPWIRE_OH | 8102201 | no | no |  |  | no |  |  | 0 | 0 | 0 | 0
oh_line_TAP_OH_914224 |  | AN | node_8102201_200890528 | node_1317483_732_15349088_492 | 0.033 | unb_TAPWIRE_OH | 8102201 | no | no |  |  | no |  |  | 0 | 0 | 0 | 0
oh_line_TAP_OH_914225 |  | AN | node_8102201_200890531 | node_1317920_945_15352191_554 | 0.033 | unb_TAPWIRE_OH | 8102201 | no | no |  |  | no |  |  | 0 | 0 | 0 | 0
oh_line_TAP_OH_914226 |  | AN | node_8102201_200890535 | node_1318005_207_15353247_43 | 0.033 | unb_TAPWIRE_OH | 8102201 | no | no |  |  | no |  |  | 0 | 0 | 0 | 0
oh_line_TAP_OH_914227 |  | AN | node_8102201_200890536 | node_1318070_326_15353346_694 | 0.033 | unb_TAPWIRE_OH | 8102201 | no | no |  |  | no |  |  | 0 | 0 | 0 | 0
oh_line_TAP_OH_914228 |  | AN | node_8102201_200890538 | node_1318062_572_15352854_467 | 0.033 | unb_TAPWIRE_OH | 8102201 | no | no |  |  | no |  |  | 0 | 0 | 0 | 0
oh_line_TAP_OH_914230 |  | AN | node_8102201_200890540 | node_1317672_362_15353463_504 | 0.033 | unb_TAPWIRE_OH | 8102201 | no | no |  |  | no |  |  | 0 | 0 | 0 | 0
oh_line_TAP_OH_914231 |  | AN | node_8102201_200890542 | node_1317509_048_15354301_981 | 0.033 | unb_TAPWIRE_OH | 8102201 | no | no |  |  | no |  |  | 0 | 0 | 0 | 0
oh_line_TAP_OH_914232 |  | AN | node_8102201_200890545 | node_1316999_605_15355282_338 | 0.033 | unb_TAPWIRE_OH | 8102201 | no | no |  |  | no |  |  | 0 | 0 | 0 | 0
oh_line_TAP_OH_914233 |  | AN | node_8102201_200890547 | node_1316670_59_15355661_428 | 0.033 | unb_TAPWIRE_OH | 8102201 | no | no |  |  | no |  |  | 0 | 0 | 0 | 0
oh_line_TAP_OH_914234 |  | AN | node_8102201_200890549 | node_1315911_293_15356143_95 | 0.033 | unb_TAPWIRE_OH | 8102201 | no | no |  |  | no |  |  | 0 | 0 | 0 | 0
oh_line_TAP_OH_914235 |  | AN | node_8102201_200890555 | node_1317860_611_15349547_62 | 0.033 | unb_TAPWIRE_OH | 8102201 | no | no |  |  | no |  |  | 0 | 0 | 0 | 0
oh_line_TAP_OH_914236 |  | AN | node_8102201_200890557 | node_1317925_579_15350394_893 | 0.033 | unb_TAPWIRE_OH | 8102201 | no | no |  |  | no |  |  | 0 | 0 | 0 | 0
oh_line_TAP_OH_914237 |  | AN | node_8102201_200890559 | node_1318243_021_15350701_239 | 0.033 | unb_TAPWIRE_OH | 8102201 | no | no |  |  | no |  |  | 0 | 0 | 0 | 0
oh_line_TAP_OH_914238 |  | AN | node_8102201_200890563 | node_1318643_687_15351266_043 | 0.033 | unb_TAPWIRE_OH | 8102201 | no | no |  |  | no |  |  | 0 | 0 | 0 | 0
oh_line_TAP_OH_914239 |  | AN | node_8102201_200890565 | node_1318251_253_15351143_404 | 0.033 | unb_TAPWIRE_OH | 8102201 | no | no |  |  | no |  |  | 0 | 0 | 0 | 0
oh_line_TAP_OH_914240 |  | AN | node_8102201_200890566 | node_1318153_734_15351517_465 | 0.033 | unb_TAPWIRE_OH | 8102201 | no | no |  |  | no |  |  | 0 | 0 | 0 | 0
oh_line_TAP_OH_914241 |  | AN | node_8102201_200890568 | node_1313364_072_15338630_748 | 0.033 | unb_TAPWIRE_OH | 8102201 | no | no |  |  | no |  |  | 0 | 0 | 0 | 0
oh_line_TAP_OH_914242 |  | AN | node_8102201_200890570 | node_1313413_927_15338086_339 | 0.033 | unb_TAPWIRE_OH | 8102201 | no | no |  |  | no |  |  | 0 | 0 | 0 | 0
oh_line_TAP_OH_914243 |  | AN | node_8102201_200890575 | node_1313013_969_15338828_424 | 0.033 | unb_TAPWIRE_OH | 8102201 | no | no |  |  | no |  |  | 0 | 0 | 0 | 0
oh_line_TAP_OH_914244 |  | AN | node_8102201_200890578 | node_1312554_761_15339088_812 | 0.033 | unb_TAPWIRE_OH | 8102201 | no | no |  |  | no |  |  | 0 | 0 | 0 | 0
oh_line_TAP_OH_914245 |  | AN | node_8102201_200890583 | node_1312287_294_15340237_559 | 0.033 | unb_TAPWIRE_OH | 8102201 | no | no |  |  | no |  |  | 0 | 0 | 0 | 0
oh_line_TAP_OH_914247 |  | AN | node_8102201_200890589 | node_1314477_851_15336676_863 | 0.033 | unb_TAPWIRE_OH | 8102201 | no | no |  |  | no |  |  | 0 | 0 | 0 | 0
oh_line_TAP_OH_914248 |  | AN | node_8102201_200890592 | node_1314134_236_15337251_325 | 0.033 | unb_TAPWIRE_OH | 8102201 | no | no |  |  | no |  |  | 0 | 0 | 0 | 0
oh_line_TAP_OH_914249 |  | AN | node_8102201_200890593 | node_1313940_509_15337569_468 | 0.033 | unb_TAPWIRE_OH | 8102201 | no | no |  |  | no |  |  | 0 | 0 | 0 | 0
oh_line_TAP_OH_914250 |  | AN | node_8102201_200890594 | node_1313763_791_15337690_847 | 0.033 | unb_TAPWIRE_OH | 8102201 | no | no |  |  | no |  |  | 0 | 0 | 0 | 0
oh_line_TAP_OH_914251 |  | AN | node_8102201_200890595 | node_1313593_209_15337851_328 | 0.033 | unb_TAPWIRE_OH | 8102201 | no | no |  |  | no |  |  | 0 | 0 | 0 | 0
oh_line_TAP_OH_914262 |  | AN | node_8102201_200890618 | node_1314944_052_15346437_659 | 0.033 | unb_TAPWIRE_OH | 8102201 | no | no |  |  | no |  |  | 0 | 0 | 0 | 0
oh_line_TAP_OH_914263 |  | AN | node_8102201_200890625 | node_1317168_703_15345948_81 | 0.033 | unb_TAPWIRE_OH | 8102201 | no | no |  |  | no |  |  | 0 | 0 | 0 | 0
oh_line_TAP_OH_914264 |  | AN | node_8102201_200890626 | node_1316743_218_15346074_121 | 0.033 | unb_TAPWIRE_OH | 8102201 | no | no |  |  | no |  |  | 0 | 0 | 0 | 0
oh_line_TAP_OH_914265 |  | AN | node_8102201_200890631 | node_1315942_973_15346577_017 | 0.033 | unb_TAPWIRE_OH | 8102201 | no | no |  |  | no |  |  | 0 | 0 | 0 | 0
oh_line_TAP_OH_914266 |  | AN | node_8102201_200890637 | node_1316631_191_15337083_568 | 0.033 | unb_TAPWIRE_OH | 8102201 | no | no |  |  | no |  |  | 0 | 0 | 0 | 0
oh_line_TAP_OH_914267 |  | AN | node_8102201_200890639 | node_1316449_727_15336597_805 | 0.033 | unb_TAPWIRE_OH | 8102201 | no | no |  |  | no |  |  | 0 | 0 | 0 | 0
oh_line_TAP_OH_914268 |  | AN | node_8102201_200890644 | node_1315575_314_15336502_618 | 0.033 | unb_TAPWIRE_OH | 8102201 | no | no |  |  | no |  |  | 0 | 0 | 0 | 0
oh_line_TAP_OH_914302 |  | ABCN | node_8102201_200890752 | node_1321874_219_15346607_172 | 0.033 | unb_TAPWIRE_OH | 8102201 | no | no |  |  | no |  |  | 0 | 0 | 0 | 0
oh_line_TAP_OH_914303 |  | ABCN | node_8102201_200890760 | node_1321422_335_15348680_787 | 0.033 | unb_TAPWIRE_OH | 8102201 | no | no |  |  | no |  |  | 0 | 0 | 0 | 0
oh_line_TAP_OH_914304 |  | ABCN | node_8102201_200890761 | node_1321493_555_15348886_127 | 0.033 | unb_TAPWIRE_OH | 8102201 | no | no |  |  | no |  |  | 0 | 0 | 0 | 0
oh_line_TAP_OH_914305 |  | ABCN | node_8102201_200890762 | node_1321500_923_15349098_447 | 0.033 | unb_TAPWIRE_OH | 8102201 | no | no |  |  | no |  |  | 0 | 0 | 0 | 0
oh_line_TAP_OH_914306 |  | ABCN | node_8102201_200890764 | node_1321520_933_15349504_232 | 0.033 | unb_TAPWIRE_OH | 8102201 | no | no |  |  | no |  |  | 0 | 0 | 0 | 0
oh_line_TAP_OH_914307 |  | ABCN | node_8102201_200890769 | node_1321681_411_15350512_343 | 0.033 | unb_TAPWIRE_OH | 8102201 | no | no |  |  | no |  |  | 0 | 0 | 0 | 0
oh_line_TAP_OH_914309 |  | ABCN | node_8102201_200890776 | node_1321360_914_15342151_896 | 0.033 | unb_TAPWIRE_OH | 8102201 | no | no |  |  | no |  |  | 0 | 0 | 0 | 0
oh_line_TAP_OH_914310 |  | ABCN | node_8102201_200890782 | node_1321432_778_15342692_735 | 0.033 | unb_TAPWIRE_OH | 8102201 | no | no |  |  | no |  |  | 0 | 0 | 0 | 0
oh_line_TAP_OH_914311 |  | ABCN | node_8102201_200890786 | node_1321482_457_15343317_461 | 0.033 | unb_TAPWIRE_OH | 8102201 | no | no |  |  | no |  |  | 0 | 0 | 0 | 0
oh_line_TAP_OH_914312 |  | AN | node_8102201_200890790 | node_1321381_227_15344089_073 | 0.033 | unb_TAPWIRE_OH | 8102201 | no | no |  |  | no |  |  | 0 | 0 | 0 | 0
oh_line_TAP_OH_914313 |  | ABCN | node_8102201_200890793 | node_1321574_198_15344507_854 | 0.033 | unb_TAPWIRE_OH | 8102201 | no | no |  |  | no |  |  | 0 | 0 | 0 | 0
oh_line_TAP_OH_914314 |  | ABCN | node_8102201_200890794 | node_1321593_127_15344761_359 | 0.033 | unb_TAPWIRE_OH | 8102201 | no | no |  |  | no |  |  | 0 | 0 | 0 | 0
oh_line_TAP_OH_914315 |  | ABCN | node_8102201_200890797 | node_1321636_233_15345186_532 | 0.033 | unb_TAPWIRE_OH | 8102201 | no | no |  |  | no |  |  | 0 | 0 | 0 | 0
oh_line_TAP_OH_914316 |  | AN | node_8102201_200890800 | node_1321586_931_15346714_099 | 0.033 | unb_TAPWIRE_OH | 8102201 | no | no |  |  | no |  |  | 0 | 0 | 0 | 0
oh_line_TAP_OH_914317 |  | AN | node_8102201_200890801 | node_1321963_348_15347322_92 | 0.033 | unb_TAPWIRE_OH | 8102201 | no | no |  |  | no |  |  | 0 | 0 | 0 | 0
oh_line_TAP_OH_914318 |  | AN | node_8102201_200890802 | node_1321872_13_15347600_518 | 0.033 | unb_TAPWIRE_OH | 8102201 | no | no |  |  | no |  |  | 0 | 0 | 0 | 0
oh_line_TAP_OH_914319 |  | AN | node_8102201_200890809 | node_1320276_124_15349949_143 | 0.033 | unb_TAPWIRE_OH | 8102201 | no | no |  |  | no |  |  | 0 | 0 | 0 | 0
oh_line_TAP_OH_914320 |  | AN | node_8102201_200890812 | node_1321710_491_15350728_182 | 0.033 | unb_TAPWIRE_OH | 8102201 | no | no |  |  | no |  |  | 0 | 0 | 0 | 0
oh_line_TAP_OH_914321 |  | AN | node_8102201_200890814 | node_1321739_67_15350996_006 | 0.033 | unb_TAPWIRE_OH | 8102201 | no | no |  |  | no |  |  | 0 | 0 | 0 | 0
oh_line_TAP_OH_914322 |  | AN | node_8102201_200890817 | node_1321764_608_15351382_923 | 0.033 | unb_TAPWIRE_OH | 8102201 | no | no |  |  | no |  |  | 0 | 0 | 0 | 0
oh_line_TAP_OH_914323 |  | AN | node_8102201_200890820 | node_1321787_013_15351618_856 | 0.033 | unb_TAPWIRE_OH | 8102201 | no | no |  |  | no |  |  | 0 | 0 | 0 | 0
oh_line_TAP_OH_914324 |  | AN | node_8102201_200890823 | node_1321799_584_15351854_694 | 0.033 | unb_TAPWIRE_OH | 8102201 | no | no |  |  | no |  |  | 0 | 0 | 0 | 0
oh_line_TAP_OH_914325 |  | AN | node_8102201_200890825 | node_1321839_161_15352252_462 | 0.033 | unb_TAPWIRE_OH | 8102201 | no | no |  |  | no |  |  | 0 | 0 | 0 | 0
oh_line_TAP_OH_914326 |  | AN | node_8102201_200890826 | node_1321860_171_15352508_396 | 0.033 | unb_TAPWIRE_OH | 8102201 | no | no |  |  | no |  |  | 0 | 0 | 0 | 0
oh_line_TAP_OH_914327 |  | AN | node_8102201_200890829 | node_1321910_526_15353238_668 | 0.033 | unb_TAPWIRE_OH | 8102201 | no | no |  |  | no |  |  | 0 | 0 | 0 | 0
oh_line_TAP_OH_914328 |  | AN | node_8102201_200890830 | node_1321930_327_15353492_604 | 0.033 | unb_TAPWIRE_OH | 8102201 | no | no |  |  | no |  |  | 0 | 0 | 0 | 0
oh_line_TAP_OH_914329 |  | AN | node_8102201_200890833 | node_1321959_357_15353937_734 | 0.033 | unb_TAPWIRE_OH | 8102201 | no | no |  |  | no |  |  | 0 | 0 | 0 | 0
oh_line_TAP_OH_914330 |  | AN | node_8102201_200890838 | node_1322047_391_15354267_957 | 0.033 | unb_TAPWIRE_OH | 8102201 | no | no |  |  | no |  |  | 0 | 0 | 0 | 0
oh_line_TAP_OH_914331 |  | AN | node_8102201_200890839 | node_1322257_915_15354310_569 | 0.033 | unb_TAPWIRE_OH | 8102201 | no | no |  |  | no |  |  | 0 | 0 | 0 | 0
oh_line_TAP_OH_914332 |  | AN | node_8102201_200890841 | node_1321840_607_15354591_325 | 0.033 | unb_TAPWIRE_OH | 8102201 | no | no |  |  | no |  |  | 0 | 0 | 0 | 0
oh_line_TAP_OH_914333 |  | AN | node_8102201_200890842 | node_1321589_249_15354751_673 | 0.033 | unb_TAPWIRE_OH | 8102201 | no | no |  |  | no |  |  | 0 | 0 | 0 | 0
oh_line_TAP_OH_914334 |  | AN | node_8102201_200890844 | node_1321498_596_15354991_434 | 0.033 | unb_TAPWIRE_OH | 8102201 | no | no |  |  | no |  |  | 0 | 0 | 0 | 0
oh_line_TAP_OH_914335 |  | AN | node_8102201_200890849 | node_1321605_959_15355395_348 | 0.033 | unb_TAPWIRE_OH | 8102201 | no | no |  |  | no |  |  | 0 | 0 | 0 | 0
oh_line_TAP_OH_914336 |  | AN | node_8102201_200890850 | node_1321264_846_15355474_416 | 0.033 | unb_TAPWIRE_OH | 8102201 | no | no |  |  | no |  |  | 0 | 0 | 0 | 0
oh_line_TAP_OH_914337 |  | AN | node_8102201_200890857 | node_1320521_861_15356626_5 | 0.033 | unb_TAPWIRE_OH | 8102201 | no | no |  |  | no |  |  | 0 | 0 | 0 | 0
oh_line_TAP_OH_914340 |  | AN | node_8102201_200890862 | node_1321126_498_15337759_116 | 0.033 | unb_TAPWIRE_OH | 8102201 | no | no |  |  | no |  |  | 0 | 0 | 0 | 0
oh_line_TAP_OH_914341 |  | AN | node_8102201_200890867 | node_1321961_303_15337979_884 | 0.033 | unb_TAPWIRE_OH | 8102201 | no | no |  |  | no |  |  | 0 | 0 | 0 | 0
oh_line_TAP_OH_914342 |  | AN | node_8102201_200890868 | node_1322191_234_15337997_7 | 0.033 | unb_TAPWIRE_OH | 8102201 | no | no |  |  | no |  |  | 0 | 0 | 0 | 0
oh_line_TAP_OH_914343 |  | AN | node_8102201_200890869 | node_1322400_22_15338015_139 | 0.033 | unb_TAPWIRE_OH | 8102201 | no | no |  |  | no |  |  | 0 | 0 | 0 | 0
oh_line_TAP_OH_914344 |  | AN | node_8102201_200890870 | node_1322645_05_15338042_04 | 0.033 | unb_TAPWIRE_OH | 8102201 | no | no |  |  | no |  |  | 0 | 0 | 0 | 0
oh_line_TAP_OH_914345 |  | AN | node_8102201_200890872 | node_1323103_68_15338115_605 | 0.033 | unb_TAPWIRE_OH | 8102201 | no | no |  |  | no |  |  | 0 | 0 | 0 | 0
oh_line_TAP_OH_914346 |  | AN | node_8102201_200890873 | node_1323296_701_15338240_218 | 0.033 | unb_TAPWIRE_OH | 8102201 | no | no |  |  | no |  |  | 0 | 0 | 0 | 0
oh_line_TAP_OH_914347 |  | AN | node_8102201_200890875 | node_1323638_55_15338437_177 | 0.033 | unb_TAPWIRE_OH | 8102201 | no | no |  |  | no |  |  | 0 | 0 | 0 | 0
oh_line_TAP_OH_914348 |  | AN | node_8102201_200890879 | node_1324275_567_15338518_18 | 0.033 | unb_TAPWIRE_OH | 8102201 | no | no |  |  | no |  |  | 0 | 0 | 0 | 0
oh_line_TAP_OH_914349 |  | AN | node_8102201_200890882 | node_1324231_817_15338899_775 | 0.033 | unb_TAPWIRE_OH | 8102201 | no | no |  |  | no |  |  | 0 | 0 | 0 | 0
oh_line_TAP_OH_914350 |  | AN | node_8102201_200890883 | node_1324758_27_15338635_805 | 0.033 | unb_TAPWIRE_OH | 8102201 | no | no |  |  | no |  |  | 0 | 0 | 0 | 0
oh_line_TAP_OH_914351 |  | AN | node_8102201_200890884 | node_1325276_102_15338627_599 | 0.033 | unb_TAPWIRE_OH | 8102201 | no | no |  |  | no |  |  | 0 | 0 | 0 | 0
oh_line_TAP_OH_914352 |  | AN | node_8102201_200890887 | node_1326463_012_15339062_265 | 0.033 | unb_TAPWIRE_OH | 8102201 | no | no |  |  | no |  |  | 0 | 0 | 0 | 0
oh_line_TAP_OH_914353 |  | AN | node_8102201_200890889 | node_1326468_444_15339488_397 | 0.033 | unb_TAPWIRE_OH | 8102201 | no | no |  |  | no |  |  | 0 | 0 | 0 | 0
oh_line_TAP_OH_914354 |  | AN | node_8102201_200890890 | node_1326896_83_15339313_26 | 0.033 | unb_TAPWIRE_OH | 8102201 | no | no |  |  | no |  |  | 0 | 0 | 0 | 0
oh_line_TAP_OH_914355 |  | AN | node_8102201_200890893 | node_1326968_992_15339879_334 | 0.033 | unb_TAPWIRE_OH | 8102201 | no | no |  |  | no |  |  | 0 | 0 | 0 | 0
oh_line_TAP_OH_914356 |  | AN | node_8102201_200890894 | node_1327312_774_15339218_768 | 0.033 | unb_TAPWIRE_OH | 8102201 | no | no |  |  | no |  |  | 0 | 0 | 0 | 0
oh_line_TAP_OH_914357 |  | AN | node_8102201_200890896 | node_1327562_961_15339227_008 | 0.033 | unb_TAPWIRE_OH | 8102201 | no | no |  |  | no |  |  | 0 | 0 | 0 | 0
oh_line_TAP_OH_914358 |  | AN | node_8102201_200890898 | node_1327605_496_15339697_206 | 0.033 | unb_TAPWIRE_OH | 8102201 | no | no |  |  | no |  |  | 0 | 0 | 0 | 0
oh_line_TAP_OH_914359 |  | AN | node_8102201_200890899 | node_1327471_259_15340067_441 | 0.033 | unb_TAPWIRE_OH | 8102201 | no | no |  |  | no |  |  | 0 | 0 | 0 | 0
oh_line_TAP_OH_914360 |  | AN | node_8102201_200890900 | node_1327827_44_15339223_773 | 0.033 | unb_TAPWIRE_OH | 8102201 | no | no |  |  | no |  |  | 0 | 0 | 0 | 0
oh_line_TAP_OH_914361 |  | AN | node_8102201_200890902 | node_1328227_438_15339233_605 | 0.033 | unb_TAPWIRE_OH | 8102201 | no | no |  |  | no |  |  | 0 | 0 | 0 | 0
oh_line_TAP_OH_914362 |  | AN | node_8102201_200890905 | node_1328666_757_15339242_625 | 0.033 | unb_TAPWIRE_OH | 8102201 | no | no |  |  | no |  |  | 0 | 0 | 0 | 0
oh_line_TAP_OH_914363 |  | AN | node_8102201_200890907 | node_1329045_051_15339248_201 | 0.033 | unb_TAPWIRE_OH | 8102201 | no | no |  |  | no |  |  | 0 | 0 | 0 | 0
oh_line_TAP_OH_914364 |  | AN | node_8102201_200890910 | node_1329270_448_15340010_625 | 0.033 | unb_TAPWIRE_OH | 8102201 | no | no |  |  | no |  |  | 0 | 0 | 0 | 0
oh_line_TAP_OH_914365 |  | AN | node_8102201_200890912 | node_1329805_09_15339335_858 | 0.033 | unb_TAPWIRE_OH | 8102201 | no | no |  |  | no |  |  | 0 | 0 | 0 | 0
oh_line_TAP_OH_914366 |  | AN | node_8102201_200890913 | node_1330350_492_15339270_714 | 0.033 | unb_TAPWIRE_OH | 8102201 | no | no |  |  | no |  |  | 0 | 0 | 0 | 0
oh_line_TAP_OH_914367 |  | AN | node_8102201_200890918 | node_1330495_778_15339377_45 | 0.033 | unb_TAPWIRE_OH | 8102201 | no | no |  |  | no |  |  | 0 | 0 | 0 | 0
oh_line_TAP_OH_914368 |  | AN | node_8102201_200890920 | node_1331240_168_15339533_888 | 0.033 | unb_TAPWIRE_OH | 8102201 | no | no |  |  | no |  |  | 0 | 0 | 0 | 0
oh_line_TAP_OH_914369 |  | AN | node_8102201_200890926 | node_1331452_367_15340522_183 | 0.033 | unb_TAPWIRE_OH | 8102201 | no | no |  |  | no |  |  | 0 | 0 | 0 | 0
oh_line_TAP_OH_914370 |  | AN | node_8102201_200890927 | node_1331636_709_15339525_836 | 0.033 | unb_TAPWIRE_OH | 8102201 | no | no |  |  | no |  |  | 0 | 0 | 0 | 0
oh_line_TAP_OH_914371 |  | AN | node_8102201_200890930 | node_1332151_478_15339316_948 | 0.033 | unb_TAPWIRE_OH | 8102201 | no | no |  |  | no |  |  | 0 | 0 | 0 | 0
oh_line_TAP_OH_914372 |  | AN | node_8102201_200890931 | node_1332494_568_15339159_054 | 0.033 | unb_TAPWIRE_OH | 8102201 | no | no |  |  | no |  |  | 0 | 0 | 0 | 0
oh_line_TAP_OH_914373 |  | AN | node_8102201_200890936 | node_1332805_029_15339991_74 | 0.033 | unb_TAPWIRE_OH | 8102201 | no | no |  |  | no |  |  | 0 | 0 | 0 | 0
oh_line_TAP_OH_914374 |  | AN | node_8102201_200890937 | node_1332808_17_15339264_244 | 0.033 | unb_TAPWIRE_OH | 8102201 | no | no |  |  | no |  |  | 0 | 0 | 0 | 0
oh_line_TAP_OH_914375 |  | AN | node_8102201_200890938 | node_1333298_308_15339634_37 | 0.033 | unb_TAPWIRE_OH | 8102201 | no | no |  |  | no |  |  | 0 | 0 | 0 | 0
oh_line_TAP_OH_914376 |  | AN | node_8102201_200890940 | node_1333966_992_15339468_064 | 0.033 | unb_TAPWIRE_OH | 8102201 | no | no |  |  | no |  |  | 0 | 0 | 0 | 0
oh_line_TAP_OH_914377 |  | AN | node_8102201_200890945 | node_1335215_842_15339766_51 | 0.033 | unb_TAPWIRE_OH | 8102201 | no | no |  |  | no |  |  | 0 | 0 | 0 | 0
oh_line_TAP_OH_914378 |  | AN | node_8102201_200890947 | node_1336037_551_15339508_234 | 0.033 | unb_TAPWIRE_OH | 8102201 | no | no |  |  | no |  |  | 0 | 0 | 0 | 0
oh_line_TAP_OH_914414 |  | AN | node_8102201_200891019 | node_1312871_464_15350116_125 | 0.033 | unb_TAPWIRE_OH | 8102201 | no | no |  |  | no |  |  | 0 | 0 | 0 | 0
oh_line_TAP_OH_914415 |  | AN | node_8102201_200891021 | node_1312328_923_15350645_263 | 0.033 | unb_TAPWIRE_OH | 8102201 | no | no |  |  | no |  |  | 0 | 0 | 0 | 0
oh_line_TAP_OH_914416 |  | AN | node_8102201_200891023 | node_1311796_516_15351157_401 | 0.033 | unb_TAPWIRE_OH | 8102201 | no | no |  |  | no |  |  | 0 | 0 | 0 | 0
oh_line_TAP_OH_914417 |  | AN | node_8102201_200891026 | node_1311315_722_15351622_927 | 0.033 | unb_TAPWIRE_OH | 8102201 | no | no |  |  | no |  |  | 0 | 0 | 0 | 0
oh_line_TAP_OH_914418 |  | AN | node_8102201_200891027 | node_1311086_353_15351834_059 | 0.033 | unb_TAPWIRE_OH | 8102201 | no | no |  |  | no |  |  | 0 | 0 | 0 | 0
oh_line_TAP_OH_914419 |  | AN | node_8102201_200891029 | node_1310729_032_15351655_057 | 0.033 | unb_TAPWIRE_OH | 8102201 | no | no |  |  | no |  |  | 0 | 0 | 0 | 0
oh_line_TAP_OH_914420 |  | AN | node_8102201_200891031 | node_1310310_238_15351436_731 | 0.033 | unb_TAPWIRE_OH | 8102201 | no | no |  |  | no |  |  | 0 | 0 | 0 | 0
oh_line_TAP_OH_914421 |  | AN | node_8102201_200891032 | node_1309968_757_15351698_966 | 0.033 | unb_TAPWIRE_OH | 8102201 | no | no |  |  | no |  |  | 0 | 0 | 0 | 0
oh_line_TAP_OH_914422 |  | AN | node_8102201_200891034 | node_1309372_087_15351648_626 | 0.033 | unb_TAPWIRE_OH | 8102201 | no | no |  |  | no |  |  | 0 | 0 | 0 | 0
oh_line_TAP_OH_914423 |  | AN | node_8102201_200891036 | node_1308793_526_15351485_606 | 0.033 | unb_TAPWIRE_OH | 8102201 | no | no |  |  | no |  |  | 0 | 0 | 0 | 0
oh_line_TAP_OH_914424 |  | AN | node_8102201_200891039 | node_1308229_527_15351272_636 | 0.033 | unb_TAPWIRE_OH | 8102201 | no | no |  |  | no |  |  | 0 | 0 | 0 | 0
oh_line_TAP_OH_914425 |  | AN | node_8102201_200891040 | node_1308087_447_15351131_574 | 0.033 | unb_TAPWIRE_OH | 8102201 | no | no |  |  | no |  |  | 0 | 0 | 0 | 0
oh_line_TAP_OH_914426 |  | AN | node_8102201_200891045 | node_1307213_472_15350546_169 | 0.033 | unb_TAPWIRE_OH | 8102201 | no | no |  |  | no |  |  | 0 | 0 | 0 | 0
oh_line_TAP_OH_914428 |  | ABCN | node_8102201_200891061 | node_1319531_213_15343385_581 | 0.033 | unb_TAPWIRE_OH | 8102201 | no | no |  |  | no |  |  | 0 | 0 | 0 | 0
oh_line_TAP_OH_914429 |  | ABCN | node_8102201_200891063 | node_1319507_651_15343616_882 | 0.033 | unb_TAPWIRE_OH | 8102201 | no | no |  |  | no |  |  | 0 | 0 | 0 | 0
oh_line_TAP_OH_914430 |  | AN | node_8102201_200891071 | node_1319320_036_15344601_359 | 0.033 | unb_TAPWIRE_OH | 8102201 | no | no |  |  | no |  |  | 0 | 0 | 0 | 0
oh_line_TAP_OH_914431 |  | AN | node_8102201_200891073 | node_1319143_229_15344907_047 | 0.033 | unb_TAPWIRE_OH | 8102201 | no | no |  |  | no |  |  | 0 | 0 | 0 | 0
oh_line_TAP_OH_914432 |  | AN | node_8102201_200891076 | node_1318441_6_15344830_324 | 0.033 | unb_TAPWIRE_OH | 8102201 | no | no |  |  | no |  |  | 0 | 0 | 0 | 0
oh_line_TAP_OH_914433 |  | AN | node_8102201_200891078 | node_1318059_111_15345265_228 | 0.033 | unb_TAPWIRE_OH | 8102201 | no | no |  |  | no |  |  | 0 | 0 | 0 | 0
oh_line_TAP_OH_914434 |  | AN | node_8102201_200891080 | node_1319038_746_15345085_093 | 0.033 | unb_TAPWIRE_OH | 8102201 | no | no |  |  | no |  |  | 0 | 0 | 0 | 0
oh_line_TAP_OH_914435 |  | AN | node_8102201_200891082 | node_1318876_602_15345325_745 | 0.033 | unb_TAPWIRE_OH | 8102201 | no | no |  |  | no |  |  | 0 | 0 | 0 | 0
oh_line_TAP_OH_914436 |  | AN | node_8102201_200891088 | node_1319583_282_15345766_636 | 0.033 | unb_TAPWIRE_OH | 8102201 | no | no |  |  | no |  |  | 0 | 0 | 0 | 0
oh_line_TAP_OH_914437 |  | AN | node_8102201_200891089 | node_1318737_464_15345590_255 | 0.033 | unb_TAPWIRE_OH | 8102201 | no | no |  |  | no |  |  | 0 | 0 | 0 | 0
oh_line_TAP_OH_914438 |  | AN | node_8102201_200891090 | node_1318664_62_15345750_786 | 0.033 | unb_TAPWIRE_OH | 8102201 | no | no |  |  | no |  |  | 0 | 0 | 0 | 0
oh_line_TAP_OH_914439 |  | AN | node_8102201_200891095 | node_1318518_284_15346405_358 | 0.033 | unb_TAPWIRE_OH | 8102201 | no | no |  |  | no |  |  | 0 | 0 | 0 | 0
oh_line_TAP_OH_914440 |  | AN | node_8102201_200891096 | node_1318373_748_15346604_862 | 0.033 | unb_TAPWIRE_OH | 8102201 | no | no |  |  | no |  |  | 0 | 0 | 0 | 0
oh_line_TAP_OH_914441 |  | AN | node_8102201_200891097 | node_1318193_622_15346785_679 | 0.033 | unb_TAPWIRE_OH | 8102201 | no | no |  |  | no |  |  | 0 | 0 | 0 | 0
oh_line_TAP_OH_914442 |  | AN | node_8102201_200891100 | node_1317828_887_15347489_986 | 0.033 | unb_TAPWIRE_OH | 8102201 | no | no |  |  | no |  |  | 0 | 0 | 0 | 0
oh_line_TAP_OH_914443 |  | AN | node_8102201_200891103 | node_1317684_304_15348172_905 | 0.033 | unb_TAPWIRE_OH | 8102201 | no | no |  |  | no |  |  | 0 | 0 | 0 | 0
oh_line_TAP_OH_914444 |  | AN | node_8102201_200891104 | node_1317633_356_15348377_868 | 0.033 | unb_TAPWIRE_OH | 8102201 | no | no |  |  | no |  |  | 0 | 0 | 0 | 0
oh_line_TAP_OH_914445 |  | AN | node_8102201_200891106 | node_1317532_897_15348774_347 | 0.033 | unb_TAPWIRE_OH | 8102201 | no | no |  |  | no |  |  | 0 | 0 | 0 | 0
oh_line_TAP_OH_914446 |  | AN | node_8102201_200891109 | node_1317341_894_15349112_019 | 0.033 | unb_TAPWIRE_OH | 8102201 | no | no |  |  | no |  |  | 0 | 0 | 0 | 0
oh_line_TAP_OH_914447 |  | AN | node_8102201_200891115 | node_1316338_111_15349548_154 | 0.033 | unb_TAPWIRE_OH | 8102201 | no | no |  |  | no |  |  | 0 | 0 | 0 | 0
oh_line_TAP_OH_914448 |  | AN | node_8102201_200891120 | node_1315336_751_15349252_068 | 0.033 | unb_TAPWIRE_OH | 8102201 | no | no |  |  | no |  |  | 0 | 0 | 0 | 0
oh_line_TAP_OH_914449 |  | AN | node_8102201_200891129 | node_1313083_745_15349825_89 | 0.033 | unb_TAPWIRE_OH | 8102201 | no | no |  |  | no |  |  | 0 | 0 | 0 | 0
oh_line_TAP_OH_914450 |  | ABCN | node_8102201_200891141 | node_1320486_18_15344255_025 | 0.033 | unb_TAPWIRE_OH | 8102201 | no | no |  |  | no |  |  | 0 | 0 | 0 | 0
oh_line_TAP_OH_914451 |  | ABCN | node_8102201_200891142 | node_1320668_681_15344246_742 | 0.033 | unb_TAPWIRE_OH | 8102201 | no | no |  |  | no |  |  | 0 | 0 | 0 | 0
oh_line_TAP_OH_914452 |  | AN | node_8102201_200891147 | node_1322293_718_15354142_954 | 0.033 | unb_TAPWIRE_OH | 8102201 | no | no |  |  | no |  |  | 0 | 0 | 0 | 0
oh_line_TAP_OH_914453 |  | AN | node_8102201_200891149 | node_1322921_029_15356726_082 | 0.033 | unb_TAPWIRE_OH | 8102201 | no | no |  |  | no |  |  | 0 | 0 | 0 | 0
oh_line_TAP_OH_914454 |  | AN | node_8102201_200891151 | node_1322940_721_15357183_032 | 0.033 | unb_TAPWIRE_OH | 8102201 | no | no |  |  | no |  |  | 0 | 0 | 0 | 0
oh_line_TAP_OH_914455 |  | AN | node_8102201_200891152 | node_1322944_49_15357420_857 | 0.033 | unb_TAPWIRE_OH | 8102201 | no | no |  |  | no |  |  | 0 | 0 | 0 | 0
oh_line_TAP_OH_914456 |  | AN | node_8102201_200891153 | node_1322761_286_15357593_877 | 0.033 | unb_TAPWIRE_OH | 8102201 | no | no |  |  | no |  |  | 0 | 0 | 0 | 0
oh_line_TAP_OH_914457 |  | AN | node_8102201_200891154 | node_1322946_74_15357638_902 | 0.033 | unb_TAPWIRE_OH | 8102201 | no | no |  |  | no |  |  | 0 | 0 | 0 | 0
oh_line_TAP_OH_914458 |  | AN | node_8102201_200891155 | node_1322941_298_15357867_276 | 0.033 | unb_TAPWIRE_OH | 8102201 | no | no |  |  | no |  |  | 0 | 0 | 0 | 0
oh_line_TAP_OH_914459 |  | AN | node_8102201_200891158 | node_1322823_033_15354341_005 | 0.033 | unb_TAPWIRE_OH | 8102201 | no | no |  |  | no |  |  | 0 | 0 | 0 | 0
oh_line_TAP_OH_914461 |  | AN | node_8102201_200891162 | node_1322783_069_15355025_921 | 0.033 | unb_TAPWIRE_OH | 8102201 | no | no |  |  | no |  |  | 0 | 0 | 0 | 0
oh_line_TAP_OH_914462 |  | AN | node_8102201_200891164 | node_1322887_526_15355297_181 | 0.033 | unb_TAPWIRE_OH | 8102201 | no | no |  |  | no |  |  | 0 | 0 | 0 | 0
oh_line_TAP_OH_914463 |  | AN | node_8102201_200891165 | node_1322902_362_15355702_104 | 0.033 | unb_TAPWIRE_OH | 8102201 | no | no |  |  | no |  |  | 0 | 0 | 0 | 0
oh_line_TAP_OH_914464 |  | AN | node_8102201_200891166 | node_1316637_501_15335311_647 | 0.033 | unb_TAPWIRE_OH | 8102201 | no | no |  |  | no |  |  | 0 | 0 | 0 | 0
oh_line_TAP_OH_914465 |  | AN | node_8102201_200891168 | node_1316107_61_15335299_002 | 0.033 | unb_TAPWIRE_OH | 8102201 | no | no |  |  | no |  |  | 0 | 0 | 0 | 0
oh_line_TAP_OH_914466 |  | AN | node_8102201_200891174 | node_1315291_947_15335794_988 | 0.033 | unb_TAPWIRE_OH | 8102201 | no | no |  |  | no |  |  | 0 | 0 | 0 | 0
oh_line_TAP_OH_914467 |  | AN | node_8102201_200891179 | node_1314713_674_15335739_677 | 0.033 | unb_TAPWIRE_OH | 8102201 | no | no |  |  | no |  |  | 0 | 0 | 0 | 0
oh_line_TAP_OH_914468 |  | AN | node_8102201_200891183 | node_1313765_659_15336349_771 | 0.033 | unb_TAPWIRE_OH | 8102201 | no | no |  |  | no |  |  | 0 | 0 | 0 | 0
oh_line_TAP_OH_914469 |  | AN | node_8102201_200891184 | node_1314015_794_15336566_934 | 0.033 | unb_TAPWIRE_OH | 8102201 | no | no |  |  | no |  |  | 0 | 0 | 0 | 0
oh_line_TAP_OH_914470 |  | AN | node_8102201_200891186 | node_1313390_64_15336447_249 | 0.033 | unb_TAPWIRE_OH | 8102201 | no | no |  |  | no |  |  | 0 | 0 | 0 | 0
oh_line_TAP_OH_914471 |  | AN | node_8102201_200891187 | node_1313613_836_15336501_059 | 0.033 | unb_TAPWIRE_OH | 8102201 | no | no |  |  | no |  |  | 0 | 0 | 0 | 0
oh_line_TAP_OH_914472 |  | AN | node_8102201_200891188 | node_1313130_87_15336591_007 | 0.033 | unb_TAPWIRE_OH | 8102201 | no | no |  |  | no |  |  | 0 | 0 | 0 | 0
oh_line_TAP_OH_914473 |  | AN | node_8102201_200891190 | node_1312515_985_15336808_101 | 0.033 | unb_TAPWIRE_OH | 8102201 | no | no |  |  | no |  |  | 0 | 0 | 0 | 0
oh_line_TAP_OH_914474 |  | AN | node_8102201_200891191 | node_1312345_386_15337107_455 | 0.033 | unb_TAPWIRE_OH | 8102201 | no | no |  |  | no |  |  | 0 | 0 | 0 | 0
oh_line_TAP_OH_914475 |  | AN | node_8102201_200891194 | node_1312331_652_15337585_005 | 0.033 | unb_TAPWIRE_OH | 8102201 | no | no |  |  | no |  |  | 0 | 0 | 0 | 0
oh_line_TAP_OH_914608 |  | AN | node_8102201_200891519 | node_1337952_318_15343158_555 | 0.033 | unb_TAPWIRE_OH | 8102201 | no | no |  |  | no |  |  | 0 | 0 | 0 | 0
oh_line_TAP_OH_914609 |  | AN | node_8102201_200891528 | node_1336230_056_15344602_83 | 0.033 | unb_TAPWIRE_OH | 8102201 | no | no |  |  | no |  |  | 0 | 0 | 0 | 0
oh_line_TAP_OH_914610 |  | AN | node_8102201_200891532 | node_1335943_795_15343465_922 | 0.033 | unb_TAPWIRE_OH | 8102201 | no | no |  |  | no |  |  | 0 | 0 | 0 | 0
oh_line_TAP_OH_914611 |  | AN | node_8102201_200891533 | node_1335957_529_15344084_733 | 0.033 | unb_TAPWIRE_OH | 8102201 | no | no |  |  | no |  |  | 0 | 0 | 0 | 0
oh_line_TAP_OH_914612 |  | AN | node_8102201_200891534 | node_1335831_925_15344208_249 | 0.033 | unb_TAPWIRE_OH | 8102201 | no | no |  |  | no |  |  | 0 | 0 | 0 | 0
oh_line_TAP_OH_914613 |  | AN | node_8102201_200891537 | node_1335426_494_15344547_56 | 0.033 | unb_TAPWIRE_OH | 8102201 | no | no |  |  | no |  |  | 0 | 0 | 0 | 0
oh_line_TAP_OH_914635 |  | AN | node_8102201_200891571 | node_1330886_582_15346864_644 | 0.033 | unb_TAPWIRE_OH | 8102201 | no | no |  |  | no |  |  | 0 | 0 | 0 | 0
oh_line_TAP_OH_914636 |  | AN | node_8102201_200891572 | node_1333039_83_15346630_186 | 0.033 | unb_TAPWIRE_OH | 8102201 | no | no |  |  | no |  |  | 0 | 0 | 0 | 0
oh_line_TAP_OH_914637 |  | AN | node_8102201_200891573 | node_1331167_843_15346757_269 | 0.033 | unb_TAPWIRE_OH | 8102201 | no | no |  |  | no |  |  | 0 | 0 | 0 | 0
oh_line_TAP_OH_914638 |  | AN | node_8102201_200891576 | node_1331519_512_15346548_268 | 0.033 | unb_TAPWIRE_OH | 8102201 | no | no |  |  | no |  |  | 0 | 0 | 0 | 0
oh_line_TAP_OH_914639 |  | AN | node_8102201_200891580 | node_1332163_6_15346854_909 | 0.033 | unb_TAPWIRE_OH | 8102201 | no | no |  |  | no |  |  | 0 | 0 | 0 | 0
oh_line_TAP_OH_914640 |  | AN | node_8102201_200891581 | node_1332371_127_15346618_908 | 0.033 | unb_TAPWIRE_OH | 8102201 | no | no |  |  | no |  |  | 0 | 0 | 0 | 0
oh_line_TAP_OH_914641 |  | AN | node_8102201_200891582 | node_1332571_473_15346619_964 | 0.033 | unb_TAPWIRE_OH | 8102201 | no | no |  |  | no |  |  | 0 | 0 | 0 | 0
oh_line_TAP_OH_914642 |  | AN | node_8102201_200891583 | node_1332819_058_15346615_822 | 0.033 | unb_TAPWIRE_OH | 8102201 | no | no |  |  | no |  |  | 0 | 0 | 0 | 0
oh_line_TAP_OH_914661 |  | AN | node_8102201_200891633 | node_1320196_593_15344457_622 | 0.033 | unb_TAPWIRE_OH | 8102201 | no | no |  |  | no |  |  | 0 | 0 | 0 | 0
oh_line_TAP_OH_914662 |  | AN | node_8102201_200891635 | node_1320278_763_15344933_263 | 0.033 | unb_TAPWIRE_OH | 8102201 | no | no |  |  | no |  |  | 0 | 0 | 0 | 0
oh_line_TAP_OH_914663 |  | AN | node_8102201_200891637 | node_1320468_731_15345246_979 | 0.033 | unb_TAPWIRE_OH | 8102201 | no | no |  |  | no |  |  | 0 | 0 | 0 | 0
oh_line_TAP_OH_914664 |  | AN | node_8102201_200891639 | node_1319977_575_15344649_879 | 0.033 | unb_TAPWIRE_OH | 8102201 | no | no |  |  | no |  |  | 0 | 0 | 0 | 0
oh_line_TAP_OH_914665 |  | AN | node_8102201_200891641 | node_1319637_641_15344996_007 | 0.033 | unb_TAPWIRE_OH | 8102201 | no | no |  |  | no |  |  | 0 | 0 | 0 | 0
oh_line_TAP_OH_914666 |  | ABCN | node_8102201_200891643 | node_1321628_007_15345075_194 | 0.033 | unb_TAPWIRE_OH | 8102201 | no | no |  |  | no |  |  | 0 | 0 | 0 | 0
oh_line_TAP_OH_914667 |  | ABCN | node_8102201_200891645 | node_1322118_22_15345064_819 | 0.033 | unb_TAPWIRE_OH | 8102201 | no | no |  |  | no |  |  | 0 | 0 | 0 | 0
oh_line_TAP_OH_914668 |  | AN | node_8102201_200891649 | node_1323214_295_15345374_575 | 0.033 | unb_TAPWIRE_OH | 8102201 | no | no |  |  | no |  |  | 0 | 0 | 0 | 0
oh_line_TAP_OH_914669 |  | AN | node_8102201_200891650 | node_1323448_826_15345464_438 | 0.033 | unb_TAPWIRE_OH | 8102201 | no | no |  |  | no |  |  | 0 | 0 | 0 | 0
oh_line_TAP_OH_914670 |  | AN | node_8102201_200891652 | node_1323420_204_15344975_945 | 0.033 | unb_TAPWIRE_OH | 8102201 | no | no |  |  | no |  |  | 0 | 0 | 0 | 0
oh_line_TAP_OH_914698 |  | AN | node_8102201_200891697 | node_1314495_965_15332830_772 | 0.033 | unb_TAPWIRE_OH | 8102201 | no | no |  |  | no |  |  | 0 | 0 | 0 | 0
oh_line_TAP_OH_914699 |  | AN | node_8102201_200891699 | node_1314443_531_15332364_492 | 0.033 | unb_TAPWIRE_OH | 8102201 | no | no |  |  | no |  |  | 0 | 0 | 0 | 0
oh_line_TAP_OH_914700 |  | AN | node_8102201_200891701 | node_1314352_812_15331873_682 | 0.033 | unb_TAPWIRE_OH | 8102201 | no | no |  |  | no |  |  | 0 | 0 | 0 | 0
oh_line_TAP_OH_914701 |  | AN | node_8102201_200891704 | node_1314926_749_15334129_7 | 0.033 | unb_TAPWIRE_OH | 8102201 | no | no |  |  | no |  |  | 0 | 0 | 0 | 0
oh_line_TAP_OH_914706 |  | AN | node_8102201_200891726 | node_1331854_406_15335588_239 | 0.033 | unb_TAPWIRE_OH | 8102201 | no | no |  |  | no |  |  | 0 | 0 | 0 | 0
oh_line_TAP_OH_914708 |  | AN | node_8102201_200891733 | node_1331761_055_15336828_268 | 0.033 | unb_TAPWIRE_OH | 8102201 | no | no |  |  | no |  |  | 0 | 0 | 0 | 0
oh_line_TAP_OH_914709 |  | AN | node_8102201_200891735 | node_1329889_82_15338974 | 0.033 | unb_TAPWIRE_OH | 8102201 | no | no |  |  | no |  |  | 0 | 0 | 0 | 0
oh_line_TAP_OH_914710 |  | AN | node_8102201_200891738 | node_1330073_637_15338433_728 | 0.033 | unb_TAPWIRE_OH | 8102201 | no | no |  |  | no |  |  | 0 | 0 | 0 | 0
oh_line_TAP_OH_914711 |  | AN | node_8102201_200891741 | node_1330428_339_15338103_643 | 0.033 | unb_TAPWIRE_OH | 8102201 | no | no |  |  | no |  |  | 0 | 0 | 0 | 0
oh_line_TAP_OH_914712 |  | AN | node_8102201_200891742 | node_1330521_305_15337862_775 | 0.033 | unb_TAPWIRE_OH | 8102201 | no | no |  |  | no |  |  | 0 | 0 | 0 | 0
oh_line_TAP_OH_914713 |  | AN | node_8102201_200891743 | node_1330722_549_15337671_495 | 0.033 | unb_TAPWIRE_OH | 8102201 | no | no |  |  | no |  |  | 0 | 0 | 0 | 0
oh_line_TAP_OH_914714 |  | AN | node_8102201_200891748 | node_1334650_65_15349051_083 | 0.033 | unb_TAPWIRE_OH | 8102201 | no | no |  |  | no |  |  | 0 | 0 | 0 | 0
oh_line_TAP_OH_914715 |  | AN | node_8102201_200891749 | node_1331351_903_15348901_671 | 0.033 | unb_TAPWIRE_OH | 8102201 | no | no |  |  | no |  |  | 0 | 0 | 0 | 0
oh_line_TAP_OH_914716 |  | AN | node_8102201_200891750 | node_1331695_72_15349025_914 | 0.033 | unb_TAPWIRE_OH | 8102201 | no | no |  |  | no |  |  | 0 | 0 | 0 | 0
oh_line_TAP_OH_914717 |  | AN | node_8102201_200891751 | node_1332036_875_15348955_264 | 0.033 | unb_TAPWIRE_OH | 8102201 | no | no |  |  | no |  |  | 0 | 0 | 0 | 0
oh_line_TAP_OH_914718 |  | AN | node_8102201_200891752 | node_1332384_788_15349051_945 | 0.033 | unb_TAPWIRE_OH | 8102201 | no | no |  |  | no |  |  | 0 | 0 | 0 | 0
oh_line_TAP_OH_914719 |  | AN | node_8102201_200891753 | node_1332731_954_15348960_922 | 0.033 | unb_TAPWIRE_OH | 8102201 | no | no |  |  | no |  |  | 0 | 0 | 0 | 0
oh_line_TAP_OH_914720 |  | AN | node_8102201_200891754 | node_1332818_191_15349196_756 | 0.033 | unb_TAPWIRE_OH | 8102201 | no | no |  |  | no |  |  | 0 | 0 | 0 | 0
oh_line_TAP_OH_914721 |  | AN | node_8102201_200891758 | node_1333821_27_15348520_401 | 0.033 | unb_TAPWIRE_OH | 8102201 | no | no |  |  | no |  |  | 0 | 0 | 0 | 0
oh_line_TAP_OH_914724 |  | AN | node_8102201_200891766 | node_1330893_476_15347648_777 | 0.033 | unb_TAPWIRE_OH | 8102201 | no | no |  |  | no |  |  | 0 | 0 | 0 | 0
oh_line_TAP_OH_914725 |  | AN | node_8102201_200891767 | node_1330912_732_15347978_706 | 0.033 | unb_TAPWIRE_OH | 8102201 | no | no |  |  | no |  |  | 0 | 0 | 0 | 0
oh_line_TAP_OH_914726 |  | AN | node_8102201_200891768 | node_1331456_29_15347553_55 | 0.033 | unb_TAPWIRE_OH | 8102201 | no | no |  |  | no |  |  | 0 | 0 | 0 | 0
oh_line_TAP_OH_914727 |  | AN | node_8102201_200891770 | node_1332045_251_15347741_881 | 0.033 | unb_TAPWIRE_OH | 8102201 | no | no |  |  | no |  |  | 0 | 0 | 0 | 0
oh_line_TAP_OH_914728 |  | AN | node_8102201_200891771 | node_1332295_765_15347574_034 | 0.033 | unb_TAPWIRE_OH | 8102201 | no | no |  |  | no |  |  | 0 | 0 | 0 | 0
oh_line_TAP_OH_914729 |  | AN | node_8102201_200891773 | node_1323328_935_15338639_625 | 0.033 | unb_TAPWIRE_OH | 8102201 | no | no |  |  | no |  |  | 0 | 0 | 0 | 0
oh_line_TAP_OH_914730 |  | AN | node_8102201_200891774 | node_1322950_244_15338659_532 | 0.033 | unb_TAPWIRE_OH | 8102201 | no | no |  |  | no |  |  | 0 | 0 | 0 | 0
oh_line_TAP_OH_914731 |  | AN | node_8102201_200891776 | node_1323671_427_15339162_411 | 0.033 | unb_TAPWIRE_OH | 8102201 | no | no |  |  | no |  |  | 0 | 0 | 0 | 0
oh_line_TAP_OH_914732 |  | AN | node_8102201_200891778 | node_1324314_957_15339462_667 | 0.033 | unb_TAPWIRE_OH | 8102201 | no | no |  |  | no |  |  | 0 | 0 | 0 | 0
oh_line_TAP_OH_914738 |  | AN | node_8102201_200891789 | node_1329179_34_15346032_749 | 0.033 | unb_TAPWIRE_OH | 8102201 | no | no |  |  | no |  |  | 0 | 0 | 0 | 0
oh_line_TAP_OH_914739 |  | AN | node_8102201_200891791 | node_1329169_428_15346557_878 | 0.033 | unb_TAPWIRE_OH | 8102201 | no | no |  |  | no |  |  | 0 | 0 | 0 | 0
oh_line_TAP_OH_914740 |  | AN | node_8102201_200891792 | node_1328913_158_15346041_594 | 0.033 | unb_TAPWIRE_OH | 8102201 | no | no |  |  | no |  |  | 0 | 0 | 0 | 0
oh_line_TAP_OH_914741 |  | AN | node_8102201_200891794 | node_1328579_818_15346096_967 | 0.033 | unb_TAPWIRE_OH | 8102201 | no | no |  |  | no |  |  | 0 | 0 | 0 | 0
oh_line_TAP_OH_914750 |  | AN | node_8102201_200891815 | node_1325884_764_15345753_359 | 0.033 | unb_TAPWIRE_OH | 8102201 | no | no |  |  | no |  |  | 0 | 0 | 0 | 0
oh_line_TAP_OH_914751 |  | AN | node_8102201_200891816 | node_1326149_547_15345555_948 | 0.033 | unb_TAPWIRE_OH | 8102201 | no | no |  |  | no |  |  | 0 | 0 | 0 | 0
oh_line_TAP_OH_914752 |  | AN | node_8102201_200891822 | node_1327027_806_15346754_494 | 0.033 | unb_TAPWIRE_OH | 8102201 | no | no |  |  | no |  |  | 0 | 0 | 0 | 0
oh_line_TAP_OH_914753 |  | AN | node_8102201_200891825 | node_1328283_636_15345577_501 | 0.033 | unb_TAPWIRE_OH | 8102201 | no | no |  |  | no |  |  | 0 | 0 | 0 | 0
oh_line_TAP_OH_914754 |  | AN | node_8102201_200891827 | node_1328627_62_15345570_892 | 0.033 | unb_TAPWIRE_OH | 8102201 | no | no |  |  | no |  |  | 0 | 0 | 0 | 0
oh_line_TAP_OH_914755 |  | AN | node_8102201_200891830 | node_1328966_693_15345591_311 | 0.033 | unb_TAPWIRE_OH | 8102201 | no | no |  |  | no |  |  | 0 | 0 | 0 | 0
oh_line_TAP_OH_914756 |  | AN | node_8102201_200891832 | node_1329517_286_15345854_986 | 0.033 | unb_TAPWIRE_OH | 8102201 | no | no |  |  | no |  |  | 0 | 0 | 0 | 0
oh_line_TAP_OH_914757 |  | AN | node_8102201_200891834 | node_1330370_423_15346261_506 | 0.033 | unb_TAPWIRE_OH | 8102201 | no | no |  |  | no |  |  | 0 | 0 | 0 | 0
oh_line_TAP_OH_914758 |  | AN | node_8102201_200891835 | node_1330579_472_15346620_405 | 0.033 | unb_TAPWIRE_OH | 8102201 | no | no |  |  | no |  |  | 0 | 0 | 0 | 0
oh_line_TAP_OH_914759 |  | AN | node_8102201_200891837 | node_1330559_102_15346950_116 | 0.033 | unb_TAPWIRE_OH | 8102201 | no | no |  |  | no |  |  | 0 | 0 | 0 | 0
oh_line_TAP_OH_914760 |  | AN | node_8102201_200891838 | node_1330473_175_15347395_298 | 0.033 | unb_TAPWIRE_OH | 8102201 | no | no |  |  | no |  |  | 0 | 0 | 0 | 0
oh_line_TAP_OH_914761 |  | AN | node_8102201_200891839 | node_1330513_525_15347682_594 | 0.033 | unb_TAPWIRE_OH | 8102201 | no | no |  |  | no |  |  | 0 | 0 | 0 | 0
oh_line_TAP_OH_914762 |  | AN | node_8102201_200891840 | node_1330506_9_15347844_501 | 0.033 | unb_TAPWIRE_OH | 8102201 | no | no |  |  | no |  |  | 0 | 0 | 0 | 0
oh_line_TAP_OH_914763 |  | AN | node_8102201_200891842 | node_1330575_605_15348471_413 | 0.033 | unb_TAPWIRE_OH | 8102201 | no | no |  |  | no |  |  | 0 | 0 | 0 | 0
oh_line_TAP_OH_914764 |  | AN | node_8102201_200891844 | node_1330893_419_15348734_854 | 0.033 | unb_TAPWIRE_OH | 8102201 | no | no |  |  | no |  |  | 0 | 0 | 0 | 0
oh_line_TAP_OH_914765 |  | AN | node_8102201_200891846 | node_1330838_233_15349631_798 | 0.033 | unb_TAPWIRE_OH | 8102201 | no | no |  |  | no |  |  | 0 | 0 | 0 | 0
oh_line_TAP_OH_914766 |  | AN | node_8102201_200891847 | node_1323617_956_15345681_736 | 0.033 | unb_TAPWIRE_OH | 8102201 | no | no |  |  | no |  |  | 0 | 0 | 0 | 0
oh_line_TAP_OH_914767 |  | AN | node_8102201_200891850 | node_1324625_151_15345850_057 | 0.033 | unb_TAPWIRE_OH | 8102201 | no | no |  |  | no |  |  | 0 | 0 | 0 | 0
oh_line_TAP_OH_914768 |  | AN | node_8102201_200891853 | node_1325653_629_15345998_618 | 0.033 | unb_TAPWIRE_OH | 8102201 | no | no |  |  | no |  |  | 0 | 0 | 0 | 0
oh_line_TAP_OH_914785 |  | AN | node_8102201_200891908 | node_1344230_789_15342941_389 | 0.033 | unb_TAPWIRE_OH | 8102201 | no | no |  |  | no |  |  | 0 | 0 | 0 | 0
oh_line_TAP_OH_914796 |  | AN | node_8102201_200891937 | node_1329278_898_15345651_074 | 0.033 | unb_TAPWIRE_OH | 8102201 | no | no |  |  | no |  |  | 0 | 0 | 0 | 0
oh_line_TAP_OH_914797 |  | AN | node_8102201_200891941 | node_1329849_712_15345123_332 | 0.033 | unb_TAPWIRE_OH | 8102201 | no | no |  |  | no |  |  | 0 | 0 | 0 | 0
oh_line_TAP_OH_914798 |  | AN | node_8102201_200891943 | node_1329812_629_15345588_209 | 0.033 | unb_TAPWIRE_OH | 8102201 | no | no |  |  | no |  |  | 0 | 0 | 0 | 0
oh_line_TAP_OH_914799 |  | AN | node_8102201_200891950 | node_1318888_564_15340807_114 | 0.033 | unb_TAPWIRE_OH | 8102201 | no | no |  |  | no |  |  | 0 | 0 | 0 | 0
oh_line_TAP_OH_914800 |  | AN | node_8102201_200891961 | node_1316855_489_15336723_858 | 0.033 | unb_TAPWIRE_OH | 8102201 | no | no |  |  | no |  |  | 0 | 0 | 0 | 0
oh_line_TAP_OH_914801 |  | AN | node_8102201_200891964 | node_1318295_526_15336579_723 | 0.033 | unb_TAPWIRE_OH | 8102201 | no | no |  |  | no |  |  | 0 | 0 | 0 | 0
oh_line_TAP_OH_914802 |  | AN | node_8102201_200891965 | node_1317935_475_15336569_818 | 0.033 | unb_TAPWIRE_OH | 8102201 | no | no |  |  | no |  |  | 0 | 0 | 0 | 0
oh_line_TAP_OH_914803 |  | ABCN | node_8102201_200891969 | node_1319449_931_15338027_486 | 0.033 | unb_TAPWIRE_OH | 8102201 | no | no |  |  | no |  |  | 0 | 0 | 0 | 0
oh_line_TAP_OH_914804 |  | ABCN | node_8102201_200891975 | node_1319232_629_15337709_037 | 0.033 | unb_TAPWIRE_OH | 8102201 | no | no |  |  | no |  |  | 0 | 0 | 0 | 0
oh_line_TAP_OH_914806 |  | ABCN | node_8102201_200891989 | node_1318707_206_15336472_09 | 0.033 | unb_TAPWIRE_OH | 8102201 | no | no |  |  | no |  |  | 0 | 0 | 0 | 0
oh_line_TAP_OH_914807 |  | ABCN | node_8102201_200891991 | node_1319730_094_15338639_616 | 0.033 | unb_TAPWIRE_OH | 8102201 | no | no |  |  | no |  |  | 0 | 0 | 0 | 0
oh_line_TAP_OH_914808 |  | ABCN | node_8102201_200891993 | node_1318597_886_15336197_295 | 0.033 | unb_TAPWIRE_OH | 8102201 | no | no |  |  | no |  |  | 0 | 0 | 0 | 0
oh_line_TAP_OH_914809 |  | ABCN | node_8102201_200891994 | node_1318582_835_15335987_811 | 0.033 | unb_TAPWIRE_OH | 8102201 | no | no |  |  | no |  |  | 0 | 0 | 0 | 0
oh_line_TAP_OH_914810 |  | ABCN | node_8102201_200891999 | node_1318423_588_15335599_306 | 0.033 | unb_TAPWIRE_OH | 8102201 | no | no |  |  | no |  |  | 0 | 0 | 0 | 0
oh_line_TAP_OH_914811 |  | ABCN | node_8102201_200892002 | node_1318266_185_15335398_136 | 0.033 | unb_TAPWIRE_OH | 8102201 | no | no |  |  | no |  |  | 0 | 0 | 0 | 0
oh_line_TAP_OH_914814 |  | ABCN | node_8102201_200892013 | node_1319600_623_15338401_473 | 0.033 | unb_TAPWIRE_OH | 8102201 | no | no |  |  | no |  |  | 0 | 0 | 0 | 0
oh_line_TAP_OH_914815 |  | ABCN | node_8102201_200892015 | node_1319531_9_15338287_44 | 0.033 | unb_TAPWIRE_OH | 8102201 | no | no |  |  | no |  |  | 0 | 0 | 0 | 0
oh_line_TAP_OH_914816 |  | AN | node_8102201_200892017 | node_1318289_66_15337552_531 | 0.033 | unb_TAPWIRE_OH | 8102201 | no | no |  |  | no |  |  | 0 | 0 | 0 | 0
oh_line_TAP_OH_914817 |  | AN | node_8102201_200892019 | node_1318200_578_15337328_196 | 0.033 | unb_TAPWIRE_OH | 8102201 | no | no |  |  | no |  |  | 0 | 0 | 0 | 0
oh_line_TAP_OH_914819 |  | ABCN | node_8102201_200892029 | node_1318799_307_15337788_165 | 0.033 | unb_TAPWIRE_OH | 8102201 | no | no |  |  | no |  |  | 0 | 0 | 0 | 0
oh_line_TAP_OH_914820 |  | AN | node_8102201_200892037 | node_1319163_107_15338176_494 | 0.033 | unb_TAPWIRE_OH | 8102201 | no | no |  |  | no |  |  | 0 | 0 | 0 | 0
oh_line_TAP_OH_914821 |  | AN | node_8102201_200892044 | node_1319818_29_15338034_229 | 0.033 | unb_TAPWIRE_OH | 8102201 | no | no |  |  | no |  |  | 0 | 0 | 0 | 0
oh_line_TAP_OH_914822 |  | AN | node_8102201_200892048 | node_1320187_253_15338151_373 | 0.033 | unb_TAPWIRE_OH | 8102201 | no | no |  |  | no |  |  | 0 | 0 | 0 | 0
oh_line_TAP_OH_914823 |  | ABCN | node_8102201_200892053 | node_1320698_424_15340798_356 | 0.033 | unb_TAPWIRE_OH | 8102201 | no | no |  |  | no |  |  | 0 | 0 | 0 | 0
oh_line_TAP_OH_914825 |  | AN | node_8102201_200892060 | node_1321392_157_15340690_923 | 0.033 | unb_TAPWIRE_OH | 8102201 | no | no |  |  | no |  |  | 0 | 0 | 0 | 0
oh_line_TAP_OH_914827 |  | ABCN | node_8102201_200892065 | node_1320177_397_15339295_015 | 0.033 | unb_TAPWIRE_OH | 8102201 | no | no |  |  | no |  |  | 0 | 0 | 0 | 0
oh_line_TAP_OH_914829 |  | AN | node_8102201_200892069 | node_1320155_754_15339626_75 | 0.033 | unb_TAPWIRE_OH | 8102201 | no | no |  |  | no |  |  | 0 | 0 | 0 | 0
oh_line_TAP_OH_914830 |  | ABCN | node_8102201_200892075 | node_1319703_366_15339019_459 | 0.033 | unb_TAPWIRE_OH | 8102201 | no | no |  |  | no |  |  | 0 | 0 | 0 | 0
oh_line_TAP_OH_914833 |  | AN | node_8102201_200892083 | node_1318149_382_15339258_969 | 0.033 | unb_TAPWIRE_OH | 8102201 | no | no |  |  | no |  |  | 0 | 0 | 0 | 0
oh_line_TAP_OH_914835 |  | AN | node_8102201_200892092 | node_1318952_829_15339247_706 | 0.033 | unb_TAPWIRE_OH | 8102201 | no | no |  |  | no |  |  | 0 | 0 | 0 | 0
oh_line_TAP_OH_914836 |  | ABCN | node_8102201_200892096 | node_1319016_219_15339077_137 | 0.033 | unb_TAPWIRE_OH | 8102201 | no | no |  |  | no |  |  | 0 | 0 | 0 | 0
oh_line_TAP_OH_914837 |  | AN | node_8102201_200892100 | node_1317825_626_15338603_489 | 0.033 | unb_TAPWIRE_OH | 8102201 | no | no |  |  | no |  |  | 0 | 0 | 0 | 0
oh_line_TAP_OH_914838 |  | AN | node_8102201_200892102 | node_1317746_27_15338421_343 | 0.033 | unb_TAPWIRE_OH | 8102201 | no | no |  |  | no |  |  | 0 | 0 | 0 | 0
oh_line_TAP_OH_914839 |  | ABCN | node_8102201_200892106 | node_1318742_553_15338874_39 | 0.033 | unb_TAPWIRE_OH | 8102201 | no | no |  |  | no |  |  | 0 | 0 | 0 | 0
oh_line_TAP_OH_914841 |  | AN | node_8102201_200892109 | node_1318307_846_15338830_378 | 0.033 | unb_TAPWIRE_OH | 8102201 | no | no |  |  | no |  |  | 0 | 0 | 0 | 0
oh_line_TAP_OH_914842 |  | AN | node_8102201_200892111 | node_1317831_376_15338955_335 | 0.033 | unb_TAPWIRE_OH | 8102201 | no | no |  |  | no |  |  | 0 | 0 | 0 | 0
oh_line_TAP_OH_914843 |  | AN | node_8102201_200892115 | node_1318636_168_15340433_007 | 0.033 | unb_TAPWIRE_OH | 8102201 | no | no |  |  | no |  |  | 0 | 0 | 0 | 0
oh_line_TAP_OH_914844 |  | AN | node_8102201_200892116 | node_1318637_639_15339343_676 | 0.033 | unb_TAPWIRE_OH | 8102201 | no | no |  |  | no |  |  | 0 | 0 | 0 | 0
oh_line_TAP_OH_914845 |  | AN | node_8102201_200892121 | node_1318621_702_15341156_955 | 0.033 | unb_TAPWIRE_OH | 8102201 | no | no |  |  | no |  |  | 0 | 0 | 0 | 0
oh_line_TAP_OH_914846 |  | AN | node_8102201_200892124 | node_1318570_148_15339016_902 | 0.033 | unb_TAPWIRE_OH | 8102201 | no | no |  |  | no |  |  | 0 | 0 | 0 | 0
oh_line_TAP_OH_914847 |  | AN | node_8102201_200892133 | node_1318637_83_15339719_599 | 0.033 | unb_TAPWIRE_OH | 8102201 | no | no |  |  | no |  |  | 0 | 0 | 0 | 0
oh_line_TAP_OH_914848 |  | AN | node_8102201_200892137 | node_1319162_57_15340193_317 | 0.033 | unb_TAPWIRE_OH | 8102201 | no | no |  |  | no |  |  | 0 | 0 | 0 | 0
oh_line_TAP_OH_914849 |  | ABCN | node_8102201_200892139 | node_1319159_089_15339948_557 | 0.033 | unb_TAPWIRE_OH | 8102201 | no | no |  |  | no |  |  | 0 | 0 | 0 | 0
oh_line_TAP_OH_914850 |  | ABCN | node_8102201_200892143 | node_1319267_501_15339579_417 | 0.033 | unb_TAPWIRE_OH | 8102201 | no | no |  |  | no |  |  | 0 | 0 | 0 | 0
oh_line_TAP_OH_914851 |  | AN | node_8102201_200892149 | node_1319124_707_15340477_864 | 0.033 | unb_TAPWIRE_OH | 8102201 | no | no |  |  | no |  |  | 0 | 0 | 0 | 0
oh_line_TAP_OH_914852 |  | ABCN | node_8102201_200892155 | node_1319353_893_15339877_4 | 0.033 | unb_TAPWIRE_OH | 8102201 | no | no |  |  | no |  |  | 0 | 0 | 0 | 0
oh_line_TAP_OH_914854 |  | AN | node_8102201_200892166 | node_1320551_694_15337990_563 | 0.033 | unb_TAPWIRE_OH | 8102201 | no | no |  |  | no |  |  | 0 | 0 | 0 | 0
oh_line_TAP_OH_914856 |  | AN | node_8102201_200892177 | node_1320345_179_15338390_687 | 0.033 | unb_TAPWIRE_OH | 8102201 | no | no |  |  | no |  |  | 0 | 0 | 0 | 0
oh_line_TAP_OH_914858 |  | ABCN | node_8102201_200892188 | node_1319495_519_15340171_377 | 0.033 | unb_TAPWIRE_OH | 8102201 | no | no |  |  | no |  |  | 0 | 0 | 0 | 0
oh_line_TAP_OH_914859 |  | ABCN | node_8102201_200892192 | node_1319499_93_15340561_673 | 0.033 | unb_TAPWIRE_OH | 8102201 | no | no |  |  | no |  |  | 0 | 0 | 0 | 0
oh_line_TAP_OH_914860 |  | ABCN | node_8102201_200892196 | node_1319495_776_15340976_492 | 0.033 | unb_TAPWIRE_OH | 8102201 | no | no |  |  | no |  |  | 0 | 0 | 0 | 0
oh_line_TAP_OH_914862 |  | ABCN | node_8102201_200892203 | node_1319552_236_15341195_542 | 0.033 | unb_TAPWIRE_OH | 8102201 | no | no |  |  | no |  |  | 0 | 0 | 0 | 0
oh_line_TAP_OH_914864 |  | ABCN | node_8102201_200892211 | node_1319482_908_15342034_826 | 0.033 | unb_TAPWIRE_OH | 8102201 | no | no |  |  | no |  |  | 0 | 0 | 0 | 0
oh_line_TAP_OH_914865 |  | ABCN | node_8102201_200892218 | node_1319543_677_15342348_921 | 0.033 | unb_TAPWIRE_OH | 8102201 | no | no |  |  | no |  |  | 0 | 0 | 0 | 0
oh_line_TAP_OH_914866 |  | ABCN | node_8102201_200892219 | node_1319541_98_15342453_782 | 0.033 | unb_TAPWIRE_OH | 8102201 | no | no |  |  | no |  |  | 0 | 0 | 0 | 0
oh_line_TAP_OH_914867 |  | ABCN | node_8102201_200892222 | node_1319865_932_15341832_049 | 0.033 | unb_TAPWIRE_OH | 8102201 | no | no |  |  | no |  |  | 0 | 0 | 0 | 0
oh_line_TAP_OH_914868 |  | AN | node_8102201_200892225 | node_1319733_379_15339683_604 | 0.033 | unb_TAPWIRE_OH | 8102201 | no | no |  |  | no |  |  | 0 | 0 | 0 | 0
oh_line_TAP_OH_914869 |  | AN | node_8102201_200892234 | node_1317898_717_15335245_096 | 0.033 | unb_TAPWIRE_OH | 8102201 | no | no |  |  | no |  |  | 0 | 0 | 0 | 0
oh_line_TAP_OH_914870 |  | AN | node_8102201_200892239 | node_1317375_064_15335281_128 | 0.033 | unb_TAPWIRE_OH | 8102201 | no | no |  |  | no |  |  | 0 | 0 | 0 | 0
oh_line_TAP_OH_914871 |  | AN | node_8102201_200892242 | node_1317224_205_15334851_696 | 0.033 | unb_TAPWIRE_OH | 8102201 | no | no |  |  | no |  |  | 0 | 0 | 0 | 0
oh_line_TAP_OH_914872 |  | AN | node_8102201_200892244 | node_1317232_074_15335279_054 | 0.033 | unb_TAPWIRE_OH | 8102201 | no | no |  |  | no |  |  | 0 | 0 | 0 | 0
oh_line_TAP_OH_914873 |  | ABCN | node_8102201_200892246 | node_1320253_428_15339027_232 | 0.033 | unb_TAPWIRE_OH | 8102201 | no | no |  |  | no |  |  | 0 | 0 | 0 | 0
oh_line_TAP_OH_914875 |  | AN | node_8102201_200892248 | node_1320369_828_15338922_054 | 0.033 | unb_TAPWIRE_OH | 8102201 | no | no |  |  | no |  |  | 0 | 0 | 0 | 0
oh_line_TAP_OH_923529 |  | AN | node_8102201_200966824 | node_1325320_93_15345939_042 | 0.033 | unb_TAPWIRE_OH | 8102201 | no | no |  |  | no |  |  | 0 | 0 | 0 | 0
oh_line_TAP_OH_924189 |  | AN | node_8102201_200970185 | node_1333412_732_15352785_93 | 0.033 | unb_TAPWIRE_OH | 8102201 | no | no |  |  | no |  |  | 0 | 0 | 0 | 0
oh_line_TAP_OH_924610 |  | AN | node_8102201_200972314 | node_1316447_34_15355853_776 | 0.033 | unb_TAPWIRE_OH | 8102201 | no | no |  |  | no |  |  | 0 | 0 | 0 | 0
oh_line_TAP_OH_927048 |  | AN | node_8102201_200985557 | node_1342451_684_15342549_784 | 0.033 | unb_TAPWIRE_OH | 8102201 | no | no |  |  | no |  |  | 0 | 0 | 0 | 0
oh_line_TAP_OH_927194 |  | AN | node_8102201_200986938 | node_1344390_164_15343384_298 | 0.033 | unb_TAPWIRE_OH | 8102201 | no | no |  |  | no |  |  | 0 | 0 | 0 | 0
oh_line_TAP_OH_929078 |  | ABCN | node_8102201_201012383 | node_1319803_287_15344236_912 | 0.033 | unb_TAPWIRE_OH | 8102201 | no | no |  |  | no |  |  | 0 | 0 | 0 | 0
oh_line_TAP_OH_937238 |  | AN | node_8102201_201063567 | node_1333098_101_15335665_941 | 0.033 | unb_TAPWIRE_OH | 8102201 | no | no |  |  | no |  |  | 0 | 0 | 0 | 0
oh_line_TAP_OH_1378799 |  | AN | node_8102201_310010878 | node_1331379_589_15343690_309 | 0.033 | unb_TAPWIRE_OH | 8102201 | no | no |  |  | no |  |  | 0 | 0 | 0 | 0
oh_line_TAP_OH_1378802 |  | AN | node_8102201_310010897 | node_1332016_955_15343995_694 | 0.033 | unb_TAPWIRE_OH | 8102201 | no | no |  |  | no |  |  | 0 | 0 | 0 | 0
oh_line_TAP_OH_1480830 |  | AN | node_8102201_310015643 | node_1321823_457_15355352_526 | 0.033 | unb_TAPWIRE_OH | 8102201 | no | no |  |  | no |  |  | 0 | 0 | 0 | 0
oh_line_TAP_OH_1510030 |  | AN | node_8102201_200891105 | node_1317551_821_15348615_561 | 0.033 | unb_TAPWIRE_OH | 8102201 | no | no |  |  | no |  |  | 0 | 0 | 0 | 0
oh_line_TAP_OH_1551632 |  | AN | node_8102201_200948632 | node_1318208_2_15352220_032 | 0.033 | unb_TAPWIRE_OH | 8102201 | no | no |  |  | no |  |  | 0 | 0 | 0 | 0
oh_line_TAP_OH_2138536 |  | ABCN | node_8102201_200892055 | node_1320846_192_15340959_12 | 0.033 | unb_TAPWIRE_OH | 8102201 | no | no |  |  | no |  |  | 0 | 0 | 0 | 0
oh_line_TAP_OH_2138537 |  | ABCN | node_8102201_200892055 | node_1320851_694_15340984_761 | 0.033 | unb_TAPWIRE_OH | 8102201 | no | no |  |  | no |  |  | 0 | 0 | 0 | 0
oh_line_TAP_OH_2138540 |  | ABCN | node_8102201_200892107 | node_1318589_159_15338949_746 | 0.033 | unb_TAPWIRE_OH | 8102201 | no | no |  |  | no |  |  | 0 | 0 | 0 | 0
oh_line_TAP_OH_2138541 |  | ABCN | node_8102201_200892107 | node_1318569_821_15338943_837 | 0.033 | unb_TAPWIRE_OH | 8102201 | no | no |  |  | no |  |  | 0 | 0 | 0 | 0
oh_line_TAP_OH_2138542 |  | ABCN | node_8102201_200892107 | node_1318608_932_15338948_734 | 0.033 | unb_TAPWIRE_OH | 8102201 | no | no |  |  | no |  |  | 0 | 0 | 0 | 0
oh_line_TAP_OH_2138602 |  | ABCN | node_8102201_200890770 | node_1321170_891_15341507_7 | 0.033 | unb_TAPWIRE_OH | 8102201 | no | no |  |  | no |  |  | 0 | 0 | 0 | 0
oh_line_TAP_OH_2138603 |  | ABCN | node_8102201_200890770 | node_1321176_464_15341533_313 | 0.033 | unb_TAPWIRE_OH | 8102201 | no | no |  |  | no |  |  | 0 | 0 | 0 | 0
oh_line_TAP_OH_2138646 |  | ABCN | node_8102201_200892247 | node_1320329_263_15339290_887 | 0.033 | unb_TAPWIRE_OH | 8102201 | no | no |  |  | no |  |  | 0 | 0 | 0 | 0
oh_line_TAP_OH_2138647 |  | ABCN | node_8102201_200892247 | node_1320309_797_15339295_502 | 0.033 | unb_TAPWIRE_OH | 8102201 | no | no |  |  | no |  |  | 0 | 0 | 0 | 0
oh_line_TAP_OH_2138648 |  | ABCN | node_8102201_200892247 | node_1320347_135_15339279_642 | 0.033 | unb_TAPWIRE_OH | 8102201 | no | no |  |  | no |  |  | 0 | 0 | 0 | 0
oh_line_TAP_OH_2138665 |  | ABCN | node_8102201_200892076 | node_1319757_943_15338897_768 | 0.033 | unb_TAPWIRE_OH | 8102201 | no | no |  |  | no |  |  | 0 | 0 | 0 | 0
oh_line_TAP_OH_2138666 |  | ABCN | node_8102201_200892076 | node_1319772_509_15338879_901 | 0.033 | unb_TAPWIRE_OH | 8102201 | no | no |  |  | no |  |  | 0 | 0 | 0 | 0
oh_line_TAP_OH_2138667 |  | ABCN | node_8102201_200892076 | node_1319747_343_15338920_137 | 0.033 | unb_TAPWIRE_OH | 8102201 | no | no |  |  | no |  |  | 0 | 0 | 0 | 0
oh_line_TAP_OH_2138693 |  | ABCN | node_8102201_200892169 | node_1320069_826_15338805_093 | 0.033 | unb_TAPWIRE_OH | 8102201 | no | no |  |  | no |  |  | 0 | 0 | 0 | 0
oh_line_TAP_OH_2138694 |  | ABCN | node_8102201_200892169 | node_1320055_262_15338822_964 | 0.033 | unb_TAPWIRE_OH | 8102201 | no | no |  |  | no |  |  | 0 | 0 | 0 | 0
oh_line_TAP_OH_2138697 |  | ABCN | node_8102201_200892161 | node_1318882_47_15339937_655 | 0.033 | unb_TAPWIRE_OH | 8102201 | no | no |  |  | no |  |  | 0 | 0 | 0 | 0
oh_line_TAP_OH_2138698 |  | ABCN | node_8102201_200892161 | node_1318862_897_15339933_46 | 0.033 | unb_TAPWIRE_OH | 8102201 | no | no |  |  | no |  |  | 0 | 0 | 0 | 0
oh_line_TAP_OH_2141325 |  | ABCN | node_8102201_200892205 | node_1319595_232_15341430_174 | 0.033 | unb_TAPWIRE_OH | 8102201 | no | no |  |  | no |  |  | 0 | 0 | 0 | 0
oh_line_TAP_OH_2141326 |  | ABCN | node_8102201_200892205 | node_1319592_81_15341456_575 | 0.033 | unb_TAPWIRE_OH | 8102201 | no | no |  |  | no |  |  | 0 | 0 | 0 | 0
oh_line_TAP_OH_2141356 |  | ABCN | node_8102201_200892066 | node_1320288_3_15339393_887 | 0.033 | unb_TAPWIRE_OH | 8102201 | no | no |  |  | no |  |  | 0 | 0 | 0 | 0
oh_line_TAP_OH_2141357 |  | ABCN | node_8102201_200892066 | node_1320293_718_15339419_559 | 0.033 | unb_TAPWIRE_OH | 8102201 | no | no |  |  | no |  |  | 0 | 0 | 0 | 0
oh_line_TAP_OH_2141358 |  | ABCN | node_8102201_200892066 | node_1320278_138_15339370_921 | 0.033 | unb_TAPWIRE_OH | 8102201 | no | no |  |  | no |  |  | 0 | 0 | 0 | 0
oh_line_TAP_OH_2141361 |  | ABCN | node_8102201_200892077 | node_1319440_288_15339309_275 | 0.033 | unb_TAPWIRE_OH | 8102201 | no | no |  |  | no |  |  | 0 | 0 | 0 | 0
oh_line_TAP_OH_2141362 |  | ABCN | node_8102201_200892077 | node_1319420_898_15339303_702 | 0.033 | unb_TAPWIRE_OH | 8102201 | no | no |  |  | no |  |  | 0 | 0 | 0 | 0
oh_line_TAP_OH_2141363 |  | ABCN | node_8102201_200892077 | node_1319460_048_15339307_919 | 0.033 | unb_TAPWIRE_OH | 8102201 | no | no |  |  | no |  |  | 0 | 0 | 0 | 0
oh_line_TAP_OH_2141367 |  | ABCN | node_8102201_200891984 | node_1318910_923_15337088_373 | 0.033 | unb_TAPWIRE_OH | 8102201 | no | no |  |  | no |  |  | 0 | 0 | 0 | 0
oh_line_TAP_OH_2141368 |  | ABCN | node_8102201_200891984 | node_1318907_102_15337062_202 | 0.033 | unb_TAPWIRE_OH | 8102201 | no | no |  |  | no |  |  | 0 | 0 | 0 | 0
oh_line_TAP_OH_2141383 |  | ABCN | node_8102201_200892216 | node_1319865_644_15342185_236 | 0.033 | unb_TAPWIRE_OH | 8102201 | no | no |  |  | no |  |  | 0 | 0 | 0 | 0
oh_line_TAP_OH_2141384 |  | ABCN | node_8102201_200892216 | node_1319849_23_15342191_013 | 0.033 | unb_TAPWIRE_OH | 8102201 | no | no |  |  | no |  |  | 0 | 0 | 0 | 0
oh_line_TAP_OH_2141385 |  | ABCN | node_8102201_201066736 | node_1320032_46_15342188_306 | 0.033 | unb_TAPWIRE_OH | 8102201 | no | no |  |  | no |  |  | 0 | 0 | 0 | 0
oh_line_TAP_OH_2141395 |  | ABCN | node_8102201_200892087 | node_1319354_305_15339310_043 | 0.033 | unb_TAPWIRE_OH | 8102201 | no | no |  |  | no |  |  | 0 | 0 | 0 | 0
oh_line_TAP_OH_2141396 |  | ABCN | node_8102201_200892087 | node_1319334_664_15339306_517 | 0.033 | unb_TAPWIRE_OH | 8102201 | no | no |  |  | no |  |  | 0 | 0 | 0 | 0
oh_line_TAP_OH_2141397 |  | ABCN | node_8102201_200892087 | node_1319373_913_15339306_617 | 0.033 | unb_TAPWIRE_OH | 8102201 | no | no |  |  | no |  |  | 0 | 0 | 0 | 0
oh_line_TAP_OH_2141424 |  | ABCN | node_8102201_200892026 | node_1318337_652_15337181_428 | 0.033 | unb_TAPWIRE_OH | 8102201 | no | no |  |  | no |  |  | 0 | 0 | 0 | 0
oh_line_TAP_OH_2141425 |  | ABCN | node_8102201_200892026 | node_1318334_36_15337155_133 | 0.033 | unb_TAPWIRE_OH | 8102201 | no | no |  |  | no |  |  | 0 | 0 | 0 | 0
oh_line_TAP_OH_2141426 |  | ABCN | node_8102201_200892026 | node_1318345_884_15337205_737 | 0.033 | unb_TAPWIRE_OH | 8102201 | no | no |  |  | no |  |  | 0 | 0 | 0 | 0
oh_line_TAP_OH_2141435 |  | ABCN | node_8102201_201031543 | node_1318215_336_15335676_664 | 0.033 | unb_TAPWIRE_OH | 8102201 | no | no |  |  | no |  |  | 0 | 0 | 0 | 0
oh_line_TAP_OH_2141436 |  | ABCN | node_8102201_201031543 | node_1318212_551_15335650_269 | 0.033 | unb_TAPWIRE_OH | 8102201 | no | no |  |  | no |  |  | 0 | 0 | 0 | 0
oh_line_TAP_OH_2141437 |  | ABCN | node_8102201_201031543 | node_1318223_1_15335701_247 | 0.033 | unb_TAPWIRE_OH | 8102201 | no | no |  |  | no |  |  | 0 | 0 | 0 | 0
oh_line_TAP_OH_2141440 |  | ABCN | node_8102201_200892198 | node_1319461_8_15339473_47 | 0.033 | unb_TAPWIRE_OH | 8102201 | no | no |  |  | no |  |  | 0 | 0 | 0 | 0
oh_line_TAP_OH_2141441 |  | ABCN | node_8102201_200892198 | node_1319453_096_15339449_456 | 0.033 | unb_TAPWIRE_OH | 8102201 | no | no |  |  | no |  |  | 0 | 0 | 0 | 0
oh_line_TAP_OH_2141442 |  | ABCN | node_8102201_200892198 | node_1319474_809_15339493_686 | 0.033 | unb_TAPWIRE_OH | 8102201 | no | no |  |  | no |  |  | 0 | 0 | 0 | 0
oh_line_TAP_OH_2141457 |  | ABCN | node_8102201_200892183 | node_1319810_538_15341375_918 | 0.033 | unb_TAPWIRE_OH | 8102201 | no | no |  |  | no |  |  | 0 | 0 | 0 | 0
oh_line_TAP_OH_2141458 |  | ABCN | node_8102201_200892183 | node_1319810_906_15341402_546 | 0.033 | unb_TAPWIRE_OH | 8102201 | no | no |  |  | no |  |  | 0 | 0 | 0 | 0
oh_line_TAP_OH_2141459 |  | ABCN | node_8102201_200892183 | node_1319805_061_15341350_268 | 0.033 | unb_TAPWIRE_OH | 8102201 | no | no |  |  | no |  |  | 0 | 0 | 0 | 0
oh_line_TAP_OH_2141469 |  | ABCN | node_8102201_200892061 | node_1320042_762_15338960_467 | 0.033 | unb_TAPWIRE_OH | 8102201 | no | no |  |  | no |  |  | 0 | 0 | 0 | 0
oh_line_TAP_OH_2141470 |  | ABCN | node_8102201_200892061 | node_1320048_252_15338986_112 | 0.033 | unb_TAPWIRE_OH | 8102201 | no | no |  |  | no |  |  | 0 | 0 | 0 | 0
oh_line_TAP_OH_2459746 |  | AN | node_8102201_200890096 | node_1324205_018_15346032_358 | 0.033 | unb_TAPWIRE_OH | 8102201 | no | no |  |  | no |  |  | 0 | 0 | 0 | 0
oh_line_TAP_OH_3074160 |  | AN | node_8102201_200891030 | node_1310334_168_15351726_58 | 0.033 | unb_TAPWIRE_OH | 8102201 | no | no |  |  | no |  |  | 0 | 0 | 0 | 0
oh_line_TAP_OH_3306086 |  | AN | node_8102201_311925992 | node_1314965_951_15349783_335 | 0.033 | unb_TAPWIRE_OH | 8102201 | no | no |  |  | no |  |  | 0 | 0 | 0 | 0
oh_line_TAP_OH_4181915 |  | ABCN | node_8102201_200891059 | node_1319546_856_15343073_77 | 0.033 | unb_TAPWIRE_OH | 8102201 | no | no |  |  | no |  |  | 0 | 0 | 0 | 0
oh_line_TAP_OH_4843169 |  | AN | node_8102201_200890506 | node_1333591_503_15333863_673 | 0.033 | unb_TAPWIRE_OH | 8102201 | no | no |  |  | no |  |  | 0 | 0 | 0 | 0
oh_line_TAP_OH_4843969 |  | AN | node_8102201_200890804 | node_1321483_033_15348517_786 | 0.033 | unb_TAPWIRE_OH | 8102201 | no | no |  |  | no |  |  | 0 | 0 | 0 | 0

## overhead_line_conductor
data_type | static
owner_type | feeder
owner | 8102201
object | overhead_line_conductor
name | groupid | geometric_mean_radius | resistance | diameter | rating_summer_continuous | rating_summer_emergency | rating_winter_continuous | rating_winter_emergency | dcircuit | selected | comments
oh_cond_1/0_AAAC |  | 0.012 | 0.876 | 0.398 | 235 | 235 | 310 | 310 |  | no
oh_cond_1/0_ACSR |  | 0.012 | 0.888 | 0.398 | 265 | 265 | 330 | 330 |  | no
oh_cond_2/0_CU |  | 0.013 | 0.44 | 0.414 | 295 | 295 | 425 | 425 |  | no
oh_cond_2_ACSR |  | 0.01 | 1.41 | 0.325 | 195 | 195 | 245 | 245 |  | no
oh_cond_3_#7_CWD_30% |  | 0.005 | 3.07 | 0.311 | 125 | 125 | 195 | 195 |  | no
oh_cond_3_#104_CWD |  | 0.003 | 5.945 | 0.224 | 90 | 90 | 130 | 130 |  | no
oh_cond_4/0_AAAC |  | 0.017 | 0.439 | 0.563 | 365 | 365 | 480 | 480 |  | no
oh_cond_4/0_ACSR |  | 0.017 | 0.445 | 0.563 | 410 | 410 | 515 | 515 |  | no
oh_cond_4/0_AL |  | 0.016 | 0.442 | 0.522 | 365 | 365 | 480 | 480 |  | no
oh_cond_4A_CWD |  | 0.006 | 1.395 | 0.29 | 150 | 150 | 220 | 220 |  | no
oh_cond_4_ACSR |  | 0.008 | 2.24 | 0.25 | 145 | 145 | 185 | 185 |  | no
oh_cond_4_CU |  | 0.007 | 1.388 | 0.232 | 140 | 140 | 200 | 200 |  | no
oh_cond_477_MCM_AL |  | 0.025 | 0.198 | 0.792 | 605 | 605 | 810 | 810 |  | no
oh_cond_WP-4/0-CU |  | 0.015 | 0.273 | 0.81 | 340 | 340 | 390 | 390 |  | no

## regulator
data_type | static
owner_type | feeder
owner | 8102201
object | regulator
name | groupid | phases | fr | to | configuration | sense_node | dcircuit | selected | monitored | monitored_fields | class_monitored_fields | played | played_fields | comments
regulator_312031951 |  | AD | node_intto1_8102201_200890905 | node_8102201_200890905 | config_regulator_312031951 |  | 8102201 | no | no |  |  | no

## regulator_configuration
data_type | static
owner_type | feeder
owner | 8102201
object | regulator_configuration
name | groupid | connect_type | band_center | band_width | time_delay | dwell_time | raise_taps | lower_taps | current_transducer_ratio | power_transducer_ratio | compensator_r_setting_A | compensator_x_setting_A | compensator_r_setting_B | compensator_x_setting_B | compensator_r_setting_C | compensator_x_setting_C | CT_phase | PT_phase | regulation | control_level | Control | Type | tap_pos_A | tap_pos_B | tap_pos_C | dcircuit | selected | comments
config_regulator_312031951 |  | WYE_WYE | 123 | 3 |  |  | 16 | 16 | 100 | 40 | 0 | 0 | 0 | 0 | 0 | 0 | A | A | 0.1 | INDIVIDUAL | OUTPUT_VOLTAGE | A | 0 | 0 | 0 |  | no

## switch
data_type | static
owner_type | feeder
owner | 8102201
object | switch
name | groupid | phases | fr | to | phase_A_state | phase_B_state | phase_C_state | operating_mode | status | dcircuit | selected | monitored | monitored_fields | class_monitored_fields | played | played_fields | comments
switch_78345-220415974 |  | ABCD | node_intto1_8102201_200892222 | node_8102201_200892222 | CLOSED | CLOSED | CLOSED | INDIVIDUAL |  | 8102201 | no | no |  |  | no
switch_220415267 |  | ABCD | node_intto1_8102201_200890787 | node_8102201_200890787 | CLOSED | CLOSED | CLOSED | INDIVIDUAL |  | 8102201 | no | no |  |  | no
switch_220415361 |  | ABCD | node_intto1_8102201_200890791 | node_8102201_200890791 | CLOSED | CLOSED | CLOSED | INDIVIDUAL |  | 8102201 | no | no |  |  | no
switch_220415383 |  | AD | node_intto1_8102201_200890940 | node_8102201_200890940 | CLOSED | CLOSED | CLOSED | INDIVIDUAL |  | 8102201 | no | no |  |  | no
switch_220415550 |  | AD | node_intto1_8102201_200890633 | node_8102201_200890633 | CLOSED | CLOSED | CLOSED | INDIVIDUAL |  | 8102201 | no | no |  |  | no
switch_220415970 |  | ABCD | node_intto1_8102201_200892197 | node_8102201_200892197 | CLOSED | CLOSED | CLOSED | INDIVIDUAL |  | 8102201 | no | no |  |  | no
switch_220415972 |  | ABCD | node_intto1_8102201_200892207 | node_8102201_200892207 | CLOSED | CLOSED | CLOSED | INDIVIDUAL |  | 8102201 | no | no |  |  | no
switch_220415973 |  | ABCD | node_intto1_8102201_200892210 | node_8102201_200892210 | CLOSED | CLOSED | CLOSED | INDIVIDUAL |  | 8102201 | no | no |  |  | no
switch_220415979 |  | ABCD | node_intto1_1318135_344_15335112_728 | node_1318135_344_15335112_728 | CLOSED | CLOSED | CLOSED | INDIVIDUAL |  | 8102201 | no | no |  |  | no
switch_220415980 |  | AD | node_intto1_8102201_200891850 | node_8102201_200891850 | CLOSED | CLOSED | CLOSED | INDIVIDUAL |  | 8102201 | no | no |  |  | no
switch_220415986 |  | ABCD | node_intto1_8102201_200959965 | node_8102201_200959965 | CLOSED | CLOSED | CLOSED | INDIVIDUAL |  | 8102201 | no | no |  |  | no
switch_220415992 |  | ABCD | node_intto1_8102201_200892070 | node_8102201_200892070 | CLOSED | CLOSED | CLOSED | INDIVIDUAL |  | 8102201 | no | no |  |  | no
switch_311910332 |  | ABCD | node_intto1_8102201_311910325 | node_8102201_311910325 | CLOSED | CLOSED | CLOSED | INDIVIDUAL |  | 8102201 | no | no |  |  | no

## transformer
data_type | static
owner_type | feeder
owner | 8102201
object | transformer
name | groupid | phases | fr | to | configuration | climate | aging_constant | use_thermal_model | aging_granularity | dcircuit | selected | monitored | monitored_fields | class_monitored_fields | played | played_fields | comments
transformer_220465120 |  | AD | node_intto1_220465120 | node_220465120 | config_transformer_220465120 |  | 0 |  | 0 | 8102201 | no | no |  |  | no
transformer_220465168 |  | AD | node_intto1_220465168 | node_220465168 | config_transformer_220465168 |  | 0 |  | 0 | 8102201 | no | no |  |  | no

## transformer_configuration
data_type | static
owner_type | feeder
owner | 8102201
object | transformer_configuration
name | groupid | connect_type | install_type | coolant_type | cooling_type | primary_voltage | secondary_voltage | power_rating | powerA_rating | powerB_rating | powerC_rating | impedance | shunt_impedance | core_coil_weight | tank_fittings_weight | oil_volume | rated_winding_time_constant | rated_winding_hot_spot_rise | rated_top_oil_rise | no_load_loss | full_load_loss | reactance_resistance_ratio | installed_insulation_life | dcircuit | selected | comments
config_transformer_220465120 |  | DELTA_GWYE |  |  |  | 4800 | 12470 | 100 | 0 | 0 | 0 | 0.004+0.04j | 0 | 0 | 0 | 0 | 0 | 0 | 0 | 0 | 0 | 10 | 0 |  | no
config_transformer_220465168 |  | DELTA_GWYE |  |  |  | 4800 | 12470 | 100 | 0 | 0 | 0 | 0.004+0.04j | 0 | 0 | 0 | 0 | 0 | 0 | 0 | 0 | 0 | 10 | 0 |  | no

## underground_line
data_type | static
owner_type | feeder
owner | 8102201
object | underground_line
name | groupid | phases | fr | to | length | configuration | dcircuit | selected | monitored | monitored_fields | class_monitored_fields | played | played_fields | comments
und_line_8102201_200890069 |  | AN | node_8102201_310028245 | node_8102201_200890069 | 193.558 | und_1P_2ALURD_2AL(N) | 8102201 | no | no |  |  | no
und_line_8102201_200890071 |  | AN | node_8102201_200890069 | node_8102201_200890071 | 206.09 | und_1P_2ALURD_2AL(N) | 8102201 | no | no |  |  | no
und_line_8102201_200890083 |  | AN | node_8102201_200890084 | node_8102201_200890083 | 280.819 | und_1P_1/0ALURD_1/0AL(N) | 8102201 | no | no |  |  | no
und_line_8102201_200890084 |  | AN | node_8102201_310062455 | node_8102201_200890084 | 364.96 | und_1P_1/0ALURD_1/0AL(N) | 8102201 | no | no |  |  | no
und_line_8102201_200890089 |  | AN | node_8102201_200890083 | node_8102201_200890089 | 323.063 | und_1P_1/0ALURD_1/0AL(N) | 8102201 | no | no |  |  | no
und_line_8102201_200890093 |  | AN | node_8102201_200891060 | node_intto1_8102201_200890093 | 440.367 | und_1P_2ALURD_2AL(N) | 8102201 | no | no |  |  | no
und_line_8102201_200890214 |  | AN | node_8102201_200890239 | node_intto1_8102201_200890214 | 1284.575 | und_1P_2ALURD | 8102201 | no | no |  |  | no
und_line_8102201_200890617 |  | AN | node_8102201_200890623 | node_intto1_8102201_200890617 | 816.809 | und_1P_2ALURD | 8102201 | no | no |  |  | no
und_line_8102201_200890634 |  | AN | node_8102201_200890641 | node_intto1_8102201_200890634 | 1608.063 | und_1P_2ALURD | 8102201 | no | no |  |  | no
und_line_8102201_200890745 |  | ABCN | node_8102201_200890811 | node_intto1_8102201_200890745 | 712.886 | und_3P_2ALURD | 8102201 | no | no |  |  | no
und_line_8102201_200890858 |  | AN | node_8102201_200890903 | node_intto1_8102201_200890858 | 701.286 | und_1P_2ALURD | 8102201 | no | no |  |  | no
und_line_8102201_200891018 |  | AN | node_8102201_200891101 | node_intto1_8102201_200891018 | 1133.764 | und_1P_2ALURD | 8102201 | no | no |  |  | no
und_line_8102201_200891642 |  | ABCN | node_8102201_310010842 | node_8102201_200891642 | 265.812 | und_3P_2ALURD | 8102201 | no | no |  |  | no
und_line_8102201_200891944 |  | AN | node_8102201_200891948 | node_8102201_200891944 | 227.227 | und_1P_2ALURD_2AL(N) | 8102201 | no | no |  |  | no
und_line_8102201_200891948 |  | AN | node_8102201_200892251 | node_8102201_200891948 | 98.155 | und_1P_2ALURD_2AL(N) | 8102201 | no | no |  |  | no
und_line_8102201_200973064 |  | ABCN | node_8102201_201045638 | node_8102201_200973064 | 226.11 | und_3P_DELTACUST | 8102201 | no | no |  |  | no
und_line_8102201_201045637 |  | ABCN | node_8102201_200892210 | node_8102201_201045637 | 330.41 | und_3P_DELTACUST | 8102201 | no | no |  |  | no
und_line_8102201_201064550 |  | AN | node_8102201_201063685 | node_8102201_201064550 | 192.069 | und_1P_2ALURD | 8102201 | no | no |  |  | no
und_line_8102201_201064551 |  | AN | node_8102201_201064550 | node_8102201_201064551 | 203.55 | und_1P_2ALURD | 8102201 | no | no |  |  | no
und_line_8102201_310028245 |  | AN | node_8102201_200891944 | node_8102201_310028245 | 243.649 | und_1P_2ALURD_2AL(N) | 8102201 | no | no |  |  | no
und_line_8102201_312043662 |  | ABCN | node_8102201_312043661 | node_intto1_8102201_312043662 | 113.152 | und_3P_DELTACUST | 8102201 | no | no |  |  | no
und_line_8102201_312130403 |  | AN | node_8102201_200890089 | node_8102201_312130403 | 263.052 | und_1P_1/0ALURD_1/0AL(N) | 8102201 | no | no |  |  | no
und_line_TAP_UG_59719 |  | AN | node_8102201_200890069 | node_1321142_048_15338499_138 | 0.033 | und_TAPWIRE_UG | 8102201 | no | no |  |  | no
und_line_TAP_UG_59720 |  | AN | node_8102201_200890071 | node_1321347_708_15338405_906 | 0.033 | und_TAPWIRE_UG | 8102201 | no | no |  |  | no
und_line_TAP_UG_59724 |  | AN | node_8102201_200890083 | node_1320973_193_15348962_383 | 0.033 | und_TAPWIRE_UG | 8102201 | no | no |  |  | no
und_line_TAP_UG_59725 |  | AN | node_8102201_200890084 | node_1321074_025_15349247_291 | 0.033 | und_TAPWIRE_UG | 8102201 | no | no |  |  | no
und_line_TAP_UG_59726 |  | AN | node_8102201_200890089 | node_1321070_219_15348652_747 | 0.033 | und_TAPWIRE_UG | 8102201 | no | no |  |  | no
und_line_TAP_UG_59727 |  | AN | node_8102201_200890093 | node_1319971_293_15343185_987 | 0.033 | und_TAPWIRE_UG | 8102201 | no | no |  |  | no
und_line_TAP_UG_59730 |  | AN | node_8102201_200890214 | node_1341453_045_15344346_248 | 0.033 | und_TAPWIRE_UG | 8102201 | no | no |  |  | no
und_line_TAP_UG_59733 |  | AN | node_8102201_200890617 | node_1313975_872_15347350_73 | 0.033 | und_TAPWIRE_UG | 8102201 | no | no |  |  | no
und_line_TAP_UG_59734 |  | AN | node_8102201_200890634 | node_1315855_745_15338188_36 | 0.033 | und_TAPWIRE_UG | 8102201 | no | no |  |  | no
und_line_TAP_UG_59736 |  | ABCN | node_8102201_200890745 | node_1322476_511_15350166_021 | 0.033 | und_TAPWIRE_UG | 8102201 | no | no |  |  | no
und_line_TAP_UG_59737 |  | AN | node_8102201_200890858 | node_1328140_351_15340042_469 | 0.033 | und_TAPWIRE_UG | 8102201 | no | no |  |  | no
und_line_TAP_UG_59738 |  | AN | node_8102201_200891018 | node_1318934_221_15347914_012 | 0.033 | und_TAPWIRE_UG | 8102201 | no | no |  |  | no
und_line_TAP_UG_59743 |  | ABCN | node_8102201_200891642 | node_1322477_843_15344807_591 | 0.033 | und_TAPWIRE_UG | 8102201 | no | no |  |  | no
und_line_TAP_UG_59744 |  | AN | node_8102201_200891944 | node_1320752_58_15338707_152 | 0.033 | und_TAPWIRE_UG | 8102201 | no | no |  |  | no
und_line_TAP_UG_59745 |  | AN | node_8102201_310028245 | node_1320964_743_15338588_302 | 0.033 | und_TAPWIRE_UG | 8102201 | no | no |  |  | no
und_line_TAP_UG_61577 |  | ABCN | node_8102201_200973064 | node_1319123_592_15341401_43 | 0.033 | und_TAPWIRE_UG | 8102201 | no | no |  |  | no
und_line_TAP_UG_69550 |  | AN | node_8102201_201064550 | node_1314750_554_15334435_029 | 0.033 | und_TAPWIRE_UG | 8102201 | no | no |  |  | no
und_line_TAP_UG_69551 |  | AN | node_8102201_201064551 | node_1314614_136_15334651_238 | 0.033 | und_TAPWIRE_UG | 8102201 | no | no |  |  | no
und_line_TAP_UG_771022 |  | ABCN | node_8102201_201045637 | node_1319240_618_15341843_553 | 0.033 | und_TAPWIRE_UG | 8102201 | no | no |  |  | no
und_line_TAP_UG_2137717 |  | ABCN | node_8102201_312043662 | node_1319642_335_15343661_526 | 0.033 | und_TAPWIRE_UG | 8102201 | no | no |  |  | no
und_line_TAP_UG_2720240 |  | AN | node_8102201_312130403 | node_1321192_601_15348393_659 | 0.033 | und_TAPWIRE_UG | 8102201 | no | no |  |  | no

## underground_line_conductor
data_type | static
owner_type | feeder
owner | 8102201
object | underground_line_conductor
name | groupid | outer_diameter | conductor_gmr | conductor_diameter | conductor_resistance | neutral_gmr | neutral_diameter | neutral_resistance | neutral_strands | insulation_relative_permitivitty | shield_gmr | shield_resistance | rating_summer_continuous | rating_summer_emergency | rating_winter_continuous | rating_winter_emergency | dcircuit | selected | comments
und_cond_1P_1/0ALURD_1/0AL(N) | [12 empty] | 160 | 160 | 180 | 180 |  | no
und_cond_1P_2ALURD | [12 empty] | 125 | 125 | 140 | 140 |  | no
und_cond_1P_2ALURD_2AL(N) | [12 empty] | 125 | 125 | 140 | 140 |  | no
und_cond_3P_2ALURD | [12 empty] | 125 | 125 | 140 | 140 |  | no
und_cond_3P_DELTACUST | [12 empty] | 685 | 685 | 685 | 685 |  | no
und_cond_TAPWIRE_UG | [12 empty] | 99999999 | 99999999 | 99999999 | 99999999 |  | no