## capacitor
data_type | static
owner_type | feeder
owner | 8101604
object | capacitor
name | groupid | parent | phases | nominal_voltage | pt_phase | phases_connected | switchA | switchB | switchC | control | voltage_set_high | voltage_set_low | VAr_set_high | VAr_set_low | current_set_high | current_set_low | capacitor_A | capacitor_B | capacitor_C | cap_nominal_voltage | time_delay | dwell_time | lockout_time | remote_sense | remote_sense_B | control_level | dcircuit | selected | monitored | monitored_fields | class_monitored_fields | played | played_fields | comments
cap_220368765 |  | node_1395291_752_15291995_611 | ABCN | 0 |  | ABCN | CLOSED | CLOSED | CLOSED | MANUAL | [6 empty] | 150000 | 150000 | 150000 | 4800 | [6 empty] | 8101604 | no | no |  |  | no
cap_220368903 |  | node_1395556_781_15293864_948 | ABCN | 0 |  | ABCN | CLOSED | CLOSED | CLOSED | MANUAL | [6 empty] | 150000 | 150000 | 150000 | 4800 | [6 empty] | 8101604 | no | no |  |  | no

## feeder
data_type | static
owner_type | feeder
owner | 8101604
object | feeder
name | transmission_bus | ARC | ADR | slack_bus | nom_voltages | num_nodes | num_ohlines | num_uglines | num_transformers | num_generators | num_pvs | num_storages | num_loads | miles | mw | mvar | losses_mw | losses_mvar | comments | use_feeder_load_shape | load_shape_scale | use_feeder_pv_shape | pv_shape_scale | description | restore_time | griddisconnect_scenario_probability | gridconnect_scenario_probability | use_energy_not_served | VOLL | discount_rate | yearly_load_growth_percent | planning_horizon | enable_traditional_project_deferral | lifetime_of_investment_years | start_year | base_year | year_the_investment_is_committed | revenue_requirement_scaling_factor | discount_rate | inflation_rate_for_investment | traditional_project_invested_capital | periodicity_of_investment_in_years | priority | maximum_total_investment_cost | DER_portfolio_NPV | DER_portfolio_BC_ratio | total_system_energy_avoided_cost_NPV | total_system_capacity_avoided_cost_NPV | total_system_ancillary_services_avoided_cost_NPV | total_system_CO2_avoided_cost_NPV | total_system_loss_of_load_avoided_cost_NPV | total_system_distribution_capacity_avoided_cost_NPV | total_system_investment_and_operational_cost_NPV | feeder_solar_pv_operating_cost_USdollarperkWh | feeder_energy_storage_operating_cost_USdollarperkWh | feeder_distributed_generator_operating_cost_USdollarperkWh | feeder_distributed_generator_CO2_cost_USdollarperkWh | feeder_demand_response_operating_cost_USdollarperkWh | feeder_solar_pv_investment_cost_USdollarperkW | feeder_energy_storage_investment_cost_USdollarperkW | feeder_distributed_generator_investment_cost_USdollarperkW | feeder_demand_response_investment_cost_USdollarperkW
8101604 |  | ts_slack | none | node_SOURCE_8101604 | 2771.281 | 289 | 271 | 9 | 0 | 0 | 0 | 0 | 107 | 3.298 | 2.23 | 0.95 | 0 | 0 |  | 0 | 0 | 1 | 0 |  | 0 | 0 | 0 | 0 | 0 | 0 | 0 | 0 | 0 | 0 | 0 | 0 | 0 | 0 | 0 | 0 | 0 | 0 | 0 | 999999999 | 0 | 0 | 0 | 0 | 0 | 0 | 0 | 0 | 0 | 0 | 0 | 0 | 0 | 0 | 0 | 0 | 0 | 0

## fuse
data_type | static
owner_type | feeder
owner | 8101604
object | fuse
name | groupid | phases | fr | to | phase_A_status | phase_B_status | phase_C_status | repair_dist_type | current_limit | mean_replacement_time | status | dcircuit | selected | monitored | monitored_fields | class_monitored_fields | played | played_fields | comments
fuse_220382425 |  | ABCD | node_intto1_8101604_200815464 | node_8101604_200815464 | GOOD | GOOD | GOOD |  | 40 |  |  | 8101604 | no | no |  |  | no
fuse_220383285 |  | ABCN | node_intto1_8101604_200805107 | node_8101604_200805107 | GOOD | GOOD | GOOD |  | 150 |  |  | 8101604 | no | no |  |  | no
fuse_220383332 |  | ABCD | node_intto1_8101604_200809444 | node_8101604_200809444 | GOOD | GOOD | GOOD |  | 100 |  |  | 8101604 | no | no |  |  | no
fuse_220383352 |  | ABCN | node_intto1_8101604_200809339 | node_8101604_200809339 | GOOD | GOOD | GOOD |  | 80 |  |  | 8101604 | no | no |  |  | no
fuse_220383383 |  | AD | node_intto1_8101604_200809372 | node_8101604_200809372 | GOOD | GOOD | GOOD |  | 100 |  |  | 8101604 | no | no |  |  | no
fuse_220383384 |  | ABCD | node_intto1_8101604_200809090 | node_8101604_200809090 | GOOD | GOOD | GOOD |  | 125 |  |  | 8101604 | no | no |  |  | no
fuse_220383387 |  | ABCD | node_intto1_8101604_200808994 | node_8101604_200808994 | GOOD | GOOD | GOOD |  | 80 |  |  | 8101604 | no | no |  |  | no
fuse_220383388 |  | ABCD | node_intto1_8101604_200808990 | node_8101604_200808990 | GOOD | GOOD | GOOD |  | 140 |  |  | 8101604 | no | no |  |  | no

## line_configuration
data_type | static
owner_type | feeder
owner | 8101604
object | line_configuration
name | groupid | conductor_A | conductor_B | conductor_C | conductor_N | spacing | z11 | z12 | z13 | z21 | z22 | z23 | z31 | z32 | z33 | c11 | c12 | c13 | c21 | c22 | c23 | c31 | c32 | c33 | dcircuit | selected | comments
bal_1P_1/0AA |  | oh_cond_1/0_AAAC | oh_cond_1/0_AAAC | oh_cond_1/0_AAAC |  |  | 0.972+1.499j | 0.095+0.781j | 0.095+0.781j | 0.095+0.781j | 0.972+1.499j | 0.095+0.781j | 0.095+0.781j | 0.095+0.781j | 0.972+1.499j | 12.796 | -3.172 | -3.172 | -3.172 | 12.796 | -3.172 | -3.172 | -3.172 | 12.796 |  | no
bal_1P_1/0AC |  | oh_cond_1/0_ACSR | oh_cond_1/0_ACSR | oh_cond_1/0_ACSR |  |  | 0.983+1.218j | 0.095+0.781j | 0.095+0.781j | 0.095+0.781j | 0.983+1.218j | 0.095+0.781j | 0.095+0.781j | 0.095+0.781j | 0.983+1.218j | 12.796 | -3.172 | -3.172 | -3.172 | 12.796 | -3.172 | -3.172 | -3.172 | 12.796 |  | no
bal_1P_1CU |  | oh_cond_1_CU | oh_cond_1_CU | oh_cond_1_CU |  |  | 0.794+1.516j | 0.095+0.781j | 0.095+0.781j | 0.095+0.781j | 0.794+1.516j | 0.095+0.781j | 0.095+0.781j | 0.095+0.781j | 0.794+1.516j | 12.411 | -3.024 | -3.024 | -3.024 | 12.411 | -3.024 | -3.024 | -3.024 | 12.411 |  | no
bal_1P_4CU |  | oh_cond_4_CU | oh_cond_4_CU | oh_cond_4_CU |  |  | 1.483+1.565j | 0.095+0.781j | 0.095+0.781j | 0.095+0.781j | 1.483+1.565j | 0.095+0.781j | 0.095+0.781j | 0.095+0.781j | 1.483+1.565j | 11.78 | -2.785 | -2.785 | -2.785 | 11.78 | -2.785 | -2.785 | -2.785 | 11.78 |  | no
bal_3P_1/0AA |  | oh_cond_1/0_AAAC | oh_cond_1/0_AAAC | oh_cond_1/0_AAAC |  |  | 0.972+1.499j | 0.095+0.781j | 0.095+0.781j | 0.095+0.781j | 0.972+1.499j | 0.095+0.781j | 0.095+0.781j | 0.095+0.781j | 0.972+1.499j | 12.796 | -3.172 | -3.172 | -3.172 | 12.796 | -3.172 | -3.172 | -3.172 | 12.796 |  | no
bal_3P_1/0AC |  | oh_cond_1/0_ACSR | oh_cond_1/0_ACSR | oh_cond_1/0_ACSR |  |  | 0.983+1.497j | 0.095+0.781j | 0.095+0.781j | 0.095+0.781j | 0.983+1.497j | 0.095+0.781j | 0.095+0.781j | 0.095+0.781j | 0.983+1.497j | 12.796 | -3.172 | -3.172 | -3.172 | 12.796 | -3.172 | -3.172 | -3.172 | 12.796 |  | no
bal_3P_1CU |  | oh_cond_1_CU | oh_cond_1_CU | oh_cond_1_CU |  |  | 0.794+1.516j | 0.095+0.781j | 0.095+0.781j | 0.095+0.781j | 0.794+1.516j | 0.095+0.781j | 0.095+0.781j | 0.095+0.781j | 0.794+1.516j | 12.411 | -3.024 | -3.024 | -3.024 | 12.411 | -3.024 | -3.024 | -3.024 | 12.411 |  | no
bal_3P_2/0CU |  | oh_cond_2/0_CU | oh_cond_2/0_CU | oh_cond_2/0_CU |  |  | 0.535+1.487j | 0.095+0.781j | 0.095+0.781j | 0.095+0.781j | 0.535+1.487j | 0.095+0.781j | 0.095+0.781j | 0.095+0.781j | 0.535+1.487j | 12.878 | -3.204 | -3.204 | -3.204 | 12.878 | -3.204 | -3.204 | -3.204 | 12.878 |  | no
bal_3P_2CU |  | oh_cond_2_CU | oh_cond_2_CU | oh_cond_2_CU |  |  | 0.968+1.536j | 0.095+0.781j | 0.095+0.781j | 0.095+0.781j | 0.968+1.536j | 0.095+0.781j | 0.095+0.781j | 0.095+0.781j | 0.968+1.536j | 12.191 | -2.94 | -2.94 | -2.94 | 12.191 | -2.94 | -2.94 | -2.94 | 12.191 |  | no
bal_3P_4/0AL |  | oh_cond_4/0_AL | oh_cond_4/0_AL | oh_cond_4/0_AL |  |  | 0.537+1.466j | 0.095+0.781j | 0.095+0.781j | 0.095+0.781j | 0.537+1.466j | 0.095+0.781j | 0.095+0.781j | 0.095+0.781j | 0.537+1.466j | 13.381 | -3.4 | -3.4 | -3.4 | 13.381 | -3.4 | -3.4 | -3.4 | 13.381 |  | no
bal_3P_4CU |  | oh_cond_4_CU | oh_cond_4_CU | oh_cond_4_CU |  |  | 1.483+1.565j | 0.095+0.781j | 0.095+0.781j | 0.095+0.781j | 1.483+1.565j | 0.095+0.781j | 0.095+0.781j | 0.095+0.781j | 1.483+1.565j | 11.78 | -2.785 | -2.785 | -2.785 | 11.78 | -2.785 | -2.785 | -2.785 | 11.78 |  | no
bal_3P_477AL |  | oh_cond_477_MCM_AL | oh_cond_477_MCM_AL | oh_cond_477_MCM_AL |  |  | 0.293+1.41j | 0.095+0.775j | 0.095+0.775j | 0.095+0.775j | 0.293+1.41j | 0.095+0.775j | 0.095+0.775j | 0.095+0.775j | 0.293+1.41j | 14.305 | -3.735 | -3.735 | -3.735 | 14.305 | -3.735 | -3.735 | -3.735 | 14.305 |  | no
unb_TAPWIRE_OH |  | oh_cond_WP-4/0-CU | oh_cond_WP-4/0-CU | oh_cond_WP-4/0-CU | oh_cond_WP-4/0-CU |  | 0.365+1.097j | 0.093+0.433j | 0.094+0.34j | 0.093+0.433j | 0.368+1.078j | 0.095+0.401j | 0.094+0.34j | 0.095+0.401j | 0.368+1.077j | 14.911 | -4.341 | -1.953 | -4.341 | 15.781 | -3.724 | -1.953 | -3.724 | 14.818 |  | no
und_1P_2CUURD |  | und_cond_1P_2CUURD | und_cond_1P_2CUURD | und_cond_1P_2CUURD |  |  | 1.645+0.542j | 0.0+0.0j | 0.0+0.0j | 0.0+0.0j | 1.645+0.542j | 0.0+0.0j | 0.0+0.0j | 0.0+0.0j | 1.645+0.542j | 401.498 | 0 | 0 | 0 | 401.498 | 0 | 0 | 0 | 401.498 |  | no
und_3P_1/0ALURD |  | und_cond_3P_1/0ALURD | und_cond_3P_1/0ALURD | und_cond_3P_1/0ALURD |  |  | 1.61+0.653j | 0.525+0.251j | 0.525+0.251j | 0.525+0.251j | 1.61+0.653j | 0.525+0.251j | 0.525+0.251j | 0.525+0.251j | 1.61+0.653j | 530.19 | 0 | 0 | 0 | 530.19 | 0 | 0 | 0 | 530.19 |  | no
und_3P_2ALURD |  | und_cond_3P_2ALURD | und_cond_3P_2ALURD | und_cond_3P_2ALURD |  |  | 2.125+0.49j | 0.384+0.067j | 0.384+0.067j | 0.384+0.067j | 2.125+0.49j | 0.384+0.067j | 0.384+0.067j | 0.384+0.067j | 2.125+0.49j | 401.498 | 0 | 0 | 0 | 401.498 | 0 | 0 | 0 | 401.498 |  | no
und_3P_2CUURD |  | und_cond_3P_2CUURD | und_cond_3P_2CUURD | und_cond_3P_2CUURD |  |  | 1.412+0.529j | 0.346+0.109j | 0.346+0.109j | 0.346+0.109j | 1.412+0.529j | 0.346+0.109j | 0.346+0.109j | 0.346+0.109j | 1.412+0.529j | 401.497 | 0 | 0 | 0 | 401.497 | 0 | 0 | 0 | 401.497 |  | no
und_TAPWIRE_UG |  | und_cond_TAPWIRE_UG | und_cond_TAPWIRE_UG | und_cond_TAPWIRE_UG |  |  | 0.001+0.001j | 0.0+0.0j | 0.0+0.0j | 0.0+0.0j | 0.001+0.001j | 0.0+0.0j | 0.0+0.0j | 0.0+0.0j | 0.001+0.001j | 0 | 0 | 0 | 0 | 0 | 0 | 0 | 0 | 0 |  | no

## load
data_type | static
owner_type | feeder
owner | 8101604
object | load
name | groupid | parent | bustype | phases | nominal_voltage | load_class | constant_power_A | constant_power_B | constant_power_C | constant_current_A | constant_current_B | constant_current_C | constant_impedance_A | constant_impedance_B | constant_impedance_C | base_power_A | base_power_B | base_power_C | power_pf_A | power_pf_B | power_pf_C | current_pf_A | current_pf_B | current_pf_C | impedance_pf_A | impedance_pf_B | impedance_pf_C | power_fraction_A | power_fraction_B | power_fraction_C | current_fraction_A | current_fraction_B | current_fraction_C | impedance_fraction_A | impedance_fraction_B | impedance_fraction_C | dcircuit | selected | monitored | monitored_fields | class_monitored_fields | played | played_fields | base_kw_A | base_kw_B | base_kw_C | kw_A | kw_B | kw_C | comments | critical_load | dem_resp_lb | dem_resp_ub | dem_resp_shortage_cost | dem_resp_surplus_cost | num_customers
load_220330570 |  | node_1395097_101_15293226_874 |  | AN | 0 | NonResidential | 17333.333+7383.969j | 0 | 0 | 0 | 0 | 0 | [24 empty] | 8101604 | no | no |  |  | no |  | 0 | 0 | 0 | 0 | 0 | 0 |  | 1 | 1 | 1 | 0 | 0 | 0
load_220330571 |  | node_1395077_706_15293221_156 |  | BN | 0 | NonResidential | 0 | 17333.333+7383.969j | 0 | 0 | 0 | 0 | [24 empty] | 8101604 | no | no |  |  | no |  | 0 | 0 | 0 | 0 | 0 | 0 |  | 1 | 1 | 1 | 0 | 0 | 0
load_220330572 |  | node_1395116_906_15293225_666 |  | CN | 0 | NonResidential | 0 | 0 | 17333.333+7383.969j | 0 | 0 | 0 | [24 empty] | 8101604 | no | no |  |  | no |  | 0 | 0 | 0 | 0 | 0 | 0 |  | 1 | 1 | 1 | 0 | 0 | 0
load_220330677 |  | node_1395148_049_15293833_292 |  | ABCN | 0 | NonResidential | 110333.333+47001.803j | 110333.333+47001.803j | 110333.333+47001.803j | 0 | 0 | 0 | [24 empty] | 8101604 | no | no |  |  | no |  | 0 | 0 | 0 | 0 | 0 | 0 |  | 1 | 1 | 1 | 0 | 0 | 0
load_220330723 |  | node_1395059_708_15292947_924 |  | AN | 0 | Residential | 7785.6+3316.652j | 0 | 0 | 0 | 0 | 0 | [24 empty] | 8101604 | no | no |  |  | no |  | 0 | 0 | 0 | 0 | 0 | 0 |  | 1 | 1 | 1 | 0 | 0 | 0
load_220330724 |  | node_1395076_532_15292962_166 |  | BN | 0 | NonResidential | 0 | 25333.333+10791.955j | 0 | 0 | 0 | 0 | [24 empty] | 8101604 | no | no |  |  | no |  | 0 | 0 | 0 | 0 | 0 | 0 |  | 1 | 1 | 1 | 0 | 0 | 0
load_220330725 |  | node_1395040_74_15292939_991 |  | CN | 0 | NonResidential | 0 | 0 | 25333.333+10791.955j | 0 | 0 | 0 | [24 empty] | 8101604 | no | no |  |  | no |  | 0 | 0 | 0 | 0 | 0 | 0 |  | 1 | 1 | 1 | 0 | 0 | 0
load_220330726 |  | node_1395665_342_15293172_872 |  | AN | 0 | NonResidential | 25500+10862.955j | 0 | 0 | 0 | 0 | 0 | [24 empty] | 8101604 | no | no |  |  | no |  | 0 | 0 | 0 | 0 | 0 | 0 |  | 1 | 1 | 1 | 0 | 0 | 0
load_220330727 |  | node_1395681_418_15293188_6 |  | AN | 0 | Residential | 26488.8+11284.182j | 0 | 0 | 0 | 0 | 0 | [24 empty] | 8101604 | no | no |  |  | no |  | 0 | 0 | 0 | 0 | 0 | 0 |  | 1 | 1 | 1 | 0 | 0 | 0
load_220330728 |  | node_1395684_543_15293443_068 |  | AN | 0 | NonResidential | 0 | 0 | 0 | 0 | 0 | 0 | [24 empty] | 8101604 | no | no |  |  | no |  | 0 | 0 | 0 | 0 | 0 | 0 |  | 1 | 1 | 1 | 0 | 0 | 0
load_220330729 |  | node_1395664_934_15293438_925 |  | BN | 0 | NonResidential | 0 | 0 | 0 | 0 | 0 | 0 | [24 empty] | 8101604 | no | no |  |  | no |  | 0 | 0 | 0 | 0 | 0 | 0 |  | 1 | 1 | 1 | 0 | 0 | 0
load_220330730 |  | node_1395704_25_15293440_262 |  | CN | 0 | NonResidential | 0 | 0 | 0 | 0 | 0 | 0 | [24 empty] | 8101604 | no | no |  |  | no |  | 0 | 0 | 0 | 0 | 0 | 0 |  | 1 | 1 | 1 | 0 | 0 | 0
load_220330734 |  | node_1396176_392_15293401_39 |  | AN | 0 | NonResidential | 10000+4259.982j | 0 | 0 | 0 | 0 | 0 | [24 empty] | 8101604 | no | no |  |  | no |  | 0 | 0 | 0 | 0 | 0 | 0 |  | 1 | 1 | 1 | 0 | 0 | 0
load_220330735 |  | node_1396193_237_15293415_584 |  | BN | 0 | NonResidential | 0 | 10000+4259.982j | 0 | 0 | 0 | 0 | [24 empty] | 8101604 | no | no |  |  | no |  | 0 | 0 | 0 | 0 | 0 | 0 |  | 1 | 1 | 1 | 0 | 0 | 0
load_220330736 |  | node_1396157_413_15293393_51 |  | CN | 0 | NonResidential | 0 | 0 | 10000+4259.982j | 0 | 0 | 0 | [24 empty] | 8101604 | no | no |  |  | no |  | 0 | 0 | 0 | 0 | 0 | 0 |  | 1 | 1 | 1 | 0 | 0 | 0
load_220330737 |  | node_1396524_422_15293593_313 |  | AN | 0 | Residential | 5241.6+2232.912j | 0 | 0 | 0 | 0 | 0 | [24 empty] | 8101604 | no | no |  |  | no |  | 0 | 0 | 0 | 0 | 0 | 0 |  | 1 | 1 | 1 | 0 | 0 | 0
load_220330738 |  | node_1394430_535_15292798_943 |  | AN | 0 | NonResidential | 45.6+19.426j | 0 | 0 | 0 | 0 | 0 | [24 empty] | 8101604 | no | no |  |  | no |  | 0 | 0 | 0 | 0 | 0 | 0 |  | 1 | 1 | 1 | 0 | 0 | 0
load_220330739 |  | node_1394415_74_15292793_791 |  | BN | 0 | NonResidential | 0 | 45.6+19.426j | 0 | 0 | 0 | 0 | [24 empty] | 8101604 | no | no |  |  | no |  | 0 | 0 | 0 | 0 | 0 | 0 |  | 1 | 1 | 1 | 0 | 0 | 0
load_220330740 |  | node_1394452_402_15292805_968 |  | CN | 0 | Residential | 0 | 0 | 4572+1947.664j | 0 | 0 | 0 | [24 empty] | 8101604 | no | no |  |  | no |  | 0 | 0 | 0 | 0 | 0 | 0 |  | 1 | 1 | 1 | 0 | 0 | 0
load_220331024 |  | node_1396592_267_15295071_644 |  | AN | 0 | NonResidential | 0 | 0 | 0 | 0 | 0 | 0 | [24 empty] | 8101604 | no | no |  |  | no |  | 0 | 0 | 0 | 0 | 0 | 0 |  | 1 | 1 | 1 | 0 | 0 | 0
load_220331025 |  | node_1396607_012_15295061_953 |  | BN | 0 | NonResidential | 0 | 0 | 0 | 0 | 0 | 0 | [24 empty] | 8101604 | no | no |  |  | no |  | 0 | 0 | 0 | 0 | 0 | 0 |  | 1 | 1 | 1 | 0 | 0 | 0
load_220331026 |  | node_1396622_993_15295047_048 |  | CN | 0 | NonResidential | 0 | 0 | 0 | 0 | 0 | 0 | [24 empty] | 8101604 | no | no |  |  | no |  | 0 | 0 | 0 | 0 | 0 | 0 |  | 1 | 1 | 1 | 0 | 0 | 0
load_220331027 |  | node_1396987_338_15295283_94 |  | AN | 0 | Residential | 1778.4+757.595j | 0 | 0 | 0 | 0 | 0 | [24 empty] | 8101604 | no | no |  |  | no |  | 0 | 0 | 0 | 0 | 0 | 0 |  | 1 | 1 | 1 | 0 | 0 | 0
load_220331028 |  | node_1397006_637_15295290_223 |  | BN | 0 | Residential | 0 | 1778.4+757.595j | 0 | 0 | 0 | 0 | [24 empty] | 8101604 | no | no |  |  | no |  | 0 | 0 | 0 | 0 | 0 | 0 |  | 1 | 1 | 1 | 0 | 0 | 0
load_220331029 |  | node_1396967_517_15295284_569 |  | CN | 0 | Residential | 0 | 0 | 1778.4+757.595j | 0 | 0 | 0 | [24 empty] | 8101604 | no | no |  |  | no |  | 0 | 0 | 0 | 0 | 0 | 0 |  | 1 | 1 | 1 | 0 | 0 | 0
load_220331152 |  | node_1396673_59_15294538_374 |  | AN | 0 | NonResidential | 8000+3407.986j | 0 | 0 | 0 | 0 | 0 | [24 empty] | 8101604 | no | no |  |  | no |  | 0 | 0 | 0 | 0 | 0 | 0 |  | 1 | 1 | 1 | 0 | 0 | 0
load_220331153 |  | node_1396658_674_15294520_702 |  | BN | 0 | NonResidential | 0 | 8000+3407.986j | 0 | 0 | 0 | 0 | [24 empty] | 8101604 | no | no |  |  | no |  | 0 | 0 | 0 | 0 | 0 | 0 |  | 1 | 1 | 1 | 0 | 0 | 0
load_220331154 |  | node_1396691_38_15294550_288 |  | CN | 0 | NonResidential | 0 | 0 | 8000+3407.986j | 0 | 0 | 0 | [24 empty] | 8101604 | no | no |  |  | no |  | 0 | 0 | 0 | 0 | 0 | 0 |  | 1 | 1 | 1 | 0 | 0 | 0
load_220331180 |  | node_1397140_928_15295777_246 |  | AN | 0 | NonResidential | 21333.333+9087.962j | 0 | 0 | 0 | 0 | 0 | [24 empty] | 8101604 | no | no |  |  | no |  | 0 | 0 | 0 | 0 | 0 | 0 |  | 1 | 1 | 1 | 0 | 0 | 0
load_220331181 |  | node_1397142_512_15295750_717 |  | BN | 0 | NonResidential | 0 | 21333.333+9087.962j | 0 | 0 | 0 | 0 | [24 empty] | 8101604 | no | no |  |  | no |  | 0 | 0 | 0 | 0 | 0 | 0 |  | 1 | 1 | 1 | 0 | 0 | 0
load_220331182 |  | node_1397144_514_15295803_464 |  | CN | 0 | NonResidential | 0 | 0 | 21333.333+9087.962j | 0 | 0 | 0 | [24 empty] | 8101604 | no | no |  |  | no |  | 0 | 0 | 0 | 0 | 0 | 0 |  | 1 | 1 | 1 | 0 | 0 | 0
load_220331211 |  | node_1396462_471_15293966_26 |  | AN | 0 | NonResidential | 18500+7880.967j | 0 | 0 | 0 | 0 | 0 | [24 empty] | 8101604 | no | no |  |  | no |  | 0 | 0 | 0 | 0 | 0 | 0 |  | 1 | 1 | 1 | 0 | 0 | 0
load_220331212 |  | node_1396466_674_15293940_274 |  | AN | 0 | NonResidential | 18500+7880.967j | 0 | 0 | 0 | 0 | 0 | [24 empty] | 8101604 | no | no |  |  | no |  | 0 | 0 | 0 | 0 | 0 | 0 |  | 1 | 1 | 1 | 0 | 0 | 0
load_220331213 |  | node_1396519_564_15294203_319 |  | AN | 0 | NonResidential | 6278.4+2674.587j | 0 | 0 | 0 | 0 | 0 | [24 empty] | 8101604 | no | no |  |  | no |  | 0 | 0 | 0 | 0 | 0 | 0 |  | 1 | 1 | 1 | 0 | 0 | 0
load_220331293 |  | node_1394897_265_15291399_362 |  | AN | 0 | Residential | 5407.2+2303.458j | 0 | 0 | 0 | 0 | 0 | [24 empty] | 8101604 | no | no |  |  | no |  | 0 | 0 | 0 | 0 | 0 | 0 |  | 1 | 1 | 1 | 0 | 0 | 0
load_220331295 |  | node_1394968_403_15292681_721 |  | AN | 0 | NonResidential | 6666.667+2839.988j | 0 | 0 | 0 | 0 | 0 | [24 empty] | 8101604 | no | no |  |  | no |  | 0 | 0 | 0 | 0 | 0 | 0 |  | 1 | 1 | 1 | 0 | 0 | 0
load_220331296 |  | node_1394976_069_15292657_228 |  | BN | 0 | NonResidential | 0 | 6666.667+2839.988j | 0 | 0 | 0 | 0 | [24 empty] | 8101604 | no | no |  |  | no |  | 0 | 0 | 0 | 0 | 0 | 0 |  | 1 | 1 | 1 | 0 | 0 | 0
load_220331297 |  | node_1394965_733_15292708_083 |  | CN | 0 | NonResidential | 0 | 0 | 6666.667+2839.988j | 0 | 0 | 0 | [24 empty] | 8101604 | no | no |  |  | no |  | 0 | 0 | 0 | 0 | 0 | 0 |  | 1 | 1 | 1 | 0 | 0 | 0
load_220331298 |  | node_1395088_941_15292764_248 |  | AN | 0 | Residential | 20124+8572.788j | 0 | 0 | 0 | 0 | 0 | [24 empty] | 8101604 | no | no |  |  | no |  | 0 | 0 | 0 | 0 | 0 | 0 |  | 1 | 1 | 1 | 0 | 0 | 0
load_220331299 |  | node_1395229_086_15292815_852 |  | AN | 0 | NonResidential | 0 | 0 | 0 | 0 | 0 | 0 | [24 empty] | 8101604 | no | no |  |  | no |  | 0 | 0 | 0 | 0 | 0 | 0 |  | 1 | 1 | 1 | 0 | 0 | 0
load_220331300 |  | node_1395220_266_15292867_231 |  | BN | 0 | NonResidential | 0 | 0 | 0 | 0 | 0 | 0 | [24 empty] | 8101604 | no | no |  |  | no |  | 0 | 0 | 0 | 0 | 0 | 0 |  | 1 | 1 | 1 | 0 | 0 | 0
load_220331301 |  | node_1395227_198_15292842_342 |  | CN | 0 | NonResidential | 0 | 0 | 0 | 0 | 0 | 0 | [24 empty] | 8101604 | no | no |  |  | no |  | 0 | 0 | 0 | 0 | 0 | 0 |  | 1 | 1 | 1 | 0 | 0 | 0
load_220331302 |  | node_1395234_668_15292078_723 |  | AN | 0 | Residential | 24300+10351.757j | 0 | 0 | 0 | 0 | 0 | [24 empty] | 8101604 | no | no |  |  | no |  | 0 | 0 | 0 | 0 | 0 | 0 |  | 1 | 1 | 1 | 0 | 0 | 0
load_220331303 |  | node_1395170_444_15292432_473 |  | AN | 0 | Residential | 41695.2+17762.081j | 0 | 0 | 0 | 0 | 0 | [24 empty] | 8101604 | no | no |  |  | no |  | 0 | 0 | 0 | 0 | 0 | 0 |  | 1 | 1 | 1 | 0 | 0 | 0
load_220331304 |  | node_1394733_315_15293438_515 |  | AN | 0 | Residential | 25513.2+10868.578j | 0 | 0 | 0 | 0 | 0 | [24 empty] | 8101604 | no | no |  |  | no |  | 0 | 0 | 0 | 0 | 0 | 0 |  | 1 | 1 | 1 | 0 | 0 | 0
load_220331305 |  | node_1394740_015_15293413_511 |  | AN | 0 | NonResidential | 15000+6389.973j | 0 | 0 | 0 | 0 | 0 | [24 empty] | 8101604 | no | no |  |  | no |  | 0 | 0 | 0 | 0 | 0 | 0 |  | 1 | 1 | 1 | 0 | 0 | 0
load_220331306 |  | node_1395555_684_15292310_171 |  | AN | 0 | NonResidential | 3960+1686.953j | 0 | 0 | 0 | 0 | 0 | [24 empty] | 8101604 | no | no |  |  | no |  | 0 | 0 | 0 | 0 | 0 | 0 |  | 1 | 1 | 1 | 0 | 0 | 0
load_220331308 |  | node_1395842_151_15292382_383 |  | AN | 0 | NonResidential | 1231.2+524.489j | 0 | 0 | 0 | 0 | 0 | [24 empty] | 8101604 | no | no |  |  | no |  | 0 | 0 | 0 | 0 | 0 | 0 |  | 1 | 1 | 1 | 0 | 0 | 0
load_220331309 |  | node_1395680_909_15292950_981 |  | AN | 0 | Residential | 61459.2+26181.51j | 0 | 0 | 0 | 0 | 0 | [24 empty] | 8101604 | no | no |  |  | no |  | 0 | 0 | 0 | 0 | 0 | 0 |  | 1 | 1 | 1 | 0 | 0 | 0
load_220331310 |  | node_1394648_804_15292697_928 |  | AN | 0 | Residential | 44488.8+18952.149j | 0 | 0 | 0 | 0 | 0 | [24 empty] | 8101604 | no | no |  |  | no |  | 0 | 0 | 0 | 0 | 0 | 0 |  | 1 | 1 | 1 | 0 | 0 | 0
load_220331329 |  | node_1394791_949_15291694_229 |  | AN | 0 | Residential | 85442.4+36398.31j | 0 | 0 | 0 | 0 | 0 | [24 empty] | 8101604 | no | no |  |  | no |  | 0 | 0 | 0 | 0 | 0 | 0 |  | 1 | 1 | 1 | 0 | 0 | 0
load_220331330 |  | node_1394983_315_15291842_108 |  | AN | 0 | Residential | 7722+3289.558j | 0 | 0 | 0 | 0 | 0 | [24 empty] | 8101604 | no | no |  |  | no |  | 0 | 0 | 0 | 0 | 0 | 0 |  | 1 | 1 | 1 | 0 | 0 | 0
load_220331331 |  | node_1394966_141_15291828_643 |  | AN | 0 | Residential | 7722+3289.558j | 0 | 0 | 0 | 0 | 0 | [24 empty] | 8101604 | no | no |  |  | no |  | 0 | 0 | 0 | 0 | 0 | 0 |  | 1 | 1 | 1 | 0 | 0 | 0
load_220331334 |  | node_1395447_234_15291793_093 |  | AN | 0 | Residential | 22924.8+9765.924j | 0 | 0 | 0 | 0 | 0 | [24 empty] | 8101604 | no | no |  |  | no |  | 0 | 0 | 0 | 0 | 0 | 0 |  | 1 | 1 | 1 | 0 | 0 | 0
load_220331335 |  | node_1395463_911_15291807_646 |  | AN | 0 | Residential | 22924.8+9765.924j | 0 | 0 | 0 | 0 | 0 | [24 empty] | 8101604 | no | no |  |  | no |  | 0 | 0 | 0 | 0 | 0 | 0 |  | 1 | 1 | 1 | 0 | 0 | 0
load_220331336 |  | node_1395589_421_15291981_869 |  | AN | 0 | NonResidential | 86.4+36.806j | 0 | 0 | 0 | 0 | 0 | [24 empty] | 8101604 | no | no |  |  | no |  | 0 | 0 | 0 | 0 | 0 | 0 |  | 1 | 1 | 1 | 0 | 0 | 0
load_220331337 |  | node_1394896_051_15292075_735 |  | AN | 0 | Residential | 6554.4+2792.163j | 0 | 0 | 0 | 0 | 0 | [24 empty] | 8101604 | no | no |  |  | no |  | 0 | 0 | 0 | 0 | 0 | 0 |  | 1 | 1 | 1 | 0 | 0 | 0
load_220331338 |  | node_1394902_563_15292050_64 |  | BN | 0 | Residential | 0 | 6554.4+2792.163j | 0 | 0 | 0 | 0 | [24 empty] | 8101604 | no | no |  |  | no |  | 0 | 0 | 0 | 0 | 0 | 0 |  | 1 | 1 | 1 | 0 | 0 | 0
load_220331339 |  | node_1394894_608_15292102_279 |  | CN | 0 | Residential | 0 | 0 | 6554.4+2792.163j | 0 | 0 | 0 | [24 empty] | 8101604 | no | no |  |  | no |  | 0 | 0 | 0 | 0 | 0 | 0 |  | 1 | 1 | 1 | 0 | 0 | 0
load_220332797 |  | node_1396801_992_15295660_656 |  | AN | 0 | NonResidential | 15000+6389.973j | 0 | 0 | 0 | 0 | 0 | [24 empty] | 8101604 | no | no |  |  | no |  | 0 | 0 | 0 | 0 | 0 | 0 |  | 1 | 1 | 1 | 0 | 0 | 0
load_220332798 |  | node_1396906_81_15295877_748 |  | AN | 0 | NonResidential | 22666.667+9655.96j | 0 | 0 | 0 | 0 | 0 | [24 empty] | 8101604 | no | no |  |  | no |  | 0 | 0 | 0 | 0 | 0 | 0 |  | 1 | 1 | 1 | 0 | 0 | 0
load_220332799 |  | node_1396904_614_15295904_192 |  | BN | 0 | NonResidential | 0 | 22666.667+9655.96j | 0 | 0 | 0 | 0 | [24 empty] | 8101604 | no | no |  |  | no |  | 0 | 0 | 0 | 0 | 0 | 0 |  | 1 | 1 | 1 | 0 | 0 | 0
load_220332800 |  | node_1396903_832_15295851_397 |  | CN | 0 | NonResidential | 0 | 0 | 22666.667+9655.96j | 0 | 0 | 0 | [24 empty] | 8101604 | no | no |  |  | no |  | 0 | 0 | 0 | 0 | 0 | 0 |  | 1 | 1 | 1 | 0 | 0 | 0
load_220332816 |  | node_1396876_243_15296108_479 |  | AN | 0 | NonResidential | 10333.333+4401.981j | 0 | 0 | 0 | 0 | 0 | [24 empty] | 8101604 | no | no |  |  | no |  | 0 | 0 | 0 | 0 | 0 | 0 |  | 1 | 1 | 1 | 0 | 0 | 0
load_220332817 |  | node_1396856_444_15296106_845 |  | BN | 0 | NonResidential | 0 | 10333.333+4401.981j | 0 | 0 | 0 | 0 | [24 empty] | 8101604 | no | no |  |  | no |  | 0 | 0 | 0 | 0 | 0 | 0 |  | 1 | 1 | 1 | 0 | 0 | 0
load_220332818 |  | node_1396895_65_15296103_178 |  | CN | 0 | NonResidential | 0 | 0 | 10333.333+4401.981j | 0 | 0 | 0 | [24 empty] | 8101604 | no | no |  |  | no |  | 0 | 0 | 0 | 0 | 0 | 0 |  | 1 | 1 | 1 | 0 | 0 | 0
load_220333003 |  | node_1395192_222_15293799_371 |  | AN | 0 | NonResidential | 6666.667+2839.988j | 0 | 0 | 0 | 0 | 0 | [24 empty] | 8101604 | no | no |  |  | no |  | 0 | 0 | 0 | 0 | 0 | 0 |  | 1 | 1 | 1 | 0 | 0 | 0
load_220333004 |  | node_1395173_595_15293804_547 |  | BN | 0 | NonResidential | 0 | 6666.667+2839.988j | 0 | 0 | 0 | 0 | [24 empty] | 8101604 | no | no |  |  | no |  | 0 | 0 | 0 | 0 | 0 | 0 |  | 1 | 1 | 1 | 0 | 0 | 0
load_220333005 |  | node_1395209_503_15293790_504 |  | CN | 0 | NonResidential | 0 | 0 | 6666.667+2839.988j | 0 | 0 | 0 | [24 empty] | 8101604 | no | no |  |  | no |  | 0 | 0 | 0 | 0 | 0 | 0 |  | 1 | 1 | 1 | 0 | 0 | 0
load_220333006 |  | node_1395080_233_15293801_199 |  | AN | 0 | NonResidential | 32333.333+13773.942j | 0 | 0 | 0 | 0 | 0 | [24 empty] | 8101604 | no | no |  |  | no |  | 0 | 0 | 0 | 0 | 0 | 0 |  | 1 | 1 | 1 | 0 | 0 | 0
load_220333007 |  | node_1395061_32_15293793_033 |  | BN | 0 | NonResidential | 0 | 32333.333+13773.942j | 0 | 0 | 0 | 0 | [24 empty] | 8101604 | no | no |  |  | no |  | 0 | 0 | 0 | 0 | 0 | 0 |  | 1 | 1 | 1 | 0 | 0 | 0
load_220333008 |  | node_1395044_594_15293778_586 |  | CN | 0 | NonResidential | 0 | 0 | 32333.333+13773.942j | 0 | 0 | 0 | [24 empty] | 8101604 | no | no |  |  | no |  | 0 | 0 | 0 | 0 | 0 | 0 |  | 1 | 1 | 1 | 0 | 0 | 0
load_220333009 |  | node_1394868_519_15293605_866 |  | AN | 0 | NonResidential | 3000+1277.995j | 0 | 0 | 0 | 0 | 0 | [24 empty] | 8101604 | no | no |  |  | no |  | 0 | 0 | 0 | 0 | 0 | 0 |  | 1 | 1 | 1 | 0 | 0 | 0
load_220333010 |  | node_1394865_23_15293590_91 |  | AN | 0 | Residential | 11916+5076.195j | 0 | 0 | 0 | 0 | 0 | [24 empty] | 8101604 | no | no |  |  | no |  | 0 | 0 | 0 | 0 | 0 | 0 |  | 1 | 1 | 1 | 0 | 0 | 0
load_220333012 |  | node_1394252_114_15293324_101 |  | AN | 0 | Residential | 5145.6+2192.016j | 0 | 0 | 0 | 0 | 0 | [24 empty] | 8101604 | no | no |  |  | no |  | 0 | 0 | 0 | 0 | 0 | 0 |  | 1 | 1 | 1 | 0 | 0 | 0
load_220333013 |  | node_1394274_153_15293332_536 |  | BN | 0 | Residential | 0 | 5145.6+2192.016j | 0 | 0 | 0 | 0 | [24 empty] | 8101604 | no | no |  |  | no |  | 0 | 0 | 0 | 0 | 0 | 0 |  | 1 | 1 | 1 | 0 | 0 | 0
load_220333014 |  | node_1394234_031_15293323_427 |  | CN | 0 | NonResidential | 0 | 0 | 3333.333+1419.994j | 0 | 0 | 0 | [24 empty] | 8101604 | no | no |  |  | no |  | 0 | 0 | 0 | 0 | 0 | 0 |  | 1 | 1 | 1 | 0 | 0 | 0
load_220333015 |  | node_1395875_727_15293867_282 |  | AN | 0 | NonResidential | 5421.6+2309.592j | 0 | 0 | 0 | 0 | 0 | [24 empty] | 8101604 | no | no |  |  | no |  | 0 | 0 | 0 | 0 | 0 | 0 |  | 1 | 1 | 1 | 0 | 0 | 0
load_220333016 |  | node_1395893_567_15293879_061 |  | AN | 0 | NonResidential | 5421.6+2309.592j | 0 | 0 | 0 | 0 | 0 | [24 empty] | 8101604 | no | no |  |  | no |  | 0 | 0 | 0 | 0 | 0 | 0 |  | 1 | 1 | 1 | 0 | 0 | 0
load_220333017 |  | node_1395374_115_15293901_3 |  | AN | 0 | NonResidential | 1000+425.998j | 0 | 0 | 0 | 0 | 0 | [24 empty] | 8101604 | no | no |  |  | no |  | 0 | 0 | 0 | 0 | 0 | 0 |  | 1 | 1 | 1 | 0 | 0 | 0
load_220333018 |  | node_1395357_696_15293886_228 |  | AN | 0 | Residential | 5450.4+2321.861j | 0 | 0 | 0 | 0 | 0 | [24 empty] | 8101604 | no | no |  |  | no |  | 0 | 0 | 0 | 0 | 0 | 0 |  | 1 | 1 | 1 | 0 | 0 | 0
load_220431783 |  | node_1397336_673_15294654_026 |  | BN | 0 | NonResidential | 0 | 173500+73910.69j | 0 | 0 | 0 | 0 | [24 empty] | 8101604 | no | no |  |  | no |  | 0 | 0 | 0 | 0 | 0 | 0 |  | 1 | 1 | 1 | 0 | 0 | 0
load_220431784 |  | node_1397355_656_15294661_885 |  | CN | 0 | NonResidential | 0 | 0 | 173500+73910.69j | 0 | 0 | 0 | [24 empty] | 8101604 | no | no |  |  | no |  | 0 | 0 | 0 | 0 | 0 | 0 |  | 1 | 1 | 1 | 0 | 0 | 0
load_220466220 |  | node_1396498_245_15295138_923 |  | AN | 0 | NonResidential | 561.6+239.241j | 0 | 0 | 0 | 0 | 0 | [24 empty] | 8101604 | no | no |  |  | no |  | 0 | 0 | 0 | 0 | 0 | 0 |  | 1 | 1 | 1 | 0 | 0 | 0
load_220466221 |  | node_1396502_405_15295112_924 |  | BN | 0 | NonResidential | 0 | 561.6+239.241j | 0 | 0 | 0 | 0 | [24 empty] | 8101604 | no | no |  |  | no |  | 0 | 0 | 0 | 0 | 0 | 0 |  | 1 | 1 | 1 | 0 | 0 | 0
load_220466222 |  | node_1396499_245_15295165_525 |  | CN | 0 | NonResidential | 0 | 0 | 561.6+239.241j | 0 | 0 | 0 | [24 empty] | 8101604 | no | no |  |  | no |  | 0 | 0 | 0 | 0 | 0 | 0 |  | 1 | 1 | 1 | 0 | 0 | 0
load_220467274 |  | node_1394615_58_15292719_837 |  | CN | 0 | NonResidential | 0 | 0 | 0 | 0 | 0 | 0 | [24 empty] | 8101604 | no | no |  |  | no |  | 0 | 0 | 0 | 0 | 0 | 0 |  | 1 | 1 | 1 | 0 | 0 | 0
load_220467276 |  | node_1394604_931_15292734_232 |  | BN | 0 | NonResidential | 0 | 0 | 0 | 0 | 0 | 0 | [24 empty] | 8101604 | no | no |  |  | no |  | 0 | 0 | 0 | 0 | 0 | 0 |  | 1 | 1 | 1 | 0 | 0 | 0
load_220467277 |  | node_1394604_904_15292762_787 |  | AN | 0 | NonResidential | 0 | 0 | 0 | 0 | 0 | 0 | [24 empty] | 8101604 | no | no |  |  | no |  | 0 | 0 | 0 | 0 | 0 | 0 |  | 1 | 1 | 1 | 0 | 0 | 0
load_220526833 |  | node_1395258_744_15292260_413 |  | ABCN | 0 | NonResidential | 74000+31523.868j | 74000+31523.868j | 74000+31523.868j | 0 | 0 | 0 | [24 empty] | 8101604 | no | no |  |  | no |  | 0 | 0 | 0 | 0 | 0 | 0 |  | 1 | 1 | 1 | 0 | 0 | 0
load_220535570 |  | node_1395397_097_15292855_852 |  | AN | 0 | NonResidential | 25000+10649.955j | 0 | 0 | 0 | 0 | 0 | [24 empty] | 8101604 | no | no |  |  | no |  | 0 | 0 | 0 | 0 | 0 | 0 |  | 1 | 1 | 1 | 0 | 0 | 0
load_220638543 |  | node_1395179_955_15291905_578 |  | AN | 0 | Residential | 24156+10290.413j | 0 | 0 | 0 | 0 | 0 | [24 empty] | 8101604 | no | no |  |  | no |  | 0 | 0 | 0 | 0 | 0 | 0 |  | 1 | 1 | 1 | 0 | 0 | 0
load_220638554 |  | node_1395163_27_15291891_042 |  | AN | 0 | NonResidential | 4500+1916.992j | 0 | 0 | 0 | 0 | 0 | [24 empty] | 8101604 | no | no |  |  | no |  | 0 | 0 | 0 | 0 | 0 | 0 |  | 1 | 1 | 1 | 0 | 0 | 0
load_220653824 |  | node_1397406_765_15294708_823 |  | AN | 0 | NonResidential | 6000+2555.989j | 0 | 0 | 0 | 0 | 0 | [24 empty] | 8101604 | no | no |  |  | no |  | 0 | 0 | 0 | 0 | 0 | 0 |  | 1 | 1 | 1 | 0 | 0 | 0
load_220653825 |  | node_1397387_115_15294705_074 |  | BN | 0 | NonResidential | 0 | 6000+2555.989j | 0 | 0 | 0 | 0 | [24 empty] | 8101604 | no | no |  |  | no |  | 0 | 0 | 0 | 0 | 0 | 0 |  | 1 | 1 | 1 | 0 | 0 | 0
load_220653826 |  | node_1397426_436_15294705_622 |  | CN | 0 | NonResidential | 0 | 0 | 6000+2555.989j | 0 | 0 | 0 | [24 empty] | 8101604 | no | no |  |  | no |  | 0 | 0 | 0 | 0 | 0 | 0 |  | 1 | 1 | 1 | 0 | 0 | 0
load_310004584 |  | node_1394358_108_15293483_176 |  | AN | 0 | Residential | 31399.2+13376.003j | 0 | 0 | 0 | 0 | 0 | [24 empty] | 8101604 | no | no |  |  | no |  | 0 | 0 | 0 | 0 | 0 | 0 |  | 1 | 1 | 1 | 0 | 0 | 0
load_310006954 |  | node_1396197_356_15294455_169 |  | AN | 0 | NonResidential | 9333.333+3975.983j | 0 | 0 | 0 | 0 | 0 | [24 empty] | 8101604 | no | no |  |  | no |  | 0 | 0 | 0 | 0 | 0 | 0 |  | 1 | 1 | 1 | 0 | 0 | 0
load_310006955 |  | node_1396188_33_15294431_384 |  | BN | 0 | NonResidential | 0 | 9333.333+3975.983j | 0 | 0 | 0 | 0 | [24 empty] | 8101604 | no | no |  |  | no |  | 0 | 0 | 0 | 0 | 0 | 0 |  | 1 | 1 | 1 | 0 | 0 | 0
load_310006956 |  | node_1396210_644_15294475_046 |  | CN | 0 | NonResidential | 0 | 0 | 9333.333+3975.983j | 0 | 0 | 0 | [24 empty] | 8101604 | no | no |  |  | no |  | 0 | 0 | 0 | 0 | 0 | 0 |  | 1 | 1 | 1 | 0 | 0 | 0
load_310049564 |  | node_1395576_206_15292603_616 |  | AN | 0 | NonResidential | 12787.2+5447.324j | 0 | 0 | 0 | 0 | 0 | [24 empty] | 8101604 | no | no |  |  | no |  | 0 | 0 | 0 | 0 | 0 | 0 |  | 1 | 1 | 1 | 0 | 0 | 0
load_310059316 |  | node_1396398_57_15294793_805 |  | AN | 0 | NonResidential | 2000+851.996j | 0 | 0 | 0 | 0 | 0 | [24 empty] | 8101604 | no | no |  |  | no |  | 0 | 0 | 0 | 0 | 0 | 0 |  | 1 | 1 | 1 | 0 | 0 | 0
load_310060377 |  | node_1394870_845_15292321_108 |  | AN | 0 | Residential | 70250.4+29926.545j | 0 | 0 | 0 | 0 | 0 | [24 empty] | 8101604 | no | no |  |  | no |  | 0 | 0 | 0 | 0 | 0 | 0 |  | 1 | 1 | 1 | 0 | 0 | 0
load_311883432 |  | node_1396785_939_15296358_636 |  | AN | 0 | NonResidential | 20666.667+8803.963j | 0 | 0 | 0 | 0 | 0 | [24 empty] | 8101604 | no | no |  |  | no |  | 0 | 0 | 0 | 0 | 0 | 0 |  | 1 | 1 | 1 | 0 | 0 | 0
load_311892822 |  | node_1396785_593_15296353_337 |  | BN | 0 | NonResidential | 0 | 20666.667+8803.963j | 0 | 0 | 0 | 0 | [24 empty] | 8101604 | no | no |  |  | no |  | 0 | 0 | 0 | 0 | 0 | 0 |  | 1 | 1 | 1 | 0 | 0 | 0
load_311892823 |  | node_1396785_935_15296349_043 |  | CN | 0 | NonResidential | 0 | 0 | 20666.667+8803.963j | 0 | 0 | 0 | [24 empty] | 8101604 | no | no |  |  | no |  | 0 | 0 | 0 | 0 | 0 | 0 |  | 1 | 1 | 1 | 0 | 0 | 0
load_312000244 |  | node_1396475_54_15294553_793 |  | AN | 0 | NonResidential | 5000+2129.991j | 0 | 0 | 0 | 0 | 0 | [24 empty] | 8101604 | no | no |  |  | no |  | 0 | 0 | 0 | 0 | 0 | 0 |  | 1 | 1 | 1 | 0 | 0 | 0

## node
data_type | static
owner_type | feeder
owner | 8101604
object | node
name | groupid | parent | bustype | phases | nominal_voltage | dcircuit | selected | monitored | monitored_fields | class_monitored_fields | played | played_fields | subsystem | x | y | comments | dist_to_slack
node_1394234_031_15293323_427 |  |  | PQ | ABCN | 2771.281 | 8101604 | no | no |  |  | no |  |  | 1394234.031 | 15293323.427 |  | -1
node_1394252_114_15293324_101 |  |  | PQ | ABCN | 2771.281 | 8101604 | no | no |  |  | no |  |  | 1394252.114 | 15293324.101 |  | -1
node_1394274_153_15293332_536 |  |  | PQ | ABCN | 2771.281 | 8101604 | no | no |  |  | no |  |  | 1394274.153 | 15293332.536 |  | -1
node_1394358_108_15293483_176 |  |  | PQ | ABCN | 2771.281 | 8101604 | no | no |  |  | no |  |  | 1394358.108 | 15293483.176 |  | -1
node_1394415_74_15292793_791 |  |  | PQ | ABCN | 2771.281 | 8101604 | no | no |  |  | no |  |  | 1394415.74 | 15292793.791 |  | -1
node_1394430_535_15292798_943 |  |  | PQ | ABCN | 2771.281 | 8101604 | no | no |  |  | no |  |  | 1394430.535 | 15292798.943 |  | -1
node_1394452_402_15292805_968 |  |  | PQ | ABCN | 2771.281 | 8101604 | no | no |  |  | no |  |  | 1394452.402 | 15292805.968 |  | -1
node_1394604_904_15292762_787 |  |  | PQ | ABCN | 2771.281 | 8101604 | no | no |  |  | no |  |  | 1394604.904 | 15292762.787 |  | -1
node_1394604_931_15292734_232 |  |  | PQ | ABCN | 2771.281 | 8101604 | no | no |  |  | no |  |  | 1394604.931 | 15292734.232 |  | -1
node_1394615_58_15292719_837 |  |  | PQ | ABCN | 2771.281 | 8101604 | no | no |  |  | no |  |  | 1394615.58 | 15292719.837 |  | -1
node_1394648_804_15292697_928 |  |  | PQ | AN | 2771.281 | 8101604 | no | no |  |  | no |  |  | 1394648.804 | 15292697.928 |  | -1
node_1394733_315_15293438_515 |  |  | PQ | ABCN | 2771.281 | 8101604 | no | no |  |  | no |  |  | 1394733.315 | 15293438.515 |  | -1
node_1394740_015_15293413_511 |  |  | PQ | ABCN | 2771.281 | 8101604 | no | no |  |  | no |  |  | 1394740.015 | 15293413.511 |  | -1
node_1394791_949_15291694_229 |  |  | PQ | ABCN | 2771.281 | 8101604 | no | no |  |  | no |  |  | 1394791.949 | 15291694.229 |  | -1
node_1394865_23_15293590_91 |  |  | PQ | ABCN | 2771.281 | 8101604 | no | no |  |  | no |  |  | 1394865.23 | 15293590.91 |  | -1
node_1394868_519_15293605_866 |  |  | PQ | ABCN | 2771.281 | 8101604 | no | no |  |  | no |  |  | 1394868.519 | 15293605.866 |  | -1
node_1394870_845_15292321_108 |  |  | PQ | AN | 2771.281 | 8101604 | no | no |  |  | no |  |  | 1394870.845 | 15292321.108 |  | -1
node_1394894_608_15292102_279 |  |  | PQ | ABCN | 2771.281 | 8101604 | no | no |  |  | no |  |  | 1394894.608 | 15292102.279 |  | -1
node_1394896_051_15292075_735 |  |  | PQ | ABCN | 2771.281 | 8101604 | no | no |  |  | no |  |  | 1394896.051 | 15292075.735 |  | -1
node_1394897_265_15291399_362 |  |  | PQ | AN | 2771.281 | 8101604 | no | no |  |  | no |  |  | 1394897.265 | 15291399.362 |  | -1
node_1394902_563_15292050_64 |  |  | PQ | ABCN | 2771.281 | 8101604 | no | no |  |  | no |  |  | 1394902.563 | 15292050.64 |  | -1
node_1394965_733_15292708_083 |  |  | PQ | ABCN | 2771.281 | 8101604 | no | no |  |  | no |  |  | 1394965.733 | 15292708.083 |  | -1
node_1394966_141_15291828_643 |  |  | PQ | ABCN | 2771.281 | 8101604 | no | no |  |  | no |  |  | 1394966.141 | 15291828.643 |  | -1
node_1394968_403_15292681_721 |  |  | PQ | ABCN | 2771.281 | 8101604 | no | no |  |  | no |  |  | 1394968.403 | 15292681.721 |  | -1
node_1394976_069_15292657_228 |  |  | PQ | ABCN | 2771.281 | 8101604 | no | no |  |  | no |  |  | 1394976.069 | 15292657.228 |  | -1
node_1394983_315_15291842_108 |  |  | PQ | ABCN | 2771.281 | 8101604 | no | no |  |  | no |  |  | 1394983.315 | 15291842.108 |  | -1
node_1395040_74_15292939_991 |  |  | PQ | ABCN | 2771.281 | 8101604 | no | no |  |  | no |  |  | 1395040.74 | 15292939.991 |  | -1
node_1395044_594_15293778_586 |  |  | PQ | ABCN | 2771.281 | 8101604 | no | no |  |  | no |  |  | 1395044.594 | 15293778.586 |  | -1
node_1395059_708_15292947_924 |  |  | PQ | ABCN | 2771.281 | 8101604 | no | no |  |  | no |  |  | 1395059.708 | 15292947.924 |  | -1
node_1395061_32_15293793_033 |  |  | PQ | ABCN | 2771.281 | 8101604 | no | no |  |  | no |  |  | 1395061.32 | 15293793.033 |  | -1
node_1395076_532_15292962_166 |  |  | PQ | ABCN | 2771.281 | 8101604 | no | no |  |  | no |  |  | 1395076.532 | 15292962.166 |  | -1
node_1395077_706_15293221_156 |  |  | PQ | ABCN | 2771.281 | 8101604 | no | no |  |  | no |  |  | 1395077.706 | 15293221.156 |  | -1
node_1395080_233_15293801_199 |  |  | PQ | ABCN | 2771.281 | 8101604 | no | no |  |  | no |  |  | 1395080.233 | 15293801.199 |  | -1
node_1395088_941_15292764_248 |  |  | PQ | ABCN | 2771.281 | 8101604 | no | no |  |  | no |  |  | 1395088.941 | 15292764.248 |  | -1
node_1395097_101_15293226_874 |  |  | PQ | ABCN | 2771.281 | 8101604 | no | no |  |  | no |  |  | 1395097.101 | 15293226.874 |  | -1
node_1395116_906_15293225_666 |  |  | PQ | ABCN | 2771.281 | 8101604 | no | no |  |  | no |  |  | 1395116.906 | 15293225.666 |  | -1
node_1395148_049_15293833_292 |  |  | PQ | ABCN | 2771.281 | 8101604 | no | no |  |  | no |  |  | 1395148.049 | 15293833.292 |  | -1
node_1395163_27_15291891_042 |  |  | PQ | ABCN | 2771.281 | 8101604 | no | no |  |  | no |  |  | 1395163.27 | 15291891.042 |  | -1
node_1395170_444_15292432_473 |  |  | PQ | ABCN | 2771.281 | 8101604 | no | no |  |  | no |  |  | 1395170.444 | 15292432.473 |  | -1
node_1395173_595_15293804_547 |  |  | PQ | ABCN | 2771.281 | 8101604 | no | no |  |  | no |  |  | 1395173.595 | 15293804.547 |  | -1
node_1395179_955_15291905_578 |  |  | PQ | ABCN | 2771.281 | 8101604 | no | no |  |  | no |  |  | 1395179.955 | 15291905.578 |  | -1
node_1395192_222_15293799_371 |  |  | PQ | ABCN | 2771.281 | 8101604 | no | no |  |  | no |  |  | 1395192.222 | 15293799.371 |  | -1
node_1395209_503_15293790_504 |  |  | PQ | ABCN | 2771.281 | 8101604 | no | no |  |  | no |  |  | 1395209.503 | 15293790.504 |  | -1
node_1395220_266_15292867_231 |  |  | PQ | ABCN | 2771.281 | 8101604 | no | no |  |  | no |  |  | 1395220.266 | 15292867.231 |  | -1
node_1395227_198_15292842_342 |  |  | PQ | ABCN | 2771.281 | 8101604 | no | no |  |  | no |  |  | 1395227.198 | 15292842.342 |  | -1
node_1395229_086_15292815_852 |  |  | PQ | ABCN | 2771.281 | 8101604 | no | no |  |  | no |  |  | 1395229.086 | 15292815.852 |  | -1
node_1395234_668_15292078_723 |  |  | PQ | ABCN | 2771.281 | 8101604 | no | no |  |  | no |  |  | 1395234.668 | 15292078.723 |  | -1
node_1395258_744_15292260_413 |  |  | PQ | ABCN | 2771.281 | 8101604 | no | no |  |  | no |  |  | 1395258.744 | 15292260.413 |  | -1
node_1395291_752_15291995_611 |  |  | PQ | ABCD | 2771.281 | 8101604 | no | no |  |  | no |  |  | 1395291.752 | 15291995.611 |  | -1
node_1395357_696_15293886_228 |  |  | PQ | ABCN | 2771.281 | 8101604 | no | no |  |  | no |  |  | 1395357.696 | 15293886.228 |  | -1
node_1395374_115_15293901_3 |  |  | PQ | ABCN | 2771.281 | 8101604 | no | no |  |  | no |  |  | 1395374.115 | 15293901.3 |  | -1
node_1395397_097_15292855_852 |  |  | PQ | AN | 2771.281 | 8101604 | no | no |  |  | no |  |  | 1395397.097 | 15292855.852 |  | -1
node_1395447_234_15291793_093 |  |  | PQ | ABCN | 2771.281 | 8101604 | no | no |  |  | no |  |  | 1395447.234 | 15291793.093 |  | -1
node_1395463_911_15291807_646 |  |  | PQ | ABCN | 2771.281 | 8101604 | no | no |  |  | no |  |  | 1395463.911 | 15291807.646 |  | -1
node_1395555_684_15292310_171 |  |  | PQ | AN | 2771.281 | 8101604 | no | no |  |  | no |  |  | 1395555.684 | 15292310.171 |  | -1
node_1395556_781_15293864_948 |  |  | PQ | ABCD | 2771.281 | 8101604 | no | no |  |  | no |  |  | 1395556.781 | 15293864.948 |  | -1
node_1395576_206_15292603_616 |  |  | PQ | AN | 2771.281 | 8101604 | no | no |  |  | no |  |  | 1395576.206 | 15292603.616 |  | -1
node_1395589_421_15291981_869 |  |  | PQ | ABCN | 2771.281 | 8101604 | no | no |  |  | no |  |  | 1395589.421 | 15291981.869 |  | -1
node_1395664_934_15293438_925 |  |  | PQ | ABCN | 2771.281 | 8101604 | no | no |  |  | no |  |  | 1395664.934 | 15293438.925 |  | -1
node_1395665_342_15293172_872 |  |  | PQ | ABCN | 2771.281 | 8101604 | no | no |  |  | no |  |  | 1395665.342 | 15293172.872 |  | -1
node_1395680_909_15292950_981 |  |  | PQ | AN | 2771.281 | 8101604 | no | no |  |  | no |  |  | 1395680.909 | 15292950.981 |  | -1
node_1395681_418_15293188_6 |  |  | PQ | ABCN | 2771.281 | 8101604 | no | no |  |  | no |  |  | 1395681.418 | 15293188.6 |  | -1
node_1395684_543_15293443_068 |  |  | PQ | ABCN | 2771.281 | 8101604 | no | no |  |  | no |  |  | 1395684.543 | 15293443.068 |  | -1
node_1395704_25_15293440_262 |  |  | PQ | ABCN | 2771.281 | 8101604 | no | no |  |  | no |  |  | 1395704.25 | 15293440.262 |  | -1
node_1395842_151_15292382_383 |  |  | PQ | AN | 2771.281 | 8101604 | no | no |  |  | no |  |  | 1395842.151 | 15292382.383 |  | -1
node_1395875_727_15293867_282 |  |  | PQ | ABCN | 2771.281 | 8101604 | no | no |  |  | no |  |  | 1395875.727 | 15293867.282 |  | -1
node_1395893_567_15293879_061 |  |  | PQ | ABCN | 2771.281 | 8101604 | no | no |  |  | no |  |  | 1395893.567 | 15293879.061 |  | -1
node_1396157_413_15293393_51 |  |  | PQ | ABCN | 2771.281 | 8101604 | no | no |  |  | no |  |  | 1396157.413 | 15293393.51 |  | -1
node_1396176_392_15293401_39 |  |  | PQ | ABCN | 2771.281 | 8101604 | no | no |  |  | no |  |  | 1396176.392 | 15293401.39 |  | -1
node_1396188_33_15294431_384 |  |  | PQ | ABCN | 2771.281 | 8101604 | no | no |  |  | no |  |  | 1396188.33 | 15294431.384 |  | -1
node_1396193_237_15293415_584 |  |  | PQ | ABCN | 2771.281 | 8101604 | no | no |  |  | no |  |  | 1396193.237 | 15293415.584 |  | -1
node_1396197_356_15294455_169 |  |  | PQ | ABCN | 2771.281 | 8101604 | no | no |  |  | no |  |  | 1396197.356 | 15294455.169 |  | -1
node_1396210_644_15294475_046 |  |  | PQ | ABCN | 2771.281 | 8101604 | no | no |  |  | no |  |  | 1396210.644 | 15294475.046 |  | -1
node_1396398_57_15294793_805 |  |  | PQ | ABCN | 2771.281 | 8101604 | no | no |  |  | no |  |  | 1396398.57 | 15294793.805 |  | -1
node_1396462_471_15293966_26 |  |  | PQ | ABCN | 2771.281 | 8101604 | no | no |  |  | no |  |  | 1396462.471 | 15293966.26 |  | -1
node_1396466_674_15293940_274 |  |  | PQ | ABCN | 2771.281 | 8101604 | no | no |  |  | no |  |  | 1396466.674 | 15293940.274 |  | -1
node_1396475_54_15294553_793 |  |  | PQ | ABCN | 2771.281 | 8101604 | no | no |  |  | no |  |  | 1396475.54 | 15294553.793 |  | -1
node_1396498_245_15295138_923 |  |  | PQ | ABCN | 2771.281 | 8101604 | no | no |  |  | no |  |  | 1396498.245 | 15295138.923 |  | -1
node_1396499_245_15295165_525 |  |  | PQ | ABCN | 2771.281 | 8101604 | no | no |  |  | no |  |  | 1396499.245 | 15295165.525 |  | -1
node_1396502_405_15295112_924 |  |  | PQ | ABCN | 2771.281 | 8101604 | no | no |  |  | no |  |  | 1396502.405 | 15295112.924 |  | -1
node_1396519_564_15294203_319 |  |  | PQ | ABCN | 2771.281 | 8101604 | no | no |  |  | no |  |  | 1396519.564 | 15294203.319 |  | -1
node_1396524_422_15293593_313 |  |  | PQ | ABCN | 2771.281 | 8101604 | no | no |  |  | no |  |  | 1396524.422 | 15293593.313 |  | -1
node_1396592_267_15295071_644 |  |  | PQ | ABCN | 2771.281 | 8101604 | no | no |  |  | no |  |  | 1396592.267 | 15295071.644 |  | -1
node_1396607_012_15295061_953 |  |  | PQ | ABCN | 2771.281 | 8101604 | no | no |  |  | no |  |  | 1396607.012 | 15295061.953 |  | -1
node_1396622_993_15295047_048 |  |  | PQ | ABCN | 2771.281 | 8101604 | no | no |  |  | no |  |  | 1396622.993 | 15295047.048 |  | -1
node_1396658_674_15294520_702 |  |  | PQ | ABCN | 2771.281 | 8101604 | no | no |  |  | no |  |  | 1396658.674 | 15294520.702 |  | -1
node_1396673_59_15294538_374 |  |  | PQ | ABCN | 2771.281 | 8101604 | no | no |  |  | no |  |  | 1396673.59 | 15294538.374 |  | -1
node_1396691_38_15294550_288 |  |  | PQ | ABCN | 2771.281 | 8101604 | no | no |  |  | no |  |  | 1396691.38 | 15294550.288 |  | -1
node_1396785_593_15296353_337 |  |  | PQ | ABCN | 2771.281 | 8101604 | no | no |  |  | no |  |  | 1396785.593 | 15296353.337 |  | -1
node_1396785_935_15296349_043 |  |  | PQ | ABCN | 2771.281 | 8101604 | no | no |  |  | no |  |  | 1396785.935 | 15296349.043 |  | -1
node_1396785_939_15296358_636 |  |  | PQ | ABCN | 2771.281 | 8101604 | no | no |  |  | no |  |  | 1396785.939 | 15296358.636 |  | -1
node_1396801_992_15295660_656 |  |  | PQ | ABCN | 2771.281 | 8101604 | no | no |  |  | no |  |  | 1396801.992 | 15295660.656 |  | -1
node_1396856_444_15296106_845 |  |  | PQ | ABCN | 2771.281 | 8101604 | no | no |  |  | no |  |  | 1396856.444 | 15296106.845 |  | -1
node_1396876_243_15296108_479 |  |  | PQ | ABCN | 2771.281 | 8101604 | no | no |  |  | no |  |  | 1396876.243 | 15296108.479 |  | -1
node_1396895_65_15296103_178 |  |  | PQ | ABCN | 2771.281 | 8101604 | no | no |  |  | no |  |  | 1396895.65 | 15296103.178 |  | -1
node_1396903_832_15295851_397 |  |  | PQ | ABCN | 2771.281 | 8101604 | no | no |  |  | no |  |  | 1396903.832 | 15295851.397 |  | -1
node_1396904_614_15295904_192 |  |  | PQ | ABCN | 2771.281 | 8101604 | no | no |  |  | no |  |  | 1396904.614 | 15295904.192 |  | -1
node_1396906_81_15295877_748 |  |  | PQ | ABCN | 2771.281 | 8101604 | no | no |  |  | no |  |  | 1396906.81 | 15295877.748 |  | -1
node_1396967_517_15295284_569 |  |  | PQ | ABCN | 2771.281 | 8101604 | no | no |  |  | no |  |  | 1396967.517 | 15295284.569 |  | -1
node_1396987_338_15295283_94 |  |  | PQ | ABCN | 2771.281 | 8101604 | no | no |  |  | no |  |  | 1396987.338 | 15295283.94 |  | -1
node_1397006_637_15295290_223 |  |  | PQ | ABCN | 2771.281 | 8101604 | no | no |  |  | no |  |  | 1397006.637 | 15295290.223 |  | -1
node_1397140_928_15295777_246 |  |  | PQ | ABCN | 2771.281 | 8101604 | no | no |  |  | no |  |  | 1397140.928 | 15295777.246 |  | -1
node_1397142_512_15295750_717 |  |  | PQ | ABCN | 2771.281 | 8101604 | no | no |  |  | no |  |  | 1397142.512 | 15295750.717 |  | -1
node_1397144_514_15295803_464 |  |  | PQ | ABCN | 2771.281 | 8101604 | no | no |  |  | no |  |  | 1397144.514 | 15295803.464 |  | -1
node_1397336_673_15294654_026 |  |  | PQ | ABCN | 2771.281 | 8101604 | no | no |  |  | no |  |  | 1397336.673 | 15294654.026 |  | -1
node_1397355_656_15294661_885 |  |  | PQ | ABCN | 2771.281 | 8101604 | no | no |  |  | no |  |  | 1397355.656 | 15294661.885 |  | -1
node_1397387_115_15294705_074 |  |  | PQ | ABCN | 2771.281 | 8101604 | no | no |  |  | no |  |  | 1397387.115 | 15294705.074 |  | -1
node_1397406_765_15294708_823 |  |  | PQ | ABCN | 2771.281 | 8101604 | no | no |  |  | no |  |  | 1397406.765 | 15294708.823 |  | -1
node_1397426_436_15294705_622 |  |  | PQ | ABCN | 2771.281 | 8101604 | no | no |  |  | no |  |  | 1397426.436 | 15294705.622 |  | -1
node_8101604_200805041 |  |  | PQ | AN | 2771.281 | 8101604 | no | no |  |  | no |  |  | 1396490.072 | 15294959.967 |  | -1
node_8101604_200805107 |  |  | PQ | ABCN | 2771.281 | 8101604 | no | no |  |  | no |  |  | 1395103.111 | 15293125.246 |  | -1
node_8101604_200805602 |  |  | PQ | ABCN | 2771.281 | 8101604 | no | no |  |  | no |  |  | 1395149.706 | 15293814.115 |  | -1
node_8101604_200807766 |  |  | PQ | ABCN | 2771.281 | 8101604 | no | no |  |  | no |  |  | 1395031.068 | 15293040.973 |  | -1
node_8101604_200807772 |  |  | PQ | ABCN | 2771.281 | 8101604 | no | no |  |  | no |  |  | 1395100.076 | 15293070.932 |  | -1
node_8101604_200807773 |  |  | PQ | ABCD | 2771.281 | 8101604 | no | no |  |  | no |  |  | 1395202.31 | 15293106.257 |  | -1
node_8101604_200807776 |  |  | PQ | ABCD | 2771.281 | 8101604 | no | no |  |  | no |  |  | 1395348.753 | 15293150.481 |  | -1
node_8101604_200807777 |  |  | PQ | ABCD | 2771.281 | 8101604 | no | no |  |  | no |  |  | 1395432.275 | 15293187.343 |  | -1
node_8101604_200807778 |  |  | PQ | ABCD | 2771.281 | 8101604 | no | no |  |  | no |  |  | 1395537.643 | 15293225.424 |  | -1
node_8101604_200807779 |  |  | PQ | ABCN | 2771.281 | 8101604 | no | no |  |  | no |  |  | 1395629.737 | 15293257.493 |  | -1
node_8101604_200807780 |  |  | PQ | ABCD | 2771.281 | 8101604 | no | no |  |  | no |  |  | 1395686.059 | 15293277.395 |  | -1
node_8101604_200807782 |  |  | PQ | ABCN | 2771.281 | 8101604 | no | no |  |  | no |  |  | 1395686.267 | 15293347.749 |  | -1
node_8101604_200807784 |  |  | PQ | ABCD | 2771.281 | 8101604 | no | no |  |  | no |  |  | 1395858.049 | 15293396.146 |  | -1
node_8101604_200807785 |  |  | PQ | ABCD | 2771.281 | 8101604 | no | no |  |  | no |  |  | 1396040.788 | 15293459.801 |  | -1
node_8101604_200807786 |  |  | PQ | ABCN | 2771.281 | 8101604 | no | no |  |  | no |  |  | 1396149.502 | 15293491.173 |  | -1
node_8101604_200807790 |  |  | PQ | ABCN | 2771.281 | 8101604 | no | no |  |  | no |  |  | 1396508.059 | 15293628.146 |  | -1
node_8101604_200807792 |  |  | PQ | ABCN | 2771.281 | 8101604 | no | no |  |  | no |  |  | 1394406.483 | 15292826.543 |  | -1
node_8101604_200807819 |  |  | PQ | ABCD | 2771.281 | 8101604 | no | no |  |  | no |  |  | 1394614.723 | 15292901.772 |  | -1
node_8101604_200807834 |  |  | PQ | ABCD | 2771.281 | 8101604 | no | no |  |  | no |  |  | 1394736.905 | 15292946.16 |  | -1
node_8101604_200807856 |  |  | PQ | ABCD | 2771.281 | 8101604 | no | no |  |  | no |  |  | 1394825.237 | 15292975.738 |  | -1
node_8101604_200807876 |  |  | PQ | ABCD | 2771.281 | 8101604 | no | no |  |  | no |  |  | 1394921.195 | 15293005.656 |  | -1
node_8101604_200808607 |  |  | PQ | ABCD | 2771.281 | 8101604 | no | no |  |  | no |  |  | 1396570.304 | 15295355.134 |  | -1
node_8101604_200808608 |  |  | PQ | ABCD | 2771.281 | 8101604 | no | no |  |  | no |  |  | 1396557.026 | 15295324.187 |  | -1
node_8101604_200808609 |  |  | PQ | ABCN | 2771.281 | 8101604 | no | no |  |  | no |  |  | 1396561.822 | 15295133.3 |  | -1
node_8101604_200808610 |  |  | PQ | ABCN | 2771.281 | 8101604 | no | no |  |  | no |  |  | 1396572.071 | 15294983.398 |  | -1
node_8101604_200808612 |  |  | PQ | ABCD | 2771.281 | 8101604 | no | no |  |  | no |  |  | 1396807.809 | 15295367.2 |  | -1
node_8101604_200808613 |  |  | PQ | ABCD | 2771.281 | 8101604 | no | no |  |  | no |  |  | 1396862.748 | 15295368.035 |  | -1
node_8101604_200808614 |  |  | PQ | ABCN | 2771.281 | 8101604 | no | no |  |  | no |  |  | 1396979.168 | 15295383.822 |  | -1
node_8101604_200808615 |  |  | PQ | ABCD | 2771.281 | 8101604 | no | no |  |  | no |  |  | 1397044.241 | 15295383.45 |  | -1
node_8101604_200808759 |  |  | PQ | ABCD | 2771.281 | 8101604 | no | no |  |  | no |  |  | 1396249.94 | 15294171.555 |  | -1
node_8101604_200808760 |  |  | PQ | ABCN | 2771.281 | 8101604 | no | no |  |  | no |  |  | 1396264.372 | 15294405.158 |  | -1
node_8101604_200808838 |  |  | PQ | ABCD | 2771.281 | 8101604 | no | no |  |  | no |  |  | 1396425.892 | 15294867.12 |  | -1
node_8101604_200808839 |  |  | PQ | ABCN | 2771.281 | 8101604 | no | no |  |  | no |  |  | 1396494.247 | 15294904.775 |  | -1
node_8101604_200808841 |  |  | PQ | ABCD | 2771.281 | 8101604 | no | no |  |  | no |  |  | 1396661.832 | 15295011.011 |  | -1
node_8101604_200808843 |  |  | PQ | ABCD | 2771.281 | 8101604 | no | no |  |  | no |  |  | 1396778.757 | 15294953.669 |  | -1
node_8101604_200808844 |  |  | PQ | ABCD | 2771.281 | 8101604 | no | no |  |  | no |  |  | 1396866.563 | 15294889.34 |  | -1
node_8101604_200808987 |  |  | PQ | ABCN | 2771.281 | 8101604 | no | no |  |  | no |  |  | 1396719.483 | 15294443.129 |  | -1
node_8101604_200808988 |  |  | PQ | ABCD | 2771.281 | 8101604 | no | no |  |  | no |  |  | 1396829.89 | 15294506.349 |  | -1
node_8101604_200808989 |  |  | PQ | ABCN | 2771.281 | 8101604 | no | no |  |  | no |  |  | 1397352.33 | 15294563.731 |  | -1
node_8101604_200808990 |  |  | PQ | ABCD | 2771.281 | 8101604 | no | no |  |  | no |  |  | 1397011.621 | 15294609.201 |  | -1
node_8101604_200808991 |  |  | PQ | ABCD | 2771.281 | 8101604 | no | no |  |  | no |  |  | 1397153.633 | 15294652.87 |  | -1
node_8101604_200808992 |  |  | PQ | ABCD | 2771.281 | 8101604 | no | no |  |  | no |  |  | 1397301.864 | 15294576.567 |  | -1
node_8101604_200808993 |  |  | PQ | ABCD | 2771.281 | 8101604 | no | no |  |  | no |  |  | 1397376.344 | 15294501.283 |  | -1
node_8101604_200808994 |  |  | PQ | ABCD | 2771.281 | 8101604 | no | no |  |  | no |  |  | 1397410.259 | 15294482.764 |  | -1
node_8101604_200809018 |  |  | PQ | ABCD | 2771.281 | 8101604 | no | no |  |  | no |  |  | 1397312.608 | 15296012.6 |  | -1
node_8101604_200809022 |  |  | PQ | ABCN | 2771.281 | 8101604 | no | no |  |  | no |  |  | 1397216.788 | 15295772.693 |  | -1
node_8101604_200809024 |  |  | PQ | ABCD | 2771.281 | 8101604 | no | no |  |  | no |  |  | 1397281.133 | 15295776.229 |  | -1
node_8101604_200809031 |  |  | PQ | ABCD | 2771.281 | 8101604 | no | no |  |  | no |  |  | 1397398.096 | 15295783.195 |  | -1
node_8101604_200809032 |  |  | PQ | ABCD | 2771.281 | 8101604 | no | no |  |  | no |  |  | 1397396.164 | 15295722.1 |  | -1
node_8101604_200809033 |  |  | PQ | ABCD | 2771.281 | 8101604 | no | no |  |  | no |  |  | 1397343.823 | 15295710.712 |  | -1
node_8101604_200809034 |  |  | PQ | ABCD | 2771.281 | 8101604 | no | no |  |  | no |  |  | 1397490.295 | 15295649.065 |  | -1
node_8101604_200809064 |  |  | PQ | ABCD | 2771.281 | 8101604 | no | no |  |  | no |  |  | 1396551.473 | 15293677.534 |  | -1
node_8101604_200809065 |  |  | PQ | ABCD | 2771.281 | 8101604 | no | no |  |  | no |  |  | 1396466.327 | 15294427.153 |  | -1
node_8101604_200809066 |  |  | PQ | ABCN | 2771.281 | 8101604 | no | no |  |  | no |  |  | 1396454.163 | 15294537.569 |  | -1
node_8101604_200809067 |  |  | PQ | ABCD | 2771.281 | 8101604 | no | no |  |  | no |  |  | 1396434.898 | 15294682.967 |  | -1
node_8101604_200809068 |  |  | PQ | ABCN | 2771.281 | 8101604 | no | no |  |  | no |  |  | 1396429.717 | 15294788.069 |  | -1
node_8101604_200809070 |  |  | PQ | ABCD | 2771.281 | 8101604 | no | no |  |  | no |  |  | 1396550.13 | 15293780.168 |  | -1
node_8101604_200809083 |  |  | PQ | ABCD | 2771.281 | 8101604 | no | no |  |  | no |  |  | 1396554.251 | 15293838.936 |  | -1
node_8101604_200809089 |  |  | PQ | ABCN | 2771.281 | 8101604 | no | no |  |  | no |  |  | 1396535.155 | 15293973.512 |  | -1
node_8101604_200809090 |  |  | PQ | ABCN | 2771.281 | 8101604 | no | no |  |  | no |  |  | 1396518.289 | 15294165.868 |  | -1
node_8101604_200809095 |  |  | PQ | ABCD | 2771.281 | 8101604 | no | no |  |  | no |  |  | 1396468.229 | 15294174.214 |  | -1
node_8101604_200809096 |  |  | PQ | ABCD | 2771.281 | 8101604 | no | no |  |  | no |  |  | 1396464.765 | 15294368.017 |  | -1
node_8101604_200809331 |  |  | PQ | AN | 2771.281 | 8101604 | no | no |  |  | no |  |  | 1394930.988 | 15291409.28 |  | -1
node_8101604_200809333 |  |  | PQ | AD | 2771.281 | 8101604 | no | no |  |  | no |  |  | 1394892.739 | 15291513.618 |  | -1
node_8101604_200809334 |  |  | PQ | AD | 2771.281 | 8101604 | no | no |  |  | no |  |  | 1394856.33 | 15291623.659 |  | -1
node_8101604_200809339 |  |  | PQ | ABCN | 2771.281 | 8101604 | no | no |  |  | no |  |  | 1395242.709 | 15292289.023 |  | -1
node_8101604_200809341 |  |  | PQ | ABCD | 2771.281 | 8101604 | no | no |  |  | no |  |  | 1395309.854 | 15291939.714 |  | -1
node_8101604_200809342 |  |  | PQ | ABCD | 2771.281 | 8101604 | no | no |  |  | no |  |  | 1395072.291 | 15292638.462 |  | -1
node_8101604_200809343 |  |  | PQ | ABCN | 2771.281 | 8101604 | no | no |  |  | no |  |  | 1395050.81 | 15292703.821 |  | -1
node_8101604_200809344 |  |  | PQ | ABCD | 2771.281 | 8101604 | no | no |  |  | no |  |  | 1395019.305 | 15292768.253 |  | -1
node_8101604_200809345 |  |  | PQ | ABCN | 2771.281 | 8101604 | no | no |  |  | no |  |  | 1395078.482 | 15292787.736 |  | -1
node_8101604_200809346 |  |  | PQ | ABCN | 2771.281 | 8101604 | no | no |  |  | no |  |  | 1395154.318 | 15292817.538 |  | -1
node_8101604_200809347 |  |  | PQ | ABCD | 2771.281 | 8101604 | no | no |  |  | no |  |  | 1394978.761 | 15292875.77 |  | -1
node_8101604_200809348 |  |  | PQ | ABCD | 2771.281 | 8101604 | no | no |  |  | no |  |  | 1394956.209 | 15292956.343 |  | -1
node_8101604_200809349 |  |  | PQ | ABCD | 2771.281 | 8101604 | no | no |  |  | no |  |  | 1395293.18 | 15291990.288 |  | -1
node_8101604_200809350 |  |  | PQ | ABCN | 2771.281 | 8101604 | no | no |  |  | no |  |  | 1395265.94 | 15292091.19 |  | -1
node_8101604_200809351 |  |  | PQ | ABCD | 2771.281 | 8101604 | no | no |  |  | no |  |  | 1395226.392 | 15292194.217 |  | -1
node_8101604_200809352 |  |  | PQ | ABCD | 2771.281 | 8101604 | no | no |  |  | no |  |  | 1395186.108 | 15292291.077 |  | -1
node_8101604_200809353 |  |  | PQ | ABCN | 2771.281 | 8101604 | no | no |  |  | no |  |  | 1395233.858 | 15292300.965 |  | -1
node_8101604_200809354 |  |  | PQ | ABCD | 2771.281 | 8101604 | no | no |  |  | no |  |  | 1395156.815 | 15292375.489 |  | -1
node_8101604_200809355 |  |  | PQ | ABCN | 2771.281 | 8101604 | no | no |  |  | no |  |  | 1395138.486 | 15292420.852 |  | -1
node_8101604_200809356 |  |  | PQ | ABCD | 2771.281 | 8101604 | no | no |  |  | no |  |  | 1395096.854 | 15292569.411 |  | -1
node_8101604_200809358 |  |  | PQ | ABCD | 2771.281 | 8101604 | no | no |  |  | no |  |  | 1394779.961 | 15293541.292 |  | -1
node_8101604_200809359 |  |  | PQ | ABCN | 2771.281 | 8101604 | no | no |  |  | no |  |  | 1394816.393 | 15293476.308 |  | -1
node_8101604_200809360 |  |  | PQ | ABCD | 2771.281 | 8101604 | no | no |  |  | no |  |  | 1394848.903 | 15293357.773 |  | -1
node_8101604_200809361 |  |  | PQ | ABCD | 2771.281 | 8101604 | no | no |  |  | no |  |  | 1394910.809 | 15293197.336 |  | -1
node_8101604_200809362 |  |  | PQ | ABCD | 2771.281 | 8101604 | no | no |  |  | no |  |  | 1394933.539 | 15293115.244 |  | -1
node_8101604_200809368 |  |  | PQ | AN | 2771.281 | 8101604 | no | no |  |  | no |  |  | 1395551.385 | 15292348.637 |  | -1
node_8101604_200809369 |  |  | PQ | AD | 2771.281 | 8101604 | no | no |  |  | no |  |  | 1395502.845 | 15292450.961 |  | -1
node_8101604_200809370 |  |  | PQ | AD | 2771.281 | 8101604 | no | no |  |  | no |  |  | 1395471.68 | 15292540.05 |  | -1
node_8101604_200809371 |  |  | PQ | AD | 2771.281 | 8101604 | no | no |  |  | no |  |  | 1395455.629 | 15292621.099 |  | -1
node_8101604_200809372 |  |  | PQ | AD | 2771.281 | 8101604 | no | no |  |  | no |  |  | 1395419.577 | 15292707.657 |  | -1
node_8101604_200809373 |  |  | PQ | AD | 2771.281 | 8101604 | no | no |  |  | no |  |  | 1395387.722 | 15292775.46 |  | -1
node_8101604_200809374 |  |  | PQ | AN | 2771.281 | 8101604 | no | no |  |  | no |  |  | 1395379.15 | 15292830.286 |  | -1
node_8101604_200809378 |  |  | PQ | AN | 2771.281 | 8101604 | no | no |  |  | no |  |  | 1395830.686 | 15292408.989 |  | -1
node_8101604_200809379 |  |  | PQ | AD | 2771.281 | 8101604 | no | no |  |  | no |  |  | 1395795.715 | 15292517.292 |  | -1
node_8101604_200809380 |  |  | PQ | AD | 2771.281 | 8101604 | no | no |  |  | no |  |  | 1395759.416 | 15292601.983 |  | -1
node_8101604_200809381 |  |  | PQ | AD | 2771.281 | 8101604 | no | no |  |  | no |  |  | 1395723.723 | 15292713.876 |  | -1
node_8101604_200809382 |  |  | PQ | AD | 2771.281 | 8101604 | no | no |  |  | no |  |  | 1395702.74 | 15292805.79 |  | -1
node_8101604_200809383 |  |  | PQ | AD | 2771.281 | 8101604 | no | no |  |  | no |  |  | 1395675.596 | 15292866.987 |  | -1
node_8101604_200809384 |  |  | PQ | AN | 2771.281 | 8101604 | no | no |  |  | no |  |  | 1395648.954 | 15292930.462 |  | -1
node_8101604_200809390 |  |  | PQ | AN | 2771.281 | 8101604 | no | no |  |  | no |  |  | 1394680.49 | 15292708.454 |  | -1
node_8101604_200809391 |  |  | PQ | ABCD | 2771.281 | 8101604 | no | no |  |  | no |  |  | 1394649.583 | 15292792.858 |  | -1
node_8101604_200809392 |  |  | PQ | ABCD | 2771.281 | 8101604 | no | no |  |  | no |  |  | 1394627.598 | 15292861.121 |  | -1
node_8101604_200809416 |  |  | PQ | AD | 2771.281 | 8101604 | no | no |  |  | no |  |  | 1394743.565 | 15292303.243 |  | -1
node_8101604_200809417 |  |  | PQ | AN | 2771.281 | 8101604 | no | no |  |  | no |  |  | 1394863.663 | 15292344.981 |  | -1
node_8101604_200809418 |  |  | PQ | AD | 2771.281 | 8101604 | no | no |  |  | no |  |  | 1394956.333 | 15292376.773 |  | -1
node_8101604_200809419 |  |  | PQ | AD | 2771.281 | 8101604 | no | no |  |  | no |  |  | 1395070.976 | 15292418.804 |  | -1
node_8101604_200809420 |  |  | PQ | ABCD | 2771.281 | 8101604 | no | no |  |  | no |  |  | 1395119.814 | 15292434.331 |  | -1
node_8101604_200809421 |  |  | PQ | ABCD | 2771.281 | 8101604 | no | no |  |  | no |  |  | 1395183.55 | 15292462.707 |  | -1
node_8101604_200809422 |  |  | PQ | ABCD | 2771.281 | 8101604 | no | no |  |  | no |  |  | 1395264.423 | 15292493.553 |  | -1
node_8101604_200809423 |  |  | PQ | AD | 2771.281 | 8101604 | no | no |  |  | no |  |  | 1395374.869 | 15292536.825 |  | -1
node_8101604_200809424 |  |  | PQ | AD | 2771.281 | 8101604 | no | no |  |  | no |  |  | 1395482.397 | 15292561.732 |  | -1
node_8101604_200809425 |  |  | PQ | AN | 2771.281 | 8101604 | no | no |  |  | no |  |  | 1395578.725 | 15292593.975 |  | -1
node_8101604_200809426 |  |  | PQ | AD | 2771.281 | 8101604 | no | no |  |  | no |  |  | 1395684.743 | 15292631.247 |  | -1
node_8101604_200809427 |  |  | PQ | AD | 2771.281 | 8101604 | no | no |  |  | no |  |  | 1395728.753 | 15292644.213 |  | -1
node_8101604_200809428 |  |  | PQ | AD | 2771.281 | 8101604 | no | no |  |  | no |  |  | 1395794.227 | 15292671.09 |  | -1
node_8101604_200809429 |  |  | PQ | AD | 2771.281 | 8101604 | no | no |  |  | no |  |  | 1395889.558 | 15292703.697 |  | -1
node_8101604_200809435 |  |  | PQ | ABCD | 2771.281 | 8101604 | no | no |  |  | no |  |  | 1394630.109 | 15291605.947 |  | -1
node_8101604_200809436 |  |  | PQ | ABCD | 2771.281 | 8101604 | no | no |  |  | no |  |  | 1394714.284 | 15291636.616 |  | -1
node_8101604_200809438 |  |  | PQ | ABCN | 2771.281 | 8101604 | no | no |  |  | no |  |  | 1394822.068 | 15291672.906 |  | -1
node_8101604_200809440 |  |  | PQ | ABCD | 2771.281 | 8101604 | no | no |  |  | no |  |  | 1394921.7 | 15291703.627 |  | -1
node_8101604_200809441 |  |  | PQ | ABCN | 2771.281 | 8101604 | no | no |  |  | no |  |  | 1395022.262 | 15291759.76 |  | -1
node_8101604_200809442 |  |  | PQ | ABCD | 2771.281 | 8101604 | no | no |  |  | no |  |  | 1395105.764 | 15291771.698 |  | -1
node_8101604_200809444 |  |  | PQ | ABCN | 2771.281 | 8101604 | no | no |  |  | no |  |  | 1395210.201 | 15291815.347 |  | -1
node_8101604_200809445 |  |  | PQ | ABCD | 2771.281 | 8101604 | no | no |  |  | no |  |  | 1395293.992 | 15291832.63 |  | -1
node_8101604_200809446 |  |  | PQ | ABCN | 2771.281 | 8101604 | no | no |  |  | no |  |  | 1395419.281 | 15291882.31 |  | -1
node_8101604_200809447 |  |  | PQ | ABCD | 2771.281 | 8101604 | no | no |  |  | no |  |  | 1395545.776 | 15291923.086 |  | -1
node_8101604_200809448 |  |  | PQ | ABCN | 2771.281 | 8101604 | no | no |  |  | no |  |  | 1395618.835 | 15291948.71 |  | -1
node_8101604_200809450 |  |  | PQ | ABCN | 2771.281 | 8101604 | no | no |  |  | no |  |  | 1394972.172 | 15292094.751 |  | -1
node_8101604_200809451 |  |  | PQ | ABCD | 2771.281 | 8101604 | no | no |  |  | no |  |  | 1395045.749 | 15292121.697 |  | -1
node_8101604_200809452 |  |  | PQ | ABCD | 2771.281 | 8101604 | no | no |  |  | no |  |  | 1395136.51 | 15292151.816 |  | -1
node_8101604_200809453 |  |  | PQ | ABCD | 2771.281 | 8101604 | no | no |  |  | no |  |  | 1395200.955 | 15292191.744 |  | -1
node_8101604_200815459 |  |  | PQ | ABCD | 2771.281 | 8101604 | no | no |  |  | no |  |  | 1396752.96 | 15295518.562 |  | -1
node_8101604_200815461 |  |  | PQ | ABCD | 2771.281 | 8101604 | no | no |  |  | no |  |  | 1396747.501 | 15295636.434 |  | -1
node_8101604_200815462 |  |  | PQ | ABCN | 2771.281 | 8101604 | no | no |  |  | no |  |  | 1396766.604 | 15295666.9 |  | -1
node_8101604_200815463 |  |  | PQ | ABCD | 2771.281 | 8101604 | no | no |  |  | no |  |  | 1396770.102 | 15295878.553 |  | -1
node_8101604_200815464 |  |  | PQ | ABCN | 2771.281 | 8101604 | no | no |  |  | no |  |  | 1396830.394 | 15295877.198 |  | -1
node_8101604_200815517 |  |  | PQ | ABCD | 2771.281 | 8101604 | no | no |  |  | no |  |  | 1397260.621 | 15295987.614 |  | -1
node_8101604_200815519 |  |  | PQ | ABCD | 2771.281 | 8101604 | no | no |  |  | no |  |  | 1397018.258 | 15295993.713 |  | -1
node_8101604_200815520 |  |  | PQ | ABCN | 2771.281 | 8101604 | no | no |  |  | no |  |  | 1396864.731 | 15296000.822 |  | -1
node_8101604_200815521 |  |  | PQ | ABCD | 2771.281 | 8101604 | no | no |  |  | no |  |  | 1396774.705 | 15296008.343 |  | -1
node_8101604_200815522 |  |  | PQ | ABCD | 2771.281 | 8101604 | no | no |  |  | no |  |  | 1396790.739 | 15296181.66 |  | -1
node_8101604_200815523 |  |  | PQ | ABCN | 2771.281 | 8101604 | no | no |  |  | no |  |  | 1396796.854 | 15296352.473 |  | -1
node_8101604_200816144 |  |  | PQ | ABCD | 2771.281 | 8101604 | no | no |  |  | no |  |  | 1396232.586 | 15294047.046 |  | -1
node_8101604_200816146 |  |  | PQ | ABCN | 2771.281 | 8101604 | no | no |  |  | no |  |  | 1395161.215 | 15293720.342 |  | -1
node_8101604_200816147 |  |  | PQ | ABCN | 2771.281 | 8101604 | no | no |  |  | no |  |  | 1395134.656 | 15293714.41 |  | -1
node_8101604_200816148 |  |  | PQ | ABCN | 2771.281 | 8101604 | no | no |  |  | no |  |  | 1395088.693 | 15293700.299 |  | -1
node_8101604_200816149 |  |  | PQ | ABCD | 2771.281 | 8101604 | no | no |  |  | no |  |  | 1394945.65 | 15293650.267 |  | -1
node_8101604_200816151 |  |  | PQ | ABCN | 2771.281 | 8101604 | no | no |  |  | no |  |  | 1394832.727 | 15293606.659 |  | -1
node_8101604_200816153 |  |  | PQ | ABCD | 2771.281 | 8101604 | no | no |  |  | no |  |  | 1394726.661 | 15293577.946 |  | -1
node_8101604_200816154 |  |  | PQ | ABCD | 2771.281 | 8101604 | no | no |  |  | no |  |  | 1394545.985 | 15293510.225 |  | -1
node_8101604_200816155 |  |  | PQ | ABCD | 2771.281 | 8101604 | no | no |  |  | no |  |  | 1394461.921 | 15293484.095 |  | -1
node_8101604_200816156 |  |  | PQ | ABCN | 2771.281 | 8101604 | no | no |  |  | no |  |  | 1394374.183 | 15293434.786 |  | -1
node_8101604_200816157 |  |  | PQ | ABCN | 2771.281 | 8101604 | no | no |  |  | no |  |  | 1394211.347 | 15293371.04 |  | -1
node_8101604_200816159 |  |  | PQ | ABCD | 2771.281 | 8101604 | no | no |  |  | no |  |  | 1396052.939 | 15294006.225 |  | -1
node_8101604_200816161 |  |  | PQ | ABCD | 2771.281 | 8101604 | no | no |  |  | no |  |  | 1395958.869 | 15293982.963 |  | -1
node_8101604_200816162 |  |  | PQ | ABCN | 2771.281 | 8101604 | no | no |  |  | no |  |  | 1395849.166 | 15293960.262 |  | -1
node_8101604_200816164 |  |  | PQ | ABCD | 2771.281 | 8101604 | no | no |  |  | no |  |  | 1395774.172 | 15293934.653 |  | -1
node_8101604_200816165 |  |  | PQ | ABCD | 2771.281 | 8101604 | no | no |  |  | no |  |  | 1395680.185 | 15293906.019 |  | -1
node_8101604_200816166 |  |  | PQ | ABCD | 2771.281 | 8101604 | no | no |  |  | no |  |  | 1395545.4 | 15293860.911 |  | -1
node_8101604_200816167 |  |  | PQ | ABCN | 2771.281 | 8101604 | no | no |  |  | no |  |  | 1395408.832 | 15293804.791 |  | -1
node_8101604_200816168 |  |  | PQ | ABCD | 2771.281 | 8101604 | no | no |  |  | no |  |  | 1395308.564 | 15293772.232 |  | -1
node_8101604_200955946 |  |  | PQ | ABCD | 2771.281 | 8101604 | no | no |  |  | no |  |  | 1396620.024 | 15294409.314 |  | -1
node_8101604_200961718 |  |  | PQ | ABCD | 2771.281 | 8101604 | no | no |  |  | no |  |  | 1396923.687 | 15294561.896 |  | -1
node_8101604_200980283 |  |  | PQ | ABCD | 2771.281 | 8101604 | no | no |  |  | no |  |  | 1396563.382 | 15294950.445 |  | -1
node_8101604_201064403 |  |  | PQ | ABCN | 2771.281 | 8101604 | no | no |  |  | no |  |  | 1397407.077 | 15294606.828 |  | -1
node_8101604_310055476 |  |  | PQ | ABCD | 2771.281 | 8101604 | no | no |  |  | no |  |  | 1397292.406 | 15295866.266 |  | -1
node_8101604_311879701 |  |  | PQ | ABCD | 2771.281 | 8101604 | no | no |  |  | no |  |  | 1397523.275 | 15295609.129 |  | -1
node_8101604_311895394 |  |  | PQ | ABCN | 2771.281 | 8101604 | no | no |  |  | no |  |  | 1394665.115 | 15292750.442 |  | -1
node_8101604_311933165 |  |  | PQ | ABCD | 2771.281 | 8101604 | no | no |  |  | no |  |  | 1396235.139 | 15294092.586 |  | -1
node_SOURCE_8101604 |  |  | SWING | ABCN | 2771.281 | 8101604 | no | no |  |  | no |  |  | 1397384.345 | 15295674.636 |  | -1
node_intto1_8101604_200805107 |  |  | PQ | ABCN | 2771.281 | 8101604 | no | no |  |  | no |  |  | 1395103.111 | 15293125.246 |  | -1
node_intto1_8101604_200808990 |  |  | PQ | ABCD | 2771.281 | 8101604 | no | no |  |  | no |  |  | 1397011.621 | 15294609.201 |  | -1
node_intto1_8101604_200808994 |  |  | PQ | ABCD | 2771.281 | 8101604 | no | no |  |  | no |  |  | 1397410.259 | 15294482.764 |  | -1
node_intto1_8101604_200809090 |  |  | PQ | ABCD | 2771.281 | 8101604 | no | no |  |  | no |  |  | 1396518.289 | 15294165.868 |  | -1
node_intto1_8101604_200809339 |  |  | PQ | ABCN | 2771.281 | 8101604 | no | no |  |  | no |  |  | 1395242.709 | 15292289.023 |  | -1
node_intto1_8101604_200809372 |  |  | PQ | AD | 2771.281 | 8101604 | no | no |  |  | no |  |  | 1395419.577 | 15292707.657 |  | -1
node_intto1_8101604_200809444 |  |  | PQ | ABCD | 2771.281 | 8101604 | no | no |  |  | no |  |  | 1395210.201 | 15291815.347 |  | -1
node_intto1_8101604_200815464 |  |  | PQ | ABCD | 2771.281 | 8101604 | no | no |  |  | no |  |  | 1396830.394 | 15295877.198 |  | -1

## overhead_line
data_type | static
owner_type | feeder
owner | 8101604
object | overhead_line
name | groupid | phases | fr | to | length | configuration | dcircuit | selected | monitored | monitored_fields | class_monitored_fields | played | played_fields | comments | R | X | B | lim_kw
oh_line_8101604_200807766 |  | ABCD | node_8101604_200807876 | node_8101604_200807766 | 115.41 | bal_3P_2CU | 8101604 | no | no |  |  | no |  |  | 0 | 0 | 0 | 0
oh_line_8101604_200807772 |  | ABCD | node_8101604_200807766 | node_8101604_200807772 | 75.23 | bal_3P_2CU | 8101604 | no | no |  |  | no |  |  | 0 | 0 | 0 | 0
oh_line_8101604_200807773 |  | ABCD | node_8101604_200807772 | node_8101604_200807773 | 108.165 | bal_3P_1/0AC | 8101604 | no | no |  |  | no |  |  | 0 | 0 | 0 | 0
oh_line_8101604_200807776 |  | ABCD | node_8101604_200807773 | node_8101604_200807776 | 152.975 | bal_3P_1/0AC | 8101604 | no | no |  |  | no |  |  | 0 | 0 | 0 | 0
oh_line_8101604_200807777 |  | ABCD | node_8101604_200807776 | node_8101604_200807777 | 91.294 | bal_3P_1/0AC | 8101604 | no | no |  |  | no |  |  | 0 | 0 | 0 | 0
oh_line_8101604_200807778 |  | ABCD | node_8101604_200807777 | node_8101604_200807778 | 112.039 | bal_3P_1/0AC | 8101604 | no | no |  |  | no |  |  | 0 | 0 | 0 | 0
oh_line_8101604_200807779 |  | ABCD | node_8101604_200807778 | node_8101604_200807779 | 97.517 | bal_3P_1/0AC | 8101604 | no | no |  |  | no |  |  | 0 | 0 | 0 | 0
oh_line_8101604_200807780 |  | ABCD | node_8101604_200807779 | node_8101604_200807780 | 59.735 | bal_3P_1/0AC | 8101604 | no | no |  |  | no |  |  | 0 | 0 | 0 | 0
oh_line_8101604_200807782 |  | ABCD | node_8101604_200807780 | node_8101604_200807782 | 70.354 | bal_3P_1/0AA | 8101604 | no | no |  |  | no |  |  | 0 | 0 | 0 | 0
oh_line_8101604_200807784 |  | ABCD | node_8101604_200807780 | node_8101604_200807784 | 209.003 | bal_3P_1/0AC | 8101604 | no | no |  |  | no |  |  | 0 | 0 | 0 | 0
oh_line_8101604_200807785 |  | ABCD | node_8101604_200807784 | node_8101604_200807785 | 193.508 | bal_3P_1/0AC | 8101604 | no | no |  |  | no |  |  | 0 | 0 | 0 | 0
oh_line_8101604_200807786 |  | ABCD | node_8101604_200807785 | node_8101604_200807786 | 113.15 | bal_3P_1/0AC | 8101604 | no | no |  |  | no |  |  | 0 | 0 | 0 | 0
oh_line_8101604_200807790 |  | ABCD | node_8101604_200809064 | node_8101604_200807790 | 65.756 | bal_3P_4/0AL | 8101604 | no | no |  |  | no |  |  | 0 | 0 | 0 | 0
oh_line_8101604_200807792 |  | ABCD | node_8101604_200807819 | node_8101604_200807792 | 221.412 | bal_3P_1/0AA | 8101604 | no | no |  |  | no |  |  | 0 | 0 | 0 | 0
oh_line_8101604_200807819 |  | ABCD | node_8101604_200807834 | node_8101604_200807819 | 129.995 | bal_3P_2CU | 8101604 | no | no |  |  | no |  |  | 0 | 0 | 0 | 0
oh_line_8101604_200807834 |  | ABCD | node_8101604_200807856 | node_8101604_200807834 | 93.153 | bal_3P_2CU | 8101604 | no | no |  |  | no |  |  | 0 | 0 | 0 | 0
oh_line_8101604_200807856 |  | ABCD | node_8101604_200807876 | node_8101604_200807856 | 100.514 | bal_3P_2CU | 8101604 | no | no |  |  | no |  |  | 0 | 0 | 0 | 0
oh_line_8101604_200807876 |  | ABCD | node_8101604_200809362 | node_8101604_200807876 | 110.281 | bal_3P_2/0CU | 8101604 | no | no |  |  | no |  |  | 0 | 0 | 0 | 0
oh_line_8101604_200808607 |  | ABCD | node_8101604_200808612 | node_8101604_200808607 | 237.811 | bal_3P_477AL | 8101604 | no | no |  |  | no |  |  | 0 | 0 | 0 | 0
oh_line_8101604_200808608 |  | ABCD | node_8101604_200808607 | node_8101604_200808608 | 33.676 | bal_3P_477AL | 8101604 | no | no |  |  | no |  |  | 0 | 0 | 0 | 0
oh_line_8101604_200808609 |  | ABCD | node_8101604_200808608 | node_8101604_200808609 | 190.947 | bal_3P_477AL | 8101604 | no | no |  |  | no |  |  | 0 | 0 | 0 | 0
oh_line_8101604_200808610 |  | ABCD | node_8101604_200808609 | node_8101604_200808610 | 150.253 | bal_3P_477AL | 8101604 | no | no |  |  | no |  |  | 0 | 0 | 0 | 0
oh_line_8101604_200808612 |  | ABCD | node_8101604_200815459 | node_8101604_200808612 | 160.993 | bal_3P_477AL | 8101604 | no | no |  |  | no |  |  | 0 | 0 | 0 | 0
oh_line_8101604_200808613 |  | ABCD | node_8101604_200808612 | node_8101604_200808613 | 54.946 | bal_3P_477AL | 8101604 | no | no |  |  | no |  |  | 0 | 0 | 0 | 0
oh_line_8101604_200808614 |  | ABCD | node_8101604_200808613 | node_8101604_200808614 | 117.485 | bal_3P_477AL | 8101604 | no | no |  |  | no |  |  | 0 | 0 | 0 | 0
oh_line_8101604_200808615 |  | ABCD | node_8101604_200808614 | node_8101604_200808615 | 65.074 | bal_3P_477AL | 8101604 | no | no |  |  | no |  |  | 0 | 0 | 0 | 0
oh_line_8101604_200808759 |  | ABCD | node_8101604_200808760 | node_8101604_200808759 | 234.049 | bal_3P_477AL | 8101604 | no | no |  |  | no |  |  | 0 | 0 | 0 | 0
oh_line_8101604_200808760 |  | ABCD | node_8101604_200809065 | node_8101604_200808760 | 203.149 | bal_3P_477AL | 8101604 | no | no |  |  | no |  |  | 0 | 0 | 0 | 0
oh_line_8101604_200808838 |  | ABCD | node_8101604_200808839 | node_8101604_200808838 | 78.041 | bal_3P_477AL | 8101604 | no | no |  |  | no |  |  | 0 | 0 | 0 | 0
oh_line_8101604_200808839 |  | ABCD | node_8101604_200980283 | node_8101604_200808839 | 82.858 | bal_3P_477AL | 8101604 | no | no |  |  | no |  |  | 0 | 0 | 0 | 0
oh_line_8101604_200808841 |  | ABCD | node_8101604_200980283 | node_8101604_200808841 | 115.588 | bal_3P_1/0AA | 8101604 | no | no |  |  | no |  |  | 0 | 0 | 0 | 0
oh_line_8101604_200808843 |  | ABCD | node_8101604_200808841 | node_8101604_200808843 | 130.228 | bal_3P_1/0AA | 8101604 | no | no |  |  | no |  |  | 0 | 0 | 0 | 0
oh_line_8101604_200808844 |  | ABCD | node_8101604_200808843 | node_8101604_200808844 | 108.849 | bal_3P_1/0AA | 8101604 | no | no |  |  | no |  |  | 0 | 0 | 0 | 0
oh_line_8101604_200808987 |  | ABCD | node_8101604_200955946 | node_8101604_200808987 | 105.05 | bal_3P_1/0AC | 8101604 | no | no |  |  | no |  |  | 0 | 0 | 0 | 0
oh_line_8101604_200808988 |  | ABCD | node_8101604_200808987 | node_8101604_200808988 | 127.226 | bal_3P_1/0AC | 8101604 | no | no |  |  | no |  |  | 0 | 0 | 0 | 0
oh_line_8101604_200808989 |  | ABCD | node_8101604_200808993 | node_8101604_200808989 | 66.906 | bal_3P_1/0AC | 8101604 | no | no |  |  | no |  |  | 0 | 0 | 0 | 0
oh_line_8101604_200808990 |  | ABCD | node_8101604_200961718 | node_intto1_8101604_200808990 | 99.851 | bal_3P_1/0AC | 8101604 | no | no |  |  | no |  |  | 0 | 0 | 0 | 0
oh_line_8101604_200808991 |  | ABCD | node_8101604_200808990 | node_8101604_200808991 | 148.575 | bal_3P_1/0AC | 8101604 | no | no |  |  | no |  |  | 0 | 0 | 0 | 0
oh_line_8101604_200808992 |  | ABCD | node_8101604_200808991 | node_8101604_200808992 | 166.717 | bal_3P_1/0AC | 8101604 | no | no |  |  | no |  |  | 0 | 0 | 0 | 0
oh_line_8101604_200808993 |  | ABCD | node_8101604_200808992 | node_8101604_200808993 | 105.9 | bal_3P_1/0AC | 8101604 | no | no |  |  | no |  |  | 0 | 0 | 0 | 0
oh_line_8101604_200808994 |  | ABCD | node_8101604_200808993 | node_intto1_8101604_200808994 | 38.642 | bal_3P_1/0AC | 8101604 | no | no |  |  | no |  |  | 0 | 0 | 0 | 0
oh_line_8101604_200809018 |  | ABCD | node_8101604_310055476 | node_8101604_200809018 | 147.721 | bal_3P_477AL | 8101604 | no | no |  |  | no |  |  | 0 | 0 | 0 | 0
oh_line_8101604_200809022 |  | ABCD | node_8101604_200809024 | node_8101604_200809022 | 64.442 | bal_3P_1/0AC | 8101604 | no | no |  |  | no |  |  | 0 | 0 | 0 | 0
oh_line_8101604_200809024 |  | ABCD | node_8101604_200809031 | node_8101604_200809024 | 117.17 | bal_3P_477AL | 8101604 | no | no |  |  | no |  |  | 0 | 0 | 0 | 0
oh_line_8101604_200809031 |  | ABCD | node_8101604_200809032 | node_8101604_200809031 | 61.125 | bal_3P_477AL | 8101604 | no | no |  |  | no |  |  | 0 | 0 | 0 | 0
oh_line_8101604_200809032 |  | ABCD | node_8101604_200809033 | node_8101604_200809032 | 53.566 | bal_3P_477AL | 8101604 | no | no |  |  | no |  |  | 0 | 0 | 0 | 0
oh_line_8101604_200809033 |  | ABCD | node_SOURCE_8101604 | node_8101604_200809033 | 54.255 | bal_3P_477AL | 8101604 | no | no |  |  | no |  |  | 0 | 0 | 0 | 0
oh_line_8101604_200809034 |  | ABCD | node_8101604_200809032 | node_8101604_200809034 | 119.142 | bal_3P_477AL | 8101604 | no | no |  |  | no |  |  | 0 | 0 | 0 | 0
oh_line_8101604_200809064 |  | ABCD | node_8101604_200809070 | node_8101604_200809064 | 102.643 | bal_3P_2/0CU | 8101604 | no | no |  |  | no |  |  | 0 | 0 | 0 | 0
oh_line_8101604_200809065 |  | ABCD | node_8101604_200809066 | node_8101604_200809065 | 111.084 | bal_3P_477AL | 8101604 | no | no |  |  | no |  |  | 0 | 0 | 0 | 0
oh_line_8101604_200809066 |  | ABCD | node_8101604_200809067 | node_8101604_200809066 | 146.669 | bal_3P_477AL | 8101604 | no | no |  |  | no |  |  | 0 | 0 | 0 | 0
oh_line_8101604_200809067 |  | ABCD | node_8101604_200809068 | node_8101604_200809067 | 105.229 | bal_3P_477AL | 8101604 | no | no |  |  | no |  |  | 0 | 0 | 0 | 0
oh_line_8101604_200809068 |  | ABCD | node_8101604_200808838 | node_8101604_200809068 | 79.143 | bal_3P_477AL | 8101604 | no | no |  |  | no |  |  | 0 | 0 | 0 | 0
oh_line_8101604_200809070 |  | ABCD | node_8101604_200809083 | node_8101604_200809070 | 58.913 | bal_3P_2/0CU | 8101604 | no | no |  |  | no |  |  | 0 | 0 | 0 | 0
oh_line_8101604_200809083 |  | ABCD | node_8101604_200809089 | node_8101604_200809083 | 135.923 | bal_3P_2/0CU | 8101604 | no | no |  |  | no |  |  | 0 | 0 | 0 | 0
oh_line_8101604_200809089 |  | ABCD | node_8101604_200809090 | node_8101604_200809089 | 193.094 | bal_3P_2/0CU | 8101604 | no | no |  |  | no |  |  | 0 | 0 | 0 | 0
oh_line_8101604_200809090 |  | ABCD | node_8101604_200809095 | node_intto1_8101604_200809090 | 50.759 | bal_3P_2/0CU | 8101604 | no | no |  |  | no |  |  | 0 | 0 | 0 | 0
oh_line_8101604_200809095 |  | ABCD | node_8101604_200809096 | node_8101604_200809095 | 193.834 | bal_3P_477AL | 8101604 | no | no |  |  | no |  |  | 0 | 0 | 0 | 0
oh_line_8101604_200809096 |  | ABCD | node_8101604_200809065 | node_8101604_200809096 | 59.157 | bal_3P_477AL | 8101604 | no | no |  |  | no |  |  | 0 | 0 | 0 | 0
oh_line_8101604_200809331 |  | AD | node_8101604_200809333 | node_8101604_200809331 | 111.127 | bal_1P_1/0AA | 8101604 | no | no |  |  | no |  |  | 0 | 0 | 0 | 0
oh_line_8101604_200809333 |  | AD | node_8101604_200809334 | node_8101604_200809333 | 115.908 | bal_1P_1/0AA | 8101604 | no | no |  |  | no |  |  | 0 | 0 | 0 | 0
oh_line_8101604_200809334 |  | AD | node_8101604_200809438 | node_8101604_200809334 | 59.993 | bal_1P_1/0AA | 8101604 | no | no |  |  | no |  |  | 0 | 0 | 0 | 0
oh_line_8101604_200809341 |  | ABCD | node_8101604_200809349 | node_8101604_200809341 | 53.252 | bal_3P_2/0CU | 8101604 | no | no |  |  | no |  |  | 0 | 0 | 0 | 0
oh_line_8101604_200809342 |  | ABCD | node_8101604_200809343 | node_8101604_200809342 | 68.798 | bal_3P_2/0CU | 8101604 | no | no |  |  | no |  |  | 0 | 0 | 0 | 0
oh_line_8101604_200809343 |  | ABCD | node_8101604_200809344 | node_8101604_200809343 | 71.722 | bal_3P_2/0CU | 8101604 | no | no |  |  | no |  |  | 0 | 0 | 0 | 0
oh_line_8101604_200809344 |  | ABCD | node_8101604_200809347 | node_8101604_200809344 | 114.907 | bal_3P_2/0CU | 8101604 | no | no |  |  | no |  |  | 0 | 0 | 0 | 0
oh_line_8101604_200809345 |  | ABCD | node_8101604_200809344 | node_8101604_200809345 | 62.302 | bal_3P_1/0AA | 8101604 | no | no |  |  | no |  |  | 0 | 0 | 0 | 0
oh_line_8101604_200809346 |  | ABCD | node_8101604_200809345 | node_8101604_200809346 | 81.482 | bal_3P_1/0AA | 8101604 | no | no |  |  | no |  |  | 0 | 0 | 0 | 0
oh_line_8101604_200809347 |  | ABCD | node_8101604_200809348 | node_8101604_200809347 | 83.669 | bal_3P_2/0CU | 8101604 | no | no |  |  | no |  |  | 0 | 0 | 0 | 0
oh_line_8101604_200809348 |  | ABCD | node_8101604_200807876 | node_8101604_200809348 | 60.479 | bal_3P_2/0CU | 8101604 | no | no |  |  | no |  |  | 0 | 0 | 0 | 0
oh_line_8101604_200809349-1 |  | ABCD | node_1395291_752_15291995_611 | node_8101604_200809349 | 5.511 | bal_3P_2/0CU | 8101604 | no | no |  |  | no |  |  | 0 | 0 | 0 | 0
oh_line_8101604_200809349-2 |  | ABCD | node_8101604_200809350 | node_1395291_752_15291995_611 | 99.003 | bal_3P_2/0CU | 8101604 | no | no |  |  | no |  |  | 0 | 0 | 0 | 0
oh_line_8101604_200809350 |  | ABCD | node_8101604_200809351 | node_8101604_200809350 | 110.357 | bal_3P_2/0CU | 8101604 | no | no |  |  | no |  |  | 0 | 0 | 0 | 0
oh_line_8101604_200809351 |  | ABCD | node_8101604_200809352 | node_8101604_200809351 | 104.903 | bal_3P_2/0CU | 8101604 | no | no |  |  | no |  |  | 0 | 0 | 0 | 0
oh_line_8101604_200809352 |  | ABCD | node_8101604_200809354 | node_8101604_200809352 | 89.35 | bal_3P_2/0CU | 8101604 | no | no |  |  | no |  |  | 0 | 0 | 0 | 0
oh_line_8101604_200809353 |  | ABCD | node_8101604_200809352 | node_8101604_200809353 | 48.763 | bal_3P_1/0AA | 8101604 | no | no |  |  | no |  |  | 0 | 0 | 0 | 0
oh_line_8101604_200809354 |  | ABCD | node_8101604_200809355 | node_8101604_200809354 | 48.926 | bal_3P_2/0CU | 8101604 | no | no |  |  | no |  |  | 0 | 0 | 0 | 0
oh_line_8101604_200809355 |  | ABCD | node_8101604_200809356 | node_8101604_200809355 | 154.282 | bal_3P_2/0CU | 8101604 | no | no |  |  | no |  |  | 0 | 0 | 0 | 0
oh_line_8101604_200809356 |  | ABCD | node_8101604_200809342 | node_8101604_200809356 | 73.29 | bal_3P_2/0CU | 8101604 | no | no |  |  | no |  |  | 0 | 0 | 0 | 0
oh_line_8101604_200809358 |  | ABCD | node_8101604_200816153 | node_8101604_200809358 | 64.687 | bal_3P_2/0CU | 8101604 | no | no |  |  | no |  |  | 0 | 0 | 0 | 0
oh_line_8101604_200809359 |  | ABCD | node_8101604_200809358 | node_8101604_200809359 | 74.5 | bal_3P_2/0CU | 8101604 | no | no |  |  | no |  |  | 0 | 0 | 0 | 0
oh_line_8101604_200809360 |  | ABCD | node_8101604_200809359 | node_8101604_200809360 | 122.912 | bal_3P_2/0CU | 8101604 | no | no |  |  | no |  |  | 0 | 0 | 0 | 0
oh_line_8101604_200809361 |  | ABCD | node_8101604_200809360 | node_8101604_200809361 | 171.967 | bal_3P_2/0CU | 8101604 | no | no |  |  | no |  |  | 0 | 0 | 0 | 0
oh_line_8101604_200809362 |  | ABCD | node_8101604_200809361 | node_8101604_200809362 | 85.181 | bal_3P_2/0CU | 8101604 | no | no |  |  | no |  |  | 0 | 0 | 0 | 0
oh_line_8101604_200809368 |  | AD | node_8101604_200809369 | node_8101604_200809368 | 113.254 | bal_1P_1/0AA | 8101604 | no | no |  |  | no |  |  | 0 | 0 | 0 | 0
oh_line_8101604_200809369 |  | AD | node_8101604_200809370 | node_8101604_200809369 | 94.383 | bal_1P_1/0AA | 8101604 | no | no |  |  | no |  |  | 0 | 0 | 0 | 0
oh_line_8101604_200809370 |  | AD | node_8101604_200809424 | node_8101604_200809370 | 24.186 | bal_1P_1CU | 8101604 | no | no |  |  | no |  |  | 0 | 0 | 0 | 0
oh_line_8101604_200809371 |  | AD | node_8101604_200809424 | node_8101604_200809371 | 65.123 | bal_1P_1/0AA | 8101604 | no | no |  |  | no |  |  | 0 | 0 | 0 | 0
oh_line_8101604_200809372 |  | AD | node_8101604_200809371 | node_intto1_8101604_200809372 | 93.77 | bal_1P_1/0AC | 8101604 | no | no |  |  | no |  |  | 0 | 0 | 0 | 0
oh_line_8101604_200809373 |  | AD | node_8101604_200809372 | node_8101604_200809373 | 74.914 | bal_1P_1/0AC | 8101604 | no | no |  |  | no |  |  | 0 | 0 | 0 | 0
oh_line_8101604_200809374 |  | AD | node_8101604_200809373 | node_8101604_200809374 | 55.492 | bal_1P_1/0AC | 8101604 | no | no |  |  | no |  |  | 0 | 0 | 0 | 0
oh_line_8101604_200809378 |  | AD | node_8101604_200809379 | node_8101604_200809378 | 113.809 | bal_1P_1/0AA | 8101604 | no | no |  |  | no |  |  | 0 | 0 | 0 | 0
oh_line_8101604_200809379 |  | AD | node_8101604_200809380 | node_8101604_200809379 | 92.143 | bal_1P_1/0AA | 8101604 | no | no |  |  | no |  |  | 0 | 0 | 0 | 0
oh_line_8101604_200809380 |  | AD | node_8101604_200809427 | node_8101604_200809380 | 52.188 | bal_1P_1/0AA | 8101604 | no | no |  |  | no |  |  | 0 | 0 | 0 | 0
oh_line_8101604_200809381 |  | AD | node_8101604_200809427 | node_8101604_200809381 | 69.844 | bal_1P_1/0AC | 8101604 | no | no |  |  | no |  |  | 0 | 0 | 0 | 0
oh_line_8101604_200809382 |  | AD | node_8101604_200809381 | node_8101604_200809382 | 94.279 | bal_1P_1/0AC | 8101604 | no | no |  |  | no |  |  | 0 | 0 | 0 | 0
oh_line_8101604_200809383 |  | AD | node_8101604_200809382 | node_8101604_200809383 | 66.946 | bal_1P_1/0AC | 8101604 | no | no |  |  | no |  |  | 0 | 0 | 0 | 0
oh_line_8101604_200809384 |  | AD | node_8101604_200809383 | node_8101604_200809384 | 68.84 | bal_1P_1/0AC | 8101604 | no | no |  |  | no |  |  | 0 | 0 | 0 | 0
oh_line_8101604_200809390 |  | AD | node_8101604_311895394 | node_8101604_200809390 | 44.715 | bal_1P_1/0AC | 8101604 | no | no |  |  | no |  |  | 0 | 0 | 0 | 0
oh_line_8101604_200809391 |  | ABCD | node_8101604_200809392 | node_8101604_200809391 | 71.716 | bal_3P_4CU | 8101604 | no | no |  |  | no |  |  | 0 | 0 | 0 | 0
oh_line_8101604_200809392 |  | ABCD | node_8101604_200807819 | node_8101604_200809392 | 42.641 | bal_3P_2CU | 8101604 | no | no |  |  | no |  |  | 0 | 0 | 0 | 0
oh_line_8101604_200809416 |  | AD | node_8101604_200809417 | node_8101604_200809416 | 127.144 | bal_1P_4CU | 8101604 | no | no |  |  | no |  |  | 0 | 0 | 0 | 0
oh_line_8101604_200809417 |  | AD | node_8101604_200809418 | node_8101604_200809417 | 97.972 | bal_1P_4CU | 8101604 | no | no |  |  | no |  |  | 0 | 0 | 0 | 0
oh_line_8101604_200809418 |  | AD | node_8101604_200809419 | node_8101604_200809418 | 122.105 | bal_1P_4CU | 8101604 | no | no |  |  | no |  |  | 0 | 0 | 0 | 0
oh_line_8101604_200809419 |  | AD | node_8101604_200809420 | node_8101604_200809419 | 51.247 | bal_1P_4CU | 8101604 | no | no |  |  | no |  |  | 0 | 0 | 0 | 0
oh_line_8101604_200809420 |  | ABCD | node_8101604_200809355 | node_8101604_200809420 | 23.029 | bal_3P_2/0CU | 8101604 | no | no |  |  | no |  |  | 0 | 0 | 0 | 0
oh_line_8101604_200809421 |  | ABCD | node_8101604_200809420 | node_8101604_200809421 | 69.767 | bal_3P_1CU | 8101604 | no | no |  |  | no |  |  | 0 | 0 | 0 | 0
oh_line_8101604_200809422 |  | ABCD | node_8101604_200809421 | node_8101604_200809422 | 86.555 | bal_3P_1CU | 8101604 | no | no |  |  | no |  |  | 0 | 0 | 0 | 0
oh_line_8101604_200809423 |  | AD | node_8101604_200809422 | node_8101604_200809423 | 118.621 | bal_1P_1CU | 8101604 | no | no |  |  | no |  |  | 0 | 0 | 0 | 0
oh_line_8101604_200809424 |  | AD | node_8101604_200809423 | node_8101604_200809424 | 110.375 | bal_1P_1CU | 8101604 | no | no |  |  | no |  |  | 0 | 0 | 0 | 0
oh_line_8101604_200809425 |  | AD | node_8101604_200809424 | node_8101604_200809425 | 101.581 | bal_1P_1CU | 8101604 | no | no |  |  | no |  |  | 0 | 0 | 0 | 0
oh_line_8101604_200809426 |  | AD | node_8101604_200809425 | node_8101604_200809426 | 112.379 | bal_1P_1CU | 8101604 | no | no |  |  | no |  |  | 0 | 0 | 0 | 0
oh_line_8101604_200809427 |  | AD | node_8101604_200809426 | node_8101604_200809427 | 45.881 | bal_1P_1/0AC | 8101604 | no | no |  |  | no |  |  | 0 | 0 | 0 | 0
oh_line_8101604_200809428 |  | AD | node_8101604_200809427 | node_8101604_200809428 | 70.775 | bal_1P_1/0AC | 8101604 | no | no |  |  | no |  |  | 0 | 0 | 0 | 0
oh_line_8101604_200809429 |  | AD | node_8101604_200809428 | node_8101604_200809429 | 100.754 | bal_1P_1/0AC | 8101604 | no | no |  |  | no |  |  | 0 | 0 | 0 | 0
oh_line_8101604_200809435 |  | ABCD | node_8101604_200809436 | node_8101604_200809435 | 89.588 | bal_3P_1CU | 8101604 | no | no |  |  | no |  |  | 0 | 0 | 0 | 0
oh_line_8101604_200809436 |  | ABCD | node_8101604_200809438 | node_8101604_200809436 | 113.73 | bal_3P_1CU | 8101604 | no | no |  |  | no |  |  | 0 | 0 | 0 | 0
oh_line_8101604_200809438 |  | ABCD | node_8101604_200809440 | node_8101604_200809438 | 104.261 | bal_3P_1CU | 8101604 | no | no |  |  | no |  |  | 0 | 0 | 0 | 0
oh_line_8101604_200809440 |  | ABCD | node_8101604_200809441 | node_8101604_200809440 | 115.168 | bal_3P_1CU | 8101604 | no | no |  |  | no |  |  | 0 | 0 | 0 | 0
oh_line_8101604_200809441 |  | ABCD | node_8101604_200809442 | node_8101604_200809441 | 84.351 | bal_3P_1CU | 8101604 | no | no |  |  | no |  |  | 0 | 0 | 0 | 0
oh_line_8101604_200809442 |  | ABCD | node_8101604_200809444 | node_8101604_200809442 | 113.191 | bal_3P_1CU | 8101604 | no | no |  |  | no |  |  | 0 | 0 | 0 | 0
oh_line_8101604_200809444 |  | ABCD | node_8101604_200809445 | node_intto1_8101604_200809444 | 85.555 | bal_3P_1CU | 8101604 | no | no |  |  | no |  |  | 0 | 0 | 0 | 0
oh_line_8101604_200809445 |  | ABCD | node_8101604_200809446 | node_8101604_200809445 | 134.78 | bal_3P_1CU | 8101604 | no | no |  |  | no |  |  | 0 | 0 | 0 | 0
oh_line_8101604_200809446 |  | ABCD | node_8101604_200809341 | node_8101604_200809446 | 123.569 | bal_3P_2/0CU | 8101604 | no | no |  |  | no |  |  | 0 | 0 | 0 | 0
oh_line_8101604_200809447 |  | ABCD | node_8101604_200809446 | node_8101604_200809447 | 132.904 | bal_3P_1CU | 8101604 | no | no |  |  | no |  |  | 0 | 0 | 0 | 0
oh_line_8101604_200809448 |  | ABCD | node_8101604_200809447 | node_8101604_200809448 | 77.423 | bal_3P_1CU | 8101604 | no | no |  |  | no |  |  | 0 | 0 | 0 | 0
oh_line_8101604_200809450 |  | ABCD | node_8101604_200809451 | node_8101604_200809450 | 78.356 | bal_3P_1/0AC | 8101604 | no | no |  |  | no |  |  | 0 | 0 | 0 | 0
oh_line_8101604_200809451 |  | ABCD | node_8101604_200809452 | node_8101604_200809451 | 95.627 | bal_3P_1/0AC | 8101604 | no | no |  |  | no |  |  | 0 | 0 | 0 | 0
oh_line_8101604_200809452 |  | ABCD | node_8101604_200809453 | node_8101604_200809452 | 75.813 | bal_3P_1/0AC | 8101604 | no | no |  |  | no |  |  | 0 | 0 | 0 | 0
oh_line_8101604_200809453 |  | ABCD | node_8101604_200809351 | node_8101604_200809453 | 25.557 | bal_3P_1/0AC | 8101604 | no | no |  |  | no |  |  | 0 | 0 | 0 | 0
oh_line_8101604_200815459 |  | ABCD | node_8101604_200815461 | node_8101604_200815459 | 117.999 | bal_3P_477AL | 8101604 | no | no |  |  | no |  |  | 0 | 0 | 0 | 0
oh_line_8101604_200815461 |  | ABCD | node_8101604_200815462 | node_8101604_200815461 | 35.96 | bal_3P_477AL | 8101604 | no | no |  |  | no |  |  | 0 | 0 | 0 | 0
oh_line_8101604_200815462 |  | ABCD | node_8101604_200815463 | node_8101604_200815462 | 211.681 | bal_3P_477AL | 8101604 | no | no |  |  | no |  |  | 0 | 0 | 0 | 0
oh_line_8101604_200815463 |  | ABCD | node_8101604_200815521 | node_8101604_200815463 | 129.871 | bal_3P_477AL | 8101604 | no | no |  |  | no |  |  | 0 | 0 | 0 | 0
oh_line_8101604_200815464 |  | ABCD | node_8101604_200815463 | node_intto1_8101604_200815464 | 60.307 | bal_3P_1/0AC | 8101604 | no | no |  |  | no |  |  | 0 | 0 | 0 | 0
oh_line_8101604_200815517 |  | ABCD | node_8101604_200809018 | node_8101604_200815517 | 57.679 | bal_3P_477AL | 8101604 | no | no |  |  | no |  |  | 0 | 0 | 0 | 0
oh_line_8101604_200815519 |  | ABCD | node_8101604_200815517 | node_8101604_200815519 | 242.44 | bal_3P_477AL | 8101604 | no | no |  |  | no |  |  | 0 | 0 | 0 | 0
oh_line_8101604_200815520 |  | ABCD | node_8101604_200815519 | node_8101604_200815520 | 153.692 | bal_3P_477AL | 8101604 | no | no |  |  | no |  |  | 0 | 0 | 0 | 0
oh_line_8101604_200815521 |  | ABCD | node_8101604_200815520 | node_8101604_200815521 | 90.34 | bal_3P_477AL | 8101604 | no | no |  |  | no |  |  | 0 | 0 | 0 | 0
oh_line_8101604_200815522 |  | ABCD | node_8101604_200815521 | node_8101604_200815522 | 174.057 | bal_3P_1/0AC | 8101604 | no | no |  |  | no |  |  | 0 | 0 | 0 | 0
oh_line_8101604_200815523 |  | ABCD | node_8101604_200815522 | node_8101604_200815523 | 170.923 | bal_3P_1/0AC | 8101604 | no | no |  |  | no |  |  | 0 | 0 | 0 | 0
oh_line_8101604_200816144 |  | ABCD | node_8101604_311933165 | node_8101604_200816144 | 45.612 | bal_3P_477AL | 8101604 | no | no |  |  | no |  |  | 0 | 0 | 0 | 0
oh_line_8101604_200816146 |  | ABCD | node_8101604_200816168 | node_8101604_200816146 | 156.219 | bal_3P_477AL | 8101604 | no | no |  |  | no |  |  | 0 | 0 | 0 | 0
oh_line_8101604_200816147 |  | ABCD | node_8101604_200816146 | node_8101604_200816147 | 27.213 | bal_3P_477AL | 8101604 | no | no |  |  | no |  |  | 0 | 0 | 0 | 0
oh_line_8101604_200816148 |  | ABCD | node_8101604_200816147 | node_8101604_200816148 | 48.08 | bal_3P_477AL | 8101604 | no | no |  |  | no |  |  | 0 | 0 | 0 | 0
oh_line_8101604_200816149 |  | ABCD | node_8101604_200816148 | node_8101604_200816149 | 151.54 | bal_3P_477AL | 8101604 | no | no |  |  | no |  |  | 0 | 0 | 0 | 0
oh_line_8101604_200816151 |  | ABCD | node_8101604_200816149 | node_8101604_200816151 | 121.051 | bal_3P_477AL | 8101604 | no | no |  |  | no |  |  | 0 | 0 | 0 | 0
oh_line_8101604_200816153 |  | ABCD | node_8101604_200816151 | node_8101604_200816153 | 109.883 | bal_3P_477AL | 8101604 | no | no |  |  | no |  |  | 0 | 0 | 0 | 0
oh_line_8101604_200816154 |  | ABCD | node_8101604_200816153 | node_8101604_200816154 | 192.95 | bal_3P_1/0AC | 8101604 | no | no |  |  | no |  |  | 0 | 0 | 0 | 0
oh_line_8101604_200816155 |  | ABCD | node_8101604_200816154 | node_8101604_200816155 | 88.032 | bal_3P_1/0AC | 8101604 | no | no |  |  | no |  |  | 0 | 0 | 0 | 0
oh_line_8101604_200816156 |  | ABCD | node_8101604_200816155 | node_8101604_200816156 | 100.645 | bal_3P_1/0AC | 8101604 | no | no |  |  | no |  |  | 0 | 0 | 0 | 0
oh_line_8101604_200816157 |  | ABCD | node_8101604_200816156 | node_8101604_200816157 | 174.868 | bal_3P_1/0AC | 8101604 | no | no |  |  | no |  |  | 0 | 0 | 0 | 0
oh_line_8101604_200816159 |  | ABCD | node_8101604_200816144 | node_8101604_200816159 | 184.226 | bal_3P_477AL | 8101604 | no | no |  |  | no |  |  | 0 | 0 | 0 | 0
oh_line_8101604_200816161 |  | ABCD | node_8101604_200816159 | node_8101604_200816161 | 96.904 | bal_3P_477AL | 8101604 | no | no |  |  | no |  |  | 0 | 0 | 0 | 0
oh_line_8101604_200816162 |  | ABCD | node_8101604_200816161 | node_8101604_200816162 | 112.027 | bal_3P_477AL | 8101604 | no | no |  |  | no |  |  | 0 | 0 | 0 | 0
oh_line_8101604_200816164 |  | ABCD | node_8101604_200816162 | node_8101604_200816164 | 79.246 | bal_3P_477AL | 8101604 | no | no |  |  | no |  |  | 0 | 0 | 0 | 0
oh_line_8101604_200816165 |  | ABCD | node_8101604_200816164 | node_8101604_200816165 | 98.252 | bal_3P_477AL | 8101604 | no | no |  |  | no |  |  | 0 | 0 | 0 | 0
oh_line_8101604_200816166-1 |  | ABCD | node_8101604_200816165 | node_1395556_781_15293864_948 | 130.059 | bal_3P_477AL | 8101604 | no | no |  |  | no |  |  | 0 | 0 | 0 | 0
oh_line_8101604_200816166-2 |  | ABCD | node_1395556_781_15293864_948 | node_8101604_200816166 | 12.076 | bal_3P_477AL | 8101604 | no | no |  |  | no |  |  | 0 | 0 | 0 | 0
oh_line_8101604_200816167 |  | ABCD | node_8101604_200816166 | node_8101604_200816167 | 147.649 | bal_3P_477AL | 8101604 | no | no |  |  | no |  |  | 0 | 0 | 0 | 0
oh_line_8101604_200816168 |  | ABCD | node_8101604_200816167 | node_8101604_200816168 | 105.422 | bal_3P_477AL | 8101604 | no | no |  |  | no |  |  | 0 | 0 | 0 | 0
oh_line_8101604_200955946 |  | ABCD | node_8101604_200809096 | node_8101604_200955946 | 160.658 | bal_3P_1/0AC | 8101604 | no | no |  |  | no |  |  | 0 | 0 | 0 | 0
oh_line_8101604_200961718 |  | ABCD | node_8101604_200808988 | node_8101604_200961718 | 109.01 | bal_3P_1/0AC | 8101604 | no | no |  |  | no |  |  | 0 | 0 | 0 | 0
oh_line_8101604_200980283 |  | ABCD | node_8101604_200808610 | node_8101604_200980283 | 34.079 | bal_3P_477AL | 8101604 | no | no |  |  | no |  |  | 0 | 0 | 0 | 0
oh_line_8101604_201064403 |  | ABCD | node_8101604_200808994 | node_8101604_201064403 | 124.104 | bal_3P_1/0AC | 8101604 | no | no |  |  | no |  |  | 0 | 0 | 0 | 0
oh_line_8101604_310055476 |  | ABCD | node_8101604_200809024 | node_8101604_310055476 | 90.74 | bal_3P_477AL | 8101604 | no | no |  |  | no |  |  | 0 | 0 | 0 | 0
oh_line_8101604_311879701 |  | ABCD | node_8101604_200809034 | node_8101604_311879701 | 51.793 | bal_3P_477AL | 8101604 | no | no |  |  | no |  |  | 0 | 0 | 0 | 0
oh_line_8101604_311895394 |  | ABCD | node_8101604_200809391 | node_8101604_311895394 | 45.17 | bal_3P_1/0AA | 8101604 | no | no |  |  | no |  |  | 0 | 0 | 0 | 0
oh_line_8101604_311933165 |  | ABCD | node_8101604_200808759 | node_8101604_311933165 | 80.344 | bal_3P_477AL | 8101604 | no | no |  |  | no |  |  | 0 | 0 | 0 | 0
oh_line_TAP_OH_891718 |  | ABCN | node_8101604_200807790 | node_1396524_422_15293593_313 | 0.033 | unb_TAPWIRE_OH | 8101604 | no | no |  |  | no |  |  | 0 | 0 | 0 | 0
oh_line_TAP_OH_891971 |  | ABCN | node_8101604_200809068 | node_1396398_57_15294793_805 | 0.033 | unb_TAPWIRE_OH | 8101604 | no | no |  |  | no |  |  | 0 | 0 | 0 | 0
oh_line_TAP_OH_891976 |  | ABCN | node_8101604_200809090 | node_1396519_564_15294203_319 | 0.033 | unb_TAPWIRE_OH | 8101604 | no | no |  |  | no |  |  | 0 | 0 | 0 | 0
oh_line_TAP_OH_892016 |  | AN | node_8101604_200809331 | node_1394897_265_15291399_362 | 0.033 | unb_TAPWIRE_OH | 8101604 | no | no |  |  | no |  |  | 0 | 0 | 0 | 0
oh_line_TAP_OH_892018 |  | ABCN | node_8101604_200809345 | node_1395088_941_15292764_248 | 0.033 | unb_TAPWIRE_OH | 8101604 | no | no |  |  | no |  |  | 0 | 0 | 0 | 0
oh_line_TAP_OH_892020 |  | ABCN | node_8101604_200809350 | node_1395234_668_15292078_723 | 0.033 | unb_TAPWIRE_OH | 8101604 | no | no |  |  | no |  |  | 0 | 0 | 0 | 0
oh_line_TAP_OH_892021 |  | ABCN | node_8101604_200809355 | node_1395170_444_15292432_473 | 0.033 | unb_TAPWIRE_OH | 8101604 | no | no |  |  | no |  |  | 0 | 0 | 0 | 0
oh_line_TAP_OH_892023 |  | AN | node_8101604_200809368 | node_1395555_684_15292310_171 | 0.033 | unb_TAPWIRE_OH | 8101604 | no | no |  |  | no |  |  | 0 | 0 | 0 | 0
oh_line_TAP_OH_892024 |  | AN | node_8101604_200809374 | node_1395397_097_15292855_852 | 0.033 | unb_TAPWIRE_OH | 8101604 | no | no |  |  | no |  |  | 0 | 0 | 0 | 0
oh_line_TAP_OH_892025 |  | AN | node_8101604_200809378 | node_1395842_151_15292382_383 | 0.033 | unb_TAPWIRE_OH | 8101604 | no | no |  |  | no |  |  | 0 | 0 | 0 | 0
oh_line_TAP_OH_892026 |  | AN | node_8101604_200809384 | node_1395680_909_15292950_981 | 0.033 | unb_TAPWIRE_OH | 8101604 | no | no |  |  | no |  |  | 0 | 0 | 0 | 0
oh_line_TAP_OH_892027 |  | AN | node_8101604_200809390 | node_1394648_804_15292697_928 | 0.033 | unb_TAPWIRE_OH | 8101604 | no | no |  |  | no |  |  | 0 | 0 | 0 | 0
oh_line_TAP_OH_892038 |  | ABCN | node_8101604_200809438 | node_1394791_949_15291694_229 | 0.033 | unb_TAPWIRE_OH | 8101604 | no | no |  |  | no |  |  | 0 | 0 | 0 | 0
oh_line_TAP_OH_892042 |  | ABCN | node_8101604_200809448 | node_1395589_421_15291981_869 | 0.033 | unb_TAPWIRE_OH | 8101604 | no | no |  |  | no |  |  | 0 | 0 | 0 | 0
oh_line_TAP_OH_893016 |  | ABCN | node_8101604_200815462 | node_1396801_992_15295660_656 | 0.033 | unb_TAPWIRE_OH | 8101604 | no | no |  |  | no |  |  | 0 | 0 | 0 | 0
oh_line_TAP_OH_893144 |  | ABCN | node_8101604_200816156 | node_1394358_108_15293483_176 | 0.033 | unb_TAPWIRE_OH | 8101604 | no | no |  |  | no |  |  | 0 | 0 | 0 | 0
oh_line_TAP_OH_1243989 |  | AN | node_8101604_200809417 | node_1394870_845_15292321_108 | 0.033 | unb_TAPWIRE_OH | 8101604 | no | no |  |  | no |  |  | 0 | 0 | 0 | 0
oh_line_TAP_OH_2137762 |  | ABCN | node_8101604_200807782 | node_1395684_543_15293443_068 | 0.033 | unb_TAPWIRE_OH | 8101604 | no | no |  |  | no |  |  | 0 | 0 | 0 | 0
oh_line_TAP_OH_2137763 |  | ABCN | node_8101604_200807782 | node_1395664_934_15293438_925 | 0.033 | unb_TAPWIRE_OH | 8101604 | no | no |  |  | no |  |  | 0 | 0 | 0 | 0
oh_line_TAP_OH_2137764 |  | ABCN | node_8101604_200807782 | node_1395704_25_15293440_262 | 0.033 | unb_TAPWIRE_OH | 8101604 | no | no |  |  | no |  |  | 0 | 0 | 0 | 0
oh_line_TAP_OH_2137776 |  | ABCN | node_8101604_200807792 | node_1394430_535_15292798_943 | 0.033 | unb_TAPWIRE_OH | 8101604 | no | no |  |  | no |  |  | 0 | 0 | 0 | 0
oh_line_TAP_OH_2137777 |  | ABCN | node_8101604_200807792 | node_1394415_74_15292793_791 | 0.033 | unb_TAPWIRE_OH | 8101604 | no | no |  |  | no |  |  | 0 | 0 | 0 | 0
oh_line_TAP_OH_2137778 |  | ABCN | node_8101604_200807792 | node_1394452_402_15292805_968 | 0.033 | unb_TAPWIRE_OH | 8101604 | no | no |  |  | no |  |  | 0 | 0 | 0 | 0
oh_line_TAP_OH_2137782 |  | ABCN | node_8101604_200816157 | node_1394252_114_15293324_101 | 0.033 | unb_TAPWIRE_OH | 8101604 | no | no |  |  | no |  |  | 0 | 0 | 0 | 0
oh_line_TAP_OH_2137783 |  | ABCN | node_8101604_200816157 | node_1394274_153_15293332_536 | 0.033 | unb_TAPWIRE_OH | 8101604 | no | no |  |  | no |  |  | 0 | 0 | 0 | 0
oh_line_TAP_OH_2137784 |  | ABCN | node_8101604_200816157 | node_1394234_031_15293323_427 | 0.033 | unb_TAPWIRE_OH | 8101604 | no | no |  |  | no |  |  | 0 | 0 | 0 | 0
oh_line_TAP_OH_2137794 |  | ABCN | node_8101604_200807779 | node_1395665_342_15293172_872 | 0.033 | unb_TAPWIRE_OH | 8101604 | no | no |  |  | no |  |  | 0 | 0 | 0 | 0
oh_line_TAP_OH_2137795 |  | ABCN | node_8101604_200807779 | node_1395681_418_15293188_6 | 0.033 | unb_TAPWIRE_OH | 8101604 | no | no |  |  | no |  |  | 0 | 0 | 0 | 0
oh_line_TAP_OH_2137804 |  | ABCN | node_8101604_200808610 | node_1396592_267_15295071_644 | 0.033 | unb_TAPWIRE_OH | 8101604 | no | no |  |  | no |  |  | 0 | 0 | 0 | 0
oh_line_TAP_OH_2137805 |  | ABCN | node_8101604_200808610 | node_1396607_012_15295061_953 | 0.033 | unb_TAPWIRE_OH | 8101604 | no | no |  |  | no |  |  | 0 | 0 | 0 | 0
oh_line_TAP_OH_2137806 |  | ABCN | node_8101604_200808610 | node_1396622_993_15295047_048 | 0.033 | unb_TAPWIRE_OH | 8101604 | no | no |  |  | no |  |  | 0 | 0 | 0 | 0
oh_line_TAP_OH_2137820 |  | ABCN | node_8101604_200809343 | node_1394968_403_15292681_721 | 0.033 | unb_TAPWIRE_OH | 8101604 | no | no |  |  | no |  |  | 0 | 0 | 0 | 0
oh_line_TAP_OH_2137821 |  | ABCN | node_8101604_200809343 | node_1394976_069_15292657_228 | 0.033 | unb_TAPWIRE_OH | 8101604 | no | no |  |  | no |  |  | 0 | 0 | 0 | 0
oh_line_TAP_OH_2137822 |  | ABCN | node_8101604_200809343 | node_1394965_733_15292708_083 | 0.033 | unb_TAPWIRE_OH | 8101604 | no | no |  |  | no |  |  | 0 | 0 | 0 | 0
oh_line_TAP_OH_2140934 |  | ABCN | node_8101604_200815520 | node_1396876_243_15296108_479 | 0.033 | unb_TAPWIRE_OH | 8101604 | no | no |  |  | no |  |  | 0 | 0 | 0 | 0
oh_line_TAP_OH_2140935 |  | ABCN | node_8101604_200815520 | node_1396856_444_15296106_845 | 0.033 | unb_TAPWIRE_OH | 8101604 | no | no |  |  | no |  |  | 0 | 0 | 0 | 0
oh_line_TAP_OH_2140936 |  | ABCN | node_8101604_200815520 | node_1396895_65_15296103_178 | 0.033 | unb_TAPWIRE_OH | 8101604 | no | no |  |  | no |  |  | 0 | 0 | 0 | 0
oh_line_TAP_OH_2140937 |  | ABCN | node_8101604_200807786 | node_1396176_392_15293401_39 | 0.033 | unb_TAPWIRE_OH | 8101604 | no | no |  |  | no |  |  | 0 | 0 | 0 | 0
oh_line_TAP_OH_2140938 |  | ABCN | node_8101604_200807786 | node_1396193_237_15293415_584 | 0.033 | unb_TAPWIRE_OH | 8101604 | no | no |  |  | no |  |  | 0 | 0 | 0 | 0
oh_line_TAP_OH_2140939 |  | ABCN | node_8101604_200807786 | node_1396157_413_15293393_51 | 0.033 | unb_TAPWIRE_OH | 8101604 | no | no |  |  | no |  |  | 0 | 0 | 0 | 0
oh_line_TAP_OH_2140945 |  | ABCN | node_8101604_200809441 | node_1394983_315_15291842_108 | 0.033 | unb_TAPWIRE_OH | 8101604 | no | no |  |  | no |  |  | 0 | 0 | 0 | 0
oh_line_TAP_OH_2140946 |  | ABCN | node_8101604_200809441 | node_1394966_141_15291828_643 | 0.033 | unb_TAPWIRE_OH | 8101604 | no | no |  |  | no |  |  | 0 | 0 | 0 | 0
oh_line_TAP_OH_2140979 |  | ABCN | node_8101604_200808987 | node_1396673_59_15294538_374 | 0.033 | unb_TAPWIRE_OH | 8101604 | no | no |  |  | no |  |  | 0 | 0 | 0 | 0
oh_line_TAP_OH_2140980 |  | ABCN | node_8101604_200808987 | node_1396658_674_15294520_702 | 0.033 | unb_TAPWIRE_OH | 8101604 | no | no |  |  | no |  |  | 0 | 0 | 0 | 0
oh_line_TAP_OH_2140981 |  | ABCN | node_8101604_200808987 | node_1396691_38_15294550_288 | 0.033 | unb_TAPWIRE_OH | 8101604 | no | no |  |  | no |  |  | 0 | 0 | 0 | 0
oh_line_TAP_OH_2140988 |  | ABCN | node_8101604_200816162 | node_1395875_727_15293867_282 | 0.033 | unb_TAPWIRE_OH | 8101604 | no | no |  |  | no |  |  | 0 | 0 | 0 | 0
oh_line_TAP_OH_2140989 |  | ABCN | node_8101604_200816162 | node_1395893_567_15293879_061 | 0.033 | unb_TAPWIRE_OH | 8101604 | no | no |  |  | no |  |  | 0 | 0 | 0 | 0
oh_line_TAP_OH_2140990 |  | ABCN | node_8101604_200809359 | node_1394733_315_15293438_515 | 0.033 | unb_TAPWIRE_OH | 8101604 | no | no |  |  | no |  |  | 0 | 0 | 0 | 0
oh_line_TAP_OH_2140991 |  | ABCN | node_8101604_200809359 | node_1394740_015_15293413_511 | 0.033 | unb_TAPWIRE_OH | 8101604 | no | no |  |  | no |  |  | 0 | 0 | 0 | 0
oh_line_TAP_OH_2140995 |  | ABCN | node_8101604_200809446 | node_1395447_234_15291793_093 | 0.033 | unb_TAPWIRE_OH | 8101604 | no | no |  |  | no |  |  | 0 | 0 | 0 | 0
oh_line_TAP_OH_2140996 |  | ABCN | node_8101604_200809446 | node_1395463_911_15291807_646 | 0.033 | unb_TAPWIRE_OH | 8101604 | no | no |  |  | no |  |  | 0 | 0 | 0 | 0
oh_line_TAP_OH_2140997 |  | ABCN | node_8101604_200809022 | node_1397140_928_15295777_246 | 0.033 | unb_TAPWIRE_OH | 8101604 | no | no |  |  | no |  |  | 0 | 0 | 0 | 0
oh_line_TAP_OH_2140998 |  | ABCN | node_8101604_200809022 | node_1397142_512_15295750_717 | 0.033 | unb_TAPWIRE_OH | 8101604 | no | no |  |  | no |  |  | 0 | 0 | 0 | 0
oh_line_TAP_OH_2140999 |  | ABCN | node_8101604_200809022 | node_1397144_514_15295803_464 | 0.033 | unb_TAPWIRE_OH | 8101604 | no | no |  |  | no |  |  | 0 | 0 | 0 | 0
oh_line_TAP_OH_2141008 |  | ABCN | node_8101604_200807766 | node_1395059_708_15292947_924 | 0.033 | unb_TAPWIRE_OH | 8101604 | no | no |  |  | no |  |  | 0 | 0 | 0 | 0
oh_line_TAP_OH_2141009 |  | ABCN | node_8101604_200807766 | node_1395076_532_15292962_166 | 0.033 | unb_TAPWIRE_OH | 8101604 | no | no |  |  | no |  |  | 0 | 0 | 0 | 0
oh_line_TAP_OH_2141010 |  | ABCN | node_8101604_200807766 | node_1395040_74_15292939_991 | 0.033 | unb_TAPWIRE_OH | 8101604 | no | no |  |  | no |  |  | 0 | 0 | 0 | 0
oh_line_TAP_OH_2141011 |  | ABCN | node_8101604_200808989 | node_1397355_656_15294661_885 | 0.033 | unb_TAPWIRE_OH | 8101604 | no | no |  |  | no |  |  | 0 | 0 | 0 | 0
oh_line_TAP_OH_2141012 |  | ABCN | node_8101604_200808989 | node_1397336_673_15294654_026 | 0.033 | unb_TAPWIRE_OH | 8101604 | no | no |  |  | no |  |  | 0 | 0 | 0 | 0
oh_line_TAP_OH_2141023 |  | ABCN | node_8101604_200809346 | node_1395227_198_15292842_342 | 0.033 | unb_TAPWIRE_OH | 8101604 | no | no |  |  | no |  |  | 0 | 0 | 0 | 0
oh_line_TAP_OH_2141024 |  | ABCN | node_8101604_200809346 | node_1395220_266_15292867_231 | 0.033 | unb_TAPWIRE_OH | 8101604 | no | no |  |  | no |  |  | 0 | 0 | 0 | 0
oh_line_TAP_OH_2141025 |  | ABCN | node_8101604_200809346 | node_1395229_086_15292815_852 | 0.033 | unb_TAPWIRE_OH | 8101604 | no | no |  |  | no |  |  | 0 | 0 | 0 | 0
oh_line_TAP_OH_2141051 |  | ABCN | node_8101604_200816167 | node_1395374_115_15293901_3 | 0.033 | unb_TAPWIRE_OH | 8101604 | no | no |  |  | no |  |  | 0 | 0 | 0 | 0
oh_line_TAP_OH_2141052 |  | ABCN | node_8101604_200816167 | node_1395357_696_15293886_228 | 0.033 | unb_TAPWIRE_OH | 8101604 | no | no |  |  | no |  |  | 0 | 0 | 0 | 0
oh_line_TAP_OH_2141058 |  | ABCN | node_8101604_200809089 | node_1396462_471_15293966_26 | 0.033 | unb_TAPWIRE_OH | 8101604 | no | no |  |  | no |  |  | 0 | 0 | 0 | 0
oh_line_TAP_OH_2141059 |  | ABCN | node_8101604_200809089 | node_1396466_674_15293940_274 | 0.033 | unb_TAPWIRE_OH | 8101604 | no | no |  |  | no |  |  | 0 | 0 | 0 | 0
oh_line_TAP_OH_2141074 |  | ABCN | node_8101604_200808760 | node_1396197_356_15294455_169 | 0.033 | unb_TAPWIRE_OH | 8101604 | no | no |  |  | no |  |  | 0 | 0 | 0 | 0
oh_line_TAP_OH_2141075 |  | ABCN | node_8101604_200808760 | node_1396188_33_15294431_384 | 0.033 | unb_TAPWIRE_OH | 8101604 | no | no |  |  | no |  |  | 0 | 0 | 0 | 0
oh_line_TAP_OH_2141076 |  | ABCN | node_8101604_200808760 | node_1396210_644_15294475_046 | 0.033 | unb_TAPWIRE_OH | 8101604 | no | no |  |  | no |  |  | 0 | 0 | 0 | 0
oh_line_TAP_OH_2141079 |  | ABCN | node_8101604_200808609 | node_1396498_245_15295138_923 | 0.033 | unb_TAPWIRE_OH | 8101604 | no | no |  |  | no |  |  | 0 | 0 | 0 | 0
oh_line_TAP_OH_2141080 |  | ABCN | node_8101604_200808609 | node_1396502_405_15295112_924 | 0.033 | unb_TAPWIRE_OH | 8101604 | no | no |  |  | no |  |  | 0 | 0 | 0 | 0
oh_line_TAP_OH_2141081 |  | ABCN | node_8101604_200808609 | node_1396499_245_15295165_525 | 0.033 | unb_TAPWIRE_OH | 8101604 | no | no |  |  | no |  |  | 0 | 0 | 0 | 0
oh_line_TAP_OH_2141085 |  | ABCN | node_8101604_200809444 | node_1395179_955_15291905_578 | 0.033 | unb_TAPWIRE_OH | 8101604 | no | no |  |  | no |  |  | 0 | 0 | 0 | 0
oh_line_TAP_OH_2141086 |  | ABCN | node_8101604_200809444 | node_1395163_27_15291891_042 | 0.033 | unb_TAPWIRE_OH | 8101604 | no | no |  |  | no |  |  | 0 | 0 | 0 | 0
oh_line_TAP_OH_2141115 |  | ABCN | node_8101604_311895394 | node_1394604_931_15292734_232 | 0.033 | unb_TAPWIRE_OH | 8101604 | no | no |  |  | no |  |  | 0 | 0 | 0 | 0
oh_line_TAP_OH_2141116 |  | ABCN | node_8101604_311895394 | node_1394615_58_15292719_837 | 0.033 | unb_TAPWIRE_OH | 8101604 | no | no |  |  | no |  |  | 0 | 0 | 0 | 0
oh_line_TAP_OH_2141117 |  | ABCN | node_8101604_311895394 | node_1394604_904_15292762_787 | 0.033 | unb_TAPWIRE_OH | 8101604 | no | no |  |  | no |  |  | 0 | 0 | 0 | 0
oh_line_TAP_OH_2200525 |  | ABCN | node_8101604_200808614 | node_1396987_338_15295283_94 | 0.033 | unb_TAPWIRE_OH | 8101604 | no | no |  |  | no |  |  | 0 | 0 | 0 | 0
oh_line_TAP_OH_2200526 |  | ABCN | node_8101604_200808614 | node_1397006_637_15295290_223 | 0.033 | unb_TAPWIRE_OH | 8101604 | no | no |  |  | no |  |  | 0 | 0 | 0 | 0
oh_line_TAP_OH_2200527 |  | ABCN | node_8101604_200808614 | node_1396967_517_15295284_569 | 0.033 | unb_TAPWIRE_OH | 8101604 | no | no |  |  | no |  |  | 0 | 0 | 0 | 0
oh_line_TAP_OH_2200528 |  | ABCN | node_8101604_200809450 | node_1394896_051_15292075_735 | 0.033 | unb_TAPWIRE_OH | 8101604 | no | no |  |  | no |  |  | 0 | 0 | 0 | 0
oh_line_TAP_OH_2200529 |  | ABCN | node_8101604_200809450 | node_1394902_563_15292050_64 | 0.033 | unb_TAPWIRE_OH | 8101604 | no | no |  |  | no |  |  | 0 | 0 | 0 | 0
oh_line_TAP_OH_2200530 |  | ABCN | node_8101604_200809450 | node_1394894_608_15292102_279 | 0.033 | unb_TAPWIRE_OH | 8101604 | no | no |  |  | no |  |  | 0 | 0 | 0 | 0
oh_line_TAP_OH_2200539 |  | ABCN | node_8101604_201064403 | node_1397406_765_15294708_823 | 0.033 | unb_TAPWIRE_OH | 8101604 | no | no |  |  | no |  |  | 0 | 0 | 0 | 0
oh_line_TAP_OH_2200540 |  | ABCN | node_8101604_201064403 | node_1397387_115_15294705_074 | 0.033 | unb_TAPWIRE_OH | 8101604 | no | no |  |  | no |  |  | 0 | 0 | 0 | 0
oh_line_TAP_OH_2200541 |  | ABCN | node_8101604_201064403 | node_1397426_436_15294705_622 | 0.033 | unb_TAPWIRE_OH | 8101604 | no | no |  |  | no |  |  | 0 | 0 | 0 | 0
oh_line_TAP_OH_2200542 |  | ABCN | node_8101604_200816148 | node_1395061_32_15293793_033 | 0.033 | unb_TAPWIRE_OH | 8101604 | no | no |  |  | no |  |  | 0 | 0 | 0 | 0
oh_line_TAP_OH_2200543 |  | ABCN | node_8101604_200816148 | node_1395044_594_15293778_586 | 0.033 | unb_TAPWIRE_OH | 8101604 | no | no |  |  | no |  |  | 0 | 0 | 0 | 0
oh_line_TAP_OH_2200544 |  | ABCN | node_8101604_200816148 | node_1395080_233_15293801_199 | 0.033 | unb_TAPWIRE_OH | 8101604 | no | no |  |  | no |  |  | 0 | 0 | 0 | 0
oh_line_TAP_OH_2200552 |  | ABCN | node_8101604_200816146 | node_1395192_222_15293799_371 | 0.033 | unb_TAPWIRE_OH | 8101604 | no | no |  |  | no |  |  | 0 | 0 | 0 | 0
oh_line_TAP_OH_2200553 |  | ABCN | node_8101604_200816146 | node_1395173_595_15293804_547 | 0.033 | unb_TAPWIRE_OH | 8101604 | no | no |  |  | no |  |  | 0 | 0 | 0 | 0
oh_line_TAP_OH_2200554 |  | ABCN | node_8101604_200816146 | node_1395209_503_15293790_504 | 0.033 | unb_TAPWIRE_OH | 8101604 | no | no |  |  | no |  |  | 0 | 0 | 0 | 0
oh_line_TAP_OH_2418934 |  | ABCN | node_8101604_200816151 | node_1394868_519_15293605_866 | 0.033 | unb_TAPWIRE_OH | 8101604 | no | no |  |  | no |  |  | 0 | 0 | 0 | 0
oh_line_TAP_OH_2418935 |  | ABCN | node_8101604_200816151 | node_1394865_23_15293590_91 | 0.033 | unb_TAPWIRE_OH | 8101604 | no | no |  |  | no |  |  | 0 | 0 | 0 | 0
oh_line_TAP_OH_2418936 |  | ABCN | node_8101604_200815464 | node_1396906_81_15295877_748 | 0.033 | unb_TAPWIRE_OH | 8101604 | no | no |  |  | no |  |  | 0 | 0 | 0 | 0
oh_line_TAP_OH_2418937 |  | ABCN | node_8101604_200815464 | node_1396904_614_15295904_192 | 0.033 | unb_TAPWIRE_OH | 8101604 | no | no |  |  | no |  |  | 0 | 0 | 0 | 0
oh_line_TAP_OH_2418938 |  | ABCN | node_8101604_200815464 | node_1396903_832_15295851_397 | 0.033 | unb_TAPWIRE_OH | 8101604 | no | no |  |  | no |  |  | 0 | 0 | 0 | 0
oh_line_TAP_OH_2456134 |  | AN | node_8101604_200809425 | node_1395576_206_15292603_616 | 0.033 | unb_TAPWIRE_OH | 8101604 | no | no |  |  | no |  |  | 0 | 0 | 0 | 0
oh_line_TAP_OH_2901979 |  | ABCN | node_8101604_200815523 | node_1396785_939_15296358_636 | 0.033 | unb_TAPWIRE_OH | 8101604 | no | no |  |  | no |  |  | 0 | 0 | 0 | 0
oh_line_TAP_OH_3012465 |  | ABCN | node_8101604_200815523 | node_1396785_593_15296353_337 | 0.033 | unb_TAPWIRE_OH | 8101604 | no | no |  |  | no |  |  | 0 | 0 | 0 | 0
oh_line_TAP_OH_3012466 |  | ABCN | node_8101604_200815523 | node_1396785_935_15296349_043 | 0.033 | unb_TAPWIRE_OH | 8101604 | no | no |  |  | no |  |  | 0 | 0 | 0 | 0
oh_line_TAP_OH_3743024 |  | ABCN | node_8101604_200809066 | node_1396475_54_15294553_793 | 0.033 | unb_TAPWIRE_OH | 8101604 | no | no |  |  | no |  |  | 0 | 0 | 0 | 0

## overhead_line_conductor
data_type | static
owner_type | feeder
owner | 8101604
object | overhead_line_conductor
name | groupid | geometric_mean_radius | resistance | diameter | rating_summer_continuous | rating_summer_emergency | rating_winter_continuous | rating_winter_emergency | dcircuit | selected | comments
oh_cond_1/0_AAAC |  | 0.012 | 0.876 | 0.398 | 235 | 235 | 310 | 310 |  | no
oh_cond_1/0_ACSR |  | 0.012 | 0.888 | 0.398 | 265 | 265 | 330 | 330 |  | no
oh_cond_1_CU |  | 0.01 | 0.699 | 0.328 | 230 | 230 | 325 | 325 |  | no
oh_cond_2/0_CU |  | 0.013 | 0.44 | 0.414 | 295 | 295 | 425 | 425 |  | no
oh_cond_2_CU |  | 0.009 | 0.873 | 0.292 | 190 | 190 | 270 | 270 |  | no
oh_cond_4/0_AL |  | 0.016 | 0.442 | 0.522 | 365 | 365 | 480 | 480 |  | no
oh_cond_4_CU |  | 0.007 | 1.388 | 0.232 | 140 | 140 | 200 | 200 |  | no
oh_cond_477_MCM_AL |  | 0.025 | 0.198 | 0.792 | 605 | 605 | 810 | 810 |  | no
oh_cond_WP-4/0-CU |  | 0.015 | 0.273 | 0.81 | 340 | 340 | 390 | 390 |  | no

## underground_line
data_type | static
owner_type | feeder
owner | 8101604
object | underground_line
name | groupid | phases | fr | to | length | configuration | dcircuit | selected | monitored | monitored_fields | class_monitored_fields | played | played_fields | comments
und_line_8101604_200805041 |  | AN | node_8101604_200808839 | node_8101604_200805041 | 55.35 | und_1P_2CUURD | 8101604 | no | no |  |  | no
und_line_8101604_200805107 |  | ABCN | node_8101604_200807772 | node_intto1_8101604_200805107 | 54.398 | und_3P_2CUURD | 8101604 | no | no |  |  | no
und_line_8101604_200805602 |  | ABCN | node_8101604_200816147 | node_8101604_200805602 | 100.834 | und_3P_1/0ALURD | 8101604 | no | no |  |  | no
und_line_8101604_200809339 |  | ABCN | node_8101604_200809353 | node_intto1_8101604_200809339 | 14.864 | und_3P_2ALURD | 8101604 | no | no |  |  | no
und_line_TAP_UG_58647 |  | ABCN | node_8101604_200805602 | node_1395148_049_15293833_292 | 0.033 | und_TAPWIRE_UG | 8101604 | no | no |  |  | no
und_line_TAP_UG_58676 |  | ABCN | node_8101604_200809339 | node_1395258_744_15292260_413 | 0.033 | und_TAPWIRE_UG | 8101604 | no | no |  |  | no
und_line_TAP_UG_899858 |  | ABCN | node_8101604_200805107 | node_1395097_101_15293226_874 | 0.033 | und_TAPWIRE_UG | 8101604 | no | no |  |  | no
und_line_TAP_UG_899859 |  | ABCN | node_8101604_200805107 | node_1395077_706_15293221_156 | 0.033 | und_TAPWIRE_UG | 8101604 | no | no |  |  | no
und_line_TAP_UG_899860 |  | ABCN | node_8101604_200805107 | node_1395116_906_15293225_666 | 0.033 | und_TAPWIRE_UG | 8101604 | no | no |  |  | no

## underground_line_conductor
data_type | static
owner_type | feeder
owner | 8101604
object | underground_line_conductor
name | groupid | outer_diameter | conductor_gmr | conductor_diameter | conductor_resistance | neutral_gmr | neutral_diameter | neutral_resistance | neutral_strands | insulation_relative_permitivitty | shield_gmr | shield_resistance | rating_summer_continuous | rating_summer_emergency | rating_winter_continuous | rating_winter_emergency | dcircuit | selected | comments
und_cond_1P_2CUURD | [12 empty] | 152 | 152 | 160 | 160 |  | no
und_cond_3P_1/0ALURD | [12 empty] | 160 | 160 | 180 | 180 |  | no
und_cond_3P_2ALURD | [12 empty] | 125 | 125 | 140 | 140 |  | no
und_cond_3P_2CUURD | [12 empty] | 152 | 152 | 160 | 160 |  | no
und_cond_TAPWIRE_UG | [12 empty] | 99999999 | 99999999 | 99999999 | 99999999 |  | no