## capacitor
data_type | static
owner_type | feeder
owner | 8101606
object | capacitor
name | groupid | parent | phases | nominal_voltage | pt_phase | phases_connected | switchA | switchB | switchC | control | voltage_set_high | voltage_set_low | VAr_set_high | VAr_set_low | current_set_high | current_set_low | capacitor_A | capacitor_B | capacitor_C | cap_nominal_voltage | time_delay | dwell_time | lockout_time | remote_sense | remote_sense_B | control_level | dcircuit | selected | monitored | monitored_fields | class_monitored_fields | played | played_fields | comments
cap_220368734 |  | node_1401296_686_15295722_616 | ABCN | 0 |  | ABCN | CLOSED | CLOSED | CLOSED | MANUAL | [6 empty] | 100000 | 100000 | 100000 | 4800 | [6 empty] | 8101606 | no | no |  |  | no
cap_220368737 |  | node_1402147_293_15295817_924 | ABCN | 0 |  | ABCN | CLOSED | CLOSED | CLOSED | MANUAL | [6 empty] | 200000 | 200000 | 200000 | 4800 | [6 empty] | 8101606 | no | no |  |  | no
cap_220369078 |  | node_1403828_66_15299378_424 | AN | 0 |  | AN | CLOSED |  |  | MANUAL | [6 empty] | 50000 |  |  | 4800 | [6 empty] | 8101606 | no | no |  |  | no

## feeder
data_type | static
owner_type | feeder
owner | 8101606
object | feeder
name | transmission_bus | ARC | ADR | slack_bus | nom_voltages | num_nodes | num_ohlines | num_uglines | num_transformers | num_generators | num_pvs | num_storages | num_loads | miles | mw | mvar | losses_mw | losses_mvar | comments | use_feeder_load_shape | load_shape_scale | use_feeder_pv_shape | pv_shape_scale | description | restore_time | griddisconnect_scenario_probability | gridconnect_scenario_probability | use_energy_not_served | VOLL | discount_rate | yearly_load_growth_percent | planning_horizon | enable_traditional_project_deferral | lifetime_of_investment_years | start_year | base_year | year_the_investment_is_committed | revenue_requirement_scaling_factor | discount_rate | inflation_rate_for_investment | traditional_project_invested_capital | periodicity_of_investment_in_years | priority | maximum_total_investment_cost | DER_portfolio_NPV | DER_portfolio_BC_ratio | total_system_energy_avoided_cost_NPV | total_system_capacity_avoided_cost_NPV | total_system_ancillary_services_avoided_cost_NPV | total_system_CO2_avoided_cost_NPV | total_system_loss_of_load_avoided_cost_NPV | total_system_distribution_capacity_avoided_cost_NPV | total_system_investment_and_operational_cost_NPV | feeder_solar_pv_operating_cost_USdollarperkWh | feeder_energy_storage_operating_cost_USdollarperkWh | feeder_distributed_generator_operating_cost_USdollarperkWh | feeder_distributed_generator_CO2_cost_USdollarperkWh | feeder_demand_response_operating_cost_USdollarperkWh | feeder_solar_pv_investment_cost_USdollarperkW | feeder_energy_storage_investment_cost_USdollarperkW | feeder_distributed_generator_investment_cost_USdollarperkW | feeder_demand_response_investment_cost_USdollarperkW
8101606 |  | ts_slack | none | node_SOURCE_8101606 | 2771.281,7199.557 | 684 | 629 | 16 | 1 | 0 | 0 | 0 | 180 | 11.081 | 5.515 | 2.349 | 0 | 0 |  | 0 | 0 | 1 | 0 |  | 0 | 0 | 0 | 0 | 0 | 0 | 0 | 0 | 0 | 0 | 0 | 0 | 0 | 0 | 0 | 0 | 0 | 0 | 0 | 999999999 | 0 | 0 | 0 | 0 | 0 | 0 | 0 | 0 | 0 | 0 | 0 | 0 | 0 | 0 | 0 | 0 | 0 | 0

## fuse
data_type | static
owner_type | feeder
owner | 8101606
object | fuse
name | groupid | phases | fr | to | phase_A_status | phase_B_status | phase_C_status | repair_dist_type | current_limit | mean_replacement_time | status | dcircuit | selected | monitored | monitored_fields | class_monitored_fields | played | played_fields | comments
fuse_220382400 |  | AD | node_intto1_220382400 | node_220382400 | GOOD | GOOD | GOOD |  | 60 |  |  | 8101606 | no | no |  |  | no
fuse_220383251 |  | ABCD | node_intto1_8101606_200807932 | node_8101606_200807932 | GOOD | GOOD | GOOD |  | 30 |  |  | 8101606 | no | no |  |  | no
fuse_220383252 |  | AD | node_intto1_8101606_200808136 | node_8101606_200808136 | GOOD | GOOD | GOOD |  | 100 |  |  | 8101606 | no | no |  |  | no
fuse_220383254 |  | ABCD | node_intto1_1403673_962_15294463_132 | node_1403673_962_15294463_132 | GOOD | GOOD | GOOD |  | 50 |  |  | 8101606 | no | no |  |  | no
fuse_220383255 |  | AD | node_intto1_8101606_200808001 | node_8101606_200808001 | GOOD | GOOD | GOOD |  | 100 |  |  | 8101606 | no | no |  |  | no
fuse_220383256 |  | ABCD | node_intto1_8101606_200807998 | node_8101606_200807998 | GOOD | GOOD | GOOD |  | 100 |  |  | 8101606 | no | no |  |  | no
fuse_220383261 |  | ABCD | node_intto1_8101606_200807931 | node_8101606_200807931 | GOOD | GOOD | GOOD |  | 100 |  |  | 8101606 | no | no |  |  | no
fuse_220383262 |  | ABCD | node_intto1_8101606_200807928 | node_8101606_200807928 | GOOD | GOOD | GOOD |  | 20 |  |  | 8101606 | no | no |  |  | no
fuse_220383263 |  | ABCD | node_intto1_8101606_200807905 | node_8101606_200807905 | GOOD | GOOD | GOOD |  | 100 |  |  | 8101606 | no | no |  |  | no
fuse_220383268 |  | ABCD | node_intto1_8101606_200807967 | node_8101606_200807967 | GOOD | GOOD | GOOD |  | 100 |  |  | 8101606 | no | no |  |  | no
fuse_220383272 |  | ABCD | node_intto1_8101606_200808557 | node_8101606_200808557 | GOOD | GOOD | GOOD |  | 100 |  |  | 8101606 | no | no |  |  | no
fuse_220383277 |  | ABCD | node_intto1_8101606_200808159 | node_8101606_200808159 | GOOD | GOOD | GOOD |  | 40 |  |  | 8101606 | no | no |  |  | no
fuse_220383279 |  | AD | node_intto1_8101606_200808261 | node_8101606_200808261 | GOOD | GOOD | GOOD |  | 100 |  |  | 8101606 | no | no |  |  | no
fuse_220383282 |  | ABCD | node_intto1_8101606_200808352 | node_8101606_200808352 | GOOD | GOOD | GOOD |  | 125 |  |  | 8101606 | no | no |  |  | no
fuse_220383283 |  | ABCD | node_intto1_8101606_200808300 | node_8101606_200808300 | GOOD | GOOD | GOOD |  | 100 |  |  | 8101606 | no | no |  |  | no
fuse_220383284 |  | AD | node_intto1_8101606_200808297 | node_8101606_200808297 | GOOD | GOOD | GOOD |  | 100 |  |  | 8101606 | no | no |  |  | no
fuse_220383320 |  | ABCD | node_intto1_8101606_200808707 | node_8101606_200808707 | GOOD | GOOD | GOOD |  | 150 |  |  | 8101606 | no | no |  |  | no
fuse_220383370 |  | AD | node_intto1_8101606_201024069 | node_8101606_201024069 | GOOD | GOOD | GOOD |  | 100 |  |  | 8101606 | no | no |  |  | no
fuse_220383374 |  | ABCD | node_intto1_8101606_200808153 | node_8101606_200808153 | GOOD | GOOD | GOOD |  | 100 |  |  | 8101606 | no | no |  |  | no
fuse_220387952 |  | AD | node_intto1_8101606_200832024 | node_8101606_200832024 | GOOD | GOOD | GOOD |  | 50 |  |  | 8101606 | no | no |  |  | no
fuse_220388473 |  | AD | node_intto1_8101606_200836656 | node_8101606_200836656 | GOOD | GOOD | GOOD |  | 60 |  |  | 8101606 | no | no |  |  | no
fuse_220388519 |  | AD | node_intto1_8101606_200836382 | node_8101606_200836382 | GOOD | GOOD | GOOD |  | 50 |  |  | 8101606 | no | no |  |  | no
fuse_220388537 |  | AN | node_intto1_8101606_200836142 | node_8101606_200836142 | GOOD | GOOD | GOOD |  | 40 |  |  | 8101606 | no | no |  |  | no
fuse_220545920 |  | AD | node_intto1_8101606_200836159 | node_8101606_200836159 | GOOD | GOOD | GOOD |  | 65 |  |  | 8101606 | no | no |  |  | no
fuse_220625130 |  | AD | node_intto1_8101606_200836189 | node_8101606_200836189 | GOOD | GOOD | GOOD |  | 40 |  |  | 8101606 | no | no |  |  | no
fuse_220625131 |  | AD | node_intto1_8101606_200836191 | node_8101606_200836191 | GOOD | GOOD | GOOD |  | 40 |  |  | 8101606 | no | no |  |  | no
fuse_220628623 |  | ABCD | node_intto1_8101606_200808688 | node_8101606_200808688 | GOOD | GOOD | GOOD |  | 50 |  |  | 8101606 | no | no |  |  | no
fuse_220657378 |  | AN | node_intto1_8101606_201068154 | node_8101606_201068154 | GOOD | GOOD | GOOD |  | 20 |  |  | 8101606 | no | no |  |  | no
fuse_310018940 |  | ABCN | node_intto1_8101606_200808597 | node_8101606_200808597 | GOOD | GOOD | GOOD |  | 30 |  |  | 8101606 | no | no |  |  | no

## line_configuration
data_type | static
owner_type | feeder
owner | 8101606
object | line_configuration
name | groupid | conductor_A | conductor_B | conductor_C | conductor_N | spacing | z11 | z12 | z13 | z21 | z22 | z23 | z31 | z32 | z33 | c11 | c12 | c13 | c21 | c22 | c23 | c31 | c32 | c33 | dcircuit | selected | comments
bal_1P_1/0AA |  | oh_cond_1/0_AAAC | oh_cond_1/0_AAAC | oh_cond_1/0_AAAC |  |  | 0.972+1.499j | 0.095+0.781j | 0.095+0.781j | 0.095+0.781j | 0.972+1.499j | 0.095+0.781j | 0.095+0.781j | 0.095+0.781j | 0.972+1.499j | 12.796 | -3.172 | -3.172 | -3.172 | 12.796 | -3.172 | -3.172 | -3.172 | 12.796 |  | no
bal_1P_1/0AC |  | oh_cond_1/0_ACSR | oh_cond_1/0_ACSR | oh_cond_1/0_ACSR |  |  | 0.983+1.218j | 0.095+0.781j | 0.095+0.781j | 0.095+0.781j | 0.983+1.218j | 0.095+0.781j | 0.095+0.781j | 0.095+0.781j | 0.983+1.218j | 12.796 | -3.172 | -3.172 | -3.172 | 12.796 | -3.172 | -3.172 | -3.172 | 12.796 |  | no
bal_1P_2AC |  | oh_cond_2_ACSR | oh_cond_2_ACSR | oh_cond_2_ACSR |  |  | 1.505+1.527j | 0.095+0.781j | 0.095+0.781j | 0.095+0.781j | 1.505+1.527j | 0.095+0.781j | 0.095+0.781j | 0.095+0.781j | 1.505+1.527j | 12.393 | -3.017 | -3.017 | -3.017 | 12.393 | -3.017 | -3.017 | -3.017 | 12.393 |  | no
bal_1P_4/0AL |  | oh_cond_4/0_AL | oh_cond_4/0_AL | oh_cond_4/0_AL |  |  | 0.537+1.466j | 0.095+0.781j | 0.095+0.781j | 0.095+0.781j | 0.537+1.466j | 0.095+0.781j | 0.095+0.781j | 0.095+0.781j | 0.537+1.466j | 13.381 | -3.4 | -3.4 | -3.4 | 13.381 | -3.4 | -3.4 | -3.4 | 13.381 |  | no
bal_1P_4CU |  | oh_cond_4_CU | oh_cond_4_CU | oh_cond_4_CU |  |  | 1.483+1.565j | 0.095+0.781j | 0.095+0.781j | 0.095+0.781j | 1.483+1.565j | 0.095+0.781j | 0.095+0.781j | 0.095+0.781j | 1.483+1.565j | 11.78 | -2.785 | -2.785 | -2.785 | 11.78 | -2.785 | -2.785 | -2.785 | 11.78 |  | no
bal_1P_DELTACUST |  | oh_cond_2/0_CU | oh_cond_2/0_CU | oh_cond_2/0_CU | oh_cond_3_#7_CWD_30% |  | 0.66+1.378j | 0.22+0.666j | 0.22+0.666j | 0.22+0.666j | 0.66+1.378j | 0.22+0.666j | 0.22+0.666j | 0.22+0.666j | 0.66+1.378j | 13.24 | -2.712 | -2.712 | -2.712 | 13.24 | -2.712 | -2.712 | -2.712 | 13.24 |  | no
bal_3P_1/0AA |  | oh_cond_1/0_AAAC | oh_cond_1/0_AAAC | oh_cond_1/0_AAAC |  |  | 0.972+1.499j | 0.095+0.781j | 0.095+0.781j | 0.095+0.781j | 0.972+1.499j | 0.095+0.781j | 0.095+0.781j | 0.095+0.781j | 0.972+1.499j | 12.796 | -3.172 | -3.172 | -3.172 | 12.796 | -3.172 | -3.172 | -3.172 | 12.796 |  | no
bal_3P_1/0AC |  | oh_cond_1/0_ACSR | oh_cond_1/0_ACSR | oh_cond_1/0_ACSR |  |  | 0.983+1.497j | 0.095+0.781j | 0.095+0.781j | 0.095+0.781j | 0.983+1.497j | 0.095+0.781j | 0.095+0.781j | 0.095+0.781j | 0.983+1.497j | 12.796 | -3.172 | -3.172 | -3.172 | 12.796 | -3.172 | -3.172 | -3.172 | 12.796 |  | no
bal_3P_1AC |  | oh_cond_1_ACSR | oh_cond_1_ACSR | oh_cond_1_ACSR |  |  | 1.215+1.523j | 0.095+0.781j | 0.095+0.781j | 0.095+0.781j | 1.215+1.523j | 0.095+0.781j | 0.095+0.781j | 0.095+0.781j | 1.215+1.523j | 12.411 | -3.024 | -3.024 | -3.024 | 12.411 | -3.024 | -3.024 | -3.024 | 12.411 |  | no
bal_3P_1CU |  | oh_cond_1_CU | oh_cond_1_CU | oh_cond_1_CU |  |  | 0.794+1.516j | 0.095+0.781j | 0.095+0.781j | 0.095+0.781j | 0.794+1.516j | 0.095+0.781j | 0.095+0.781j | 0.095+0.781j | 0.794+1.516j | 12.411 | -3.024 | -3.024 | -3.024 | 12.411 | -3.024 | -3.024 | -3.024 | 12.411 |  | no
bal_3P_2CU |  | oh_cond_2_CU | oh_cond_2_CU | oh_cond_2_CU |  |  | 0.968+1.536j | 0.095+0.781j | 0.095+0.781j | 0.095+0.781j | 0.968+1.536j | 0.095+0.781j | 0.095+0.781j | 0.095+0.781j | 0.968+1.536j | 12.191 | -2.94 | -2.94 | -2.94 | 12.191 | -2.94 | -2.94 | -2.94 | 12.191 |  | no
bal_3P_4/0AL |  | oh_cond_4/0_AL | oh_cond_4/0_AL | oh_cond_4/0_AL |  |  | 0.537+1.466j | 0.095+0.781j | 0.095+0.781j | 0.095+0.781j | 0.537+1.466j | 0.095+0.781j | 0.095+0.781j | 0.095+0.781j | 0.537+1.466j | 13.381 | -3.4 | -3.4 | -3.4 | 13.381 | -3.4 | -3.4 | -3.4 | 13.381 |  | no
bal_3P_4CU |  | oh_cond_4_CU | oh_cond_4_CU | oh_cond_4_CU |  |  | 1.483+1.565j | 0.095+0.781j | 0.095+0.781j | 0.095+0.781j | 1.483+1.565j | 0.095+0.781j | 0.095+0.781j | 0.095+0.781j | 1.483+1.565j | 11.78 | -2.785 | -2.785 | -2.785 | 11.78 | -2.785 | -2.785 | -2.785 | 11.78 |  | no
bal_3P_6CU |  | oh_cond_6_CU | oh_cond_6_CU | oh_cond_6_CU |  |  | 2.275+1.583j | 0.095+0.781j | 0.095+0.781j | 0.095+0.781j | 2.275+1.583j | 0.095+0.781j | 0.095+0.781j | 0.095+0.781j | 2.275+1.583j | 11.393 | -2.641 | -2.641 | -2.641 | 11.393 | -2.641 | -2.641 | -2.641 | 11.393 |  | no
bal_3P_477AL |  | oh_cond_477_MCM_AL | oh_cond_477_MCM_AL | oh_cond_477_MCM_AL |  |  | 0.293+1.41j | 0.095+0.775j | 0.095+0.775j | 0.095+0.775j | 0.293+1.41j | 0.095+0.775j | 0.095+0.775j | 0.095+0.775j | 0.293+1.41j | 14.305 | -3.735 | -3.735 | -3.735 | 14.305 | -3.735 | -3.735 | -3.735 | 14.305 |  | no
unb_TAPWIRE_OH |  | oh_cond_WP-4/0-CU | oh_cond_WP-4/0-CU | oh_cond_WP-4/0-CU | oh_cond_WP-4/0-CU |  | 0.365+1.097j | 0.093+0.433j | 0.094+0.34j | 0.093+0.433j | 0.368+1.078j | 0.095+0.401j | 0.094+0.34j | 0.095+0.401j | 0.368+1.077j | 14.911 | -4.341 | -1.953 | -4.341 | 15.781 | -3.724 | -1.953 | -3.724 | 14.818 |  | no
und_1P_1/0ALURD_1/0AL(N) |  | und_cond_1P_1/0ALURD_1/0AL(N) | und_cond_1P_1/0ALURD_1/0AL(N) | und_cond_1P_1/0ALURD_1/0AL(N) |  |  | 1.674+0.526j | 0.0+0.0j | 0.0+0.0j | 0.0+0.0j | 1.674+0.526j | 0.0+0.0j | 0.0+0.0j | 0.0+0.0j | 1.674+0.526j | 530.19 | 0 | 0 | 0 | 530.19 | 0 | 0 | 0 | 530.19 |  | no
und_1P_2ALURD_2AL(N) |  | und_cond_1P_2ALURD_2AL(N) | und_cond_1P_2ALURD_2AL(N) | und_cond_1P_2ALURD_2AL(N) |  |  | 2.379+0.823j | 0.0+0.0j | 0.0+0.0j | 0.0+0.0j | 2.379+0.823j | 0.0+0.0j | 0.0+0.0j | 0.0+0.0j | 2.379+0.823j | 401.497 | 0 | 0 | 0 | 401.497 | 0 | 0 | 0 | 401.497 |  | no
und_1P_DELTACUST |  | und_cond_1P_DELTACUST | und_cond_1P_DELTACUST | und_cond_1P_DELTACUST |  |  | 0.179+0.233j | 0.061-0.024j | 0.061-0.024j | 0.061-0.024j | 0.179+0.233j | 0.061-0.024j | 0.061-0.024j | 0.061-0.024j | 0.179+0.233j | 324.124 | 0 | 0 | 0 | 324.124 | 0 | 0 | 0 | 324.124 |  | no
und_3P_DELTACUST |  | und_cond_3P_DELTACUST | und_cond_3P_DELTACUST | und_cond_3P_DELTACUST |  |  | 0.179+0.233j | 0.061-0.024j | 0.061-0.024j | 0.061-0.024j | 0.179+0.233j | 0.061-0.024j | 0.061-0.024j | 0.061-0.024j | 0.179+0.233j | 324.124 | 0 | 0 | 0 | 324.124 | 0 | 0 | 0 | 324.124 |  | no
und_TAPWIRE_UG |  | und_cond_TAPWIRE_UG | und_cond_TAPWIRE_UG | und_cond_TAPWIRE_UG |  |  | 0.001+0.001j | 0.0+0.0j | 0.0+0.0j | 0.0+0.0j | 0.001+0.001j | 0.0+0.0j | 0.0+0.0j | 0.0+0.0j | 0.001+0.001j | 0 | 0 | 0 | 0 | 0 | 0 | 0 | 0 | 0 |  | no

## load
data_type | static
owner_type | feeder
owner | 8101606
object | load
name | groupid | parent | bustype | phases | nominal_voltage | load_class | constant_power_A | constant_power_B | constant_power_C | constant_current_A | constant_current_B | constant_current_C | constant_impedance_A | constant_impedance_B | constant_impedance_C | base_power_A | base_power_B | base_power_C | power_pf_A | power_pf_B | power_pf_C | current_pf_A | current_pf_B | current_pf_C | impedance_pf_A | impedance_pf_B | impedance_pf_C | power_fraction_A | power_fraction_B | power_fraction_C | current_fraction_A | current_fraction_B | current_fraction_C | impedance_fraction_A | impedance_fraction_B | impedance_fraction_C | dcircuit | selected | monitored | monitored_fields | class_monitored_fields | played | played_fields | base_kw_A | base_kw_B | base_kw_C | kw_A | kw_B | kw_C | comments | critical_load | dem_resp_lb | dem_resp_ub | dem_resp_shortage_cost | dem_resp_surplus_cost | num_customers
load_220329623 |  | node_1404627_84_15301601_125 |  | AN | 0 | Residential | 5536.8+2358.667j | 0 | 0 | 0 | 0 | 0 | [24 empty] | 8101606 | no | no |  |  | no |  | 0 | 0 | 0 | 0 | 0 | 0 |  | 1 | 1 | 1 | 0 | 0 | 0
load_220330637 |  | node_1403538_521_15298080_641 |  | AN | 0 | NonResidential | 27021.6+11511.153j | 0 | 0 | 0 | 0 | 0 | [24 empty] | 8101606 | no | no |  |  | no |  | 0 | 0 | 0 | 0 | 0 | 0 |  | 1 | 1 | 1 | 0 | 0 | 0
load_220330661 |  | node_1403565_657_15297883_196 |  | AN | 0 | Residential | 32270.4+13747.133j | 0 | 0 | 0 | 0 | 0 | [24 empty] | 8101606 | no | no |  |  | no |  | 0 | 0 | 0 | 0 | 0 | 0 |  | 1 | 1 | 1 | 0 | 0 | 0
load_220330787 |  | node_1402652_232_15296158_672 |  | AN | 0 | NonResidential | 5205.6+2217.576j | 0 | 0 | 0 | 0 | 0 | [24 empty] | 8101606 | no | no |  |  | no |  | 0 | 0 | 0 | 0 | 0 | 0 |  | 1 | 1 | 1 | 0 | 0 | 0
load_220330788 |  | node_1402594_379_15296338_122 |  | AN | 0 | Residential | 95904+40854.933j | 0 | 0 | 0 | 0 | 0 | [24 empty] | 8101606 | no | no |  |  | no |  | 0 | 0 | 0 | 0 | 0 | 0 |  | 1 | 1 | 1 | 0 | 0 | 0
load_220330789 |  | node_1402505_588_15297303_833 |  | AN | 0 | NonResidential | 3168+1349.562j | 0 | 0 | 0 | 0 | 0 | [24 empty] | 8101606 | no | no |  |  | no |  | 0 | 0 | 0 | 0 | 0 | 0 |  | 1 | 1 | 1 | 0 | 0 | 0
load_220330790 |  | node_1402509_407_15297502_67 |  | AN | 0 | NonResidential | 0 | 0 | 0 | 0 | 0 | 0 | [24 empty] | 8101606 | no | no |  |  | no |  | 0 | 0 | 0 | 0 | 0 | 0 |  | 1 | 1 | 1 | 0 | 0 | 0
load_220330791 |  | node_1402475_985_15297506_257 |  | AN | 0 | NonResidential | 0 | 0 | 0 | 0 | 0 | 0 | [24 empty] | 8101606 | no | no |  |  | no |  | 0 | 0 | 0 | 0 | 0 | 0 |  | 1 | 1 | 1 | 0 | 0 | 0
load_220330793 |  | node_1402449_116_15297930_809 |  | AN | 0 | NonResidential | 7891.2+3361.637j | 0 | 0 | 0 | 0 | 0 | [24 empty] | 8101606 | no | no |  |  | no |  | 0 | 0 | 0 | 0 | 0 | 0 |  | 1 | 1 | 1 | 0 | 0 | 0
load_220330796 |  | node_1402232_325_15295403_772 |  | AN | 0 | NonResidential | 0 | 0 | 0 | 0 | 0 | 0 | [24 empty] | 8101606 | no | no |  |  | no |  | 0 | 0 | 0 | 0 | 0 | 0 |  | 1 | 1 | 1 | 0 | 0 | 0
load_220330797 |  | node_1402233_073_15295377_17 |  | BN | 0 | NonResidential | 0 | 0 | 0 | 0 | 0 | 0 | [24 empty] | 8101606 | no | no |  |  | no |  | 0 | 0 | 0 | 0 | 0 | 0 |  | 1 | 1 | 1 | 0 | 0 | 0
load_220330798 |  | node_1402236_732_15295429_77 |  | CN | 0 | NonResidential | 0 | 0 | 0 | 0 | 0 | 0 | [24 empty] | 8101606 | no | no |  |  | no |  | 0 | 0 | 0 | 0 | 0 | 0 |  | 1 | 1 | 1 | 0 | 0 | 0
load_220330799 |  | node_1402354_268_15295518_302 |  | AN | 0 | Residential | 31989.6+13627.513j | 0 | 0 | 0 | 0 | 0 | [24 empty] | 8101606 | no | no |  |  | no |  | 0 | 0 | 0 | 0 | 0 | 0 |  | 1 | 1 | 1 | 0 | 0 | 0
load_220330800 |  | node_1402236_094_15295615_515 |  | BN | 0 | NonResidential | 0 | 12333.333+5253.978j | 0 | 0 | 0 | 0 | [24 empty] | 8101606 | no | no |  |  | no |  | 0 | 0 | 0 | 0 | 0 | 0 |  | 1 | 1 | 1 | 0 | 0 | 0
load_220330801 |  | node_1402240_327_15295587_732 |  | AN | 0 | NonResidential | 12333.333+5253.978j | 0 | 0 | 0 | 0 | 0 | [24 empty] | 8101606 | no | no |  |  | no |  | 0 | 0 | 0 | 0 | 0 | 0 |  | 1 | 1 | 1 | 0 | 0 | 0
load_220330802 |  | node_1402235_778_15295647_593 |  | CN | 0 | NonResidential | 0 | 0 | 12333.333+5253.978j | 0 | 0 | 0 | [24 empty] | 8101606 | no | no |  |  | no |  | 0 | 0 | 0 | 0 | 0 | 0 |  | 1 | 1 | 1 | 0 | 0 | 0
load_220330808 |  | node_1401490_969_15295490_833 |  | AN | 0 | Residential | 67924.8+28935.844j | 0 | 0 | 0 | 0 | 0 | [24 empty] | 8101606 | no | no |  |  | no |  | 0 | 0 | 0 | 0 | 0 | 0 |  | 1 | 1 | 1 | 0 | 0 | 0
load_220330809 |  | node_1401469_197_15295665_386 |  | AN | 0 | Residential | 11793.6+5024.053j | 0 | 0 | 0 | 0 | 0 | [24 empty] | 8101606 | no | no |  |  | no |  | 0 | 0 | 0 | 0 | 0 | 0 |  | 1 | 1 | 1 | 0 | 0 | 0
load_220330810 |  | node_1401444_36_15295882_761 |  | AN | 0 | NonResidential | 11138.4+4744.939j | 0 | 0 | 0 | 0 | 0 | [24 empty] | 8101606 | no | no |  |  | no |  | 0 | 0 | 0 | 0 | 0 | 0 |  | 1 | 1 | 1 | 0 | 0 | 0
load_220330811 |  | node_1401406_239_15296454_282 |  | AN | 0 | Residential | 59428.8+25316.563j | 0 | 0 | 0 | 0 | 0 | [24 empty] | 8101606 | no | no |  |  | no |  | 0 | 0 | 0 | 0 | 0 | 0 |  | 1 | 1 | 1 | 0 | 0 | 0
load_220330812 |  | node_1401299_032_15296907_837 |  | AN | 0 | Residential | 95205.6+40557.416j | 0 | 0 | 0 | 0 | 0 | [24 empty] | 8101606 | no | no |  |  | no |  | 0 | 0 | 0 | 0 | 0 | 0 |  | 1 | 1 | 1 | 0 | 0 | 0
load_220330813 |  | node_1401292_776_15297489_992 |  | AN | 0 | Residential | 80244+34183.801j | 0 | 0 | 0 | 0 | 0 | [24 empty] | 8101606 | no | no |  |  | no |  | 0 | 0 | 0 | 0 | 0 | 0 |  | 1 | 1 | 1 | 0 | 0 | 0
load_220330814 |  | node_1401276_192_15297766_714 |  | AN | 0 | Residential | 82972.8+35346.265j | 0 | 0 | 0 | 0 | 0 | [24 empty] | 8101606 | no | no |  |  | no |  | 0 | 0 | 0 | 0 | 0 | 0 |  | 1 | 1 | 1 | 0 | 0 | 0
load_220330815 |  | node_1401221_579_15298292_299 |  | AN | 0 | Residential | 40327.2+17179.315j | 0 | 0 | 0 | 0 | 0 | [24 empty] | 8101606 | no | no |  |  | no |  | 0 | 0 | 0 | 0 | 0 | 0 |  | 1 | 1 | 1 | 0 | 0 | 0
load_220330817 |  | node_1401221_034_15294477_287 |  | AN | 0 | NonResidential | 14000+5963.975j | 0 | 0 | 0 | 0 | 0 | [24 empty] | 8101606 | no | no |  |  | no |  | 0 | 0 | 0 | 0 | 0 | 0 |  | 1 | 1 | 1 | 0 | 0 | 0
load_220330818 |  | node_1401091_925_15295486_34 |  | AN | 0 | Residential | 65836.8+28046.359j | 0 | 0 | 0 | 0 | 0 | [24 empty] | 8101606 | no | no |  |  | no |  | 0 | 0 | 0 | 0 | 0 | 0 |  | 1 | 1 | 1 | 0 | 0 | 0
load_220330819 |  | node_1401047_024_15296140_564 |  | AN | 0 | NonResidential | 50.4+21.47j | 0 | 0 | 0 | 0 | 0 | [24 empty] | 8101606 | no | no |  |  | no |  | 0 | 0 | 0 | 0 | 0 | 0 |  | 1 | 1 | 1 | 0 | 0 | 0
load_220330820 |  | node_1401019_678_15296548_451 |  | AN | 0 | Residential | 94888.8+40422.46j | 0 | 0 | 0 | 0 | 0 | [24 empty] | 8101606 | no | no |  |  | no |  | 0 | 0 | 0 | 0 | 0 | 0 |  | 1 | 1 | 1 | 0 | 0 | 0
load_220330821 |  | node_1400949_931_15297252_426 |  | AN | 0 | Residential | 58550.4+24942.366j | 0 | 0 | 0 | 0 | 0 | [24 empty] | 8101606 | no | no |  |  | no |  | 0 | 0 | 0 | 0 | 0 | 0 |  | 1 | 1 | 1 | 0 | 0 | 0
load_220330822 |  | node_1401171_683_15294681_36 |  | AN | 0 | Residential | 32486.4+13839.148j | 0 | 0 | 0 | 0 | 0 | [24 empty] | 8101606 | no | no |  |  | no |  | 0 | 0 | 0 | 0 | 0 | 0 |  | 1 | 1 | 1 | 0 | 0 | 0
load_220330823 |  | node_1400903_376_15297692_457 |  | AN | 0 | Residential | 28490.4+12136.86j | 0 | 0 | 0 | 0 | 0 | [24 empty] | 8101606 | no | no |  |  | no |  | 0 | 0 | 0 | 0 | 0 | 0 |  | 1 | 1 | 1 | 0 | 0 | 0
load_220330824 |  | node_1400817_991_15298542_34 |  | AN | 0 | NonResidential | 900+383.398j | 0 | 0 | 0 | 0 | 0 | [24 empty] | 8101606 | no | no |  |  | no |  | 0 | 0 | 0 | 0 | 0 | 0 |  | 1 | 1 | 1 | 0 | 0 | 0
load_220330825 |  | node_1401132_254_15295082_532 |  | AN | 0 | NonResidential | 93.6+39.873j | 0 | 0 | 0 | 0 | 0 | [24 empty] | 8101606 | no | no |  |  | no |  | 0 | 0 | 0 | 0 | 0 | 0 |  | 1 | 1 | 1 | 0 | 0 | 0
load_220330828 |  | node_1400842_561_15295316_23 |  | AN | 0 | Residential | 139701.6+59512.632j | 0 | 0 | 0 | 0 | 0 | [24 empty] | 8101606 | no | no |  |  | no |  | 0 | 0 | 0 | 0 | 0 | 0 |  | 1 | 1 | 1 | 0 | 0 | 0
load_220330829 |  | node_1400865_586_15295620_36 |  | AN | 0 | NonResidential | 1646.4+701.363j | 0 | 0 | 0 | 0 | 0 | [24 empty] | 8101606 | no | no |  |  | no |  | 0 | 0 | 0 | 0 | 0 | 0 |  | 1 | 1 | 1 | 0 | 0 | 0
load_220330830 |  | node_1400867_811_15295658_611 |  | BN | 0 | NonResidential | 0 | 1646.4+701.363j | 0 | 0 | 0 | 0 | [24 empty] | 8101606 | no | no |  |  | no |  | 0 | 0 | 0 | 0 | 0 | 0 |  | 1 | 1 | 1 | 0 | 0 | 0
load_220330832 |  | node_1400722_387_15296472_711 |  | AN | 0 | Residential | 90007.2+38342.907j | 0 | 0 | 0 | 0 | 0 | [24 empty] | 8101606 | no | no |  |  | no |  | 0 | 0 | 0 | 0 | 0 | 0 |  | 1 | 1 | 1 | 0 | 0 | 0
load_220330833 |  | node_1400659_399_15297492_913 |  | AN | 0 | Residential | 84859.2+36149.868j | 0 | 0 | 0 | 0 | 0 | [24 empty] | 8101606 | no | no |  |  | no |  | 0 | 0 | 0 | 0 | 0 | 0 |  | 1 | 1 | 1 | 0 | 0 | 0
load_220330835 |  | node_1404202_606_15295083_056 |  | AN | 0 | Residential | 32169.6+13704.192j | 0 | 0 | 0 | 0 | 0 | [24 empty] | 8101606 | no | no |  |  | no |  | 0 | 0 | 0 | 0 | 0 | 0 |  | 1 | 1 | 1 | 0 | 0 | 0
load_220330836 |  | node_1403661_465_15294742_165 |  | AN | 0 | Residential | 22161.6+9440.802j | 0 | 0 | 0 | 0 | 0 | [24 empty] | 8101606 | no | no |  |  | no |  | 0 | 0 | 0 | 0 | 0 | 0 |  | 1 | 1 | 1 | 0 | 0 | 0
load_220330837 |  | node_1403581_928_15295677_721 |  | AN | 0 | Residential | 55216.8+23522.258j | 0 | 0 | 0 | 0 | 0 | [24 empty] | 8101606 | no | no |  |  | no |  | 0 | 0 | 0 | 0 | 0 | 0 |  | 1 | 1 | 1 | 0 | 0 | 0
load_220330838 |  | node_1403306_968_15295646_818 |  | AN | 0 | Residential | 64202.4+27350.108j | 0 | 0 | 0 | 0 | 0 | [24 empty] | 8101606 | no | no |  |  | no |  | 0 | 0 | 0 | 0 | 0 | 0 |  | 1 | 1 | 1 | 0 | 0 | 0
load_220330839 |  | node_1403044_238_15295460_803 |  | AN | 0 | Residential | 26618.4+11339.391j | 0 | 0 | 0 | 0 | 0 | [24 empty] | 8101606 | no | no |  |  | no |  | 0 | 0 | 0 | 0 | 0 | 0 |  | 1 | 1 | 1 | 0 | 0 | 0
load_220330840 |  | node_1403172_6_15294575_383 |  | AN | 0 | NonResidential | 5000+2129.991j | 0 | 0 | 0 | 0 | 0 | [24 empty] | 8101606 | no | no |  |  | no |  | 0 | 0 | 0 | 0 | 0 | 0 |  | 1 | 1 | 1 | 0 | 0 | 0
load_220330841 |  | node_1403182_442_15294552_348 |  | BN | 0 | NonResidential | 0 | 5000+2129.991j | 0 | 0 | 0 | 0 | [24 empty] | 8101606 | no | no |  |  | no |  | 0 | 0 | 0 | 0 | 0 | 0 |  | 1 | 1 | 1 | 0 | 0 | 0
load_220330842 |  | node_1403167_549_15294601_09 |  | CN | 0 | NonResidential | 0 | 0 | 5000+2129.991j | 0 | 0 | 0 | [24 empty] | 8101606 | no | no |  |  | no |  | 0 | 0 | 0 | 0 | 0 | 0 |  | 1 | 1 | 1 | 0 | 0 | 0
load_220330843 |  | node_1403437_01_15294670_327 |  | AN | 0 | Residential | 15472.8+6591.385j | 0 | 0 | 0 | 0 | 0 | [24 empty] | 8101606 | no | no |  |  | no |  | 0 | 0 | 0 | 0 | 0 | 0 |  | 1 | 1 | 1 | 0 | 0 | 0
load_220330844 |  | node_1403957_937_15294647_655 |  | AN | 0 | Residential | 47498.4+20234.234j | 0 | 0 | 0 | 0 | 0 | [24 empty] | 8101606 | no | no |  |  | no |  | 0 | 0 | 0 | 0 | 0 | 0 |  | 1 | 1 | 1 | 0 | 0 | 0
load_220330845 |  | node_1404173_07_15294638_682 |  | AN | 0 | Residential | 38246.4+16292.898j | 0 | 0 | 0 | 0 | 0 | [24 empty] | 8101606 | no | no |  |  | no |  | 0 | 0 | 0 | 0 | 0 | 0 |  | 1 | 1 | 1 | 0 | 0 | 0
load_220330846 |  | node_1403342_841_15296212_629 |  | AN | 0 | NonResidential | 0 | 0 | 0 | 0 | 0 | 0 | [24 empty] | 8101606 | no | no |  |  | no |  | 0 | 0 | 0 | 0 | 0 | 0 |  | 1 | 1 | 1 | 0 | 0 | 0
load_220330847 |  | node_1403331_139_15296484_464 |  | AN | 0 | Residential | 88898.4+37870.56j | 0 | 0 | 0 | 0 | 0 | [24 empty] | 8101606 | no | no |  |  | no |  | 0 | 0 | 0 | 0 | 0 | 0 |  | 1 | 1 | 1 | 0 | 0 | 0
load_220330848 |  | node_1403293_585_15296858_425 |  | AN | 0 | Residential | 84470.4+35984.24j | 0 | 0 | 0 | 0 | 0 | [24 empty] | 8101606 | no | no |  |  | no |  | 0 | 0 | 0 | 0 | 0 | 0 |  | 1 | 1 | 1 | 0 | 0 | 0
load_220330849 |  | node_1403193_562_15297628_502 |  | AN | 0 | Residential | 11368.8+4843.089j | 0 | 0 | 0 | 0 | 0 | [24 empty] | 8101606 | no | no |  |  | no |  | 0 | 0 | 0 | 0 | 0 | 0 |  | 1 | 1 | 1 | 0 | 0 | 0
load_220330850 |  | node_1402094_153_15296116_969 |  | AN | 0 | Residential | 43660.8+18599.423j | 0 | 0 | 0 | 0 | 0 | [24 empty] | 8101606 | no | no |  |  | no |  | 0 | 0 | 0 | 0 | 0 | 0 |  | 1 | 1 | 1 | 0 | 0 | 0
load_220330851 |  | node_1401991_935_15296444_764 |  | AN | 0 | Residential | 68522.4+29190.42j | 0 | 0 | 0 | 0 | 0 | [24 empty] | 8101606 | no | no |  |  | no |  | 0 | 0 | 0 | 0 | 0 | 0 |  | 1 | 1 | 1 | 0 | 0 | 0
load_220330852 |  | node_1401920_013_15296617_04 |  | AN | 0 | NonResidential | 10666.667+4543.981j | 0 | 0 | 0 | 0 | 0 | [24 empty] | 8101606 | no | no |  |  | no |  | 0 | 0 | 0 | 0 | 0 | 0 |  | 1 | 1 | 1 | 0 | 0 | 0
load_220330853 |  | node_1401914_62_15296591_372 |  | BN | 0 | NonResidential | 0 | 10666.667+4543.981j | 0 | 0 | 0 | 0 | [24 empty] | 8101606 | no | no |  |  | no |  | 0 | 0 | 0 | 0 | 0 | 0 |  | 1 | 1 | 1 | 0 | 0 | 0
load_220330854 |  | node_1401930_16_15296640 |  | CN | 0 | NonResidential | 0 | 0 | 10666.667+4543.981j | 0 | 0 | 0 | [24 empty] | 8101606 | no | no |  |  | no |  | 0 | 0 | 0 | 0 | 0 | 0 |  | 1 | 1 | 1 | 0 | 0 | 0
load_220330855 |  | node_1402676_849_15297262_379 |  | AN | 0 | Residential | 29354.4+12504.922j | 0 | 0 | 0 | 0 | 0 | [24 empty] | 8101606 | no | no |  |  | no |  | 0 | 0 | 0 | 0 | 0 | 0 |  | 1 | 1 | 1 | 0 | 0 | 0
load_220330856 |  | node_1402420_857_15297247_238 |  | AN | 0 | Residential | 70682.4+30110.576j | 0 | 0 | 0 | 0 | 0 | [24 empty] | 8101606 | no | no |  |  | no |  | 0 | 0 | 0 | 0 | 0 | 0 |  | 1 | 1 | 1 | 0 | 0 | 0
load_220330857 |  | node_1402774_396_15297678_439 |  | AN | 0 | NonResidential | 26000+11075.954j | 0 | 0 | 0 | 0 | 0 | [24 empty] | 8101606 | no | no |  |  | no |  | 0 | 0 | 0 | 0 | 0 | 0 |  | 1 | 1 | 1 | 0 | 0 | 0
load_220330859 |  | node_1401902_406_15298052_892 |  | AN | 0 | Residential | 35596.8+15164.173j | 0 | 0 | 0 | 0 | 0 | [24 empty] | 8101606 | no | no |  |  | no |  | 0 | 0 | 0 | 0 | 0 | 0 |  | 1 | 1 | 1 | 0 | 0 | 0
load_220330860 |  | node_1401896_862_15297834_012 |  | AN | 0 | NonResidential | 1666.667+709.997j | 0 | 0 | 0 | 0 | 0 | [24 empty] | 8101606 | no | no |  |  | no |  | 0 | 0 | 0 | 0 | 0 | 0 |  | 1 | 1 | 1 | 0 | 0 | 0
load_220330861 |  | node_1401915_816_15297841_986 |  | BN | 0 | NonResidential | 0 | 1666.667+709.997j | 0 | 0 | 0 | 0 | [24 empty] | 8101606 | no | no |  |  | no |  | 0 | 0 | 0 | 0 | 0 | 0 |  | 1 | 1 | 1 | 0 | 0 | 0
load_220330862 |  | node_1401877_048_15297832_886 |  | CN | 0 | NonResidential | 0 | 0 | 1666.667+709.997j | 0 | 0 | 0 | [24 empty] | 8101606 | no | no |  |  | no |  | 0 | 0 | 0 | 0 | 0 | 0 |  | 1 | 1 | 1 | 0 | 0 | 0
load_220330863 |  | node_1401679_432_15297158_342 |  | AN | 0 | Residential | 51818.4+22074.546j | 0 | 0 | 0 | 0 | 0 | [24 empty] | 8101606 | no | no |  |  | no |  | 0 | 0 | 0 | 0 | 0 | 0 |  | 1 | 1 | 1 | 0 | 0 | 0
load_220330864 |  | node_1401515_241_15296594_656 |  | AN | 0 | Residential | 103132.8+43934.389j | 0 | 0 | 0 | 0 | 0 | [24 empty] | 8101606 | no | no |  |  | no |  | 0 | 0 | 0 | 0 | 0 | 0 |  | 1 | 1 | 1 | 0 | 0 | 0
load_220330865 |  | node_1403727_141_15295197_935 |  | AN | 0 | Residential | 115437.6+49176.212j | 0 | 0 | 0 | 0 | 0 | [24 empty] | 8101606 | no | no |  |  | no |  | 0 | 0 | 0 | 0 | 0 | 0 |  | 1 | 1 | 1 | 0 | 0 | 0
load_220330866 |  | node_1404188_375_15295267_579 |  | AN | 0 | Residential | 86767.2+36962.672j | 0 | 0 | 0 | 0 | 0 | [24 empty] | 8101606 | no | no |  |  | no |  | 0 | 0 | 0 | 0 | 0 | 0 |  | 1 | 1 | 1 | 0 | 0 | 0
load_220330867 |  | node_1403051_028_15295130_01 |  | AN | 0 | Residential | 23522.4+10020.5j | 0 | 0 | 0 | 0 | 0 | [24 empty] | 8101606 | no | no |  |  | no |  | 0 | 0 | 0 | 0 | 0 | 0 |  | 1 | 1 | 1 | 0 | 0 | 0
load_220330868 |  | node_1403327_884_15295161_895 |  | AN | 0 | Residential | 75621.6+32214.667j | 0 | 0 | 0 | 0 | 0 | [24 empty] | 8101606 | no | no |  |  | no |  | 0 | 0 | 0 | 0 | 0 | 0 |  | 1 | 1 | 1 | 0 | 0 | 0
load_220330869 |  | node_1404122_236_15294894_971 |  | AN | 0 | Residential | 32738.4+13946.5j | 0 | 0 | 0 | 0 | 0 | [24 empty] | 8101606 | no | no |  |  | no |  | 0 | 0 | 0 | 0 | 0 | 0 |  | 1 | 1 | 1 | 0 | 0 | 0
load_220330870 |  | node_1404686_617_15294880_406 |  | AN | 0 | NonResidential | 0 | 0 | 0 | 0 | 0 | 0 | [24 empty] | 8101606 | no | no |  |  | no |  | 0 | 0 | 0 | 0 | 0 | 0 |  | 1 | 1 | 1 | 0 | 0 | 0
load_220330871 |  | node_1403005_102_15294934_494 |  | AN | 0 | Residential | 24321.6+10360.958j | 0 | 0 | 0 | 0 | 0 | [24 empty] | 8101606 | no | no |  |  | no |  | 0 | 0 | 0 | 0 | 0 | 0 |  | 1 | 1 | 1 | 0 | 0 | 0
load_220330872 |  | node_1403259_272_15294927_161 |  | AN | 0 | Residential | 59176.8+25209.211j | 0 | 0 | 0 | 0 | 0 | [24 empty] | 8101606 | no | no |  |  | no |  | 0 | 0 | 0 | 0 | 0 | 0 |  | 1 | 1 | 1 | 0 | 0 | 0
load_220330873 |  | node_1403854_606_15294893_343 |  | AN | 0 | Residential | 38224.8+16283.697j | 0 | 0 | 0 | 0 | 0 | [24 empty] | 8101606 | no | no |  |  | no |  | 0 | 0 | 0 | 0 | 0 | 0 |  | 1 | 1 | 1 | 0 | 0 | 0
load_220330877 |  | node_1400519_757_15294987_696 |  | AN | 0 | Residential | 82728+35241.98j | 0 | 0 | 0 | 0 | 0 | [24 empty] | 8101606 | no | no |  |  | no |  | 0 | 0 | 0 | 0 | 0 | 0 |  | 1 | 1 | 1 | 0 | 0 | 0
load_220330878 |  | node_1400405_497_15295458_306 |  | AN | 0 | Residential | 42537.6+18120.942j | 0 | 0 | 0 | 0 | 0 | [24 empty] | 8101606 | no | no |  |  | no |  | 0 | 0 | 0 | 0 | 0 | 0 |  | 1 | 1 | 1 | 0 | 0 | 0
load_220330879 |  | node_1400386_357_15295060_365 |  | AN | 0 | Residential | 94507.2+40259.899j | 0 | 0 | 0 | 0 | 0 | [24 empty] | 8101606 | no | no |  |  | no |  | 0 | 0 | 0 | 0 | 0 | 0 |  | 1 | 1 | 1 | 0 | 0 | 0
load_220330880 |  | node_1399963_46_15295814_173 |  | AN | 0 | Residential | 4500+1916.992j | 0 | 0 | 0 | 0 | 0 | [24 empty] | 8101606 | no | no |  |  | no |  | 0 | 0 | 0 | 0 | 0 | 0 |  | 1 | 1 | 1 | 0 | 0 | 0
load_220330881 |  | node_1399964_473_15295822_807 |  | AN | 0 | Residential | 4500+1916.992j | 0 | 0 | 0 | 0 | 0 | [24 empty] | 8101606 | no | no |  |  | no |  | 0 | 0 | 0 | 0 | 0 | 0 |  | 1 | 1 | 1 | 0 | 0 | 0
load_220330882 |  | node_1399974_814_15296221_079 |  | AN | 0 | Residential | 108669.6+46293.056j | 0 | 0 | 0 | 0 | 0 | [24 empty] | 8101606 | no | no |  |  | no |  | 0 | 0 | 0 | 0 | 0 | 0 |  | 1 | 1 | 1 | 0 | 0 | 0
load_220330893 |  | node_1400019_077_15295058_231 |  | AN | 0 | Residential | 114336+48706.932j | 0 | 0 | 0 | 0 | 0 | [24 empty] | 8101606 | no | no |  |  | no |  | 0 | 0 | 0 | 0 | 0 | 0 |  | 1 | 1 | 1 | 0 | 0 | 0
load_220330894 |  | node_1399733_04_15295720_738 |  | AN | 0 | NonResidential | 12500+5324.978j | 0 | 0 | 0 | 0 | 0 | [24 empty] | 8101606 | no | no |  |  | no |  | 0 | 0 | 0 | 0 | 0 | 0 |  | 1 | 1 | 1 | 0 | 0 | 0
load_220330895 |  | node_1399730_27_15295747_081 |  | AN | 0 | NonResidential | 12500+5324.978j | 0 | 0 | 0 | 0 | 0 | [24 empty] | 8101606 | no | no |  |  | no |  | 0 | 0 | 0 | 0 | 0 | 0 |  | 1 | 1 | 1 | 0 | 0 | 0
load_220330896 |  | node_1399610_234_15295910_491 |  | AN | 0 | Residential | 42739.2+18206.823j | 0 | 0 | 0 | 0 | 0 | [24 empty] | 8101606 | no | no |  |  | no |  | 0 | 0 | 0 | 0 | 0 | 0 |  | 1 | 1 | 1 | 0 | 0 | 0
load_220330897 |  | node_1399653_488_15296058_958 |  | AN | 0 | Residential | 4003.2+1705.356j | 0 | 0 | 0 | 0 | 0 | [24 empty] | 8101606 | no | no |  |  | no |  | 0 | 0 | 0 | 0 | 0 | 0 |  | 1 | 1 | 1 | 0 | 0 | 0
load_220330905 |  | node_1399684_396_15295253_174 |  | AN | 0 | Residential | 59299.2+25261.353j | 0 | 0 | 0 | 0 | 0 | [24 empty] | 8101606 | no | no |  |  | no |  | 0 | 0 | 0 | 0 | 0 | 0 |  | 1 | 1 | 1 | 0 | 0 | 0
load_220330936 |  | node_1399086_907_15295617_381 |  | AN | 0 | NonResidential | 4333.333+1845.992j | 0 | 0 | 0 | 0 | 0 | [24 empty] | 8101606 | no | no |  |  | no |  | 0 | 0 | 0 | 0 | 0 | 0 |  | 1 | 1 | 1 | 0 | 0 | 0
load_220330937 |  | node_1399081_708_15295643_033 |  | BN | 0 | NonResidential | 0 | 4333.333+1845.992j | 0 | 0 | 0 | 0 | [24 empty] | 8101606 | no | no |  |  | no |  | 0 | 0 | 0 | 0 | 0 | 0 |  | 1 | 1 | 1 | 0 | 0 | 0
load_220330938 |  | node_1399086_976_15295590_754 |  | CN | 0 | NonResidential | 0 | 0 | 4333.333+1845.992j | 0 | 0 | 0 | [24 empty] | 8101606 | no | no |  |  | no |  | 0 | 0 | 0 | 0 | 0 | 0 |  | 1 | 1 | 1 | 0 | 0 | 0
load_220330939 |  | node_1399019_66_15295715_782 |  | AN | 0 | NonResidential | 0 | 0 | 0 | 0 | 0 | 0 | [24 empty] | 8101606 | no | no |  |  | no |  | 0 | 0 | 0 | 0 | 0 | 0 |  | 1 | 1 | 1 | 0 | 0 | 0
load_220331011 |  | node_1400585_572_15295980_466 |  | AN | 0 | NonResidential | 4000+1703.993j | 0 | 0 | 0 | 0 | 0 | [24 empty] | 8101606 | no | no |  |  | no |  | 0 | 0 | 0 | 0 | 0 | 0 |  | 1 | 1 | 1 | 0 | 0 | 0
load_220331012 |  | node_1400554_61_15296404_434 |  | AN | 0 | Residential | 30009.6+12784.036j | 0 | 0 | 0 | 0 | 0 | [24 empty] | 8101606 | no | no |  |  | no |  | 0 | 0 | 0 | 0 | 0 | 0 |  | 1 | 1 | 1 | 0 | 0 | 0
load_220331013 |  | node_1400529_775_15296707_475 |  | AN | 0 | Residential | 22694.4+9667.774j | 0 | 0 | 0 | 0 | 0 | [24 empty] | 8101606 | no | no |  |  | no |  | 0 | 0 | 0 | 0 | 0 | 0 |  | 1 | 1 | 1 | 0 | 0 | 0
load_220331015 |  | node_1400226_319_15295838_218 |  | AN | 0 | NonResidential | 22240.8+9474.541j | 0 | 0 | 0 | 0 | 0 | [24 empty] | 8101606 | no | no |  |  | no |  | 0 | 0 | 0 | 0 | 0 | 0 |  | 1 | 1 | 1 | 0 | 0 | 0
load_220331017 |  | node_1403551_623_15295943_676 |  | AN | 0 | Residential | 52185.6+22230.973j | 0 | 0 | 0 | 0 | 0 | [24 empty] | 8101606 | no | no |  |  | no |  | 0 | 0 | 0 | 0 | 0 | 0 |  | 1 | 1 | 1 | 0 | 0 | 0
load_220331021 |  | node_1405243_906_15296114_223 |  | AN | 0 | NonResidential | 10000+4259.982j | 0 | 0 | 0 | 0 | 0 | [24 empty] | 8101606 | no | no |  |  | no |  | 0 | 0 | 0 | 0 | 0 | 0 |  | 1 | 1 | 1 | 0 | 0 | 0
load_220331036 |  | node_1398498_998_15295465_68 |  | AN | 0 | Residential | 43927.2+18712.909j | 0 | 0 | 0 | 0 | 0 | [24 empty] | 8101606 | no | no |  |  | no |  | 0 | 0 | 0 | 0 | 0 | 0 |  | 1 | 1 | 1 | 0 | 0 | 0
load_220331037 |  | node_1398798_792_15295416_689 |  | AN | 0 | Residential | 20278.8+8638.733j | 0 | 0 | 0 | 0 | 0 | [24 empty] | 8101606 | no | no |  |  | no |  | 0 | 0 | 0 | 0 | 0 | 0 |  | 1 | 1 | 1 | 0 | 0 | 0
load_220331038 |  | node_1398818_34_15295421_318 |  | AN | 0 | NonResidential | 8000+3407.986j | 0 | 0 | 0 | 0 | 0 | [24 empty] | 8101606 | no | no |  |  | no |  | 0 | 0 | 0 | 0 | 0 | 0 |  | 1 | 1 | 1 | 0 | 0 | 0
load_220331039 |  | node_1399120_029_15295443_931 |  | AN | 0 | NonResidential | 5666.667+2413.99j | 0 | 0 | 0 | 0 | 0 | [24 empty] | 8101606 | no | no |  |  | no |  | 0 | 0 | 0 | 0 | 0 | 0 |  | 1 | 1 | 1 | 0 | 0 | 0
load_220331040 |  | node_1399139_423_15295449_641 |  | BN | 0 | NonResidential | 0 | 5666.667+2413.99j | 0 | 0 | 0 | 0 | [24 empty] | 8101606 | no | no |  |  | no |  | 0 | 0 | 0 | 0 | 0 | 0 |  | 1 | 1 | 1 | 0 | 0 | 0
load_220331041 |  | node_1399100_226_15295445_146 |  | CN | 0 | NonResidential | 0 | 0 | 5666.667+2413.99j | 0 | 0 | 0 | [24 empty] | 8101606 | no | no |  |  | no |  | 0 | 0 | 0 | 0 | 0 | 0 |  | 1 | 1 | 1 | 0 | 0 | 0
load_220331042 |  | node_1399820_577_15295500_14 |  | AN | 0 | Residential | 8911.2+3796.155j | 0 | 0 | 0 | 0 | 0 | [24 empty] | 8101606 | no | no |  |  | no |  | 0 | 0 | 0 | 0 | 0 | 0 |  | 1 | 1 | 1 | 0 | 0 | 0
load_220331043 |  | node_1399839_952_15295505_967 |  | BN | 0 | Residential | 0 | 8911.2+3796.155j | 0 | 0 | 0 | 0 | [24 empty] | 8101606 | no | no |  |  | no |  | 0 | 0 | 0 | 0 | 0 | 0 |  | 1 | 1 | 1 | 0 | 0 | 0
load_220331045 |  | node_1401503_961_15295716_89 |  | AN | 0 | Residential | 97480.8+41526.647j | 0 | 0 | 0 | 0 | 0 | [24 empty] | 8101606 | no | no |  |  | no |  | 0 | 0 | 0 | 0 | 0 | 0 |  | 1 | 1 | 1 | 0 | 0 | 0
load_220331046 |  | node_1402214_881_15295791_97 |  | AN | 0 | Residential | 31593.6+13458.817j | 0 | 0 | 0 | 0 | 0 | [24 empty] | 8101606 | no | no |  |  | no |  | 0 | 0 | 0 | 0 | 0 | 0 |  | 1 | 1 | 1 | 0 | 0 | 0
load_220331047 |  | node_1402520_705_15295820_155 |  | AN | 0 | Residential | 66866.4+28484.967j | 0 | 0 | 0 | 0 | 0 | [24 empty] | 8101606 | no | no |  |  | no |  | 0 | 0 | 0 | 0 | 0 | 0 |  | 1 | 1 | 1 | 0 | 0 | 0
load_220331048 |  | node_1402967_177_15295881_073 |  | AN | 0 | NonResidential | 1000+425.998j | 0 | 0 | 0 | 0 | 0 | [24 empty] | 8101606 | no | no |  |  | no |  | 0 | 0 | 0 | 0 | 0 | 0 |  | 1 | 1 | 1 | 0 | 0 | 0
load_220331051 |  | node_1404083_884_15296019_041 |  | AN | 0 | NonResidential | 5162.4+2199.173j | 0 | 0 | 0 | 0 | 0 | [24 empty] | 8101606 | no | no |  |  | no |  | 0 | 0 | 0 | 0 | 0 | 0 |  | 1 | 1 | 1 | 0 | 0 | 0
load_220331052 |  | node_1404556_789_15296018_217 |  | AN | 0 | NonResidential | 4946.4+2107.158j | 0 | 0 | 0 | 0 | 0 | [24 empty] | 8101606 | no | no |  |  | no |  | 0 | 0 | 0 | 0 | 0 | 0 |  | 1 | 1 | 1 | 0 | 0 | 0
load_220331221 |  | node_1400693_254_15296987_288 |  | AN | 0 | Residential | 74340+31668.707j | 0 | 0 | 0 | 0 | 0 | [24 empty] | 8101606 | no | no |  |  | no |  | 0 | 0 | 0 | 0 | 0 | 0 |  | 1 | 1 | 1 | 0 | 0 | 0
load_220331443 |  | node_1402652_55_15296889_561 |  | AN | 0 | NonResidential | 1584+674.781j | 0 | 0 | 0 | 0 | 0 | [24 empty] | 8101606 | no | no |  |  | no |  | 0 | 0 | 0 | 0 | 0 | 0 |  | 1 | 1 | 1 | 0 | 0 | 0
load_220331444 |  | node_1402363_195_15296890_473 |  | AN | 0 | Residential | 27705.6+11802.536j | 0 | 0 | 0 | 0 | 0 | [24 empty] | 8101606 | no | no |  |  | no |  | 0 | 0 | 0 | 0 | 0 | 0 |  | 1 | 1 | 1 | 0 | 0 | 0
load_220332715 |  | node_1404404_295_15295928_053 |  | AN | 0 | NonResidential | 8000+3407.986j | 0 | 0 | 0 | 0 | 0 | [24 empty] | 8101606 | no | no |  |  | no |  | 0 | 0 | 0 | 0 | 0 | 0 |  | 1 | 1 | 1 | 0 | 0 | 0
load_220332716 |  | node_1404312_355_15295677_511 |  | AN | 0 | Residential | 33300+14185.741j | 0 | 0 | 0 | 0 | 0 | [24 empty] | 8101606 | no | no |  |  | no |  | 0 | 0 | 0 | 0 | 0 | 0 |  | 1 | 1 | 1 | 0 | 0 | 0
load_220332723 |  | node_1403013_421_15297970_486 |  | AN | 0 | Residential | 10195.2+4343.137j | 0 | 0 | 0 | 0 | 0 | [24 empty] | 8101606 | no | no |  |  | no |  | 0 | 0 | 0 | 0 | 0 | 0 |  | 1 | 1 | 1 | 0 | 0 | 0
load_220332829 |  | node_1402854_347_15296124_61 |  | AN | 0 | Residential | 6861.6+2923.029j | 0 | 0 | 0 | 0 | 0 | [24 empty] | 8101606 | no | no |  |  | no |  | 0 | 0 | 0 | 0 | 0 | 0 |  | 1 | 1 | 1 | 0 | 0 | 0
load_220338742 |  | node_1400869_456_15299015_709 |  | AN | 0 | Residential | 67053.6+28564.714j | 0 | 0 | 0 | 0 | 0 | [24 empty] | 8101606 | no | no |  |  | no |  | 0 | 0 | 0 | 0 | 0 | 0 |  | 1 | 1 | 1 | 0 | 0 | 0
load_220338743 |  | node_1401200_509_15298797_494 |  | AN | 0 | Residential | 52538.4+22381.265j | 0 | 0 | 0 | 0 | 0 | [24 empty] | 8101606 | no | no |  |  | no |  | 0 | 0 | 0 | 0 | 0 | 0 |  | 1 | 1 | 1 | 0 | 0 | 0
load_220338744 |  | node_1401595_096_15298681_496 |  | AN | 0 | Residential | 79812+33999.77j | 0 | 0 | 0 | 0 | 0 | [24 empty] | 8101606 | no | no |  |  | no |  | 0 | 0 | 0 | 0 | 0 | 0 |  | 1 | 1 | 1 | 0 | 0 | 0
load_220338745 |  | node_1401923_251_15298708_974 |  | AN | 0 | Residential | 56376+24016.075j | 0 | 0 | 0 | 0 | 0 | [24 empty] | 8101606 | no | no |  |  | no |  | 0 | 0 | 0 | 0 | 0 | 0 |  | 1 | 1 | 1 | 0 | 0 | 0
load_220338746 |  | node_1402606_375_15299007_977 |  | AN | 0 | Residential | 18403.2+7839.73j | 0 | 0 | 0 | 0 | 0 | [24 empty] | 8101606 | no | no |  |  | no |  | 0 | 0 | 0 | 0 | 0 | 0 |  | 1 | 1 | 1 | 0 | 0 | 0
load_220340197 |  | node_1403608_256_15299807_175 |  | AN | 0 | Residential | 2959.2+1260.614j | 0 | 0 | 0 | 0 | 0 | [24 empty] | 8101606 | no | no |  |  | no |  | 0 | 0 | 0 | 0 | 0 | 0 |  | 1 | 1 | 1 | 0 | 0 | 0
load_220340198 |  | node_1403471_137_15299291_763 |  | AN | 0 | Residential | 11404.8+4858.424j | 0 | 0 | 0 | 0 | 0 | [24 empty] | 8101606 | no | no |  |  | no |  | 0 | 0 | 0 | 0 | 0 | 0 |  | 1 | 1 | 1 | 0 | 0 | 0
load_220340199 |  | node_1404217_212_15299568_931 |  | AN | 0 | NonResidential | 2700+1150.195j | 0 | 0 | 0 | 0 | 0 | [24 empty] | 8101606 | no | no |  |  | no |  | 0 | 0 | 0 | 0 | 0 | 0 |  | 1 | 1 | 1 | 0 | 0 | 0
load_220340200 |  | node_1404632_726_15299437_117 |  | AN | 0 | Residential | 2325.6+990.701j | 0 | 0 | 0 | 0 | 0 | [24 empty] | 8101606 | no | no |  |  | no |  | 0 | 0 | 0 | 0 | 0 | 0 |  | 1 | 1 | 1 | 0 | 0 | 0
load_220340201 |  | node_1404444_634_15299023_557 |  | AN | 0 | Residential | 8640+3680.625j | 0 | 0 | 0 | 0 | 0 | [24 empty] | 8101606 | no | no |  |  | no |  | 0 | 0 | 0 | 0 | 0 | 0 |  | 1 | 1 | 1 | 0 | 0 | 0
load_220340202 |  | node_1404813_806_15299503_681 |  | AN | 0 | Residential | 20923.2+8913.246j | 0 | 0 | 0 | 0 | 0 | [24 empty] | 8101606 | no | no |  |  | no |  | 0 | 0 | 0 | 0 | 0 | 0 |  | 1 | 1 | 1 | 0 | 0 | 0
load_220340203 |  | node_1405156_22_15299644_357 |  | AN | 0 | Residential | 42609.6+18151.614j | 0 | 0 | 0 | 0 | 0 | [24 empty] | 8101606 | no | no |  |  | no |  | 0 | 0 | 0 | 0 | 0 | 0 |  | 1 | 1 | 1 | 0 | 0 | 0
load_220340204 |  | node_1405499_01_15299863_328 |  | AN | 0 | Residential | 6508.8+2772.737j | 0 | 0 | 0 | 0 | 0 | [24 empty] | 8101606 | no | no |  |  | no |  | 0 | 0 | 0 | 0 | 0 | 0 |  | 1 | 1 | 1 | 0 | 0 | 0
load_220340205 |  | node_1405656_696_15299974_088 |  | AN | 0 | Residential | 14198.4+6048.493j | 0 | 0 | 0 | 0 | 0 | [24 empty] | 8101606 | no | no |  |  | no |  | 0 | 0 | 0 | 0 | 0 | 0 |  | 1 | 1 | 1 | 0 | 0 | 0
load_220340206 |  | node_1405817_979_15300063_717 |  | AN | 0 | Residential | 7365.6+3137.732j | 0 | 0 | 0 | 0 | 0 | [24 empty] | 8101606 | no | no |  |  | no |  | 0 | 0 | 0 | 0 | 0 | 0 |  | 1 | 1 | 1 | 0 | 0 | 0
load_220340207 |  | node_1405967_475_15300401_033 |  | AN | 0 | Residential | 2800.8+1193.136j | 0 | 0 | 0 | 0 | 0 | [24 empty] | 8101606 | no | no |  |  | no |  | 0 | 0 | 0 | 0 | 0 | 0 |  | 1 | 1 | 1 | 0 | 0 | 0
load_220340208 |  | node_1406074_707_15300172_169 |  | AN | 0 | Residential | 14256+6073.031j | 0 | 0 | 0 | 0 | 0 | [24 empty] | 8101606 | no | no |  |  | no |  | 0 | 0 | 0 | 0 | 0 | 0 |  | 1 | 1 | 1 | 0 | 0 | 0
load_220340209 |  | node_1406263_017_15300290_238 |  | AN | 0 | Residential | 10792.8+4597.714j | 0 | 0 | 0 | 0 | 0 | [24 empty] | 8101606 | no | no |  |  | no |  | 0 | 0 | 0 | 0 | 0 | 0 |  | 1 | 1 | 1 | 0 | 0 | 0
load_220340210 |  | node_1406645_835_15300605_903 |  | AN | 0 | Residential | 17676+7529.944j | 0 | 0 | 0 | 0 | 0 | [24 empty] | 8101606 | no | no |  |  | no |  | 0 | 0 | 0 | 0 | 0 | 0 |  | 1 | 1 | 1 | 0 | 0 | 0
load_220340211 |  | node_1406852_934_15300264_287 |  | AN | 0 | Residential | 9374.4+3993.478j | 0 | 0 | 0 | 0 | 0 | [24 empty] | 8101606 | no | no |  |  | no |  | 0 | 0 | 0 | 0 | 0 | 0 |  | 1 | 1 | 1 | 0 | 0 | 0
load_220340212 |  | node_1407083_155_15300221_893 |  | AN | 0 | Residential | 26733.6+11388.466j | 0 | 0 | 0 | 0 | 0 | [24 empty] | 8101606 | no | no |  |  | no |  | 0 | 0 | 0 | 0 | 0 | 0 |  | 1 | 1 | 1 | 0 | 0 | 0
load_220340213 |  | node_1407364_985_15300269_773 |  | AN | 0 | Residential | 42933.6+18289.637j | 0 | 0 | 0 | 0 | 0 | [24 empty] | 8101606 | no | no |  |  | no |  | 0 | 0 | 0 | 0 | 0 | 0 |  | 1 | 1 | 1 | 0 | 0 | 0
load_220340214 |  | node_1407628_729_15300266_625 |  | AN | 0 | Residential | 61236+26086.427j | 0 | 0 | 0 | 0 | 0 | [24 empty] | 8101606 | no | no |  |  | no |  | 0 | 0 | 0 | 0 | 0 | 0 |  | 1 | 1 | 1 | 0 | 0 | 0
load_220340215 |  | node_1407826_347_15300267_484 |  | AN | 0 | Residential | 12060+5137.538j | 0 | 0 | 0 | 0 | 0 | [24 empty] | 8101606 | no | no |  |  | no |  | 0 | 0 | 0 | 0 | 0 | 0 |  | 1 | 1 | 1 | 0 | 0 | 0
load_220340216 |  | node_1408085_413_15300193_19 |  | AN | 0 | Residential | 18748.8+7986.955j | 0 | 0 | 0 | 0 | 0 | [24 empty] | 8101606 | no | no |  |  | no |  | 0 | 0 | 0 | 0 | 0 | 0 |  | 1 | 1 | 1 | 0 | 0 | 0
load_220340217 |  | node_1408669_321_15300216_967 |  | AN | 0 | Residential | 5155.2+2196.106j | 0 | 0 | 0 | 0 | 0 | [24 empty] | 8101606 | no | no |  |  | no |  | 0 | 0 | 0 | 0 | 0 | 0 |  | 1 | 1 | 1 | 0 | 0 | 0
load_220340294 |  | node_1408152_556_15298883_77 |  | AN | 0 | Residential | 15033.6+6404.287j | 0 | 0 | 0 | 0 | 0 | [24 empty] | 8101606 | no | no |  |  | no |  | 0 | 0 | 0 | 0 | 0 | 0 |  | 1 | 1 | 1 | 0 | 0 | 0
load_220340295 |  | node_1407989_122_15299113_712 |  | AN | 0 | Residential | 4118.4+1754.431j | 0 | 0 | 0 | 0 | 0 | [24 empty] | 8101606 | no | no |  |  | no |  | 0 | 0 | 0 | 0 | 0 | 0 |  | 1 | 1 | 1 | 0 | 0 | 0
load_220340296 |  | node_1407551_928_15298808_243 |  | AN | 0 | Residential | 27900+11885.35j | 0 | 0 | 0 | 0 | 0 | [24 empty] | 8101606 | no | no |  |  | no |  | 0 | 0 | 0 | 0 | 0 | 0 |  | 1 | 1 | 1 | 0 | 0 | 0
load_220340298 |  | node_1407092_135_15298772_57 |  | AN | 0 | Residential | 6127.2+2610.176j | 0 | 0 | 0 | 0 | 0 | [24 empty] | 8101606 | no | no |  |  | no |  | 0 | 0 | 0 | 0 | 0 | 0 |  | 1 | 1 | 1 | 0 | 0 | 0
load_220340300 |  | node_1406372_286_15298726_244 |  | AN | 0 | Residential | 3650.4+1555.064j | 0 | 0 | 0 | 0 | 0 | [24 empty] | 8101606 | no | no |  |  | no |  | 0 | 0 | 0 | 0 | 0 | 0 |  | 1 | 1 | 1 | 0 | 0 | 0
load_220340404 |  | node_1404762_762_15301792_696 |  | AN | 0 | Residential | 10296+4386.078j | 0 | 0 | 0 | 0 | 0 | [24 empty] | 8101606 | no | no |  |  | no |  | 0 | 0 | 0 | 0 | 0 | 0 |  | 1 | 1 | 1 | 0 | 0 | 0
load_220340406 |  | node_1405460_999_15302142_265 |  | AN | 0 | Residential | 8445.6+3597.811j | 0 | 0 | 0 | 0 | 0 | [24 empty] | 8101606 | no | no |  |  | no |  | 0 | 0 | 0 | 0 | 0 | 0 |  | 1 | 1 | 1 | 0 | 0 | 0
load_220340407 |  | node_1405700_323_15302240_785 |  | AN | 0 | Residential | 11556+4922.835j | 0 | 0 | 0 | 0 | 0 | [24 empty] | 8101606 | no | no |  |  | no |  | 0 | 0 | 0 | 0 | 0 | 0 |  | 1 | 1 | 1 | 0 | 0 | 0
load_220340408 |  | node_1405904_283_15302410_956 |  | AN | 0 | Residential | 22708.8+9673.908j | 0 | 0 | 0 | 0 | 0 | [24 empty] | 8101606 | no | no |  |  | no |  | 0 | 0 | 0 | 0 | 0 | 0 |  | 1 | 1 | 1 | 0 | 0 | 0
load_220340410 |  | node_1404424_993_15299991_137 |  | AN | 0 | Residential | 6703.2+2855.551j | 0 | 0 | 0 | 0 | 0 | [24 empty] | 8101606 | no | no |  |  | no |  | 0 | 0 | 0 | 0 | 0 | 0 |  | 1 | 1 | 1 | 0 | 0 | 0
load_220340411 |  | node_1404470_176_15300285_983 |  | AN | 0 | Residential | 10828.8+4613.049j | 0 | 0 | 0 | 0 | 0 | [24 empty] | 8101606 | no | no |  |  | no |  | 0 | 0 | 0 | 0 | 0 | 0 |  | 1 | 1 | 1 | 0 | 0 | 0
load_220340412 |  | node_1404415_815_15300800_21 |  | AN | 0 | Residential | 17042.4+7260.032j | 0 | 0 | 0 | 0 | 0 | [24 empty] | 8101606 | no | no |  |  | no |  | 0 | 0 | 0 | 0 | 0 | 0 |  | 1 | 1 | 1 | 0 | 0 | 0
load_220340413 |  | node_1404269_875_15300591_836 |  | AN | 0 | Residential | 16005.6+6818.357j | 0 | 0 | 0 | 0 | 0 | [24 empty] | 8101606 | no | no |  |  | no |  | 0 | 0 | 0 | 0 | 0 | 0 |  | 1 | 1 | 1 | 0 | 0 | 0
load_220340414 |  | node_1404404_499_15300988_293 |  | AN | 0 | Residential | 44834.4+19099.374j | 0 | 0 | 0 | 0 | 0 | [24 empty] | 8101606 | no | no |  |  | no |  | 0 | 0 | 0 | 0 | 0 | 0 |  | 1 | 1 | 1 | 0 | 0 | 0
load_220436750 |  | node_1406776_585_15298751_566 |  | AN | 0 | Residential | 15660+6671.132j | 0 | 0 | 0 | 0 | 0 | [24 empty] | 8101606 | no | no |  |  | no |  | 0 | 0 | 0 | 0 | 0 | 0 |  | 1 | 1 | 1 | 0 | 0 | 0
load_220475113 |  | node_1405094_49_15302010_717 |  | AN | 0 | Residential | 21542.4+9177.024j | 0 | 0 | 0 | 0 | 0 | [24 empty] | 8101606 | no | no |  |  | no |  | 0 | 0 | 0 | 0 | 0 | 0 |  | 1 | 1 | 1 | 0 | 0 | 0
load_220509011 |  | node_1399800_77_15295501_237 |  | CN | 0 | NonResidential | 0 | 0 | 22666.667+9655.96j | 0 | 0 | 0 | [24 empty] | 8101606 | no | no |  |  | no |  | 0 | 0 | 0 | 0 | 0 | 0 |  | 1 | 1 | 1 | 0 | 0 | 0
load_220521906 |  | node_1400868_642_15295642_221 |  | CN | 0 | NonResidential | 0 | 0 | 1646.4+701.363j | 0 | 0 | 0 | [24 empty] | 8101606 | no | no |  |  | no |  | 0 | 0 | 0 | 0 | 0 | 0 |  | 1 | 1 | 1 | 0 | 0 | 0
load_220545609 |  | node_1401600_641_15298328_771 |  | AN | 0 | Residential | 24422.4+10403.899j | 0 | 0 | 0 | 0 | 0 | [24 empty] | 8101606 | no | no |  |  | no |  | 0 | 0 | 0 | 0 | 0 | 0 |  | 1 | 1 | 1 | 0 | 0 | 0
load_220551577 |  | node_1407358_99_15298801_008 |  | AN | 0 | Residential | 9813.6+4180.576j | 0 | 0 | 0 | 0 | 0 | [24 empty] | 8101606 | no | no |  |  | no |  | 0 | 0 | 0 | 0 | 0 | 0 |  | 1 | 1 | 1 | 0 | 0 | 0
load_220572423 |  | node_1400638_909_15295601_456 |  | AN | 0 | NonResidential | 16000+6815.971j | 0 | 0 | 0 | 0 | 0 | [24 empty] | 8101606 | no | no |  |  | no |  | 0 | 0 | 0 | 0 | 0 | 0 |  | 1 | 1 | 1 | 0 | 0 | 0
load_220572424 |  | node_1400647_925_15295625_246 |  | BN | 0 | Residential | 0 | 11523.6+4909.033j | 0 | 0 | 0 | 0 | [24 empty] | 8101606 | no | no |  |  | no |  | 0 | 0 | 0 | 0 | 0 | 0 |  | 1 | 1 | 1 | 0 | 0 | 0
load_220602488 |  | node_1406528_65_15302824_176 |  | AN | 0 | NonResidential | 0 | 0 | 0 | 0 | 0 | 0 | [24 empty] | 8101606 | no | no |  |  | no |  | 0 | 0 | 0 | 0 | 0 | 0 |  | 1 | 1 | 1 | 0 | 0 | 0
load_220609663 |  | node_1401939_713_15297510_671 |  | AN | 0 | Residential | 47613.6+20283.309j | 0 | 0 | 0 | 0 | 0 | [24 empty] | 8101606 | no | no |  |  | no |  | 0 | 0 | 0 | 0 | 0 | 0 |  | 1 | 1 | 1 | 0 | 0 | 0
load_220619917 |  | node_1406146_509_15302612_866 |  | AN | 0 | Residential | 7185.6+3061.053j | 0 | 0 | 0 | 0 | 0 | [24 empty] | 8101606 | no | no |  |  | no |  | 0 | 0 | 0 | 0 | 0 | 0 |  | 1 | 1 | 1 | 0 | 0 | 0
load_220635138 |  | node_1401571_305_15295922_477 |  | ABCN | 0 | NonResidential | 31333.333+13347.944j | 31333.333+13347.944j | 31333.333+13347.944j | 0 | 0 | 0 | [24 empty] | 8101606 | no | no |  |  | no |  | 0 | 0 | 0 | 0 | 0 | 0 |  | 1 | 1 | 1 | 0 | 0 | 0
load_220647858 |  | node_1400677_092_15295633_492 |  | AN | 0 | NonResidential | 0 | 0 | 0 | 0 | 0 | 0 | [24 empty] | 8101606 | no | no |  |  | no |  | 0 | 0 | 0 | 0 | 0 | 0 |  | 1 | 1 | 1 | 0 | 0 | 0
load_220657436 |  | node_1406479_227_15299103_098 |  | AN | 0 | Residential | 410.4+174.83j | 0 | 0 | 0 | 0 | 0 | [24 empty] | 8101606 | no | no |  |  | no |  | 0 | 0 | 0 | 0 | 0 | 0 |  | 1 | 1 | 1 | 0 | 0 | 0
load_220658233 |  | node_1406938_306_15302739_382 |  | AN | 0 | Residential | 8323.2+3545.668j | 0 | 0 | 0 | 0 | 0 | [24 empty] | 8101606 | no | no |  |  | no |  | 0 | 0 | 0 | 0 | 0 | 0 |  | 1 | 1 | 1 | 0 | 0 | 0
load_310027218 |  | node_1403818_55_15298011_405 |  | AN | 0 | NonResidential | 0 | 0 | 0 | 0 | 0 | 0 | [24 empty] | 8101606 | no | no |  |  | no |  | 0 | 0 | 0 | 0 | 0 | 0 |  | 1 | 1 | 1 | 0 | 0 | 0
load_310027219 |  | node_1403880_057_15297992_414 |  | AN | 0 | NonResidential | 18000+7667.968j | 0 | 0 | 0 | 0 | 0 | [24 empty] | 8101606 | no | no |  |  | no |  | 0 | 0 | 0 | 0 | 0 | 0 |  | 1 | 1 | 1 | 0 | 0 | 0
load_310027220 |  | node_1403876_202_15298116_095 |  | AN | 0 | NonResidential | 0 | 0 | 0 | 0 | 0 | 0 | [24 empty] | 8101606 | no | no |  |  | no |  | 0 | 0 | 0 | 0 | 0 | 0 |  | 1 | 1 | 1 | 0 | 0 | 0
load_310060963 |  | node_1400484_524_15297096_263 |  | AN | 0 | Residential | 121348.8+51694.372j | 0 | 0 | 0 | 0 | 0 | [24 empty] | 8101606 | no | no |  |  | no |  | 0 | 0 | 0 | 0 | 0 | 0 |  | 1 | 1 | 1 | 0 | 0 | 0
load_311901450 |  | node_1402691_185_15297873_496 |  | AN | 0 | NonResidential | 32000+13631.943j | 0 | 0 | 0 | 0 | 0 | [24 empty] | 8101606 | no | no |  |  | no |  | 0 | 0 | 0 | 0 | 0 | 0 |  | 1 | 1 | 1 | 0 | 0 | 0
load_311909716 |  | node_1402914_071_15296798_051 |  | AN | 0 | NonResidential | 298000+126947.468j | 0 | 0 | 0 | 0 | 0 | [24 empty] | 8101606 | no | no |  |  | no |  | 0 | 0 | 0 | 0 | 0 | 0 |  | 1 | 1 | 1 | 0 | 0 | 0

## node
data_type | static
owner_type | feeder
owner | 8101606
object | node
name | groupid | parent | bustype | phases | nominal_voltage | dcircuit | selected | monitored | monitored_fields | class_monitored_fields | played | played_fields | subsystem | x | y | comments | dist_to_slack
node_1397490_987_15295630_101 |  |  | PQ | ABCD | 2771.281 | 8101606 | no | no |  |  | no |  |  | 1397490.987 | 15295630.101 |  | -1
node_1398498_998_15295465_68 |  |  | PQ | ABCN | 2771.281 | 8101606 | no | no |  |  | no |  |  | 1398498.998 | 15295465.68 |  | -1
node_1398798_792_15295416_689 |  |  | PQ | ABCN | 2771.281 | 8101606 | no | no |  |  | no |  |  | 1398798.792 | 15295416.689 |  | -1
node_1398818_34_15295421_318 |  |  | PQ | ABCN | 2771.281 | 8101606 | no | no |  |  | no |  |  | 1398818.34 | 15295421.318 |  | -1
node_1399019_66_15295715_782 |  |  | PQ | ABCN | 2771.281 | 8101606 | no | no |  |  | no |  |  | 1399019.66 | 15295715.782 |  | -1
node_1399081_708_15295643_033 |  |  | PQ | ABCN | 2771.281 | 8101606 | no | no |  |  | no |  |  | 1399081.708 | 15295643.033 |  | -1
node_1399086_907_15295617_381 |  |  | PQ | ABCN | 2771.281 | 8101606 | no | no |  |  | no |  |  | 1399086.907 | 15295617.381 |  | -1
node_1399086_976_15295590_754 |  |  | PQ | ABCN | 2771.281 | 8101606 | no | no |  |  | no |  |  | 1399086.976 | 15295590.754 |  | -1
node_1399100_226_15295445_146 |  |  | PQ | ABCN | 2771.281 | 8101606 | no | no |  |  | no |  |  | 1399100.226 | 15295445.146 |  | -1
node_1399120_029_15295443_931 |  |  | PQ | ABCN | 2771.281 | 8101606 | no | no |  |  | no |  |  | 1399120.029 | 15295443.931 |  | -1
node_1399139_423_15295449_641 |  |  | PQ | ABCN | 2771.281 | 8101606 | no | no |  |  | no |  |  | 1399139.423 | 15295449.641 |  | -1
node_1399610_234_15295910_491 |  |  | PQ | AN | 2771.281 | 8101606 | no | no |  |  | no |  |  | 1399610.234 | 15295910.491 |  | -1
node_1399653_488_15296058_958 |  |  | PQ | AN | 2771.281 | 8101606 | no | no |  |  | no |  |  | 1399653.488 | 15296058.958 |  | -1
node_1399684_396_15295253_174 |  |  | PQ | AN | 2771.281 | 8101606 | no | no |  |  | no |  |  | 1399684.396 | 15295253.174 |  | -1
node_1399730_27_15295747_081 |  |  | PQ | ABCN | 2771.281 | 8101606 | no | no |  |  | no |  |  | 1399730.27 | 15295747.081 |  | -1
node_1399733_04_15295720_738 |  |  | PQ | ABCN | 2771.281 | 8101606 | no | no |  |  | no |  |  | 1399733.04 | 15295720.738 |  | -1
node_1399800_77_15295501_237 |  |  | PQ | ABCN | 2771.281 | 8101606 | no | no |  |  | no |  |  | 1399800.77 | 15295501.237 |  | -1
node_1399820_577_15295500_14 |  |  | PQ | ABCN | 2771.281 | 8101606 | no | no |  |  | no |  |  | 1399820.577 | 15295500.14 |  | -1
node_1399839_952_15295505_967 |  |  | PQ | ABCN | 2771.281 | 8101606 | no | no |  |  | no |  |  | 1399839.952 | 15295505.967 |  | -1
node_1399963_46_15295814_173 |  |  | PQ | ABCN | 2771.281 | 8101606 | no | no |  |  | no |  |  | 1399963.46 | 15295814.173 |  | -1
node_1399964_473_15295822_807 |  |  | PQ | ABCN | 2771.281 | 8101606 | no | no |  |  | no |  |  | 1399964.473 | 15295822.807 |  | -1
node_1399974_814_15296221_079 |  |  | PQ | AN | 2771.281 | 8101606 | no | no |  |  | no |  |  | 1399974.814 | 15296221.079 |  | -1
node_1400019_077_15295058_231 |  |  | PQ | AN | 2771.281 | 8101606 | no | no |  |  | no |  |  | 1400019.077 | 15295058.231 |  | -1
node_1400226_319_15295838_218 |  |  | PQ | AN | 2771.281 | 8101606 | no | no |  |  | no |  |  | 1400226.319 | 15295838.218 |  | -1
node_1400386_357_15295060_365 |  |  | PQ | AN | 2771.281 | 8101606 | no | no |  |  | no |  |  | 1400386.357 | 15295060.365 |  | -1
node_1400405_497_15295458_306 |  |  | PQ | AN | 2771.281 | 8101606 | no | no |  |  | no |  |  | 1400405.497 | 15295458.306 |  | -1
node_1400484_524_15297096_263 |  |  | PQ | AN | 2771.281 | 8101606 | no | no |  |  | no |  |  | 1400484.524 | 15297096.263 |  | -1
node_1400519_757_15294987_696 |  |  | PQ | AN | 2771.281 | 8101606 | no | no |  |  | no |  |  | 1400519.757 | 15294987.696 |  | -1
node_1400529_775_15296707_475 |  |  | PQ | ABCN | 2771.281 | 8101606 | no | no |  |  | no |  |  | 1400529.775 | 15296707.475 |  | -1
node_1400554_61_15296404_434 |  |  | PQ | ABCN | 2771.281 | 8101606 | no | no |  |  | no |  |  | 1400554.61 | 15296404.434 |  | -1
node_1400585_572_15295980_466 |  |  | PQ | ABCN | 2771.281 | 8101606 | no | no |  |  | no |  |  | 1400585.572 | 15295980.466 |  | -1
node_1400638_909_15295601_456 |  |  | PQ | ABCN | 2771.281 | 8101606 | no | no |  |  | no |  |  | 1400638.909 | 15295601.456 |  | -1
node_1400647_925_15295625_246 |  |  | PQ | ABCN | 2771.281 | 8101606 | no | no |  |  | no |  |  | 1400647.925 | 15295625.246 |  | -1
node_1400659_399_15297492_913 |  |  | PQ | ABCN | 2771.281 | 8101606 | no | no |  |  | no |  |  | 1400659.399 | 15297492.913 |  | -1
node_1400677_092_15295633_492 |  |  | PQ | ABCN | 2771.281 | 8101606 | no | no |  |  | no |  |  | 1400677.092 | 15295633.492 |  | -1
node_1400693_254_15296987_288 |  |  | PQ | ABCN | 2771.281 | 8101606 | no | no |  |  | no |  |  | 1400693.254 | 15296987.288 |  | -1
node_1400722_387_15296472_711 |  |  | PQ | AN | 2771.281 | 8101606 | no | no |  |  | no |  |  | 1400722.387 | 15296472.711 |  | -1
node_1400817_991_15298542_34 |  |  | PQ | AN | 2771.281 | 8101606 | no | no |  |  | no |  |  | 1400817.991 | 15298542.34 |  | -1
node_1400842_561_15295316_23 |  |  | PQ | ABCN | 2771.281 | 8101606 | no | no |  |  | no |  |  | 1400842.561 | 15295316.23 |  | -1
node_1400865_586_15295620_36 |  |  | PQ | ABCN | 2771.281 | 8101606 | no | no |  |  | no |  |  | 1400865.586 | 15295620.36 |  | -1
node_1400867_811_15295658_611 |  |  | PQ | ABCN | 2771.281 | 8101606 | no | no |  |  | no |  |  | 1400867.811 | 15295658.611 |  | -1
node_1400868_642_15295642_221 |  |  | PQ | ABCN | 2771.281 | 8101606 | no | no |  |  | no |  |  | 1400868.642 | 15295642.221 |  | -1
node_1400869_456_15299015_709 |  |  | PQ | AN | 2771.281 | 8101606 | no | no |  |  | no |  |  | 1400869.456 | 15299015.709 |  | -1
node_1400903_376_15297692_457 |  |  | PQ | AN | 2771.281 | 8101606 | no | no |  |  | no |  |  | 1400903.376 | 15297692.457 |  | -1
node_1400949_931_15297252_426 |  |  | PQ | AN | 2771.281 | 8101606 | no | no |  |  | no |  |  | 1400949.931 | 15297252.426 |  | -1
node_1401019_678_15296548_451 |  |  | PQ | AN | 2771.281 | 8101606 | no | no |  |  | no |  |  | 1401019.678 | 15296548.451 |  | -1
node_1401047_024_15296140_564 |  |  | PQ | AN | 2771.281 | 8101606 | no | no |  |  | no |  |  | 1401047.024 | 15296140.564 |  | -1
node_1401091_925_15295486_34 |  |  | PQ | ABCN | 2771.281 | 8101606 | no | no |  |  | no |  |  | 1401091.925 | 15295486.34 |  | -1
node_1401132_254_15295082_532 |  |  | PQ | AN | 2771.281 | 8101606 | no | no |  |  | no |  |  | 1401132.254 | 15295082.532 |  | -1
node_1401171_683_15294681_36 |  |  | PQ | AN | 2771.281 | 8101606 | no | no |  |  | no |  |  | 1401171.683 | 15294681.36 |  | -1
node_1401200_509_15298797_494 |  |  | PQ | AN | 2771.281 | 8101606 | no | no |  |  | no |  |  | 1401200.509 | 15298797.494 |  | -1
node_1401221_034_15294477_287 |  |  | PQ | AN | 2771.281 | 8101606 | no | no |  |  | no |  |  | 1401221.034 | 15294477.287 |  | -1
node_1401221_579_15298292_299 |  |  | PQ | ABCN | 2771.281 | 8101606 | no | no |  |  | no |  |  | 1401221.579 | 15298292.299 |  | -1
node_1401276_192_15297766_714 |  |  | PQ | ABCN | 2771.281 | 8101606 | no | no |  |  | no |  |  | 1401276.192 | 15297766.714 |  | -1
node_1401292_776_15297489_992 |  |  | PQ | ABCN | 2771.281 | 8101606 | no | no |  |  | no |  |  | 1401292.776 | 15297489.992 |  | -1
node_1401296_686_15295722_616 |  |  | PQ | ABCD | 2771.281 | 8101606 | no | no |  |  | no |  |  | 1401296.686 | 15295722.616 |  | -1
node_1401299_032_15296907_837 |  |  | PQ | ABCN | 2771.281 | 8101606 | no | no |  |  | no |  |  | 1401299.032 | 15296907.837 |  | -1
node_1401406_239_15296454_282 |  |  | PQ | ABCN | 2771.281 | 8101606 | no | no |  |  | no |  |  | 1401406.239 | 15296454.282 |  | -1
node_1401444_36_15295882_761 |  |  | PQ | ABCN | 2771.281 | 8101606 | no | no |  |  | no |  |  | 1401444.36 | 15295882.761 |  | -1
node_1401469_197_15295665_386 |  |  | PQ | AN | 2771.281 | 8101606 | no | no |  |  | no |  |  | 1401469.197 | 15295665.386 |  | -1
node_1401490_969_15295490_833 |  |  | PQ | AN | 2771.281 | 8101606 | no | no |  |  | no |  |  | 1401490.969 | 15295490.833 |  | -1
node_1401503_961_15295716_89 |  |  | PQ | ABCN | 2771.281 | 8101606 | no | no |  |  | no |  |  | 1401503.961 | 15295716.89 |  | -1
node_1401515_241_15296594_656 |  |  | PQ | AN | 2771.281 | 8101606 | no | no |  |  | no |  |  | 1401515.241 | 15296594.656 |  | -1
node_1401571_305_15295922_477 |  |  | PQ | ABCN | 2771.281 | 8101606 | no | no |  |  | no |  |  | 1401571.305 | 15295922.477 |  | -1
node_1401595_096_15298681_496 |  |  | PQ | AN | 2771.281 | 8101606 | no | no |  |  | no |  |  | 1401595.096 | 15298681.496 |  | -1
node_1401600_641_15298328_771 |  |  | PQ | ABCN | 2771.281 | 8101606 | no | no |  |  | no |  |  | 1401600.641 | 15298328.771 |  | -1
node_1401679_432_15297158_342 |  |  | PQ | AN | 2771.281 | 8101606 | no | no |  |  | no |  |  | 1401679.432 | 15297158.342 |  | -1
node_1401877_048_15297832_886 |  |  | PQ | ABCN | 2771.281 | 8101606 | no | no |  |  | no |  |  | 1401877.048 | 15297832.886 |  | -1
node_1401896_862_15297834_012 |  |  | PQ | ABCN | 2771.281 | 8101606 | no | no |  |  | no |  |  | 1401896.862 | 15297834.012 |  | -1
node_1401902_406_15298052_892 |  |  | PQ | ABCN | 2771.281 | 8101606 | no | no |  |  | no |  |  | 1401902.406 | 15298052.892 |  | -1
node_1401914_62_15296591_372 |  |  | PQ | ABCN | 2771.281 | 8101606 | no | no |  |  | no |  |  | 1401914.62 | 15296591.372 |  | -1
node_1401915_816_15297841_986 |  |  | PQ | ABCN | 2771.281 | 8101606 | no | no |  |  | no |  |  | 1401915.816 | 15297841.986 |  | -1
node_1401920_013_15296617_04 |  |  | PQ | ABCN | 2771.281 | 8101606 | no | no |  |  | no |  |  | 1401920.013 | 15296617.04 |  | -1
node_1401923_251_15298708_974 |  |  | PQ | AN | 2771.281 | 8101606 | no | no |  |  | no |  |  | 1401923.251 | 15298708.974 |  | -1
node_1401930_16_15296640 |  |  | PQ | ABCN | 2771.281 | 8101606 | no | no |  |  | no |  |  | 1401930.16 | 15296640 |  | -1
node_1401939_713_15297510_671 |  |  | PQ | AN | 2771.281 | 8101606 | no | no |  |  | no |  |  | 1401939.713 | 15297510.671 |  | -1
node_1401991_935_15296444_764 |  |  | PQ | ABCN | 2771.281 | 8101606 | no | no |  |  | no |  |  | 1401991.935 | 15296444.764 |  | -1
node_1402094_153_15296116_969 |  |  | PQ | ABCN | 2771.281 | 8101606 | no | no |  |  | no |  |  | 1402094.153 | 15296116.969 |  | -1
node_1402147_293_15295817_924 |  |  | PQ | ABCD | 2771.281 | 8101606 | no | no |  |  | no |  |  | 1402147.293 | 15295817.924 |  | -1
node_1402214_881_15295791_97 |  |  | PQ | ABCN | 2771.281 | 8101606 | no | no |  |  | no |  |  | 1402214.881 | 15295791.97 |  | -1
node_1402232_325_15295403_772 |  |  | PQ | ABCN | 2771.281 | 8101606 | no | no |  |  | no |  |  | 1402232.325 | 15295403.772 |  | -1
node_1402233_073_15295377_17 |  |  | PQ | ABCN | 2771.281 | 8101606 | no | no |  |  | no |  |  | 1402233.073 | 15295377.17 |  | -1
node_1402235_778_15295647_593 |  |  | PQ | ABCN | 2771.281 | 8101606 | no | no |  |  | no |  |  | 1402235.778 | 15295647.593 |  | -1
node_1402236_094_15295615_515 |  |  | PQ | ABCN | 2771.281 | 8101606 | no | no |  |  | no |  |  | 1402236.094 | 15295615.515 |  | -1
node_1402236_732_15295429_77 |  |  | PQ | ABCN | 2771.281 | 8101606 | no | no |  |  | no |  |  | 1402236.732 | 15295429.77 |  | -1
node_1402240_327_15295587_732 |  |  | PQ | ABCN | 2771.281 | 8101606 | no | no |  |  | no |  |  | 1402240.327 | 15295587.732 |  | -1
node_1402354_268_15295518_302 |  |  | PQ | ABCN | 2771.281 | 8101606 | no | no |  |  | no |  |  | 1402354.268 | 15295518.302 |  | -1
node_1402363_195_15296890_473 |  |  | PQ | ABCN | 2771.281 | 8101606 | no | no |  |  | no |  |  | 1402363.195 | 15296890.473 |  | -1
node_1402420_857_15297247_238 |  |  | PQ | AN | 2771.281 | 8101606 | no | no |  |  | no |  |  | 1402420.857 | 15297247.238 |  | -1
node_1402449_116_15297930_809 |  |  | PQ | AN | 2771.281 | 8101606 | no | no |  |  | no |  |  | 1402449.116 | 15297930.809 |  | -1
node_1402475_985_15297506_257 |  |  | PQ | ABCN | 2771.281 | 8101606 | no | no |  |  | no |  |  | 1402475.985 | 15297506.257 |  | -1
node_1402505_588_15297303_833 |  |  | PQ | ABCN | 2771.281 | 8101606 | no | no |  |  | no |  |  | 1402505.588 | 15297303.833 |  | -1
node_1402509_407_15297502_67 |  |  | PQ | ABCN | 2771.281 | 8101606 | no | no |  |  | no |  |  | 1402509.407 | 15297502.67 |  | -1
node_1402520_705_15295820_155 |  |  | PQ | ABCN | 2771.281 | 8101606 | no | no |  |  | no |  |  | 1402520.705 | 15295820.155 |  | -1
node_1402594_379_15296338_122 |  |  | PQ | ABCN | 2771.281 | 8101606 | no | no |  |  | no |  |  | 1402594.379 | 15296338.122 |  | -1
node_1402606_375_15299007_977 |  |  | PQ | AN | 2771.281 | 8101606 | no | no |  |  | no |  |  | 1402606.375 | 15299007.977 |  | -1
node_1402652_55_15296889_561 |  |  | PQ | ABCN | 2771.281 | 8101606 | no | no |  |  | no |  |  | 1402652.55 | 15296889.561 |  | -1
node_1402652_232_15296158_672 |  |  | PQ | ABCN | 2771.281 | 8101606 | no | no |  |  | no |  |  | 1402652.232 | 15296158.672 |  | -1
node_1402676_849_15297262_379 |  |  | PQ | AN | 2771.281 | 8101606 | no | no |  |  | no |  |  | 1402676.849 | 15297262.379 |  | -1
node_1402691_185_15297873_496 |  |  | PQ | AN | 2771.281 | 8101606 | no | no |  |  | no |  |  | 1402691.185 | 15297873.496 |  | -1
node_1402774_396_15297678_439 |  |  | PQ | AN | 2771.281 | 8101606 | no | no |  |  | no |  |  | 1402774.396 | 15297678.439 |  | -1
node_1402854_347_15296124_61 |  |  | PQ | AN | 2771.281 | 8101606 | no | no |  |  | no |  |  | 1402854.347 | 15296124.61 |  | -1
node_1402914_071_15296798_051 |  |  | PQ | ABCN | 2771.281 | 8101606 | no | no |  |  | no |  |  | 1402914.071 | 15296798.051 |  | -1
node_1402967_177_15295881_073 |  |  | PQ | ABCN | 2771.281 | 8101606 | no | no |  |  | no |  |  | 1402967.177 | 15295881.073 |  | -1
node_1403005_102_15294934_494 |  |  | PQ | AN | 2771.281 | 8101606 | no | no |  |  | no |  |  | 1403005.102 | 15294934.494 |  | -1
node_1403013_421_15297970_486 |  |  | PQ | AN | 2771.281 | 8101606 | no | no |  |  | no |  |  | 1403013.421 | 15297970.486 |  | -1
node_1403044_238_15295460_803 |  |  | PQ | AN | 2771.281 | 8101606 | no | no |  |  | no |  |  | 1403044.238 | 15295460.803 |  | -1
node_1403051_028_15295130_01 |  |  | PQ | AN | 2771.281 | 8101606 | no | no |  |  | no |  |  | 1403051.028 | 15295130.01 |  | -1
node_1403167_549_15294601_09 |  |  | PQ | ABCN | 2771.281 | 8101606 | no | no |  |  | no |  |  | 1403167.549 | 15294601.09 |  | -1
node_1403172_6_15294575_383 |  |  | PQ | ABCN | 2771.281 | 8101606 | no | no |  |  | no |  |  | 1403172.6 | 15294575.383 |  | -1
node_1403182_442_15294552_348 |  |  | PQ | ABCN | 2771.281 | 8101606 | no | no |  |  | no |  |  | 1403182.442 | 15294552.348 |  | -1
node_1403193_562_15297628_502 |  |  | PQ | AN | 2771.281 | 8101606 | no | no |  |  | no |  |  | 1403193.562 | 15297628.502 |  | -1
node_1403259_272_15294927_161 |  |  | PQ | AN | 2771.281 | 8101606 | no | no |  |  | no |  |  | 1403259.272 | 15294927.161 |  | -1
node_1403293_585_15296858_425 |  |  | PQ | AN | 2771.281 | 8101606 | no | no |  |  | no |  |  | 1403293.585 | 15296858.425 |  | -1
node_1403306_968_15295646_818 |  |  | PQ | AN | 2771.281 | 8101606 | no | no |  |  | no |  |  | 1403306.968 | 15295646.818 |  | -1
node_1403327_884_15295161_895 |  |  | PQ | AN | 2771.281 | 8101606 | no | no |  |  | no |  |  | 1403327.884 | 15295161.895 |  | -1
node_1403331_139_15296484_464 |  |  | PQ | AN | 2771.281 | 8101606 | no | no |  |  | no |  |  | 1403331.139 | 15296484.464 |  | -1
node_1403342_841_15296212_629 |  |  | PQ | AN | 2771.281 | 8101606 | no | no |  |  | no |  |  | 1403342.841 | 15296212.629 |  | -1
node_1403437_01_15294670_327 |  |  | PQ | ABCN | 2771.281 | 8101606 | no | no |  |  | no |  |  | 1403437.01 | 15294670.327 |  | -1
node_1403471_137_15299291_763 |  |  | PQ | AN | 2771.281 | 8101606 | no | no |  |  | no |  |  | 1403471.137 | 15299291.763 |  | -1
node_1403538_521_15298080_641 |  |  | PQ | AN | 7199.557 | 8101606 | no | no |  |  | no |  |  | 1403538.521 | 15298080.641 |  | -1
node_1403551_623_15295943_676 |  |  | PQ | ABCN | 2771.281 | 8101606 | no | no |  |  | no |  |  | 1403551.623 | 15295943.676 |  | -1
node_1403565_657_15297883_196 |  |  | PQ | AN | 7199.557 | 8101606 | no | no |  |  | no |  |  | 1403565.657 | 15297883.196 |  | -1
node_1403581_928_15295677_721 |  |  | PQ | ABCN | 2771.281 | 8101606 | no | no |  |  | no |  |  | 1403581.928 | 15295677.721 |  | -1
node_1403608_256_15299807_175 |  |  | PQ | AN | 2771.281 | 8101606 | no | no |  |  | no |  |  | 1403608.256 | 15299807.175 |  | -1
node_1403661_465_15294742_165 |  |  | PQ | ABCN | 2771.281 | 8101606 | no | no |  |  | no |  |  | 1403661.465 | 15294742.165 |  | -1
node_1403673_962_15294463_132 |  |  | PQ | ABCD | 2771.281 | 8101606 | no | no |  |  | no |  |  | 1403673.962 | 15294463.132 |  | -1
node_1403727_141_15295197_935 |  |  | PQ | AN | 2771.281 | 8101606 | no | no |  |  | no |  |  | 1403727.141 | 15295197.935 |  | -1
node_1403818_55_15298011_405 |  |  | PQ | AN | 7199.557 | 8101606 | no | no |  |  | no |  |  | 1403818.55 | 15298011.405 |  | -1
node_1403828_66_15299378_424 |  |  | PQ | AD | 2771.281 | 8101606 | no | no |  |  | no |  |  | 1403828.66 | 15299378.424 |  | -1
node_1403854_606_15294893_343 |  |  | PQ | AN | 2771.281 | 8101606 | no | no |  |  | no |  |  | 1403854.606 | 15294893.343 |  | -1
node_1403876_202_15298116_095 |  |  | PQ | AN | 7199.557 | 8101606 | no | no |  |  | no |  |  | 1403876.202 | 15298116.095 |  | -1
node_1403880_057_15297992_414 |  |  | PQ | AN | 7199.557 | 8101606 | no | no |  |  | no |  |  | 1403880.057 | 15297992.414 |  | -1
node_1403957_937_15294647_655 |  |  | PQ | AN | 2771.281 | 8101606 | no | no |  |  | no |  |  | 1403957.937 | 15294647.655 |  | -1
node_1404083_884_15296019_041 |  |  | PQ | AN | 2771.281 | 8101606 | no | no |  |  | no |  |  | 1404083.884 | 15296019.041 |  | -1
node_1404122_236_15294894_971 |  |  | PQ | AN | 2771.281 | 8101606 | no | no |  |  | no |  |  | 1404122.236 | 15294894.971 |  | -1
node_1404173_07_15294638_682 |  |  | PQ | AN | 2771.281 | 8101606 | no | no |  |  | no |  |  | 1404173.07 | 15294638.682 |  | -1
node_1404188_375_15295267_579 |  |  | PQ | AN | 2771.281 | 8101606 | no | no |  |  | no |  |  | 1404188.375 | 15295267.579 |  | -1
node_1404202_606_15295083_056 |  |  | PQ | AN | 2771.281 | 8101606 | no | no |  |  | no |  |  | 1404202.606 | 15295083.056 |  | -1
node_1404217_212_15299568_931 |  |  | PQ | AN | 2771.281 | 8101606 | no | no |  |  | no |  |  | 1404217.212 | 15299568.931 |  | -1
node_1404269_875_15300591_836 |  |  | PQ | AN | 2771.281 | 8101606 | no | no |  |  | no |  |  | 1404269.875 | 15300591.836 |  | -1
node_1404312_355_15295677_511 |  |  | PQ | AN | 2771.281 | 8101606 | no | no |  |  | no |  |  | 1404312.355 | 15295677.511 |  | -1
node_1404404_295_15295928_053 |  |  | PQ | AN | 2771.281 | 8101606 | no | no |  |  | no |  |  | 1404404.295 | 15295928.053 |  | -1
node_1404404_499_15300988_293 |  |  | PQ | AN | 2771.281 | 8101606 | no | no |  |  | no |  |  | 1404404.499 | 15300988.293 |  | -1
node_1404415_815_15300800_21 |  |  | PQ | AN | 2771.281 | 8101606 | no | no |  |  | no |  |  | 1404415.815 | 15300800.21 |  | -1
node_1404424_993_15299991_137 |  |  | PQ | AN | 2771.281 | 8101606 | no | no |  |  | no |  |  | 1404424.993 | 15299991.137 |  | -1
node_1404444_634_15299023_557 |  |  | PQ | AN | 2771.281 | 8101606 | no | no |  |  | no |  |  | 1404444.634 | 15299023.557 |  | -1
node_1404470_176_15300285_983 |  |  | PQ | AN | 2771.281 | 8101606 | no | no |  |  | no |  |  | 1404470.176 | 15300285.983 |  | -1
node_1404556_789_15296018_217 |  |  | PQ | AN | 2771.281 | 8101606 | no | no |  |  | no |  |  | 1404556.789 | 15296018.217 |  | -1
node_1404627_84_15301601_125 |  |  | PQ | AN | 2771.281 | 8101606 | no | no |  |  | no |  |  | 1404627.84 | 15301601.125 |  | -1
node_1404632_726_15299437_117 |  |  | PQ | AN | 2771.281 | 8101606 | no | no |  |  | no |  |  | 1404632.726 | 15299437.117 |  | -1
node_1404686_617_15294880_406 |  |  | PQ | AN | 2771.281 | 8101606 | no | no |  |  | no |  |  | 1404686.617 | 15294880.406 |  | -1
node_1404762_762_15301792_696 |  |  | PQ | AN | 2771.281 | 8101606 | no | no |  |  | no |  |  | 1404762.762 | 15301792.696 |  | -1
node_1404813_806_15299503_681 |  |  | PQ | AN | 2771.281 | 8101606 | no | no |  |  | no |  |  | 1404813.806 | 15299503.681 |  | -1
node_1405094_49_15302010_717 |  |  | PQ | AN | 2771.281 | 8101606 | no | no |  |  | no |  |  | 1405094.49 | 15302010.717 |  | -1
node_1405156_22_15299644_357 |  |  | PQ | AN | 2771.281 | 8101606 | no | no |  |  | no |  |  | 1405156.22 | 15299644.357 |  | -1
node_1405243_906_15296114_223 |  |  | PQ | AN | 2771.281 | 8101606 | no | no |  |  | no |  |  | 1405243.906 | 15296114.223 |  | -1
node_1405460_999_15302142_265 |  |  | PQ | AN | 2771.281 | 8101606 | no | no |  |  | no |  |  | 1405460.999 | 15302142.265 |  | -1
node_1405499_01_15299863_328 |  |  | PQ | AN | 2771.281 | 8101606 | no | no |  |  | no |  |  | 1405499.01 | 15299863.328 |  | -1
node_1405656_696_15299974_088 |  |  | PQ | AN | 2771.281 | 8101606 | no | no |  |  | no |  |  | 1405656.696 | 15299974.088 |  | -1
node_1405700_323_15302240_785 |  |  | PQ | AN | 2771.281 | 8101606 | no | no |  |  | no |  |  | 1405700.323 | 15302240.785 |  | -1
node_1405817_979_15300063_717 |  |  | PQ | AN | 2771.281 | 8101606 | no | no |  |  | no |  |  | 1405817.979 | 15300063.717 |  | -1
node_1405904_283_15302410_956 |  |  | PQ | AN | 2771.281 | 8101606 | no | no |  |  | no |  |  | 1405904.283 | 15302410.956 |  | -1
node_1405967_475_15300401_033 |  |  | PQ | AN | 2771.281 | 8101606 | no | no |  |  | no |  |  | 1405967.475 | 15300401.033 |  | -1
node_1406074_707_15300172_169 |  |  | PQ | AN | 2771.281 | 8101606 | no | no |  |  | no |  |  | 1406074.707 | 15300172.169 |  | -1
node_1406146_509_15302612_866 |  |  | PQ | AN | 2771.281 | 8101606 | no | no |  |  | no |  |  | 1406146.509 | 15302612.866 |  | -1
node_1406263_017_15300290_238 |  |  | PQ | AN | 2771.281 | 8101606 | no | no |  |  | no |  |  | 1406263.017 | 15300290.238 |  | -1
node_1406372_286_15298726_244 |  |  | PQ | AN | 2771.281 | 8101606 | no | no |  |  | no |  |  | 1406372.286 | 15298726.244 |  | -1
node_1406479_227_15299103_098 |  |  | PQ | AN | 2771.281 | 8101606 | no | no |  |  | no |  |  | 1406479.227 | 15299103.098 |  | -1
node_1406528_65_15302824_176 |  |  | PQ | AN | 2771.281 | 8101606 | no | no |  |  | no |  |  | 1406528.65 | 15302824.176 |  | -1
node_1406645_835_15300605_903 |  |  | PQ | AN | 2771.281 | 8101606 | no | no |  |  | no |  |  | 1406645.835 | 15300605.903 |  | -1
node_1406776_585_15298751_566 |  |  | PQ | AN | 2771.281 | 8101606 | no | no |  |  | no |  |  | 1406776.585 | 15298751.566 |  | -1
node_1406852_934_15300264_287 |  |  | PQ | AN | 2771.281 | 8101606 | no | no |  |  | no |  |  | 1406852.934 | 15300264.287 |  | -1
node_1406938_306_15302739_382 |  |  | PQ | AN | 2771.281 | 8101606 | no | no |  |  | no |  |  | 1406938.306 | 15302739.382 |  | -1
node_1407083_155_15300221_893 |  |  | PQ | AN | 2771.281 | 8101606 | no | no |  |  | no |  |  | 1407083.155 | 15300221.893 |  | -1
node_1407092_135_15298772_57 |  |  | PQ | AN | 2771.281 | 8101606 | no | no |  |  | no |  |  | 1407092.135 | 15298772.57 |  | -1
node_1407358_99_15298801_008 |  |  | PQ | AN | 2771.281 | 8101606 | no | no |  |  | no |  |  | 1407358.99 | 15298801.008 |  | -1
node_1407364_985_15300269_773 |  |  | PQ | AN | 2771.281 | 8101606 | no | no |  |  | no |  |  | 1407364.985 | 15300269.773 |  | -1
node_1407551_928_15298808_243 |  |  | PQ | AN | 2771.281 | 8101606 | no | no |  |  | no |  |  | 1407551.928 | 15298808.243 |  | -1
node_1407628_729_15300266_625 |  |  | PQ | AN | 2771.281 | 8101606 | no | no |  |  | no |  |  | 1407628.729 | 15300266.625 |  | -1
node_1407826_347_15300267_484 |  |  | PQ | AN | 2771.281 | 8101606 | no | no |  |  | no |  |  | 1407826.347 | 15300267.484 |  | -1
node_1407989_122_15299113_712 |  |  | PQ | AN | 2771.281 | 8101606 | no | no |  |  | no |  |  | 1407989.122 | 15299113.712 |  | -1
node_1408085_413_15300193_19 |  |  | PQ | AN | 2771.281 | 8101606 | no | no |  |  | no |  |  | 1408085.413 | 15300193.19 |  | -1
node_1408152_556_15298883_77 |  |  | PQ | AN | 2771.281 | 8101606 | no | no |  |  | no |  |  | 1408152.556 | 15298883.77 |  | -1
node_1408669_321_15300216_967 |  |  | PQ | AN | 2771.281 | 8101606 | no | no |  |  | no |  |  | 1408669.321 | 15300216.967 |  | -1
node_8101606_200805401 |  |  | PQ | AN | 7199.557 | 8101606 | no | no |  |  | no |  |  | 1403559.407 | 15298049.481 |  | -1
node_8101606_200805535 |  |  | PQ | AN | 7199.557 | 8101606 | no | no |  |  | no |  |  | 1403583.855 | 15297912.431 |  | -1
node_8101606_200807895 |  |  | PQ | ABCD | 2771.281 | 8101606 | no | no |  |  | no |  |  | 1402662.082 | 15295924.529 |  | -1
node_8101606_200807896 |  |  | PQ | ABCD | 2771.281 | 8101606 | no | no |  |  | no |  |  | 1402649.432 | 15296056.213 |  | -1
node_8101606_200807897 |  |  | PQ | ABCN | 2771.281 | 8101606 | no | no |  |  | no |  |  | 1402639.154 | 15296174.87 |  | -1
node_8101606_200807898 |  |  | PQ | ABCN | 2771.281 | 8101606 | no | no |  |  | no |  |  | 1402624.03 | 15296341.945 |  | -1
node_8101606_200807899 |  |  | PQ | ABCD | 2771.281 | 8101606 | no | no |  |  | no |  |  | 1402608.803 | 15296488.813 |  | -1
node_8101606_200807900 |  |  | PQ | ABCD | 2771.281 | 8101606 | no | no |  |  | no |  |  | 1402595.074 | 15296632.569 |  | -1
node_8101606_200807902 |  |  | PQ | ABCD | 2771.281 | 8101606 | no | no |  |  | no |  |  | 1402593.967 | 15296750.048 |  | -1
node_8101606_200807903 |  |  | PQ | ABCD | 2771.281 | 8101606 | no | no |  |  | no |  |  | 1402572.644 | 15296888.145 |  | -1
node_8101606_200807904 |  |  | PQ | ABCD | 2771.281 | 8101606 | no | no |  |  | no |  |  | 1402555.046 | 15296986.891 |  | -1
node_8101606_200807905 |  |  | PQ | ABCD | 2771.281 | 8101606 | no | no |  |  | no |  |  | 1402553.242 | 15297085.94 |  | -1
node_8101606_200807906 |  |  | PQ | ABCD | 2771.281 | 8101606 | no | no |  |  | no |  |  | 1402532.058 | 15297230.461 |  | -1
node_8101606_200807907 |  |  | PQ | ABCN | 2771.281 | 8101606 | no | no |  |  | no |  |  | 1402526.602 | 15297302.701 |  | -1
node_8101606_200807908 |  |  | PQ | ABCD | 2771.281 | 8101606 | no | no |  |  | no |  |  | 1402515.689 | 15297386.658 |  | -1
node_8101606_200807909 |  |  | PQ | ABCN | 2771.281 | 8101606 | no | no |  |  | no |  |  | 1402511.27 | 15297447.33 |  | -1
node_8101606_200807915 |  |  | PQ | AN | 2771.281 | 8101606 | no | no |  |  | no |  |  | 1402478.64 | 15297925.864 |  | -1
node_8101606_200807927 |  |  | PQ | ABCD | 2771.281 | 8101606 | no | no |  |  | no |  |  | 1402351.685 | 15295392.935 |  | -1
node_8101606_200807928 |  |  | PQ | ABCN | 2771.281 | 8101606 | no | no |  |  | no |  |  | 1402318.739 | 15295394.273 |  | -1
node_8101606_200807929 |  |  | PQ | ABCN | 2771.281 | 8101606 | no | no |  |  | no |  |  | 1402334.083 | 15295520.736 |  | -1
node_8101606_200807930 |  |  | PQ | ABCD | 2771.281 | 8101606 | no | no |  |  | no |  |  | 1402330.958 | 15295624.522 |  | -1
node_8101606_200807931 |  |  | PQ | ABCN | 2771.281 | 8101606 | no | no |  |  | no |  |  | 1402307.846 | 15295634.302 |  | -1
node_8101606_200807932 |  |  | PQ | ABCD | 2771.281 | 8101606 | no | no |  |  | no |  |  | 1402316.835 | 15295729.274 |  | -1
node_8101606_200807934 |  |  | PQ | ABCD | 2771.281 | 8101606 | no | no |  |  | no |  |  | 1402309.419 | 15295814.007 |  | -1
node_8101606_200807962 |  |  | PQ | AN | 2771.281 | 8101606 | no | no |  |  | no |  |  | 1401468.163 | 15295482.639 |  | -1
node_8101606_200807963 |  |  | PQ | AD | 2771.281 | 8101606 | no | no |  |  | no |  |  | 1401454.978 | 15295567.032 |  | -1
node_8101606_200807964 |  |  | PQ | AN | 2771.281 | 8101606 | no | no |  |  | no |  |  | 1401446.429 | 15295658.618 |  | -1
node_8101606_200807965 |  |  | PQ | AD | 2771.281 | 8101606 | no | no |  |  | no |  |  | 1401434.69 | 15295721.202 |  | -1
node_8101606_200807966 |  |  | PQ | ABCD | 2771.281 | 8101606 | no | no |  |  | no |  |  | 1401435.024 | 15295803.087 |  | -1
node_8101606_200807967 |  |  | PQ | ABCN | 2771.281 | 8101606 | no | no |  |  | no |  |  | 1401426.051 | 15295879.75 |  | -1
node_8101606_200807968 |  |  | PQ | ABCD | 2771.281 | 8101606 | no | no |  |  | no |  |  | 1401409.405 | 15295986.764 |  | -1
node_8101606_200807969 |  |  | PQ | ABCD | 2771.281 | 8101606 | no | no |  |  | no |  |  | 1401402.557 | 15296081.864 |  | -1
node_8101606_200807970 |  |  | PQ | ABCD | 2771.281 | 8101606 | no | no |  |  | no |  |  | 1401393.868 | 15296208.796 |  | -1
node_8101606_200807972 |  |  | PQ | ABCD | 2771.281 | 8101606 | no | no |  |  | no |  |  | 1401382.055 | 15296341.202 |  | -1
node_8101606_200807973 |  |  | PQ | ABCN | 2771.281 | 8101606 | no | no |  |  | no |  |  | 1401375.186 | 15296441.73 |  | -1
node_8101606_200807974 |  |  | PQ | ABCD | 2771.281 | 8101606 | no | no |  |  | no |  |  | 1401361.866 | 15296557.908 |  | -1
node_8101606_200807975 |  |  | PQ | ABCD | 2771.281 | 8101606 | no | no |  |  | no |  |  | 1401351.091 | 15296672.161 |  | -1
node_8101606_200807976 |  |  | PQ | ABCD | 2771.281 | 8101606 | no | no |  |  | no |  |  | 1401343.038 | 15296785.637 |  | -1
node_8101606_200807977 |  |  | PQ | ABCN | 2771.281 | 8101606 | no | no |  |  | no |  |  | 1401332.863 | 15296898.146 |  | -1
node_8101606_200807978 |  |  | PQ | ABCD | 2771.281 | 8101606 | no | no |  |  | no |  |  | 1401321.822 | 15297017.747 |  | -1
node_8101606_200807979 |  |  | PQ | ABCD | 2771.281 | 8101606 | no | no |  |  | no |  |  | 1401310.322 | 15297130.993 |  | -1
node_8101606_200807980 |  |  | PQ | ABCD | 2771.281 | 8101606 | no | no |  |  | no |  |  | 1401306.715 | 15297235.783 |  | -1
node_8101606_200807981 |  |  | PQ | ABCD | 2771.281 | 8101606 | no | no |  |  | no |  |  | 1401291.843 | 15297366.638 |  | -1
node_8101606_200807983 |  |  | PQ | ABCN | 2771.281 | 8101606 | no | no |  |  | no |  |  | 1401284.52 | 15297466.746 |  | -1
node_8101606_200807984 |  |  | PQ | ABCD | 2771.281 | 8101606 | no | no |  |  | no |  |  | 1401272.812 | 15297599.009 |  | -1
node_8101606_200807985 |  |  | PQ | ABCN | 2771.281 | 8101606 | no | no |  |  | no |  |  | 1401259.538 | 15297737.909 |  | -1
node_8101606_200807986 |  |  | PQ | ABCD | 2771.281 | 8101606 | no | no |  |  | no |  |  | 1401255.459 | 15297890.089 |  | -1
node_8101606_200807987 |  |  | PQ | ABCD | 2771.281 | 8101606 | no | no |  |  | no |  |  | 1401216.674 | 15298147.744 |  | -1
node_8101606_200807988 |  |  | PQ | ABCN | 2771.281 | 8101606 | no | no |  |  | no |  |  | 1401207.764 | 15298267.538 |  | -1
node_8101606_200807989 |  |  | PQ | AD | 2771.281 | 8101606 | no | no |  |  | no |  |  | 1401197.318 | 15298345.285 |  | -1
node_8101606_200807996 |  |  | PQ | AN | 2771.281 | 8101606 | no | no |  |  | no |  |  | 1401217.086 | 15294509.846 |  | -1
node_8101606_200807997 |  |  | PQ | ABCD | 2771.281 | 8101606 | no | no |  |  | no |  |  | 1401137.92 | 15295378.657 |  | -1
node_8101606_200807998 |  |  | PQ | ABCN | 2771.281 | 8101606 | no | no |  |  | no |  |  | 1401124.673 | 15295488.14 |  | -1
node_8101606_200807999 |  |  | PQ | ABCD | 2771.281 | 8101606 | no | no |  |  | no |  |  | 1401118.37 | 15295602.842 |  | -1
node_8101606_200808000 |  |  | PQ | AD | 2771.281 | 8101606 | no | no |  |  | no |  |  | 1401104.958 | 15295824.774 |  | -1
node_8101606_200808001 |  |  | PQ | AD | 2771.281 | 8101606 | no | no |  |  | no |  |  | 1401086.848 | 15295939.344 |  | -1
node_8101606_200808002 |  |  | PQ | AD | 2771.281 | 8101606 | no | no |  |  | no |  |  | 1401080.603 | 15296041.756 |  | -1
node_8101606_200808003 |  |  | PQ | AN | 2771.281 | 8101606 | no | no |  |  | no |  |  | 1401069.059 | 15296140.798 |  | -1
node_8101606_200808004 |  |  | PQ | AD | 2771.281 | 8101606 | no | no |  |  | no |  |  | 1401060.849 | 15296247.339 |  | -1
node_8101606_200808005 |  |  | PQ | AD | 2771.281 | 8101606 | no | no |  |  | no |  |  | 1401050.143 | 15296337.665 |  | -1
node_8101606_200808006 |  |  | PQ | AD | 2771.281 | 8101606 | no | no |  |  | no |  |  | 1401038.149 | 15296437.701 |  | -1
node_8101606_200808008 |  |  | PQ | AN | 2771.281 | 8101606 | no | no |  |  | no |  |  | 1401040.699 | 15296551.822 |  | -1
node_8101606_200808013 |  |  | PQ | AD | 2771.281 | 8101606 | no | no |  |  | no |  |  | 1400988.913 | 15297057.172 |  | -1
node_8101606_200808014 |  |  | PQ | AD | 2771.281 | 8101606 | no | no |  |  | no |  |  | 1400977.04 | 15297156.974 |  | -1
node_8101606_200808015 |  |  | PQ | AN | 2771.281 | 8101606 | no | no |  |  | no |  |  | 1400969.489 | 15297253.417 |  | -1
node_8101606_200808016 |  |  | PQ | AD | 2771.281 | 8101606 | no | no |  |  | no |  |  | 1400956.48 | 15297344.525 |  | -1
node_8101606_200808017 |  |  | PQ | AD | 2771.281 | 8101606 | no | no |  |  | no |  |  | 1400948.694 | 15297443.271 |  | -1
node_8101606_200808018 |  |  | PQ | AN | 2771.281 | 8101606 | no | no |  |  | no |  |  | 1401204.229 | 15294685.41 |  | -1
node_8101606_200808019 |  |  | PQ | AD | 2771.281 | 8101606 | no | no |  |  | no |  |  | 1400936.88 | 15297544.219 |  | -1
node_8101606_200808020 |  |  | PQ | AD | 2771.281 | 8101606 | no | no |  |  | no |  |  | 1400934.622 | 15297615.843 |  | -1
node_8101606_200808021 |  |  | PQ | AN | 2771.281 | 8101606 | no | no |  |  | no |  |  | 1400926.332 | 15297694.961 |  | -1
node_8101606_200808022 |  |  | PQ | AD | 2771.281 | 8101606 | no | no |  |  | no |  |  | 1400924.497 | 15297808.243 |  | -1
node_8101606_200808027 |  |  | PQ | AD | 2771.281 | 8101606 | no | no |  |  | no |  |  | 1401190.951 | 15294792.121 |  | -1
node_8101606_200808028 |  |  | PQ | AN | 2771.281 | 8101606 | no | no |  |  | no |  |  | 1400843.253 | 15298552.862 |  | -1
node_8101606_200808029 |  |  | PQ | AD | 2771.281 | 8101606 | no | no |  |  | no |  |  | 1400834.865 | 15298652.888 |  | -1
node_8101606_200808030 |  |  | PQ | AD | 2771.281 | 8101606 | no | no |  |  | no |  |  | 1400818.663 | 15298767.831 |  | -1
node_8101606_200808031 |  |  | PQ | AD | 2771.281 | 8101606 | no | no |  |  | no |  |  | 1400798.708 | 15298912.212 |  | -1
node_8101606_200808032 |  |  | PQ | AD | 2771.281 | 8101606 | no | no |  |  | no |  |  | 1401182.052 | 15294889.583 |  | -1
node_8101606_200808033 |  |  | PQ | AD | 2771.281 | 8101606 | no | no |  |  | no |  |  | 1401173.745 | 15294990.419 |  | -1
node_8101606_200808034 |  |  | PQ | AN | 2771.281 | 8101606 | no | no |  |  | no |  |  | 1401164.89 | 15295085.785 |  | -1
node_8101606_200808035 |  |  | PQ | AD | 2771.281 | 8101606 | no | no |  |  | no |  |  | 1401154.747 | 15295187.54 |  | -1
node_8101606_200808036 |  |  | PQ | ABCD | 2771.281 | 8101606 | no | no |  |  | no |  |  | 1401148.022 | 15295281.963 |  | -1
node_8101606_200808038 |  |  | PQ | ABCN | 2771.281 | 8101606 | no | no |  |  | no |  |  | 1400840.396 | 15295349.458 |  | -1
node_8101606_200808039 |  |  | PQ | ABCD | 2771.281 | 8101606 | no | no |  |  | no |  |  | 1400833.145 | 15295448.317 |  | -1
node_8101606_200808040 |  |  | PQ | ABCD | 2771.281 | 8101606 | no | no |  |  | no |  |  | 1400823.369 | 15295555.814 |  | -1
node_8101606_200808041 |  |  | PQ | ABCN | 2771.281 | 8101606 | no | no |  |  | no |  |  | 1400818.555 | 15295667.155 |  | -1
node_8101606_200808051 |  |  | PQ | AN | 2771.281 | 8101606 | no | no |  |  | no |  |  | 1400758.263 | 15296473.961 |  | -1
node_8101606_200808052 |  |  | PQ | AD | 2771.281 | 8101606 | no | no |  |  | no |  |  | 1400748.018 | 15296570.468 |  | -1
node_8101606_200808053 |  |  | PQ | AD | 2771.281 | 8101606 | no | no |  |  | no |  |  | 1400741.361 | 15296672.734 |  | -1
node_8101606_200808054 |  |  | PQ | AD | 2771.281 | 8101606 | no | no |  |  | no |  |  | 1400741.366 | 15296777.45 |  | -1
node_8101606_200808055 |  |  | PQ | AD | 2771.281 | 8101606 | no | no |  |  | no |  |  | 1400723.621 | 15296871.312 |  | -1
node_8101606_200808056 |  |  | PQ | ABCD | 2771.281 | 8101606 | no | no |  |  | no |  |  | 1400716.446 | 15297001.92 |  | -1
node_8101606_200808057 |  |  | PQ | ABCD | 2771.281 | 8101606 | no | no |  |  | no |  |  | 1400705.21 | 15297083.738 |  | -1
node_8101606_200808058 |  |  | PQ | ABCD | 2771.281 | 8101606 | no | no |  |  | no |  |  | 1400698.907 | 15297218.257 |  | -1
node_8101606_200808059 |  |  | PQ | ABCD | 2771.281 | 8101606 | no | no |  |  | no |  |  | 1400690.029 | 15297319.12 |  | -1
node_8101606_200808060 |  |  | PQ | ABCD | 2771.281 | 8101606 | no | no |  |  | no |  |  | 1400681.641 | 15297421.036 |  | -1
node_8101606_200808062 |  |  | PQ | ABCN | 2771.281 | 8101606 | no | no |  |  | no |  |  | 1400676.698 | 15297502.213 |  | -1
node_8101606_200808063 |  |  | PQ | ABCD | 2771.281 | 8101606 | no | no |  |  | no |  |  | 1400667.995 | 15297664.224 |  | -1
node_8101606_200808064 |  |  | PQ | ABCD | 2771.281 | 8101606 | no | no |  |  | no |  |  | 1400631.721 | 15297653.26 |  | -1
node_8101606_200808065 |  |  | PQ | ABCD | 2771.281 | 8101606 | no | no |  |  | no |  |  | 1400493.602 | 15297642.884 |  | -1
node_8101606_200808082 |  |  | PQ | AD | 2771.281 | 8101606 | no | no |  |  | no |  |  | 1404164.371 | 15295268.812 |  | -1
node_8101606_200808083 |  |  | PQ | AD | 2771.281 | 8101606 | no | no |  |  | no |  |  | 1404180.108 | 15295174.075 |  | -1
node_8101606_200808084 |  |  | PQ | AN | 2771.281 | 8101606 | no | no |  |  | no |  |  | 1404185.799 | 15295080.773 |  | -1
node_8101606_200808096 |  |  | PQ | ABCD | 2771.281 | 8101606 | no | no |  |  | no |  |  | 1403675.369 | 15294472.699 |  | -1
node_8101606_200808097 |  |  | PQ | ABCN | 2771.281 | 8101606 | no | no |  |  | no |  |  | 1403641.997 | 15294739.751 |  | -1
node_8101606_200808098 |  |  | PQ | ABCD | 2771.281 | 8101606 | no | no |  |  | no |  |  | 1403630.659 | 15294891.858 |  | -1
node_8101606_200808099 |  |  | PQ | ABCD | 2771.281 | 8101606 | no | no |  |  | no |  |  | 1403613.57 | 15295056.565 |  | -1
node_8101606_200808100 |  |  | PQ | ABCD | 2771.281 | 8101606 | no | no |  |  | no |  |  | 1403598.188 | 15295213.837 |  | -1
node_8101606_200808101 |  |  | PQ | ABCD | 2771.281 | 8101606 | no | no |  |  | no |  |  | 1403581.844 | 15295383.88 |  | -1
node_8101606_200808104 |  |  | PQ | ABCD | 2771.281 | 8101606 | no | no |  |  | no |  |  | 1403564.381 | 15295530.836 |  | -1
node_8101606_200808106 |  |  | PQ | ABCN | 2771.281 | 8101606 | no | no |  |  | no |  |  | 1403542.068 | 15295671.068 |  | -1
node_8101606_200808109 |  |  | PQ | ABCD | 2771.281 | 8101606 | no | no |  |  | no |  |  | 1403529.698 | 15295832.47 |  | -1
node_8101606_200808110 |  |  | PQ | ABCD | 2771.281 | 8101606 | no | no |  |  | no |  |  | 1403565.196 | 15295483.695 |  | -1
node_8101606_200808111 |  |  | PQ | AD | 2771.281 | 8101606 | no | no |  |  | no |  |  | 1403246.444 | 15295911.015 |  | -1
node_8101606_200808112 |  |  | PQ | AD | 2771.281 | 8101606 | no | no |  |  | no |  |  | 1403253.49 | 15295803.296 |  | -1
node_8101606_200808113 |  |  | PQ | AN | 2771.281 | 8101606 | no | no |  |  | no |  |  | 1403278.335 | 15295644.731 |  | -1
node_8101606_200808117 |  |  | PQ | AD | 2771.281 | 8101606 | no | no |  |  | no |  |  | 1402976.363 | 15295770.892 |  | -1
node_8101606_200808118 |  |  | PQ | AD | 2771.281 | 8101606 | no | no |  |  | no |  |  | 1402994.516 | 15295683.401 |  | -1
node_8101606_200808119 |  |  | PQ | AD | 2771.281 | 8101606 | no | no |  |  | no |  |  | 1402998.705 | 15295584.723 |  | -1
node_8101606_200808120 |  |  | PQ | AN | 2771.281 | 8101606 | no | no |  |  | no |  |  | 1403012.91 | 15295459.491 |  | -1
node_8101606_200808123 |  |  | PQ | ABCD | 2771.281 | 8101606 | no | no |  |  | no |  |  | 1403315.892 | 15294656.659 |  | -1
node_8101606_200808124 |  |  | PQ | ABCN | 2771.281 | 8101606 | no | no |  |  | no |  |  | 1403243.019 | 15294608.521 |  | -1
node_8101606_200808126 |  |  | PQ | ABCN | 2771.281 | 8101606 | no | no |  |  | no |  |  | 1403436.184 | 15294637.54 |  | -1
node_8101606_200808127 |  |  | PQ | ABCD | 2771.281 | 8101606 | no | no |  |  | no |  |  | 1403556.832 | 15294625.993 |  | -1
node_8101606_200808128 |  |  | PQ | AD | 2771.281 | 8101606 | no | no |  |  | no |  |  | 1403695.977 | 15294619.946 |  | -1
node_8101606_200808129 |  |  | PQ | AD | 2771.281 | 8101606 | no | no |  |  | no |  |  | 1403835.378 | 15294613.597 |  | -1
node_8101606_200808130 |  |  | PQ | AN | 2771.281 | 8101606 | no | no |  |  | no |  |  | 1403959.321 | 15294608.061 |  | -1
node_8101606_200808131 |  |  | PQ | AD | 2771.281 | 8101606 | no | no |  |  | no |  |  | 1404061.211 | 15294604.394 |  | -1
node_8101606_200808132 |  |  | PQ | AN | 2771.281 | 8101606 | no | no |  |  | no |  |  | 1404173.958 | 15294598.914 |  | -1
node_8101606_200808135 |  |  | PQ | AD | 2771.281 | 8101606 | no | no |  |  | no |  |  | 1403494.041 | 15296001.494 |  | -1
node_8101606_200808136 |  |  | PQ | AN | 2771.281 | 8101606 | no | no |  |  | no |  |  | 1403375.38 | 15296212.563 |  | -1
node_8101606_200808138 |  |  | PQ | AD | 2771.281 | 8101606 | no | no |  |  | no |  |  | 1403361.971 | 15296338.783 |  | -1
node_8101606_200808139 |  |  | PQ | AN | 2771.281 | 8101606 | no | no |  |  | no |  |  | 1403349.526 | 15296476.518 |  | -1
node_8101606_200808141 |  |  | PQ | AD | 2771.281 | 8101606 | no | no |  |  | no |  |  | 1403338.395 | 15296592.723 |  | -1
node_8101606_200808143 |  |  | PQ | AD | 2771.281 | 8101606 | no | no |  |  | no |  |  | 1403323.784 | 15296726.866 |  | -1
node_8101606_200808146 |  |  | PQ | AN | 2771.281 | 8101606 | no | no |  |  | no |  |  | 1403308.93 | 15296884.004 |  | -1
node_8101606_200808147 |  |  | PQ | AD | 2771.281 | 8101606 | no | no |  |  | no |  |  | 1403144.096 | 15297994.925 |  | -1
node_8101606_200808148 |  |  | PQ | AD | 2771.281 | 8101606 | no | no |  |  | no |  |  | 1403239.829 | 15297059.602 |  | -1
node_8101606_200808149 |  |  | PQ | AD | 2771.281 | 8101606 | no | no |  |  | no |  |  | 1403216.721 | 15297234.853 |  | -1
node_8101606_200808150 |  |  | PQ | AD | 2771.281 | 8101606 | no | no |  |  | no |  |  | 1403184.915 | 15297553.803 |  | -1
node_8101606_200808151 |  |  | PQ | AN | 2771.281 | 8101606 | no | no |  |  | no |  |  | 1403177.472 | 15297654.23 |  | -1
node_8101606_200808152 |  |  | PQ | AD | 2771.281 | 8101606 | no | no |  |  | no |  |  | 1403161.38 | 15297819.207 |  | -1
node_8101606_200808153 |  |  | PQ | ABCD | 2771.281 | 8101606 | no | no |  |  | no |  |  | 1402071.605 | 15295873.369 |  | -1
node_8101606_200808154 |  |  | PQ | ABCD | 2771.281 | 8101606 | no | no |  |  | no |  |  | 1402072.472 | 15295981.533 |  | -1
node_8101606_200808155 |  |  | PQ | ABCN | 2771.281 | 8101606 | no | no |  |  | no |  |  | 1402060.411 | 15296110.391 |  | -1
node_8101606_200808156 |  |  | PQ | ABCD | 2771.281 | 8101606 | no | no |  |  | no |  |  | 1402018.405 | 15296278.192 |  | -1
node_8101606_200808157 |  |  | PQ | ABCN | 2771.281 | 8101606 | no | no |  |  | no |  |  | 1402010.235 | 15296439.403 |  | -1
node_8101606_200808158 |  |  | PQ | ABCD | 2771.281 | 8101606 | no | no |  |  | no |  |  | 1402013.703 | 15296558.317 |  | -1
node_8101606_200808159 |  |  | PQ | ABCN | 2771.281 | 8101606 | no | no |  |  | no |  |  | 1401984.285 | 15296593.325 |  | -1
node_8101606_200808162 |  |  | PQ | AN | 2771.281 | 8101606 | no | no |  |  | no |  |  | 1402676.434 | 15297239.59 |  | -1
node_8101606_200808167 |  |  | PQ | AN | 2771.281 | 8101606 | no | no |  |  | no |  |  | 1402423.662 | 15297211.381 |  | -1
node_8101606_200808169 |  |  | PQ | AD | 2771.281 | 8101606 | no | no |  |  | no |  |  | 1402299.024 | 15297213.856 |  | -1
node_8101606_200808175 |  |  | PQ | AN | 2771.281 | 8101606 | no | no |  |  | no |  |  | 1402772.578 | 15297650.17 |  | -1
node_8101606_200808176 |  |  | PQ | AD | 2771.281 | 8101606 | no | no |  |  | no |  |  | 1402940.999 | 15297629.859 |  | -1
node_8101606_200808177 |  |  | PQ | AD | 2771.281 | 8101606 | no | no |  |  | no |  |  | 1403092.54 | 15297639.778 |  | -1
node_8101606_200808178 |  |  | PQ | AD | 2771.281 | 8101606 | no | no |  |  | no |  |  | 1401306.323 | 15297464.229 |  | -1
node_8101606_200808179 |  |  | PQ | AD | 2771.281 | 8101606 | no | no |  |  | no |  |  | 1401419.191 | 15297476.837 |  | -1
node_8101606_200808180 |  |  | PQ | AD | 2771.281 | 8101606 | no | no |  |  | no |  |  | 1401522.282 | 15297486.561 |  | -1
node_8101606_200808181 |  |  | PQ | AD | 2771.281 | 8101606 | no | no |  |  | no |  |  | 1401653.441 | 15297501.928 |  | -1
node_8101606_200808182 |  |  | PQ | AD | 2771.281 | 8101606 | no | no |  |  | no |  |  | 1401774.041 | 15297509.232 |  | -1
node_8101606_200808189 |  |  | PQ | ABCD | 2771.281 | 8101606 | no | no |  |  | no |  |  | 1401843.892 | 15298294.628 |  | -1
node_8101606_200808190 |  |  | PQ | ABCD | 2771.281 | 8101606 | no | no |  |  | no |  |  | 1401860.399 | 15298123.193 |  | -1
node_8101606_200808191 |  |  | PQ | ABCN | 2771.281 | 8101606 | no | no |  |  | no |  |  | 1401867.377 | 15298041.54 |  | -1
node_8101606_200808197 |  |  | PQ | ABCN | 2771.281 | 8101606 | no | no |  |  | no |  |  | 1401876.425 | 15297926.509 |  | -1
node_8101606_200808198 |  |  | PQ | AD | 2771.281 | 8101606 | no | no |  |  | no |  |  | 1401337.195 | 15297144.537 |  | -1
node_8101606_200808199 |  |  | PQ | AD | 2771.281 | 8101606 | no | no |  |  | no |  |  | 1401433.597 | 15297155.089 |  | -1
node_8101606_200808200 |  |  | PQ | AD | 2771.281 | 8101606 | no | no |  |  | no |  |  | 1401551.72 | 15297171.713 |  | -1
node_8101606_200808201 |  |  | PQ | AN | 2771.281 | 8101606 | no | no |  |  | no |  |  | 1401673.948 | 15297182.257 |  | -1
node_8101606_200808209 |  |  | PQ | AD | 2771.281 | 8101606 | no | no |  |  | no |  |  | 1401384.564 | 15296573.178 |  | -1
node_8101606_200808210 |  |  | PQ | AN | 2771.281 | 8101606 | no | no |  |  | no |  |  | 1401498.465 | 15296585.614 |  | -1
node_8101606_200808227 |  |  | PQ | AN | 2771.281 | 8101606 | no | no |  |  | no |  |  | 1403717.538 | 15295232.351 |  | -1
node_8101606_200808228 |  |  | PQ | AD | 2771.281 | 8101606 | no | no |  |  | no |  |  | 1403834.926 | 15295245.306 |  | -1
node_8101606_200808229 |  |  | PQ | AD | 2771.281 | 8101606 | no | no |  |  | no |  |  | 1403953.692 | 15295257.183 |  | -1
node_8101606_200808230 |  |  | PQ | AD | 2771.281 | 8101606 | no | no |  |  | no |  |  | 1404025.972 | 15295273.264 |  | -1
node_8101606_200808231 |  |  | PQ | AN | 2771.281 | 8101606 | no | no |  |  | no |  |  | 1404175.047 | 15295280.612 |  | -1
node_8101606_200808235 |  |  | PQ | AD | 2771.281 | 8101606 | no | no |  |  | no |  |  | 1402957.805 | 15295162.611 |  | -1
node_8101606_200808236 |  |  | PQ | AN | 2771.281 | 8101606 | no | no |  |  | no |  |  | 1403050.589 | 15295168.242 |  | -1
node_8101606_200808237 |  |  | PQ | AD | 2771.281 | 8101606 | no | no |  |  | no |  |  | 1403135.579 | 15295166.131 |  | -1
node_8101606_200808238 |  |  | PQ | AD | 2771.281 | 8101606 | no | no |  |  | no |  |  | 1403228.835 | 15295179.421 |  | -1
node_8101606_200808239 |  |  | PQ | AN | 2771.281 | 8101606 | no | no |  |  | no |  |  | 1403328.245 | 15295192.468 |  | -1
node_8101606_200808240 |  |  | PQ | AD | 2771.281 | 8101606 | no | no |  |  | no |  |  | 1403415.09 | 15295204.926 |  | -1
node_8101606_200808241 |  |  | PQ | AD | 2771.281 | 8101606 | no | no |  |  | no |  |  | 1403549.597 | 15295213.609 |  | -1
node_8101606_200808244 |  |  | PQ | AD | 2771.281 | 8101606 | no | no |  |  | no |  |  | 1404026.23 | 15294870.698 |  | -1
node_8101606_200808245 |  |  | PQ | AN | 2771.281 | 8101606 | no | no |  |  | no |  |  | 1404130.455 | 15294869.426 |  | -1
node_8101606_200808246 |  |  | PQ | AD | 2771.281 | 8101606 | no | no |  |  | no |  |  | 1404242.356 | 15294868.367 |  | -1
node_8101606_200808247 |  |  | PQ | AD | 2771.281 | 8101606 | no | no |  |  | no |  |  | 1404344.323 | 15294862.178 |  | -1
node_8101606_200808250 |  |  | PQ | AD | 2771.281 | 8101606 | no | no |  |  | no |  |  | 1404420.422 | 15294855.437 |  | -1
node_8101606_200808251 |  |  | PQ | AN | 2771.281 | 8101606 | no | no |  |  | no |  |  | 1404661.888 | 15294857.321 |  | -1
node_8101606_200808255 |  |  | PQ | AN | 2771.281 | 8101606 | no | no |  |  | no |  |  | 1403007.591 | 15294901.308 |  | -1
node_8101606_200808256 |  |  | PQ | AD | 2771.281 | 8101606 | no | no |  |  | no |  |  | 1403103.343 | 15294898.405 |  | -1
node_8101606_200808257 |  |  | PQ | AN | 2771.281 | 8101606 | no | no |  |  | no |  |  | 1403258.926 | 15294895.421 |  | -1
node_8101606_200808259 |  |  | PQ | AD | 2771.281 | 8101606 | no | no |  |  | no |  |  | 1403482.065 | 15294888.562 |  | -1
node_8101606_200808260 |  |  | PQ | AD | 2771.281 | 8101606 | no | no |  |  | no |  |  | 1403650.806 | 15294885.652 |  | -1
node_8101606_200808261 |  |  | PQ | AD | 2771.281 | 8101606 | no | no |  |  | no |  |  | 1403746.114 | 15294884.783 |  | -1
node_8101606_200808262 |  |  | PQ | AN | 2771.281 | 8101606 | no | no |  |  | no |  |  | 1403852.947 | 15294871.786 |  | -1
node_8101606_200808273 |  |  | PQ | AN | 2771.281 | 8101606 | no | no |  |  | no |  |  | 1400521.233 | 15295023.019 |  | -1
node_8101606_200808279 |  |  | PQ | AN | 2771.281 | 8101606 | no | no |  |  | no |  |  | 1400400.593 | 15295496.074 |  | -1
node_8101606_200808280 |  |  | PQ | AD | 2771.281 | 8101606 | no | no |  |  | no |  |  | 1400393.191 | 15295617.242 |  | -1
node_8101606_200808289 |  |  | PQ | AD | 2771.281 | 8101606 | no | no |  |  | no |  |  | 1400081.368 | 15295006.713 |  | -1
node_8101606_200808292 |  |  | PQ | AN | 2771.281 | 8101606 | no | no |  |  | no |  |  | 1400384.029 | 15295025.32 |  | -1
node_8101606_200808296 |  |  | PQ | AD | 2771.281 | 8101606 | no | no |  |  | no |  |  | 1400007.362 | 15295342.947 |  | -1
node_8101606_200808297 |  |  | PQ | AD | 2771.281 | 8101606 | no | no |  |  | no |  |  | 1399994.899 | 15295492.272 |  | -1
node_8101606_200808298 |  |  | PQ | AD | 2771.281 | 8101606 | no | no |  |  | no |  |  | 1399991.206 | 15295595.912 |  | -1
node_8101606_200808299 |  |  | PQ | ABCD | 2771.281 | 8101606 | no | no |  |  | no |  |  | 1399981.225 | 15295730.467 |  | -1
node_8101606_200808300 |  |  | PQ | ABCN | 2771.281 | 8101606 | no | no |  |  | no |  |  | 1399980.17 | 15295818.454 |  | -1
node_8101606_200808301 |  |  | PQ | AD | 2771.281 | 8101606 | no | no |  |  | no |  |  | 1399970.114 | 15295870.498 |  | -1
node_8101606_200808302 |  |  | PQ | AD | 2771.281 | 8101606 | no | no |  |  | no |  |  | 1399963.742 | 15295964.717 |  | -1
node_8101606_200808303 |  |  | PQ | AD | 2771.281 | 8101606 | no | no |  |  | no |  |  | 1399949.912 | 15296062.407 |  | -1
node_8101606_200808304 |  |  | PQ | AN | 2771.281 | 8101606 | no | no |  |  | no |  |  | 1399950.582 | 15296211.877 |  | -1
node_8101606_200808305 |  |  | PQ | AD | 2771.281 | 8101606 | no | no |  |  | no |  |  | 1399938.048 | 15296301.561 |  | -1
node_8101606_200808326 |  |  | PQ | AD | 2771.281 | 8101606 | no | no |  |  | no |  |  | 1400062.991 | 15294723.754 |  | -1
node_8101606_200808336 |  |  | PQ | AD | 2771.281 | 8101606 | no | no |  |  | no |  |  | 1400051.185 | 15294865.31 |  | -1
node_8101606_200808344 |  |  | PQ | AD | 2771.281 | 8101606 | no | no |  |  | no |  |  | 1400043.58 | 15294976.346 |  | -1
node_8101606_200808345 |  |  | PQ | AN | 2771.281 | 8101606 | no | no |  |  | no |  |  | 1400033.254 | 15295062.004 |  | -1
node_8101606_200808347 |  |  | PQ | AD | 2771.281 | 8101606 | no | no |  |  | no |  |  | 1400027.253 | 15295164.129 |  | -1
node_8101606_200808348 |  |  | PQ | AD | 2771.281 | 8101606 | no | no |  |  | no |  |  | 1400017.764 | 15295264.994 |  | -1
node_8101606_200808350 |  |  | PQ | AD | 2771.281 | 8101606 | no | no |  |  | no |  |  | 1399674.617 | 15295383.798 |  | -1
node_8101606_200808351 |  |  | PQ | AD | 2771.281 | 8101606 | no | no |  |  | no |  |  | 1399659.867 | 15295498.035 |  | -1
node_8101606_200808352 |  |  | PQ | ABCD | 2771.281 | 8101606 | no | no |  |  | no |  |  | 1399661.917 | 15295577.487 |  | -1
node_8101606_200808353 |  |  | PQ | ABCN | 2771.281 | 8101606 | no | no |  |  | no |  |  | 1399662.829 | 15295725.513 |  | -1
node_8101606_200808354 |  |  | PQ | AD | 2771.281 | 8101606 | no | no |  |  | no |  |  | 1399640.086 | 15295837.329 |  | -1
node_8101606_200808355 |  |  | PQ | AN | 2771.281 | 8101606 | no | no |  |  | no |  |  | 1399631.606 | 15295933.138 |  | -1
node_8101606_200808356 |  |  | PQ | AN | 2771.281 | 8101606 | no | no |  |  | no |  |  | 1399622.084 | 15296058.546 |  | -1
node_8101606_200808383 |  |  | PQ | AN | 2771.281 | 8101606 | no | no |  |  | no |  |  | 1399684.889 | 15295287.346 |  | -1
node_8101606_200808457 |  |  | PQ | ABCD | 2771.281 | 8101606 | no | no |  |  | no |  |  | 1399021.441 | 15295571.178 |  | -1
node_8101606_200808459 |  |  | PQ | ABCN | 2771.281 | 8101606 | no | no |  |  | no |  |  | 1399009.926 | 15295612 |  | -1
node_8101606_200808460 |  |  | PQ | ABCN | 2771.281 | 8101606 | no | no |  |  | no |  |  | 1399004.188 | 15295694.949 |  | -1
node_8101606_200808556 |  |  | PQ | ABCD | 2771.281 | 8101606 | no | no |  |  | no |  |  | 1400567.956 | 15295813.634 |  | -1
node_8101606_200808557 |  |  | PQ | ABCN | 2771.281 | 8101606 | no | no |  |  | no |  |  | 1400551.154 | 15295987.357 |  | -1
node_8101606_200808558 |  |  | PQ | ABCD | 2771.281 | 8101606 | no | no |  |  | no |  |  | 1400543.742 | 15296112.664 |  | -1
node_8101606_200808559 |  |  | PQ | ABCD | 2771.281 | 8101606 | no | no |  |  | no |  |  | 1400536.131 | 15296258.873 |  | -1
node_8101606_200808560 |  |  | PQ | ABCN | 2771.281 | 8101606 | no | no |  |  | no |  |  | 1400519.42 | 15296409.141 |  | -1
node_8101606_200808561 |  |  | PQ | ABCD | 2771.281 | 8101606 | no | no |  |  | no |  |  | 1400520.248 | 15296503.388 |  | -1
node_8101606_200808562 |  |  | PQ | ABCD | 2771.281 | 8101606 | no | no |  |  | no |  |  | 1400515.235 | 15296602.096 |  | -1
node_8101606_200808563 |  |  | PQ | ABCN | 2771.281 | 8101606 | no | no |  |  | no |  |  | 1400503.028 | 15296706.008 |  | -1
node_8101606_200808564 |  |  | PQ | ABCD | 2771.281 | 8101606 | no | no |  |  | no |  |  | 1400496.244 | 15296803.522 |  | -1
node_8101606_200808565 |  |  | PQ | ABCD | 2771.281 | 8101606 | no | no |  |  | no |  |  | 1400485.422 | 15296903.769 |  | -1
node_8101606_200808566 |  |  | PQ | ABCD | 2771.281 | 8101606 | no | no |  |  | no |  |  | 1400472.846 | 15297011.865 |  | -1
node_8101606_200808567 |  |  | PQ | AD | 2771.281 | 8101606 | no | no |  |  | no |  |  | 1400258.49 | 15295695.25 |  | -1
node_8101606_200808575 |  |  | PQ | AN | 2771.281 | 8101606 | no | no |  |  | no |  |  | 1400251.762 | 15295840.519 |  | -1
node_8101606_200808582 |  |  | PQ | AN | 2771.281 | 8101606 | no | no |  |  | no |  |  | 1400471.355 | 15297090.962 |  | -1
node_8101606_200808595 |  |  | PQ | ABCN | 2771.281 | 8101606 | no | no |  |  | no |  |  | 1403535.77 | 15295964.05 |  | -1
node_8101606_200808597 |  |  | PQ | ABCN | 2771.281 | 8101606 | no | no |  |  | no |  |  | 1401574.447 | 15295889.83 |  | -1
node_8101606_200808600 |  |  | PQ | AN | 2771.281 | 8101606 | no | no |  |  | no |  |  | 1405219.924 | 15296142.39 |  | -1
node_8101606_200808634 |  |  | PQ | ABCD | 2771.281 | 8101606 | no | no |  |  | no |  |  | 1398152.828 | 15295482.758 |  | -1
node_8101606_200808635 |  |  | PQ | ABCD | 2771.281 | 8101606 | no | no |  |  | no |  |  | 1398214.651 | 15295488.131 |  | -1
node_8101606_200808638 |  |  | PQ | ABCD | 2771.281 | 8101606 | no | no |  |  | no |  |  | 1398286.422 | 15295495.626 |  | -1
node_8101606_200808640 |  |  | PQ | ABCD | 2771.281 | 8101606 | no | no |  |  | no |  |  | 1398406.755 | 15295503.928 |  | -1
node_8101606_200808641 |  |  | PQ | ABCN | 2771.281 | 8101606 | no | no |  |  | no |  |  | 1398491.742 | 15295512.589 |  | -1
node_8101606_200808643 |  |  | PQ | ABCD | 2771.281 | 8101606 | no | no |  |  | no |  |  | 1398599.055 | 15295512.928 |  | -1
node_8101606_200808644 |  |  | PQ | ABCD | 2771.281 | 8101606 | no | no |  |  | no |  |  | 1398696.784 | 15295522.504 |  | -1
node_8101606_200808646 |  |  | PQ | ABCN | 2771.281 | 8101606 | no | no |  |  | no |  |  | 1398791.775 | 15295528.285 |  | -1
node_8101606_200808647 |  |  | PQ | ABCD | 2771.281 | 8101606 | no | no |  |  | no |  |  | 1398903.936 | 15295535.933 |  | -1
node_8101606_200808649 |  |  | PQ | ABCD | 2771.281 | 8101606 | no | no |  |  | no |  |  | 1399033.557 | 15295544.185 |  | -1
node_8101606_200808650 |  |  | PQ | ABCN | 2771.281 | 8101606 | no | no |  |  | no |  |  | 1399116.868 | 15295546.784 |  | -1
node_8101606_200808652 |  |  | PQ | ABCD | 2771.281 | 8101606 | no | no |  |  | no |  |  | 1399213.853 | 15295552.392 |  | -1
node_8101606_200808653 |  |  | PQ | ABCD | 2771.281 | 8101606 | no | no |  |  | no |  |  | 1399277.671 | 15295557.104 |  | -1
node_8101606_200808654 |  |  | PQ | ABCD | 2771.281 | 8101606 | no | no |  |  | no |  |  | 1399384.476 | 15295562.946 |  | -1
node_8101606_200808655 |  |  | PQ | ABCD | 2771.281 | 8101606 | no | no |  |  | no |  |  | 1399450.595 | 15295567.788 |  | -1
node_8101606_200808656 |  |  | PQ | ABCD | 2771.281 | 8101606 | no | no |  |  | no |  |  | 1399541.21 | 15295578.266 |  | -1
node_8101606_200808657 |  |  | PQ | ABCD | 2771.281 | 8101606 | no | no |  |  | no |  |  | 1399644.461 | 15295585.232 |  | -1
node_8101606_200808658 |  |  | PQ | ABCD | 2771.281 | 8101606 | no | no |  |  | no |  |  | 1399731.829 | 15295592.217 |  | -1
node_8101606_200808660 |  |  | PQ | ABCN | 2771.281 | 8101606 | no | no |  |  | no |  |  | 1399814.267 | 15295599.178 |  | -1
node_8101606_200808661 |  |  | PQ | ABCD | 2771.281 | 8101606 | no | no |  |  | no |  |  | 1399922.425 | 15295611.128 |  | -1
node_8101606_200808663 |  |  | PQ | ABCD | 2771.281 | 8101606 | no | no |  |  | no |  |  | 1399969.56 | 15295617.037 |  | -1
node_8101606_200808664 |  |  | PQ | ABCD | 2771.281 | 8101606 | no | no |  |  | no |  |  | 1400080.214 | 15295628.98 |  | -1
node_8101606_200808665 |  |  | PQ | ABCD | 2771.281 | 8101606 | no | no |  |  | no |  |  | 1400167.367 | 15295630.185 |  | -1
node_8101606_200808666 |  |  | PQ | ABCD | 2771.281 | 8101606 | no | no |  |  | no |  |  | 1400278.029 | 15295641.175 |  | -1
node_8101606_200808668 |  |  | PQ | ABCD | 2771.281 | 8101606 | no | no |  |  | no |  |  | 1400376.241 | 15295649.246 |  | -1
node_8101606_200808669 |  |  | PQ | ABCD | 2771.281 | 8101606 | no | no |  |  | no |  |  | 1400486.007 | 15295659.448 |  | -1
node_8101606_200808670 |  |  | PQ | ABCN | 2771.281 | 8101606 | no | no |  |  | no |  |  | 1400578.757 | 15295666.884 |  | -1
node_8101606_200808672 |  |  | PQ | ABCN | 2771.281 | 8101606 | no | no |  |  | no |  |  | 1400670.784 | 15295671.619 |  | -1
node_8101606_200808674 |  |  | PQ | ABCD | 2771.281 | 8101606 | no | no |  |  | no |  |  | 1400826.669 | 15295685.874 |  | -1
node_8101606_200808677 |  |  | PQ | ABCD | 2771.281 | 8101606 | no | no |  |  | no |  |  | 1400876.388 | 15295686.422 |  | -1
node_8101606_200808678 |  |  | PQ | ABCD | 2771.281 | 8101606 | no | no |  |  | no |  |  | 1400972.729 | 15295696.508 |  | -1
node_8101606_200808680 |  |  | PQ | ABCD | 2771.281 | 8101606 | no | no |  |  | no |  |  | 1401094.626 | 15295709.121 |  | -1
node_8101606_200808681 |  |  | PQ | ABCD | 2771.281 | 8101606 | no | no |  |  | no |  |  | 1401218.191 | 15295715.821 |  | -1
node_8101606_200808683 |  |  | PQ | ABCD | 2771.281 | 8101606 | no | no |  |  | no |  |  | 1401304.281 | 15295723.692 |  | -1
node_8101606_200808684 |  |  | PQ | ABCD | 2771.281 | 8101606 | no | no |  |  | no |  |  | 1401451.63 | 15295741.027 |  | -1
node_8101606_200808686 |  |  | PQ | ABCN | 2771.281 | 8101606 | no | no |  |  | no |  |  | 1401495.157 | 15295749.402 |  | -1
node_8101606_200808687 |  |  | PQ | ABCD | 2771.281 | 8101606 | no | no |  |  | no |  |  | 1401602.199 | 15295758.45 |  | -1
node_8101606_200808688 |  |  | PQ | ABCN | 2771.281 | 8101606 | no | no |  |  | no |  |  | 1401579.505 | 15295798.81 |  | -1
node_8101606_200808689 |  |  | PQ | ABCD | 2771.281 | 8101606 | no | no |  |  | no |  |  | 1401705.044 | 15295771.829 |  | -1
node_8101606_200808692 |  |  | PQ | ABCD | 2771.281 | 8101606 | no | no |  |  | no |  |  | 1401810.101 | 15295784.544 |  | -1
node_8101606_200808694 |  |  | PQ | ABCD | 2771.281 | 8101606 | no | no |  |  | no |  |  | 1401920.709 | 15295792.778 |  | -1
node_8101606_200808695 |  |  | PQ | ABCD | 2771.281 | 8101606 | no | no |  |  | no |  |  | 1402057.947 | 15295809.194 |  | -1
node_8101606_200808696 |  |  | PQ | ABCD | 2771.281 | 8101606 | no | no |  |  | no |  |  | 1402151.27 | 15295818.167 |  | -1
node_8101606_200808697 |  |  | PQ | ABCN | 2771.281 | 8101606 | no | no |  |  | no |  |  | 1402207.161 | 15295823.896 |  | -1
node_8101606_200808698 |  |  | PQ | ABCD | 2771.281 | 8101606 | no | no |  |  | no |  |  | 1402288.872 | 15295835.136 |  | -1
node_8101606_200808700 |  |  | PQ | ABCD | 2771.281 | 8101606 | no | no |  |  | no |  |  | 1402417.68 | 15295838.903 |  | -1
node_8101606_200808701 |  |  | PQ | ABCN | 2771.281 | 8101606 | no | no |  |  | no |  |  | 1402514.866 | 15295854.764 |  | -1
node_8101606_200808703 |  |  | PQ | ABCD | 2771.281 | 8101606 | no | no |  |  | no |  |  | 1402659.417 | 15295869.62 |  | -1
node_8101606_200808704 |  |  | PQ | ABCD | 2771.281 | 8101606 | no | no |  |  | no |  |  | 1402724.56 | 15295869.896 |  | -1
node_8101606_200808706 |  |  | PQ | ABCD | 2771.281 | 8101606 | no | no |  |  | no |  |  | 1402849.663 | 15295888.098 |  | -1
node_8101606_200808707 |  |  | PQ | ABCN | 2771.281 | 8101606 | no | no |  |  | no |  |  | 1402977.414 | 15295906.265 |  | -1
node_8101606_200808709 |  |  | PQ | ABCD | 2771.281 | 8101606 | no | no |  |  | no |  |  | 1403113.776 | 15295913.184 |  | -1
node_8101606_200808710 |  |  | PQ | ABCD | 2771.281 | 8101606 | no | no |  |  | no |  |  | 1403248.674 | 15295930.832 |  | -1
node_8101606_200808711 |  |  | PQ | ABCD | 2771.281 | 8101606 | no | no |  |  | no |  |  | 1403373.934 | 15295942.372 |  | -1
node_8101606_200808713 |  |  | PQ | AD | 2771.281 | 8101606 | no | no |  |  | no |  |  | 1403759.196 | 15295987.311 |  | -1
node_8101606_200808714 |  |  | PQ | AD | 2771.281 | 8101606 | no | no |  |  | no |  |  | 1403874.229 | 15295997.442 |  | -1
node_8101606_200808715 |  |  | PQ | AD | 2771.281 | 8101606 | no | no |  |  | no |  |  | 1403998.369 | 15296001.012 |  | -1
node_8101606_200808717 |  |  | PQ | AN | 2771.281 | 8101606 | no | no |  |  | no |  |  | 1404100.426 | 15296011.671 |  | -1
node_8101606_200808722 |  |  | PQ | AN | 2771.281 | 8101606 | no | no |  |  | no |  |  | 1404556.14 | 15296058.891 |  | -1
node_8101606_200808723 |  |  | PQ | AD | 2771.281 | 8101606 | no | no |  |  | no |  |  | 1404794.336 | 15296081.59 |  | -1
node_8101606_200808724 |  |  | PQ | AD | 2771.281 | 8101606 | no | no |  |  | no |  |  | 1405037.132 | 15296265.501 |  | -1
node_8101606_200809049 |  |  | PQ | ABCD | 2771.281 | 8101606 | no | no |  |  | no |  |  | 1397493.201 | 15295580.634 |  | -1
node_8101606_200809144 |  |  | PQ | ABCD | 2771.281 | 8101606 | no | no |  |  | no |  |  | 1400479.929 | 15297024.707 |  | -1
node_8101606_200809145 |  |  | PQ | ABCD | 2771.281 | 8101606 | no | no |  |  | no |  |  | 1400604.482 | 15297021.64 |  | -1
node_8101606_200809146 |  |  | PQ | ABCN | 2771.281 | 8101606 | no | no |  |  | no |  |  | 1400702.678 | 15297011.599 |  | -1
node_8101606_200809234 |  |  | PQ | AD | 2771.281 | 8101606 | no | no |  |  | no |  |  | 1400394.002 | 15299464.605 |  | -1
node_8101606_200809236 |  |  | PQ | AD | 2771.281 | 8101606 | no | no |  |  | no |  |  | 1400462.993 | 15299349.46 |  | -1
node_8101606_200809237 |  |  | PQ | AD | 2771.281 | 8101606 | no | no |  |  | no |  |  | 1400533.357 | 15299244.665 |  | -1
node_8101606_200809238 |  |  | PQ | AD | 2771.281 | 8101606 | no | no |  |  | no |  |  | 1400583.275 | 15299138.636 |  | -1
node_8101606_200809240 |  |  | PQ | AD | 2771.281 | 8101606 | no | no |  |  | no |  |  | 1400680.662 | 15299073.679 |  | -1
node_8101606_200809242 |  |  | PQ | AD | 2771.281 | 8101606 | no | no |  |  | no |  |  | 1400769.194 | 15299026.194 |  | -1
node_8101606_200809688 |  |  | PQ | ABCN | 2771.281 | 8101606 | no | no |  |  | no |  |  | 1402634.534 | 15296854.447 |  | -1
node_8101606_200809689 |  |  | PQ | ABCD | 2771.281 | 8101606 | no | no |  |  | no |  |  | 1402771.535 | 15296863.645 |  | -1
node_8101606_200809690 |  |  | PQ | ABCD | 2771.281 | 8101606 | no | no |  |  | no |  |  | 1402886.782 | 15296875.049 |  | -1
node_8101606_200809693 |  |  | PQ | ABCD | 2771.281 | 8101606 | no | no |  |  | no |  |  | 1402547.354 | 15296885.966 |  | -1
node_8101606_200809694 |  |  | PQ | ABCD | 2771.281 | 8101606 | no | no |  |  | no |  |  | 1402455.037 | 15296879.358 |  | -1
node_8101606_200815186 |  |  | PQ | AD | 2771.281 | 8101606 | no | no |  |  | no |  |  | 1404315.803 | 15296016.514 |  | -1
node_8101606_200815187 |  |  | PQ | AD | 2771.281 | 8101606 | no | no |  |  | no |  |  | 1404324.752 | 15295916.122 |  | -1
node_8101606_200815188 |  |  | PQ | AN | 2771.281 | 8101606 | no | no |  |  | no |  |  | 1404370.77 | 15295924.283 |  | -1
node_8101606_200815189 |  |  | PQ | AD | 2771.281 | 8101606 | no | no |  |  | no |  |  | 1404330.909 | 15295829.523 |  | -1
node_8101606_200815190 |  |  | PQ | AN | 2771.281 | 8101606 | no | no |  |  | no |  |  | 1404345.983 | 15295684.101 |  | -1
node_8101606_200815221 |  |  | PQ | ABCD | 2771.281 | 8101606 | no | no |  |  | no |  |  | 1401232.545 | 15298261.841 |  | -1
node_8101606_200815222 |  |  | PQ | ABCD | 2771.281 | 8101606 | no | no |  |  | no |  |  | 1401379.519 | 15298255.026 |  | -1
node_8101606_200815223 |  |  | PQ | ABCD | 2771.281 | 8101606 | no | no |  |  | no |  |  | 1401493.831 | 15298281.879 |  | -1
node_8101606_200815224 |  |  | PQ | ABCN | 2771.281 | 8101606 | no | no |  |  | no |  |  | 1401608.951 | 15298296.453 |  | -1
node_8101606_200815225 |  |  | PQ | ABCD | 2771.281 | 8101606 | no | no |  |  | no |  |  | 1401708.383 | 15298302.769 |  | -1
node_8101606_200815227 |  |  | PQ | AD | 2771.281 | 8101606 | no | no |  |  | no |  |  | 1402545.738 | 15297954.094 |  | -1
node_8101606_200815228 |  |  | PQ | AN | 2771.281 | 8101606 | no | no |  |  | no |  |  | 1402688.531 | 15297926.186 |  | -1
node_8101606_200815229 |  |  | PQ | AD | 2771.281 | 8101606 | no | no |  |  | no |  |  | 1402839.82 | 15297981.292 |  | -1
node_8101606_200815230 |  |  | PQ | AN | 2771.281 | 8101606 | no | no |  |  | no |  |  | 1403018.026 | 15297991.301 |  | -1
node_8101606_200815231 |  |  | PQ | AN | 7199.557 | 8101606 | no | no |  |  | no |  |  | 1403197.452 | 15297994.192 |  | -1
node_8101606_200815556 |  |  | PQ | AD | 2771.281 | 8101606 | no | no |  |  | no |  |  | 1402719.866 | 15296068.551 |  | -1
node_8101606_200815557 |  |  | PQ | AN | 2771.281 | 8101606 | no | no |  |  | no |  |  | 1402857.223 | 15296092.639 |  | -1
node_8101606_200832008 |  |  | PQ | AD | 2771.281 | 8101606 | no | no |  |  | no |  |  | 1401191.574 | 15298449.202 |  | -1
node_8101606_200832009 |  |  | PQ | AD | 2771.281 | 8101606 | no | no |  |  | no |  |  | 1401192.385 | 15298544.626 |  | -1
node_8101606_200832010 |  |  | PQ | AD | 2771.281 | 8101606 | no | no |  |  | no |  |  | 1401173.149 | 15298649.742 |  | -1
node_8101606_200832019 |  |  | PQ | AN | 2771.281 | 8101606 | no | no |  |  | no |  |  | 1400850.461 | 15298987.419 |  | -1
node_8101606_200832020 |  |  | PQ | AD | 2771.281 | 8101606 | no | no |  |  | no |  |  | 1400968.49 | 15298909.809 |  | -1
node_8101606_200832021 |  |  | PQ | AD | 2771.281 | 8101606 | no | no |  |  | no |  |  | 1401023.145 | 15298875.662 |  | -1
node_8101606_200832022 |  |  | PQ | AD | 2771.281 | 8101606 | no | no |  |  | no |  |  | 1401102.528 | 15298816.311 |  | -1
node_8101606_200832024 |  |  | PQ | AN | 2771.281 | 8101606 | no | no |  |  | no |  |  | 1401195.808 | 15298780.827 |  | -1
node_8101606_200832025 |  |  | PQ | AD | 2771.281 | 8101606 | no | no |  |  | no |  |  | 1401253.862 | 15298744.175 |  | -1
node_8101606_200832026 |  |  | PQ | AD | 2771.281 | 8101606 | no | no |  |  | no |  |  | 1401374.697 | 15298718.461 |  | -1
node_8101606_200832027 |  |  | PQ | AD | 2771.281 | 8101606 | no | no |  |  | no |  |  | 1401477.147 | 15298691.384 |  | -1
node_8101606_200832028 |  |  | PQ | AN | 2771.281 | 8101606 | no | no |  |  | no |  |  | 1401589.58 | 15298654.397 |  | -1
node_8101606_200832030 |  |  | PQ | AD | 2771.281 | 8101606 | no | no |  |  | no |  |  | 1401699.778 | 15298652.136 |  | -1
node_8101606_200832031 |  |  | PQ | AD | 2771.281 | 8101606 | no | no |  |  | no |  |  | 1401809.862 | 15298634.29 |  | -1
node_8101606_200832033 |  |  | PQ | AN | 2771.281 | 8101606 | no | no |  |  | no |  |  | 1401940.096 | 15298662.431 |  | -1
node_8101606_200832036 |  |  | PQ | AD | 2771.281 | 8101606 | no | no |  |  | no |  |  | 1402066.196 | 15298715.167 |  | -1
node_8101606_200832038 |  |  | PQ | AD | 2771.281 | 8101606 | no | no |  |  | no |  |  | 1402190.523 | 15298799.113 |  | -1
node_8101606_200832039 |  |  | PQ | AD | 2771.281 | 8101606 | no | no |  |  | no |  |  | 1402251.318 | 15298830.853 |  | -1
node_8101606_200832040 |  |  | PQ | AD | 2771.281 | 8101606 | no | no |  |  | no |  |  | 1402378.91 | 15298908.292 |  | -1
node_8101606_200832041 |  |  | PQ | AD | 2771.281 | 8101606 | no | no |  |  | no |  |  | 1402496.829 | 15298938.863 |  | -1
node_8101606_200832042 |  |  | PQ | AN | 2771.281 | 8101606 | no | no |  |  | no |  |  | 1402627.367 | 15298976.392 |  | -1
node_8101606_200836142 |  |  | PQ | AN | 2771.281 | 8101606 | no | no |  |  | no |  |  | 1403667.307 | 15299393.001 |  | -1
node_8101606_200836143 |  |  | PQ | AN | 2771.281 | 8101606 | no | no |  |  | no |  |  | 1403629.704 | 15299616.88 |  | -1
node_8101606_200836144 |  |  | PQ | AN | 2771.281 | 8101606 | no | no |  |  | no |  |  | 1403611.929 | 15299774.584 |  | -1
node_8101606_200836145 |  |  | PQ | AD | 2771.281 | 8101606 | no | no |  |  | no |  |  | 1402837.986 | 15299038.16 |  | -1
node_8101606_200836147 |  |  | PQ | AD | 2771.281 | 8101606 | no | no |  |  | no |  |  | 1402998.164 | 15299101.504 |  | -1
node_8101606_200836148 |  |  | PQ | AD | 2771.281 | 8101606 | no | no |  |  | no |  |  | 1403163.473 | 15299155.699 |  | -1
node_8101606_200836149 |  |  | PQ | AD | 2771.281 | 8101606 | no | no |  |  | no |  |  | 1403354.893 | 15299219.221 |  | -1
node_8101606_200836150 |  |  | PQ | AN | 2771.281 | 8101606 | no | no |  |  | no |  |  | 1403487.056 | 15299263.427 |  | -1
node_8101606_200836151 |  |  | PQ | AN | 2771.281 | 8101606 | no | no |  |  | no |  |  | 1403680.692 | 15299325.603 |  | -1
node_8101606_200836152 |  |  | PQ | AD | 2771.281 | 8101606 | no | no |  |  | no |  |  | 1403839.265 | 15299381.709 |  | -1
node_8101606_200836153 |  |  | PQ | AD | 2771.281 | 8101606 | no | no |  |  | no |  |  | 1404017.003 | 15299445.144 |  | -1
node_8101606_200836155 |  |  | PQ | AD | 2771.281 | 8101606 | no | no |  |  | no |  |  | 1404122.611 | 15299481.525 |  | -1
node_8101606_200836156 |  |  | PQ | AN | 2771.281 | 8101606 | no | no |  |  | no |  |  | 1404236.743 | 15299524.867 |  | -1
node_8101606_200836157 |  |  | PQ | AD | 2771.281 | 8101606 | no | no |  |  | no |  |  | 1404336.744 | 15299571.564 |  | -1
node_8101606_200836159 |  |  | PQ | AD | 2771.281 | 8101606 | no | no |  |  | no |  |  | 1404637.25 | 15299593.711 |  | -1
node_8101606_200836160 |  |  | PQ | AN | 2771.281 | 8101606 | no | no |  |  | no |  |  | 1404598.48 | 15299450.489 |  | -1
node_8101606_200836161 |  |  | PQ | AD | 2771.281 | 8101606 | no | no |  |  | no |  |  | 1404556.437 | 15299234.126 |  | -1
node_8101606_200836162 |  |  | PQ | AN | 2771.281 | 8101606 | no | no |  |  | no |  |  | 1404459.192 | 15299043.727 |  | -1
node_8101606_200836163 |  |  | PQ | AN | 2771.281 | 8101606 | no | no |  |  | no |  |  | 1404819.661 | 15299539.162 |  | -1
node_8101606_200836164 |  |  | PQ | AD | 2771.281 | 8101606 | no | no |  |  | no |  |  | 1405006.272 | 15299504.07 |  | -1
node_8101606_200836165 |  |  | PQ | AN | 2771.281 | 8101606 | no | no |  |  | no |  |  | 1405178.704 | 15299591.699 |  | -1
node_8101606_200836166 |  |  | PQ | AD | 2771.281 | 8101606 | no | no |  |  | no |  |  | 1405358.06 | 15299708.169 |  | -1
node_8101606_200836167 |  |  | PQ | AN | 2771.281 | 8101606 | no | no |  |  | no |  |  | 1405532.816 | 15299810.53 |  | -1
node_8101606_200836168 |  |  | PQ | AN | 2771.281 | 8101606 | no | no |  |  | no |  |  | 1405688.423 | 15299914.108 |  | -1
node_8101606_200836170 |  |  | PQ | AD | 2771.281 | 8101606 | no | no |  |  | no |  |  | 1405995.528 | 15300098.451 |  | -1
node_8101606_200836171 |  |  | PQ | AD | 2771.281 | 8101606 | no | no |  |  | no |  |  | 1405972.405 | 15300152.65 |  | -1
node_8101606_200836172 |  |  | PQ | AN | 2771.281 | 8101606 | no | no |  |  | no |  |  | 1405967.557 | 15300368.342 |  | -1
node_8101606_200836173 |  |  | PQ | AN | 2771.281 | 8101606 | no | no |  |  | no |  |  | 1406063.922 | 15300136.505 |  | -1
node_8101606_200836174 |  |  | PQ | AN | 2771.281 | 8101606 | no | no |  |  | no |  |  | 1406273.797 | 15300254.998 |  | -1
node_8101606_200836176 |  |  | PQ | AD | 2771.281 | 8101606 | no | no |  |  | no |  |  | 1406473.816 | 15300262.891 |  | -1
node_8101606_200836177 |  |  | PQ | AD | 2771.281 | 8101606 | no | no |  |  | no |  |  | 1406674.338 | 15300248.992 |  | -1
node_8101606_200836179 |  |  | PQ | AD | 2771.281 | 8101606 | no | no |  |  | no |  |  | 1406671.523 | 15300273.184 |  | -1
node_8101606_200836180 |  |  | PQ | AN | 2771.281 | 8101606 | no | no |  |  | no |  |  | 1406643.337 | 15300562.266 |  | -1
node_8101606_200836182 |  |  | PQ | AN | 2771.281 | 8101606 | no | no |  |  | no |  |  | 1406853.197 | 15300241.823 |  | -1
node_8101606_200836183 |  |  | PQ | AN | 2771.281 | 8101606 | no | no |  |  | no |  |  | 1407080.664 | 15300239.655 |  | -1
node_8101606_200836184 |  |  | PQ | AN | 2771.281 | 8101606 | no | no |  |  | no |  |  | 1407356.417 | 15300235.821 |  | -1
node_8101606_200836186 |  |  | PQ | AN | 2771.281 | 8101606 | no | no |  |  | no |  |  | 1407621.592 | 15300225.994 |  | -1
node_8101606_200836188 |  |  | PQ | AN | 2771.281 | 8101606 | no | no |  |  | no |  |  | 1407827.404 | 15300231.695 |  | -1
node_8101606_200836189 |  |  | PQ | AD | 2771.281 | 8101606 | no | no |  |  | no |  |  | 1407830.545 | 15299823.063 |  | -1
node_8101606_200836190 |  |  | PQ | AD | 2771.281 | 8101606 | no | no |  |  | no |  |  | 1407841.902 | 15299335.515 |  | -1
node_8101606_200836191 |  |  | PQ | AN | 2771.281 | 8101606 | no | no |  |  | no |  |  | 1408087.266 | 15300224.728 |  | -1
node_8101606_200836192 |  |  | PQ | AD | 2771.281 | 8101606 | no | no |  |  | no |  |  | 1408295.393 | 15300214.654 |  | -1
node_8101606_200836193 |  |  | PQ | AD | 2771.281 | 8101606 | no | no |  |  | no |  |  | 1408534.297 | 15300224.436 |  | -1
node_8101606_200836194 |  |  | PQ | AN | 2771.281 | 8101606 | no | no |  |  | no |  |  | 1408643.082 | 15300218.202 |  | -1
node_8101606_200836374 |  |  | PQ | AN | 2771.281 | 8101606 | no | no |  |  | no |  |  | 1408115.437 | 15298879.836 |  | -1
node_8101606_200836375 |  |  | PQ | AD | 2771.281 | 8101606 | no | no |  |  | no |  |  | 1407991.036 | 15298876.519 |  | -1
node_8101606_200836376 |  |  | PQ | AD | 2771.281 | 8101606 | no | no |  |  | no |  |  | 1408013.256 | 15298927.428 |  | -1
node_8101606_200836377 |  |  | PQ | AN | 2771.281 | 8101606 | no | no |  |  | no |  |  | 1407981.807 | 15299072.813 |  | -1
node_8101606_200836378 |  |  | PQ | AD | 2771.281 | 8101606 | no | no |  |  | no |  |  | 1407842.812 | 15298854.857 |  | -1
node_8101606_200836379 |  |  | PQ | AD | 2771.281 | 8101606 | no | no |  |  | no |  |  | 1407704.03 | 15298849.143 |  | -1
node_8101606_200836380 |  |  | PQ | AN | 2771.281 | 8101606 | no | no |  |  | no |  |  | 1407571.508 | 15298840.817 |  | -1
node_8101606_200836382 |  |  | PQ | AN | 2771.281 | 8101606 | no | no |  |  | no |  |  | 1407356.394 | 15298823.193 |  | -1
node_8101606_200836383 |  |  | PQ | AN | 2771.281 | 8101606 | no | no |  |  | no |  |  | 1407094.661 | 15298805.594 |  | -1
node_8101606_200836384 |  |  | PQ | AN | 2771.281 | 8101606 | no | no |  |  | no |  |  | 1406753.103 | 15298778.163 |  | -1
node_8101606_200836386 |  |  | PQ | AN | 2771.281 | 8101606 | no | no |  |  | no |  |  | 1406391.968 | 15298757.984 |  | -1
node_8101606_200836643 |  |  | PQ | AD | 2771.281 | 8101606 | no | no |  |  | no |  |  | 1404454.78 | 15299794.765 |  | -1
node_8101606_200836644 |  |  | PQ | AN | 2771.281 | 8101606 | no | no |  |  | no |  |  | 1404788.03 | 15301759.986 |  | -1
node_8101606_200836645 |  |  | PQ | AD | 2771.281 | 8101606 | no | no |  |  | no |  |  | 1405013.44 | 15301889.799 |  | -1
node_8101606_200836646 |  |  | PQ | AN | 2771.281 | 8101606 | no | no |  |  | no |  |  | 1405117.571 | 15301943.692 |  | -1
node_8101606_200836647 |  |  | PQ | AD | 2771.281 | 8101606 | no | no |  |  | no |  |  | 1405229.853 | 15302011.526 |  | -1
node_8101606_200836648 |  |  | PQ | AN | 2771.281 | 8101606 | no | no |  |  | no |  |  | 1405473.979 | 15302112.885 |  | -1
node_8101606_200836650 |  |  | PQ | AN | 2771.281 | 8101606 | no | no |  |  | no |  |  | 1405716.273 | 15302208.816 |  | -1
node_8101606_200836652 |  |  | PQ | AD | 2771.281 | 8101606 | no | no |  |  | no |  |  | 1405822.383 | 15302295.196 |  | -1
node_8101606_200836656 |  |  | PQ | AN | 2771.281 | 8101606 | no | no |  |  | no |  |  | 1404450.406 | 15299995.553 |  | -1
node_8101606_200836657 |  |  | PQ | AN | 2771.281 | 8101606 | no | no |  |  | no |  |  | 1404445.715 | 15300281.236 |  | -1
node_8101606_200836658 |  |  | PQ | AD | 2771.281 | 8101606 | no | no |  |  | no |  |  | 1404453.724 | 15300539.624 |  | -1
node_8101606_200836659 |  |  | PQ | AN | 2771.281 | 8101606 | no | no |  |  | no |  |  | 1404442.414 | 15300771.458 |  | -1
node_8101606_200836661 |  |  | PQ | AD | 2771.281 | 8101606 | no | no |  |  | no |  |  | 1404382.754 | 15300724.24 |  | -1
node_8101606_200836662 |  |  | PQ | AN | 2771.281 | 8101606 | no | no |  |  | no |  |  | 1404281.634 | 15300618.634 |  | -1
node_8101606_200836663 |  |  | PQ | AN | 2771.281 | 8101606 | no | no |  |  | no |  |  | 1404433.951 | 15300972.292 |  | -1
node_8101606_200836665 |  |  | PQ | AD | 2771.281 | 8101606 | no | no |  |  | no |  |  | 1404436.748 | 15301289.685 |  | -1
node_8101606_200836666 |  |  | PQ | AD | 2771.281 | 8101606 | no | no |  |  | no |  |  | 1404460.156 | 15301490.785 |  | -1
node_8101606_200836667 |  |  | PQ | AN | 2771.281 | 8101606 | no | no |  |  | no |  |  | 1404615.173 | 15301615.234 |  | -1
node_8101606_200917145 |  |  | PQ | ABCN | 2771.281 | 8101606 | no | no |  |  | no |  |  | 1402951.617 | 15296838.011 |  | -1
node_8101606_200955951 |  |  | PQ | AD | 2771.281 | 8101606 | no | no |  |  | no |  |  | 1400339.904 | 15299518.301 |  | -1
node_8101606_200976559 |  |  | PQ | AD | 2771.281 | 8101606 | no | no |  |  | no |  |  | 1401208.592 | 15294579.899 |  | -1
node_8101606_200976912 |  |  | PQ | AD | 2771.281 | 8101606 | no | no |  |  | no |  |  | 1400179.138 | 15295023.205 |  | -1
node_8101606_200976913 |  |  | PQ | AD | 2771.281 | 8101606 | no | no |  |  | no |  |  | 1400291.394 | 15295021.13 |  | -1
node_8101606_200977054 |  |  | PQ | AN | 2771.281 | 8101606 | no | no |  |  | no |  |  | 1405852.228 | 15300009.589 |  | -1
node_8101606_200978336 |  |  | PQ | AN | 7199.557 | 8101606 | no | no |  |  | no |  |  | 1403904.934 | 15297972.914 |  | -1
node_8101606_200978337 |  |  | PQ | AN | 7199.557 | 8101606 | no | no |  |  | no |  |  | 1403890.981 | 15298077.546 |  | -1
node_8101606_200978338 |  |  | PQ | AN | 7199.557 | 8101606 | no | no |  |  | no |  |  | 1403822.584 | 15297951.068 |  | -1
node_8101606_200979851 |  |  | PQ | AD | 2771.281 | 8101606 | no | no |  |  | no |  |  | 1403613.373 | 15295964.03 |  | -1
node_8101606_200979917 |  |  | PQ | AD | 2771.281 | 8101606 | no | no |  |  | no |  |  | 1404479.602 | 15299606.44 |  | -1
node_8101606_200980697 |  |  | PQ | AD | 2771.281 | 8101606 | no | no |  |  | no |  |  | 1404667.327 | 15296068.572 |  | -1
node_8101606_200982339 |  |  | PQ | ABCN | 2771.281 | 8101606 | no | no |  |  | no |  |  | 1402365.798 | 15296861.925 |  | -1
node_8101606_200989071 |  |  | PQ | ABCD | 2771.281 | 8101606 | no | no |  |  | no |  |  | 1403659.103 | 15294623.482 |  | -1
node_8101606_201017092 |  |  | PQ | ABCD | 2771.281 | 8101606 | no | no |  |  | no |  |  | 1397594.501 | 15295565.8 |  | -1
node_8101606_201017840 |  |  | PQ | AN | 2771.281 | 8101606 | no | no |  |  | no |  |  | 1406541.177 | 15302789.196 |  | -1
node_8101606_201017841 |  |  | PQ | AD | 2771.281 | 8101606 | no | no |  |  | no |  |  | 1406352.809 | 15302729.866 |  | -1
node_8101606_201017842 |  |  | PQ | AN | 2771.281 | 8101606 | no | no |  |  | no |  |  | 1406161.345 | 15302572.355 |  | -1
node_8101606_201017843 |  |  | PQ | AN | 2771.281 | 8101606 | no | no |  |  | no |  |  | 1405932.274 | 15302383.371 |  | -1
node_8101606_201020596 |  |  | PQ | AN | 2771.281 | 8101606 | no | no |  |  | no |  |  | 1406966.553 | 15302793.193 |  | -1
node_8101606_201021266 |  |  | PQ | AD | 2771.281 | 8101606 | no | no |  |  | no |  |  | 1403368.24 | 15294891.507 |  | -1
node_8101606_201022771 |  |  | PQ | AN | 2771.281 | 8101606 | no | no |  |  | no |  |  | 1401914.452 | 15297525.023 |  | -1
node_8101606_201024069 |  |  | PQ | AD | 2771.281 | 8101606 | no | no |  |  | no |  |  | 1404310.077 | 15296036.328 |  | -1
node_8101606_201068153 |  |  | PQ | AN | 2771.281 | 8101606 | no | no |  |  | no |  |  | 1406377.834 | 15298903.155 |  | -1
node_8101606_201068154 |  |  | PQ | AN | 2771.281 | 8101606 | no | no |  |  | no |  |  | 1406466.011 | 15299073.081 |  | -1
node_8101606_311894253 |  |  | PQ | ABCN | 2771.281 | 8101606 | no | no |  |  | no |  |  | 1402932.584 | 15296802.154 |  | -1
node_220382400 |  |  | PQ | AD | 2771.281 | 8101606 | no | no |  |  | no |  |  | 1403177.809 | 15297994.185 |  | -1
node_220415392 |  |  | PQ | AD | 7199.557 | 8101606 | no | no |  |  | no |  |  | 1403193.012 | 15297994.191 |  | -1
node_220465163 |  |  | PQ | AN | 7199.557 | 8101606 | no | no |  |  | no |  |  | 1403185.438 | 15297994.188 |  | -1
node_SOURCE_8101606 |  |  | SWING | ABCN | 2771.281 | 8101606 | no | no |  |  | no |  |  | 1397393.086 | 15295652.795 |  | -1
node_intto1_1397490_987_15295630_101 |  |  | PQ | ABCD | 2771.281 | 8101606 | no | no |  |  | no |  |  | 1397490.987 | 15295630.101 |  | -1
node_intto1_1403673_962_15294463_132 |  |  | PQ | ABCD | 2771.281 | 8101606 | no | no |  |  | no |  |  | 1403673.962 | 15294463.132 |  | -1
node_intto1_8101606_200807896 |  |  | PQ | ABCD | 2771.281 | 8101606 | no | no |  |  | no |  |  | 1402649.432 | 15296056.213 |  | -1
node_intto1_8101606_200807905 |  |  | PQ | ABCD | 2771.281 | 8101606 | no | no |  |  | no |  |  | 1402553.242 | 15297085.94 |  | -1
node_intto1_8101606_200807928 |  |  | PQ | ABCD | 2771.281 | 8101606 | no | no |  |  | no |  |  | 1402318.739 | 15295394.273 |  | -1
node_intto1_8101606_200807931 |  |  | PQ | ABCD | 2771.281 | 8101606 | no | no |  |  | no |  |  | 1402307.846 | 15295634.302 |  | -1
node_intto1_8101606_200807932 |  |  | PQ | ABCD | 2771.281 | 8101606 | no | no |  |  | no |  |  | 1402316.835 | 15295729.274 |  | -1
node_intto1_8101606_200807967 |  |  | PQ | ABCD | 2771.281 | 8101606 | no | no |  |  | no |  |  | 1401426.051 | 15295879.75 |  | -1
node_intto1_8101606_200807998 |  |  | PQ | ABCD | 2771.281 | 8101606 | no | no |  |  | no |  |  | 1401124.673 | 15295488.14 |  | -1
node_intto1_8101606_200808001 |  |  | PQ | AD | 2771.281 | 8101606 | no | no |  |  | no |  |  | 1401086.848 | 15295939.344 |  | -1
node_intto1_8101606_200808100 |  |  | PQ | ABCD | 2771.281 | 8101606 | no | no |  |  | no |  |  | 1403598.188 | 15295213.837 |  | -1
node_intto1_8101606_200808136 |  |  | PQ | AD | 2771.281 | 8101606 | no | no |  |  | no |  |  | 1403375.38 | 15296212.563 |  | -1
node_intto1_8101606_200808153 |  |  | PQ | ABCD | 2771.281 | 8101606 | no | no |  |  | no |  |  | 1402071.605 | 15295873.369 |  | -1
node_intto1_8101606_200808159 |  |  | PQ | ABCD | 2771.281 | 8101606 | no | no |  |  | no |  |  | 1401984.285 | 15296593.325 |  | -1
node_intto1_8101606_200808261 |  |  | PQ | AD | 2771.281 | 8101606 | no | no |  |  | no |  |  | 1403746.114 | 15294884.783 |  | -1
node_intto1_8101606_200808297 |  |  | PQ | AD | 2771.281 | 8101606 | no | no |  |  | no |  |  | 1399994.899 | 15295492.272 |  | -1
node_intto1_8101606_200808300 |  |  | PQ | ABCD | 2771.281 | 8101606 | no | no |  |  | no |  |  | 1399980.17 | 15295818.454 |  | -1
node_intto1_8101606_200808352 |  |  | PQ | ABCD | 2771.281 | 8101606 | no | no |  |  | no |  |  | 1399661.917 | 15295577.487 |  | -1
node_intto1_8101606_200808557 |  |  | PQ | ABCD | 2771.281 | 8101606 | no | no |  |  | no |  |  | 1400551.154 | 15295987.357 |  | -1
node_intto1_8101606_200808597 |  |  | PQ | ABCN | 2771.281 | 8101606 | no | no |  |  | no |  |  | 1401574.447 | 15295889.83 |  | -1
node_intto1_8101606_200808654 |  |  | PQ | ABCD | 2771.281 | 8101606 | no | no |  |  | no |  |  | 1399384.476 | 15295562.946 |  | -1
node_intto1_8101606_200808665 |  |  | PQ | ABCD | 2771.281 | 8101606 | no | no |  |  | no |  |  | 1400167.367 | 15295630.185 |  | -1
node_intto1_8101606_200808688 |  |  | PQ | ABCD | 2771.281 | 8101606 | no | no |  |  | no |  |  | 1401579.505 | 15295798.81 |  | -1
node_intto1_8101606_200808692 |  |  | PQ | ABCD | 2771.281 | 8101606 | no | no |  |  | no |  |  | 1401810.101 | 15295784.544 |  | -1
node_intto1_8101606_200808694 |  |  | PQ | ABCD | 2771.281 | 8101606 | no | no |  |  | no |  |  | 1401920.709 | 15295792.778 |  | -1
node_intto1_8101606_200808707 |  |  | PQ | ABCD | 2771.281 | 8101606 | no | no |  |  | no |  |  | 1402977.414 | 15295906.265 |  | -1
node_intto1_8101606_200832024 |  |  | PQ | AD | 2771.281 | 8101606 | no | no |  |  | no |  |  | 1401195.808 | 15298780.827 |  | -1
node_intto1_8101606_200836142 |  |  | PQ | AN | 2771.281 | 8101606 | no | no |  |  | no |  |  | 1403667.307 | 15299393.001 |  | -1
node_intto1_8101606_200836159 |  |  | PQ | AD | 2771.281 | 8101606 | no | no |  |  | no |  |  | 1404637.25 | 15299593.711 |  | -1
node_intto1_8101606_200836189 |  |  | PQ | AD | 2771.281 | 8101606 | no | no |  |  | no |  |  | 1407830.545 | 15299823.063 |  | -1
node_intto1_8101606_200836191 |  |  | PQ | AD | 2771.281 | 8101606 | no | no |  |  | no |  |  | 1408087.266 | 15300224.728 |  | -1
node_intto1_8101606_200836382 |  |  | PQ | AD | 2771.281 | 8101606 | no | no |  |  | no |  |  | 1407356.394 | 15298823.193 |  | -1
node_intto1_8101606_200836656 |  |  | PQ | AD | 2771.281 | 8101606 | no | no |  |  | no |  |  | 1404450.406 | 15299995.553 |  | -1
node_intto1_8101606_201024069 |  |  | PQ | AD | 2771.281 | 8101606 | no | no |  |  | no |  |  | 1404310.077 | 15296036.328 |  | -1
node_intto1_8101606_201068154 |  |  | PQ | AN | 2771.281 | 8101606 | no | no |  |  | no |  |  | 1406466.011 | 15299073.081 |  | -1
node_intto1_220382400 |  |  | PQ | AD | 2771.281 | 8101606 | no | no |  |  | no |  |  | 1403177.809 | 15297994.185 |  | -1
node_intto1_220415392 |  |  | PQ | AD | 7199.557 | 8101606 | no | no |  |  | no |  |  | 1403193.012 | 15297994.191 |  | -1
node_intto1_220465163 |  |  | PQ | AD | 2771.281 | 8101606 | no | no |  |  | no |  |  | 1403185.438 | 15297994.188 |  | -1

## overhead_line
data_type | static
owner_type | feeder
owner | 8101606
object | overhead_line
name | groupid | phases | fr | to | length | configuration | dcircuit | selected | monitored | monitored_fields | class_monitored_fields | played | played_fields | comments | R | X | B | lim_kw
oh_line_8101606_200807895 |  | ABCD | node_8101606_200808703 | node_8101606_200807895 | 54.974 | bal_3P_1/0AC | 8101606 | no | no |  |  | no |  |  | 0 | 0 | 0 | 0
oh_line_8101606_200807896 |  | ABCD | node_8101606_200807895 | node_intto1_8101606_200807896 | 132.292 | bal_3P_1/0AC | 8101606 | no | no |  |  | no |  |  | 0 | 0 | 0 | 0
oh_line_8101606_200807897 |  | ABCD | node_8101606_200807896 | node_8101606_200807897 | 119.101 | bal_3P_1/0AC | 8101606 | no | no |  |  | no |  |  | 0 | 0 | 0 | 0
oh_line_8101606_200807898 |  | ABCD | node_8101606_200807897 | node_8101606_200807898 | 167.758 | bal_3P_1/0AC | 8101606 | no | no |  |  | no |  |  | 0 | 0 | 0 | 0
oh_line_8101606_200807899 |  | ABCD | node_8101606_200807898 | node_8101606_200807899 | 147.655 | bal_3P_1/0AC | 8101606 | no | no |  |  | no |  |  | 0 | 0 | 0 | 0
oh_line_8101606_200807900 |  | ABCD | node_8101606_200807899 | node_8101606_200807900 | 144.41 | bal_3P_1/0AC | 8101606 | no | no |  |  | no |  |  | 0 | 0 | 0 | 0
oh_line_8101606_200807902 |  | ABCD | node_8101606_200807900 | node_8101606_200807902 | 117.484 | bal_3P_1/0AC | 8101606 | no | no |  |  | no |  |  | 0 | 0 | 0 | 0
oh_line_8101606_200807903 |  | ABCD | node_8101606_200807902 | node_8101606_200807903 | 139.734 | bal_3P_1/0AC | 8101606 | no | no |  |  | no |  |  | 0 | 0 | 0 | 0
oh_line_8101606_200807904 |  | ABCD | node_8101606_200807903 | node_8101606_200807904 | 100.301 | bal_3P_6CU | 8101606 | no | no |  |  | no |  |  | 0 | 0 | 0 | 0
oh_line_8101606_200807905 |  | ABCD | node_8101606_200807904 | node_intto1_8101606_200807905 | 99.066 | bal_3P_6CU | 8101606 | no | no |  |  | no |  |  | 0 | 0 | 0 | 0
oh_line_8101606_200807906 |  | ABCD | node_8101606_200807905 | node_8101606_200807906 | 146.065 | bal_3P_6CU | 8101606 | no | no |  |  | no |  |  | 0 | 0 | 0 | 0
oh_line_8101606_200807907 |  | ABCD | node_8101606_200807906 | node_8101606_200807907 | 72.446 | bal_3P_6CU | 8101606 | no | no |  |  | no |  |  | 0 | 0 | 0 | 0
oh_line_8101606_200807908 |  | ABCD | node_8101606_200807907 | node_8101606_200807908 | 84.663 | bal_3P_1/0AC | 8101606 | no | no |  |  | no |  |  | 0 | 0 | 0 | 0
oh_line_8101606_200807909 |  | ABCD | node_8101606_200807908 | node_8101606_200807909 | 60.833 | bal_3P_1/0AC | 8101606 | no | no |  |  | no |  |  | 0 | 0 | 0 | 0
oh_line_8101606_200807915 |  | AD | node_8101606_200815227 | node_8101606_200807915 | 72.795 | bal_1P_1/0AC | 8101606 | no | no |  |  | no |  |  | 0 | 0 | 0 | 0
oh_line_8101606_200807927 |  | ABCD | node_8101606_200807929 | node_8101606_200807927 | 129.007 | bal_3P_1/0AA | 8101606 | no | no |  |  | no |  |  | 0 | 0 | 0 | 0
oh_line_8101606_200807928 |  | ABCD | node_8101606_200807927 | node_intto1_8101606_200807928 | 32.975 | bal_3P_1CU | 8101606 | no | no |  |  | no |  |  | 0 | 0 | 0 | 0
oh_line_8101606_200807929 |  | ABCD | node_8101606_200807930 | node_8101606_200807929 | 103.834 | bal_3P_1/0AA | 8101606 | no | no |  |  | no |  |  | 0 | 0 | 0 | 0
oh_line_8101606_200807930 |  | ABCD | node_8101606_200807932 | node_8101606_200807930 | 105.7 | bal_3P_1/0AA | 8101606 | no | no |  |  | no |  |  | 0 | 0 | 0 | 0
oh_line_8101606_200807931 |  | ABCD | node_8101606_200807930 | node_intto1_8101606_200807931 | 25.108 | bal_3P_1/0AC | 8101606 | no | no |  |  | no |  |  | 0 | 0 | 0 | 0
oh_line_8101606_200807932 |  | ABCD | node_8101606_200807934 | node_intto1_8101606_200807932 | 85.058 | bal_3P_1/0AA | 8101606 | no | no |  |  | no |  |  | 0 | 0 | 0 | 0
oh_line_8101606_200807934 |  | ABCD | node_8101606_200808698 | node_8101606_200807934 | 29.472 | bal_3P_1/0AA | 8101606 | no | no |  |  | no |  |  | 0 | 0 | 0 | 0
oh_line_8101606_200807962 |  | AD | node_8101606_200807963 | node_8101606_200807962 | 85.417 | bal_1P_1/0AC | 8101606 | no | no |  |  | no |  |  | 0 | 0 | 0 | 0
oh_line_8101606_200807963 |  | AD | node_8101606_200807964 | node_8101606_200807963 | 91.984 | bal_1P_1/0AC | 8101606 | no | no |  |  | no |  |  | 0 | 0 | 0 | 0
oh_line_8101606_200807964 |  | AD | node_8101606_200807965 | node_8101606_200807964 | 63.675 | bal_1P_1/0AC | 8101606 | no | no |  |  | no |  |  | 0 | 0 | 0 | 0
oh_line_8101606_200807965 |  | AD | node_8101606_200808684 | node_8101606_200807965 | 26.076 | bal_1P_1/0AC | 8101606 | no | no |  |  | no |  |  | 0 | 0 | 0 | 0
oh_line_8101606_200807966 |  | ABCD | node_8101606_200808684 | node_8101606_200807966 | 64.244 | bal_3P_4/0AL | 8101606 | no | no |  |  | no |  |  | 0 | 0 | 0 | 0
oh_line_8101606_200807967 |  | ABCD | node_8101606_200807966 | node_intto1_8101606_200807967 | 77.186 | bal_3P_4/0AL | 8101606 | no | no |  |  | no |  |  | 0 | 0 | 0 | 0
oh_line_8101606_200807968 |  | ABCD | node_8101606_200807967 | node_8101606_200807968 | 108.301 | bal_3P_4/0AL | 8101606 | no | no |  |  | no |  |  | 0 | 0 | 0 | 0
oh_line_8101606_200807969 |  | ABCD | node_8101606_200807968 | node_8101606_200807969 | 95.346 | bal_3P_4/0AL | 8101606 | no | no |  |  | no |  |  | 0 | 0 | 0 | 0
oh_line_8101606_200807970 |  | ABCD | node_8101606_200807969 | node_8101606_200807970 | 127.229 | bal_3P_4/0AL | 8101606 | no | no |  |  | no |  |  | 0 | 0 | 0 | 0
oh_line_8101606_200807972 |  | ABCD | node_8101606_200807970 | node_8101606_200807972 | 132.932 | bal_3P_4/0AL | 8101606 | no | no |  |  | no |  |  | 0 | 0 | 0 | 0
oh_line_8101606_200807973 |  | ABCD | node_8101606_200807972 | node_8101606_200807973 | 100.762 | bal_3P_4/0AL | 8101606 | no | no |  |  | no |  |  | 0 | 0 | 0 | 0
oh_line_8101606_200807974 |  | ABCD | node_8101606_200807973 | node_8101606_200807974 | 116.939 | bal_3P_4/0AL | 8101606 | no | no |  |  | no |  |  | 0 | 0 | 0 | 0
oh_line_8101606_200807975 |  | ABCD | node_8101606_200807974 | node_8101606_200807975 | 114.76 | bal_3P_4/0AL | 8101606 | no | no |  |  | no |  |  | 0 | 0 | 0 | 0
oh_line_8101606_200807976 |  | ABCD | node_8101606_200807975 | node_8101606_200807976 | 113.761 | bal_3P_4/0AL | 8101606 | no | no |  |  | no |  |  | 0 | 0 | 0 | 0
oh_line_8101606_200807977 |  | ABCD | node_8101606_200807976 | node_8101606_200807977 | 112.968 | bal_3P_4/0AL | 8101606 | no | no |  |  | no |  |  | 0 | 0 | 0 | 0
oh_line_8101606_200807978 |  | ABCD | node_8101606_200807977 | node_8101606_200807978 | 120.11 | bal_3P_4/0AL | 8101606 | no | no |  |  | no |  |  | 0 | 0 | 0 | 0
oh_line_8101606_200807979 |  | ABCD | node_8101606_200807978 | node_8101606_200807979 | 113.829 | bal_3P_4/0AL | 8101606 | no | no |  |  | no |  |  | 0 | 0 | 0 | 0
oh_line_8101606_200807980 |  | ABCD | node_8101606_200807979 | node_8101606_200807980 | 104.852 | bal_3P_4/0AL | 8101606 | no | no |  |  | no |  |  | 0 | 0 | 0 | 0
oh_line_8101606_200807981 |  | ABCD | node_8101606_200807980 | node_8101606_200807981 | 131.697 | bal_3P_4/0AL | 8101606 | no | no |  |  | no |  |  | 0 | 0 | 0 | 0
oh_line_8101606_200807983 |  | ABCD | node_8101606_200807981 | node_8101606_200807983 | 100.376 | bal_3P_4/0AL | 8101606 | no | no |  |  | no |  |  | 0 | 0 | 0 | 0
oh_line_8101606_200807984 |  | ABCD | node_8101606_200807983 | node_8101606_200807984 | 132.78 | bal_3P_4/0AL | 8101606 | no | no |  |  | no |  |  | 0 | 0 | 0 | 0
oh_line_8101606_200807985 |  | ABCD | node_8101606_200807984 | node_8101606_200807985 | 139.533 | bal_3P_477AL | 8101606 | no | no |  |  | no |  |  | 0 | 0 | 0 | 0
oh_line_8101606_200807986 |  | ABCD | node_8101606_200807985 | node_8101606_200807986 | 152.234 | bal_3P_477AL | 8101606 | no | no |  |  | no |  |  | 0 | 0 | 0 | 0
oh_line_8101606_200807987 |  | ABCD | node_8101606_200807986 | node_8101606_200807987 | 260.558 | bal_3P_477AL | 8101606 | no | no |  |  | no |  |  | 0 | 0 | 0 | 0
oh_line_8101606_200807988 |  | ABCD | node_8101606_200807987 | node_8101606_200807988 | 120.125 | bal_3P_477AL | 8101606 | no | no |  |  | no |  |  | 0 | 0 | 0 | 0
oh_line_8101606_200807989 |  | AD | node_8101606_200807988 | node_8101606_200807989 | 78.446 | bal_1P_4/0AL | 8101606 | no | no |  |  | no |  |  | 0 | 0 | 0 | 0
oh_line_8101606_200807996 |  | AD | node_8101606_200976559 | node_8101606_200807996 | 70.566 | bal_1P_1/0AA | 8101606 | no | no |  |  | no |  |  | 0 | 0 | 0 | 0
oh_line_8101606_200807997 |  | ABCD | node_8101606_200807998 | node_8101606_200807997 | 110.281 | bal_3P_4CU | 8101606 | no | no |  |  | no |  |  | 0 | 0 | 0 | 0
oh_line_8101606_200807998 |  | ABCD | node_8101606_200807999 | node_intto1_8101606_200807998 | 114.875 | bal_3P_4CU | 8101606 | no | no |  |  | no |  |  | 0 | 0 | 0 | 0
oh_line_8101606_200807999 |  | ABCD | node_8101606_200808680 | node_8101606_200807999 | 108.899 | bal_3P_1/0AA | 8101606 | no | no |  |  | no |  |  | 0 | 0 | 0 | 0
oh_line_8101606_200808000 |  | AD | node_8101606_200808680 | node_8101606_200808000 | 116.113 | bal_1P_1/0AA | 8101606 | no | no |  |  | no |  |  | 0 | 0 | 0 | 0
oh_line_8101606_200808001 |  | AD | node_8101606_200808000 | node_intto1_8101606_200808001 | 115.993 | bal_1P_1/0AA | 8101606 | no | no |  |  | no |  |  | 0 | 0 | 0 | 0
oh_line_8101606_200808002 |  | AD | node_8101606_200808001 | node_8101606_200808002 | 102.602 | bal_1P_1/0AA | 8101606 | no | no |  |  | no |  |  | 0 | 0 | 0 | 0
oh_line_8101606_200808003 |  | AD | node_8101606_200808002 | node_8101606_200808003 | 99.713 | bal_1P_1/0AA | 8101606 | no | no |  |  | no |  |  | 0 | 0 | 0 | 0
oh_line_8101606_200808004 |  | AD | node_8101606_200808003 | node_8101606_200808004 | 106.856 | bal_1P_1/0AA | 8101606 | no | no |  |  | no |  |  | 0 | 0 | 0 | 0
oh_line_8101606_200808005 |  | AD | node_8101606_200808004 | node_8101606_200808005 | 90.959 | bal_1P_1/0AA | 8101606 | no | no |  |  | no |  |  | 0 | 0 | 0 | 0
oh_line_8101606_200808006 |  | AD | node_8101606_200808005 | node_8101606_200808006 | 100.752 | bal_1P_1/0AA | 8101606 | no | no |  |  | no |  |  | 0 | 0 | 0 | 0
oh_line_8101606_200808008 |  | AD | node_8101606_200808006 | node_8101606_200808008 | 114.149 | bal_1P_1/0AA | 8101606 | no | no |  |  | no |  |  | 0 | 0 | 0 | 0
oh_line_8101606_200808013 |  | AD | node_8101606_200808056 | node_8101606_200808013 | 278.012 | bal_1P_4CU | 8101606 | no | no |  |  | no |  |  | 0 | 0 | 0 | 0
oh_line_8101606_200808014 |  | AD | node_8101606_200808013 | node_8101606_200808014 | 100.506 | bal_1P_1/0AC | 8101606 | no | no |  |  | no |  |  | 0 | 0 | 0 | 0
oh_line_8101606_200808015 |  | AD | node_8101606_200808014 | node_8101606_200808015 | 96.738 | bal_1P_1/0AC | 8101606 | no | no |  |  | no |  |  | 0 | 0 | 0 | 0
oh_line_8101606_200808016 |  | AD | node_8101606_200808015 | node_8101606_200808016 | 92.032 | bal_1P_1/0AC | 8101606 | no | no |  |  | no |  |  | 0 | 0 | 0 | 0
oh_line_8101606_200808017 |  | AD | node_8101606_200808016 | node_8101606_200808017 | 99.053 | bal_1P_1/0AC | 8101606 | no | no |  |  | no |  |  | 0 | 0 | 0 | 0
oh_line_8101606_200808018 |  | AD | node_8101606_200808027 | node_8101606_200808018 | 107.534 | bal_1P_1/0AC | 8101606 | no | no |  |  | no |  |  | 0 | 0 | 0 | 0
oh_line_8101606_200808019 |  | AD | node_8101606_200808017 | node_8101606_200808019 | 101.637 | bal_1P_1/0AC | 8101606 | no | no |  |  | no |  |  | 0 | 0 | 0 | 0
oh_line_8101606_200808020 |  | AD | node_8101606_200808019 | node_8101606_200808020 | 71.659 | bal_1P_1/0AC | 8101606 | no | no |  |  | no |  |  | 0 | 0 | 0 | 0
oh_line_8101606_200808021 |  | AD | node_8101606_200808020 | node_8101606_200808021 | 79.551 | bal_1P_1/0AC | 8101606 | no | no |  |  | no |  |  | 0 | 0 | 0 | 0
oh_line_8101606_200808022 |  | AD | node_8101606_200808021 | node_8101606_200808022 | 113.297 | bal_1P_1/0AC | 8101606 | no | no |  |  | no |  |  | 0 | 0 | 0 | 0
oh_line_8101606_200808027 |  | AD | node_8101606_200808032 | node_8101606_200808027 | 97.868 | bal_1P_1/0AC | 8101606 | no | no |  |  | no |  |  | 0 | 0 | 0 | 0
oh_line_8101606_200808028 |  | AD | node_8101606_200808029 | node_8101606_200808028 | 100.376 | bal_1P_1/0AA | 8101606 | no | no |  |  | no |  |  | 0 | 0 | 0 | 0
oh_line_8101606_200808029 |  | AD | node_8101606_200808030 | node_8101606_200808029 | 116.079 | bal_1P_1/0AA | 8101606 | no | no |  |  | no |  |  | 0 | 0 | 0 | 0
oh_line_8101606_200808030 |  | AD | node_8101606_200808031 | node_8101606_200808030 | 145.754 | bal_1P_1/0AA | 8101606 | no | no |  |  | no |  |  | 0 | 0 | 0 | 0
oh_line_8101606_200808031 |  | AD | node_8101606_200832019 | node_8101606_200808031 | 91.293 | bal_1P_1/0AA | 8101606 | no | no |  |  | no |  |  | 0 | 0 | 0 | 0
oh_line_8101606_200808032 |  | AD | node_8101606_200808033 | node_8101606_200808032 | 101.178 | bal_1P_1/0AC | 8101606 | no | no |  |  | no |  |  | 0 | 0 | 0 | 0
oh_line_8101606_200808033 |  | AD | node_8101606_200808034 | node_8101606_200808033 | 95.776 | bal_1P_1/0AC | 8101606 | no | no |  |  | no |  |  | 0 | 0 | 0 | 0
oh_line_8101606_200808034 |  | AD | node_8101606_200808035 | node_8101606_200808034 | 102.259 | bal_1P_4CU | 8101606 | no | no |  |  | no |  |  | 0 | 0 | 0 | 0
oh_line_8101606_200808035 |  | AD | node_8101606_200808036 | node_8101606_200808035 | 94.661 | bal_1P_4CU | 8101606 | no | no |  |  | no |  |  | 0 | 0 | 0 | 0
oh_line_8101606_200808036 |  | ABCD | node_8101606_200807997 | node_8101606_200808036 | 97.221 | bal_3P_4CU | 8101606 | no | no |  |  | no |  |  | 0 | 0 | 0 | 0
oh_line_8101606_200808038 |  | ABCD | node_8101606_200808039 | node_8101606_200808038 | 99.125 | bal_3P_1/0AA | 8101606 | no | no |  |  | no |  |  | 0 | 0 | 0 | 0
oh_line_8101606_200808039 |  | ABCD | node_8101606_200808040 | node_8101606_200808039 | 107.94 | bal_3P_1/0AA | 8101606 | no | no |  |  | no |  |  | 0 | 0 | 0 | 0
oh_line_8101606_200808040 |  | ABCD | node_8101606_200808041 | node_8101606_200808040 | 111.446 | bal_3P_1/0AA | 8101606 | no | no |  |  | no |  |  | 0 | 0 | 0 | 0
oh_line_8101606_200808041 |  | ABCD | node_8101606_200808674 | node_8101606_200808041 | 20.402 | bal_3P_1/0AA | 8101606 | no | no |  |  | no |  |  | 0 | 0 | 0 | 0
oh_line_8101606_200808051 |  | AD | node_8101606_200808052 | node_8101606_200808051 | 97.049 | bal_1P_1/0AA | 8101606 | no | no |  |  | no |  |  | 0 | 0 | 0 | 0
oh_line_8101606_200808052 |  | AD | node_8101606_200808053 | node_8101606_200808052 | 102.483 | bal_1P_1/0AA | 8101606 | no | no |  |  | no |  |  | 0 | 0 | 0 | 0
oh_line_8101606_200808053 |  | AD | node_8101606_200808054 | node_8101606_200808053 | 104.716 | bal_1P_1/0AA | 8101606 | no | no |  |  | no |  |  | 0 | 0 | 0 | 0
oh_line_8101606_200808054 |  | AD | node_8101606_200808055 | node_8101606_200808054 | 95.525 | bal_1P_1/0AA | 8101606 | no | no |  |  | no |  |  | 0 | 0 | 0 | 0
oh_line_8101606_200808055 |  | AD | node_8101606_200808056 | node_8101606_200808055 | 130.805 | bal_1P_1/0AA | 8101606 | no | no |  |  | no |  |  | 0 | 0 | 0 | 0
oh_line_8101606_200808056 |  | ABCD | node_8101606_200809146 | node_8101606_200808056 | 16.83 | bal_3P_1/0AA | 8101606 | no | no |  |  | no |  |  | 0 | 0 | 0 | 0
oh_line_8101606_200808057 |  | ABCD | node_8101606_200808056 | node_8101606_200808057 | 82.586 | bal_3P_1/0AC | 8101606 | no | no |  |  | no |  |  | 0 | 0 | 0 | 0
oh_line_8101606_200808058 |  | ABCD | node_8101606_200808057 | node_8101606_200808058 | 134.666 | bal_3P_1/0AC | 8101606 | no | no |  |  | no |  |  | 0 | 0 | 0 | 0
oh_line_8101606_200808059 |  | ABCD | node_8101606_200808058 | node_8101606_200808059 | 101.253 | bal_3P_1/0AC | 8101606 | no | no |  |  | no |  |  | 0 | 0 | 0 | 0
oh_line_8101606_200808060 |  | ABCD | node_8101606_200808059 | node_8101606_200808060 | 102.26 | bal_3P_1/0AC | 8101606 | no | no |  |  | no |  |  | 0 | 0 | 0 | 0
oh_line_8101606_200808062 |  | ABCD | node_8101606_200808060 | node_8101606_200808062 | 81.327 | bal_3P_1/0AC | 8101606 | no | no |  |  | no |  |  | 0 | 0 | 0 | 0
oh_line_8101606_200808063 |  | ABCD | node_8101606_200808062 | node_8101606_200808063 | 162.245 | bal_3P_1/0AC | 8101606 | no | no |  |  | no |  |  | 0 | 0 | 0 | 0
oh_line_8101606_200808064 |  | ABCD | node_8101606_200808063 | node_8101606_200808064 | 37.895 | bal_3P_1/0AC | 8101606 | no | no |  |  | no |  |  | 0 | 0 | 0 | 0
oh_line_8101606_200808065 |  | ABCD | node_8101606_200808064 | node_8101606_200808065 | 138.508 | bal_3P_1/0AC | 8101606 | no | no |  |  | no |  |  | 0 | 0 | 0 | 0
oh_line_8101606_200808082 |  | AD | node_8101606_200808231 | node_8101606_200808082 | 15.913 | bal_1P_1/0AC | 8101606 | no | no |  |  | no |  |  | 0 | 0 | 0 | 0
oh_line_8101606_200808083 |  | AD | node_8101606_200808082 | node_8101606_200808083 | 96.035 | bal_1P_1/0AC | 8101606 | no | no |  |  | no |  |  | 0 | 0 | 0 | 0
oh_line_8101606_200808084 |  | AD | node_8101606_200808083 | node_8101606_200808084 | 93.475 | bal_1P_1/0AA | 8101606 | no | no |  |  | no |  |  | 0 | 0 | 0 | 0
oh_line_8101606_200808095 |  | ABCD | node_8101606_200808096 | node_intto1_1403673_962_15294463_132 | 119.048 | bal_3P_477AL | 8101606 | no | no |  |  | no |  |  | 0 | 0 | 0 | 0
oh_line_8101606_200808096 |  | ABCD | node_8101606_200989071 | node_8101606_200808096 | 151.658 | bal_3P_477AL | 8101606 | no | no |  |  | no |  |  | 0 | 0 | 0 | 0
oh_line_8101606_200808097 |  | ABCD | node_8101606_200808098 | node_8101606_200808097 | 152.529 | bal_3P_4CU | 8101606 | no | no |  |  | no |  |  | 0 | 0 | 0 | 0
oh_line_8101606_200808098 |  | ABCD | node_8101606_200808099 | node_8101606_200808098 | 165.591 | bal_3P_4CU | 8101606 | no | no |  |  | no |  |  | 0 | 0 | 0 | 0
oh_line_8101606_200808099 |  | ABCD | node_8101606_200808100 | node_8101606_200808099 | 158.022 | bal_3P_4CU | 8101606 | no | no |  |  | no |  |  | 0 | 0 | 0 | 0
oh_line_8101606_200808100 |  | ABCD | node_8101606_200808101 | node_intto1_8101606_200808100 | 170.827 | bal_3P_4CU | 8101606 | no | no |  |  | no |  |  | 0 | 0 | 0 | 0
oh_line_8101606_200808101 |  | ABCD | node_8101606_200808110 | node_8101606_200808101 | 101.194 | bal_3P_4CU | 8101606 | no | no |  |  | no |  |  | 0 | 0 | 0 | 0
oh_line_8101606_200808104 |  | ABCD | node_8101606_200808106 | node_8101606_200808104 | 141.996 | bal_3P_4CU | 8101606 | no | no |  |  | no |  |  | 0 | 0 | 0 | 0
oh_line_8101606_200808106 |  | ABCD | node_8101606_200808109 | node_8101606_200808106 | 161.875 | bal_3P_4CU | 8101606 | no | no |  |  | no |  |  | 0 | 0 | 0 | 0
oh_line_8101606_200808109 |  | ABCD | node_8101606_200808595 | node_8101606_200808109 | 131.72 | bal_3P_4CU | 8101606 | no | no |  |  | no |  |  | 0 | 0 | 0 | 0
oh_line_8101606_200808110 |  | ABCD | node_8101606_200808104 | node_8101606_200808110 | 47.149 | bal_3P_4CU | 8101606 | no | no |  |  | no |  |  | 0 | 0 | 0 | 0
oh_line_8101606_200808111 |  | AD | node_8101606_200808710 | node_8101606_200808111 | 19.943 | bal_1P_1/0AC | 8101606 | no | no |  |  | no |  |  | 0 | 0 | 0 | 0
oh_line_8101606_200808112 |  | AD | node_8101606_200808111 | node_8101606_200808112 | 107.949 | bal_1P_1/0AC | 8101606 | no | no |  |  | no |  |  | 0 | 0 | 0 | 0
oh_line_8101606_200808113 |  | AD | node_8101606_200808112 | node_8101606_200808113 | 160.5 | bal_1P_1/0AC | 8101606 | no | no |  |  | no |  |  | 0 | 0 | 0 | 0
oh_line_8101606_200808117 |  | AD | node_8101606_200808707 | node_8101606_200808117 | 135.377 | bal_1P_1/0AC | 8101606 | no | no |  |  | no |  |  | 0 | 0 | 0 | 0
oh_line_8101606_200808118 |  | AD | node_8101606_200808117 | node_8101606_200808118 | 89.354 | bal_1P_1/0AC | 8101606 | no | no |  |  | no |  |  | 0 | 0 | 0 | 0
oh_line_8101606_200808119 |  | AD | node_8101606_200808118 | node_8101606_200808119 | 98.767 | bal_1P_1/0AC | 8101606 | no | no |  |  | no |  |  | 0 | 0 | 0 | 0
oh_line_8101606_200808120 |  | AD | node_8101606_200808119 | node_8101606_200808120 | 126.035 | bal_1P_1/0AC | 8101606 | no | no |  |  | no |  |  | 0 | 0 | 0 | 0
oh_line_8101606_200808123 |  | ABCD | node_8101606_200808126 | node_8101606_200808123 | 121.802 | bal_3P_1/0AC | 8101606 | no | no |  |  | no |  |  | 0 | 0 | 0 | 0
oh_line_8101606_200808124 |  | ABCD | node_8101606_200808123 | node_8101606_200808124 | 87.337 | bal_3P_1/0AC | 8101606 | no | no |  |  | no |  |  | 0 | 0 | 0 | 0
oh_line_8101606_200808126 |  | ABCD | node_8101606_200808127 | node_8101606_200808126 | 121.199 | bal_3P_1AC | 8101606 | no | no |  |  | no |  |  | 0 | 0 | 0 | 0
oh_line_8101606_200808127 |  | ABCD | node_8101606_200989071 | node_8101606_200808127 | 102.302 | bal_3P_1AC | 8101606 | no | no |  |  | no |  |  | 0 | 0 | 0 | 0
oh_line_8101606_200808128 |  | AD | node_8101606_200989071 | node_8101606_200808128 | 37.043 | bal_1P_1/0AC | 8101606 | no | no |  |  | no |  |  | 0 | 0 | 0 | 0
oh_line_8101606_200808129 |  | AD | node_8101606_200808128 | node_8101606_200808129 | 139.546 | bal_1P_1/0AC | 8101606 | no | no |  |  | no |  |  | 0 | 0 | 0 | 0
oh_line_8101606_200808130 |  | AD | node_8101606_200808129 | node_8101606_200808130 | 124.066 | bal_1P_1/0AC | 8101606 | no | no |  |  | no |  |  | 0 | 0 | 0 | 0
oh_line_8101606_200808131 |  | AD | node_8101606_200808130 | node_8101606_200808131 | 101.956 | bal_1P_1/0AC | 8101606 | no | no |  |  | no |  |  | 0 | 0 | 0 | 0
oh_line_8101606_200808132 |  | AD | node_8101606_200808131 | node_8101606_200808132 | 112.88 | bal_1P_1/0AC | 8101606 | no | no |  |  | no |  |  | 0 | 0 | 0 | 0
oh_line_8101606_200808135 |  | AD | node_8101606_200808595 | node_8101606_200808135 | 56.066 | bal_1P_2AC | 8101606 | no | no |  |  | no |  |  | 0 | 0 | 0 | 0
oh_line_8101606_200808136 |  | AD | node_8101606_200808135 | node_intto1_8101606_200808136 | 242.139 | bal_1P_2AC | 8101606 | no | no |  |  | no |  |  | 0 | 0 | 0 | 0
oh_line_8101606_200808138 |  | AD | node_8101606_200808136 | node_8101606_200808138 | 126.93 | bal_1P_2AC | 8101606 | no | no |  |  | no |  |  | 0 | 0 | 0 | 0
oh_line_8101606_200808139 |  | AD | node_8101606_200808138 | node_8101606_200808139 | 138.296 | bal_1P_2AC | 8101606 | no | no |  |  | no |  |  | 0 | 0 | 0 | 0
oh_line_8101606_200808141 |  | AD | node_8101606_200808139 | node_8101606_200808141 | 116.737 | bal_1P_1/0AC | 8101606 | no | no |  |  | no |  |  | 0 | 0 | 0 | 0
oh_line_8101606_200808143 |  | AD | node_8101606_200808141 | node_8101606_200808143 | 134.936 | bal_1P_1/0AC | 8101606 | no | no |  |  | no |  |  | 0 | 0 | 0 | 0
oh_line_8101606_200808146 |  | AD | node_8101606_200808143 | node_8101606_200808146 | 157.838 | bal_1P_1/0AC | 8101606 | no | no |  |  | no |  |  | 0 | 0 | 0 | 0
oh_line_8101606_200808147 |  | AD | node_8101606_200808152 | node_8101606_200808147 | 176.566 | bal_1P_1/0AC | 8101606 | no | no |  |  | no |  |  | 0 | 0 | 0 | 0
oh_line_8101606_200808148 |  | AD | node_8101606_200808146 | node_8101606_200808148 | 188.704 | bal_1P_1/0AC | 8101606 | no | no |  |  | no |  |  | 0 | 0 | 0 | 0
oh_line_8101606_200808149 |  | AD | node_8101606_200808148 | node_8101606_200808149 | 176.768 | bal_1P_1/0AC | 8101606 | no | no |  |  | no |  |  | 0 | 0 | 0 | 0
oh_line_8101606_200808150 |  | AD | node_8101606_200808149 | node_8101606_200808150 | 320.531 | bal_1P_1/0AC | 8101606 | no | no |  |  | no |  |  | 0 | 0 | 0 | 0
oh_line_8101606_200808151 |  | AD | node_8101606_200808150 | node_8101606_200808151 | 100.703 | bal_1P_1/0AC | 8101606 | no | no |  |  | no |  |  | 0 | 0 | 0 | 0
oh_line_8101606_200808152 |  | AD | node_8101606_200808151 | node_8101606_200808152 | 165.76 | bal_1P_1/0AC | 8101606 | no | no |  |  | no |  |  | 0 | 0 | 0 | 0
oh_line_8101606_200808153 |  | ABCD | node_8101606_200808695 | node_intto1_8101606_200808153 | 65.612 | bal_3P_1/0AC | 8101606 | no | no |  |  | no |  |  | 0 | 0 | 0 | 0
oh_line_8101606_200808154 |  | ABCD | node_8101606_200808153 | node_8101606_200808154 | 108.168 | bal_3P_1/0AC | 8101606 | no | no |  |  | no |  |  | 0 | 0 | 0 | 0
oh_line_8101606_200808155 |  | ABCD | node_8101606_200808154 | node_8101606_200808155 | 129.421 | bal_3P_1/0AC | 8101606 | no | no |  |  | no |  |  | 0 | 0 | 0 | 0
oh_line_8101606_200808156 |  | ABCD | node_8101606_200808155 | node_8101606_200808156 | 172.979 | bal_3P_1/0AC | 8101606 | no | no |  |  | no |  |  | 0 | 0 | 0 | 0
oh_line_8101606_200808157 |  | ABCD | node_8101606_200808156 | node_8101606_200808157 | 161.418 | bal_3P_1/0AC | 8101606 | no | no |  |  | no |  |  | 0 | 0 | 0 | 0
oh_line_8101606_200808158 |  | ABCD | node_8101606_200808157 | node_8101606_200808158 | 118.965 | bal_3P_1/0AC | 8101606 | no | no |  |  | no |  |  | 0 | 0 | 0 | 0
oh_line_8101606_200808159 |  | ABCD | node_8101606_200808158 | node_intto1_8101606_200808159 | 45.73 | bal_3P_1/0AC | 8101606 | no | no |  |  | no |  |  | 0 | 0 | 0 | 0
oh_line_8101606_200808162 |  | AD | node_8101606_200807906 | node_8101606_200808162 | 144.664 | bal_1P_1/0AC | 8101606 | no | no |  |  | no |  |  | 0 | 0 | 0 | 0
oh_line_8101606_200808167 |  | AD | node_8101606_200807906 | node_8101606_200808167 | 110.062 | bal_1P_1/0AC | 8101606 | no | no |  |  | no |  |  | 0 | 0 | 0 | 0
oh_line_8101606_200808169 |  | AD | node_8101606_200808167 | node_8101606_200808169 | 124.663 | bal_1P_1/0AC | 8101606 | no | no |  |  | no |  |  | 0 | 0 | 0 | 0
oh_line_8101606_200808175 |  | AD | node_8101606_200808176 | node_8101606_200808175 | 169.642 | bal_1P_1/0AC | 8101606 | no | no |  |  | no |  |  | 0 | 0 | 0 | 0
oh_line_8101606_200808176 |  | AD | node_8101606_200808177 | node_8101606_200808176 | 151.865 | bal_1P_1/0AC | 8101606 | no | no |  |  | no |  |  | 0 | 0 | 0 | 0
oh_line_8101606_200808177 |  | AD | node_8101606_200808151 | node_8101606_200808177 | 86.153 | bal_1P_1/0AC | 8101606 | no | no |  |  | no |  |  | 0 | 0 | 0 | 0
oh_line_8101606_200808178 |  | AD | node_8101606_200807983 | node_8101606_200808178 | 21.948 | bal_1P_1/0AC | 8101606 | no | no |  |  | no |  |  | 0 | 0 | 0 | 0
oh_line_8101606_200808179 |  | AD | node_8101606_200808178 | node_8101606_200808179 | 113.57 | bal_1P_1/0AC | 8101606 | no | no |  |  | no |  |  | 0 | 0 | 0 | 0
oh_line_8101606_200808180 |  | AD | node_8101606_200808179 | node_8101606_200808180 | 103.549 | bal_1P_1/0AC | 8101606 | no | no |  |  | no |  |  | 0 | 0 | 0 | 0
oh_line_8101606_200808181 |  | AD | node_8101606_200808180 | node_8101606_200808181 | 132.056 | bal_1P_1/0AC | 8101606 | no | no |  |  | no |  |  | 0 | 0 | 0 | 0
oh_line_8101606_200808182 |  | AD | node_8101606_200808181 | node_8101606_200808182 | 120.82 | bal_1P_1/0AC | 8101606 | no | no |  |  | no |  |  | 0 | 0 | 0 | 0
oh_line_8101606_200808189 |  | ABCD | node_8101606_200815225 | node_8101606_200808189 | 135.753 | bal_3P_1/0AC | 8101606 | no | no |  |  | no |  |  | 0 | 0 | 0 | 0
oh_line_8101606_200808190 |  | ABCD | node_8101606_200808189 | node_8101606_200808190 | 172.228 | bal_3P_1/0AC | 8101606 | no | no |  |  | no |  |  | 0 | 0 | 0 | 0
oh_line_8101606_200808191 |  | ABCD | node_8101606_200808190 | node_8101606_200808191 | 81.95 | bal_3P_1/0AC | 8101606 | no | no |  |  | no |  |  | 0 | 0 | 0 | 0
oh_line_8101606_200808197 |  | ABCD | node_8101606_200808191 | node_8101606_200808197 | 115.386 | bal_3P_1/0AA | 8101606 | no | no |  |  | no |  |  | 0 | 0 | 0 | 0
oh_line_8101606_200808198 |  | AD | node_8101606_200807979 | node_8101606_200808198 | 30.093 | bal_1P_1/0AA | 8101606 | no | no |  |  | no |  |  | 0 | 0 | 0 | 0
oh_line_8101606_200808199 |  | AD | node_8101606_200808198 | node_8101606_200808199 | 96.977 | bal_1P_1/0AA | 8101606 | no | no |  |  | no |  |  | 0 | 0 | 0 | 0
oh_line_8101606_200808200 |  | AD | node_8101606_200808199 | node_8101606_200808200 | 119.288 | bal_1P_1/0AA | 8101606 | no | no |  |  | no |  |  | 0 | 0 | 0 | 0
oh_line_8101606_200808201 |  | AD | node_8101606_200808200 | node_8101606_200808201 | 122.682 | bal_1P_1/0AA | 8101606 | no | no |  |  | no |  |  | 0 | 0 | 0 | 0
oh_line_8101606_200808209 |  | AD | node_8101606_200807974 | node_8101606_200808209 | 27.356 | bal_1P_1/0AA | 8101606 | no | no |  |  | no |  |  | 0 | 0 | 0 | 0
oh_line_8101606_200808210 |  | AD | node_8101606_200808209 | node_8101606_200808210 | 114.577 | bal_1P_1/0AA | 8101606 | no | no |  |  | no |  |  | 0 | 0 | 0 | 0
oh_line_8101606_200808227 |  | AD | node_8101606_200808100 | node_8101606_200808227 | 120.778 | bal_1P_4CU | 8101606 | no | no |  |  | no |  |  | 0 | 0 | 0 | 0
oh_line_8101606_200808228 |  | AD | node_8101606_200808227 | node_8101606_200808228 | 118.1 | bal_1P_4CU | 8101606 | no | no |  |  | no |  |  | 0 | 0 | 0 | 0
oh_line_8101606_200808229 |  | AD | node_8101606_200808228 | node_8101606_200808229 | 119.359 | bal_1P_4CU | 8101606 | no | no |  |  | no |  |  | 0 | 0 | 0 | 0
oh_line_8101606_200808230 |  | AD | node_8101606_200808229 | node_8101606_200808230 | 74.047 | bal_1P_4CU | 8101606 | no | no |  |  | no |  |  | 0 | 0 | 0 | 0
oh_line_8101606_200808231 |  | AD | node_8101606_200808230 | node_8101606_200808231 | 149.256 | bal_1P_1/0AC | 8101606 | no | no |  |  | no |  |  | 0 | 0 | 0 | 0
oh_line_8101606_200808235 |  | AD | node_8101606_200808236 | node_8101606_200808235 | 92.954 | bal_1P_1/0AC | 8101606 | no | no |  |  | no |  |  | 0 | 0 | 0 | 0
oh_line_8101606_200808236 |  | AD | node_8101606_200808237 | node_8101606_200808236 | 85.016 | bal_1P_1/0AC | 8101606 | no | no |  |  | no |  |  | 0 | 0 | 0 | 0
oh_line_8101606_200808237 |  | AD | node_8101606_200808238 | node_8101606_200808237 | 94.199 | bal_1P_1/0AC | 8101606 | no | no |  |  | no |  |  | 0 | 0 | 0 | 0
oh_line_8101606_200808238 |  | AD | node_8101606_200808239 | node_8101606_200808238 | 100.262 | bal_1P_1/0AC | 8101606 | no | no |  |  | no |  |  | 0 | 0 | 0 | 0
oh_line_8101606_200808239 |  | AD | node_8101606_200808240 | node_8101606_200808239 | 87.733 | bal_1P_1/0AC | 8101606 | no | no |  |  | no |  |  | 0 | 0 | 0 | 0
oh_line_8101606_200808240 |  | AD | node_8101606_200808241 | node_8101606_200808240 | 134.788 | bal_1P_1/0AC | 8101606 | no | no |  |  | no |  |  | 0 | 0 | 0 | 0
oh_line_8101606_200808241 |  | AD | node_8101606_200808100 | node_8101606_200808241 | 48.591 | bal_1P_4CU | 8101606 | no | no |  |  | no |  |  | 0 | 0 | 0 | 0
oh_line_8101606_200808244 |  | AD | node_8101606_200808262 | node_8101606_200808244 | 173.287 | bal_1P_1/0AC | 8101606 | no | no |  |  | no |  |  | 0 | 0 | 0 | 0
oh_line_8101606_200808245 |  | AD | node_8101606_200808244 | node_8101606_200808245 | 104.232 | bal_1P_1/0AC | 8101606 | no | no |  |  | no |  |  | 0 | 0 | 0 | 0
oh_line_8101606_200808246 |  | AD | node_8101606_200808245 | node_8101606_200808246 | 111.906 | bal_1P_1/0AC | 8101606 | no | no |  |  | no |  |  | 0 | 0 | 0 | 0
oh_line_8101606_200808247 |  | AD | node_8101606_200808246 | node_8101606_200808247 | 102.155 | bal_1P_1/0AC | 8101606 | no | no |  |  | no |  |  | 0 | 0 | 0 | 0
oh_line_8101606_200808250 |  | AD | node_8101606_200808247 | node_8101606_200808250 | 76.398 | bal_1P_1/0AC | 8101606 | no | no |  |  | no |  |  | 0 | 0 | 0 | 0
oh_line_8101606_200808251 |  | AD | node_8101606_200808250 | node_8101606_200808251 | 241.473 | bal_1P_1/0AC | 8101606 | no | no |  |  | no |  |  | 0 | 0 | 0 | 0
oh_line_8101606_200808255 |  | AD | node_8101606_200808256 | node_8101606_200808255 | 95.796 | bal_1P_1/0AA | 8101606 | no | no |  |  | no |  |  | 0 | 0 | 0 | 0
oh_line_8101606_200808256 |  | AD | node_8101606_200808257 | node_8101606_200808256 | 155.611 | bal_1P_1/0AA | 8101606 | no | no |  |  | no |  |  | 0 | 0 | 0 | 0
oh_line_8101606_200808257 |  | AD | node_8101606_201021266 | node_8101606_200808257 | 109.384 | bal_1P_4CU | 8101606 | no | no |  |  | no |  |  | 0 | 0 | 0 | 0
oh_line_8101606_200808259 |  | AD | node_8101606_200808098 | node_8101606_200808259 | 148.631 | bal_1P_4CU | 8101606 | no | no |  |  | no |  |  | 0 | 0 | 0 | 0
oh_line_8101606_200808260 |  | AD | node_8101606_200808098 | node_8101606_200808260 | 21.081 | bal_1P_1/0AC | 8101606 | no | no |  |  | no |  |  | 0 | 0 | 0 | 0
oh_line_8101606_200808261 |  | AD | node_8101606_200808260 | node_intto1_8101606_200808261 | 95.313 | bal_1P_1/0AC | 8101606 | no | no |  |  | no |  |  | 0 | 0 | 0 | 0
oh_line_8101606_200808262 |  | AD | node_8101606_200808261 | node_8101606_200808262 | 107.621 | bal_1P_1/0AC | 8101606 | no | no |  |  | no |  |  | 0 | 0 | 0 | 0
oh_line_8101606_200808273 |  | AD | node_8101606_200808292 | node_8101606_200808273 | 137.223 | bal_1P_1/0AC | 8101606 | no | no |  |  | no |  |  | 0 | 0 | 0 | 0
oh_line_8101606_200808279 |  | AD | node_8101606_200808280 | node_8101606_200808279 | 121.395 | bal_1P_1/0AC | 8101606 | no | no |  |  | no |  |  | 0 | 0 | 0 | 0
oh_line_8101606_200808280 |  | AD | node_8101606_200808668 | node_8101606_200808280 | 36.215 | bal_1P_1/0AC | 8101606 | no | no |  |  | no |  |  | 0 | 0 | 0 | 0
oh_line_8101606_200808289 |  | AD | node_8101606_200808345 | node_8101606_200808289 | 73.294 | bal_1P_4CU | 8101606 | no | no |  |  | no |  |  | 0 | 0 | 0 | 0
oh_line_8101606_200808292 |  | AD | node_8101606_200976913 | node_8101606_200808292 | 92.73 | bal_1P_4CU | 8101606 | no | no |  |  | no |  |  | 0 | 0 | 0 | 0
oh_line_8101606_200808296 |  | AD | node_8101606_200808297 | node_8101606_200808296 | 149.844 | bal_1P_4CU | 8101606 | no | no |  |  | no |  |  | 0 | 0 | 0 | 0
oh_line_8101606_200808297 |  | AD | node_8101606_200808298 | node_intto1_8101606_200808297 | 103.71 | bal_1P_4CU | 8101606 | no | no |  |  | no |  |  | 0 | 0 | 0 | 0
oh_line_8101606_200808298 |  | AD | node_8101606_200808663 | node_8101606_200808298 | 30.246 | bal_1P_4CU | 8101606 | no | no |  |  | no |  |  | 0 | 0 | 0 | 0
oh_line_8101606_200808299 |  | ABCD | node_8101606_200808663 | node_8101606_200808299 | 114.029 | bal_3P_1/0AC | 8101606 | no | no |  |  | no |  |  | 0 | 0 | 0 | 0
oh_line_8101606_200808300 |  | ABCD | node_8101606_200808299 | node_intto1_8101606_200808300 | 87.994 | bal_3P_1/0AC | 8101606 | no | no |  |  | no |  |  | 0 | 0 | 0 | 0
oh_line_8101606_200808301 |  | AD | node_8101606_200808300 | node_8101606_200808301 | 53.006 | bal_1P_1/0AC | 8101606 | no | no |  |  | no |  |  | 0 | 0 | 0 | 0
oh_line_8101606_200808302 |  | AD | node_8101606_200808301 | node_8101606_200808302 | 94.435 | bal_1P_1/0AC | 8101606 | no | no |  |  | no |  |  | 0 | 0 | 0 | 0
oh_line_8101606_200808303 |  | AD | node_8101606_200808302 | node_8101606_200808303 | 98.664 | bal_1P_1/0AC | 8101606 | no | no |  |  | no |  |  | 0 | 0 | 0 | 0
oh_line_8101606_200808304 |  | AD | node_8101606_200808303 | node_8101606_200808304 | 149.472 | bal_1P_1/0AC | 8101606 | no | no |  |  | no |  |  | 0 | 0 | 0 | 0
oh_line_8101606_200808305 |  | AD | node_8101606_200808304 | node_8101606_200808305 | 90.555 | bal_1P_1/0AC | 8101606 | no | no |  |  | no |  |  | 0 | 0 | 0 | 0
oh_line_8101606_200808326 |  | AD | node_8101606_200808336 | node_8101606_200808326 | 142.047 | bal_1P_1/0AA | 8101606 | no | no |  |  | no |  |  | 0 | 0 | 0 | 0
oh_line_8101606_200808336 |  | AD | node_8101606_200808344 | node_8101606_200808336 | 111.296 | bal_1P_1/0AA | 8101606 | no | no |  |  | no |  |  | 0 | 0 | 0 | 0
oh_line_8101606_200808344 |  | AD | node_8101606_200808345 | node_8101606_200808344 | 86.278 | bal_1P_1/0AA | 8101606 | no | no |  |  | no |  |  | 0 | 0 | 0 | 0
oh_line_8101606_200808345 |  | AD | node_8101606_200808347 | node_8101606_200808345 | 102.301 | bal_1P_1/0AC | 8101606 | no | no |  |  | no |  |  | 0 | 0 | 0 | 0
oh_line_8101606_200808347 |  | AD | node_8101606_200808348 | node_8101606_200808347 | 101.31 | bal_1P_1/0AC | 8101606 | no | no |  |  | no |  |  | 0 | 0 | 0 | 0
oh_line_8101606_200808348 |  | AD | node_8101606_200808296 | node_8101606_200808348 | 78.644 | bal_1P_4CU | 8101606 | no | no |  |  | no |  |  | 0 | 0 | 0 | 0
oh_line_8101606_200808350 |  | AD | node_8101606_200808351 | node_8101606_200808350 | 115.186 | bal_1P_1/0AC | 8101606 | no | no |  |  | no |  |  | 0 | 0 | 0 | 0
oh_line_8101606_200808351 |  | AD | node_8101606_200808352 | node_8101606_200808351 | 79.478 | bal_1P_1/0AC | 8101606 | no | no |  |  | no |  |  | 0 | 0 | 0 | 0
oh_line_8101606_200808352 |  | ABCD | node_8101606_200808657 | node_intto1_8101606_200808352 | 19.103 | bal_3P_1/0AA | 8101606 | no | no |  |  | no |  |  | 0 | 0 | 0 | 0
oh_line_8101606_200808353 |  | ABCD | node_8101606_200808352 | node_8101606_200808353 | 148.029 | bal_3P_4CU | 8101606 | no | no |  |  | no |  |  | 0 | 0 | 0 | 0
oh_line_8101606_200808354 |  | AD | node_8101606_200808353 | node_8101606_200808354 | 114.105 | bal_1P_1/0AC | 8101606 | no | no |  |  | no |  |  | 0 | 0 | 0 | 0
oh_line_8101606_200808355 |  | AD | node_8101606_200808354 | node_8101606_200808355 | 96.184 | bal_1P_1/0AC | 8101606 | no | no |  |  | no |  |  | 0 | 0 | 0 | 0
oh_line_8101606_200808356 |  | AD | node_8101606_200808355 | node_8101606_200808356 | 125.768 | bal_1P_1/0AC | 8101606 | no | no |  |  | no |  |  | 0 | 0 | 0 | 0
oh_line_8101606_200808383 |  | AD | node_8101606_200808350 | node_8101606_200808383 | 96.998 | bal_1P_1/0AC | 8101606 | no | no |  |  | no |  |  | 0 | 0 | 0 | 0
oh_line_8101606_200808457 |  | ABCD | node_8101606_200808649 | node_8101606_200808457 | 29.588 | bal_3P_1/0AA | 8101606 | no | no |  |  | no |  |  | 0 | 0 | 0 | 0
oh_line_8101606_200808459 |  | ABCD | node_8101606_200808457 | node_8101606_200808459 | 42.414 | bal_3P_1/0AA | 8101606 | no | no |  |  | no |  |  | 0 | 0 | 0 | 0
oh_line_8101606_200808460 |  | ABCD | node_8101606_200808459 | node_8101606_200808460 | 83.147 | bal_3P_1/0AA | 8101606 | no | no |  |  | no |  |  | 0 | 0 | 0 | 0
oh_line_8101606_200808556 |  | ABCD | node_8101606_200808670 | node_8101606_200808556 | 147.147 | bal_3P_1/0AA | 8101606 | no | no |  |  | no |  |  | 0 | 0 | 0 | 0
oh_line_8101606_200808557 |  | ABCD | node_8101606_200808556 | node_intto1_8101606_200808557 | 174.534 | bal_3P_2CU | 8101606 | no | no |  |  | no |  |  | 0 | 0 | 0 | 0
oh_line_8101606_200808558 |  | ABCD | node_8101606_200808557 | node_8101606_200808558 | 125.526 | bal_3P_2CU | 8101606 | no | no |  |  | no |  |  | 0 | 0 | 0 | 0
oh_line_8101606_200808559 |  | ABCD | node_8101606_200808558 | node_8101606_200808559 | 146.407 | bal_3P_2CU | 8101606 | no | no |  |  | no |  |  | 0 | 0 | 0 | 0
oh_line_8101606_200808560 |  | ABCD | node_8101606_200808559 | node_8101606_200808560 | 151.194 | bal_3P_2CU | 8101606 | no | no |  |  | no |  |  | 0 | 0 | 0 | 0
oh_line_8101606_200808561 |  | ABCD | node_8101606_200808560 | node_8101606_200808561 | 94.251 | bal_3P_2CU | 8101606 | no | no |  |  | no |  |  | 0 | 0 | 0 | 0
oh_line_8101606_200808562 |  | ABCD | node_8101606_200808561 | node_8101606_200808562 | 98.836 | bal_3P_2CU | 8101606 | no | no |  |  | no |  |  | 0 | 0 | 0 | 0
oh_line_8101606_200808563 |  | ABCD | node_8101606_200808562 | node_8101606_200808563 | 104.627 | bal_3P_2CU | 8101606 | no | no |  |  | no |  |  | 0 | 0 | 0 | 0
oh_line_8101606_200808564 |  | ABCD | node_8101606_200808563 | node_8101606_200808564 | 97.749 | bal_3P_2CU | 8101606 | no | no |  |  | no |  |  | 0 | 0 | 0 | 0
oh_line_8101606_200808565 |  | ABCD | node_8101606_200808564 | node_8101606_200808565 | 100.829 | bal_3P_2CU | 8101606 | no | no |  |  | no |  |  | 0 | 0 | 0 | 0
oh_line_8101606_200808566 |  | ABCD | node_8101606_200808565 | node_8101606_200808566 | 108.826 | bal_3P_2CU | 8101606 | no | no |  |  | no |  |  | 0 | 0 | 0 | 0
oh_line_8101606_200808567 |  | AD | node_8101606_200808666 | node_8101606_200808567 | 57.496 | bal_1P_1/0AA | 8101606 | no | no |  |  | no |  |  | 0 | 0 | 0 | 0
oh_line_8101606_200808575 |  | AD | node_8101606_200808567 | node_8101606_200808575 | 145.425 | bal_1P_1/0AA | 8101606 | no | no |  |  | no |  |  | 0 | 0 | 0 | 0
oh_line_8101606_200808582 |  | AD | node_8101606_200809144 | node_8101606_200808582 | 66.808 | bal_1P_1/0AC | 8101606 | no | no |  |  | no |  |  | 0 | 0 | 0 | 0
oh_line_8101606_200808595 |  | ABCD | node_8101606_200808711 | node_8101606_200808595 | 163.282 | bal_3P_1/0AC | 8101606 | no | no |  |  | no |  |  | 0 | 0 | 0 | 0
oh_line_8101606_200808600 |  | AD | node_8101606_200808724 | node_8101606_200808600 | 220.384 | bal_1P_1/0AA | 8101606 | no | no |  |  | no |  |  | 0 | 0 | 0 | 0
oh_line_8101606_200808634 |  | ABCD | node_8101606_201017092 | node_8101606_200808634 | 564.468 | bal_3P_477AL | 8101606 | no | no |  |  | no |  |  | 0 | 0 | 0 | 0
oh_line_8101606_200808635 |  | ABCD | node_8101606_200808634 | node_8101606_200808635 | 62.056 | bal_3P_477AL | 8101606 | no | no |  |  | no |  |  | 0 | 0 | 0 | 0
oh_line_8101606_200808638 |  | ABCD | node_8101606_200808635 | node_8101606_200808638 | 72.161 | bal_3P_477AL | 8101606 | no | no |  |  | no |  |  | 0 | 0 | 0 | 0
oh_line_8101606_200808640 |  | ABCD | node_8101606_200808638 | node_8101606_200808640 | 120.619 | bal_3P_477AL | 8101606 | no | no |  |  | no |  |  | 0 | 0 | 0 | 0
oh_line_8101606_200808641 |  | ABCD | node_8101606_200808640 | node_8101606_200808641 | 85.427 | bal_3P_477AL | 8101606 | no | no |  |  | no |  |  | 0 | 0 | 0 | 0
oh_line_8101606_200808643 |  | ABCD | node_8101606_200808641 | node_8101606_200808643 | 107.314 | bal_3P_477AL | 8101606 | no | no |  |  | no |  |  | 0 | 0 | 0 | 0
oh_line_8101606_200808644 |  | ABCD | node_8101606_200808643 | node_8101606_200808644 | 98.197 | bal_3P_477AL | 8101606 | no | no |  |  | no |  |  | 0 | 0 | 0 | 0
oh_line_8101606_200808646 |  | ABCD | node_8101606_200808644 | node_8101606_200808646 | 95.166 | bal_3P_477AL | 8101606 | no | no |  |  | no |  |  | 0 | 0 | 0 | 0
oh_line_8101606_200808647 |  | ABCD | node_8101606_200808646 | node_8101606_200808647 | 112.421 | bal_3P_477AL | 8101606 | no | no |  |  | no |  |  | 0 | 0 | 0 | 0
oh_line_8101606_200808649 |  | ABCD | node_8101606_200808647 | node_8101606_200808649 | 129.883 | bal_3P_477AL | 8101606 | no | no |  |  | no |  |  | 0 | 0 | 0 | 0
oh_line_8101606_200808650 |  | ABCD | node_8101606_200808649 | node_8101606_200808650 | 83.352 | bal_3P_477AL | 8101606 | no | no |  |  | no |  |  | 0 | 0 | 0 | 0
oh_line_8101606_200808652 |  | ABCD | node_8101606_200808650 | node_8101606_200808652 | 97.147 | bal_3P_477AL | 8101606 | no | no |  |  | no |  |  | 0 | 0 | 0 | 0
oh_line_8101606_200808653 |  | ABCD | node_8101606_200808652 | node_8101606_200808653 | 63.991 | bal_3P_477AL | 8101606 | no | no |  |  | no |  |  | 0 | 0 | 0 | 0
oh_line_8101606_200808654 |  | ABCD | node_8101606_200808653 | node_intto1_8101606_200808654 | 106.965 | bal_3P_477AL | 8101606 | no | no |  |  | no |  |  | 0 | 0 | 0 | 0
oh_line_8101606_200808655 |  | ABCD | node_8101606_200808654 | node_8101606_200808655 | 66.296 | bal_3P_477AL | 8101606 | no | no |  |  | no |  |  | 0 | 0 | 0 | 0
oh_line_8101606_200808656 |  | ABCD | node_8101606_200808655 | node_8101606_200808656 | 91.218 | bal_3P_477AL | 8101606 | no | no |  |  | no |  |  | 0 | 0 | 0 | 0
oh_line_8101606_200808657 |  | ABCD | node_8101606_200808656 | node_8101606_200808657 | 103.486 | bal_3P_477AL | 8101606 | no | no |  |  | no |  |  | 0 | 0 | 0 | 0
oh_line_8101606_200808658 |  | ABCD | node_8101606_200808657 | node_8101606_200808658 | 87.647 | bal_3P_477AL | 8101606 | no | no |  |  | no |  |  | 0 | 0 | 0 | 0
oh_line_8101606_200808660 |  | ABCD | node_8101606_200808658 | node_8101606_200808660 | 82.731 | bal_3P_477AL | 8101606 | no | no |  |  | no |  |  | 0 | 0 | 0 | 0
oh_line_8101606_200808661 |  | ABCD | node_8101606_200808660 | node_8101606_200808661 | 108.817 | bal_3P_477AL | 8101606 | no | no |  |  | no |  |  | 0 | 0 | 0 | 0
oh_line_8101606_200808663 |  | ABCD | node_8101606_200808661 | node_8101606_200808663 | 47.504 | bal_3P_477AL | 8101606 | no | no |  |  | no |  |  | 0 | 0 | 0 | 0
oh_line_8101606_200808664 |  | ABCD | node_8101606_200808663 | node_8101606_200808664 | 111.296 | bal_3P_477AL | 8101606 | no | no |  |  | no |  |  | 0 | 0 | 0 | 0
oh_line_8101606_200808665 |  | ABCD | node_8101606_200808664 | node_intto1_8101606_200808665 | 87.163 | bal_3P_477AL | 8101606 | no | no |  |  | no |  |  | 0 | 0 | 0 | 0
oh_line_8101606_200808666 |  | ABCD | node_8101606_200808665 | node_8101606_200808666 | 111.206 | bal_3P_477AL | 8101606 | no | no |  |  | no |  |  | 0 | 0 | 0 | 0
oh_line_8101606_200808668 |  | ABCD | node_8101606_200808666 | node_8101606_200808668 | 98.543 | bal_3P_477AL | 8101606 | no | no |  |  | no |  |  | 0 | 0 | 0 | 0
oh_line_8101606_200808669 |  | ABCD | node_8101606_200808668 | node_8101606_200808669 | 110.24 | bal_3P_477AL | 8101606 | no | no |  |  | no |  |  | 0 | 0 | 0 | 0
oh_line_8101606_200808670 |  | ABCD | node_8101606_200808669 | node_8101606_200808670 | 93.047 | bal_3P_477AL | 8101606 | no | no |  |  | no |  |  | 0 | 0 | 0 | 0
oh_line_8101606_200808672 |  | ABCD | node_8101606_200808670 | node_8101606_200808672 | 92.149 | bal_3P_477AL | 8101606 | no | no |  |  | no |  |  | 0 | 0 | 0 | 0
oh_line_8101606_200808674 |  | ABCD | node_8101606_200808672 | node_8101606_200808674 | 156.535 | bal_3P_477AL | 8101606 | no | no |  |  | no |  |  | 0 | 0 | 0 | 0
oh_line_8101606_200808677 |  | ABCD | node_8101606_200808674 | node_8101606_200808677 | 49.722 | bal_3P_477AL | 8101606 | no | no |  |  | no |  |  | 0 | 0 | 0 | 0
oh_line_8101606_200808678 |  | ABCD | node_8101606_200808677 | node_8101606_200808678 | 96.868 | bal_3P_477AL | 8101606 | no | no |  |  | no |  |  | 0 | 0 | 0 | 0
oh_line_8101606_200808680 |  | ABCD | node_8101606_200808678 | node_8101606_200808680 | 122.548 | bal_3P_477AL | 8101606 | no | no |  |  | no |  |  | 0 | 0 | 0 | 0
oh_line_8101606_200808681 |  | ABCD | node_8101606_200808680 | node_8101606_200808681 | 123.746 | bal_3P_477AL | 8101606 | no | no |  |  | no |  |  | 0 | 0 | 0 | 0
oh_line_8101606_200808683-1 |  | ABCD | node_1401296_686_15295722_616 | node_8101606_200808683 | 7.671 | bal_3P_477AL | 8101606 | no | no |  |  | no |  |  | 0 | 0 | 0 | 0
oh_line_8101606_200808683-2 |  | ABCD | node_8101606_200808681 | node_1401296_686_15295722_616 | 78.788 | bal_3P_477AL | 8101606 | no | no |  |  | no |  |  | 0 | 0 | 0 | 0
oh_line_8101606_200808684 |  | ABCD | node_8101606_200808683 | node_8101606_200808684 | 148.366 | bal_3P_477AL | 8101606 | no | no |  |  | no |  |  | 0 | 0 | 0 | 0
oh_line_8101606_200808686 |  | ABCD | node_8101606_200808684 | node_8101606_200808686 | 44.325 | bal_3P_477AL | 8101606 | no | no |  |  | no |  |  | 0 | 0 | 0 | 0
oh_line_8101606_200808687 |  | ABCD | node_8101606_200808686 | node_8101606_200808687 | 107.424 | bal_3P_477AL | 8101606 | no | no |  |  | no |  |  | 0 | 0 | 0 | 0
oh_line_8101606_200808688 |  | ABCD | node_8101606_200808687 | node_intto1_8101606_200808688 | 46.304 | bal_3P_2CU | 8101606 | no | no |  |  | no |  |  | 0 | 0 | 0 | 0
oh_line_8101606_200808689 |  | ABCD | node_8101606_200808687 | node_8101606_200808689 | 103.711 | bal_3P_477AL | 8101606 | no | no |  |  | no |  |  | 0 | 0 | 0 | 0
oh_line_8101606_200808692 |  | ABCD | node_8101606_200808689 | node_intto1_8101606_200808692 | 105.824 | bal_3P_477AL | 8101606 | no | no |  |  | no |  |  | 0 | 0 | 0 | 0
oh_line_8101606_200808694 |  | ABCD | node_8101606_200808692 | node_intto1_8101606_200808694 | 110.917 | bal_3P_477AL | 8101606 | no | no |  |  | no |  |  | 0 | 0 | 0 | 0
oh_line_8101606_200808695 |  | ABCD | node_8101606_200808694 | node_8101606_200808695 | 138.216 | bal_3P_477AL | 8101606 | no | no |  |  | no |  |  | 0 | 0 | 0 | 0
oh_line_8101606_200808696-1 |  | ABCD | node_1402147_293_15295817_924 | node_8101606_200808696 | 3.984 | bal_3P_477AL | 8101606 | no | no |  |  | no |  |  | 0 | 0 | 0 | 0
oh_line_8101606_200808696-2 |  | ABCD | node_8101606_200808695 | node_1402147_293_15295817_924 | 89.771 | bal_3P_477AL | 8101606 | no | no |  |  | no |  |  | 0 | 0 | 0 | 0
oh_line_8101606_200808697 |  | ABCD | node_8101606_200808696 | node_8101606_200808697 | 56.184 | bal_3P_477AL | 8101606 | no | no |  |  | no |  |  | 0 | 0 | 0 | 0
oh_line_8101606_200808698 |  | ABCD | node_8101606_200808697 | node_8101606_200808698 | 82.48 | bal_3P_4/0AL | 8101606 | no | no |  |  | no |  |  | 0 | 0 | 0 | 0
oh_line_8101606_200808700 |  | ABCD | node_8101606_200808698 | node_8101606_200808700 | 128.863 | bal_3P_477AL | 8101606 | no | no |  |  | no |  |  | 0 | 0 | 0 | 0
oh_line_8101606_200808701 |  | ABCD | node_8101606_200808700 | node_8101606_200808701 | 98.472 | bal_3P_477AL | 8101606 | no | no |  |  | no |  |  | 0 | 0 | 0 | 0
oh_line_8101606_200808703 |  | ABCD | node_8101606_200808701 | node_8101606_200808703 | 145.312 | bal_3P_477AL | 8101606 | no | no |  |  | no |  |  | 0 | 0 | 0 | 0
oh_line_8101606_200808704 |  | ABCD | node_8101606_200808703 | node_8101606_200808704 | 65.144 | bal_3P_1/0AC | 8101606 | no | no |  |  | no |  |  | 0 | 0 | 0 | 0
oh_line_8101606_200808706 |  | ABCD | node_8101606_200808704 | node_8101606_200808706 | 126.42 | bal_3P_1/0AC | 8101606 | no | no |  |  | no |  |  | 0 | 0 | 0 | 0
oh_line_8101606_200808707 |  | ABCD | node_8101606_200808706 | node_intto1_8101606_200808707 | 129.037 | bal_3P_1/0AC | 8101606 | no | no |  |  | no |  |  | 0 | 0 | 0 | 0
oh_line_8101606_200808709 |  | ABCD | node_8101606_200808707 | node_8101606_200808709 | 136.537 | bal_3P_1/0AC | 8101606 | no | no |  |  | no |  |  | 0 | 0 | 0 | 0
oh_line_8101606_200808710 |  | ABCD | node_8101606_200808709 | node_8101606_200808710 | 136.048 | bal_3P_1/0AC | 8101606 | no | no |  |  | no |  |  | 0 | 0 | 0 | 0
oh_line_8101606_200808711 |  | ABCD | node_8101606_200808710 | node_8101606_200808711 | 125.79 | bal_3P_1/0AC | 8101606 | no | no |  |  | no |  |  | 0 | 0 | 0 | 0
oh_line_8101606_200808713 |  | AD | node_8101606_200979851 | node_8101606_200808713 | 147.669 | bal_1P_1/0AC | 8101606 | no | no |  |  | no |  |  | 0 | 0 | 0 | 0
oh_line_8101606_200808714 |  | AD | node_8101606_200808713 | node_8101606_200808714 | 115.478 | bal_1P_1/0AC | 8101606 | no | no |  |  | no |  |  | 0 | 0 | 0 | 0
oh_line_8101606_200808715 |  | AD | node_8101606_200808714 | node_8101606_200808715 | 124.192 | bal_1P_1/0AC | 8101606 | no | no |  |  | no |  |  | 0 | 0 | 0 | 0
oh_line_8101606_200808717 |  | AD | node_8101606_200808715 | node_8101606_200808717 | 102.612 | bal_1P_1/0AC | 8101606 | no | no |  |  | no |  |  | 0 | 0 | 0 | 0
oh_line_8101606_200808722 |  | AD | node_8101606_201024069 | node_8101606_200808722 | 247.095 | bal_1P_1/0AA | 8101606 | no | no |  |  | no |  |  | 0 | 0 | 0 | 0
oh_line_8101606_200808723 |  | AD | node_8101606_200980697 | node_8101606_200808723 | 127.674 | bal_1P_1/0AA | 8101606 | no | no |  |  | no |  |  | 0 | 0 | 0 | 0
oh_line_8101606_200808724 |  | AD | node_8101606_200808723 | node_8101606_200808724 | 304.587 | bal_1P_1/0AA | 8101606 | no | no |  |  | no |  |  | 0 | 0 | 0 | 0
oh_line_8101606_200809049-1 |  | ABCD | node_8101606_200809049 | node_intto1_1397490_987_15295630_101 | 68.493 | bal_3P_477AL | 8101606 | no | no |  |  | no |  |  | 0 | 0 | 0 | 0
oh_line_8101606_200809049-2 |  | ABCD | node_SOURCE_8101606 | node_8101606_200809049 | 123.411 | bal_3P_477AL | 8101606 | no | no |  |  | no |  |  | 0 | 0 | 0 | 0
oh_line_8101606_200809144 |  | ABCD | node_8101606_200808566 | node_8101606_200809144 | 14.665 | bal_3P_2CU | 8101606 | no | no |  |  | no |  |  | 0 | 0 | 0 | 0
oh_line_8101606_200809145 |  | ABCD | node_8101606_200809144 | node_8101606_200809145 | 124.591 | bal_3P_1/0AA | 8101606 | no | no |  |  | no |  |  | 0 | 0 | 0 | 0
oh_line_8101606_200809146 |  | ABCD | node_8101606_200809145 | node_8101606_200809146 | 98.708 | bal_3P_1/0AA | 8101606 | no | no |  |  | no |  |  | 0 | 0 | 0 | 0
oh_line_8101606_200809234 |  | AD | node_8101606_200809236 | node_8101606_200809234 | 134.231 | bal_1P_4CU | 8101606 | no | no |  |  | no |  |  | 0 | 0 | 0 | 0
oh_line_8101606_200809236 |  | AD | node_8101606_200809237 | node_8101606_200809236 | 126.227 | bal_1P_4CU | 8101606 | no | no |  |  | no |  |  | 0 | 0 | 0 | 0
oh_line_8101606_200809237 |  | AD | node_8101606_200809238 | node_8101606_200809237 | 117.192 | bal_1P_4CU | 8101606 | no | no |  |  | no |  |  | 0 | 0 | 0 | 0
oh_line_8101606_200809238 |  | AD | node_8101606_200809240 | node_8101606_200809238 | 117.062 | bal_1P_4CU | 8101606 | no | no |  |  | no |  |  | 0 | 0 | 0 | 0
oh_line_8101606_200809240 |  | AD | node_8101606_200809242 | node_8101606_200809240 | 100.463 | bal_1P_4CU | 8101606 | no | no |  |  | no |  |  | 0 | 0 | 0 | 0
oh_line_8101606_200809242 |  | AD | node_8101606_200832019 | node_8101606_200809242 | 90.044 | bal_1P_4CU | 8101606 | no | no |  |  | no |  |  | 0 | 0 | 0 | 0
oh_line_8101606_200809688 |  | ABCD | node_8101606_200807903 | node_8101606_200809688 | 70.47 | bal_3P_1/0AC | 8101606 | no | no |  |  | no |  |  | 0 | 0 | 0 | 0
oh_line_8101606_200809689 |  | ABCD | node_8101606_200809688 | node_8101606_200809689 | 137.308 | bal_3P_1/0AC | 8101606 | no | no |  |  | no |  |  | 0 | 0 | 0 | 0
oh_line_8101606_200809690 |  | ABCD | node_8101606_200809689 | node_8101606_200809690 | 115.81 | bal_3P_1/0AC | 8101606 | no | no |  |  | no |  |  | 0 | 0 | 0 | 0
oh_line_8101606_200809693 |  | ABCD | node_8101606_200807903 | node_8101606_200809693 | 25.383 | bal_3P_1/0AA | 8101606 | no | no |  |  | no |  |  | 0 | 0 | 0 | 0
oh_line_8101606_200809694 |  | ABCD | node_8101606_200809693 | node_8101606_200809694 | 92.553 | bal_3P_1/0AA | 8101606 | no | no |  |  | no |  |  | 0 | 0 | 0 | 0
oh_line_8101606_200815186 |  | AD | node_8101606_201024069 | node_8101606_200815186 | 20.624 | bal_1P_4CU | 8101606 | no | no |  |  | no |  |  | 0 | 0 | 0 | 0
oh_line_8101606_200815187 |  | AD | node_8101606_200815186 | node_8101606_200815187 | 100.791 | bal_1P_4CU | 8101606 | no | no |  |  | no |  |  | 0 | 0 | 0 | 0
oh_line_8101606_200815188 |  | AD | node_8101606_200815187 | node_8101606_200815188 | 46.736 | bal_1P_1/0AC | 8101606 | no | no |  |  | no |  |  | 0 | 0 | 0 | 0
oh_line_8101606_200815189 |  | AD | node_8101606_200815187 | node_8101606_200815189 | 86.817 | bal_1P_4CU | 8101606 | no | no |  |  | no |  |  | 0 | 0 | 0 | 0
oh_line_8101606_200815190 |  | AD | node_8101606_200815189 | node_8101606_200815190 | 146.2 | bal_1P_4CU | 8101606 | no | no |  |  | no |  |  | 0 | 0 | 0 | 0
oh_line_8101606_200815221 |  | ABCD | node_8101606_200807988 | node_8101606_200815221 | 25.428 | bal_3P_1/0AC | 8101606 | no | no |  |  | no |  |  | 0 | 0 | 0 | 0
oh_line_8101606_200815222 |  | ABCD | node_8101606_200815221 | node_8101606_200815222 | 147.132 | bal_3P_1/0AC | 8101606 | no | no |  |  | no |  |  | 0 | 0 | 0 | 0
oh_line_8101606_200815223 |  | ABCD | node_8101606_200815222 | node_8101606_200815223 | 117.424 | bal_3P_1/0AC | 8101606 | no | no |  |  | no |  |  | 0 | 0 | 0 | 0
oh_line_8101606_200815224 |  | ABCD | node_8101606_200815223 | node_8101606_200815224 | 116.039 | bal_3P_1/0AC | 8101606 | no | no |  |  | no |  |  | 0 | 0 | 0 | 0
oh_line_8101606_200815225 |  | ABCD | node_8101606_200815224 | node_8101606_200815225 | 99.632 | bal_3P_1/0AC | 8101606 | no | no |  |  | no |  |  | 0 | 0 | 0 | 0
oh_line_8101606_200815227 |  | AD | node_8101606_200815228 | node_8101606_200815227 | 145.494 | bal_1P_1/0AC | 8101606 | no | no |  |  | no |  |  | 0 | 0 | 0 | 0
oh_line_8101606_200815228 |  | AD | node_8101606_200815229 | node_8101606_200815228 | 161.012 | bal_1P_1/0AC | 8101606 | no | no |  |  | no |  |  | 0 | 0 | 0 | 0
oh_line_8101606_200815229 |  | AD | node_8101606_200815230 | node_8101606_200815229 | 178.487 | bal_1P_1/0AC | 8101606 | no | no |  |  | no |  |  | 0 | 0 | 0 | 0
oh_line_8101606_200815230 |  | AD | node_8101606_200808147 | node_8101606_200815230 | 126.123 | bal_1P_1/0AC | 8101606 | no | no |  |  | no |  |  | 0 | 0 | 0 | 0
oh_line_8101606_200815231-1 |  | AD | node_220415392 | node_8101606_200815231 | 4.44 | bal_1P_1/0AA | 8101606 | no | no |  |  | no |  |  | 0 | 0 | 0 | 0
oh_line_8101606_200815231-2 |  | AD | node_220465163 | node_intto1_220415392 | 7.574 | bal_1P_1/0AA | 8101606 | no | no |  |  | no |  |  | 0 | 0 | 0 | 0
oh_line_8101606_200815231-3 |  | AD | node_220382400 | node_intto1_220465163 | 7.629 | bal_1P_1/0AA | 8101606 | no | no |  |  | no |  |  | 0 | 0 | 0 | 0
oh_line_8101606_200815231-4 |  | AD | node_8101606_200808147 | node_intto1_220382400 | 33.721 | bal_1P_1/0AA | 8101606 | no | no |  |  | no |  |  | 0 | 0 | 0 | 0
oh_line_8101606_200815556 |  | AD | node_8101606_200807896 | node_8101606_200815556 | 71.506 | bal_1P_1/0AC | 8101606 | no | no |  |  | no |  |  | 0 | 0 | 0 | 0
oh_line_8101606_200815557 |  | AD | node_8101606_200815556 | node_8101606_200815557 | 139.453 | bal_1P_1/0AC | 8101606 | no | no |  |  | no |  |  | 0 | 0 | 0 | 0
oh_line_8101606_200832008 |  | AD | node_8101606_200807989 | node_8101606_200832008 | 104.075 | bal_1P_4/0AL | 8101606 | no | no |  |  | no |  |  | 0 | 0 | 0 | 0
oh_line_8101606_200832009 |  | AD | node_8101606_200832008 | node_8101606_200832009 | 95.428 | bal_1P_4/0AL | 8101606 | no | no |  |  | no |  |  | 0 | 0 | 0 | 0
oh_line_8101606_200832010 |  | AD | node_8101606_200832009 | node_8101606_200832010 | 106.861 | bal_1P_4/0AL | 8101606 | no | no |  |  | no |  |  | 0 | 0 | 0 | 0
oh_line_8101606_200832019 |  | AD | node_8101606_200832020 | node_8101606_200832019 | 141.259 | bal_1P_1/0AA | 8101606 | no | no |  |  | no |  |  | 0 | 0 | 0 | 0
oh_line_8101606_200832020 |  | AD | node_8101606_200832021 | node_8101606_200832020 | 64.445 | bal_1P_1/0AA | 8101606 | no | no |  |  | no |  |  | 0 | 0 | 0 | 0
oh_line_8101606_200832021 |  | AD | node_8101606_200832022 | node_8101606_200832021 | 99.117 | bal_1P_1/0AA | 8101606 | no | no |  |  | no |  |  | 0 | 0 | 0 | 0
oh_line_8101606_200832022 |  | AD | node_8101606_200832024 | node_8101606_200832022 | 99.801 | bal_1P_1/0AA | 8101606 | no | no |  |  | no |  |  | 0 | 0 | 0 | 0
oh_line_8101606_200832024 |  | AD | node_8101606_200832010 | node_intto1_8101606_200832024 | 133.03 | bal_1P_4/0AL | 8101606 | no | no |  |  | no |  |  | 0 | 0 | 0 | 0
oh_line_8101606_200832025 |  | AD | node_8101606_200832024 | node_8101606_200832025 | 68.656 | bal_1P_1/0AC | 8101606 | no | no |  |  | no |  |  | 0 | 0 | 0 | 0
oh_line_8101606_200832026 |  | AD | node_8101606_200832025 | node_8101606_200832026 | 123.541 | bal_1P_1/0AC | 8101606 | no | no |  |  | no |  |  | 0 | 0 | 0 | 0
oh_line_8101606_200832027 |  | AD | node_8101606_200832026 | node_8101606_200832027 | 105.968 | bal_1P_1/0AC | 8101606 | no | no |  |  | no |  |  | 0 | 0 | 0 | 0
oh_line_8101606_200832028 |  | AD | node_8101606_200832027 | node_8101606_200832028 | 118.361 | bal_1P_1/0AC | 8101606 | no | no |  |  | no |  |  | 0 | 0 | 0 | 0
oh_line_8101606_200832030 |  | AD | node_8101606_200832028 | node_8101606_200832030 | 110.221 | bal_1P_1/0AC | 8101606 | no | no |  |  | no |  |  | 0 | 0 | 0 | 0
oh_line_8101606_200832031 |  | AD | node_8101606_200832030 | node_8101606_200832031 | 111.521 | bal_1P_1/0AC | 8101606 | no | no |  |  | no |  |  | 0 | 0 | 0 | 0
oh_line_8101606_200832033 |  | AD | node_8101606_200832031 | node_8101606_200832033 | 133.239 | bal_1P_1/0AC | 8101606 | no | no |  |  | no |  |  | 0 | 0 | 0 | 0
oh_line_8101606_200832036 |  | AD | node_8101606_200832033 | node_8101606_200832036 | 136.683 | bal_1P_1/0AC | 8101606 | no | no |  |  | no |  |  | 0 | 0 | 0 | 0
oh_line_8101606_200832038 |  | AD | node_8101606_200832036 | node_8101606_200832038 | 150.014 | bal_1P_1/0AC | 8101606 | no | no |  |  | no |  |  | 0 | 0 | 0 | 0
oh_line_8101606_200832039 |  | AD | node_8101606_200832038 | node_8101606_200832039 | 68.581 | bal_1P_1/0AC | 8101606 | no | no |  |  | no |  |  | 0 | 0 | 0 | 0
oh_line_8101606_200832040 |  | AD | node_8101606_200832039 | node_8101606_200832040 | 149.254 | bal_1P_1/0AC | 8101606 | no | no |  |  | no |  |  | 0 | 0 | 0 | 0
oh_line_8101606_200832041 |  | AD | node_8101606_200832040 | node_8101606_200832041 | 121.817 | bal_1P_1/0AC | 8101606 | no | no |  |  | no |  |  | 0 | 0 | 0 | 0
oh_line_8101606_200832042 |  | AD | node_8101606_200832041 | node_8101606_200832042 | 135.825 | bal_1P_1/0AC | 8101606 | no | no |  |  | no |  |  | 0 | 0 | 0 | 0
oh_line_8101606_200836142 |  | AN | node_8101606_200836151 | node_intto1_8101606_200836142 | 68.716 | bal_1P_DELTACUST | 8101606 | no | no |  |  | no |  |  | 0 | 0 | 0 | 0
oh_line_8101606_200836143 |  | AN | node_8101606_200836142 | node_8101606_200836143 | 227.015 | bal_1P_DELTACUST | 8101606 | no | no |  |  | no |  |  | 0 | 0 | 0 | 0
oh_line_8101606_200836144 |  | AN | node_8101606_200836143 | node_8101606_200836144 | 158.703 | bal_1P_DELTACUST | 8101606 | no | no |  |  | no |  |  | 0 | 0 | 0 | 0
oh_line_8101606_200836145 |  | AD | node_8101606_200832042 | node_8101606_200836145 | 219.49 | bal_1P_1/0AC | 8101606 | no | no |  |  | no |  |  | 0 | 0 | 0 | 0
oh_line_8101606_200836147 |  | AD | node_8101606_200836145 | node_8101606_200836147 | 172.248 | bal_1P_1/0AC | 8101606 | no | no |  |  | no |  |  | 0 | 0 | 0 | 0
oh_line_8101606_200836148 |  | AD | node_8101606_200836147 | node_8101606_200836148 | 173.966 | bal_1P_1/0AC | 8101606 | no | no |  |  | no |  |  | 0 | 0 | 0 | 0
oh_line_8101606_200836149 |  | AD | node_8101606_200836148 | node_8101606_200836149 | 201.684 | bal_1P_1/0AC | 8101606 | no | no |  |  | no |  |  | 0 | 0 | 0 | 0
oh_line_8101606_200836150 |  | AD | node_8101606_200836149 | node_8101606_200836150 | 139.36 | bal_1P_1/0AC | 8101606 | no | no |  |  | no |  |  | 0 | 0 | 0 | 0
oh_line_8101606_200836151 |  | AD | node_8101606_200836150 | node_8101606_200836151 | 203.374 | bal_1P_1/0AC | 8101606 | no | no |  |  | no |  |  | 0 | 0 | 0 | 0
oh_line_8101606_200836152-1 |  | AD | node_1403828_66_15299378_424 | node_8101606_200836152 | 11.102 | bal_1P_1/0AC | 8101606 | no | no |  |  | no |  |  | 0 | 0 | 0 | 0
oh_line_8101606_200836152-2 |  | AD | node_8101606_200836151 | node_1403828_66_15299378_424 | 157.114 | bal_1P_1/0AC | 8101606 | no | no |  |  | no |  |  | 0 | 0 | 0 | 0
oh_line_8101606_200836153 |  | AD | node_8101606_200836152 | node_8101606_200836153 | 188.719 | bal_1P_1/0AC | 8101606 | no | no |  |  | no |  |  | 0 | 0 | 0 | 0
oh_line_8101606_200836155 |  | AD | node_8101606_200836153 | node_8101606_200836155 | 111.699 | bal_1P_1/0AC | 8101606 | no | no |  |  | no |  |  | 0 | 0 | 0 | 0
oh_line_8101606_200836156 |  | AD | node_8101606_200836155 | node_8101606_200836156 | 122.085 | bal_1P_1/0AC | 8101606 | no | no |  |  | no |  |  | 0 | 0 | 0 | 0
oh_line_8101606_200836157 |  | AD | node_8101606_200836156 | node_8101606_200836157 | 110.366 | bal_1P_1/0AC | 8101606 | no | no |  |  | no |  |  | 0 | 0 | 0 | 0
oh_line_8101606_200836159 |  | AD | node_8101606_200979917 | node_intto1_8101606_200836159 | 158.178 | bal_1P_1/0AC | 8101606 | no | no |  |  | no |  |  | 0 | 0 | 0 | 0
oh_line_8101606_200836160 |  | AD | node_8101606_200836159 | node_8101606_200836160 | 148.376 | bal_1P_4CU | 8101606 | no | no |  |  | no |  |  | 0 | 0 | 0 | 0
oh_line_8101606_200836161 |  | AD | node_8101606_200836160 | node_8101606_200836161 | 220.41 | bal_1P_4CU | 8101606 | no | no |  |  | no |  |  | 0 | 0 | 0 | 0
oh_line_8101606_200836162 |  | AD | node_8101606_200836161 | node_8101606_200836162 | 213.796 | bal_1P_4CU | 8101606 | no | no |  |  | no |  |  | 0 | 0 | 0 | 0
oh_line_8101606_200836163 |  | AD | node_8101606_200836159 | node_8101606_200836163 | 190.392 | bal_1P_1/0AC | 8101606 | no | no |  |  | no |  |  | 0 | 0 | 0 | 0
oh_line_8101606_200836164 |  | AD | node_8101606_200836163 | node_8101606_200836164 | 189.883 | bal_1P_1/0AC | 8101606 | no | no |  |  | no |  |  | 0 | 0 | 0 | 0
oh_line_8101606_200836165 |  | AD | node_8101606_200836164 | node_8101606_200836165 | 193.42 | bal_1P_1/0AC | 8101606 | no | no |  |  | no |  |  | 0 | 0 | 0 | 0
oh_line_8101606_200836166 |  | AD | node_8101606_200836165 | node_8101606_200836166 | 213.855 | bal_1P_1/0AC | 8101606 | no | no |  |  | no |  |  | 0 | 0 | 0 | 0
oh_line_8101606_200836167 |  | AD | node_8101606_200836166 | node_8101606_200836167 | 202.527 | bal_1P_1/0AC | 8101606 | no | no |  |  | no |  |  | 0 | 0 | 0 | 0
oh_line_8101606_200836168 |  | AD | node_8101606_200836167 | node_8101606_200836168 | 186.928 | bal_1P_1/0AC | 8101606 | no | no |  |  | no |  |  | 0 | 0 | 0 | 0
oh_line_8101606_200836170 |  | AD | node_8101606_200977054 | node_8101606_200836170 | 168.616 | bal_1P_1/0AC | 8101606 | no | no |  |  | no |  |  | 0 | 0 | 0 | 0
oh_line_8101606_200836171 |  | AD | node_8101606_200836170 | node_8101606_200836171 | 58.926 | bal_1P_4CU | 8101606 | no | no |  |  | no |  |  | 0 | 0 | 0 | 0
oh_line_8101606_200836172 |  | AD | node_8101606_200836171 | node_8101606_200836172 | 215.746 | bal_1P_4CU | 8101606 | no | no |  |  | no |  |  | 0 | 0 | 0 | 0
oh_line_8101606_200836173 |  | AD | node_8101606_200836170 | node_8101606_200836173 | 78.268 | bal_1P_1/0AC | 8101606 | no | no |  |  | no |  |  | 0 | 0 | 0 | 0
oh_line_8101606_200836174 |  | AD | node_8101606_200836173 | node_8101606_200836174 | 241.015 | bal_1P_1/0AC | 8101606 | no | no |  |  | no |  |  | 0 | 0 | 0 | 0
oh_line_8101606_200836176 |  | AD | node_8101606_200836174 | node_8101606_200836176 | 200.175 | bal_1P_1/0AC | 8101606 | no | no |  |  | no |  |  | 0 | 0 | 0 | 0
oh_line_8101606_200836177 |  | AD | node_8101606_200836176 | node_8101606_200836177 | 201.004 | bal_1P_1/0AC | 8101606 | no | no |  |  | no |  |  | 0 | 0 | 0 | 0
oh_line_8101606_200836179 |  | AD | node_8101606_200836177 | node_8101606_200836179 | 24.355 | bal_1P_1/0AC | 8101606 | no | no |  |  | no |  |  | 0 | 0 | 0 | 0
oh_line_8101606_200836180 |  | AD | node_8101606_200836179 | node_8101606_200836180 | 290.453 | bal_1P_1/0AC | 8101606 | no | no |  |  | no |  |  | 0 | 0 | 0 | 0
oh_line_8101606_200836182 |  | AD | node_8101606_200836177 | node_8101606_200836182 | 179.003 | bal_1P_1/0AC | 8101606 | no | no |  |  | no |  |  | 0 | 0 | 0 | 0
oh_line_8101606_200836183 |  | AD | node_8101606_200836182 | node_8101606_200836183 | 227.477 | bal_1P_1/0AC | 8101606 | no | no |  |  | no |  |  | 0 | 0 | 0 | 0
oh_line_8101606_200836184 |  | AD | node_8101606_200836183 | node_8101606_200836184 | 275.78 | bal_1P_1/0AC | 8101606 | no | no |  |  | no |  |  | 0 | 0 | 0 | 0
oh_line_8101606_200836186 |  | AD | node_8101606_200836184 | node_8101606_200836186 | 265.357 | bal_1P_1/0AC | 8101606 | no | no |  |  | no |  |  | 0 | 0 | 0 | 0
oh_line_8101606_200836188 |  | AD | node_8101606_200836186 | node_8101606_200836188 | 205.891 | bal_1P_1/0AC | 8101606 | no | no |  |  | no |  |  | 0 | 0 | 0 | 0
oh_line_8101606_200836189 |  | AD | node_8101606_200836188 | node_intto1_8101606_200836189 | 408.645 | bal_1P_2AC | 8101606 | no | no |  |  | no |  |  | 0 | 0 | 0 | 0
oh_line_8101606_200836190 |  | AD | node_8101606_200836189 | node_8101606_200836190 | 487.68 | bal_1P_2AC | 8101606 | no | no |  |  | no |  |  | 0 | 0 | 0 | 0
oh_line_8101606_200836191 |  | AD | node_8101606_200836188 | node_intto1_8101606_200836191 | 259.955 | bal_1P_1/0AC | 8101606 | no | no |  |  | no |  |  | 0 | 0 | 0 | 0
oh_line_8101606_200836192 |  | AD | node_8101606_200836191 | node_8101606_200836192 | 208.37 | bal_1P_2AC | 8101606 | no | no |  |  | no |  |  | 0 | 0 | 0 | 0
oh_line_8101606_200836193 |  | AD | node_8101606_200836192 | node_8101606_200836193 | 239.105 | bal_1P_2AC | 8101606 | no | no |  |  | no |  |  | 0 | 0 | 0 | 0
oh_line_8101606_200836194 |  | AD | node_8101606_200836193 | node_8101606_200836194 | 108.963 | bal_1P_2AC | 8101606 | no | no |  |  | no |  |  | 0 | 0 | 0 | 0
oh_line_8101606_200836374 |  | AD | node_8101606_200836375 | node_8101606_200836374 | 124.446 | bal_1P_1/0AC | 8101606 | no | no |  |  | no |  |  | 0 | 0 | 0 | 0
oh_line_8101606_200836375 |  | AD | node_8101606_200836378 | node_8101606_200836375 | 149.798 | bal_1P_1/0AC | 8101606 | no | no |  |  | no |  |  | 0 | 0 | 0 | 0
oh_line_8101606_200836376 |  | AD | node_8101606_200836375 | node_8101606_200836376 | 55.548 | bal_1P_1/0AA | 8101606 | no | no |  |  | no |  |  | 0 | 0 | 0 | 0
oh_line_8101606_200836377 |  | AD | node_8101606_200836376 | node_8101606_200836377 | 148.747 | bal_1P_1/0AA | 8101606 | no | no |  |  | no |  |  | 0 | 0 | 0 | 0
oh_line_8101606_200836378 |  | AD | node_8101606_200836190 | node_8101606_200836378 | 480.658 | bal_1P_2AC | 8101606 | no | no |  |  | no |  |  | 0 | 0 | 0 | 0
oh_line_8101606_200836379 |  | AD | node_8101606_200836378 | node_8101606_200836379 | 138.9 | bal_1P_2AC | 8101606 | no | no |  |  | no |  |  | 0 | 0 | 0 | 0
oh_line_8101606_200836380 |  | AD | node_8101606_200836379 | node_8101606_200836380 | 132.783 | bal_1P_2AC | 8101606 | no | no |  |  | no |  |  | 0 | 0 | 0 | 0
oh_line_8101606_200836382 |  | AD | node_8101606_200836380 | node_intto1_8101606_200836382 | 215.839 | bal_1P_2AC | 8101606 | no | no |  |  | no |  |  | 0 | 0 | 0 | 0
oh_line_8101606_200836383 |  | AD | node_8101606_200836382 | node_8101606_200836383 | 262.325 | bal_1P_2AC | 8101606 | no | no |  |  | no |  |  | 0 | 0 | 0 | 0
oh_line_8101606_200836384 |  | AD | node_8101606_200836383 | node_8101606_200836384 | 342.658 | bal_1P_2AC | 8101606 | no | no |  |  | no |  |  | 0 | 0 | 0 | 0
oh_line_8101606_200836386 |  | AD | node_8101606_200836384 | node_8101606_200836386 | 361.697 | bal_1P_2AC | 8101606 | no | no |  |  | no |  |  | 0 | 0 | 0 | 0
oh_line_8101606_200836643 |  | AD | node_8101606_200979917 | node_8101606_200836643 | 189.954 | bal_1P_2AC | 8101606 | no | no |  |  | no |  |  | 0 | 0 | 0 | 0
oh_line_8101606_200836644 |  | AD | node_8101606_200836667 | node_8101606_200836644 | 225.462 | bal_1P_2AC | 8101606 | no | no |  |  | no |  |  | 0 | 0 | 0 | 0
oh_line_8101606_200836645 |  | AD | node_8101606_200836644 | node_8101606_200836645 | 260.118 | bal_1P_2AC | 8101606 | no | no |  |  | no |  |  | 0 | 0 | 0 | 0
oh_line_8101606_200836646 |  | AD | node_8101606_200836645 | node_8101606_200836646 | 117.25 | bal_1P_2AC | 8101606 | no | no |  |  | no |  |  | 0 | 0 | 0 | 0
oh_line_8101606_200836647 |  | AD | node_8101606_200836646 | node_8101606_200836647 | 131.182 | bal_1P_2AC | 8101606 | no | no |  |  | no |  |  | 0 | 0 | 0 | 0
oh_line_8101606_200836648 |  | AD | node_8101606_200836647 | node_8101606_200836648 | 264.332 | bal_1P_2AC | 8101606 | no | no |  |  | no |  |  | 0 | 0 | 0 | 0
oh_line_8101606_200836650 |  | AD | node_8101606_200836648 | node_8101606_200836650 | 260.593 | bal_1P_2AC | 8101606 | no | no |  |  | no |  |  | 0 | 0 | 0 | 0
oh_line_8101606_200836652 |  | AD | node_8101606_200836650 | node_8101606_200836652 | 136.824 | bal_1P_2AC | 8101606 | no | no |  |  | no |  |  | 0 | 0 | 0 | 0
oh_line_8101606_200836656 |  | AD | node_8101606_200836643 | node_intto1_8101606_200836656 | 200.84 | bal_1P_2AC | 8101606 | no | no |  |  | no |  |  | 0 | 0 | 0 | 0
oh_line_8101606_200836657 |  | AD | node_8101606_200836656 | node_8101606_200836657 | 285.721 | bal_1P_2AC | 8101606 | no | no |  |  | no |  |  | 0 | 0 | 0 | 0
oh_line_8101606_200836658 |  | AD | node_8101606_200836657 | node_8101606_200836658 | 258.512 | bal_1P_2AC | 8101606 | no | no |  |  | no |  |  | 0 | 0 | 0 | 0
oh_line_8101606_200836659 |  | AD | node_8101606_200836658 | node_8101606_200836659 | 232.11 | bal_1P_2AC | 8101606 | no | no |  |  | no |  |  | 0 | 0 | 0 | 0
oh_line_8101606_200836661 |  | AD | node_8101606_200836659 | node_8101606_200836661 | 76.085 | bal_1P_1/0AA | 8101606 | no | no |  |  | no |  |  | 0 | 0 | 0 | 0
oh_line_8101606_200836662 |  | AD | node_8101606_200836661 | node_8101606_200836662 | 146.212 | bal_1P_1/0AA | 8101606 | no | no |  |  | no |  |  | 0 | 0 | 0 | 0
oh_line_8101606_200836663 |  | AD | node_8101606_200836659 | node_8101606_200836663 | 201.012 | bal_1P_2AC | 8101606 | no | no |  |  | no |  |  | 0 | 0 | 0 | 0
oh_line_8101606_200836665 |  | AD | node_8101606_200836663 | node_8101606_200836665 | 317.405 | bal_1P_2AC | 8101606 | no | no |  |  | no |  |  | 0 | 0 | 0 | 0
oh_line_8101606_200836666 |  | AD | node_8101606_200836665 | node_8101606_200836666 | 202.457 | bal_1P_2AC | 8101606 | no | no |  |  | no |  |  | 0 | 0 | 0 | 0
oh_line_8101606_200836667 |  | AD | node_8101606_200836666 | node_8101606_200836667 | 198.791 | bal_1P_2AC | 8101606 | no | no |  |  | no |  |  | 0 | 0 | 0 | 0
oh_line_8101606_200917145 |  | ABCD | node_8101606_200809690 | node_8101606_200917145 | 74.669 | bal_3P_1/0AC | 8101606 | no | no |  |  | no |  |  | 0 | 0 | 0 | 0
oh_line_8101606_200955951 |  | AD | node_8101606_200809234 | node_8101606_200955951 | 76.222 | bal_1P_4CU | 8101606 | no | no |  |  | no |  |  | 0 | 0 | 0 | 0
oh_line_8101606_200976559 |  | AD | node_8101606_200808018 | node_8101606_200976559 | 105.601 | bal_1P_1/0AA | 8101606 | no | no |  |  | no |  |  | 0 | 0 | 0 | 0
oh_line_8101606_200976912 |  | AD | node_8101606_200808289 | node_8101606_200976912 | 99.152 | bal_1P_4CU | 8101606 | no | no |  |  | no |  |  | 0 | 0 | 0 | 0
oh_line_8101606_200976913 |  | AD | node_8101606_200976912 | node_8101606_200976913 | 112.275 | bal_1P_4CU | 8101606 | no | no |  |  | no |  |  | 0 | 0 | 0 | 0
oh_line_8101606_200977054 |  | AD | node_8101606_200836168 | node_8101606_200977054 | 189.601 | bal_1P_1/0AC | 8101606 | no | no |  |  | no |  |  | 0 | 0 | 0 | 0
oh_line_8101606_200979851 |  | AD | node_8101606_200808595 | node_8101606_200979851 | 77.603 | bal_1P_1/0AC | 8101606 | no | no |  |  | no |  |  | 0 | 0 | 0 | 0
oh_line_8101606_200979917 |  | AD | node_8101606_200836157 | node_8101606_200979917 | 147.054 | bal_1P_1/0AC | 8101606 | no | no |  |  | no |  |  | 0 | 0 | 0 | 0
oh_line_8101606_200980697 |  | AD | node_8101606_200808722 | node_8101606_200980697 | 111.608 | bal_1P_1/0AA | 8101606 | no | no |  |  | no |  |  | 0 | 0 | 0 | 0
oh_line_8101606_200982339 |  | ABCD | node_8101606_200809694 | node_8101606_200982339 | 90.926 | bal_3P_1/0AA | 8101606 | no | no |  |  | no |  |  | 0 | 0 | 0 | 0
oh_line_8101606_200989071 |  | ABCD | node_8101606_200808097 | node_8101606_200989071 | 117.521 | bal_3P_477AL | 8101606 | no | no |  |  | no |  |  | 0 | 0 | 0 | 0
oh_line_8101606_201017092 |  | ABCD | node_8101606_200809049 | node_8101606_201017092 | 102.381 | bal_3P_477AL | 8101606 | no | no |  |  | no |  |  | 0 | 0 | 0 | 0
oh_line_8101606_201017840 |  | AD | node_8101606_201017841 | node_8101606_201017840 | 197.491 | bal_1P_2AC | 8101606 | no | no |  |  | no |  |  | 0 | 0 | 0 | 0
oh_line_8101606_201017841 |  | AD | node_8101606_201017842 | node_8101606_201017841 | 247.927 | bal_1P_2AC | 8101606 | no | no |  |  | no |  |  | 0 | 0 | 0 | 0
oh_line_8101606_201017842 |  | AD | node_8101606_201017843 | node_8101606_201017842 | 296.965 | bal_1P_2AC | 8101606 | no | no |  |  | no |  |  | 0 | 0 | 0 | 0
oh_line_8101606_201017843 |  | AD | node_8101606_200836652 | node_8101606_201017843 | 140.893 | bal_1P_2AC | 8101606 | no | no |  |  | no |  |  | 0 | 0 | 0 | 0
oh_line_8101606_201020596 |  | AD | node_8101606_201017840 | node_8101606_201020596 | 425.395 | bal_1P_2AC | 8101606 | no | no |  |  | no |  |  | 0 | 0 | 0 | 0
oh_line_8101606_201021266 |  | AD | node_8101606_200808259 | node_8101606_201021266 | 113.863 | bal_1P_4CU | 8101606 | no | no |  |  | no |  |  | 0 | 0 | 0 | 0
oh_line_8101606_201022771 |  | AD | node_8101606_200808182 | node_8101606_201022771 | 141.296 | bal_1P_1/0AC | 8101606 | no | no |  |  | no |  |  | 0 | 0 | 0 | 0
oh_line_8101606_201024069 |  | AD | node_8101606_200808717 | node_intto1_8101606_201024069 | 211.096 | bal_1P_1/0AC | 8101606 | no | no |  |  | no |  |  | 0 | 0 | 0 | 0
oh_line_8101606_201068153 |  | AD | node_8101606_200836386 | node_8101606_201068153 | 145.858 | bal_1P_1/0AA | 8101606 | no | no |  |  | no |  |  | 0 | 0 | 0 | 0
oh_line_TAP_OH_891736 |  | ABCN | node_8101606_200807897 | node_1402652_232_15296158_672 | 0.033 | unb_TAPWIRE_OH | 8101606 | no | no |  |  | no |  |  | 0 | 0 | 0 | 0
oh_line_TAP_OH_891737 |  | ABCN | node_8101606_200807898 | node_1402594_379_15296338_122 | 0.033 | unb_TAPWIRE_OH | 8101606 | no | no |  |  | no |  |  | 0 | 0 | 0 | 0
oh_line_TAP_OH_891738 |  | ABCN | node_8101606_200807907 | node_1402505_588_15297303_833 | 0.033 | unb_TAPWIRE_OH | 8101606 | no | no |  |  | no |  |  | 0 | 0 | 0 | 0
oh_line_TAP_OH_891741 |  | AN | node_8101606_200807915 | node_1402449_116_15297930_809 | 0.033 | unb_TAPWIRE_OH | 8101606 | no | no |  |  | no |  |  | 0 | 0 | 0 | 0
oh_line_TAP_OH_891745 |  | ABCN | node_8101606_200807929 | node_1402354_268_15295518_302 | 0.033 | unb_TAPWIRE_OH | 8101606 | no | no |  |  | no |  |  | 0 | 0 | 0 | 0
oh_line_TAP_OH_891752 |  | AN | node_8101606_200807962 | node_1401490_969_15295490_833 | 0.033 | unb_TAPWIRE_OH | 8101606 | no | no |  |  | no |  |  | 0 | 0 | 0 | 0
oh_line_TAP_OH_891753 |  | AN | node_8101606_200807964 | node_1401469_197_15295665_386 | 0.033 | unb_TAPWIRE_OH | 8101606 | no | no |  |  | no |  |  | 0 | 0 | 0 | 0
oh_line_TAP_OH_891754 |  | ABCN | node_8101606_200807967 | node_1401444_36_15295882_761 | 0.033 | unb_TAPWIRE_OH | 8101606 | no | no |  |  | no |  |  | 0 | 0 | 0 | 0
oh_line_TAP_OH_891755 |  | ABCN | node_8101606_200807973 | node_1401406_239_15296454_282 | 0.033 | unb_TAPWIRE_OH | 8101606 | no | no |  |  | no |  |  | 0 | 0 | 0 | 0
oh_line_TAP_OH_891756 |  | ABCN | node_8101606_200807977 | node_1401299_032_15296907_837 | 0.033 | unb_TAPWIRE_OH | 8101606 | no | no |  |  | no |  |  | 0 | 0 | 0 | 0
oh_line_TAP_OH_891757 |  | ABCN | node_8101606_200807983 | node_1401292_776_15297489_992 | 0.033 | unb_TAPWIRE_OH | 8101606 | no | no |  |  | no |  |  | 0 | 0 | 0 | 0
oh_line_TAP_OH_891758 |  | ABCN | node_8101606_200807985 | node_1401276_192_15297766_714 | 0.033 | unb_TAPWIRE_OH | 8101606 | no | no |  |  | no |  |  | 0 | 0 | 0 | 0
oh_line_TAP_OH_891759 |  | ABCN | node_8101606_200807988 | node_1401221_579_15298292_299 | 0.033 | unb_TAPWIRE_OH | 8101606 | no | no |  |  | no |  |  | 0 | 0 | 0 | 0
oh_line_TAP_OH_891761 |  | AN | node_8101606_200807996 | node_1401221_034_15294477_287 | 0.033 | unb_TAPWIRE_OH | 8101606 | no | no |  |  | no |  |  | 0 | 0 | 0 | 0
oh_line_TAP_OH_891762 |  | ABCN | node_8101606_200807998 | node_1401091_925_15295486_34 | 0.033 | unb_TAPWIRE_OH | 8101606 | no | no |  |  | no |  |  | 0 | 0 | 0 | 0
oh_line_TAP_OH_891763 |  | AN | node_8101606_200808003 | node_1401047_024_15296140_564 | 0.033 | unb_TAPWIRE_OH | 8101606 | no | no |  |  | no |  |  | 0 | 0 | 0 | 0
oh_line_TAP_OH_891764 |  | AN | node_8101606_200808008 | node_1401019_678_15296548_451 | 0.033 | unb_TAPWIRE_OH | 8101606 | no | no |  |  | no |  |  | 0 | 0 | 0 | 0
oh_line_TAP_OH_891765 |  | AN | node_8101606_200808015 | node_1400949_931_15297252_426 | 0.033 | unb_TAPWIRE_OH | 8101606 | no | no |  |  | no |  |  | 0 | 0 | 0 | 0
oh_line_TAP_OH_891766 |  | AN | node_8101606_200808018 | node_1401171_683_15294681_36 | 0.033 | unb_TAPWIRE_OH | 8101606 | no | no |  |  | no |  |  | 0 | 0 | 0 | 0
oh_line_TAP_OH_891767 |  | AN | node_8101606_200808021 | node_1400903_376_15297692_457 | 0.033 | unb_TAPWIRE_OH | 8101606 | no | no |  |  | no |  |  | 0 | 0 | 0 | 0
oh_line_TAP_OH_891768 |  | AN | node_8101606_200808028 | node_1400817_991_15298542_34 | 0.033 | unb_TAPWIRE_OH | 8101606 | no | no |  |  | no |  |  | 0 | 0 | 0 | 0
oh_line_TAP_OH_891769 |  | AN | node_8101606_200808034 | node_1401132_254_15295082_532 | 0.033 | unb_TAPWIRE_OH | 8101606 | no | no |  |  | no |  |  | 0 | 0 | 0 | 0
oh_line_TAP_OH_891770 |  | ABCN | node_8101606_200808038 | node_1400842_561_15295316_23 | 0.033 | unb_TAPWIRE_OH | 8101606 | no | no |  |  | no |  |  | 0 | 0 | 0 | 0
oh_line_TAP_OH_891772 |  | AN | node_8101606_200808051 | node_1400722_387_15296472_711 | 0.033 | unb_TAPWIRE_OH | 8101606 | no | no |  |  | no |  |  | 0 | 0 | 0 | 0
oh_line_TAP_OH_891773 |  | ABCN | node_8101606_200808062 | node_1400659_399_15297492_913 | 0.033 | unb_TAPWIRE_OH | 8101606 | no | no |  |  | no |  |  | 0 | 0 | 0 | 0
oh_line_TAP_OH_891775 |  | AN | node_8101606_200808084 | node_1404202_606_15295083_056 | 0.033 | unb_TAPWIRE_OH | 8101606 | no | no |  |  | no |  |  | 0 | 0 | 0 | 0
oh_line_TAP_OH_891776 |  | ABCN | node_8101606_200808097 | node_1403661_465_15294742_165 | 0.033 | unb_TAPWIRE_OH | 8101606 | no | no |  |  | no |  |  | 0 | 0 | 0 | 0
oh_line_TAP_OH_891777 |  | ABCN | node_8101606_200808106 | node_1403581_928_15295677_721 | 0.033 | unb_TAPWIRE_OH | 8101606 | no | no |  |  | no |  |  | 0 | 0 | 0 | 0
oh_line_TAP_OH_891778 |  | AN | node_8101606_200808113 | node_1403306_968_15295646_818 | 0.033 | unb_TAPWIRE_OH | 8101606 | no | no |  |  | no |  |  | 0 | 0 | 0 | 0
oh_line_TAP_OH_891779 |  | AN | node_8101606_200808120 | node_1403044_238_15295460_803 | 0.033 | unb_TAPWIRE_OH | 8101606 | no | no |  |  | no |  |  | 0 | 0 | 0 | 0
oh_line_TAP_OH_891781 |  | ABCN | node_8101606_200808126 | node_1403437_01_15294670_327 | 0.033 | unb_TAPWIRE_OH | 8101606 | no | no |  |  | no |  |  | 0 | 0 | 0 | 0
oh_line_TAP_OH_891782 |  | AN | node_8101606_200808130 | node_1403957_937_15294647_655 | 0.033 | unb_TAPWIRE_OH | 8101606 | no | no |  |  | no |  |  | 0 | 0 | 0 | 0
oh_line_TAP_OH_891783 |  | AN | node_8101606_200808132 | node_1404173_07_15294638_682 | 0.033 | unb_TAPWIRE_OH | 8101606 | no | no |  |  | no |  |  | 0 | 0 | 0 | 0
oh_line_TAP_OH_891784 |  | AN | node_8101606_200808136 | node_1403342_841_15296212_629 | 0.033 | unb_TAPWIRE_OH | 8101606 | no | no |  |  | no |  |  | 0 | 0 | 0 | 0
oh_line_TAP_OH_891785 |  | AN | node_8101606_200808139 | node_1403331_139_15296484_464 | 0.033 | unb_TAPWIRE_OH | 8101606 | no | no |  |  | no |  |  | 0 | 0 | 0 | 0
oh_line_TAP_OH_891786 |  | AN | node_8101606_200808146 | node_1403293_585_15296858_425 | 0.033 | unb_TAPWIRE_OH | 8101606 | no | no |  |  | no |  |  | 0 | 0 | 0 | 0
oh_line_TAP_OH_891787 |  | AN | node_8101606_200808151 | node_1403193_562_15297628_502 | 0.033 | unb_TAPWIRE_OH | 8101606 | no | no |  |  | no |  |  | 0 | 0 | 0 | 0
oh_line_TAP_OH_891788 |  | ABCN | node_8101606_200808155 | node_1402094_153_15296116_969 | 0.033 | unb_TAPWIRE_OH | 8101606 | no | no |  |  | no |  |  | 0 | 0 | 0 | 0
oh_line_TAP_OH_891789 |  | ABCN | node_8101606_200808157 | node_1401991_935_15296444_764 | 0.033 | unb_TAPWIRE_OH | 8101606 | no | no |  |  | no |  |  | 0 | 0 | 0 | 0
oh_line_TAP_OH_891791 |  | AN | node_8101606_200808162 | node_1402676_849_15297262_379 | 0.033 | unb_TAPWIRE_OH | 8101606 | no | no |  |  | no |  |  | 0 | 0 | 0 | 0
oh_line_TAP_OH_891792 |  | AN | node_8101606_200808167 | node_1402420_857_15297247_238 | 0.033 | unb_TAPWIRE_OH | 8101606 | no | no |  |  | no |  |  | 0 | 0 | 0 | 0
oh_line_TAP_OH_891793 |  | AN | node_8101606_200808175 | node_1402774_396_15297678_439 | 0.033 | unb_TAPWIRE_OH | 8101606 | no | no |  |  | no |  |  | 0 | 0 | 0 | 0
oh_line_TAP_OH_891794 |  | ABCN | node_8101606_200808191 | node_1401902_406_15298052_892 | 0.033 | unb_TAPWIRE_OH | 8101606 | no | no |  |  | no |  |  | 0 | 0 | 0 | 0
oh_line_TAP_OH_891796 |  | AN | node_8101606_200808201 | node_1401679_432_15297158_342 | 0.033 | unb_TAPWIRE_OH | 8101606 | no | no |  |  | no |  |  | 0 | 0 | 0 | 0
oh_line_TAP_OH_891797 |  | AN | node_8101606_200808210 | node_1401515_241_15296594_656 | 0.033 | unb_TAPWIRE_OH | 8101606 | no | no |  |  | no |  |  | 0 | 0 | 0 | 0
oh_line_TAP_OH_891798 |  | AN | node_8101606_200808227 | node_1403727_141_15295197_935 | 0.033 | unb_TAPWIRE_OH | 8101606 | no | no |  |  | no |  |  | 0 | 0 | 0 | 0
oh_line_TAP_OH_891799 |  | AN | node_8101606_200808231 | node_1404188_375_15295267_579 | 0.033 | unb_TAPWIRE_OH | 8101606 | no | no |  |  | no |  |  | 0 | 0 | 0 | 0
oh_line_TAP_OH_891800 |  | AN | node_8101606_200808236 | node_1403051_028_15295130_01 | 0.033 | unb_TAPWIRE_OH | 8101606 | no | no |  |  | no |  |  | 0 | 0 | 0 | 0
oh_line_TAP_OH_891801 |  | AN | node_8101606_200808239 | node_1403327_884_15295161_895 | 0.033 | unb_TAPWIRE_OH | 8101606 | no | no |  |  | no |  |  | 0 | 0 | 0 | 0
oh_line_TAP_OH_891802 |  | AN | node_8101606_200808245 | node_1404122_236_15294894_971 | 0.033 | unb_TAPWIRE_OH | 8101606 | no | no |  |  | no |  |  | 0 | 0 | 0 | 0
oh_line_TAP_OH_891803 |  | AN | node_8101606_200808251 | node_1404686_617_15294880_406 | 0.033 | unb_TAPWIRE_OH | 8101606 | no | no |  |  | no |  |  | 0 | 0 | 0 | 0
oh_line_TAP_OH_891804 |  | AN | node_8101606_200808255 | node_1403005_102_15294934_494 | 0.033 | unb_TAPWIRE_OH | 8101606 | no | no |  |  | no |  |  | 0 | 0 | 0 | 0
oh_line_TAP_OH_891805 |  | AN | node_8101606_200808257 | node_1403259_272_15294927_161 | 0.033 | unb_TAPWIRE_OH | 8101606 | no | no |  |  | no |  |  | 0 | 0 | 0 | 0
oh_line_TAP_OH_891806 |  | AN | node_8101606_200808262 | node_1403854_606_15294893_343 | 0.033 | unb_TAPWIRE_OH | 8101606 | no | no |  |  | no |  |  | 0 | 0 | 0 | 0
oh_line_TAP_OH_891808 |  | AN | node_8101606_200808273 | node_1400519_757_15294987_696 | 0.033 | unb_TAPWIRE_OH | 8101606 | no | no |  |  | no |  |  | 0 | 0 | 0 | 0
oh_line_TAP_OH_891809 |  | AN | node_8101606_200808279 | node_1400405_497_15295458_306 | 0.033 | unb_TAPWIRE_OH | 8101606 | no | no |  |  | no |  |  | 0 | 0 | 0 | 0
oh_line_TAP_OH_891810 |  | AN | node_8101606_200808292 | node_1400386_357_15295060_365 | 0.033 | unb_TAPWIRE_OH | 8101606 | no | no |  |  | no |  |  | 0 | 0 | 0 | 0
oh_line_TAP_OH_891812 |  | AN | node_8101606_200808304 | node_1399974_814_15296221_079 | 0.033 | unb_TAPWIRE_OH | 8101606 | no | no |  |  | no |  |  | 0 | 0 | 0 | 0
oh_line_TAP_OH_891820 |  | AN | node_8101606_200808345 | node_1400019_077_15295058_231 | 0.033 | unb_TAPWIRE_OH | 8101606 | no | no |  |  | no |  |  | 0 | 0 | 0 | 0
oh_line_TAP_OH_891822 |  | AN | node_8101606_200808355 | node_1399610_234_15295910_491 | 0.033 | unb_TAPWIRE_OH | 8101606 | no | no |  |  | no |  |  | 0 | 0 | 0 | 0
oh_line_TAP_OH_891823 |  | AN | node_8101606_200808356 | node_1399653_488_15296058_958 | 0.033 | unb_TAPWIRE_OH | 8101606 | no | no |  |  | no |  |  | 0 | 0 | 0 | 0
oh_line_TAP_OH_891829 |  | AN | node_8101606_200808383 | node_1399684_396_15295253_174 | 0.033 | unb_TAPWIRE_OH | 8101606 | no | no |  |  | no |  |  | 0 | 0 | 0 | 0
oh_line_TAP_OH_891846 |  | ABCN | node_8101606_200808460 | node_1399019_66_15295715_782 | 0.033 | unb_TAPWIRE_OH | 8101606 | no | no |  |  | no |  |  | 0 | 0 | 0 | 0
oh_line_TAP_OH_891875 |  | ABCN | node_8101606_200808557 | node_1400585_572_15295980_466 | 0.033 | unb_TAPWIRE_OH | 8101606 | no | no |  |  | no |  |  | 0 | 0 | 0 | 0
oh_line_TAP_OH_891876 |  | ABCN | node_8101606_200808560 | node_1400554_61_15296404_434 | 0.033 | unb_TAPWIRE_OH | 8101606 | no | no |  |  | no |  |  | 0 | 0 | 0 | 0
oh_line_TAP_OH_891877 |  | ABCN | node_8101606_200808563 | node_1400529_775_15296707_475 | 0.033 | unb_TAPWIRE_OH | 8101606 | no | no |  |  | no |  |  | 0 | 0 | 0 | 0
oh_line_TAP_OH_891879 |  | AN | node_8101606_200808575 | node_1400226_319_15295838_218 | 0.033 | unb_TAPWIRE_OH | 8101606 | no | no |  |  | no |  |  | 0 | 0 | 0 | 0
oh_line_TAP_OH_891880 |  | AN | node_8101606_200808582 | node_1400484_524_15297096_263 | 0.033 | unb_TAPWIRE_OH | 8101606 | no | no |  |  | no |  |  | 0 | 0 | 0 | 0
oh_line_TAP_OH_891881 |  | ABCN | node_8101606_200808595 | node_1403551_623_15295943_676 | 0.033 | unb_TAPWIRE_OH | 8101606 | no | no |  |  | no |  |  | 0 | 0 | 0 | 0
oh_line_TAP_OH_891882 |  | AN | node_8101606_200808600 | node_1405243_906_15296114_223 | 0.033 | unb_TAPWIRE_OH | 8101606 | no | no |  |  | no |  |  | 0 | 0 | 0 | 0
oh_line_TAP_OH_891888 |  | ABCN | node_8101606_200808641 | node_1398498_998_15295465_68 | 0.033 | unb_TAPWIRE_OH | 8101606 | no | no |  |  | no |  |  | 0 | 0 | 0 | 0
oh_line_TAP_OH_891893 |  | ABCN | node_8101606_200808672 | node_1400677_092_15295633_492 | 0.033 | unb_TAPWIRE_OH | 8101606 | no | no |  |  | no |  |  | 0 | 0 | 0 | 0
oh_line_TAP_OH_891894 |  | ABCN | node_8101606_200808686 | node_1401503_961_15295716_89 | 0.033 | unb_TAPWIRE_OH | 8101606 | no | no |  |  | no |  |  | 0 | 0 | 0 | 0
oh_line_TAP_OH_891895 |  | ABCN | node_8101606_200808697 | node_1402214_881_15295791_97 | 0.033 | unb_TAPWIRE_OH | 8101606 | no | no |  |  | no |  |  | 0 | 0 | 0 | 0
oh_line_TAP_OH_891896 |  | ABCN | node_8101606_200808701 | node_1402520_705_15295820_155 | 0.033 | unb_TAPWIRE_OH | 8101606 | no | no |  |  | no |  |  | 0 | 0 | 0 | 0
oh_line_TAP_OH_891897 |  | ABCN | node_8101606_200808707 | node_1402967_177_15295881_073 | 0.033 | unb_TAPWIRE_OH | 8101606 | no | no |  |  | no |  |  | 0 | 0 | 0 | 0
oh_line_TAP_OH_891899 |  | AN | node_8101606_200808717 | node_1404083_884_15296019_041 | 0.033 | unb_TAPWIRE_OH | 8101606 | no | no |  |  | no |  |  | 0 | 0 | 0 | 0
oh_line_TAP_OH_891900 |  | AN | node_8101606_200808722 | node_1404556_789_15296018_217 | 0.033 | unb_TAPWIRE_OH | 8101606 | no | no |  |  | no |  |  | 0 | 0 | 0 | 0
oh_line_TAP_OH_891980 |  | ABCN | node_8101606_200809146 | node_1400693_254_15296987_288 | 0.033 | unb_TAPWIRE_OH | 8101606 | no | no |  |  | no |  |  | 0 | 0 | 0 | 0
oh_line_TAP_OH_892089 |  | ABCN | node_8101606_200809688 | node_1402652_55_15296889_561 | 0.033 | unb_TAPWIRE_OH | 8101606 | no | no |  |  | no |  |  | 0 | 0 | 0 | 0
oh_line_TAP_OH_892957 |  | AN | node_8101606_200815188 | node_1404404_295_15295928_053 | 0.033 | unb_TAPWIRE_OH | 8101606 | no | no |  |  | no |  |  | 0 | 0 | 0 | 0
oh_line_TAP_OH_892958 |  | AN | node_8101606_200815190 | node_1404312_355_15295677_511 | 0.033 | unb_TAPWIRE_OH | 8101606 | no | no |  |  | no |  |  | 0 | 0 | 0 | 0
oh_line_TAP_OH_892964 |  | ABCN | node_8101606_200815224 | node_1401600_641_15298328_771 | 0.033 | unb_TAPWIRE_OH | 8101606 | no | no |  |  | no |  |  | 0 | 0 | 0 | 0
oh_line_TAP_OH_892965 |  | AN | node_8101606_200815230 | node_1403013_421_15297970_486 | 0.033 | unb_TAPWIRE_OH | 8101606 | no | no |  |  | no |  |  | 0 | 0 | 0 | 0
oh_line_TAP_OH_893037 |  | AN | node_8101606_200815557 | node_1402854_347_15296124_61 | 0.033 | unb_TAPWIRE_OH | 8101606 | no | no |  |  | no |  |  | 0 | 0 | 0 | 0
oh_line_TAP_OH_897912 |  | AN | node_8101606_200832019 | node_1400869_456_15299015_709 | 0.033 | unb_TAPWIRE_OH | 8101606 | no | no |  |  | no |  |  | 0 | 0 | 0 | 0
oh_line_TAP_OH_897913 |  | AN | node_8101606_200832024 | node_1401200_509_15298797_494 | 0.033 | unb_TAPWIRE_OH | 8101606 | no | no |  |  | no |  |  | 0 | 0 | 0 | 0
oh_line_TAP_OH_897914 |  | AN | node_8101606_200832028 | node_1401595_096_15298681_496 | 0.033 | unb_TAPWIRE_OH | 8101606 | no | no |  |  | no |  |  | 0 | 0 | 0 | 0
oh_line_TAP_OH_897915 |  | AN | node_8101606_200832033 | node_1401923_251_15298708_974 | 0.033 | unb_TAPWIRE_OH | 8101606 | no | no |  |  | no |  |  | 0 | 0 | 0 | 0
oh_line_TAP_OH_897916 |  | AN | node_8101606_200832042 | node_1402606_375_15299007_977 | 0.033 | unb_TAPWIRE_OH | 8101606 | no | no |  |  | no |  |  | 0 | 0 | 0 | 0
oh_line_TAP_OH_899097 |  | AN | node_8101606_200836144 | node_1403608_256_15299807_175 | 0.033 | unb_TAPWIRE_OH | 8101606 | no | no |  |  | no |  |  | 0 | 0 | 0 | 0
oh_line_TAP_OH_899098 |  | AN | node_8101606_200836150 | node_1403471_137_15299291_763 | 0.033 | unb_TAPWIRE_OH | 8101606 | no | no |  |  | no |  |  | 0 | 0 | 0 | 0
oh_line_TAP_OH_899099 |  | AN | node_8101606_200836156 | node_1404217_212_15299568_931 | 0.033 | unb_TAPWIRE_OH | 8101606 | no | no |  |  | no |  |  | 0 | 0 | 0 | 0
oh_line_TAP_OH_899100 |  | AN | node_8101606_200836160 | node_1404632_726_15299437_117 | 0.033 | unb_TAPWIRE_OH | 8101606 | no | no |  |  | no |  |  | 0 | 0 | 0 | 0
oh_line_TAP_OH_899101 |  | AN | node_8101606_200836162 | node_1404444_634_15299023_557 | 0.033 | unb_TAPWIRE_OH | 8101606 | no | no |  |  | no |  |  | 0 | 0 | 0 | 0
oh_line_TAP_OH_899102 |  | AN | node_8101606_200836163 | node_1404813_806_15299503_681 | 0.033 | unb_TAPWIRE_OH | 8101606 | no | no |  |  | no |  |  | 0 | 0 | 0 | 0
oh_line_TAP_OH_899103 |  | AN | node_8101606_200836165 | node_1405156_22_15299644_357 | 0.033 | unb_TAPWIRE_OH | 8101606 | no | no |  |  | no |  |  | 0 | 0 | 0 | 0
oh_line_TAP_OH_899104 |  | AN | node_8101606_200836167 | node_1405499_01_15299863_328 | 0.033 | unb_TAPWIRE_OH | 8101606 | no | no |  |  | no |  |  | 0 | 0 | 0 | 0
oh_line_TAP_OH_899105 |  | AN | node_8101606_200836168 | node_1405656_696_15299974_088 | 0.033 | unb_TAPWIRE_OH | 8101606 | no | no |  |  | no |  |  | 0 | 0 | 0 | 0
oh_line_TAP_OH_899106 |  | AN | node_8101606_200836172 | node_1405967_475_15300401_033 | 0.033 | unb_TAPWIRE_OH | 8101606 | no | no |  |  | no |  |  | 0 | 0 | 0 | 0
oh_line_TAP_OH_899107 |  | AN | node_8101606_200836173 | node_1406074_707_15300172_169 | 0.033 | unb_TAPWIRE_OH | 8101606 | no | no |  |  | no |  |  | 0 | 0 | 0 | 0
oh_line_TAP_OH_899108 |  | AN | node_8101606_200836174 | node_1406263_017_15300290_238 | 0.033 | unb_TAPWIRE_OH | 8101606 | no | no |  |  | no |  |  | 0 | 0 | 0 | 0
oh_line_TAP_OH_899109 |  | AN | node_8101606_200836180 | node_1406645_835_15300605_903 | 0.033 | unb_TAPWIRE_OH | 8101606 | no | no |  |  | no |  |  | 0 | 0 | 0 | 0
oh_line_TAP_OH_899110 |  | AN | node_8101606_200836182 | node_1406852_934_15300264_287 | 0.033 | unb_TAPWIRE_OH | 8101606 | no | no |  |  | no |  |  | 0 | 0 | 0 | 0
oh_line_TAP_OH_899111 |  | AN | node_8101606_200836183 | node_1407083_155_15300221_893 | 0.033 | unb_TAPWIRE_OH | 8101606 | no | no |  |  | no |  |  | 0 | 0 | 0 | 0
oh_line_TAP_OH_899112 |  | AN | node_8101606_200836184 | node_1407364_985_15300269_773 | 0.033 | unb_TAPWIRE_OH | 8101606 | no | no |  |  | no |  |  | 0 | 0 | 0 | 0
oh_line_TAP_OH_899113 |  | AN | node_8101606_200836186 | node_1407628_729_15300266_625 | 0.033 | unb_TAPWIRE_OH | 8101606 | no | no |  |  | no |  |  | 0 | 0 | 0 | 0
oh_line_TAP_OH_899114 |  | AN | node_8101606_200836188 | node_1407826_347_15300267_484 | 0.033 | unb_TAPWIRE_OH | 8101606 | no | no |  |  | no |  |  | 0 | 0 | 0 | 0
oh_line_TAP_OH_899115 |  | AN | node_8101606_200836191 | node_1408085_413_15300193_19 | 0.033 | unb_TAPWIRE_OH | 8101606 | no | no |  |  | no |  |  | 0 | 0 | 0 | 0
oh_line_TAP_OH_899116 |  | AN | node_8101606_200836194 | node_1408669_321_15300216_967 | 0.033 | unb_TAPWIRE_OH | 8101606 | no | no |  |  | no |  |  | 0 | 0 | 0 | 0
oh_line_TAP_OH_899187 |  | AN | node_8101606_200836374 | node_1408152_556_15298883_77 | 0.033 | unb_TAPWIRE_OH | 8101606 | no | no |  |  | no |  |  | 0 | 0 | 0 | 0
oh_line_TAP_OH_899188 |  | AN | node_8101606_200836377 | node_1407989_122_15299113_712 | 0.033 | unb_TAPWIRE_OH | 8101606 | no | no |  |  | no |  |  | 0 | 0 | 0 | 0
oh_line_TAP_OH_899189 |  | AN | node_8101606_200836380 | node_1407551_928_15298808_243 | 0.033 | unb_TAPWIRE_OH | 8101606 | no | no |  |  | no |  |  | 0 | 0 | 0 | 0
oh_line_TAP_OH_899190 |  | AN | node_8101606_200836382 | node_1407358_99_15298801_008 | 0.033 | unb_TAPWIRE_OH | 8101606 | no | no |  |  | no |  |  | 0 | 0 | 0 | 0
oh_line_TAP_OH_899191 |  | AN | node_8101606_200836383 | node_1407092_135_15298772_57 | 0.033 | unb_TAPWIRE_OH | 8101606 | no | no |  |  | no |  |  | 0 | 0 | 0 | 0
oh_line_TAP_OH_899192 |  | AN | node_8101606_200836384 | node_1406776_585_15298751_566 | 0.033 | unb_TAPWIRE_OH | 8101606 | no | no |  |  | no |  |  | 0 | 0 | 0 | 0
oh_line_TAP_OH_899193 |  | AN | node_8101606_200836386 | node_1406372_286_15298726_244 | 0.033 | unb_TAPWIRE_OH | 8101606 | no | no |  |  | no |  |  | 0 | 0 | 0 | 0
oh_line_TAP_OH_899289 |  | AN | node_8101606_200836644 | node_1404762_762_15301792_696 | 0.033 | unb_TAPWIRE_OH | 8101606 | no | no |  |  | no |  |  | 0 | 0 | 0 | 0
oh_line_TAP_OH_899290 |  | AN | node_8101606_200836646 | node_1405094_49_15302010_717 | 0.033 | unb_TAPWIRE_OH | 8101606 | no | no |  |  | no |  |  | 0 | 0 | 0 | 0
oh_line_TAP_OH_899291 |  | AN | node_8101606_200836648 | node_1405460_999_15302142_265 | 0.033 | unb_TAPWIRE_OH | 8101606 | no | no |  |  | no |  |  | 0 | 0 | 0 | 0
oh_line_TAP_OH_899292 |  | AN | node_8101606_200836650 | node_1405700_323_15302240_785 | 0.033 | unb_TAPWIRE_OH | 8101606 | no | no |  |  | no |  |  | 0 | 0 | 0 | 0
oh_line_TAP_OH_899293 |  | AN | node_8101606_200836656 | node_1404424_993_15299991_137 | 0.033 | unb_TAPWIRE_OH | 8101606 | no | no |  |  | no |  |  | 0 | 0 | 0 | 0
oh_line_TAP_OH_899294 |  | AN | node_8101606_200836657 | node_1404470_176_15300285_983 | 0.033 | unb_TAPWIRE_OH | 8101606 | no | no |  |  | no |  |  | 0 | 0 | 0 | 0
oh_line_TAP_OH_899295 |  | AN | node_8101606_200836659 | node_1404415_815_15300800_21 | 0.033 | unb_TAPWIRE_OH | 8101606 | no | no |  |  | no |  |  | 0 | 0 | 0 | 0
oh_line_TAP_OH_899296 |  | AN | node_8101606_200836662 | node_1404269_875_15300591_836 | 0.033 | unb_TAPWIRE_OH | 8101606 | no | no |  |  | no |  |  | 0 | 0 | 0 | 0
oh_line_TAP_OH_899297 |  | AN | node_8101606_200836663 | node_1404404_499_15300988_293 | 0.033 | unb_TAPWIRE_OH | 8101606 | no | no |  |  | no |  |  | 0 | 0 | 0 | 0
oh_line_TAP_OH_899298 |  | AN | node_8101606_200836667 | node_1404627_84_15301601_125 | 0.033 | unb_TAPWIRE_OH | 8101606 | no | no |  |  | no |  |  | 0 | 0 | 0 | 0
oh_line_TAP_OH_925304 |  | AN | node_8101606_200977054 | node_1405817_979_15300063_717 | 0.033 | unb_TAPWIRE_OH | 8101606 | no | no |  |  | no |  |  | 0 | 0 | 0 | 0
oh_line_TAP_OH_926389 |  | ABCN | node_8101606_200982339 | node_1402363_195_15296890_473 | 0.033 | unb_TAPWIRE_OH | 8101606 | no | no |  |  | no |  |  | 0 | 0 | 0 | 0
oh_line_TAP_OH_930297 |  | AN | node_8101606_201017840 | node_1406528_65_15302824_176 | 0.033 | unb_TAPWIRE_OH | 8101606 | no | no |  |  | no |  |  | 0 | 0 | 0 | 0
oh_line_TAP_OH_930298 |  | AN | node_8101606_201017842 | node_1406146_509_15302612_866 | 0.033 | unb_TAPWIRE_OH | 8101606 | no | no |  |  | no |  |  | 0 | 0 | 0 | 0
oh_line_TAP_OH_930299 |  | AN | node_8101606_201017843 | node_1405904_283_15302410_956 | 0.033 | unb_TAPWIRE_OH | 8101606 | no | no |  |  | no |  |  | 0 | 0 | 0 | 0
oh_line_TAP_OH_930894 |  | AN | node_8101606_201020596 | node_1406938_306_15302739_382 | 0.033 | unb_TAPWIRE_OH | 8101606 | no | no |  |  | no |  |  | 0 | 0 | 0 | 0
oh_line_TAP_OH_931365 |  | AN | node_8101606_201022771 | node_1401939_713_15297510_671 | 0.033 | unb_TAPWIRE_OH | 8101606 | no | no |  |  | no |  |  | 0 | 0 | 0 | 0
oh_line_TAP_OH_2137726 |  | ABCN | node_8101606_200808197 | node_1401896_862_15297834_012 | 0.033 | unb_TAPWIRE_OH | 8101606 | no | no |  |  | no |  |  | 0 | 0 | 0 | 0
oh_line_TAP_OH_2137727 |  | ABCN | node_8101606_200808197 | node_1401915_816_15297841_986 | 0.033 | unb_TAPWIRE_OH | 8101606 | no | no |  |  | no |  |  | 0 | 0 | 0 | 0
oh_line_TAP_OH_2137728 |  | ABCN | node_8101606_200808197 | node_1401877_048_15297832_886 | 0.033 | unb_TAPWIRE_OH | 8101606 | no | no |  |  | no |  |  | 0 | 0 | 0 | 0
oh_line_TAP_OH_2137765 |  | ABCN | node_8101606_200808041 | node_1400868_642_15295642_221 | 0.033 | unb_TAPWIRE_OH | 8101606 | no | no |  |  | no |  |  | 0 | 0 | 0 | 0
oh_line_TAP_OH_2137766 |  | ABCN | node_8101606_200808041 | node_1400865_586_15295620_36 | 0.033 | unb_TAPWIRE_OH | 8101606 | no | no |  |  | no |  |  | 0 | 0 | 0 | 0
oh_line_TAP_OH_2137767 |  | ABCN | node_8101606_200808041 | node_1400867_811_15295658_611 | 0.033 | unb_TAPWIRE_OH | 8101606 | no | no |  |  | no |  |  | 0 | 0 | 0 | 0
oh_line_TAP_OH_2137798 |  | ABCN | node_8101606_200808353 | node_1399733_04_15295720_738 | 0.033 | unb_TAPWIRE_OH | 8101606 | no | no |  |  | no |  |  | 0 | 0 | 0 | 0
oh_line_TAP_OH_2137799 |  | ABCN | node_8101606_200808353 | node_1399730_27_15295747_081 | 0.033 | unb_TAPWIRE_OH | 8101606 | no | no |  |  | no |  |  | 0 | 0 | 0 | 0
oh_line_TAP_OH_2137807 |  | ABCN | node_8101606_200808646 | node_1398798_792_15295416_689 | 0.033 | unb_TAPWIRE_OH | 8101606 | no | no |  |  | no |  |  | 0 | 0 | 0 | 0
oh_line_TAP_OH_2137808 |  | ABCN | node_8101606_200808646 | node_1398818_34_15295421_318 | 0.033 | unb_TAPWIRE_OH | 8101606 | no | no |  |  | no |  |  | 0 | 0 | 0 | 0
oh_line_TAP_OH_2137823 |  | ABCN | node_8101606_200808459 | node_1399086_907_15295617_381 | 0.033 | unb_TAPWIRE_OH | 8101606 | no | no |  |  | no |  |  | 0 | 0 | 0 | 0
oh_line_TAP_OH_2137824 |  | ABCN | node_8101606_200808459 | node_1399081_708_15295643_033 | 0.033 | unb_TAPWIRE_OH | 8101606 | no | no |  |  | no |  |  | 0 | 0 | 0 | 0
oh_line_TAP_OH_2137825 |  | ABCN | node_8101606_200808459 | node_1399086_976_15295590_754 | 0.033 | unb_TAPWIRE_OH | 8101606 | no | no |  |  | no |  |  | 0 | 0 | 0 | 0
oh_line_TAP_OH_2137853 |  | ABCN | node_8101606_200807928 | node_1402232_325_15295403_772 | 0.033 | unb_TAPWIRE_OH | 8101606 | no | no |  |  | no |  |  | 0 | 0 | 0 | 0
oh_line_TAP_OH_2137854 |  | ABCN | node_8101606_200807928 | node_1402233_073_15295377_17 | 0.033 | unb_TAPWIRE_OH | 8101606 | no | no |  |  | no |  |  | 0 | 0 | 0 | 0
oh_line_TAP_OH_2137855 |  | ABCN | node_8101606_200807928 | node_1402236_732_15295429_77 | 0.033 | unb_TAPWIRE_OH | 8101606 | no | no |  |  | no |  |  | 0 | 0 | 0 | 0
oh_line_TAP_OH_2140953 |  | ABCN | node_8101606_200808300 | node_1399963_46_15295814_173 | 0.033 | unb_TAPWIRE_OH | 8101606 | no | no |  |  | no |  |  | 0 | 0 | 0 | 0
oh_line_TAP_OH_2140954 |  | ABCN | node_8101606_200808300 | node_1399964_473_15295822_807 | 0.033 | unb_TAPWIRE_OH | 8101606 | no | no |  |  | no |  |  | 0 | 0 | 0 | 0
oh_line_TAP_OH_2141003 |  | ABCN | node_8101606_200807909 | node_1402509_407_15297502_67 | 0.033 | unb_TAPWIRE_OH | 8101606 | no | no |  |  | no |  |  | 0 | 0 | 0 | 0
oh_line_TAP_OH_2141004 |  | ABCN | node_8101606_200807909 | node_1402475_985_15297506_257 | 0.033 | unb_TAPWIRE_OH | 8101606 | no | no |  |  | no |  |  | 0 | 0 | 0 | 0
oh_line_TAP_OH_2141055 |  | ABCN | node_8101606_200808159 | node_1401920_013_15296617_04 | 0.033 | unb_TAPWIRE_OH | 8101606 | no | no |  |  | no |  |  | 0 | 0 | 0 | 0
oh_line_TAP_OH_2141056 |  | ABCN | node_8101606_200808159 | node_1401914_62_15296591_372 | 0.033 | unb_TAPWIRE_OH | 8101606 | no | no |  |  | no |  |  | 0 | 0 | 0 | 0
oh_line_TAP_OH_2141057 |  | ABCN | node_8101606_200808159 | node_1401930_16_15296640 | 0.033 | unb_TAPWIRE_OH | 8101606 | no | no |  |  | no |  |  | 0 | 0 | 0 | 0
oh_line_TAP_OH_2141060 |  | ABCN | node_8101606_200808670 | node_1400638_909_15295601_456 | 0.033 | unb_TAPWIRE_OH | 8101606 | no | no |  |  | no |  |  | 0 | 0 | 0 | 0
oh_line_TAP_OH_2141061 |  | ABCN | node_8101606_200808670 | node_1400647_925_15295625_246 | 0.033 | unb_TAPWIRE_OH | 8101606 | no | no |  |  | no |  |  | 0 | 0 | 0 | 0
oh_line_TAP_OH_2141062 |  | ABCN | node_8101606_200808660 | node_1399820_577_15295500_14 | 0.033 | unb_TAPWIRE_OH | 8101606 | no | no |  |  | no |  |  | 0 | 0 | 0 | 0
oh_line_TAP_OH_2141063 |  | ABCN | node_8101606_200808660 | node_1399839_952_15295505_967 | 0.033 | unb_TAPWIRE_OH | 8101606 | no | no |  |  | no |  |  | 0 | 0 | 0 | 0
oh_line_TAP_OH_2141064 |  | ABCN | node_8101606_200808660 | node_1399800_77_15295501_237 | 0.033 | unb_TAPWIRE_OH | 8101606 | no | no |  |  | no |  |  | 0 | 0 | 0 | 0
oh_line_TAP_OH_2141068 |  | ABCN | node_8101606_200808650 | node_1399120_029_15295443_931 | 0.033 | unb_TAPWIRE_OH | 8101606 | no | no |  |  | no |  |  | 0 | 0 | 0 | 0
oh_line_TAP_OH_2141069 |  | ABCN | node_8101606_200808650 | node_1399139_423_15295449_641 | 0.033 | unb_TAPWIRE_OH | 8101606 | no | no |  |  | no |  |  | 0 | 0 | 0 | 0
oh_line_TAP_OH_2141070 |  | ABCN | node_8101606_200808650 | node_1399100_226_15295445_146 | 0.033 | unb_TAPWIRE_OH | 8101606 | no | no |  |  | no |  |  | 0 | 0 | 0 | 0
oh_line_TAP_OH_2141082 |  | ABCN | node_8101606_200808124 | node_1403172_6_15294575_383 | 0.033 | unb_TAPWIRE_OH | 8101606 | no | no |  |  | no |  |  | 0 | 0 | 0 | 0
oh_line_TAP_OH_2141083 |  | ABCN | node_8101606_200808124 | node_1403182_442_15294552_348 | 0.033 | unb_TAPWIRE_OH | 8101606 | no | no |  |  | no |  |  | 0 | 0 | 0 | 0
oh_line_TAP_OH_2141084 |  | ABCN | node_8101606_200808124 | node_1403167_549_15294601_09 | 0.033 | unb_TAPWIRE_OH | 8101606 | no | no |  |  | no |  |  | 0 | 0 | 0 | 0
oh_line_TAP_OH_2442134 |  | ABCN | node_8101606_200807931 | node_1402236_094_15295615_515 | 0.033 | unb_TAPWIRE_OH | 8101606 | no | no |  |  | no |  |  | 0 | 0 | 0 | 0
oh_line_TAP_OH_2442135 |  | ABCN | node_8101606_200807931 | node_1402240_327_15295587_732 | 0.033 | unb_TAPWIRE_OH | 8101606 | no | no |  |  | no |  |  | 0 | 0 | 0 | 0
oh_line_TAP_OH_2442136 |  | ABCN | node_8101606_200807931 | node_1402235_778_15295647_593 | 0.033 | unb_TAPWIRE_OH | 8101606 | no | no |  |  | no |  |  | 0 | 0 | 0 | 0
oh_line_TAP_OH_3076970 |  | AN | node_8101606_200815228 | node_1402691_185_15297873_496 | 0.033 | unb_TAPWIRE_OH | 8101606 | no | no |  |  | no |  |  | 0 | 0 | 0 | 0

## overhead_line_conductor
data_type | static
owner_type | feeder
owner | 8101606
object | overhead_line_conductor
name | groupid | geometric_mean_radius | resistance | diameter | rating_summer_continuous | rating_summer_emergency | rating_winter_continuous | rating_winter_emergency | dcircuit | selected | comments
oh_cond_1/0_AAAC |  | 0.012 | 0.876 | 0.398 | 235 | 235 | 310 | 310 |  | no
oh_cond_1/0_ACSR |  | 0.012 | 0.888 | 0.398 | 265 | 265 | 330 | 330 |  | no
oh_cond_1_ACSR |  | 0.01 | 1.12 | 0.328 | 225 | 225 | 285 | 285 |  | no
oh_cond_1_CU |  | 0.01 | 0.699 | 0.328 | 230 | 230 | 325 | 325 |  | no
oh_cond_2/0_CU |  | 0.013 | 0.44 | 0.414 | 295 | 295 | 425 | 425 |  | no
oh_cond_2_ACSR |  | 0.01 | 1.41 | 0.325 | 195 | 195 | 245 | 245 |  | no
oh_cond_2_CU |  | 0.009 | 0.873 | 0.292 | 190 | 190 | 270 | 270 |  | no
oh_cond_3_#7_CWD_30% |  | 0.005 | 3.07 | 0.311 | 125 | 125 | 195 | 195 |  | no
oh_cond_4/0_AL |  | 0.016 | 0.442 | 0.522 | 365 | 365 | 480 | 480 |  | no
oh_cond_4_CU |  | 0.007 | 1.388 | 0.232 | 140 | 140 | 200 | 200 |  | no
oh_cond_6_CU |  | 0.006 | 2.18 | 0.184 | 110 | 110 | 150 | 150 |  | no
oh_cond_477_MCM_AL |  | 0.025 | 0.198 | 0.792 | 605 | 605 | 810 | 810 |  | no
oh_cond_WP-4/0-CU |  | 0.015 | 0.273 | 0.81 | 340 | 340 | 390 | 390 |  | no

## regulator
data_type | static
owner_type | feeder
owner | 8101606
object | regulator
name | groupid | phases | fr | to | configuration | sense_node | dcircuit | selected | monitored | monitored_fields | class_monitored_fields | played | played_fields | comments
regulator_220370554 |  | ABCD | node_intto1_8101606_200808694 | node_8101606_200808694 | config_regulator_220370554 |  | 8101606 | no | no |  |  | no

## regulator_configuration
data_type | static
owner_type | feeder
owner | 8101606
object | regulator_configuration
name | groupid | connect_type | band_center | band_width | time_delay | dwell_time | raise_taps | lower_taps | current_transducer_ratio | power_transducer_ratio | compensator_r_setting_A | compensator_x_setting_A | compensator_r_setting_B | compensator_x_setting_B | compensator_r_setting_C | compensator_x_setting_C | CT_phase | PT_phase | regulation | control_level | Control | Type | tap_pos_A | tap_pos_B | tap_pos_C | dcircuit | selected | comments
config_regulator_220370554 |  | WYE_WYE | 123 | 3 |  |  | 16 | 16 | 250 | 40 | 0 | 0 | 0 | 0 | 0 | 0 | A | A | 0.1 | INDIVIDUAL | OUTPUT_VOLTAGE | A | 3 | 3 | 3 |  | no

## switch
data_type | static
owner_type | feeder
owner | 8101606
object | switch
name | groupid | phases | fr | to | phase_A_state | phase_B_state | phase_C_state | operating_mode | status | dcircuit | selected | monitored | monitored_fields | class_monitored_fields | played | played_fields | comments
switch_654T656_NO-220417178 |  | ABCD | node_intto1_1397490_987_15295630_101 | node_1397490_987_15295630_101 | CLOSED | CLOSED | CLOSED | INDIVIDUAL |  | 8101606 | no | no |  |  | no
switch_65646-220416941 |  | ABCD | node_intto1_8101606_200808654 | node_8101606_200808654 | CLOSED | CLOSED | CLOSED | INDIVIDUAL |  | 8101606 | no | no |  |  | no
switch_220415392 |  | AD | node_intto1_220415392 | node_220415392 | CLOSED | CLOSED | CLOSED | INDIVIDUAL |  | 8101606 | no | no |  |  | no
switch_220416895 |  | ABCD | node_intto1_8101606_200807896 | node_8101606_200807896 | CLOSED | CLOSED | CLOSED | INDIVIDUAL |  | 8101606 | no | no |  |  | no
switch_220416913 |  | ABCD | node_intto1_8101606_200808100 | node_8101606_200808100 | CLOSED | CLOSED | CLOSED | INDIVIDUAL |  | 8101606 | no | no |  |  | no
switch_220416942 |  | ABCD | node_intto1_8101606_200808665 | node_8101606_200808665 | CLOSED | CLOSED | CLOSED | INDIVIDUAL |  | 8101606 | no | no |  |  | no
switch_311884336 |  | ABCD | node_intto1_8101606_200808692 | node_8101606_200808692 | CLOSED | CLOSED | CLOSED | INDIVIDUAL |  | 8101606 | no | no |  |  | no

## transformer
data_type | static
owner_type | feeder
owner | 8101606
object | transformer
name | groupid | phases | fr | to | configuration | climate | aging_constant | use_thermal_model | aging_granularity | dcircuit | selected | monitored | monitored_fields | class_monitored_fields | played | played_fields | comments
transformer_220465163 |  | AD | node_intto1_220465163 | node_220465163 | config_transformer_220465163 |  | 0 |  | 0 | 8101606 | no | no |  |  | no

## transformer_configuration
data_type | static
owner_type | feeder
owner | 8101606
object | transformer_configuration
name | groupid | connect_type | install_type | coolant_type | cooling_type | primary_voltage | secondary_voltage | power_rating | powerA_rating | powerB_rating | powerC_rating | impedance | shunt_impedance | core_coil_weight | tank_fittings_weight | oil_volume | rated_winding_time_constant | rated_winding_hot_spot_rise | rated_top_oil_rise | no_load_loss | full_load_loss | reactance_resistance_ratio | installed_insulation_life | dcircuit | selected | comments
config_transformer_220465163 |  | DELTA_GWYE |  |  |  | 4800 | 12470 | 250 | 0 | 0 | 0 | 0.004+0.043j | 0 | 0 | 0 | 0 | 0 | 0 | 0 | 0 | 0 | 10 | 0 |  | no

## underground_line
data_type | static
owner_type | feeder
owner | 8101606
object | underground_line
name | groupid | phases | fr | to | length | configuration | dcircuit | selected | monitored | monitored_fields | class_monitored_fields | played | played_fields | comments
und_line_8101606_200805401 |  | AN | node_8101606_200815231 | node_8101606_200805401 | 366.154 | und_1P_1/0ALURD_1/0AL(N) | 8101606 | no | no |  |  | no
und_line_8101606_200805535 |  | AN | node_8101606_200805401 | node_8101606_200805535 | 139.214 | und_1P_1/0ALURD_1/0AL(N) | 8101606 | no | no |  |  | no
und_line_8101606_200808597 |  | ABCN | node_8101606_200808688 | node_intto1_8101606_200808597 | 91.162 | und_3P_DELTACUST | 8101606 | no | no |  |  | no
und_line_8101606_200978336 |  | AN | node_8101606_200978338 | node_8101606_200978336 | 85.2 | und_1P_1/0ALURD_1/0AL(N) | 8101606 | no | no |  |  | no
und_line_8101606_200978337 |  | AN | node_8101606_200978336 | node_8101606_200978337 | 105.558 | und_1P_1/0ALURD_1/0AL(N) | 8101606 | no | no |  |  | no
und_line_8101606_200978338 |  | AN | node_8101606_200805401 | node_8101606_200978338 | 280.977 | und_1P_2ALURD_2AL(N) | 8101606 | no | no |  |  | no
und_line_8101606_201068154 |  | AN | node_8101606_201068153 | node_intto1_8101606_201068154 | 191.442 | und_1P_DELTACUST | 8101606 | no | no |  |  | no
und_line_8101606_311894253 |  | ABCN | node_8101606_200917145 | node_8101606_311894253 | 40.596 | und_3P_DELTACUST | 8101606 | no | no |  |  | no
und_line_TAP_UG_58613 |  | AN | node_8101606_200805401 | node_1403538_521_15298080_641 | 0.033 | und_TAPWIRE_UG | 8101606 | no | no |  |  | no
und_line_TAP_UG_58632 |  | AN | node_8101606_200805535 | node_1403565_657_15297883_196 | 0.033 | und_TAPWIRE_UG | 8101606 | no | no |  |  | no
und_line_TAP_UG_58673 |  | ABCN | node_8101606_200808597 | node_1401571_305_15295922_477 | 0.033 | und_TAPWIRE_UG | 8101606 | no | no |  |  | no
und_line_TAP_UG_62428 |  | AN | node_8101606_200978336 | node_1403880_057_15297992_414 | 0.033 | und_TAPWIRE_UG | 8101606 | no | no |  |  | no
und_line_TAP_UG_62429 |  | AN | node_8101606_200978337 | node_1403876_202_15298116_095 | 0.033 | und_TAPWIRE_UG | 8101606 | no | no |  |  | no
und_line_TAP_UG_62430 |  | AN | node_8101606_200978338 | node_1403818_55_15298011_405 | 0.033 | und_TAPWIRE_UG | 8101606 | no | no |  |  | no
und_line_TAP_UG_69936 |  | AN | node_8101606_201068154 | node_1406479_227_15299103_098 | 0.033 | und_TAPWIRE_UG | 8101606 | no | no |  |  | no
und_line_TAP_UG_1374231 |  | ABCN | node_8101606_311894253 | node_1402914_071_15296798_051 | 0.033 | und_TAPWIRE_UG | 8101606 | no | no |  |  | no

## underground_line_conductor
data_type | static
owner_type | feeder
owner | 8101606
object | underground_line_conductor
name | groupid | outer_diameter | conductor_gmr | conductor_diameter | conductor_resistance | neutral_gmr | neutral_diameter | neutral_resistance | neutral_strands | insulation_relative_permitivitty | shield_gmr | shield_resistance | rating_summer_continuous | rating_summer_emergency | rating_winter_continuous | rating_winter_emergency | dcircuit | selected | comments
und_cond_1P_1/0ALURD_1/0AL(N) | [12 empty] | 160 | 160 | 180 | 180 |  | no
und_cond_1P_2ALURD_2AL(N) | [12 empty] | 125 | 125 | 140 | 140 |  | no
und_cond_1P_DELTACUST | [12 empty] | 685 | 685 | 685 | 685 |  | no
und_cond_3P_DELTACUST | [12 empty] | 685 | 685 | 685 | 685 |  | no
und_cond_TAPWIRE_UG | [12 empty] | 99999999 | 99999999 | 99999999 | 99999999 |  | no