## capacitor
data_type | static
owner_type | feeder
owner | 8102603
object | capacitor
name | groupid | parent | phases | nominal_voltage | pt_phase | phases_connected | switchA | switchB | switchC | control | voltage_set_high | voltage_set_low | VAr_set_high | VAr_set_low | current_set_high | current_set_low | capacitor_A | capacitor_B | capacitor_C | cap_nominal_voltage | time_delay | dwell_time | lockout_time | remote_sense | remote_sense_B | control_level | dcircuit | selected | monitored | monitored_fields | class_monitored_fields | played | played_fields | comments
cap_220368908 |  | node_1385235_682_15368711_998 | ABCN | 0 |  | ABCN | CLOSED | CLOSED | CLOSED | MANUAL | [6 empty] | 50000 | 50000 | 50000 | 4800 | [6 empty] | 8102603 | no | no |  |  | no
cap_220368913 |  | node_1376876_004_15361926_957 | AN | 0 |  | AN | CLOSED |  |  | MANUAL | [6 empty] | 50000 |  |  | 4800 | [6 empty] | 8102603 | no | no |  |  | no
cap_220369158 |  | node_1373326_487_15366499_917 | AN | 0 |  | AN | CLOSED |  |  | MANUAL | [6 empty] | 100000 |  |  | 4800 | [6 empty] | 8102603 | no | no |  |  | no
cap_220369176 |  | node_1377625_401_15376032_076 | ABCN | 0 |  | ABCN | CLOSED | CLOSED | CLOSED | MANUAL | [6 empty] | 100000 | 100000 | 100000 | 4800 | [6 empty] | 8102603 | no | no |  |  | no
cap_310032980 |  | node_1383214_132_15360092_901 | AN | 0 |  | AN | CLOSED |  |  | MANUAL | [6 empty] | 100000 |  |  | 4800 | [6 empty] | 8102603 | no | no |  |  | no

## feeder
data_type | static
owner_type | feeder
owner | 8102603
object | feeder
name | transmission_bus | ARC | ADR | slack_bus | nom_voltages | num_nodes | num_ohlines | num_uglines | num_transformers | num_generators | num_pvs | num_storages | num_loads | miles | mw | mvar | losses_mw | losses_mvar | comments | use_feeder_load_shape | load_shape_scale | use_feeder_pv_shape | pv_shape_scale | description | restore_time | griddisconnect_scenario_probability | gridconnect_scenario_probability | use_energy_not_served | VOLL | discount_rate | yearly_load_growth_percent | planning_horizon | enable_traditional_project_deferral | lifetime_of_investment_years | start_year | base_year | year_the_investment_is_committed | revenue_requirement_scaling_factor | discount_rate | inflation_rate_for_investment | traditional_project_invested_capital | periodicity_of_investment_in_years | priority | maximum_total_investment_cost | DER_portfolio_NPV | DER_portfolio_BC_ratio | total_system_energy_avoided_cost_NPV | total_system_capacity_avoided_cost_NPV | total_system_ancillary_services_avoided_cost_NPV | total_system_CO2_avoided_cost_NPV | total_system_loss_of_load_avoided_cost_NPV | total_system_distribution_capacity_avoided_cost_NPV | total_system_investment_and_operational_cost_NPV | feeder_solar_pv_operating_cost_USdollarperkWh | feeder_energy_storage_operating_cost_USdollarperkWh | feeder_distributed_generator_operating_cost_USdollarperkWh | feeder_distributed_generator_CO2_cost_USdollarperkWh | feeder_demand_response_operating_cost_USdollarperkWh | feeder_solar_pv_investment_cost_USdollarperkW | feeder_energy_storage_investment_cost_USdollarperkW | feeder_distributed_generator_investment_cost_USdollarperkW | feeder_demand_response_investment_cost_USdollarperkW
8102603 |  | ts_slack | none | node_SOURCE_8102603 | 2771.281,7199.557 | 984 | 869 | 64 | 2 | 0 | 0 | 0 | 298 | 30.472 | 3.908 | 1.665 | 0 | 0 |  | 0 | 0 | 1 | 0 |  | 0 | 0 | 0 | 0 | 0 | 0 | 0 | 0 | 0 | 0 | 0 | 0 | 0 | 0 | 0 | 0 | 0 | 0 | 0 | 999999999 | 0 | 0 | 0 | 0 | 0 | 0 | 0 | 0 | 0 | 0 | 0 | 0 | 0 | 0 | 0 | 0 | 0 | 0

## fuse
data_type | static
owner_type | feeder
owner | 8102603
object | fuse
name | groupid | phases | fr | to | phase_A_status | phase_B_status | phase_C_status | repair_dist_type | current_limit | mean_replacement_time | status | dcircuit | selected | monitored | monitored_fields | class_monitored_fields | played | played_fields | comments
fuse_220382482 |  | AN | node_intto1_8102603_200817049 | node_8102603_200817049 | GOOD | GOOD | GOOD |  | 30 |  |  | 8102603 | no | no |  |  | no
fuse_220382483 |  | AN | node_intto1_8102603_200817048 | node_8102603_200817048 | GOOD | GOOD | GOOD |  | 15 |  |  | 8102603 | no | no |  |  | no
fuse_220382484 |  | AD | node_intto1_8102603_200817007 | node_8102603_200817007 | GOOD | GOOD | GOOD |  | 40 |  |  | 8102603 | no | no |  |  | no
fuse_220382486 |  | AD | node_intto1_8102603_200816946 | node_8102603_200816946 | GOOD | GOOD | GOOD |  | 40 |  |  | 8102603 | no | no |  |  | no
fuse_220382487 |  | AD | node_intto1_8102603_200816932 | node_8102603_200816932 | GOOD | GOOD | GOOD |  | 30 |  |  | 8102603 | no | no |  |  | no
fuse_220382490 |  | AD | node_intto1_8102603_200817068 | node_8102603_200817068 | GOOD | GOOD | GOOD |  | 85 |  |  | 8102603 | no | no |  |  | no
fuse_220382495 |  | AD | node_intto1_8102603_200817665 | node_8102603_200817665 | GOOD | GOOD | GOOD |  | 50 |  |  | 8102603 | no | no |  |  | no
fuse_220382498 |  | AD | node_intto1_8102603_200817537 | node_8102603_200817537 | GOOD | GOOD | GOOD |  | 100 |  |  | 8102603 | no | no |  |  | no
fuse_220382507 |  | AD | node_intto1_8102603_200817619 | node_8102603_200817619 | GOOD | GOOD | GOOD |  | 50 |  |  | 8102603 | no | no |  |  | no
fuse_220382515 |  | AD | node_intto1_8102603_200816886 | node_8102603_200816886 | GOOD | GOOD | GOOD |  | 30 |  |  | 8102603 | no | no |  |  | no
fuse_220382526 |  | AN | node_intto1_8102603_200816507 | node_8102603_200816507 | GOOD | GOOD | GOOD |  | 15 |  |  | 8102603 | no | no |  |  | no
fuse_220382527 |  | AD | node_intto1_8102603_200816835 | node_8102603_200816835 | GOOD | GOOD | GOOD |  | 50 |  |  | 8102603 | no | no |  |  | no
fuse_220382528 |  | AD | node_intto1_8102603_200816819 | node_8102603_200816819 | GOOD | GOOD | GOOD |  | 40 |  |  | 8102603 | no | no |  |  | no
fuse_220382533 |  | AD | node_intto1_8102603_200816912 | node_8102603_200816912 | GOOD | GOOD | GOOD |  | 60 |  |  | 8102603 | no | no |  |  | no
fuse_220382535 |  | AD | node_intto1_8102603_200816887 | node_8102603_200816887 | GOOD | GOOD | GOOD |  | 40 |  |  | 8102603 | no | no |  |  | no
fuse_220382539 |  | AD | node_intto1_8102603_200816437 | node_8102603_200816437 | GOOD | GOOD | GOOD |  | 60 |  |  | 8102603 | no | no |  |  | no
fuse_220382540 |  | ABCD | node_intto1_8102603_200816416 | node_8102603_200816416 | GOOD | GOOD | GOOD |  | 85 |  |  | 8102603 | no | no |  |  | no
fuse_220382541 |  | AD | node_intto1_8102603_200817581 | node_8102603_200817581 | GOOD | GOOD | GOOD |  | 85 |  |  | 8102603 | no | no |  |  | no
fuse_220382543 |  | AD | node_intto1_220382543 | node_220382543 | GOOD | GOOD | GOOD |  | 65 |  |  | 8102603 | no | no |  |  | no
fuse_220387947 |  | AD | node_intto1_8102603_200844093 | node_8102603_200844093 | GOOD | GOOD | GOOD |  | 65 |  |  | 8102603 | no | no |  |  | no
fuse_220387948 |  | AD | node_intto1_8102603_200844109 | node_8102603_200844109 | GOOD | GOOD | GOOD |  | 40 |  |  | 8102603 | no | no |  |  | no
fuse_220387987 |  | AD | node_intto1_8102603_200844457 | node_8102603_200844457 | GOOD | GOOD | GOOD |  | 65 |  |  | 8102603 | no | no |  |  | no
fuse_220388015 |  | AD | node_intto1_8102603_200844472 | node_8102603_200844472 | GOOD | GOOD | GOOD |  | 40 |  |  | 8102603 | no | no |  |  | no
fuse_220388280 |  | ABCD | node_intto1_8102603_200966332 | node_8102603_200966332 | GOOD | GOOD | GOOD |  | 60 |  |  | 8102603 | no | no |  |  | no
fuse_220388313 |  | ABCD | node_intto1_8102603_200846599 | node_8102603_200846599 | GOOD | GOOD | GOOD |  | 140 |  |  | 8102603 | no | no |  |  | no
fuse_220388315 |  | ABCD | node_intto1_8102603_200846593 | node_8102603_200846593 | GOOD | GOOD | GOOD |  | 100 |  |  | 8102603 | no | no |  |  | no
fuse_220388318 |  | AD | node_intto1_8102603_200846623 | node_8102603_200846623 | GOOD | GOOD | GOOD |  | 100 |  |  | 8102603 | no | no |  |  | no
fuse_220388321 |  | AD | node_intto1_220388321 | node_220388321 | GOOD | GOOD | GOOD |  | 100 |  |  | 8102603 | no | no |  |  | no
fuse_220388324 |  | AN | node_intto1_8102603_200846413 | node_8102603_200846413 | GOOD | GOOD | GOOD |  | 50 |  |  | 8102603 | no | no |  |  | no
fuse_220388325 |  | AN | node_intto1_8102603_200846416 | node_8102603_200846416 | GOOD | GOOD | GOOD |  | 60 |  |  | 8102603 | no | no |  |  | no
fuse_220388761 |  | AD | node_intto1_8102603_200840249 | node_8102603_200840249 | GOOD | GOOD | GOOD |  | 100 |  |  | 8102603 | no | no |  |  | no
fuse_220504971 |  | AN | node_intto1_8102603_200981751 | node_8102603_200981751 | GOOD | GOOD | GOOD |  | 30 |  |  | 8102603 | no | no |  |  | no
fuse_220575529 |  | AN | node_intto1_8102603_201009937 | node_8102603_201009937 | GOOD | GOOD | GOOD |  | 20 |  |  | 8102603 | no | no |  |  | no
fuse_220620628 |  | ABCD | node_intto1_8102603_200816407 | node_8102603_200816407 | GOOD | GOOD | GOOD |  | 300 |  |  | 8102603 | no | no |  |  | no
fuse_310026700 |  | AD | node_intto1_8102603_200940811 | node_8102603_200940811 | GOOD | GOOD | GOOD |  | 300 |  |  | 8102603 | no | no |  |  | no
fuse_311899358 |  | AN | node_intto1_8102603_311899356 | node_8102603_311899356 | GOOD | GOOD | GOOD |  | 15 |  |  | 8102603 | no | no |  |  | no
fuse_311913795 |  | AN | node_intto1_8102603_311913793 | node_8102603_311913793 | GOOD | GOOD | GOOD |  | 30 |  |  | 8102603 | no | no |  |  | no
fuse_311928995 |  | AN | node_intto1_8102603_311928994 | node_8102603_311928994 | GOOD | GOOD | GOOD |  | 10 |  |  | 8102603 | no | no |  |  | no
fuse_312062008 |  | AN | node_intto1_8102603_312062010 | node_8102603_312062010 | GOOD | GOOD | GOOD |  | 15 |  |  | 8102603 | no | no |  |  | no
fuse_312118782 |  | AN | node_intto1_8102603_312118780 | node_8102603_312118780 | GOOD | GOOD | GOOD |  | 100 |  |  | 8102603 | no | no |  |  | no
fuse_312135693 |  | AD | node_intto1_8102603_200816427 | node_8102603_200816427 | GOOD | GOOD | GOOD |  | 300 |  |  | 8102603 | no | no |  |  | no
fuse_312136023 |  | AN | node_intto1_8102603_312136025 | node_8102603_312136025 | GOOD | GOOD | GOOD |  | 15 |  |  | 8102603 | no | no |  |  | no

## line_configuration
data_type | static
owner_type | feeder
owner | 8102603
object | line_configuration
name | groupid | conductor_A | conductor_B | conductor_C | conductor_N | spacing | z11 | z12 | z13 | z21 | z22 | z23 | z31 | z32 | z33 | c11 | c12 | c13 | c21 | c22 | c23 | c31 | c32 | c33 | dcircuit | selected | comments
bal_1P_1/0AA |  | oh_cond_1/0_AAAC | oh_cond_1/0_AAAC | oh_cond_1/0_AAAC |  |  | 0.972+1.499j | 0.095+0.781j | 0.095+0.781j | 0.095+0.781j | 0.972+1.499j | 0.095+0.781j | 0.095+0.781j | 0.095+0.781j | 0.972+1.499j | 12.796 | -3.172 | -3.172 | -3.172 | 12.796 | -3.172 | -3.172 | -3.172 | 12.796 |  | no
bal_1P_1/0AC |  | oh_cond_1/0_ACSR | oh_cond_1/0_ACSR | oh_cond_1/0_ACSR |  |  | 0.983+1.218j | 0.095+0.781j | 0.095+0.781j | 0.095+0.781j | 0.983+1.218j | 0.095+0.781j | 0.095+0.781j | 0.095+0.781j | 0.983+1.218j | 12.796 | -3.172 | -3.172 | -3.172 | 12.796 | -3.172 | -3.172 | -3.172 | 12.796 |  | no
bal_1P_1/0AC_1/0AC(N) |  | oh_cond_1/0_ACSR | oh_cond_1/0_ACSR | oh_cond_1/0_ACSR | oh_cond_1/0_ACSR |  | 1.091+1.185j | 0.203+0.469j | 0.203+0.469j | 0.203+0.469j | 1.091+1.185j | 0.203+0.469j | 0.203+0.469j | 0.203+0.469j | 1.091+1.185j | 13.243 | -2.726 | -2.726 | -2.726 | 13.243 | -2.726 | -2.726 | -2.726 | 13.243 |  | no
bal_1P_2AC |  | oh_cond_2_ACSR | oh_cond_2_ACSR | oh_cond_2_ACSR |  |  | 1.505+1.527j | 0.095+0.781j | 0.095+0.781j | 0.095+0.781j | 1.505+1.527j | 0.095+0.781j | 0.095+0.781j | 0.095+0.781j | 1.505+1.527j | 12.393 | -3.017 | -3.017 | -3.017 | 12.393 | -3.017 | -3.017 | -3.017 | 12.393 |  | no
bal_1P_4/0AC |  | oh_cond_4/0_ACSR | oh_cond_4/0_ACSR | oh_cond_4/0_ACSR |  |  | 0.54+1.457j | 0.095+0.781j | 0.095+0.781j | 0.095+0.781j | 0.54+1.457j | 0.095+0.781j | 0.095+0.781j | 0.095+0.781j | 0.54+1.457j | 13.554 | -3.469 | -3.469 | -3.469 | 13.554 | -3.469 | -3.469 | -3.469 | 13.554 |  | no
bal_1P_4AC |  | oh_cond_4_ACSR | oh_cond_4_ACSR | oh_cond_4_ACSR |  |  | 2.335+1.555j | 0.095+0.781j | 0.095+0.781j | 0.095+0.781j | 2.335+1.555j | 0.095+0.781j | 0.095+0.781j | 0.095+0.781j | 2.335+1.555j | 11.91 | -2.834 | -2.834 | -2.834 | 11.91 | -2.834 | -2.834 | -2.834 | 11.91 |  | no
bal_1P_4CU |  | oh_cond_4_CU | oh_cond_4_CU | oh_cond_4_CU |  |  | 1.483+1.565j | 0.095+0.781j | 0.095+0.781j | 0.095+0.781j | 1.483+1.565j | 0.095+0.781j | 0.095+0.781j | 0.095+0.781j | 1.483+1.565j | 11.78 | -2.785 | -2.785 | -2.785 | 11.78 | -2.785 | -2.785 | -2.785 | 11.78 |  | no
bal_1P_DELTACUST |  | oh_cond_2/0_CU | oh_cond_2/0_CU | oh_cond_2/0_CU | oh_cond_3_#7_CWD_30% |  | 0.66+1.378j | 0.22+0.666j | 0.22+0.666j | 0.22+0.666j | 0.66+1.378j | 0.22+0.666j | 0.22+0.666j | 0.22+0.666j | 0.66+1.378j | 13.24 | -2.712 | -2.712 | -2.712 | 13.24 | -2.712 | -2.712 | -2.712 | 13.24 |  | no
bal_3P_1/0AA |  | oh_cond_1/0_AAAC | oh_cond_1/0_AAAC | oh_cond_1/0_AAAC |  |  | 0.972+1.499j | 0.095+0.781j | 0.095+0.781j | 0.095+0.781j | 0.972+1.499j | 0.095+0.781j | 0.095+0.781j | 0.095+0.781j | 0.972+1.499j | 12.796 | -3.172 | -3.172 | -3.172 | 12.796 | -3.172 | -3.172 | -3.172 | 12.796 |  | no
bal_3P_1/0AC |  | oh_cond_1/0_ACSR | oh_cond_1/0_ACSR | oh_cond_1/0_ACSR |  |  | 0.983+1.497j | 0.095+0.781j | 0.095+0.781j | 0.095+0.781j | 0.983+1.497j | 0.095+0.781j | 0.095+0.781j | 0.095+0.781j | 0.983+1.497j | 12.796 | -3.172 | -3.172 | -3.172 | 12.796 | -3.172 | -3.172 | -3.172 | 12.796 |  | no
bal_3P_2/0CU |  | oh_cond_2/0_CU | oh_cond_2/0_CU | oh_cond_2/0_CU |  |  | 0.535+1.487j | 0.095+0.781j | 0.095+0.781j | 0.095+0.781j | 0.535+1.487j | 0.095+0.781j | 0.095+0.781j | 0.095+0.781j | 0.535+1.487j | 12.878 | -3.204 | -3.204 | -3.204 | 12.878 | -3.204 | -3.204 | -3.204 | 12.878 |  | no
bal_3P_2AC |  | oh_cond_2_ACSR | oh_cond_2_ACSR | oh_cond_2_ACSR |  |  | 1.505+1.527j | 0.095+0.781j | 0.095+0.781j | 0.095+0.781j | 1.505+1.527j | 0.095+0.781j | 0.095+0.781j | 0.095+0.781j | 1.505+1.527j | 12.393 | -3.017 | -3.017 | -3.017 | 12.393 | -3.017 | -3.017 | -3.017 | 12.393 |  | no
bal_3P_4/0AA |  | oh_cond_4/0_AAAC | oh_cond_4/0_AAAC | oh_cond_4/0_AAAC |  |  | 0.534+1.457j | 0.095+0.781j | 0.095+0.781j | 0.095+0.781j | 0.534+1.457j | 0.095+0.781j | 0.095+0.781j | 0.095+0.781j | 0.534+1.457j | 13.554 | -3.469 | -3.469 | -3.469 | 13.554 | -3.469 | -3.469 | -3.469 | 13.554 |  | no
bal_3P_4/0AC |  | oh_cond_4/0_ACSR | oh_cond_4/0_ACSR | oh_cond_4/0_ACSR |  |  | 0.54+1.457j | 0.095+0.781j | 0.095+0.781j | 0.095+0.781j | 0.54+1.457j | 0.095+0.781j | 0.095+0.781j | 0.095+0.781j | 0.54+1.457j | 13.554 | -3.469 | -3.469 | -3.469 | 13.554 | -3.469 | -3.469 | -3.469 | 13.554 |  | no
bal_3P_4/0AL |  | oh_cond_4/0_AL | oh_cond_4/0_AL | oh_cond_4/0_AL |  |  | 0.537+1.466j | 0.095+0.781j | 0.095+0.781j | 0.095+0.781j | 0.537+1.466j | 0.095+0.781j | 0.095+0.781j | 0.095+0.781j | 0.537+1.466j | 13.381 | -3.4 | -3.4 | -3.4 | 13.381 | -3.4 | -3.4 | -3.4 | 13.381 |  | no
bal_3P_4CU |  | oh_cond_4_CU | oh_cond_4_CU | oh_cond_4_CU |  |  | 1.483+1.565j | 0.095+0.781j | 0.095+0.781j | 0.095+0.781j | 1.483+1.565j | 0.095+0.781j | 0.095+0.781j | 0.095+0.781j | 1.483+1.565j | 11.78 | -2.785 | -2.785 | -2.785 | 11.78 | -2.785 | -2.785 | -2.785 | 11.78 |  | no
bal_3P_336AC |  | oh_cond_336_5_ACSR | oh_cond_336_5_ACSR | oh_cond_336_5_ACSR |  |  | 0.373+1.413j | 0.095+0.781j | 0.095+0.781j | 0.095+0.781j | 0.373+1.413j | 0.095+0.781j | 0.095+0.781j | 0.095+0.781j | 0.373+1.413j | 14.023 | -3.655 | -3.655 | -3.655 | 14.023 | -3.655 | -3.655 | -3.655 | 14.023 |  | no
bal_3P_477AC |  | oh_cond_477_ACSR | oh_cond_477_ACSR | oh_cond_477_ACSR |  |  | 0.291+1.395j | 0.095+0.806j | 0.095+0.806j | 0.095+0.806j | 0.291+1.395j | 0.095+0.806j | 0.095+0.806j | 0.095+0.806j | 0.291+1.395j | 15.098 | -4.212 | -4.212 | -4.212 | 15.098 | -4.212 | -4.212 | -4.212 | 15.098 |  | no
bal_3P_477AL |  | oh_cond_477_MCM_AL | oh_cond_477_MCM_AL | oh_cond_477_MCM_AL |  |  | 0.293+1.41j | 0.095+0.775j | 0.095+0.775j | 0.095+0.775j | 0.293+1.41j | 0.095+0.775j | 0.095+0.775j | 0.095+0.775j | 0.293+1.41j | 14.305 | -3.735 | -3.735 | -3.735 | 14.305 | -3.735 | -3.735 | -3.735 | 14.305 |  | no
bal_3P_DELTACUST |  | oh_cond_2/0_CU | oh_cond_2/0_CU | oh_cond_2/0_CU | oh_cond_3_#7_CWD_30% |  | 0.66+1.378j | 0.22+0.666j | 0.22+0.666j | 0.22+0.666j | 0.66+1.378j | 0.22+0.666j | 0.22+0.666j | 0.22+0.666j | 0.66+1.378j | 13.24 | -2.712 | -2.712 | -2.712 | 13.24 | -2.712 | -2.712 | -2.712 | 13.24 |  | no
unb_TAPWIRE_OH |  | oh_cond_WP-4/0-CU | oh_cond_WP-4/0-CU | oh_cond_WP-4/0-CU | oh_cond_WP-4/0-CU |  | 0.365+1.097j | 0.093+0.433j | 0.094+0.34j | 0.093+0.433j | 0.368+1.078j | 0.095+0.401j | 0.094+0.34j | 0.095+0.401j | 0.368+1.077j | 14.911 | -4.341 | -1.953 | -4.341 | 15.781 | -3.724 | -1.953 | -3.724 | 14.818 |  | no
und_1P_2ALURD |  | und_cond_1P_2ALURD | und_cond_1P_2ALURD | und_cond_1P_2ALURD |  |  | 2.379+0.823j | 0.0+0.0j | 0.0+0.0j | 0.0+0.0j | 2.379+0.823j | 0.0+0.0j | 0.0+0.0j | 0.0+0.0j | 2.379+0.823j | 401.497 | 0 | 0 | 0 | 401.497 | 0 | 0 | 0 | 401.497 |  | no
und_1P_2ALURD_2AL(N) |  | und_cond_1P_2ALURD_2AL(N) | und_cond_1P_2ALURD_2AL(N) | und_cond_1P_2ALURD_2AL(N) |  |  | 2.379+0.823j | 0.0+0.0j | 0.0+0.0j | 0.0+0.0j | 2.379+0.823j | 0.0+0.0j | 0.0+0.0j | 0.0+0.0j | 2.379+0.823j | 401.497 | 0 | 0 | 0 | 401.497 | 0 | 0 | 0 | 401.497 |  | no
und_1P_DELTACUST |  | und_cond_1P_DELTACUST | und_cond_1P_DELTACUST | und_cond_1P_DELTACUST |  |  | 0.179+0.233j | 0.061-0.024j | 0.061-0.024j | 0.061-0.024j | 0.179+0.233j | 0.061-0.024j | 0.061-0.024j | 0.061-0.024j | 0.179+0.233j | 324.124 | 0 | 0 | 0 | 324.124 | 0 | 0 | 0 | 324.124 |  | no
und_TAPWIRE_UG |  | und_cond_TAPWIRE_UG | und_cond_TAPWIRE_UG | und_cond_TAPWIRE_UG |  |  | 0.001+0.001j | 0.0+0.0j | 0.0+0.0j | 0.0+0.0j | 0.001+0.001j | 0.0+0.0j | 0.0+0.0j | 0.0+0.0j | 0.001+0.001j | 0 | 0 | 0 | 0 | 0 | 0 | 0 | 0 | 0 |  | no

## load
data_type | static
owner_type | feeder
owner | 8102603
object | load
name | groupid | parent | bustype | phases | nominal_voltage | load_class | constant_power_A | constant_power_B | constant_power_C | constant_current_A | constant_current_B | constant_current_C | constant_impedance_A | constant_impedance_B | constant_impedance_C | base_power_A | base_power_B | base_power_C | power_pf_A | power_pf_B | power_pf_C | current_pf_A | current_pf_B | current_pf_C | impedance_pf_A | impedance_pf_B | impedance_pf_C | power_fraction_A | power_fraction_B | power_fraction_C | current_fraction_A | current_fraction_B | current_fraction_C | impedance_fraction_A | impedance_fraction_B | impedance_fraction_C | dcircuit | selected | monitored | monitored_fields | class_monitored_fields | played | played_fields | base_kw_A | base_kw_B | base_kw_C | kw_A | kw_B | kw_C | comments | critical_load | dem_resp_lb | dem_resp_ub | dem_resp_shortage_cost | dem_resp_surplus_cost | num_customers
load_220333081 |  | node_1382513_706_15372297_723 |  | AN | 0 | Residential | 37245.6+15866.559j | 0 | 0 | 0 | 0 | 0 | [24 empty] | 8102603 | no | no |  |  | no |  | 0 | 0 | 0 | 0 | 0 | 0 |  | 1 | 1 | 1 | 0 | 0 | 0
load_220333082 |  | node_1382860_573_15372065_362 |  | AN | 0 | Residential | 21254.4+9054.336j | 0 | 0 | 0 | 0 | 0 | [24 empty] | 8102603 | no | no |  |  | no |  | 0 | 0 | 0 | 0 | 0 | 0 |  | 1 | 1 | 1 | 0 | 0 | 0
load_220333083 |  | node_1382576_499_15371919_402 |  | AN | 0 | Residential | 23169.6+9870.208j | 0 | 0 | 0 | 0 | 0 | [24 empty] | 8102603 | no | no |  |  | no |  | 0 | 0 | 0 | 0 | 0 | 0 |  | 1 | 1 | 1 | 0 | 0 | 0
load_220333084 |  | node_1382685_132_15371511_704 |  | AN | 0 | Residential | 1893.6+806.67j | 0 | 0 | 0 | 0 | 0 | [24 empty] | 8102603 | no | no |  |  | no |  | 0 | 0 | 0 | 0 | 0 | 0 |  | 1 | 1 | 1 | 0 | 0 | 0
load_220333085 |  | node_1382758_324_15371317_124 |  | AN | 0 | Residential | 7228.8+3079.456j | 0 | 0 | 0 | 0 | 0 | [24 empty] | 8102603 | no | no |  |  | no |  | 0 | 0 | 0 | 0 | 0 | 0 |  | 1 | 1 | 1 | 0 | 0 | 0
load_220333086 |  | node_1382897_021_15370954_632 |  | AN | 0 | Residential | 4118.4+1754.431j | 0 | 0 | 0 | 0 | 0 | [24 empty] | 8102603 | no | no |  |  | no |  | 0 | 0 | 0 | 0 | 0 | 0 |  | 1 | 1 | 1 | 0 | 0 | 0
load_220333087 |  | node_1382955_186_15371265_614 |  | AN | 0 | Residential | 11376+4846.156j | 0 | 0 | 0 | 0 | 0 | [24 empty] | 8102603 | no | no |  |  | no |  | 0 | 0 | 0 | 0 | 0 | 0 |  | 1 | 1 | 1 | 0 | 0 | 0
load_220333088 |  | node_1383168_895_15371126_502 |  | AN | 0 | Other | 0 | 0 | 0 | 0 | 0 | 0 | [24 empty] | 8102603 | no | no |  |  | no |  | 0 | 0 | 0 | 0 | 0 | 0 |  | 1 | 1 | 1 | 0 | 0 | 0
load_220333089 |  | node_1383100_463_15371651_965 |  | AN | 0 | NonResidential | 648+276.047j | 0 | 0 | 0 | 0 | 0 | [24 empty] | 8102603 | no | no |  |  | no |  | 0 | 0 | 0 | 0 | 0 | 0 |  | 1 | 1 | 1 | 0 | 0 | 0
load_220333090 |  | node_1383402_601_15371105_834 |  | AN | 0 | Residential | 17035.2+7256.965j | 0 | 0 | 0 | 0 | 0 | [24 empty] | 8102603 | no | no |  |  | no |  | 0 | 0 | 0 | 0 | 0 | 0 |  | 1 | 1 | 1 | 0 | 0 | 0
load_220333091 |  | node_1383611_643_15370953_07 |  | AN | 0 | NonResidential | 0 | 0 | 0 | 0 | 0 | 0 | [24 empty] | 8102603 | no | no |  |  | no |  | 0 | 0 | 0 | 0 | 0 | 0 |  | 1 | 1 | 1 | 0 | 0 | 0
load_220333092 |  | node_1384007_117_15370849_818 |  | AN | 0 | Residential | 24055.2+10247.472j | 0 | 0 | 0 | 0 | 0 | [24 empty] | 8102603 | no | no |  |  | no |  | 0 | 0 | 0 | 0 | 0 | 0 |  | 1 | 1 | 1 | 0 | 0 | 0
load_220333093 |  | node_1384491_06_15370266_783 |  | AN | 0 | Residential | 15840+6747.812j | 0 | 0 | 0 | 0 | 0 | [24 empty] | 8102603 | no | no |  |  | no |  | 0 | 0 | 0 | 0 | 0 | 0 |  | 1 | 1 | 1 | 0 | 0 | 0
load_220333094 |  | node_1385460_105_15369481_305 |  | AN | 0 | Residential | 18115.2+7717.043j | 0 | 0 | 0 | 0 | 0 | [24 empty] | 8102603 | no | no |  |  | no |  | 0 | 0 | 0 | 0 | 0 | 0 |  | 1 | 1 | 1 | 0 | 0 | 0
load_220333095 |  | node_1384858_613_15369061_593 |  | AN | 0 | Residential | 12614.4+5373.712j | 0 | 0 | 0 | 0 | 0 | [24 empty] | 8102603 | no | no |  |  | no |  | 0 | 0 | 0 | 0 | 0 | 0 |  | 1 | 1 | 1 | 0 | 0 | 0
load_220333096 |  | node_1385410_398_15368485_705 |  | AN | 0 | Residential | 5162.4+2199.173j | 0 | 0 | 0 | 0 | 0 | [24 empty] | 8102603 | no | no |  |  | no |  | 0 | 0 | 0 | 0 | 0 | 0 |  | 1 | 1 | 1 | 0 | 0 | 0
load_220333097 |  | node_1385637_556_15368266_342 |  | AN | 0 | Other | 0 | 0 | 0 | 0 | 0 | 0 | [24 empty] | 8102603 | no | no |  |  | no |  | 0 | 0 | 0 | 0 | 0 | 0 |  | 1 | 1 | 1 | 0 | 0 | 0
load_220333098 |  | node_1386028_453_15367883_862 |  | AN | 0 | Residential | 13464+5735.64j | 0 | 0 | 0 | 0 | 0 | [24 empty] | 8102603 | no | no |  |  | no |  | 0 | 0 | 0 | 0 | 0 | 0 |  | 1 | 1 | 1 | 0 | 0 | 0
load_220333099 |  | node_1386423_218_15367493_678 |  | AN | 0 | Residential | 29556+12590.803j | 0 | 0 | 0 | 0 | 0 | [24 empty] | 8102603 | no | no |  |  | no |  | 0 | 0 | 0 | 0 | 0 | 0 |  | 1 | 1 | 1 | 0 | 0 | 0
load_220333100 |  | node_1386835_415_15367193_098 |  | AN | 0 | NonResidential | 1123.2+478.481j | 0 | 0 | 0 | 0 | 0 | [24 empty] | 8102603 | no | no |  |  | no |  | 0 | 0 | 0 | 0 | 0 | 0 |  | 1 | 1 | 1 | 0 | 0 | 0
load_220333101 |  | node_1387470_428_15366721_862 |  | AN | 0 | Residential | 5227.2+2226.778j | 0 | 0 | 0 | 0 | 0 | [24 empty] | 8102603 | no | no |  |  | no |  | 0 | 0 | 0 | 0 | 0 | 0 |  | 1 | 1 | 1 | 0 | 0 | 0
load_220333102 |  | node_1388269_872_15366430_638 |  | AN | 0 | Residential | 5104.8+2174.636j | 0 | 0 | 0 | 0 | 0 | [24 empty] | 8102603 | no | no |  |  | no |  | 0 | 0 | 0 | 0 | 0 | 0 |  | 1 | 1 | 1 | 0 | 0 | 0
load_220333103 |  | node_1388392_357_15365956_639 |  | AN | 0 | Residential | 23306.4+9928.485j | 0 | 0 | 0 | 0 | 0 | [24 empty] | 8102603 | no | no |  |  | no |  | 0 | 0 | 0 | 0 | 0 | 0 |  | 1 | 1 | 1 | 0 | 0 | 0
load_220333107 |  | node_1379631_821_15373844_144 |  | AN | 0 | NonResidential | 2500+1064.996j | 0 | 0 | 0 | 0 | 0 | [24 empty] | 8102603 | no | no |  |  | no |  | 0 | 0 | 0 | 0 | 0 | 0 |  | 1 | 1 | 1 | 0 | 0 | 0
load_220333108 |  | node_1379643_559_15373865_675 |  | AN | 0 | NonResidential | 2500+1064.996j | 0 | 0 | 0 | 0 | 0 | [24 empty] | 8102603 | no | no |  |  | no |  | 0 | 0 | 0 | 0 | 0 | 0 |  | 1 | 1 | 1 | 0 | 0 | 0
load_220333109 |  | node_1379651_694_15373603_071 |  | AN | 0 | Other | 0 | 0 | 0 | 0 | 0 | 0 | [24 empty] | 8102603 | no | no |  |  | no |  | 0 | 0 | 0 | 0 | 0 | 0 |  | 1 | 1 | 1 | 0 | 0 | 0
load_220333110 |  | node_1379237_964_15373983_471 |  | AN | 0 | Residential | 27057.6+11526.489j | 0 | 0 | 0 | 0 | 0 | [24 empty] | 8102603 | no | no |  |  | no |  | 0 | 0 | 0 | 0 | 0 | 0 |  | 1 | 1 | 1 | 0 | 0 | 0
load_220333112 |  | node_1378484_628_15373926_243 |  | AN | 0 | Other | 0 | 0 | 0 | 0 | 0 | 0 | [24 empty] | 8102603 | no | no |  |  | no |  | 0 | 0 | 0 | 0 | 0 | 0 |  | 1 | 1 | 1 | 0 | 0 | 0
load_220333113 |  | node_1377674_655_15372715_235 |  | AN | 0 | Residential | 0 | 0 | 0 | 0 | 0 | 0 | [24 empty] | 8102603 | no | no |  |  | no |  | 0 | 0 | 0 | 0 | 0 | 0 |  | 1 | 1 | 1 | 0 | 0 | 0
load_220333114 |  | node_1378288_9_15372444_196 |  | AN | 0 | Residential | 20916+8910.179j | 0 | 0 | 0 | 0 | 0 | [24 empty] | 8102603 | no | no |  |  | no |  | 0 | 0 | 0 | 0 | 0 | 0 |  | 1 | 1 | 1 | 0 | 0 | 0
load_220333115 |  | node_1378058_881_15372028_223 |  | AN | 0 | Residential | 17337.6+7385.787j | 0 | 0 | 0 | 0 | 0 | [24 empty] | 8102603 | no | no |  |  | no |  | 0 | 0 | 0 | 0 | 0 | 0 |  | 1 | 1 | 1 | 0 | 0 | 0
load_220333116 |  | node_1378012_65_15371698_326 |  | AN | 0 | Residential | 6768+2883.156j | 0 | 0 | 0 | 0 | 0 | [24 empty] | 8102603 | no | no |  |  | no |  | 0 | 0 | 0 | 0 | 0 | 0 |  | 1 | 1 | 1 | 0 | 0 | 0
load_220333117 |  | node_1377793_285_15371488_135 |  | AN | 0 | Residential | 5349.6+2278.92j | 0 | 0 | 0 | 0 | 0 | [24 empty] | 8102603 | no | no |  |  | no |  | 0 | 0 | 0 | 0 | 0 | 0 |  | 1 | 1 | 1 | 0 | 0 | 0
load_220333118 |  | node_1377597_428_15371384_818 |  | AN | 0 | NonResidential | 2944.8+1254.48j | 0 | 0 | 0 | 0 | 0 | [24 empty] | 8102603 | no | no |  |  | no |  | 0 | 0 | 0 | 0 | 0 | 0 |  | 1 | 1 | 1 | 0 | 0 | 0
load_220333119 |  | node_1377301_496_15371108_165 |  | AN | 0 | Residential | 32256+13740.998j | 0 | 0 | 0 | 0 | 0 | [24 empty] | 8102603 | no | no |  |  | no |  | 0 | 0 | 0 | 0 | 0 | 0 |  | 1 | 1 | 1 | 0 | 0 | 0
load_220333120 |  | node_1377034_693_15370899_789 |  | AN | 0 | Residential | 11908.8+5073.128j | 0 | 0 | 0 | 0 | 0 | [24 empty] | 8102603 | no | no |  |  | no |  | 0 | 0 | 0 | 0 | 0 | 0 |  | 1 | 1 | 1 | 0 | 0 | 0
load_220333121 |  | node_1375086_795_15369568_279 |  | AN | 0 | Residential | 34596+14737.834j | 0 | 0 | 0 | 0 | 0 | [24 empty] | 8102603 | no | no |  |  | no |  | 0 | 0 | 0 | 0 | 0 | 0 |  | 1 | 1 | 1 | 0 | 0 | 0
load_220333122 |  | node_1375439_518_15369326_834 |  | AN | 0 | Residential | 10029.6+4272.592j | 0 | 0 | 0 | 0 | 0 | [24 empty] | 8102603 | no | no |  |  | no |  | 0 | 0 | 0 | 0 | 0 | 0 |  | 1 | 1 | 1 | 0 | 0 | 0
load_220333123 |  | node_1382459_154_15372194_491 |  | AN | 0 | NonResidential | 180+76.68j | 0 | 0 | 0 | 0 | 0 | [24 empty] | 8102603 | no | no |  |  | no |  | 0 | 0 | 0 | 0 | 0 | 0 |  | 1 | 1 | 1 | 0 | 0 | 0
load_220333153 |  | node_1384666_536_15354790_568 |  | AN | 0 | Residential | 3448.8+1469.183j | 0 | 0 | 0 | 0 | 0 | [24 empty] | 8102603 | no | no |  |  | no |  | 0 | 0 | 0 | 0 | 0 | 0 |  | 1 | 1 | 1 | 0 | 0 | 0
load_220333154 |  | node_1384454_411_15355059_588 |  | AN | 0 | Residential | 3369.6+1435.444j | 0 | 0 | 0 | 0 | 0 | [24 empty] | 8102603 | no | no |  |  | no |  | 0 | 0 | 0 | 0 | 0 | 0 |  | 1 | 1 | 1 | 0 | 0 | 0
load_220333155 |  | node_1384302_798_15355368_527 |  | AN | 0 | Residential | 0 | 0 | 0 | 0 | 0 | 0 | [24 empty] | 8102603 | no | no |  |  | no |  | 0 | 0 | 0 | 0 | 0 | 0 |  | 1 | 1 | 1 | 0 | 0 | 0
load_220333156 |  | node_1383659_158_15355009_191 |  | AN | 0 | Residential | 10231.2+4358.473j | 0 | 0 | 0 | 0 | 0 | [24 empty] | 8102603 | no | no |  |  | no |  | 0 | 0 | 0 | 0 | 0 | 0 |  | 1 | 1 | 1 | 0 | 0 | 0
load_220333157 |  | node_1383901_953_15355777_497 |  | AN | 0 | Other | 0 | 0 | 0 | 0 | 0 | 0 | [24 empty] | 8102603 | no | no |  |  | no |  | 0 | 0 | 0 | 0 | 0 | 0 |  | 1 | 1 | 1 | 0 | 0 | 0
load_220333158 |  | node_1383122_274_15357855_571 |  | AN | 0 | Residential | 26632.8+11345.525j | 0 | 0 | 0 | 0 | 0 | [24 empty] | 8102603 | no | no |  |  | no |  | 0 | 0 | 0 | 0 | 0 | 0 |  | 1 | 1 | 1 | 0 | 0 | 0
load_220333159 |  | node_1382886_403_15358793_048 |  | AN | 0 | Residential | 3463.2+1475.317j | 0 | 0 | 0 | 0 | 0 | [24 empty] | 8102603 | no | no |  |  | no |  | 0 | 0 | 0 | 0 | 0 | 0 |  | 1 | 1 | 1 | 0 | 0 | 0
load_220333161 |  | node_1382877_801_15359282_034 |  | AN | 0 | Residential | 7898.4+3364.704j | 0 | 0 | 0 | 0 | 0 | [24 empty] | 8102603 | no | no |  |  | no |  | 0 | 0 | 0 | 0 | 0 | 0 |  | 1 | 1 | 1 | 0 | 0 | 0
load_220333162 |  | node_1383250_748_15360282_494 |  | AN | 0 | Residential | 32335.2+13774.738j | 0 | 0 | 0 | 0 | 0 | [24 empty] | 8102603 | no | no |  |  | no |  | 0 | 0 | 0 | 0 | 0 | 0 |  | 1 | 1 | 1 | 0 | 0 | 0
load_220333164 |  | node_1383513_422_15361004_769 |  | AN | 0 | Residential | 22924.8+9765.924j | 0 | 0 | 0 | 0 | 0 | [24 empty] | 8102603 | no | no |  |  | no |  | 0 | 0 | 0 | 0 | 0 | 0 |  | 1 | 1 | 1 | 0 | 0 | 0
load_220333166 |  | node_1384149_736_15362633_734 |  | AN | 0 | Residential | 2736+1165.531j | 0 | 0 | 0 | 0 | 0 | [24 empty] | 8102603 | no | no |  |  | no |  | 0 | 0 | 0 | 0 | 0 | 0 |  | 1 | 1 | 1 | 0 | 0 | 0
load_220333167 |  | node_1384290_883_15362993_151 |  | AN | 0 | Residential | 19396.8+8263.002j | 0 | 0 | 0 | 0 | 0 | [24 empty] | 8102603 | no | no |  |  | no |  | 0 | 0 | 0 | 0 | 0 | 0 |  | 1 | 1 | 1 | 0 | 0 | 0
load_220333168 |  | node_1384650_972_15363894_176 |  | AN | 0 | Residential | 21031.2+8959.254j | 0 | 0 | 0 | 0 | 0 | [24 empty] | 8102603 | no | no |  |  | no |  | 0 | 0 | 0 | 0 | 0 | 0 |  | 1 | 1 | 1 | 0 | 0 | 0
load_220333169 |  | node_1385860_626_15365089_514 |  | AN | 0 | Residential | 3650.4+1555.064j | 0 | 0 | 0 | 0 | 0 | [24 empty] | 8102603 | no | no |  |  | no |  | 0 | 0 | 0 | 0 | 0 | 0 |  | 1 | 1 | 1 | 0 | 0 | 0
load_220333171 |  | node_1385635_413_15366002_127 |  | AN | 0 | Residential | 23976+10213.733j | 0 | 0 | 0 | 0 | 0 | [24 empty] | 8102603 | no | no |  |  | no |  | 0 | 0 | 0 | 0 | 0 | 0 |  | 1 | 1 | 1 | 0 | 0 | 0
load_220333172 |  | node_1385701_31_15367042_565 |  | AN | 0 | Residential | 4291.2+1828.044j | 0 | 0 | 0 | 0 | 0 | [24 empty] | 8102603 | no | no |  |  | no |  | 0 | 0 | 0 | 0 | 0 | 0 |  | 1 | 1 | 1 | 0 | 0 | 0
load_220333193 |  | node_1392204_214_15361945_806 |  | AN | 0 | Residential | 16999.2+7241.629j | 0 | 0 | 0 | 0 | 0 | [24 empty] | 8102603 | no | no |  |  | no |  | 0 | 0 | 0 | 0 | 0 | 0 |  | 1 | 1 | 1 | 0 | 0 | 0
load_220333223 |  | node_1391678_015_15354000_43 |  | AN | 0 | Residential | 14155.2+6030.09j | 0 | 0 | 0 | 0 | 0 | [24 empty] | 8102603 | no | no |  |  | no |  | 0 | 0 | 0 | 0 | 0 | 0 |  | 1 | 1 | 1 | 0 | 0 | 0
load_220333224 |  | node_1391802_223_15354464_299 |  | AN | 0 | Residential | 9720+4140.703j | 0 | 0 | 0 | 0 | 0 | [24 empty] | 8102603 | no | no |  |  | no |  | 0 | 0 | 0 | 0 | 0 | 0 |  | 1 | 1 | 1 | 0 | 0 | 0
load_220333225 |  | node_1391707_598_15355267_032 |  | AN | 0 | Residential | 38563.2+16427.854j | 0 | 0 | 0 | 0 | 0 | [24 empty] | 8102603 | no | no |  |  | no |  | 0 | 0 | 0 | 0 | 0 | 0 |  | 1 | 1 | 1 | 0 | 0 | 0
load_220333226 |  | node_1391558_266_15355625_957 |  | AN | 0 | Residential | 51595.2+21979.463j | 0 | 0 | 0 | 0 | 0 | [24 empty] | 8102603 | no | no |  |  | no |  | 0 | 0 | 0 | 0 | 0 | 0 |  | 1 | 1 | 1 | 0 | 0 | 0
load_220333227 |  | node_1391290_134_15356545_732 |  | AN | 0 | NonResidential | 367.2+156.427j | 0 | 0 | 0 | 0 | 0 | [24 empty] | 8102603 | no | no |  |  | no |  | 0 | 0 | 0 | 0 | 0 | 0 |  | 1 | 1 | 1 | 0 | 0 | 0
load_220333228 |  | node_1391374_402_15356925_929 |  | AN | 0 | Residential | 9511.2+4051.754j | 0 | 0 | 0 | 0 | 0 | [24 empty] | 8102603 | no | no |  |  | no |  | 0 | 0 | 0 | 0 | 0 | 0 |  | 1 | 1 | 1 | 0 | 0 | 0
load_220333229 |  | node_1391536_459_15357127_128 |  | AN | 0 | Residential | 2052+874.148j | 0 | 0 | 0 | 0 | 0 | [24 empty] | 8102603 | no | no |  |  | no |  | 0 | 0 | 0 | 0 | 0 | 0 |  | 1 | 1 | 1 | 0 | 0 | 0
load_220333231 |  | node_1391130_024_15357684_176 |  | AN | 0 | Residential | 26236.8+11176.83j | 0 | 0 | 0 | 0 | 0 | [24 empty] | 8102603 | no | no |  |  | no |  | 0 | 0 | 0 | 0 | 0 | 0 |  | 1 | 1 | 1 | 0 | 0 | 0
load_220333232 |  | node_1391321_39_15358140_838 |  | AN | 0 | Other | 0 | 0 | 0 | 0 | 0 | 0 | [24 empty] | 8102603 | no | no |  |  | no |  | 0 | 0 | 0 | 0 | 0 | 0 |  | 1 | 1 | 1 | 0 | 0 | 0
load_220333232-L1-1 |  | node_1391321_39_15358140_838 |  | AN | 0 | Residential | 0 | 0 | 0 | 0 | 0 | 0 | [24 empty] | 8102603 | no | no |  |  | no |  | 0 | 0 | 0 | 0 | 0 | 0 |  | 1 | 1 | 1 | 0 | 0 | 0
load_220333233 |  | node_1391245_284_15358376_542 |  | AN | 0 | Residential | 13305.6+5668.162j | 0 | 0 | 0 | 0 | 0 | [24 empty] | 8102603 | no | no |  |  | no |  | 0 | 0 | 0 | 0 | 0 | 0 |  | 1 | 1 | 1 | 0 | 0 | 0
load_220333234 |  | node_1391232_305_15358803_26 |  | AN | 0 | NonResidential | 3873.6+1650.147j | 0 | 0 | 0 | 0 | 0 | [24 empty] | 8102603 | no | no |  |  | no |  | 0 | 0 | 0 | 0 | 0 | 0 |  | 1 | 1 | 1 | 0 | 0 | 0
load_220333235 |  | node_1391207_947_15359407_646 |  | AN | 0 | Residential | 13413.6+5714.17j | 0 | 0 | 0 | 0 | 0 | [24 empty] | 8102603 | no | no |  |  | no |  | 0 | 0 | 0 | 0 | 0 | 0 |  | 1 | 1 | 1 | 0 | 0 | 0
load_220333237 |  | node_1391161_998_15360553_251 |  | AN | 0 | Residential | 4788+2039.679j | 0 | 0 | 0 | 0 | 0 | [24 empty] | 8102603 | no | no |  |  | no |  | 0 | 0 | 0 | 0 | 0 | 0 |  | 1 | 1 | 1 | 0 | 0 | 0
load_220333238 |  | node_1391139_928_15361222_386 |  | AN | 0 | Residential | 10735.2+4573.176j | 0 | 0 | 0 | 0 | 0 | [24 empty] | 8102603 | no | no |  |  | no |  | 0 | 0 | 0 | 0 | 0 | 0 |  | 1 | 1 | 1 | 0 | 0 | 0
load_220333239 |  | node_1391129_613_15361655_102 |  | AN | 0 | Residential | 7538.4+3211.345j | 0 | 0 | 0 | 0 | 0 | [24 empty] | 8102603 | no | no |  |  | no |  | 0 | 0 | 0 | 0 | 0 | 0 |  | 1 | 1 | 1 | 0 | 0 | 0
load_220333240 |  | node_1391418_788_15361895_798 |  | AN | 0 | Residential | 9583.2+4082.426j | 0 | 0 | 0 | 0 | 0 | [24 empty] | 8102603 | no | no |  |  | no |  | 0 | 0 | 0 | 0 | 0 | 0 |  | 1 | 1 | 1 | 0 | 0 | 0
load_220333241 |  | node_1391124_717_15362215_682 |  | AN | 0 | NonResidential | 2000+851.996j | 0 | 0 | 0 | 0 | 0 | [24 empty] | 8102603 | no | no |  |  | no |  | 0 | 0 | 0 | 0 | 0 | 0 |  | 1 | 1 | 1 | 0 | 0 | 0
load_220333242 |  | node_1390944_766_15362787_685 |  | AN | 0 | Residential | 9403.2+4005.746j | 0 | 0 | 0 | 0 | 0 | [24 empty] | 8102603 | no | no |  |  | no |  | 0 | 0 | 0 | 0 | 0 | 0 |  | 1 | 1 | 1 | 0 | 0 | 0
load_220333243 |  | node_1391132_443_15362702_065 |  | AN | 0 | Other | 0 | 0 | 0 | 0 | 0 | 0 | [24 empty] | 8102603 | no | no |  |  | no |  | 0 | 0 | 0 | 0 | 0 | 0 |  | 1 | 1 | 1 | 0 | 0 | 0
load_220333244 |  | node_1391428_633_15362912_768 |  | AN | 0 | Residential | 1569.6+668.647j | 0 | 0 | 0 | 0 | 0 | [24 empty] | 8102603 | no | no |  |  | no |  | 0 | 0 | 0 | 0 | 0 | 0 |  | 1 | 1 | 1 | 0 | 0 | 0
load_220333245 |  | node_1391635_202_15362933_76 |  | AN | 0 | Residential | 8791.2+3745.036j | 0 | 0 | 0 | 0 | 0 | [24 empty] | 8102603 | no | no |  |  | no |  | 0 | 0 | 0 | 0 | 0 | 0 |  | 1 | 1 | 1 | 0 | 0 | 0
load_220333261 |  | node_1383359_3_15359683_886 |  | AN | 0 | Residential | 2685.6+1144.061j | 0 | 0 | 0 | 0 | 0 | [24 empty] | 8102603 | no | no |  |  | no |  | 0 | 0 | 0 | 0 | 0 | 0 |  | 1 | 1 | 1 | 0 | 0 | 0
load_220333262 |  | node_1384957_773_15359714_956 |  | AN | 0 | Residential | 4147.2+1766.7j | 0 | 0 | 0 | 0 | 0 | [24 empty] | 8102603 | no | no |  |  | no |  | 0 | 0 | 0 | 0 | 0 | 0 |  | 1 | 1 | 1 | 0 | 0 | 0
load_220333263 |  | node_1385787_223_15359748_869 |  | AN | 0 | Residential | 15242.4+6493.235j | 0 | 0 | 0 | 0 | 0 | [24 empty] | 8102603 | no | no |  |  | no |  | 0 | 0 | 0 | 0 | 0 | 0 |  | 1 | 1 | 1 | 0 | 0 | 0
load_220333264 |  | node_1386920_579_15359792_703 |  | AN | 0 | Residential | 3866.4+1647.08j | 0 | 0 | 0 | 0 | 0 | [24 empty] | 8102603 | no | no |  |  | no |  | 0 | 0 | 0 | 0 | 0 | 0 |  | 1 | 1 | 1 | 0 | 0 | 0
load_220333265 |  | node_1387851_135_15359838_598 |  | AN | 0 | Residential | 6372+2714.461j | 0 | 0 | 0 | 0 | 0 | [24 empty] | 8102603 | no | no |  |  | no |  | 0 | 0 | 0 | 0 | 0 | 0 |  | 1 | 1 | 1 | 0 | 0 | 0
load_220333266 |  | node_1388212_953_15359854_219 |  | AN | 0 | Residential | 8229.6+3505.795j | 0 | 0 | 0 | 0 | 0 | [24 empty] | 8102603 | no | no |  |  | no |  | 0 | 0 | 0 | 0 | 0 | 0 |  | 1 | 1 | 1 | 0 | 0 | 0
load_220333267 |  | node_1388474_147_15359873_958 |  | AN | 0 | Residential | 12016.8+5119.135j | 0 | 0 | 0 | 0 | 0 | [24 empty] | 8102603 | no | no |  |  | no |  | 0 | 0 | 0 | 0 | 0 | 0 |  | 1 | 1 | 1 | 0 | 0 | 0
load_220333268 |  | node_1388701_721_15360457_321 |  | AN | 0 | Residential | 4262.4+1815.775j | 0 | 0 | 0 | 0 | 0 | [24 empty] | 8102603 | no | no |  |  | no |  | 0 | 0 | 0 | 0 | 0 | 0 |  | 1 | 1 | 1 | 0 | 0 | 0
load_220333269 |  | node_1389288_003_15361008_582 |  | AN | 0 | Residential | 5882.4+2505.892j | 0 | 0 | 0 | 0 | 0 | [24 empty] | 8102603 | no | no |  |  | no |  | 0 | 0 | 0 | 0 | 0 | 0 |  | 1 | 1 | 1 | 0 | 0 | 0
load_220333270 |  | node_1381629_042_15363825_113 |  | AN | 0 | Residential | 5932.8+2527.362j | 0 | 0 | 0 | 0 | 0 | [24 empty] | 8102603 | no | no |  |  | no |  | 0 | 0 | 0 | 0 | 0 | 0 |  | 1 | 1 | 1 | 0 | 0 | 0
load_220333271 |  | node_1381344_999_15364242_105 |  | AN | 0 | Residential | 14788.8+6300.002j | 0 | 0 | 0 | 0 | 0 | [24 empty] | 8102603 | no | no |  |  | no |  | 0 | 0 | 0 | 0 | 0 | 0 |  | 1 | 1 | 1 | 0 | 0 | 0
load_220333272 |  | node_1381186_936_15364511_525 |  | AN | 0 | NonResidential | 345.6+147.225j | 0 | 0 | 0 | 0 | 0 | [24 empty] | 8102603 | no | no |  |  | no |  | 0 | 0 | 0 | 0 | 0 | 0 |  | 1 | 1 | 1 | 0 | 0 | 0
load_220333274 |  | node_1381059_526_15362093_625 |  | AN | 0 | Other | 0 | 0 | 0 | 0 | 0 | 0 | [24 empty] | 8102603 | no | no |  |  | no |  | 0 | 0 | 0 | 0 | 0 | 0 |  | 1 | 1 | 1 | 0 | 0 | 0
load_220333275 |  | node_1381027_521_15362507_255 |  | AN | 0 | Residential | 9266.4+3947.47j | 0 | 0 | 0 | 0 | 0 | [24 empty] | 8102603 | no | no |  |  | no |  | 0 | 0 | 0 | 0 | 0 | 0 |  | 1 | 1 | 1 | 0 | 0 | 0
load_220333276 |  | node_1380561_935_15362571_271 |  | AN | 0 | Residential | 12168+5183.546j | 0 | 0 | 0 | 0 | 0 | [24 empty] | 8102603 | no | no |  |  | no |  | 0 | 0 | 0 | 0 | 0 | 0 |  | 1 | 1 | 1 | 0 | 0 | 0
load_220333277 |  | node_1381522_591_15362872_233 |  | AN | 0 | Residential | 6062.4+2582.572j | 0 | 0 | 0 | 0 | 0 | [24 empty] | 8102603 | no | no |  |  | no |  | 0 | 0 | 0 | 0 | 0 | 0 |  | 1 | 1 | 1 | 0 | 0 | 0
load_220333278 |  | node_1380936_834_15363084_46 |  | AN | 0 | Residential | 10749.6+4579.31j | 0 | 0 | 0 | 0 | 0 | [24 empty] | 8102603 | no | no |  |  | no |  | 0 | 0 | 0 | 0 | 0 | 0 |  | 1 | 1 | 1 | 0 | 0 | 0
load_220333280 |  | node_1395100_444_15358270_47 |  | AN | 0 | Residential | 4600.8+1959.933j | 0 | 0 | 0 | 0 | 0 | [24 empty] | 8102603 | no | no |  |  | no |  | 0 | 0 | 0 | 0 | 0 | 0 |  | 1 | 1 | 1 | 0 | 0 | 0
load_220333281 |  | node_1391322_001_15358445_608 |  | AN | 0 | Residential | 9151.2+3898.395j | 0 | 0 | 0 | 0 | 0 | [24 empty] | 8102603 | no | no |  |  | no |  | 0 | 0 | 0 | 0 | 0 | 0 |  | 1 | 1 | 1 | 0 | 0 | 0
load_220333282 |  | node_1394714_125_15358574_343 |  | AN | 0 | Residential | 21780+9278.241j | 0 | 0 | 0 | 0 | 0 | [24 empty] | 8102603 | no | no |  |  | no |  | 0 | 0 | 0 | 0 | 0 | 0 |  | 1 | 1 | 1 | 0 | 0 | 0
load_220333283 |  | node_1394963_826_15358023_24 |  | AN | 0 | Residential | 15955.2+6796.887j | 0 | 0 | 0 | 0 | 0 | [24 empty] | 8102603 | no | no |  |  | no |  | 0 | 0 | 0 | 0 | 0 | 0 |  | 1 | 1 | 1 | 0 | 0 | 0
load_220333284 |  | node_1394891_179_15357674_683 |  | AN | 0 | Other | 0 | 0 | 0 | 0 | 0 | 0 | [24 empty] | 8102603 | no | no |  |  | no |  | 0 | 0 | 0 | 0 | 0 | 0 |  | 1 | 1 | 1 | 0 | 0 | 0
load_220333285 |  | node_1391781_296_15358402_494 |  | AN | 0 | Residential | 5263.2+2242.114j | 0 | 0 | 0 | 0 | 0 | [24 empty] | 8102603 | no | no |  |  | no |  | 0 | 0 | 0 | 0 | 0 | 0 |  | 1 | 1 | 1 | 0 | 0 | 0
load_220333286 |  | node_1392325_786_15358438_608 |  | AN | 0 | Residential | 16092+6855.163j | 0 | 0 | 0 | 0 | 0 | [24 empty] | 8102603 | no | no |  |  | no |  | 0 | 0 | 0 | 0 | 0 | 0 |  | 1 | 1 | 1 | 0 | 0 | 0
load_220333287 |  | node_1392805_312_15358457_671 |  | AN | 0 | Residential | 6177.6+2631.647j | 0 | 0 | 0 | 0 | 0 | [24 empty] | 8102603 | no | no |  |  | no |  | 0 | 0 | 0 | 0 | 0 | 0 |  | 1 | 1 | 1 | 0 | 0 | 0
load_220333288 |  | node_1393474_06_15358853_106 |  | AN | 0 | Residential | 6199.2+2640.848j | 0 | 0 | 0 | 0 | 0 | [24 empty] | 8102603 | no | no |  |  | no |  | 0 | 0 | 0 | 0 | 0 | 0 |  | 1 | 1 | 1 | 0 | 0 | 0
load_220333289 |  | node_1393206_616_15358906_626 |  | AN | 0 | NonResidential | 237.6+101.217j | 0 | 0 | 0 | 0 | 0 | [24 empty] | 8102603 | no | no |  |  | no |  | 0 | 0 | 0 | 0 | 0 | 0 |  | 1 | 1 | 1 | 0 | 0 | 0
load_220333290 |  | node_1393748_649_15358795_195 |  | AN | 0 | Residential | 4528.8+1929.261j | 0 | 0 | 0 | 0 | 0 | [24 empty] | 8102603 | no | no |  |  | no |  | 0 | 0 | 0 | 0 | 0 | 0 |  | 1 | 1 | 1 | 0 | 0 | 0
load_220333291 |  | node_1393992_893_15358869_116 |  | AN | 0 | Residential | 12931.2+5508.668j | 0 | 0 | 0 | 0 | 0 | [24 empty] | 8102603 | no | no |  |  | no |  | 0 | 0 | 0 | 0 | 0 | 0 |  | 1 | 1 | 1 | 0 | 0 | 0
load_220333293 |  | node_1394554_127_15358866_495 |  | AN | 0 | Residential | 3787.2+1613.34j | 0 | 0 | 0 | 0 | 0 | [24 empty] | 8102603 | no | no |  |  | no |  | 0 | 0 | 0 | 0 | 0 | 0 |  | 1 | 1 | 1 | 0 | 0 | 0
load_220333316 |  | node_1377552_853_15361833_096 |  | AN | 0 | Residential | 18489.6+7876.537j | 0 | 0 | 0 | 0 | 0 | [24 empty] | 8102603 | no | no |  |  | no |  | 0 | 0 | 0 | 0 | 0 | 0 |  | 1 | 1 | 1 | 0 | 0 | 0
load_220333318 |  | node_1376491_458_15361955_991 |  | AN | 0 | Residential | 2620.8+1116.456j | 0 | 0 | 0 | 0 | 0 | [24 empty] | 8102603 | no | no |  |  | no |  | 0 | 0 | 0 | 0 | 0 | 0 |  | 1 | 1 | 1 | 0 | 0 | 0
load_220333319 |  | node_1375804_654_15361703_075 |  | AN | 0 | Residential | 3895.2+1659.348j | 0 | 0 | 0 | 0 | 0 | [24 empty] | 8102603 | no | no |  |  | no |  | 0 | 0 | 0 | 0 | 0 | 0 |  | 1 | 1 | 1 | 0 | 0 | 0
load_220333320 |  | node_1380336_831_15360740_542 |  | AN | 0 | Residential | 12578.4+5358.376j | 0 | 0 | 0 | 0 | 0 | [24 empty] | 8102603 | no | no |  |  | no |  | 0 | 0 | 0 | 0 | 0 | 0 |  | 1 | 1 | 1 | 0 | 0 | 0
load_220333321 |  | node_1380454_485_15360591_688 |  | AN | 0 | Residential | 20325.6+8658.669j | 0 | 0 | 0 | 0 | 0 | [24 empty] | 8102603 | no | no |  |  | no |  | 0 | 0 | 0 | 0 | 0 | 0 |  | 1 | 1 | 1 | 0 | 0 | 0
load_220333322 |  | node_1379533_113_15361044_899 |  | AN | 0 | Residential | 9799.2+4174.442j | 0 | 0 | 0 | 0 | 0 | [24 empty] | 8102603 | no | no |  |  | no |  | 0 | 0 | 0 | 0 | 0 | 0 |  | 1 | 1 | 1 | 0 | 0 | 0
load_220333323 |  | node_1379023_028_15360965_166 |  | AN | 0 | Residential | 22507.2+9588.027j | 0 | 0 | 0 | 0 | 0 | [24 empty] | 8102603 | no | no |  |  | no |  | 0 | 0 | 0 | 0 | 0 | 0 |  | 1 | 1 | 1 | 0 | 0 | 0
load_220333324 |  | node_1378126_532_15361414_832 |  | AN | 0 | Residential | 29311.2+12486.519j | 0 | 0 | 0 | 0 | 0 | [24 empty] | 8102603 | no | no |  |  | no |  | 0 | 0 | 0 | 0 | 0 | 0 |  | 1 | 1 | 1 | 0 | 0 | 0
load_220333325 |  | node_1378274_118_15361874_455 |  | AN | 0 | Residential | 10058.4+4284.86j | 0 | 0 | 0 | 0 | 0 | [24 empty] | 8102603 | no | no |  |  | no |  | 0 | 0 | 0 | 0 | 0 | 0 |  | 1 | 1 | 1 | 0 | 0 | 0
load_220333326 |  | node_1377849_505_15361658_215 |  | AN | 0 | Residential | 15559.2+6628.191j | 0 | 0 | 0 | 0 | 0 | [24 empty] | 8102603 | no | no |  |  | no |  | 0 | 0 | 0 | 0 | 0 | 0 |  | 1 | 1 | 1 | 0 | 0 | 0
load_220333337 |  | node_1381845_021_15367594_596 |  | AN | 0 | Residential | 12326.4+5251.024j | 0 | 0 | 0 | 0 | 0 | [24 empty] | 8102603 | no | no |  |  | no |  | 0 | 0 | 0 | 0 | 0 | 0 |  | 1 | 1 | 1 | 0 | 0 | 0
load_220333338 |  | node_1381894_985_15367200_15 |  | AN | 0 | Residential | 1166.4+496.884j | 0 | 0 | 0 | 0 | 0 | [24 empty] | 8102603 | no | no |  |  | no |  | 0 | 0 | 0 | 0 | 0 | 0 |  | 1 | 1 | 1 | 0 | 0 | 0
load_220333339 |  | node_1381917_225_15366876_812 |  | AN | 0 | Residential | 4442.4+1892.454j | 0 | 0 | 0 | 0 | 0 | [24 empty] | 8102603 | no | no |  |  | no |  | 0 | 0 | 0 | 0 | 0 | 0 |  | 1 | 1 | 1 | 0 | 0 | 0
load_220333340 |  | node_1382079_516_15366615_982 |  | AN | 0 | Residential | 4701.6+2002.873j | 0 | 0 | 0 | 0 | 0 | [24 empty] | 8102603 | no | no |  |  | no |  | 0 | 0 | 0 | 0 | 0 | 0 |  | 1 | 1 | 1 | 0 | 0 | 0
load_220333341 |  | node_1381687_029_15366671_118 |  | AN | 0 | Residential | 50.4+21.47j | 0 | 0 | 0 | 0 | 0 | [24 empty] | 8102603 | no | no |  |  | no |  | 0 | 0 | 0 | 0 | 0 | 0 |  | 1 | 1 | 1 | 0 | 0 | 0
load_220333342 |  | node_1382376_026_15366327_584 |  | AN | 0 | Residential | 8388+3573.273j | 0 | 0 | 0 | 0 | 0 | [24 empty] | 8102603 | no | no |  |  | no |  | 0 | 0 | 0 | 0 | 0 | 0 |  | 1 | 1 | 1 | 0 | 0 | 0
load_220333343 |  | node_1381827_165_15366104_498 |  | AN | 0 | Residential | 13492.8+5747.909j | 0 | 0 | 0 | 0 | 0 | [24 empty] | 8102603 | no | no |  |  | no |  | 0 | 0 | 0 | 0 | 0 | 0 |  | 1 | 1 | 1 | 0 | 0 | 0
load_220333344 |  | node_1382109_893_15365608_672 |  | AN | 0 | Residential | 11080.8+4720.401j | 0 | 0 | 0 | 0 | 0 | [24 empty] | 8102603 | no | no |  |  | no |  | 0 | 0 | 0 | 0 | 0 | 0 |  | 1 | 1 | 1 | 0 | 0 | 0
load_220333345 |  | node_1381565_778_15365246_637 |  | AN | 0 | Residential | 3765.6+1604.139j | 0 | 0 | 0 | 0 | 0 | [24 empty] | 8102603 | no | no |  |  | no |  | 0 | 0 | 0 | 0 | 0 | 0 |  | 1 | 1 | 1 | 0 | 0 | 0
load_220333346 |  | node_1381498_998_15364926_962 |  | AN | 0 | Residential | 4838.4+2061.15j | 0 | 0 | 0 | 0 | 0 | [24 empty] | 8102603 | no | no |  |  | no |  | 0 | 0 | 0 | 0 | 0 | 0 |  | 1 | 1 | 1 | 0 | 0 | 0
load_220333347 |  | node_1382270_424_15369870_592 |  | AN | 0 | Residential | 5529.6+2355.6j | 0 | 0 | 0 | 0 | 0 | [24 empty] | 8102603 | no | no |  |  | no |  | 0 | 0 | 0 | 0 | 0 | 0 |  | 1 | 1 | 1 | 0 | 0 | 0
load_220333348 |  | node_1381858_125_15369347_061 |  | AN | 0 | Residential | 5277.6+2248.248j | 0 | 0 | 0 | 0 | 0 | [24 empty] | 8102603 | no | no |  |  | no |  | 0 | 0 | 0 | 0 | 0 | 0 |  | 1 | 1 | 1 | 0 | 0 | 0
load_220333349 |  | node_1381941_354_15369066_361 |  | AN | 0 | Residential | 34977.6+14900.395j | 0 | 0 | 0 | 0 | 0 | [24 empty] | 8102603 | no | no |  |  | no |  | 0 | 0 | 0 | 0 | 0 | 0 |  | 1 | 1 | 1 | 0 | 0 | 0
load_220333350 |  | node_1381929_075_15368916_758 |  | AN | 0 | Residential | 10720.8+4567.042j | 0 | 0 | 0 | 0 | 0 | [24 empty] | 8102603 | no | no |  |  | no |  | 0 | 0 | 0 | 0 | 0 | 0 |  | 1 | 1 | 1 | 0 | 0 | 0
load_220333351 |  | node_1381922_449_15368772_91 |  | AN | 0 | Residential | 3376.8+1438.511j | 0 | 0 | 0 | 0 | 0 | [24 empty] | 8102603 | no | no |  |  | no |  | 0 | 0 | 0 | 0 | 0 | 0 |  | 1 | 1 | 1 | 0 | 0 | 0
load_220333352 |  | node_1381888_603_15368362_127 |  | AN | 0 | Residential | 18050.4+7689.438j | 0 | 0 | 0 | 0 | 0 | [24 empty] | 8102603 | no | no |  |  | no |  | 0 | 0 | 0 | 0 | 0 | 0 |  | 1 | 1 | 1 | 0 | 0 | 0
load_220333541 |  | node_1382588_52_15371202_342 |  | AN | 0 | Residential | 24004.8+10226.002j | 0 | 0 | 0 | 0 | 0 | [24 empty] | 8102603 | no | no |  |  | no |  | 0 | 0 | 0 | 0 | 0 | 0 |  | 1 | 1 | 1 | 0 | 0 | 0
load_220333542 |  | node_1383573_739_15369501_72 |  | AN | 0 | Residential | 8200.8+3493.526j | 0 | 0 | 0 | 0 | 0 | [24 empty] | 8102603 | no | no |  |  | no |  | 0 | 0 | 0 | 0 | 0 | 0 |  | 1 | 1 | 1 | 0 | 0 | 0
load_220333543 |  | node_1383950_565_15369090_386 |  | AN | 0 | Residential | 4406.4+1877.119j | 0 | 0 | 0 | 0 | 0 | [24 empty] | 8102603 | no | no |  |  | no |  | 0 | 0 | 0 | 0 | 0 | 0 |  | 1 | 1 | 1 | 0 | 0 | 0
load_220333545 |  | node_1383893_177_15368669_838 |  | AN | 0 | Residential | 7178.4+3057.986j | 0 | 0 | 0 | 0 | 0 | [24 empty] | 8102603 | no | no |  |  | no |  | 0 | 0 | 0 | 0 | 0 | 0 |  | 1 | 1 | 1 | 0 | 0 | 0
load_220333546 |  | node_1383903_801_15368400_739 |  | AN | 0 | Residential | 6624+2821.812j | 0 | 0 | 0 | 0 | 0 | [24 empty] | 8102603 | no | no |  |  | no |  | 0 | 0 | 0 | 0 | 0 | 0 |  | 1 | 1 | 1 | 0 | 0 | 0
load_220333547 |  | node_1383900_28_15368026_956 |  | AN | 0 | Residential | 22399.2+9542.019j | 0 | 0 | 0 | 0 | 0 | [24 empty] | 8102603 | no | no |  |  | no |  | 0 | 0 | 0 | 0 | 0 | 0 |  | 1 | 1 | 1 | 0 | 0 | 0
load_220333548 |  | node_1384014_571_15367858_677 |  | AN | 0 | Residential | 4989.6+2125.561j | 0 | 0 | 0 | 0 | 0 | [24 empty] | 8102603 | no | no |  |  | no |  | 0 | 0 | 0 | 0 | 0 | 0 |  | 1 | 1 | 1 | 0 | 0 | 0
load_220333549 |  | node_1384206_848_15367746_171 |  | AN | 0 | Residential | 6292.8+2680.722j | 0 | 0 | 0 | 0 | 0 | [24 empty] | 8102603 | no | no |  |  | no |  | 0 | 0 | 0 | 0 | 0 | 0 |  | 1 | 1 | 1 | 0 | 0 | 0
load_220333550 |  | node_1384716_107_15367773_119 |  | AN | 0 | Residential | 3477.6+1481.451j | 0 | 0 | 0 | 0 | 0 | [24 empty] | 8102603 | no | no |  |  | no |  | 0 | 0 | 0 | 0 | 0 | 0 |  | 1 | 1 | 1 | 0 | 0 | 0
load_220333551 |  | node_1384980_094_15367626_177 |  | AN | 0 | Residential | 3232.8+1377.167j | 0 | 0 | 0 | 0 | 0 | [24 empty] | 8102603 | no | no |  |  | no |  | 0 | 0 | 0 | 0 | 0 | 0 |  | 1 | 1 | 1 | 0 | 0 | 0
load_220333552 |  | node_1385566_791_15367535_919 |  | AN | 0 | NonResidential | 108+46.008j | 0 | 0 | 0 | 0 | 0 | [24 empty] | 8102603 | no | no |  |  | no |  | 0 | 0 | 0 | 0 | 0 | 0 |  | 1 | 1 | 1 | 0 | 0 | 0
load_220333553 |  | node_1381746_206_15370381_681 |  | AN | 0 | Residential | 7200+3067.187j | 0 | 0 | 0 | 0 | 0 | [24 empty] | 8102603 | no | no |  |  | no |  | 0 | 0 | 0 | 0 | 0 | 0 |  | 1 | 1 | 1 | 0 | 0 | 0
load_220333554 |  | node_1381662_421_15370190_893 |  | AN | 0 | Residential | 9064.8+3861.589j | 0 | 0 | 0 | 0 | 0 | [24 empty] | 8102603 | no | no |  |  | no |  | 0 | 0 | 0 | 0 | 0 | 0 |  | 1 | 1 | 1 | 0 | 0 | 0
load_220333555 |  | node_1383389_457_15369702_418 |  | AN | 0 | Residential | 17632.8+7511.541j | 0 | 0 | 0 | 0 | 0 | [24 empty] | 8102603 | no | no |  |  | no |  | 0 | 0 | 0 | 0 | 0 | 0 |  | 1 | 1 | 1 | 0 | 0 | 0
load_220333574 |  | node_1383440_128_15370497_36 |  | AN | 0 | Residential | 2246.4+956.962j | 0 | 0 | 0 | 0 | 0 | [24 empty] | 8102603 | no | no |  |  | no |  | 0 | 0 | 0 | 0 | 0 | 0 |  | 1 | 1 | 1 | 0 | 0 | 0
load_220333575 |  | node_1383586_223_15370294_284 |  | AN | 0 | Residential | 17992.8+7664.901j | 0 | 0 | 0 | 0 | 0 | [24 empty] | 8102603 | no | no |  |  | no |  | 0 | 0 | 0 | 0 | 0 | 0 |  | 1 | 1 | 1 | 0 | 0 | 0
load_220333576 |  | node_1383852_322_15370032_862 |  | AN | 0 | NonResidential | 237.6+101.217j | 0 | 0 | 0 | 0 | 0 | [24 empty] | 8102603 | no | no |  |  | no |  | 0 | 0 | 0 | 0 | 0 | 0 |  | 1 | 1 | 1 | 0 | 0 | 0
load_220333577 |  | node_1384072_197_15369820_384 |  | AN | 0 | Residential | 16660.8+7097.471j | 0 | 0 | 0 | 0 | 0 | [24 empty] | 8102603 | no | no |  |  | no |  | 0 | 0 | 0 | 0 | 0 | 0 |  | 1 | 1 | 1 | 0 | 0 | 0
load_220333578 |  | node_1384308_3_15369588_812 |  | AN | 0 | Residential | 37130.4+15817.484j | 0 | 0 | 0 | 0 | 0 | [24 empty] | 8102603 | no | no |  |  | no |  | 0 | 0 | 0 | 0 | 0 | 0 |  | 1 | 1 | 1 | 0 | 0 | 0
load_220333579 |  | node_1384588_151_15369352_771 |  | AN | 0 | Residential | 4111.2+1751.364j | 0 | 0 | 0 | 0 | 0 | [24 empty] | 8102603 | no | no |  |  | no |  | 0 | 0 | 0 | 0 | 0 | 0 |  | 1 | 1 | 1 | 0 | 0 | 0
load_220333587 |  | node_1389697_153_15366115_176 |  | AN | 0 | Residential | 4802.4+2045.814j | 0 | 0 | 0 | 0 | 0 | [24 empty] | 8102603 | no | no |  |  | no |  | 0 | 0 | 0 | 0 | 0 | 0 |  | 1 | 1 | 1 | 0 | 0 | 0
load_220333588 |  | node_1389966_296_15365944_441 |  | AN | 0 | Residential | 2908.8+1239.144j | 0 | 0 | 0 | 0 | 0 | [24 empty] | 8102603 | no | no |  |  | no |  | 0 | 0 | 0 | 0 | 0 | 0 |  | 1 | 1 | 1 | 0 | 0 | 0
load_220333589 |  | node_1388086_232_15366800_629 |  | AN | 0 | Residential | 2800.8+1193.136j | 0 | 0 | 0 | 0 | 0 | [24 empty] | 8102603 | no | no |  |  | no |  | 0 | 0 | 0 | 0 | 0 | 0 |  | 1 | 1 | 1 | 0 | 0 | 0
load_220333590 |  | node_1387867_119_15367002_682 |  | AN | 0 | Residential | 9957.6+4241.92j | 0 | 0 | 0 | 0 | 0 | [24 empty] | 8102603 | no | no |  |  | no |  | 0 | 0 | 0 | 0 | 0 | 0 |  | 1 | 1 | 1 | 0 | 0 | 0
load_220333591 |  | node_1388614_361_15366726_008 |  | AN | 0 | Residential | 3549.6+1512.123j | 0 | 0 | 0 | 0 | 0 | [24 empty] | 8102603 | no | no |  |  | no |  | 0 | 0 | 0 | 0 | 0 | 0 |  | 1 | 1 | 1 | 0 | 0 | 0
load_220333597 |  | node_1394261_747_15359284_805 |  | AN | 0 | Residential | 34689.6+14777.708j | 0 | 0 | 0 | 0 | 0 | [24 empty] | 8102603 | no | no |  |  | no |  | 0 | 0 | 0 | 0 | 0 | 0 |  | 1 | 1 | 1 | 0 | 0 | 0
load_220333599 |  | node_1394221_197_15360150_539 |  | AN | 0 | Residential | 7704+3281.89j | 0 | 0 | 0 | 0 | 0 | [24 empty] | 8102603 | no | no |  |  | no |  | 0 | 0 | 0 | 0 | 0 | 0 |  | 1 | 1 | 1 | 0 | 0 | 0
load_220333604 |  | node_1383401_153_15364400_064 |  | AN | 0 | NonResidential | 50.4+21.47j | 0 | 0 | 0 | 0 | 0 | [24 empty] | 8102603 | no | no |  |  | no |  | 0 | 0 | 0 | 0 | 0 | 0 |  | 1 | 1 | 1 | 0 | 0 | 0
load_220333605 |  | node_1383364_132_15364668_945 |  | AN | 0 | NonResidential | 0 | 0 | 0 | 0 | 0 | 0 | [24 empty] | 8102603 | no | no |  |  | no |  | 0 | 0 | 0 | 0 | 0 | 0 |  | 1 | 1 | 1 | 0 | 0 | 0
load_220333606 |  | node_1383238_112_15363835_25 |  | AN | 0 | Other | 0 | 0 | 0 | 0 | 0 | 0 | [24 empty] | 8102603 | no | no |  |  | no |  | 0 | 0 | 0 | 0 | 0 | 0 |  | 1 | 1 | 1 | 0 | 0 | 0
load_220341737 |  | node_1374710_349_15378301_164 |  | AN | 0 | Residential | 1980+843.476j | 0 | 0 | 0 | 0 | 0 | [24 empty] | 8102603 | no | no |  |  | no |  | 0 | 0 | 0 | 0 | 0 | 0 |  | 1 | 1 | 1 | 0 | 0 | 0
load_220341738 |  | node_1374717_848_15378625_692 |  | AN | 0 | Residential | 5464.8+2327.995j | 0 | 0 | 0 | 0 | 0 | [24 empty] | 8102603 | no | no |  |  | no |  | 0 | 0 | 0 | 0 | 0 | 0 |  | 1 | 1 | 1 | 0 | 0 | 0
load_220341740 |  | node_1373968_984_15379016_827 |  | AN | 0 | Residential | 29937.6+12753.364j | 0 | 0 | 0 | 0 | 0 | [24 empty] | 8102603 | no | no |  |  | no |  | 0 | 0 | 0 | 0 | 0 | 0 |  | 1 | 1 | 1 | 0 | 0 | 0
load_220341742 |  | node_1373753_939_15379349_786 |  | AN | 0 | Residential | 22147.2+9434.668j | 0 | 0 | 0 | 0 | 0 | [24 empty] | 8102603 | no | no |  |  | no |  | 0 | 0 | 0 | 0 | 0 | 0 |  | 1 | 1 | 1 | 0 | 0 | 0
load_220343176 |  | node_1374833_664_15367975_878 |  | AN | 0 | Residential | 13154.4+5603.751j | 0 | 0 | 0 | 0 | 0 | [24 empty] | 8102603 | no | no |  |  | no |  | 0 | 0 | 0 | 0 | 0 | 0 |  | 1 | 1 | 1 | 0 | 0 | 0
load_220343177 |  | node_1374734_622_15369216_761 |  | AN | 0 | Residential | 71870.4+30616.662j | 0 | 0 | 0 | 0 | 0 | [24 empty] | 8102603 | no | no |  |  | no |  | 0 | 0 | 0 | 0 | 0 | 0 |  | 1 | 1 | 1 | 0 | 0 | 0
load_220343178 |  | node_1373826_775_15367772_576 |  | AN | 0 | Residential | 5047.2+2150.098j | 0 | 0 | 0 | 0 | 0 | [24 empty] | 8102603 | no | no |  |  | no |  | 0 | 0 | 0 | 0 | 0 | 0 |  | 1 | 1 | 1 | 0 | 0 | 0
load_220343179 |  | node_1373228_572_15366101_16 |  | AN | 0 | Residential | 30758.4+13103.024j | 0 | 0 | 0 | 0 | 0 | [24 empty] | 8102603 | no | no |  |  | no |  | 0 | 0 | 0 | 0 | 0 | 0 |  | 1 | 1 | 1 | 0 | 0 | 0
load_220343180 |  | node_1373205_597_15365775_294 |  | AN | 0 | Residential | 7675.2+3269.622j | 0 | 0 | 0 | 0 | 0 | [24 empty] | 8102603 | no | no |  |  | no |  | 0 | 0 | 0 | 0 | 0 | 0 |  | 1 | 1 | 1 | 0 | 0 | 0
load_220343181 |  | node_1373058_37_15365488_439 |  | AN | 0 | Residential | 30895.2+13161.3j | 0 | 0 | 0 | 0 | 0 | [24 empty] | 8102603 | no | no |  |  | no |  | 0 | 0 | 0 | 0 | 0 | 0 |  | 1 | 1 | 1 | 0 | 0 | 0
load_220343182 |  | node_1372967_661_15365311_375 |  | AN | 0 | Residential | 17899.2+7625.027j | 0 | 0 | 0 | 0 | 0 | [24 empty] | 8102603 | no | no |  |  | no |  | 0 | 0 | 0 | 0 | 0 | 0 |  | 1 | 1 | 1 | 0 | 0 | 0
load_220343183 |  | node_1372806_38_15365123_153 |  | AN | 0 | Residential | 4867.2+2073.419j | 0 | 0 | 0 | 0 | 0 | [24 empty] | 8102603 | no | no |  |  | no |  | 0 | 0 | 0 | 0 | 0 | 0 |  | 1 | 1 | 1 | 0 | 0 | 0
load_220343184 |  | node_1372944_432_15364856_823 |  | AN | 0 | Residential | 11390.4+4852.29j | 0 | 0 | 0 | 0 | 0 | [24 empty] | 8102603 | no | no |  |  | no |  | 0 | 0 | 0 | 0 | 0 | 0 |  | 1 | 1 | 1 | 0 | 0 | 0
load_220343185 |  | node_1372858_417_15364565_477 |  | AN | 0 | Residential | 28699.2+12225.808j | 0 | 0 | 0 | 0 | 0 | [24 empty] | 8102603 | no | no |  |  | no |  | 0 | 0 | 0 | 0 | 0 | 0 |  | 1 | 1 | 1 | 0 | 0 | 0
load_220343186 |  | node_1372761_007_15364210_593 |  | AN | 0 | Residential | 15472.8+6591.385j | 0 | 0 | 0 | 0 | 0 | [24 empty] | 8102603 | no | no |  |  | no |  | 0 | 0 | 0 | 0 | 0 | 0 |  | 1 | 1 | 1 | 0 | 0 | 0
load_220343187 |  | node_1372630_174_15363980_396 |  | AN | 0 | Residential | 14918.4+6355.212j | 0 | 0 | 0 | 0 | 0 | [24 empty] | 8102603 | no | no |  |  | no |  | 0 | 0 | 0 | 0 | 0 | 0 |  | 1 | 1 | 1 | 0 | 0 | 0
load_220343188 |  | node_1372605_395_15363723_055 |  | AN | 0 | Residential | 7588.8+3232.815j | 0 | 0 | 0 | 0 | 0 | [24 empty] | 8102603 | no | no |  |  | no |  | 0 | 0 | 0 | 0 | 0 | 0 |  | 1 | 1 | 1 | 0 | 0 | 0
load_220343190 |  | node_1372534_389_15363063_789 |  | AN | 0 | Residential | 15422.4+6569.915j | 0 | 0 | 0 | 0 | 0 | [24 empty] | 8102603 | no | no |  |  | no |  | 0 | 0 | 0 | 0 | 0 | 0 |  | 1 | 1 | 1 | 0 | 0 | 0
load_220343191 |  | node_1372499_98_15362700_984 |  | AN | 0 | Residential | 31327.2+13345.331j | 0 | 0 | 0 | 0 | 0 | [24 empty] | 8102603 | no | no |  |  | no |  | 0 | 0 | 0 | 0 | 0 | 0 |  | 1 | 1 | 1 | 0 | 0 | 0
load_220343192 |  | node_1372253_751_15362360_531 |  | AN | 0 | NonResidential | 1742.4+742.259j | 0 | 0 | 0 | 0 | 0 | [24 empty] | 8102603 | no | no |  |  | no |  | 0 | 0 | 0 | 0 | 0 | 0 |  | 1 | 1 | 1 | 0 | 0 | 0
load_220343193 |  | node_1371792_622_15361307_434 |  | AN | 0 | Residential | 11995.2+5109.934j | 0 | 0 | 0 | 0 | 0 | [24 empty] | 8102603 | no | no |  |  | no |  | 0 | 0 | 0 | 0 | 0 | 0 |  | 1 | 1 | 1 | 0 | 0 | 0
load_220343266 |  | node_1374911_382_15361287_998 |  | AN | 0 | Residential | 6602.4+2812.611j | 0 | 0 | 0 | 0 | 0 | [24 empty] | 8102603 | no | no |  |  | no |  | 0 | 0 | 0 | 0 | 0 | 0 |  | 1 | 1 | 1 | 0 | 0 | 0
load_220343267 |  | node_1374525_563_15361133_054 |  | AN | 0 | Residential | 10432.8+4444.354j | 0 | 0 | 0 | 0 | 0 | [24 empty] | 8102603 | no | no |  |  | no |  | 0 | 0 | 0 | 0 | 0 | 0 |  | 1 | 1 | 1 | 0 | 0 | 0
load_220343315 |  | node_1374426_683_15363881_536 |  | AN | 0 | Residential | 3772.8+1607.206j | 0 | 0 | 0 | 0 | 0 | [24 empty] | 8102603 | no | no |  |  | no |  | 0 | 0 | 0 | 0 | 0 | 0 |  | 1 | 1 | 1 | 0 | 0 | 0
load_220343317 |  | node_1373740_091_15362974_939 |  | AN | 0 | Residential | 37065.6+15789.879j | 0 | 0 | 0 | 0 | 0 | [24 empty] | 8102603 | no | no |  |  | no |  | 0 | 0 | 0 | 0 | 0 | 0 |  | 1 | 1 | 1 | 0 | 0 | 0
load_220343318 |  | node_1373576_545_15362840_046 |  | AN | 0 | Residential | 6249.6+2662.318j | 0 | 0 | 0 | 0 | 0 | [24 empty] | 8102603 | no | no |  |  | no |  | 0 | 0 | 0 | 0 | 0 | 0 |  | 1 | 1 | 1 | 0 | 0 | 0
load_220343319 |  | node_1373562_871_15362286_382 |  | AN | 0 | Residential | 3218.4+1371.033j | 0 | 0 | 0 | 0 | 0 | [24 empty] | 8102603 | no | no |  |  | no |  | 0 | 0 | 0 | 0 | 0 | 0 |  | 1 | 1 | 1 | 0 | 0 | 0
load_220343320 |  | node_1373635_422_15361988_361 |  | AN | 0 | Residential | 5796+2469.086j | 0 | 0 | 0 | 0 | 0 | [24 empty] | 8102603 | no | no |  |  | no |  | 0 | 0 | 0 | 0 | 0 | 0 |  | 1 | 1 | 1 | 0 | 0 | 0
load_220343321 |  | node_1373612_282_15361654_699 |  | AN | 0 | Residential | 13651.2+5815.387j | 0 | 0 | 0 | 0 | 0 | [24 empty] | 8102603 | no | no |  |  | no |  | 0 | 0 | 0 | 0 | 0 | 0 |  | 1 | 1 | 1 | 0 | 0 | 0
load_220343323 |  | node_1374920_128_15367486_286 |  | AN | 0 | Residential | 6876+2929.164j | 0 | 0 | 0 | 0 | 0 | [24 empty] | 8102603 | no | no |  |  | no |  | 0 | 0 | 0 | 0 | 0 | 0 |  | 1 | 1 | 1 | 0 | 0 | 0
load_220343324 |  | node_1374243_378_15365188_195 |  | AN | 0 | Residential | 13420.8+5717.237j | 0 | 0 | 0 | 0 | 0 | [24 empty] | 8102603 | no | no |  |  | no |  | 0 | 0 | 0 | 0 | 0 | 0 |  | 1 | 1 | 1 | 0 | 0 | 0
load_220343325 |  | node_1374768_453_15364624_389 |  | AN | 0 | Residential | 17899.2+7625.027j | 0 | 0 | 0 | 0 | 0 | [24 empty] | 8102603 | no | no |  |  | no |  | 0 | 0 | 0 | 0 | 0 | 0 |  | 1 | 1 | 1 | 0 | 0 | 0
load_220343326 |  | node_1374810_566_15364411_713 |  | AN | 0 | Residential | 5875.2+2502.825j | 0 | 0 | 0 | 0 | 0 | [24 empty] | 8102603 | no | no |  |  | no |  | 0 | 0 | 0 | 0 | 0 | 0 |  | 1 | 1 | 1 | 0 | 0 | 0
load_220343541 |  | node_1377912_929_15374851_227 |  | AN | 0 | NonResidential | 1000+425.998j | 0 | 0 | 0 | 0 | 0 | [24 empty] | 8102603 | no | no |  |  | no |  | 0 | 0 | 0 | 0 | 0 | 0 |  | 1 | 1 | 1 | 0 | 0 | 0
load_220343542 |  | node_1377578_757_15374766_831 |  | AN | 0 | Residential | 380102.4+161922.944j | 0 | 0 | 0 | 0 | 0 | [24 empty] | 8102603 | no | no |  |  | no |  | 0 | 0 | 0 | 0 | 0 | 0 |  | 1 | 1 | 1 | 0 | 0 | 0
load_220343543 |  | node_1377693_95_15374920_326 |  | AN | 0 | Other | 0 | 0 | 0 | 0 | 0 | 0 | [24 empty] | 8102603 | no | no |  |  | no |  | 0 | 0 | 0 | 0 | 0 | 0 |  | 1 | 1 | 1 | 0 | 0 | 0
load_220343544 |  | node_1377679_362_15375082_524 |  | AN | 0 | Residential | 2059.2+877.216j | 0 | 0 | 0 | 0 | 0 | [24 empty] | 8102603 | no | no |  |  | no |  | 0 | 0 | 0 | 0 | 0 | 0 |  | 1 | 1 | 1 | 0 | 0 | 0
load_220343545 |  | node_1377398_986_15374871_416 |  | AN | 0 | Other | 0 | 0 | 0 | 0 | 0 | 0 | [24 empty] | 8102603 | no | no |  |  | no |  | 0 | 0 | 0 | 0 | 0 | 0 |  | 1 | 1 | 1 | 0 | 0 | 0
load_220343546 |  | node_1377413_684_15375048_191 |  | AN | 0 | Other | 0 | 0 | 0 | 0 | 0 | 0 | [24 empty] | 8102603 | no | no |  |  | no |  | 0 | 0 | 0 | 0 | 0 | 0 |  | 1 | 1 | 1 | 0 | 0 | 0
load_220343547 |  | node_1377222_041_15374759_801 |  | AN | 0 | Other | 0 | 0 | 0 | 0 | 0 | 0 | [24 empty] | 8102603 | no | no |  |  | no |  | 0 | 0 | 0 | 0 | 0 | 0 |  | 1 | 1 | 1 | 0 | 0 | 0
load_220343548 |  | node_1377228_38_15374904_46 |  | AN | 0 | Other | 0 | 0 | 0 | 0 | 0 | 0 | [24 empty] | 8102603 | no | no |  |  | no |  | 0 | 0 | 0 | 0 | 0 | 0 |  | 1 | 1 | 1 | 0 | 0 | 0
load_220343549 |  | node_1377212_027_15375033_601 |  | AN | 0 | Residential | 8805.6+3751.17j | 0 | 0 | 0 | 0 | 0 | [24 empty] | 8102603 | no | no |  |  | no |  | 0 | 0 | 0 | 0 | 0 | 0 |  | 1 | 1 | 1 | 0 | 0 | 0
load_220343550 |  | node_1377007_732_15374910_869 |  | AN | 0 | Other | 0 | 0 | 0 | 0 | 0 | 0 | [24 empty] | 8102603 | no | no |  |  | no |  | 0 | 0 | 0 | 0 | 0 | 0 |  | 1 | 1 | 1 | 0 | 0 | 0
load_220343551 |  | node_1376996_013_15375040_061 |  | AN | 0 | Other | 0 | 0 | 0 | 0 | 0 | 0 | [24 empty] | 8102603 | no | no |  |  | no |  | 0 | 0 | 0 | 0 | 0 | 0 |  | 1 | 1 | 1 | 0 | 0 | 0
load_220343577 |  | node_1378020_491_15374565_08 |  | AN | 0 | NonResidential | 6494.4+2766.603j | 0 | 0 | 0 | 0 | 0 | [24 empty] | 8102603 | no | no |  |  | no |  | 0 | 0 | 0 | 0 | 0 | 0 |  | 1 | 1 | 1 | 0 | 0 | 0
load_220343578 |  | node_1377909_315_15374370_748 |  | AN | 0 | NonResidential | 6000+2555.989j | 0 | 0 | 0 | 0 | 0 | [24 empty] | 8102603 | no | no |  |  | no |  | 0 | 0 | 0 | 0 | 0 | 0 |  | 1 | 1 | 1 | 0 | 0 | 0
load_220343579 |  | node_1378354_752_15374286_672 |  | AN | 0 | Other | 0 | 0 | 0 | 0 | 0 | 0 | [24 empty] | 8102603 | no | no |  |  | no |  | 0 | 0 | 0 | 0 | 0 | 0 |  | 1 | 1 | 1 | 0 | 0 | 0
load_220343580 |  | node_1377995_972_15374150_676 |  | AN | 0 | Other | 0 | 0 | 0 | 0 | 0 | 0 | [24 empty] | 8102603 | no | no |  |  | no |  | 0 | 0 | 0 | 0 | 0 | 0 |  | 1 | 1 | 1 | 0 | 0 | 0
load_220344075 |  | node_1376729_571_15376321_044 |  | AN | 0 | Residential | 103939.2+44277.914j | 0 | 0 | 0 | 0 | 0 | [24 empty] | 8102603 | no | no |  |  | no |  | 0 | 0 | 0 | 0 | 0 | 0 |  | 1 | 1 | 1 | 0 | 0 | 0
load_220344076 |  | node_1376443_813_15376340_188 |  | AN | 0 | Residential | 52473.6+22353.66j | 0 | 0 | 0 | 0 | 0 | [24 empty] | 8102603 | no | no |  |  | no |  | 0 | 0 | 0 | 0 | 0 | 0 |  | 1 | 1 | 1 | 0 | 0 | 0
load_220344077 |  | node_1376345_98_15376556_646 |  | AN | 0 | Residential | 23306.4+9928.485j | 0 | 0 | 0 | 0 | 0 | [24 empty] | 8102603 | no | no |  |  | no |  | 0 | 0 | 0 | 0 | 0 | 0 |  | 1 | 1 | 1 | 0 | 0 | 0
load_220344078 |  | node_1376034_978_15376527_656 |  | AN | 0 | Residential | 69264+29506.34j | 0 | 0 | 0 | 0 | 0 | [24 empty] | 8102603 | no | no |  |  | no |  | 0 | 0 | 0 | 0 | 0 | 0 |  | 1 | 1 | 1 | 0 | 0 | 0
load_220344079 |  | node_1376070_787_15376145_283 |  | AN | 0 | Residential | 61286.4+26107.897j | 0 | 0 | 0 | 0 | 0 | [24 empty] | 8102603 | no | no |  |  | no |  | 0 | 0 | 0 | 0 | 0 | 0 |  | 1 | 1 | 1 | 0 | 0 | 0
load_220344080 |  | node_1376261_608_15375985_742 |  | AN | 0 | Residential | 50241.6+21402.832j | 0 | 0 | 0 | 0 | 0 | [24 empty] | 8102603 | no | no |  |  | no |  | 0 | 0 | 0 | 0 | 0 | 0 |  | 1 | 1 | 1 | 0 | 0 | 0
load_220344136 |  | node_1379581_489_15374238_67 |  | AN | 0 | Residential | 12045.6+5131.404j | 0 | 0 | 0 | 0 | 0 | [24 empty] | 8102603 | no | no |  |  | no |  | 0 | 0 | 0 | 0 | 0 | 0 |  | 1 | 1 | 1 | 0 | 0 | 0
load_220344137 |  | node_1379485_786_15374032_178 |  | AN | 0 | Residential | 12960+5520.937j | 0 | 0 | 0 | 0 | 0 | [24 empty] | 8102603 | no | no |  |  | no |  | 0 | 0 | 0 | 0 | 0 | 0 |  | 1 | 1 | 1 | 0 | 0 | 0
load_220344138 |  | node_1379865_558_15374031_095 |  | AN | 0 | Residential | 12895.2+5493.332j | 0 | 0 | 0 | 0 | 0 | [24 empty] | 8102603 | no | no |  |  | no |  | 0 | 0 | 0 | 0 | 0 | 0 |  | 1 | 1 | 1 | 0 | 0 | 0
load_220344139 |  | node_1379639_477_15374506_859 |  | AN | 0 | Residential | 40752+17360.279j | 0 | 0 | 0 | 0 | 0 | [24 empty] | 8102603 | no | no |  |  | no |  | 0 | 0 | 0 | 0 | 0 | 0 |  | 1 | 1 | 1 | 0 | 0 | 0
load_220344140 |  | node_1379216_106_15374958_227 |  | AN | 0 | Residential | 77241.6+32904.784j | 0 | 0 | 0 | 0 | 0 | [24 empty] | 8102603 | no | no |  |  | no |  | 0 | 0 | 0 | 0 | 0 | 0 |  | 1 | 1 | 1 | 0 | 0 | 0
load_220344141 |  | node_1378477_43_15375332_648 |  | AN | 0 | Residential | 61480.8+26190.711j | 0 | 0 | 0 | 0 | 0 | [24 empty] | 8102603 | no | no |  |  | no |  | 0 | 0 | 0 | 0 | 0 | 0 |  | 1 | 1 | 1 | 0 | 0 | 0
load_220344142 |  | node_1378231_709_15374902_14 |  | AN | 0 | Residential | 18295.2+7793.723j | 0 | 0 | 0 | 0 | 0 | [24 empty] | 8102603 | no | no |  |  | no |  | 0 | 0 | 0 | 0 | 0 | 0 |  | 1 | 1 | 1 | 0 | 0 | 0
load_220344143 |  | node_1377867_349_15375839_345 |  | AN | 0 | Residential | 122.4+52.142j | 0 | 0 | 0 | 0 | 0 | [24 empty] | 8102603 | no | no |  |  | no |  | 0 | 0 | 0 | 0 | 0 | 0 |  | 1 | 1 | 1 | 0 | 0 | 0
load_220344144 |  | node_1377465_917_15375664_568 |  | AN | 0 | Residential | 20052+8542.116j | 0 | 0 | 0 | 0 | 0 | [24 empty] | 8102603 | no | no |  |  | no |  | 0 | 0 | 0 | 0 | 0 | 0 |  | 1 | 1 | 1 | 0 | 0 | 0
load_220344145 |  | node_1377744_347_15375956_597 |  | AN | 0 | Residential | 15292.8+6514.706j | 0 | 0 | 0 | 0 | 0 | [24 empty] | 8102603 | no | no |  |  | no |  | 0 | 0 | 0 | 0 | 0 | 0 |  | 1 | 1 | 1 | 0 | 0 | 0
load_220344146 |  | node_1377568_895_15376126_418 |  | AN | 0 | Residential | 7452+3174.539j | 0 | 0 | 0 | 0 | 0 | [24 empty] | 8102603 | no | no |  |  | no |  | 0 | 0 | 0 | 0 | 0 | 0 |  | 1 | 1 | 1 | 0 | 0 | 0
load_220344147 |  | node_1377235_651_15376381_855 |  | AN | 0 | Residential | 44128.8+18798.79j | 0 | 0 | 0 | 0 | 0 | [24 empty] | 8102603 | no | no |  |  | no |  | 0 | 0 | 0 | 0 | 0 | 0 |  | 1 | 1 | 1 | 0 | 0 | 0
load_220344148 |  | node_1376972_581_15376119_459 |  | AN | 0 | Residential | 75988.8+32371.093j | 0 | 0 | 0 | 0 | 0 | [24 empty] | 8102603 | no | no |  |  | no |  | 0 | 0 | 0 | 0 | 0 | 0 |  | 1 | 1 | 1 | 0 | 0 | 0
load_220344150 |  | node_1376796_384_15376015_183 |  | AN | 0 | Residential | 19648.8+8370.354j | 0 | 0 | 0 | 0 | 0 | [24 empty] | 8102603 | no | no |  |  | no |  | 0 | 0 | 0 | 0 | 0 | 0 |  | 1 | 1 | 1 | 0 | 0 | 0
load_220344151 |  | node_1376630_43_15376079_151 |  | AN | 0 | Residential | 34682.4+14774.641j | 0 | 0 | 0 | 0 | 0 | [24 empty] | 8102603 | no | no |  |  | no |  | 0 | 0 | 0 | 0 | 0 | 0 |  | 1 | 1 | 1 | 0 | 0 | 0
load_220344177 |  | node_1377278_066_15376574_542 |  | AN | 0 | NonResidential | 16000+6815.971j | 0 | 0 | 0 | 0 | 0 | [24 empty] | 8102603 | no | no |  |  | no |  | 0 | 0 | 0 | 0 | 0 | 0 |  | 1 | 1 | 1 | 0 | 0 | 0
load_220344178 |  | node_1376889_853_15376607_959 |  | AN | 0 | Residential | 45784.8+19504.243j | 0 | 0 | 0 | 0 | 0 | [24 empty] | 8102603 | no | no |  |  | no |  | 0 | 0 | 0 | 0 | 0 | 0 |  | 1 | 1 | 1 | 0 | 0 | 0
load_220344179 |  | node_1376225_753_15377044_641 |  | AN | 0 | Residential | 27403.2+11673.714j | 0 | 0 | 0 | 0 | 0 | [24 empty] | 8102603 | no | no |  |  | no |  | 0 | 0 | 0 | 0 | 0 | 0 |  | 1 | 1 | 1 | 0 | 0 | 0
load_220344180 |  | node_1376267_259_15377527_988 |  | AN | 0 | NonResidential | 9000+3833.984j | 0 | 0 | 0 | 0 | 0 | [24 empty] | 8102603 | no | no |  |  | no |  | 0 | 0 | 0 | 0 | 0 | 0 |  | 1 | 1 | 1 | 0 | 0 | 0
load_220344181 |  | node_1376260_105_15377552_742 |  | BN | 0 | NonResidential | 0 | 9000+3833.984j | 0 | 0 | 0 | 0 | [24 empty] | 8102603 | no | no |  |  | no |  | 0 | 0 | 0 | 0 | 0 | 0 |  | 1 | 1 | 1 | 0 | 0 | 0
load_220344182 |  | node_1376269_403_15377501_537 |  | CN | 0 | NonResidential | 0 | 0 | 9000+3833.984j | 0 | 0 | 0 | [24 empty] | 8102603 | no | no |  |  | no |  | 0 | 0 | 0 | 0 | 0 | 0 |  | 1 | 1 | 1 | 0 | 0 | 0
load_220344183 |  | node_1375283_909_15377687_245 |  | AN | 0 | Residential | 1886.4+803.603j | 0 | 0 | 0 | 0 | 0 | [24 empty] | 8102603 | no | no |  |  | no |  | 0 | 0 | 0 | 0 | 0 | 0 |  | 1 | 1 | 1 | 0 | 0 | 0
load_220344184 |  | node_1374963_867_15377987_148 |  | AN | 0 | Residential | 92656.8+39471.632j | 0 | 0 | 0 | 0 | 0 | [24 empty] | 8102603 | no | no |  |  | no |  | 0 | 0 | 0 | 0 | 0 | 0 |  | 1 | 1 | 1 | 0 | 0 | 0
load_220431387 |  | node_1386202_603_15360923_046 |  | AN | 0 | Residential | 8402.4+3579.407j | 0 | 0 | 0 | 0 | 0 | [24 empty] | 8102603 | no | no |  |  | no |  | 0 | 0 | 0 | 0 | 0 | 0 |  | 1 | 1 | 1 | 0 | 0 | 0
load_220431739 |  | node_1376674_192_15377532_56 |  | AN | 0 | Other | 0 | 0 | 0 | 0 | 0 | 0 | [24 empty] | 8102603 | no | no |  |  | no |  | 0 | 0 | 0 | 0 | 0 | 0 |  | 1 | 1 | 1 | 0 | 0 | 0
load_220431740 |  | node_1376662_325_15377511_157 |  | AN | 0 | Other | 0 | 0 | 0 | 0 | 0 | 0 | [24 empty] | 8102603 | no | no |  |  | no |  | 0 | 0 | 0 | 0 | 0 | 0 |  | 1 | 1 | 1 | 0 | 0 | 0
load_220476344 |  | node_1391921_463_15361905_934 |  | AN | 0 | Other | 0 | 0 | 0 | 0 | 0 | 0 | [24 empty] | 8102603 | no | no |  |  | no |  | 0 | 0 | 0 | 0 | 0 | 0 |  | 1 | 1 | 1 | 0 | 0 | 0
load_220504721 |  | node_1388866_255_15366544_8 |  | AN | 0 | Residential | 19404+8266.069j | 0 | 0 | 0 | 0 | 0 | [24 empty] | 8102603 | no | no |  |  | no |  | 0 | 0 | 0 | 0 | 0 | 0 |  | 1 | 1 | 1 | 0 | 0 | 0
load_220512233 |  | node_1382880_909_15359149_971 |  | AN | 0 | Residential | 4377.6+1864.85j | 0 | 0 | 0 | 0 | 0 | [24 empty] | 8102603 | no | no |  |  | no |  | 0 | 0 | 0 | 0 | 0 | 0 |  | 1 | 1 | 1 | 0 | 0 | 0
load_220517821 |  | node_1377447_082_15376592_717 |  | AN | 0 | NonResidential | 4816.8+2051.948j | 0 | 0 | 0 | 0 | 0 | [24 empty] | 8102603 | no | no |  |  | no |  | 0 | 0 | 0 | 0 | 0 | 0 |  | 1 | 1 | 1 | 0 | 0 | 0
load_220518338 |  | node_1394157_157_15358878_849 |  | AN | 0 | Residential | 11066.4+4714.267j | 0 | 0 | 0 | 0 | 0 | [24 empty] | 8102603 | no | no |  |  | no |  | 0 | 0 | 0 | 0 | 0 | 0 |  | 1 | 1 | 1 | 0 | 0 | 0
load_220522788 |  | node_1377395_468_15376811_442 |  | AN | 0 | Other | 0 | 0 | 0 | 0 | 0 | 0 | [24 empty] | 8102603 | no | no |  |  | no |  | 0 | 0 | 0 | 0 | 0 | 0 |  | 1 | 1 | 1 | 0 | 0 | 0
load_220522919 |  | node_1377405_081_15376788_267 |  | BN | 0 | Other | 0 | 0 | 0 | 0 | 0 | 0 | [24 empty] | 8102603 | no | no |  |  | no |  | 0 | 0 | 0 | 0 | 0 | 0 |  | 1 | 1 | 1 | 0 | 0 | 0
load_220522921 |  | node_1377381_715_15376830_433 |  | CN | 0 | Other | 0 | 0 | 0 | 0 | 0 | 0 | [24 empty] | 8102603 | no | no |  |  | no |  | 0 | 0 | 0 | 0 | 0 | 0 |  | 1 | 1 | 1 | 0 | 0 | 0
load_220524437 |  | node_1376147_968_15361830_058 |  | AN | 0 | Residential | 2196+935.492j | 0 | 0 | 0 | 0 | 0 | [24 empty] | 8102603 | no | no |  |  | no |  | 0 | 0 | 0 | 0 | 0 | 0 |  | 1 | 1 | 1 | 0 | 0 | 0
load_220527028 |  | node_1393494_01_15360308_823 |  | AN | 0 | NonResidential | 23000+9797.959j | 0 | 0 | 0 | 0 | 0 | [24 empty] | 8102603 | no | no |  |  | no |  | 0 | 0 | 0 | 0 | 0 | 0 |  | 1 | 1 | 1 | 0 | 0 | 0
load_220527482 |  | node_1391977_261_15358160_931 |  | AN | 0 | Residential | 6652.8+2834.081j | 0 | 0 | 0 | 0 | 0 | [24 empty] | 8102603 | no | no |  |  | no |  | 0 | 0 | 0 | 0 | 0 | 0 |  | 1 | 1 | 1 | 0 | 0 | 0
load_220530022 |  | node_1387589_417_15356669_678 |  | AN | 0 | NonResidential | 0 | 0 | 0 | 0 | 0 | 0 | [24 empty] | 8102603 | no | no |  |  | no |  | 0 | 0 | 0 | 0 | 0 | 0 |  | 1 | 1 | 1 | 0 | 0 | 0
load_220530291 |  | node_1382004_58_15365460_592 |  | AN | 0 | Residential | 7437.6+3168.404j | 0 | 0 | 0 | 0 | 0 | [24 empty] | 8102603 | no | no |  |  | no |  | 0 | 0 | 0 | 0 | 0 | 0 |  | 1 | 1 | 1 | 0 | 0 | 0
load_220531296 |  | node_1382374_362_15368911_605 |  | AN | 0 | Residential | 7.2+3.067j | 0 | 0 | 0 | 0 | 0 | [24 empty] | 8102603 | no | no |  |  | no |  | 0 | 0 | 0 | 0 | 0 | 0 |  | 1 | 1 | 1 | 0 | 0 | 0
load_220535602 |  | node_1394840_191_15358103_731 |  | AN | 0 | Other | 0 | 0 | 0 | 0 | 0 | 0 | [24 empty] | 8102603 | no | no |  |  | no |  | 0 | 0 | 0 | 0 | 0 | 0 |  | 1 | 1 | 1 | 0 | 0 | 0
load_220537395 |  | node_1382883_114_15358977_648 |  | AN | 0 | Other | 0 | 0 | 0 | 0 | 0 | 0 | [24 empty] | 8102603 | no | no |  |  | no |  | 0 | 0 | 0 | 0 | 0 | 0 |  | 1 | 1 | 1 | 0 | 0 | 0
load_220541567 |  | node_1381051_702_15360981_035 |  | AN | 0 | Residential | 2520+1073.516j | 0 | 0 | 0 | 0 | 0 | [24 empty] | 8102603 | no | no |  |  | no |  | 0 | 0 | 0 | 0 | 0 | 0 |  | 1 | 1 | 1 | 0 | 0 | 0
load_220542337 |  | node_1381006_48_15361334_389 |  | AN | 0 | Residential | 2757.6+1174.733j | 0 | 0 | 0 | 0 | 0 | [24 empty] | 8102603 | no | no |  |  | no |  | 0 | 0 | 0 | 0 | 0 | 0 |  | 1 | 1 | 1 | 0 | 0 | 0
load_220549235 |  | node_1372005_28_15362101_441 |  | AN | 0 | Residential | 12369.6+5269.428j | 0 | 0 | 0 | 0 | 0 | [24 empty] | 8102603 | no | no |  |  | no |  | 0 | 0 | 0 | 0 | 0 | 0 |  | 1 | 1 | 1 | 0 | 0 | 0
load_220556961 |  | node_1380780_03_15369867_828 |  | AN | 0 | Residential | 180+76.68j | 0 | 0 | 0 | 0 | 0 | [24 empty] | 8102603 | no | no |  |  | no |  | 0 | 0 | 0 | 0 | 0 | 0 |  | 1 | 1 | 1 | 0 | 0 | 0
load_220559434 |  | node_1381955_62_15361501_953 |  | AN | 0 | Residential | 6631.2+2824.879j | 0 | 0 | 0 | 0 | 0 | [24 empty] | 8102603 | no | no |  |  | no |  | 0 | 0 | 0 | 0 | 0 | 0 |  | 1 | 1 | 1 | 0 | 0 | 0
load_220570490 |  | node_1374989_171_15366098_786 |  | AN | 0 | Residential | 9122.4+3886.126j | 0 | 0 | 0 | 0 | 0 | [24 empty] | 8102603 | no | no |  |  | no |  | 0 | 0 | 0 | 0 | 0 | 0 |  | 1 | 1 | 1 | 0 | 0 | 0
load_220572337 |  | node_1383909_33_15362020_09 |  | AN | 0 | Residential | 7524+3205.211j | 0 | 0 | 0 | 0 | 0 | [24 empty] | 8102603 | no | no |  |  | no |  | 0 | 0 | 0 | 0 | 0 | 0 |  | 1 | 1 | 1 | 0 | 0 | 0
load_220575520 |  | node_1385316_822_15360033_36 |  | AN | 0 | Other | 0 | 0 | 0 | 0 | 0 | 0 | [24 empty] | 8102603 | no | no |  |  | no |  | 0 | 0 | 0 | 0 | 0 | 0 |  | 1 | 1 | 1 | 0 | 0 | 0
load_220593616 |  | node_1374332_762_15379109_555 |  | AN | 0 | Residential | 2188.8+932.425j | 0 | 0 | 0 | 0 | 0 | [24 empty] | 8102603 | no | no |  |  | no |  | 0 | 0 | 0 | 0 | 0 | 0 |  | 1 | 1 | 1 | 0 | 0 | 0
load_220603915 |  | node_1376960_311_15377294_298 |  | AN | 0 | NonResidential | 0 | 0 | 0 | 0 | 0 | 0 | [24 empty] | 8102603 | no | no |  |  | no |  | 0 | 0 | 0 | 0 | 0 | 0 |  | 1 | 1 | 1 | 0 | 0 | 0
load_220603916 |  | node_1376948_588_15377315_624 |  | AN | 0 | NonResidential | 0 | 0 | 0 | 0 | 0 | 0 | [24 empty] | 8102603 | no | no |  |  | no |  | 0 | 0 | 0 | 0 | 0 | 0 |  | 1 | 1 | 1 | 0 | 0 | 0
load_220614836 |  | node_1394265_295_15359632_813 |  | AN | 0 | Residential | 13838.4+5895.134j | 0 | 0 | 0 | 0 | 0 | [24 empty] | 8102603 | no | no |  |  | no |  | 0 | 0 | 0 | 0 | 0 | 0 |  | 1 | 1 | 1 | 0 | 0 | 0
load_220617127 |  | node_1389334_29_15366150_64 |  | AN | 0 | Other | 0 | 0 | 0 | 0 | 0 | 0 | [24 empty] | 8102603 | no | no |  |  | no |  | 0 | 0 | 0 | 0 | 0 | 0 |  | 1 | 1 | 1 | 0 | 0 | 0
load_220618302 |  | node_1391586_988_15357711_222 |  | AN | 0 | Residential | 5572.8+2374.003j | 0 | 0 | 0 | 0 | 0 | [24 empty] | 8102603 | no | no |  |  | no |  | 0 | 0 | 0 | 0 | 0 | 0 |  | 1 | 1 | 1 | 0 | 0 | 0
load_220624017 |  | node_1378327_258_15372741_522 |  | AN | 0 | Other | 0 | 0 | 0 | 0 | 0 | 0 | [24 empty] | 8102603 | no | no |  |  | no |  | 0 | 0 | 0 | 0 | 0 | 0 |  | 1 | 1 | 1 | 0 | 0 | 0
load_220627232 |  | node_1373983_159_15363041_916 |  | AN | 0 | Residential | 7300.8+3110.128j | 0 | 0 | 0 | 0 | 0 | [24 empty] | 8102603 | no | no |  |  | no |  | 0 | 0 | 0 | 0 | 0 | 0 |  | 1 | 1 | 1 | 0 | 0 | 0
load_220638719 |  | node_1384065_086_15362417_501 |  | AN | 0 | Residential | 5500.8+2343.331j | 0 | 0 | 0 | 0 | 0 | [24 empty] | 8102603 | no | no |  |  | no |  | 0 | 0 | 0 | 0 | 0 | 0 |  | 1 | 1 | 1 | 0 | 0 | 0
load_220638995 |  | node_1383318_342_15370688_842 |  | AN | 0 | NonResidential | 7135.2+3039.582j | 0 | 0 | 0 | 0 | 0 | [24 empty] | 8102603 | no | no |  |  | no |  | 0 | 0 | 0 | 0 | 0 | 0 |  | 1 | 1 | 1 | 0 | 0 | 0
load_220642667 |  | node_1383316_16_15360471_741 |  | AN | 0 | Residential | 13255.2+5646.692j | 0 | 0 | 0 | 0 | 0 | [24 empty] | 8102603 | no | no |  |  | no |  | 0 | 0 | 0 | 0 | 0 | 0 |  | 1 | 1 | 1 | 0 | 0 | 0
load_220647055 |  | node_1385699_364_15365633_667 |  | AN | 0 | Residential | 25444.8+10839.439j | 0 | 0 | 0 | 0 | 0 | [24 empty] | 8102603 | no | no |  |  | no |  | 0 | 0 | 0 | 0 | 0 | 0 |  | 1 | 1 | 1 | 0 | 0 | 0
load_220648260 |  | node_1392851_842_15362411_961 |  | AN | 0 | Residential | 3492+1487.586j | 0 | 0 | 0 | 0 | 0 | [24 empty] | 8102603 | no | no |  |  | no |  | 0 | 0 | 0 | 0 | 0 | 0 |  | 1 | 1 | 1 | 0 | 0 | 0
load_220655389 |  | node_1374279_492_15378686_102 |  | AN | 0 | Residential | 8899.2+3791.043j | 0 | 0 | 0 | 0 | 0 | [24 empty] | 8102603 | no | no |  |  | no |  | 0 | 0 | 0 | 0 | 0 | 0 |  | 1 | 1 | 1 | 0 | 0 | 0
load_310020603 |  | node_1374787_009_15378188_916 |  | AN | 0 | Other | 0 | 0 | 0 | 0 | 0 | 0 | [24 empty] | 8102603 | no | no |  |  | no |  | 0 | 0 | 0 | 0 | 0 | 0 |  | 1 | 1 | 1 | 0 | 0 | 0
load_310032864 |  | node_1377214_637_15362025_021 |  | AN | 0 | Residential | 31399.2+13376.003j | 0 | 0 | 0 | 0 | 0 | [24 empty] | 8102603 | no | no |  |  | no |  | 0 | 0 | 0 | 0 | 0 | 0 |  | 1 | 1 | 1 | 0 | 0 | 0
load_310056238 |  | node_1389652_825_15365103_848 |  | AN | 0 | Residential | 5904+2515.093j | 0 | 0 | 0 | 0 | 0 | [24 empty] | 8102603 | no | no |  |  | no |  | 0 | 0 | 0 | 0 | 0 | 0 |  | 1 | 1 | 1 | 0 | 0 | 0
load_310059830 |  | node_1381667_835_15372472_336 |  | AN | 0 | Residential | 5025.6+2140.897j | 0 | 0 | 0 | 0 | 0 | [24 empty] | 8102603 | no | no |  |  | no |  | 0 | 0 | 0 | 0 | 0 | 0 |  | 1 | 1 | 1 | 0 | 0 | 0
load_310061359 |  | node_1375661_139_15368667_518 |  | AN | 0 | Residential | 3628.8+1545.862j | 0 | 0 | 0 | 0 | 0 | [24 empty] | 8102603 | no | no |  |  | no |  | 0 | 0 | 0 | 0 | 0 | 0 |  | 1 | 1 | 1 | 0 | 0 | 0
load_311899365 |  | node_1391936_302_15353715_763 |  | AN | 0 | Residential | 10893.6+4640.654j | 0 | 0 | 0 | 0 | 0 | [24 empty] | 8102603 | no | no |  |  | no |  | 0 | 0 | 0 | 0 | 0 | 0 |  | 1 | 1 | 1 | 0 | 0 | 0
load_311913797 |  | node_1385349_005_15367133_555 |  | AN | 0 | Residential | 4219.2+1797.372j | 0 | 0 | 0 | 0 | 0 | [24 empty] | 8102603 | no | no |  |  | no |  | 0 | 0 | 0 | 0 | 0 | 0 |  | 1 | 1 | 1 | 0 | 0 | 0
load_311923069 |  | node_1384509_237_15363306_696 |  | AN | 0 | Residential | 4082.4+1739.095j | 0 | 0 | 0 | 0 | 0 | [24 empty] | 8102603 | no | no |  |  | no |  | 0 | 0 | 0 | 0 | 0 | 0 |  | 1 | 1 | 1 | 0 | 0 | 0
load_311928997 |  | node_1383485_793_15364741_785 |  | AN | 0 | Other | 0 | 0 | 0 | 0 | 0 | 0 | [24 empty] | 8102603 | no | no |  |  | no |  | 0 | 0 | 0 | 0 | 0 | 0 |  | 1 | 1 | 1 | 0 | 0 | 0
load_312062012 |  | node_1384015_795_15370457_194 |  | AN | 0 | Residential | 3492+1487.586j | 0 | 0 | 0 | 0 | 0 | [24 empty] | 8102603 | no | no |  |  | no |  | 0 | 0 | 0 | 0 | 0 | 0 |  | 1 | 1 | 1 | 0 | 0 | 0
load_312092041 |  | node_1385152_252_15364184_73 |  | AN | 0 | Residential | 842.4+358.861j | 0 | 0 | 0 | 0 | 0 | [24 empty] | 8102603 | no | no |  |  | no |  | 0 | 0 | 0 | 0 | 0 | 0 |  | 1 | 1 | 1 | 0 | 0 | 0
load_312108170 |  | node_1374897_453_15367273_715 |  | AN | 0 | Other | 0 | 0 | 0 | 0 | 0 | 0 | [24 empty] | 8102603 | no | no |  |  | no |  | 0 | 0 | 0 | 0 | 0 | 0 |  | 1 | 1 | 1 | 0 | 0 | 0
load_312117843 |  | node_1378655_68_15373624_554 |  | AN | 0 | Other | 0 | 0 | 0 | 0 | 0 | 0 | [24 empty] | 8102603 | no | no |  |  | no |  | 0 | 0 | 0 | 0 | 0 | 0 |  | 1 | 1 | 1 | 0 | 0 | 0
load_312118781 |  | node_1371428_669_15363292_737 |  | AN | 0 | Other | 0 | 0 | 0 | 0 | 0 | 0 | [24 empty] | 8102603 | no | no |  |  | no |  | 0 | 0 | 0 | 0 | 0 | 0 |  | 1 | 1 | 1 | 0 | 0 | 0
load_312136026 |  | node_1375238_052_15366001_192 |  | AN | 0 | Other | 0 | 0 | 0 | 0 | 0 | 0 | [24 empty] | 8102603 | no | no |  |  | no |  | 0 | 0 | 0 | 0 | 0 | 0 |  | 1 | 1 | 1 | 0 | 0 | 0
load_312139484 |  | node_1385918_943_15368228_55 |  | AN | 0 | Other | 0 | 0 | 0 | 0 | 0 | 0 | [24 empty] | 8102603 | no | no |  |  | no |  | 0 | 0 | 0 | 0 | 0 | 0 |  | 1 | 1 | 1 | 0 | 0 | 0

## node
data_type | static
owner_type | feeder
owner | 8102603
object | node
name | groupid | parent | bustype | phases | nominal_voltage | dcircuit | selected | monitored | monitored_fields | class_monitored_fields | played | played_fields | subsystem | x | y | comments | dist_to_slack
node_1371428_669_15363292_737 |  |  | PQ | AN | 2771.281 | 8102603 | no | no |  |  | no |  |  | 1371428.669 | 15363292.737 |  | -1
node_1371792_622_15361307_434 |  |  | PQ | AN | 2771.281 | 8102603 | no | no |  |  | no |  |  | 1371792.622 | 15361307.434 |  | -1
node_1372005_28_15362101_441 |  |  | PQ | AN | 2771.281 | 8102603 | no | no |  |  | no |  |  | 1372005.28 | 15362101.441 |  | -1
node_1372253_751_15362360_531 |  |  | PQ | AN | 2771.281 | 8102603 | no | no |  |  | no |  |  | 1372253.751 | 15362360.531 |  | -1
node_1372499_98_15362700_984 |  |  | PQ | AN | 2771.281 | 8102603 | no | no |  |  | no |  |  | 1372499.98 | 15362700.984 |  | -1
node_1372534_389_15363063_789 |  |  | PQ | AN | 2771.281 | 8102603 | no | no |  |  | no |  |  | 1372534.389 | 15363063.789 |  | -1
node_1372605_395_15363723_055 |  |  | PQ | AN | 2771.281 | 8102603 | no | no |  |  | no |  |  | 1372605.395 | 15363723.055 |  | -1
node_1372630_174_15363980_396 |  |  | PQ | AN | 2771.281 | 8102603 | no | no |  |  | no |  |  | 1372630.174 | 15363980.396 |  | -1
node_1372761_007_15364210_593 |  |  | PQ | AN | 2771.281 | 8102603 | no | no |  |  | no |  |  | 1372761.007 | 15364210.593 |  | -1
node_1372806_38_15365123_153 |  |  | PQ | AN | 2771.281 | 8102603 | no | no |  |  | no |  |  | 1372806.38 | 15365123.153 |  | -1
node_1372858_417_15364565_477 |  |  | PQ | AN | 2771.281 | 8102603 | no | no |  |  | no |  |  | 1372858.417 | 15364565.477 |  | -1
node_1372944_432_15364856_823 |  |  | PQ | AN | 2771.281 | 8102603 | no | no |  |  | no |  |  | 1372944.432 | 15364856.823 |  | -1
node_1372967_661_15365311_375 |  |  | PQ | AN | 2771.281 | 8102603 | no | no |  |  | no |  |  | 1372967.661 | 15365311.375 |  | -1
node_1373058_37_15365488_439 |  |  | PQ | AN | 2771.281 | 8102603 | no | no |  |  | no |  |  | 1373058.37 | 15365488.439 |  | -1
node_1373205_597_15365775_294 |  |  | PQ | AN | 2771.281 | 8102603 | no | no |  |  | no |  |  | 1373205.597 | 15365775.294 |  | -1
node_1373228_572_15366101_16 |  |  | PQ | AN | 2771.281 | 8102603 | no | no |  |  | no |  |  | 1373228.572 | 15366101.16 |  | -1
node_1373326_487_15366499_917 |  |  | PQ | AD | 2771.281 | 8102603 | no | no |  |  | no |  |  | 1373326.487 | 15366499.917 |  | -1
node_1373562_871_15362286_382 |  |  | PQ | AN | 2771.281 | 8102603 | no | no |  |  | no |  |  | 1373562.871 | 15362286.382 |  | -1
node_1373576_545_15362840_046 |  |  | PQ | AN | 2771.281 | 8102603 | no | no |  |  | no |  |  | 1373576.545 | 15362840.046 |  | -1
node_1373612_282_15361654_699 |  |  | PQ | AN | 2771.281 | 8102603 | no | no |  |  | no |  |  | 1373612.282 | 15361654.699 |  | -1
node_1373635_422_15361988_361 |  |  | PQ | AN | 2771.281 | 8102603 | no | no |  |  | no |  |  | 1373635.422 | 15361988.361 |  | -1
node_1373740_091_15362974_939 |  |  | PQ | AN | 2771.281 | 8102603 | no | no |  |  | no |  |  | 1373740.091 | 15362974.939 |  | -1
node_1373753_939_15379349_786 |  |  | PQ | AN | 2771.281 | 8102603 | no | no |  |  | no |  |  | 1373753.939 | 15379349.786 |  | -1
node_1373826_775_15367772_576 |  |  | PQ | AN | 2771.281 | 8102603 | no | no |  |  | no |  |  | 1373826.775 | 15367772.576 |  | -1
node_1373968_984_15379016_827 |  |  | PQ | AN | 2771.281 | 8102603 | no | no |  |  | no |  |  | 1373968.984 | 15379016.827 |  | -1
node_1373983_159_15363041_916 |  |  | PQ | AN | 2771.281 | 8102603 | no | no |  |  | no |  |  | 1373983.159 | 15363041.916 |  | -1
node_1374243_378_15365188_195 |  |  | PQ | AN | 2771.281 | 8102603 | no | no |  |  | no |  |  | 1374243.378 | 15365188.195 |  | -1
node_1374279_492_15378686_102 |  |  | PQ | AN | 2771.281 | 8102603 | no | no |  |  | no |  |  | 1374279.492 | 15378686.102 |  | -1
node_1374332_762_15379109_555 |  |  | PQ | AN | 2771.281 | 8102603 | no | no |  |  | no |  |  | 1374332.762 | 15379109.555 |  | -1
node_1374426_683_15363881_536 |  |  | PQ | AN | 2771.281 | 8102603 | no | no |  |  | no |  |  | 1374426.683 | 15363881.536 |  | -1
node_1374525_563_15361133_054 |  |  | PQ | AN | 2771.281 | 8102603 | no | no |  |  | no |  |  | 1374525.563 | 15361133.054 |  | -1
node_1374710_349_15378301_164 |  |  | PQ | AN | 2771.281 | 8102603 | no | no |  |  | no |  |  | 1374710.349 | 15378301.164 |  | -1
node_1374717_848_15378625_692 |  |  | PQ | AN | 2771.281 | 8102603 | no | no |  |  | no |  |  | 1374717.848 | 15378625.692 |  | -1
node_1374734_622_15369216_761 |  |  | PQ | AN | 2771.281 | 8102603 | no | no |  |  | no |  |  | 1374734.622 | 15369216.761 |  | -1
node_1374768_453_15364624_389 |  |  | PQ | AN | 2771.281 | 8102603 | no | no |  |  | no |  |  | 1374768.453 | 15364624.389 |  | -1
node_1374787_009_15378188_916 |  |  | PQ | ABCN | 2771.281 | 8102603 | no | no |  |  | no |  |  | 1374787.009 | 15378188.916 |  | -1
node_1374810_566_15364411_713 |  |  | PQ | AN | 2771.281 | 8102603 | no | no |  |  | no |  |  | 1374810.566 | 15364411.713 |  | -1
node_1374833_664_15367975_878 |  |  | PQ | AN | 2771.281 | 8102603 | no | no |  |  | no |  |  | 1374833.664 | 15367975.878 |  | -1
node_1374897_453_15367273_715 |  |  | PQ | AN | 2771.281 | 8102603 | no | no |  |  | no |  |  | 1374897.453 | 15367273.715 |  | -1
node_1374911_382_15361287_998 |  |  | PQ | AN | 2771.281 | 8102603 | no | no |  |  | no |  |  | 1374911.382 | 15361287.998 |  | -1
node_1374920_128_15367486_286 |  |  | PQ | AN | 2771.281 | 8102603 | no | no |  |  | no |  |  | 1374920.128 | 15367486.286 |  | -1
node_1374963_867_15377987_148 |  |  | PQ | ABCN | 2771.281 | 8102603 | no | no |  |  | no |  |  | 1374963.867 | 15377987.148 |  | -1
node_1374989_171_15366098_786 |  |  | PQ | AN | 2771.281 | 8102603 | no | no |  |  | no |  |  | 1374989.171 | 15366098.786 |  | -1
node_1375086_795_15369568_279 |  |  | PQ | AN | 2771.281 | 8102603 | no | no |  |  | no |  |  | 1375086.795 | 15369568.279 |  | -1
node_1375238_052_15366001_192 |  |  | PQ | AN | 2771.281 | 8102603 | no | no |  |  | no |  |  | 1375238.052 | 15366001.192 |  | -1
node_1375283_909_15377687_245 |  |  | PQ | ABCN | 2771.281 | 8102603 | no | no |  |  | no |  |  | 1375283.909 | 15377687.245 |  | -1
node_1375439_518_15369326_834 |  |  | PQ | AN | 2771.281 | 8102603 | no | no |  |  | no |  |  | 1375439.518 | 15369326.834 |  | -1
node_1375661_139_15368667_518 |  |  | PQ | AN | 2771.281 | 8102603 | no | no |  |  | no |  |  | 1375661.139 | 15368667.518 |  | -1
node_1375804_654_15361703_075 |  |  | PQ | AN | 2771.281 | 8102603 | no | no |  |  | no |  |  | 1375804.654 | 15361703.075 |  | -1
node_1376034_978_15376527_656 |  |  | PQ | AN | 7199.557 | 8102603 | no | no |  |  | no |  |  | 1376034.978 | 15376527.656 |  | -1
node_1376070_787_15376145_283 |  |  | PQ | AN | 7199.557 | 8102603 | no | no |  |  | no |  |  | 1376070.787 | 15376145.283 |  | -1
node_1376147_968_15361830_058 |  |  | PQ | AN | 2771.281 | 8102603 | no | no |  |  | no |  |  | 1376147.968 | 15361830.058 |  | -1
node_1376225_753_15377044_641 |  |  | PQ | ABCN | 2771.281 | 8102603 | no | no |  |  | no |  |  | 1376225.753 | 15377044.641 |  | -1
node_1376260_105_15377552_742 |  |  | PQ | ABCN | 2771.281 | 8102603 | no | no |  |  | no |  |  | 1376260.105 | 15377552.742 |  | -1
node_1376261_608_15375985_742 |  |  | PQ | AN | 7199.557 | 8102603 | no | no |  |  | no |  |  | 1376261.608 | 15375985.742 |  | -1
node_1376267_259_15377527_988 |  |  | PQ | ABCN | 2771.281 | 8102603 | no | no |  |  | no |  |  | 1376267.259 | 15377527.988 |  | -1
node_1376269_403_15377501_537 |  |  | PQ | ABCN | 2771.281 | 8102603 | no | no |  |  | no |  |  | 1376269.403 | 15377501.537 |  | -1
node_1376345_98_15376556_646 |  |  | PQ | AN | 7199.557 | 8102603 | no | no |  |  | no |  |  | 1376345.98 | 15376556.646 |  | -1
node_1376443_813_15376340_188 |  |  | PQ | AN | 7199.557 | 8102603 | no | no |  |  | no |  |  | 1376443.813 | 15376340.188 |  | -1
node_1376491_458_15361955_991 |  |  | PQ | AN | 2771.281 | 8102603 | no | no |  |  | no |  |  | 1376491.458 | 15361955.991 |  | -1
node_1376630_43_15376079_151 |  |  | PQ | AN | 7199.557 | 8102603 | no | no |  |  | no |  |  | 1376630.43 | 15376079.151 |  | -1
node_1376662_325_15377511_157 |  |  | PQ | ABCN | 2771.281 | 8102603 | no | no |  |  | no |  |  | 1376662.325 | 15377511.157 |  | -1
node_1376674_192_15377532_56 |  |  | PQ | ABCN | 2771.281 | 8102603 | no | no |  |  | no |  |  | 1376674.192 | 15377532.56 |  | -1
node_1376729_571_15376321_044 |  |  | PQ | AN | 7199.557 | 8102603 | no | no |  |  | no |  |  | 1376729.571 | 15376321.044 |  | -1
node_1376796_384_15376015_183 |  |  | PQ | AN | 7199.557 | 8102603 | no | no |  |  | no |  |  | 1376796.384 | 15376015.183 |  | -1
node_1376876_004_15361926_957 |  |  | PQ | AD | 2771.281 | 8102603 | no | no |  |  | no |  |  | 1376876.004 | 15361926.957 |  | -1
node_1376889_853_15376607_959 |  |  | PQ | ABCN | 2771.281 | 8102603 | no | no |  |  | no |  |  | 1376889.853 | 15376607.959 |  | -1
node_1376948_588_15377315_624 |  |  | PQ | ABCN | 2771.281 | 8102603 | no | no |  |  | no |  |  | 1376948.588 | 15377315.624 |  | -1
node_1376960_311_15377294_298 |  |  | PQ | ABCN | 2771.281 | 8102603 | no | no |  |  | no |  |  | 1376960.311 | 15377294.298 |  | -1
node_1376972_581_15376119_459 |  |  | PQ | AN | 2771.281 | 8102603 | no | no |  |  | no |  |  | 1376972.581 | 15376119.459 |  | -1
node_1376996_013_15375040_061 |  |  | PQ | AN | 7199.557 | 8102603 | no | no |  |  | no |  |  | 1376996.013 | 15375040.061 |  | -1
node_1377007_732_15374910_869 |  |  | PQ | AN | 7199.557 | 8102603 | no | no |  |  | no |  |  | 1377007.732 | 15374910.869 |  | -1
node_1377034_693_15370899_789 |  |  | PQ | AN | 2771.281 | 8102603 | no | no |  |  | no |  |  | 1377034.693 | 15370899.789 |  | -1
node_1377212_027_15375033_601 |  |  | PQ | AN | 7199.557 | 8102603 | no | no |  |  | no |  |  | 1377212.027 | 15375033.601 |  | -1
node_1377214_637_15362025_021 |  |  | PQ | AN | 2771.281 | 8102603 | no | no |  |  | no |  |  | 1377214.637 | 15362025.021 |  | -1
node_1377222_041_15374759_801 |  |  | PQ | AN | 7199.557 | 8102603 | no | no |  |  | no |  |  | 1377222.041 | 15374759.801 |  | -1
node_1377228_38_15374904_46 |  |  | PQ | AN | 7199.557 | 8102603 | no | no |  |  | no |  |  | 1377228.38 | 15374904.46 |  | -1
node_1377235_651_15376381_855 |  |  | PQ | ABCN | 2771.281 | 8102603 | no | no |  |  | no |  |  | 1377235.651 | 15376381.855 |  | -1
node_1377278_066_15376574_542 |  |  | PQ | ABCN | 2771.281 | 8102603 | no | no |  |  | no |  |  | 1377278.066 | 15376574.542 |  | -1
node_1377301_496_15371108_165 |  |  | PQ | AN | 2771.281 | 8102603 | no | no |  |  | no |  |  | 1377301.496 | 15371108.165 |  | -1
node_1377381_715_15376830_433 |  |  | PQ | ABCN | 2771.281 | 8102603 | no | no |  |  | no |  |  | 1377381.715 | 15376830.433 |  | -1
node_1377395_468_15376811_442 |  |  | PQ | ABCN | 2771.281 | 8102603 | no | no |  |  | no |  |  | 1377395.468 | 15376811.442 |  | -1
node_1377398_986_15374871_416 |  |  | PQ | AN | 7199.557 | 8102603 | no | no |  |  | no |  |  | 1377398.986 | 15374871.416 |  | -1
node_1377405_081_15376788_267 |  |  | PQ | ABCN | 2771.281 | 8102603 | no | no |  |  | no |  |  | 1377405.081 | 15376788.267 |  | -1
node_1377413_684_15375048_191 |  |  | PQ | AN | 7199.557 | 8102603 | no | no |  |  | no |  |  | 1377413.684 | 15375048.191 |  | -1
node_1377447_082_15376592_717 |  |  | PQ | ABCN | 2771.281 | 8102603 | no | no |  |  | no |  |  | 1377447.082 | 15376592.717 |  | -1
node_1377465_917_15375664_568 |  |  | PQ | AN | 2771.281 | 8102603 | no | no |  |  | no |  |  | 1377465.917 | 15375664.568 |  | -1
node_1377552_853_15361833_096 |  |  | PQ | AN | 2771.281 | 8102603 | no | no |  |  | no |  |  | 1377552.853 | 15361833.096 |  | -1
node_1377568_895_15376126_418 |  |  | PQ | ABCN | 2771.281 | 8102603 | no | no |  |  | no |  |  | 1377568.895 | 15376126.418 |  | -1
node_1377578_757_15374766_831 |  |  | PQ | AN | 7199.557 | 8102603 | no | no |  |  | no |  |  | 1377578.757 | 15374766.831 |  | -1
node_1377597_428_15371384_818 |  |  | PQ | AN | 2771.281 | 8102603 | no | no |  |  | no |  |  | 1377597.428 | 15371384.818 |  | -1
node_1377625_401_15376032_076 |  |  | PQ | ABCD | 2771.281 | 8102603 | no | no |  |  | no |  |  | 1377625.401 | 15376032.076 |  | -1
node_1377674_655_15372715_235 |  |  | PQ | AN | 2771.281 | 8102603 | no | no |  |  | no |  |  | 1377674.655 | 15372715.235 |  | -1
node_1377679_362_15375082_524 |  |  | PQ | AN | 7199.557 | 8102603 | no | no |  |  | no |  |  | 1377679.362 | 15375082.524 |  | -1
node_1377693_95_15374920_326 |  |  | PQ | AN | 7199.557 | 8102603 | no | no |  |  | no |  |  | 1377693.95 | 15374920.326 |  | -1
node_1377744_347_15375956_597 |  |  | PQ | ABCN | 2771.281 | 8102603 | no | no |  |  | no |  |  | 1377744.347 | 15375956.597 |  | -1
node_1377793_285_15371488_135 |  |  | PQ | AN | 2771.281 | 8102603 | no | no |  |  | no |  |  | 1377793.285 | 15371488.135 |  | -1
node_1377849_505_15361658_215 |  |  | PQ | AN | 2771.281 | 8102603 | no | no |  |  | no |  |  | 1377849.505 | 15361658.215 |  | -1
node_1377867_349_15375839_345 |  |  | PQ | ABCN | 2771.281 | 8102603 | no | no |  |  | no |  |  | 1377867.349 | 15375839.345 |  | -1
node_1377909_315_15374370_748 |  |  | PQ | AN | 2771.281 | 8102603 | no | no |  |  | no |  |  | 1377909.315 | 15374370.748 |  | -1
node_1377912_929_15374851_227 |  |  | PQ | AN | 7199.557 | 8102603 | no | no |  |  | no |  |  | 1377912.929 | 15374851.227 |  | -1
node_1377995_972_15374150_676 |  |  | PQ | AN | 2771.281 | 8102603 | no | no |  |  | no |  |  | 1377995.972 | 15374150.676 |  | -1
node_1378012_65_15371698_326 |  |  | PQ | AN | 2771.281 | 8102603 | no | no |  |  | no |  |  | 1378012.65 | 15371698.326 |  | -1
node_1378020_491_15374565_08 |  |  | PQ | AN | 2771.281 | 8102603 | no | no |  |  | no |  |  | 1378020.491 | 15374565.08 |  | -1
node_1378058_881_15372028_223 |  |  | PQ | AN | 2771.281 | 8102603 | no | no |  |  | no |  |  | 1378058.881 | 15372028.223 |  | -1
node_1378126_532_15361414_832 |  |  | PQ | AN | 2771.281 | 8102603 | no | no |  |  | no |  |  | 1378126.532 | 15361414.832 |  | -1
node_1378231_709_15374902_14 |  |  | PQ | AN | 2771.281 | 8102603 | no | no |  |  | no |  |  | 1378231.709 | 15374902.14 |  | -1
node_1378274_118_15361874_455 |  |  | PQ | AN | 2771.281 | 8102603 | no | no |  |  | no |  |  | 1378274.118 | 15361874.455 |  | -1
node_1378288_9_15372444_196 |  |  | PQ | AN | 2771.281 | 8102603 | no | no |  |  | no |  |  | 1378288.9 | 15372444.196 |  | -1
node_1378327_258_15372741_522 |  |  | PQ | AN | 2771.281 | 8102603 | no | no |  |  | no |  |  | 1378327.258 | 15372741.522 |  | -1
node_1378354_752_15374286_672 |  |  | PQ | AN | 2771.281 | 8102603 | no | no |  |  | no |  |  | 1378354.752 | 15374286.672 |  | -1
node_1378477_43_15375332_648 |  |  | PQ | ABCN | 2771.281 | 8102603 | no | no |  |  | no |  |  | 1378477.43 | 15375332.648 |  | -1
node_1378484_628_15373926_243 |  |  | PQ | AN | 2771.281 | 8102603 | no | no |  |  | no |  |  | 1378484.628 | 15373926.243 |  | -1
node_1378655_68_15373624_554 |  |  | PQ | AN | 2771.281 | 8102603 | no | no |  |  | no |  |  | 1378655.68 | 15373624.554 |  | -1
node_1379023_028_15360965_166 |  |  | PQ | AN | 2771.281 | 8102603 | no | no |  |  | no |  |  | 1379023.028 | 15360965.166 |  | -1
node_1379216_106_15374958_227 |  |  | PQ | ABCN | 2771.281 | 8102603 | no | no |  |  | no |  |  | 1379216.106 | 15374958.227 |  | -1
node_1379237_964_15373983_471 |  |  | PQ | AN | 2771.281 | 8102603 | no | no |  |  | no |  |  | 1379237.964 | 15373983.471 |  | -1
node_1379485_786_15374032_178 |  |  | PQ | ABCN | 2771.281 | 8102603 | no | no |  |  | no |  |  | 1379485.786 | 15374032.178 |  | -1
node_1379533_113_15361044_899 |  |  | PQ | AN | 2771.281 | 8102603 | no | no |  |  | no |  |  | 1379533.113 | 15361044.899 |  | -1
node_1379581_489_15374238_67 |  |  | PQ | ABCN | 2771.281 | 8102603 | no | no |  |  | no |  |  | 1379581.489 | 15374238.67 |  | -1
node_1379631_821_15373844_144 |  |  | PQ | ABCN | 2771.281 | 8102603 | no | no |  |  | no |  |  | 1379631.821 | 15373844.144 |  | -1
node_1379639_477_15374506_859 |  |  | PQ | ABCN | 2771.281 | 8102603 | no | no |  |  | no |  |  | 1379639.477 | 15374506.859 |  | -1
node_1379643_559_15373865_675 |  |  | PQ | ABCN | 2771.281 | 8102603 | no | no |  |  | no |  |  | 1379643.559 | 15373865.675 |  | -1
node_1379651_694_15373603_071 |  |  | PQ | AN | 2771.281 | 8102603 | no | no |  |  | no |  |  | 1379651.694 | 15373603.071 |  | -1
node_1379865_558_15374031_095 |  |  | PQ | AN | 2771.281 | 8102603 | no | no |  |  | no |  |  | 1379865.558 | 15374031.095 |  | -1
node_1380336_831_15360740_542 |  |  | PQ | AN | 2771.281 | 8102603 | no | no |  |  | no |  |  | 1380336.831 | 15360740.542 |  | -1
node_1380454_485_15360591_688 |  |  | PQ | AN | 2771.281 | 8102603 | no | no |  |  | no |  |  | 1380454.485 | 15360591.688 |  | -1
node_1380561_935_15362571_271 |  |  | PQ | AN | 2771.281 | 8102603 | no | no |  |  | no |  |  | 1380561.935 | 15362571.271 |  | -1
node_1380780_03_15369867_828 |  |  | PQ | AN | 2771.281 | 8102603 | no | no |  |  | no |  |  | 1380780.03 | 15369867.828 |  | -1
node_1380936_834_15363084_46 |  |  | PQ | AN | 2771.281 | 8102603 | no | no |  |  | no |  |  | 1380936.834 | 15363084.46 |  | -1
node_1381006_48_15361334_389 |  |  | PQ | AN | 2771.281 | 8102603 | no | no |  |  | no |  |  | 1381006.48 | 15361334.389 |  | -1
node_1381027_521_15362507_255 |  |  | PQ | AN | 2771.281 | 8102603 | no | no |  |  | no |  |  | 1381027.521 | 15362507.255 |  | -1
node_1381051_702_15360981_035 |  |  | PQ | AN | 2771.281 | 8102603 | no | no |  |  | no |  |  | 1381051.702 | 15360981.035 |  | -1
node_1381059_526_15362093_625 |  |  | PQ | AN | 2771.281 | 8102603 | no | no |  |  | no |  |  | 1381059.526 | 15362093.625 |  | -1
node_1381186_936_15364511_525 |  |  | PQ | AN | 2771.281 | 8102603 | no | no |  |  | no |  |  | 1381186.936 | 15364511.525 |  | -1
node_1381344_999_15364242_105 |  |  | PQ | AN | 2771.281 | 8102603 | no | no |  |  | no |  |  | 1381344.999 | 15364242.105 |  | -1
node_1381498_998_15364926_962 |  |  | PQ | AN | 2771.281 | 8102603 | no | no |  |  | no |  |  | 1381498.998 | 15364926.962 |  | -1
node_1381522_591_15362872_233 |  |  | PQ | AN | 2771.281 | 8102603 | no | no |  |  | no |  |  | 1381522.591 | 15362872.233 |  | -1
node_1381565_778_15365246_637 |  |  | PQ | AN | 2771.281 | 8102603 | no | no |  |  | no |  |  | 1381565.778 | 15365246.637 |  | -1
node_1381629_042_15363825_113 |  |  | PQ | AN | 2771.281 | 8102603 | no | no |  |  | no |  |  | 1381629.042 | 15363825.113 |  | -1
node_1381662_421_15370190_893 |  |  | PQ | AN | 2771.281 | 8102603 | no | no |  |  | no |  |  | 1381662.421 | 15370190.893 |  | -1
node_1381667_835_15372472_336 |  |  | PQ | AN | 2771.281 | 8102603 | no | no |  |  | no |  |  | 1381667.835 | 15372472.336 |  | -1
node_1381687_029_15366671_118 |  |  | PQ | AN | 2771.281 | 8102603 | no | no |  |  | no |  |  | 1381687.029 | 15366671.118 |  | -1
node_1381746_206_15370381_681 |  |  | PQ | AN | 2771.281 | 8102603 | no | no |  |  | no |  |  | 1381746.206 | 15370381.681 |  | -1
node_1381827_165_15366104_498 |  |  | PQ | AN | 2771.281 | 8102603 | no | no |  |  | no |  |  | 1381827.165 | 15366104.498 |  | -1
node_1381845_021_15367594_596 |  |  | PQ | AN | 2771.281 | 8102603 | no | no |  |  | no |  |  | 1381845.021 | 15367594.596 |  | -1
node_1381858_125_15369347_061 |  |  | PQ | AN | 2771.281 | 8102603 | no | no |  |  | no |  |  | 1381858.125 | 15369347.061 |  | -1
node_1381888_603_15368362_127 |  |  | PQ | AN | 2771.281 | 8102603 | no | no |  |  | no |  |  | 1381888.603 | 15368362.127 |  | -1
node_1381894_985_15367200_15 |  |  | PQ | AN | 2771.281 | 8102603 | no | no |  |  | no |  |  | 1381894.985 | 15367200.15 |  | -1
node_1381917_225_15366876_812 |  |  | PQ | AN | 2771.281 | 8102603 | no | no |  |  | no |  |  | 1381917.225 | 15366876.812 |  | -1
node_1381922_449_15368772_91 |  |  | PQ | AN | 2771.281 | 8102603 | no | no |  |  | no |  |  | 1381922.449 | 15368772.91 |  | -1
node_1381929_075_15368916_758 |  |  | PQ | AN | 2771.281 | 8102603 | no | no |  |  | no |  |  | 1381929.075 | 15368916.758 |  | -1
node_1381941_354_15369066_361 |  |  | PQ | AN | 2771.281 | 8102603 | no | no |  |  | no |  |  | 1381941.354 | 15369066.361 |  | -1
node_1381955_62_15361501_953 |  |  | PQ | AN | 2771.281 | 8102603 | no | no |  |  | no |  |  | 1381955.62 | 15361501.953 |  | -1
node_1382004_58_15365460_592 |  |  | PQ | AN | 2771.281 | 8102603 | no | no |  |  | no |  |  | 1382004.58 | 15365460.592 |  | -1
node_1382079_516_15366615_982 |  |  | PQ | AN | 2771.281 | 8102603 | no | no |  |  | no |  |  | 1382079.516 | 15366615.982 |  | -1
node_1382109_893_15365608_672 |  |  | PQ | AN | 2771.281 | 8102603 | no | no |  |  | no |  |  | 1382109.893 | 15365608.672 |  | -1
node_1382270_424_15369870_592 |  |  | PQ | AN | 2771.281 | 8102603 | no | no |  |  | no |  |  | 1382270.424 | 15369870.592 |  | -1
node_1382374_362_15368911_605 |  |  | PQ | AN | 2771.281 | 8102603 | no | no |  |  | no |  |  | 1382374.362 | 15368911.605 |  | -1
node_1382376_026_15366327_584 |  |  | PQ | AN | 2771.281 | 8102603 | no | no |  |  | no |  |  | 1382376.026 | 15366327.584 |  | -1
node_1382459_154_15372194_491 |  |  | PQ | ABCN | 2771.281 | 8102603 | no | no |  |  | no |  |  | 1382459.154 | 15372194.491 |  | -1
node_1382513_706_15372297_723 |  |  | PQ | AN | 2771.281 | 8102603 | no | no |  |  | no |  |  | 1382513.706 | 15372297.723 |  | -1
node_1382576_499_15371919_402 |  |  | PQ | ABCN | 2771.281 | 8102603 | no | no |  |  | no |  |  | 1382576.499 | 15371919.402 |  | -1
node_1382588_52_15371202_342 |  |  | PQ | ABCN | 2771.281 | 8102603 | no | no |  |  | no |  |  | 1382588.52 | 15371202.342 |  | -1
node_1382685_132_15371511_704 |  |  | PQ | ABCN | 2771.281 | 8102603 | no | no |  |  | no |  |  | 1382685.132 | 15371511.704 |  | -1
node_1382758_324_15371317_124 |  |  | PQ | ABCN | 2771.281 | 8102603 | no | no |  |  | no |  |  | 1382758.324 | 15371317.124 |  | -1
node_1382860_573_15372065_362 |  |  | PQ | AN | 2771.281 | 8102603 | no | no |  |  | no |  |  | 1382860.573 | 15372065.362 |  | -1
node_1382877_801_15359282_034 |  |  | PQ | AN | 2771.281 | 8102603 | no | no |  |  | no |  |  | 1382877.801 | 15359282.034 |  | -1
node_1382880_909_15359149_971 |  |  | PQ | AN | 2771.281 | 8102603 | no | no |  |  | no |  |  | 1382880.909 | 15359149.971 |  | -1
node_1382883_114_15358977_648 |  |  | PQ | AN | 2771.281 | 8102603 | no | no |  |  | no |  |  | 1382883.114 | 15358977.648 |  | -1
node_1382886_403_15358793_048 |  |  | PQ | AN | 2771.281 | 8102603 | no | no |  |  | no |  |  | 1382886.403 | 15358793.048 |  | -1
node_1382897_021_15370954_632 |  |  | PQ | AN | 2771.281 | 8102603 | no | no |  |  | no |  |  | 1382897.021 | 15370954.632 |  | -1
node_1382955_186_15371265_614 |  |  | PQ | ABCN | 2771.281 | 8102603 | no | no |  |  | no |  |  | 1382955.186 | 15371265.614 |  | -1
node_1383100_463_15371651_965 |  |  | PQ | AN | 2771.281 | 8102603 | no | no |  |  | no |  |  | 1383100.463 | 15371651.965 |  | -1
node_1383122_274_15357855_571 |  |  | PQ | AN | 2771.281 | 8102603 | no | no |  |  | no |  |  | 1383122.274 | 15357855.571 |  | -1
node_1383168_895_15371126_502 |  |  | PQ | ABCN | 2771.281 | 8102603 | no | no |  |  | no |  |  | 1383168.895 | 15371126.502 |  | -1
node_1383214_132_15360092_901 |  |  | PQ | AD | 2771.281 | 8102603 | no | no |  |  | no |  |  | 1383214.132 | 15360092.901 |  | -1
node_1383238_112_15363835_25 |  |  | PQ | AN | 2771.281 | 8102603 | no | no |  |  | no |  |  | 1383238.112 | 15363835.25 |  | -1
node_1383250_748_15360282_494 |  |  | PQ | AN | 2771.281 | 8102603 | no | no |  |  | no |  |  | 1383250.748 | 15360282.494 |  | -1
node_1383316_16_15360471_741 |  |  | PQ | AN | 2771.281 | 8102603 | no | no |  |  | no |  |  | 1383316.16 | 15360471.741 |  | -1
node_1383318_342_15370688_842 |  |  | PQ | AN | 2771.281 | 8102603 | no | no |  |  | no |  |  | 1383318.342 | 15370688.842 |  | -1
node_1383359_3_15359683_886 |  |  | PQ | AN | 2771.281 | 8102603 | no | no |  |  | no |  |  | 1383359.3 | 15359683.886 |  | -1
node_1383364_132_15364668_945 |  |  | PQ | AN | 2771.281 | 8102603 | no | no |  |  | no |  |  | 1383364.132 | 15364668.945 |  | -1
node_1383389_457_15369702_418 |  |  | PQ | AN | 2771.281 | 8102603 | no | no |  |  | no |  |  | 1383389.457 | 15369702.418 |  | -1
node_1383401_153_15364400_064 |  |  | PQ | AN | 2771.281 | 8102603 | no | no |  |  | no |  |  | 1383401.153 | 15364400.064 |  | -1
node_1383402_601_15371105_834 |  |  | PQ | ABCN | 2771.281 | 8102603 | no | no |  |  | no |  |  | 1383402.601 | 15371105.834 |  | -1
node_1383440_128_15370497_36 |  |  | PQ | AN | 2771.281 | 8102603 | no | no |  |  | no |  |  | 1383440.128 | 15370497.36 |  | -1
node_1383485_793_15364741_785 |  |  | PQ | AN | 2771.281 | 8102603 | no | no |  |  | no |  |  | 1383485.793 | 15364741.785 |  | -1
node_1383513_422_15361004_769 |  |  | PQ | AN | 2771.281 | 8102603 | no | no |  |  | no |  |  | 1383513.422 | 15361004.769 |  | -1
node_1383573_739_15369501_72 |  |  | PQ | AN | 2771.281 | 8102603 | no | no |  |  | no |  |  | 1383573.739 | 15369501.72 |  | -1
node_1383586_223_15370294_284 |  |  | PQ | AN | 2771.281 | 8102603 | no | no |  |  | no |  |  | 1383586.223 | 15370294.284 |  | -1
node_1383611_643_15370953_07 |  |  | PQ | ABCN | 2771.281 | 8102603 | no | no |  |  | no |  |  | 1383611.643 | 15370953.07 |  | -1
node_1383659_158_15355009_191 |  |  | PQ | AN | 2771.281 | 8102603 | no | no |  |  | no |  |  | 1383659.158 | 15355009.191 |  | -1
node_1383852_322_15370032_862 |  |  | PQ | AN | 2771.281 | 8102603 | no | no |  |  | no |  |  | 1383852.322 | 15370032.862 |  | -1
node_1383893_177_15368669_838 |  |  | PQ | AN | 2771.281 | 8102603 | no | no |  |  | no |  |  | 1383893.177 | 15368669.838 |  | -1
node_1383900_28_15368026_956 |  |  | PQ | AN | 2771.281 | 8102603 | no | no |  |  | no |  |  | 1383900.28 | 15368026.956 |  | -1
node_1383901_953_15355777_497 |  |  | PQ | AN | 2771.281 | 8102603 | no | no |  |  | no |  |  | 1383901.953 | 15355777.497 |  | -1
node_1383903_801_15368400_739 |  |  | PQ | AN | 2771.281 | 8102603 | no | no |  |  | no |  |  | 1383903.801 | 15368400.739 |  | -1
node_1383909_33_15362020_09 |  |  | PQ | AN | 2771.281 | 8102603 | no | no |  |  | no |  |  | 1383909.33 | 15362020.09 |  | -1
node_1383950_565_15369090_386 |  |  | PQ | AN | 2771.281 | 8102603 | no | no |  |  | no |  |  | 1383950.565 | 15369090.386 |  | -1
node_1384007_117_15370849_818 |  |  | PQ | ABCN | 2771.281 | 8102603 | no | no |  |  | no |  |  | 1384007.117 | 15370849.818 |  | -1
node_1384014_571_15367858_677 |  |  | PQ | AN | 2771.281 | 8102603 | no | no |  |  | no |  |  | 1384014.571 | 15367858.677 |  | -1
node_1384015_795_15370457_194 |  |  | PQ | AN | 2771.281 | 8102603 | no | no |  |  | no |  |  | 1384015.795 | 15370457.194 |  | -1
node_1384065_086_15362417_501 |  |  | PQ | AN | 2771.281 | 8102603 | no | no |  |  | no |  |  | 1384065.086 | 15362417.501 |  | -1
node_1384072_197_15369820_384 |  |  | PQ | AN | 2771.281 | 8102603 | no | no |  |  | no |  |  | 1384072.197 | 15369820.384 |  | -1
node_1384149_736_15362633_734 |  |  | PQ | AN | 2771.281 | 8102603 | no | no |  |  | no |  |  | 1384149.736 | 15362633.734 |  | -1
node_1384206_848_15367746_171 |  |  | PQ | AN | 2771.281 | 8102603 | no | no |  |  | no |  |  | 1384206.848 | 15367746.171 |  | -1
node_1384290_883_15362993_151 |  |  | PQ | AN | 2771.281 | 8102603 | no | no |  |  | no |  |  | 1384290.883 | 15362993.151 |  | -1
node_1384302_798_15355368_527 |  |  | PQ | AN | 2771.281 | 8102603 | no | no |  |  | no |  |  | 1384302.798 | 15355368.527 |  | -1
node_1384308_3_15369588_812 |  |  | PQ | AN | 2771.281 | 8102603 | no | no |  |  | no |  |  | 1384308.3 | 15369588.812 |  | -1
node_1384454_411_15355059_588 |  |  | PQ | AN | 2771.281 | 8102603 | no | no |  |  | no |  |  | 1384454.411 | 15355059.588 |  | -1
node_1384491_06_15370266_783 |  |  | PQ | ABCN | 2771.281 | 8102603 | no | no |  |  | no |  |  | 1384491.06 | 15370266.783 |  | -1
node_1384509_237_15363306_696 |  |  | PQ | AN | 2771.281 | 8102603 | no | no |  |  | no |  |  | 1384509.237 | 15363306.696 |  | -1
node_1384588_151_15369352_771 |  |  | PQ | AN | 2771.281 | 8102603 | no | no |  |  | no |  |  | 1384588.151 | 15369352.771 |  | -1
node_1384650_972_15363894_176 |  |  | PQ | AN | 2771.281 | 8102603 | no | no |  |  | no |  |  | 1384650.972 | 15363894.176 |  | -1
node_1384666_536_15354790_568 |  |  | PQ | AN | 2771.281 | 8102603 | no | no |  |  | no |  |  | 1384666.536 | 15354790.568 |  | -1
node_1384716_107_15367773_119 |  |  | PQ | AN | 2771.281 | 8102603 | no | no |  |  | no |  |  | 1384716.107 | 15367773.119 |  | -1
node_1384858_613_15369061_593 |  |  | PQ | AN | 2771.281 | 8102603 | no | no |  |  | no |  |  | 1384858.613 | 15369061.593 |  | -1
node_1384957_773_15359714_956 |  |  | PQ | AN | 2771.281 | 8102603 | no | no |  |  | no |  |  | 1384957.773 | 15359714.956 |  | -1
node_1384980_094_15367626_177 |  |  | PQ | AN | 2771.281 | 8102603 | no | no |  |  | no |  |  | 1384980.094 | 15367626.177 |  | -1
node_1385152_252_15364184_73 |  |  | PQ | AN | 2771.281 | 8102603 | no | no |  |  | no |  |  | 1385152.252 | 15364184.73 |  | -1
node_1385235_682_15368711_998 |  |  | PQ | ABCD | 2771.281 | 8102603 | no | no |  |  | no |  |  | 1385235.682 | 15368711.998 |  | -1
node_1385316_822_15360033_36 |  |  | PQ | AN | 2771.281 | 8102603 | no | no |  |  | no |  |  | 1385316.822 | 15360033.36 |  | -1
node_1385349_005_15367133_555 |  |  | PQ | AN | 2771.281 | 8102603 | no | no |  |  | no |  |  | 1385349.005 | 15367133.555 |  | -1
node_1385410_398_15368485_705 |  |  | PQ | ABCN | 2771.281 | 8102603 | no | no |  |  | no |  |  | 1385410.398 | 15368485.705 |  | -1
node_1385460_105_15369481_305 |  |  | PQ | AN | 2771.281 | 8102603 | no | no |  |  | no |  |  | 1385460.105 | 15369481.305 |  | -1
node_1385566_791_15367535_919 |  |  | PQ | AN | 2771.281 | 8102603 | no | no |  |  | no |  |  | 1385566.791 | 15367535.919 |  | -1
node_1385635_413_15366002_127 |  |  | PQ | AN | 2771.281 | 8102603 | no | no |  |  | no |  |  | 1385635.413 | 15366002.127 |  | -1
node_1385637_556_15368266_342 |  |  | PQ | ABCN | 2771.281 | 8102603 | no | no |  |  | no |  |  | 1385637.556 | 15368266.342 |  | -1
node_1385699_364_15365633_667 |  |  | PQ | AN | 2771.281 | 8102603 | no | no |  |  | no |  |  | 1385699.364 | 15365633.667 |  | -1
node_1385701_31_15367042_565 |  |  | PQ | AN | 2771.281 | 8102603 | no | no |  |  | no |  |  | 1385701.31 | 15367042.565 |  | -1
node_1385787_223_15359748_869 |  |  | PQ | AN | 2771.281 | 8102603 | no | no |  |  | no |  |  | 1385787.223 | 15359748.869 |  | -1
node_1385860_626_15365089_514 |  |  | PQ | AN | 2771.281 | 8102603 | no | no |  |  | no |  |  | 1385860.626 | 15365089.514 |  | -1
node_1385918_943_15368228_55 |  |  | PQ | AN | 2771.281 | 8102603 | no | no |  |  | no |  |  | 1385918.943 | 15368228.55 |  | -1
node_1386028_453_15367883_862 |  |  | PQ | AN | 2771.281 | 8102603 | no | no |  |  | no |  |  | 1386028.453 | 15367883.862 |  | -1
node_1386202_603_15360923_046 |  |  | PQ | AN | 2771.281 | 8102603 | no | no |  |  | no |  |  | 1386202.603 | 15360923.046 |  | -1
node_1386423_218_15367493_678 |  |  | PQ | AN | 2771.281 | 8102603 | no | no |  |  | no |  |  | 1386423.218 | 15367493.678 |  | -1
node_1386835_415_15367193_098 |  |  | PQ | AN | 2771.281 | 8102603 | no | no |  |  | no |  |  | 1386835.415 | 15367193.098 |  | -1
node_1386920_579_15359792_703 |  |  | PQ | AN | 2771.281 | 8102603 | no | no |  |  | no |  |  | 1386920.579 | 15359792.703 |  | -1
node_1387470_428_15366721_862 |  |  | PQ | AN | 2771.281 | 8102603 | no | no |  |  | no |  |  | 1387470.428 | 15366721.862 |  | -1
node_1387589_417_15356669_678 |  |  | PQ | AN | 2771.281 | 8102603 | no | no |  |  | no |  |  | 1387589.417 | 15356669.678 |  | -1
node_1387851_135_15359838_598 |  |  | PQ | AN | 2771.281 | 8102603 | no | no |  |  | no |  |  | 1387851.135 | 15359838.598 |  | -1
node_1387867_119_15367002_682 |  |  | PQ | AN | 2771.281 | 8102603 | no | no |  |  | no |  |  | 1387867.119 | 15367002.682 |  | -1
node_1388086_232_15366800_629 |  |  | PQ | AN | 2771.281 | 8102603 | no | no |  |  | no |  |  | 1388086.232 | 15366800.629 |  | -1
node_1388212_953_15359854_219 |  |  | PQ | AN | 2771.281 | 8102603 | no | no |  |  | no |  |  | 1388212.953 | 15359854.219 |  | -1
node_1388269_872_15366430_638 |  |  | PQ | AN | 2771.281 | 8102603 | no | no |  |  | no |  |  | 1388269.872 | 15366430.638 |  | -1
node_1388392_357_15365956_639 |  |  | PQ | AN | 2771.281 | 8102603 | no | no |  |  | no |  |  | 1388392.357 | 15365956.639 |  | -1
node_1388474_147_15359873_958 |  |  | PQ | AN | 2771.281 | 8102603 | no | no |  |  | no |  |  | 1388474.147 | 15359873.958 |  | -1
node_1388614_361_15366726_008 |  |  | PQ | AN | 2771.281 | 8102603 | no | no |  |  | no |  |  | 1388614.361 | 15366726.008 |  | -1
node_1388701_721_15360457_321 |  |  | PQ | AN | 2771.281 | 8102603 | no | no |  |  | no |  |  | 1388701.721 | 15360457.321 |  | -1
node_1388866_255_15366544_8 |  |  | PQ | AN | 2771.281 | 8102603 | no | no |  |  | no |  |  | 1388866.255 | 15366544.8 |  | -1
node_1389288_003_15361008_582 |  |  | PQ | AN | 2771.281 | 8102603 | no | no |  |  | no |  |  | 1389288.003 | 15361008.582 |  | -1
node_1389334_29_15366150_64 |  |  | PQ | AN | 2771.281 | 8102603 | no | no |  |  | no |  |  | 1389334.29 | 15366150.64 |  | -1
node_1389652_825_15365103_848 |  |  | PQ | AN | 2771.281 | 8102603 | no | no |  |  | no |  |  | 1389652.825 | 15365103.848 |  | -1
node_1389697_153_15366115_176 |  |  | PQ | AN | 2771.281 | 8102603 | no | no |  |  | no |  |  | 1389697.153 | 15366115.176 |  | -1
node_1389966_296_15365944_441 |  |  | PQ | AN | 2771.281 | 8102603 | no | no |  |  | no |  |  | 1389966.296 | 15365944.441 |  | -1
node_1390944_766_15362787_685 |  |  | PQ | AN | 2771.281 | 8102603 | no | no |  |  | no |  |  | 1390944.766 | 15362787.685 |  | -1
node_1391124_717_15362215_682 |  |  | PQ | AN | 2771.281 | 8102603 | no | no |  |  | no |  |  | 1391124.717 | 15362215.682 |  | -1
node_1391129_613_15361655_102 |  |  | PQ | AN | 2771.281 | 8102603 | no | no |  |  | no |  |  | 1391129.613 | 15361655.102 |  | -1
node_1391130_024_15357684_176 |  |  | PQ | AN | 2771.281 | 8102603 | no | no |  |  | no |  |  | 1391130.024 | 15357684.176 |  | -1
node_1391132_443_15362702_065 |  |  | PQ | AN | 2771.281 | 8102603 | no | no |  |  | no |  |  | 1391132.443 | 15362702.065 |  | -1
node_1391139_928_15361222_386 |  |  | PQ | AN | 2771.281 | 8102603 | no | no |  |  | no |  |  | 1391139.928 | 15361222.386 |  | -1
node_1391161_998_15360553_251 |  |  | PQ | AN | 2771.281 | 8102603 | no | no |  |  | no |  |  | 1391161.998 | 15360553.251 |  | -1
node_1391207_947_15359407_646 |  |  | PQ | AN | 2771.281 | 8102603 | no | no |  |  | no |  |  | 1391207.947 | 15359407.646 |  | -1
node_1391232_305_15358803_26 |  |  | PQ | AN | 2771.281 | 8102603 | no | no |  |  | no |  |  | 1391232.305 | 15358803.26 |  | -1
node_1391245_284_15358376_542 |  |  | PQ | AN | 2771.281 | 8102603 | no | no |  |  | no |  |  | 1391245.284 | 15358376.542 |  | -1
node_1391290_134_15356545_732 |  |  | PQ | AN | 2771.281 | 8102603 | no | no |  |  | no |  |  | 1391290.134 | 15356545.732 |  | -1
node_1391321_39_15358140_838 |  |  | PQ | AN | 2771.281 | 8102603 | no | no |  |  | no |  |  | 1391321.39 | 15358140.838 |  | -1
node_1391322_001_15358445_608 |  |  | PQ | AN | 2771.281 | 8102603 | no | no |  |  | no |  |  | 1391322.001 | 15358445.608 |  | -1
node_1391374_402_15356925_929 |  |  | PQ | AN | 2771.281 | 8102603 | no | no |  |  | no |  |  | 1391374.402 | 15356925.929 |  | -1
node_1391418_788_15361895_798 |  |  | PQ | AN | 2771.281 | 8102603 | no | no |  |  | no |  |  | 1391418.788 | 15361895.798 |  | -1
node_1391428_633_15362912_768 |  |  | PQ | AN | 2771.281 | 8102603 | no | no |  |  | no |  |  | 1391428.633 | 15362912.768 |  | -1
node_1391536_459_15357127_128 |  |  | PQ | AN | 2771.281 | 8102603 | no | no |  |  | no |  |  | 1391536.459 | 15357127.128 |  | -1
node_1391558_266_15355625_957 |  |  | PQ | AN | 2771.281 | 8102603 | no | no |  |  | no |  |  | 1391558.266 | 15355625.957 |  | -1
node_1391586_988_15357711_222 |  |  | PQ | AN | 2771.281 | 8102603 | no | no |  |  | no |  |  | 1391586.988 | 15357711.222 |  | -1
node_1391635_202_15362933_76 |  |  | PQ | AN | 2771.281 | 8102603 | no | no |  |  | no |  |  | 1391635.202 | 15362933.76 |  | -1
node_1391678_015_15354000_43 |  |  | PQ | AN | 2771.281 | 8102603 | no | no |  |  | no |  |  | 1391678.015 | 15354000.43 |  | -1
node_1391707_598_15355267_032 |  |  | PQ | AN | 2771.281 | 8102603 | no | no |  |  | no |  |  | 1391707.598 | 15355267.032 |  | -1
node_1391781_296_15358402_494 |  |  | PQ | AN | 2771.281 | 8102603 | no | no |  |  | no |  |  | 1391781.296 | 15358402.494 |  | -1
node_1391802_223_15354464_299 |  |  | PQ | AN | 2771.281 | 8102603 | no | no |  |  | no |  |  | 1391802.223 | 15354464.299 |  | -1
node_1391921_463_15361905_934 |  |  | PQ | AN | 2771.281 | 8102603 | no | no |  |  | no |  |  | 1391921.463 | 15361905.934 |  | -1
node_1391936_302_15353715_763 |  |  | PQ | AN | 2771.281 | 8102603 | no | no |  |  | no |  |  | 1391936.302 | 15353715.763 |  | -1
node_1391977_261_15358160_931 |  |  | PQ | AN | 2771.281 | 8102603 | no | no |  |  | no |  |  | 1391977.261 | 15358160.931 |  | -1
node_1392204_214_15361945_806 |  |  | PQ | AN | 2771.281 | 8102603 | no | no |  |  | no |  |  | 1392204.214 | 15361945.806 |  | -1
node_1392325_786_15358438_608 |  |  | PQ | AN | 2771.281 | 8102603 | no | no |  |  | no |  |  | 1392325.786 | 15358438.608 |  | -1
node_1392805_312_15358457_671 |  |  | PQ | AN | 2771.281 | 8102603 | no | no |  |  | no |  |  | 1392805.312 | 15358457.671 |  | -1
node_1392851_842_15362411_961 |  |  | PQ | AN | 2771.281 | 8102603 | no | no |  |  | no |  |  | 1392851.842 | 15362411.961 |  | -1
node_1393206_616_15358906_626 |  |  | PQ | AN | 2771.281 | 8102603 | no | no |  |  | no |  |  | 1393206.616 | 15358906.626 |  | -1
node_1393474_06_15358853_106 |  |  | PQ | AN | 2771.281 | 8102603 | no | no |  |  | no |  |  | 1393474.06 | 15358853.106 |  | -1
node_1393494_01_15360308_823 |  |  | PQ | AN | 2771.281 | 8102603 | no | no |  |  | no |  |  | 1393494.01 | 15360308.823 |  | -1
node_1393748_649_15358795_195 |  |  | PQ | AN | 2771.281 | 8102603 | no | no |  |  | no |  |  | 1393748.649 | 15358795.195 |  | -1
node_1393992_893_15358869_116 |  |  | PQ | AN | 2771.281 | 8102603 | no | no |  |  | no |  |  | 1393992.893 | 15358869.116 |  | -1
node_1394157_157_15358878_849 |  |  | PQ | AN | 2771.281 | 8102603 | no | no |  |  | no |  |  | 1394157.157 | 15358878.849 |  | -1
node_1394221_197_15360150_539 |  |  | PQ | AN | 2771.281 | 8102603 | no | no |  |  | no |  |  | 1394221.197 | 15360150.539 |  | -1
node_1394261_747_15359284_805 |  |  | PQ | AN | 2771.281 | 8102603 | no | no |  |  | no |  |  | 1394261.747 | 15359284.805 |  | -1
node_1394265_295_15359632_813 |  |  | PQ | AN | 2771.281 | 8102603 | no | no |  |  | no |  |  | 1394265.295 | 15359632.813 |  | -1
node_1394554_127_15358866_495 |  |  | PQ | AN | 2771.281 | 8102603 | no | no |  |  | no |  |  | 1394554.127 | 15358866.495 |  | -1
node_1394714_125_15358574_343 |  |  | PQ | AN | 2771.281 | 8102603 | no | no |  |  | no |  |  | 1394714.125 | 15358574.343 |  | -1
node_1394840_191_15358103_731 |  |  | PQ | AN | 2771.281 | 8102603 | no | no |  |  | no |  |  | 1394840.191 | 15358103.731 |  | -1
node_1394891_179_15357674_683 |  |  | PQ | AN | 2771.281 | 8102603 | no | no |  |  | no |  |  | 1394891.179 | 15357674.683 |  | -1
node_1394963_826_15358023_24 |  |  | PQ | AN | 2771.281 | 8102603 | no | no |  |  | no |  |  | 1394963.826 | 15358023.24 |  | -1
node_1395100_444_15358270_47 |  |  | PQ | AN | 2771.281 | 8102603 | no | no |  |  | no |  |  | 1395100.444 | 15358270.47 |  | -1
node_8102603_200816386 |  |  | PQ | AN | 2771.281 | 8102603 | no | no |  |  | no |  |  | 1382547.287 | 15372297.363 |  | -1
node_8102603_200816387 |  |  | PQ | AN | 2771.281 | 8102603 | no | no |  |  | no |  |  | 1382830.698 | 15372081.745 |  | -1
node_8102603_200816388 |  |  | PQ | AD | 2771.281 | 8102603 | no | no |  |  | no |  |  | 1382584.714 | 15372173.031 |  | -1
node_8102603_200816389 |  |  | PQ | ABCD | 2771.281 | 8102603 | no | no |  |  | no |  |  | 1382585.806 | 15372101.797 |  | -1
node_8102603_200816390 |  |  | PQ | ABCN | 2771.281 | 8102603 | no | no |  |  | no |  |  | 1382607.053 | 15371928.447 |  | -1
node_8102603_200816391 |  |  | PQ | ABCD | 2771.281 | 8102603 | no | no |  |  | no |  |  | 1382625.787 | 15371751.462 |  | -1
node_8102603_200816392 |  |  | PQ | ABCD | 2771.281 | 8102603 | no | no |  |  | no |  |  | 1382666.242 | 15371639.413 |  | -1
node_8102603_200816394 |  |  | PQ | ABCN | 2771.281 | 8102603 | no | no |  |  | no |  |  | 1382713.518 | 15371521.395 |  | -1
node_8102603_200816395 |  |  | PQ | ABCN | 2771.281 | 8102603 | no | no |  |  | no |  |  | 1382794.089 | 15371308.175 |  | -1
node_8102603_200816397 |  |  | PQ | ABCD | 2771.281 | 8102603 | no | no |  |  | no |  |  | 1382826.876 | 15371172.528 |  | -1
node_8102603_200816398 |  |  | PQ | AN | 2771.281 | 8102603 | no | no |  |  | no |  |  | 1382888.051 | 15370987.749 |  | -1
node_8102603_200816399 |  |  | PQ | ABCN | 2771.281 | 8102603 | no | no |  |  | no |  |  | 1382953.446 | 15371232.731 |  | -1
node_8102603_200816400 |  |  | PQ | ABCN | 2771.281 | 8102603 | no | no |  |  | no |  |  | 1383192.562 | 15371149.207 |  | -1
node_8102603_200816401 |  |  | PQ | AD | 2771.281 | 8102603 | no | no |  |  | no |  |  | 1383146.902 | 15371387.788 |  | -1
node_8102603_200816402 |  |  | PQ | AN | 2771.281 | 8102603 | no | no |  |  | no |  |  | 1383097.352 | 15371623.45 |  | -1
node_8102603_200816403 |  |  | PQ | ABCN | 2771.281 | 8102603 | no | no |  |  | no |  |  | 1383387.727 | 15371070.669 |  | -1
node_8102603_200816405 |  |  | PQ | ABCN | 2771.281 | 8102603 | no | no |  |  | no |  |  | 1383625.829 | 15370971.589 |  | -1
node_8102603_200816407 |  |  | PQ | ABCN | 2771.281 | 8102603 | no | no |  |  | no |  |  | 1383988.436 | 15370821.377 |  | -1
node_8102603_200816408 |  |  | PQ | ABCD | 2771.281 | 8102603 | no | no |  |  | no |  |  | 1384116.701 | 15370701.353 |  | -1
node_8102603_200816409 |  |  | PQ | ABCN | 2771.281 | 8102603 | no | no |  |  | no |  |  | 1384238.259 | 15370551.015 |  | -1
node_8102603_200816410 |  |  | PQ | ABCN | 2771.281 | 8102603 | no | no |  |  | no |  |  | 1384512.055 | 15370291.189 |  | -1
node_8102603_200816411 |  |  | PQ | ABCD | 2771.281 | 8102603 | no | no |  |  | no |  |  | 1384790.461 | 15370032.373 |  | -1
node_8102603_200816412 |  |  | PQ | ABCD | 2771.281 | 8102603 | no | no |  |  | no |  |  | 1385060.357 | 15369792.548 |  | -1
node_8102603_200816413 |  |  | PQ | AD | 2771.281 | 8102603 | no | no |  |  | no |  |  | 1385292.741 | 15369574.808 |  | -1
node_8102603_200816414 |  |  | PQ | AN | 2771.281 | 8102603 | no | no |  |  | no |  |  | 1385422.663 | 15369489.292 |  | -1
node_8102603_200816416 |  |  | PQ | ABCD | 2771.281 | 8102603 | no | no |  |  | no |  |  | 1385062.631 | 15369499.249 |  | -1
node_8102603_200816418 |  |  | PQ | ABCD | 2771.281 | 8102603 | no | no |  |  | no |  |  | 1385060.428 | 15369283.225 |  | -1
node_8102603_200816419 |  |  | PQ | ABCD | 2771.281 | 8102603 | no | no |  |  | no |  |  | 1385055.379 | 15368878.272 |  | -1
node_8102603_200816420 |  |  | PQ | AN | 2771.281 | 8102603 | no | no |  |  | no |  |  | 1384882.487 | 15369039.104 |  | -1
node_8102603_200816421 |  |  | PQ | ABCD | 2771.281 | 8102603 | no | no |  |  | no |  |  | 1385244.015 | 15368704.313 |  | -1
node_8102603_200816422 |  |  | PQ | ABCN | 2771.281 | 8102603 | no | no |  |  | no |  |  | 1385432.234 | 15368511.869 |  | -1
node_8102603_200816423 |  |  | PQ | ABCN | 2771.281 | 8102603 | no | no |  |  | no |  |  | 1385658.038 | 15368289.716 |  | -1
node_8102603_200816424 |  |  | PQ | ABCD | 2771.281 | 8102603 | no | no |  |  | no |  |  | 1385864.518 | 15368090.27 |  | -1
node_8102603_200816425 |  |  | PQ | AN | 2771.281 | 8102603 | no | no |  |  | no |  |  | 1386048.74 | 15367908.245 |  | -1
node_8102603_200816426 |  |  | PQ | AD | 2771.281 | 8102603 | no | no |  |  | no |  |  | 1386230.463 | 15367730.183 |  | -1
node_8102603_200816427 |  |  | PQ | AN | 2771.281 | 8102603 | no | no |  |  | no |  |  | 1386441.943 | 15367530.991 |  | -1
node_8102603_200816428 |  |  | PQ | AD | 2771.281 | 8102603 | no | no |  |  | no |  |  | 1386586.214 | 15367379.966 |  | -1
node_8102603_200816429 |  |  | PQ | AN | 2771.281 | 8102603 | no | no |  |  | no |  |  | 1386857.689 | 15367216.619 |  | -1
node_8102603_200816430 |  |  | PQ | AD | 2771.281 | 8102603 | no | no |  |  | no |  |  | 1387138.849 | 15367015.029 |  | -1
node_8102603_200816431 |  |  | PQ | AD | 2771.281 | 8102603 | no | no |  |  | no |  |  | 1387333.314 | 15366818.31 |  | -1
node_8102603_200816432 |  |  | PQ | AN | 2771.281 | 8102603 | no | no |  |  | no |  |  | 1387480.658 | 15366747.967 |  | -1
node_8102603_200816433 |  |  | PQ | AD | 2771.281 | 8102603 | no | no |  |  | no |  |  | 1387659.49 | 15366670.567 |  | -1
node_8102603_200816434 |  |  | PQ | AD | 2771.281 | 8102603 | no | no |  |  | no |  |  | 1387886.549 | 15366565.133 |  | -1
node_8102603_200816435 |  |  | PQ | AN | 2771.281 | 8102603 | no | no |  |  | no |  |  | 1388251.2 | 15366410.158 |  | -1
node_8102603_200816437 |  |  | PQ | AN | 2771.281 | 8102603 | no | no |  |  | no |  |  | 1388408.925 | 15365984.944 |  | -1
node_8102603_200816446 |  |  | PQ | ABCN | 2771.281 | 8102603 | no | no |  |  | no |  |  | 1379576.074 | 15373918.481 |  | -1
node_8102603_200816447 |  |  | PQ | AD | 2771.281 | 8102603 | no | no |  |  | no |  |  | 1379516.373 | 15373920.03 |  | -1
node_8102603_200816448 |  |  | PQ | AD | 2771.281 | 8102603 | no | no |  |  | no |  |  | 1379525.523 | 15373789.671 |  | -1
node_8102603_200816449 |  |  | PQ | AN | 2771.281 | 8102603 | no | no |  |  | no |  |  | 1379638.607 | 15373639.472 |  | -1
node_8102603_200816451 |  |  | PQ | AN | 2771.281 | 8102603 | no | no |  |  | no |  |  | 1379252.334 | 15373958.985 |  | -1
node_8102603_200816454 |  |  | PQ | AD | 2771.281 | 8102603 | no | no |  |  | no |  |  | 1378744.799 | 15373730.607 |  | -1
node_8102603_200816455 |  |  | PQ | AN | 2771.281 | 8102603 | no | no |  |  | no |  |  | 1378663.62 | 15373592.994 |  | -1
node_8102603_200816456 |  |  | PQ | AD | 2771.281 | 8102603 | no | no |  |  | no |  |  | 1378398.356 | 15373720.267 |  | -1
node_8102603_200816457 |  |  | PQ | AN | 2771.281 | 8102603 | no | no |  |  | no |  |  | 1378471.204 | 15373898.875 |  | -1
node_8102603_200816458 |  |  | PQ | AD | 2771.281 | 8102603 | no | no |  |  | no |  |  | 1378127.438 | 15373865.818 |  | -1
node_8102603_200816459 |  |  | PQ | AD | 2771.281 | 8102603 | no | no |  |  | no |  |  | 1377847.468 | 15373756.496 |  | -1
node_8102603_200816460 |  |  | PQ | AD | 2771.281 | 8102603 | no | no |  |  | no |  |  | 1377657.628 | 15373478.464 |  | -1
node_8102603_200816461 |  |  | PQ | AD | 2771.281 | 8102603 | no | no |  |  | no |  |  | 1377508.362 | 15373291.231 |  | -1
node_8102603_200816463 |  |  | PQ | AD | 2771.281 | 8102603 | no | no |  |  | no |  |  | 1377277.558 | 15373148.522 |  | -1
node_8102603_200816464 |  |  | PQ | AD | 2771.281 | 8102603 | no | no |  |  | no |  |  | 1377474.561 | 15372949.335 |  | -1
node_8102603_200816465 |  |  | PQ | AN | 2771.281 | 8102603 | no | no |  |  | no |  |  | 1377699.241 | 15372728.129 |  | -1
node_8102603_200816466 |  |  | PQ | AD | 2771.281 | 8102603 | no | no |  |  | no |  |  | 1377898.887 | 15372523.436 |  | -1
node_8102603_200816467 |  |  | PQ | AN | 2771.281 | 8102603 | no | no |  |  | no |  |  | 1378253.491 | 15372409.439 |  | -1
node_8102603_200816468 |  |  | PQ | AD | 2771.281 | 8102603 | no | no |  |  | no |  |  | 1378193.965 | 15372530.254 |  | -1
node_8102603_200816469 |  |  | PQ | AN | 2771.281 | 8102603 | no | no |  |  | no |  |  | 1378089.636 | 15372007.114 |  | -1
node_8102603_200816470 |  |  | PQ | AN | 2771.281 | 8102603 | no | no |  |  | no |  |  | 1377978.262 | 15371717.696 |  | -1
node_8102603_200816471 |  |  | PQ | AN | 2771.281 | 8102603 | no | no |  |  | no |  |  | 1377768.169 | 15371513.781 |  | -1
node_8102603_200816473 |  |  | PQ | AN | 2771.281 | 8102603 | no | no |  |  | no |  |  | 1377619.086 | 15371359.261 |  | -1
node_8102603_200816474 |  |  | PQ | AD | 2771.281 | 8102603 | no | no |  |  | no |  |  | 1377481.58 | 15371211.464 |  | -1
node_8102603_200816475 |  |  | PQ | AN | 2771.281 | 8102603 | no | no |  |  | no |  |  | 1377318.218 | 15371088.768 |  | -1
node_8102603_200816476 |  |  | PQ | AN | 2771.281 | 8102603 | no | no |  |  | no |  |  | 1377053.57 | 15370880.886 |  | -1
node_8102603_200816477 |  |  | PQ | AD | 2771.281 | 8102603 | no | no |  |  | no |  |  | 1376836.806 | 15370725.826 |  | -1
node_8102603_200816478 |  |  | PQ | AD | 2771.281 | 8102603 | no | no |  |  | no |  |  | 1376569.392 | 15370552.051 |  | -1
node_8102603_200816479 |  |  | PQ | AD | 2771.281 | 8102603 | no | no |  |  | no |  |  | 1376247.024 | 15370334.331 |  | -1
node_8102603_200816480 |  |  | PQ | AD | 2771.281 | 8102603 | no | no |  |  | no |  |  | 1375811.441 | 15370053.756 |  | -1
node_8102603_200816481 |  |  | PQ | AD | 2771.281 | 8102603 | no | no |  |  | no |  |  | 1375341.145 | 15369725.584 |  | -1
node_8102603_200816482 |  |  | PQ | AN | 2771.281 | 8102603 | no | no |  |  | no |  |  | 1375119.241 | 15369574.255 |  | -1
node_8102603_200816483 |  |  | PQ | AD | 2771.281 | 8102603 | no | no |  |  | no |  |  | 1375129.874 | 15369396.647 |  | -1
node_8102603_200816484 |  |  | PQ | AN | 2771.281 | 8102603 | no | no |  |  | no |  |  | 1375404.977 | 15369302.709 |  | -1
node_8102603_200816486 |  |  | PQ | AD | 2771.281 | 8102603 | no | no |  |  | no |  |  | 1375455.364 | 15369213.615 |  | -1
node_8102603_200816487 |  |  | PQ | AD | 2771.281 | 8102603 | no | no |  |  | no |  |  | 1375537.742 | 15368991.8 |  | -1
node_8102603_200816488 |  |  | PQ | AN | 2771.281 | 8102603 | no | no |  |  | no |  |  | 1375677.356 | 15368685.388 |  | -1
node_8102603_200816489 |  |  | PQ | ABCN | 2771.281 | 8102603 | no | no |  |  | no |  |  | 1382468.532 | 15372219.512 |  | -1
node_8102603_200816490 |  |  | PQ | ABCD | 2771.281 | 8102603 | no | no |  |  | no |  |  | 1381276.399 | 15373289.207 |  | -1
node_8102603_200816491 |  |  | PQ | ABCD | 2771.281 | 8102603 | no | no |  |  | no |  |  | 1381149.17 | 15373379.001 |  | -1
node_8102603_200816492 |  |  | PQ | ABCD | 2771.281 | 8102603 | no | no |  |  | no |  |  | 1381033.114 | 15373481.369 |  | -1
node_8102603_200816493 |  |  | PQ | ABCD | 2771.281 | 8102603 | no | no |  |  | no |  |  | 1380886.117 | 15373590.325 |  | -1
node_8102603_200816494 |  |  | PQ | ABCD | 2771.281 | 8102603 | no | no |  |  | no |  |  | 1380730.469 | 15373708.78 |  | -1
node_8102603_200816495 |  |  | PQ | ABCD | 2771.281 | 8102603 | no | no |  |  | no |  |  | 1380580.913 | 15373816.71 |  | -1
node_8102603_200816496 |  |  | PQ | ABCD | 2771.281 | 8102603 | no | no |  |  | no |  |  | 1380413.709 | 15373915.327 |  | -1
node_8102603_200816497 |  |  | PQ | ABCD | 2771.281 | 8102603 | no | no |  |  | no |  |  | 1382318.504 | 15372362.491 |  | -1
node_8102603_200816498 |  |  | PQ | ABCD | 2771.281 | 8102603 | no | no |  |  | no |  |  | 1382187.894 | 15372487.067 |  | -1
node_8102603_200816499 |  |  | PQ | ABCD | 2771.281 | 8102603 | no | no |  |  | no |  |  | 1382057.456 | 15372607.53 |  | -1
node_8102603_200816500 |  |  | PQ | AD | 2771.281 | 8102603 | no | no |  |  | no |  |  | 1382027.937 | 15372595.176 |  | -1
node_8102603_200816501 |  |  | PQ | AN | 2771.281 | 8102603 | no | no |  |  | no |  |  | 1381699.942 | 15372480.676 |  | -1
node_8102603_200816502 |  |  | PQ | ABCD | 2771.281 | 8102603 | no | no |  |  | no |  |  | 1381929.56 | 15372727.866 |  | -1
node_8102603_200816503 |  |  | PQ | ABCD | 2771.281 | 8102603 | no | no |  |  | no |  |  | 1381806.324 | 15372842.445 |  | -1
node_8102603_200816504 |  |  | PQ | ABCD | 2771.281 | 8102603 | no | no |  |  | no |  |  | 1381644.698 | 15372985.393 |  | -1
node_8102603_200816505 |  |  | PQ | ABCD | 2771.281 | 8102603 | no | no |  |  | no |  |  | 1381508.597 | 15373103.767 |  | -1
node_8102603_200816506 |  |  | PQ | ABCD | 2771.281 | 8102603 | no | no |  |  | no |  |  | 1381389.881 | 15373195.967 |  | -1
node_8102603_200816507 |  |  | PQ | AN | 2771.281 | 8102603 | no | no |  |  | no |  |  | 1387560.088 | 15356654.998 |  | -1
node_8102603_200816572 |  |  | PQ | AN | 2771.281 | 8102603 | no | no |  |  | no |  |  | 1384685.23 | 15354813.889 |  | -1
node_8102603_200816574 |  |  | PQ | AN | 2771.281 | 8102603 | no | no |  |  | no |  |  | 1384476.377 | 15355084.669 |  | -1
node_8102603_200816575 |  |  | PQ | AN | 2771.281 | 8102603 | no | no |  |  | no |  |  | 1384519.342 | 15355136.631 |  | -1
node_8102603_200816576 |  |  | PQ | AN | 2771.281 | 8102603 | no | no |  |  | no |  |  | 1384273.553 | 15355346.039 |  | -1
node_8102603_200816577 |  |  | PQ | AD | 2771.281 | 8102603 | no | no |  |  | no |  |  | 1384245.052 | 15355315.127 |  | -1
node_8102603_200816578 |  |  | PQ | AD | 2771.281 | 8102603 | no | no |  |  | no |  |  | 1383960.458 | 15355168.286 |  | -1
node_8102603_200816579 |  |  | PQ | AN | 2771.281 | 8102603 | no | no |  |  | no |  |  | 1383686.984 | 15355020.284 |  | -1
node_8102603_200816580 |  |  | PQ | AN | 2771.281 | 8102603 | no | no |  |  | no |  |  | 1383919.96 | 15355798.581 |  | -1
node_8102603_200816581 |  |  | PQ | AD | 2771.281 | 8102603 | no | no |  |  | no |  |  | 1383753.702 | 15356018.095 |  | -1
node_8102603_200816582 |  |  | PQ | AD | 2771.281 | 8102603 | no | no |  |  | no |  |  | 1383651.093 | 15356231.85 |  | -1
node_8102603_200816583 |  |  | PQ | AD | 2771.281 | 8102603 | no | no |  |  | no |  |  | 1383546.965 | 15356455.415 |  | -1
node_8102603_200816584 |  |  | PQ | AD | 2771.281 | 8102603 | no | no |  |  | no |  |  | 1383388.595 | 15356788.3 |  | -1
node_8102603_200816585 |  |  | PQ | AD | 2771.281 | 8102603 | no | no |  |  | no |  |  | 1383272.071 | 15356972.458 |  | -1
node_8102603_200816586 |  |  | PQ | AD | 2771.281 | 8102603 | no | no |  |  | no |  |  | 1383153.464 | 15357155.539 |  | -1
node_8102603_200816587 |  |  | PQ | AD | 2771.281 | 8102603 | no | no |  |  | no |  |  | 1383058.173 | 15357455.351 |  | -1
node_8102603_200816588 |  |  | PQ | AD | 2771.281 | 8102603 | no | no |  |  | no |  |  | 1383093.611 | 15357623.999 |  | -1
node_8102603_200816589 |  |  | PQ | AD | 2771.281 | 8102603 | no | no |  |  | no |  |  | 1383005.287 | 15358085.841 |  | -1
node_8102603_200816591 |  |  | PQ | AD | 2771.281 | 8102603 | no | no |  |  | no |  |  | 1382931.147 | 15358268.077 |  | -1
node_8102603_200816593 |  |  | PQ | AN | 2771.281 | 8102603 | no | no |  |  | no |  |  | 1382923.581 | 15358797.611 |  | -1
node_8102603_200816595 |  |  | PQ | AN | 2771.281 | 8102603 | no | no |  |  | no |  |  | 1382914.422 | 15359153.777 |  | -1
node_8102603_200816596 |  |  | PQ | AN | 2771.281 | 8102603 | no | no |  |  | no |  |  | 1382910.365 | 15359278.99 |  | -1
node_8102603_200816597 |  |  | PQ | AD | 2771.281 | 8102603 | no | no |  |  | no |  |  | 1383069.893 | 15359711.86 |  | -1
node_8102603_200816598 |  |  | PQ | AD | 2771.281 | 8102603 | no | no |  |  | no |  |  | 1383142.007 | 15359896.928 |  | -1
node_8102603_200816599 |  |  | PQ | AD | 2771.281 | 8102603 | no | no |  |  | no |  |  | 1383212.364 | 15360088.225 |  | -1
node_8102603_200816600 |  |  | PQ | AN | 2771.281 | 8102603 | no | no |  |  | no |  |  | 1383281.59 | 15360271.338 |  | -1
node_8102603_200816602 |  |  | PQ | AN | 2771.281 | 8102603 | no | no |  |  | no |  |  | 1383348.939 | 15360460.221 |  | -1
node_8102603_200816603 |  |  | PQ | AD | 2771.281 | 8102603 | no | no |  |  | no |  |  | 1383485.886 | 15360829.825 |  | -1
node_8102603_200816604 |  |  | PQ | AN | 2771.281 | 8102603 | no | no |  |  | no |  |  | 1383541.478 | 15360996.732 |  | -1
node_8102603_200816606 |  |  | PQ | AD | 2771.281 | 8102603 | no | no |  |  | no |  |  | 1383597.627 | 15361145.792 |  | -1
node_8102603_200816607 |  |  | PQ | AD | 2771.281 | 8102603 | no | no |  |  | no |  |  | 1383681.873 | 15361359.914 |  | -1
node_8102603_200816608 |  |  | PQ | AD | 2771.281 | 8102603 | no | no |  |  | no |  |  | 1383766.283 | 15361571.108 |  | -1
node_8102603_200816610 |  |  | PQ | AN | 2771.281 | 8102603 | no | no |  |  | no |  |  | 1384084.683 | 15362393.552 |  | -1
node_8102603_200816611 |  |  | PQ | AN | 2771.281 | 8102603 | no | no |  |  | no |  |  | 1384178.191 | 15362624.093 |  | -1
node_8102603_200816612 |  |  | PQ | AN | 2771.281 | 8102603 | no | no |  |  | no |  |  | 1384319.921 | 15362981.682 |  | -1
node_8102603_200816614 |  |  | PQ | AD | 2771.281 | 8102603 | no | no |  |  | no |  |  | 1384522.403 | 15363489.058 |  | -1
node_8102603_200816615 |  |  | PQ | AN | 2771.281 | 8102603 | no | no |  |  | no |  |  | 1384675.616 | 15363880.199 |  | -1
node_8102603_200816616 |  |  | PQ | AD | 2771.281 | 8102603 | no | no |  |  | no |  |  | 1384868.906 | 15364221.44 |  | -1
node_8102603_200816617 |  |  | PQ | AD | 2771.281 | 8102603 | no | no |  |  | no |  |  | 1384981.45 | 15364426.719 |  | -1
node_8102603_200816618 |  |  | PQ | AD | 2771.281 | 8102603 | no | no |  |  | no |  |  | 1385169.125 | 15364761.415 |  | -1
node_8102603_200816619 |  |  | PQ | AD | 2771.281 | 8102603 | no | no |  |  | no |  |  | 1385360.683 | 15365095.098 |  | -1
node_8102603_200816620 |  |  | PQ | AD | 2771.281 | 8102603 | no | no |  |  | no |  |  | 1385691.962 | 15365086.821 |  | -1
node_8102603_200816621 |  |  | PQ | AN | 2771.281 | 8102603 | no | no |  |  | no |  |  | 1385827.834 | 15365086.451 |  | -1
node_8102603_200816623 |  |  | PQ | AD | 2771.281 | 8102603 | no | no |  |  | no |  |  | 1385671.672 | 15365839.813 |  | -1
node_8102603_200816624 |  |  | PQ | AN | 2771.281 | 8102603 | no | no |  |  | no |  |  | 1385671.343 | 15366011.176 |  | -1
node_8102603_200816625 |  |  | PQ | AD | 2771.281 | 8102603 | no | no |  |  | no |  |  | 1385702.565 | 15366305.297 |  | -1
node_8102603_200816626 |  |  | PQ | AD | 2771.281 | 8102603 | no | no |  |  | no |  |  | 1385731.798 | 15366634.597 |  | -1
node_8102603_200816627 |  |  | PQ | AN | 2771.281 | 8102603 | no | no |  |  | no |  |  | 1385728.628 | 15367036.118 |  | -1
node_8102603_200816629 |  |  | PQ | AN | 2771.281 | 8102603 | no | no |  |  | no |  |  | 1385760.497 | 15367196.11 |  | -1
node_8102603_200816630 |  |  | PQ | AD | 2771.281 | 8102603 | no | no |  |  | no |  |  | 1385798.45 | 15367369.049 |  | -1
node_8102603_200816727 |  |  | PQ | AN | 2771.281 | 8102603 | no | no |  |  | no |  |  | 1391683.427 | 15361941.057 |  | -1
node_8102603_200816728 |  |  | PQ | AN | 2771.281 | 8102603 | no | no |  |  | no |  |  | 1391918.513 | 15361947.291 |  | -1
node_8102603_200816729 |  |  | PQ | AN | 2771.281 | 8102603 | no | no |  |  | no |  |  | 1392169.739 | 15361958.244 |  | -1
node_8102603_200816796 |  |  | PQ | AD | 2771.281 | 8102603 | no | no |  |  | no |  |  | 1391801.312 | 15353715.311 |  | -1
node_8102603_200816797 |  |  | PQ | AN | 2771.281 | 8102603 | no | no |  |  | no |  |  | 1391703.063 | 15354012.432 |  | -1
node_8102603_200816798 |  |  | PQ | AD | 2771.281 | 8102603 | no | no |  |  | no |  |  | 1391723.288 | 15354184.271 |  | -1
node_8102603_200816799 |  |  | PQ | AN | 2771.281 | 8102603 | no | no |  |  | no |  |  | 1391766.324 | 15354467.79 |  | -1
node_8102603_200816800 |  |  | PQ | AD | 2771.281 | 8102603 | no | no |  |  | no |  |  | 1391733.28 | 15354898.84 |  | -1
node_8102603_200816801 |  |  | PQ | AN | 2771.281 | 8102603 | no | no |  |  | no |  |  | 1391652.828 | 15355307.997 |  | -1
node_8102603_200816805 |  |  | PQ | AN | 2771.281 | 8102603 | no | no |  |  | no |  |  | 1391586.526 | 15355632.723 |  | -1
node_8102603_200816806 |  |  | PQ | AD | 2771.281 | 8102603 | no | no |  |  | no |  |  | 1391551.289 | 15355811.295 |  | -1
node_8102603_200816807 |  |  | PQ | AD | 2771.281 | 8102603 | no | no |  |  | no |  |  | 1391508.432 | 15356017.942 |  | -1
node_8102603_200816808 |  |  | PQ | AD | 2771.281 | 8102603 | no | no |  |  | no |  |  | 1391458.76 | 15356240.786 |  | -1
node_8102603_200816809 |  |  | PQ | AN | 2771.281 | 8102603 | no | no |  |  | no |  |  | 1391326.284 | 15356557.163 |  | -1
node_8102603_200816810 |  |  | PQ | AN | 2771.281 | 8102603 | no | no |  |  | no |  |  | 1391342.565 | 15356938.859 |  | -1
node_8102603_200816811 |  |  | PQ | AD | 2771.281 | 8102603 | no | no |  |  | no |  |  | 1391397.019 | 15356994.86 |  | -1
node_8102603_200816812 |  |  | PQ | AN | 2771.281 | 8102603 | no | no |  |  | no |  |  | 1391512.109 | 15357101.905 |  | -1
node_8102603_200816814 |  |  | PQ | AD | 2771.281 | 8102603 | no | no |  |  | no |  |  | 1391313.3 | 15357256.557 |  | -1
node_8102603_200816815 |  |  | PQ | AD | 2771.281 | 8102603 | no | no |  |  | no |  |  | 1391312.07 | 15357681.49 |  | -1
node_8102603_200816816 |  |  | PQ | AD | 2771.281 | 8102603 | no | no |  |  | no |  |  | 1391346.323 | 15357703.154 |  | -1
node_8102603_200816817 |  |  | PQ | AN | 2771.281 | 8102603 | no | no |  |  | no |  |  | 1391555.796 | 15357711.107 |  | -1
node_8102603_200816818 |  |  | PQ | AN | 2771.281 | 8102603 | no | no |  |  | no |  |  | 1391159.931 | 15357683.84 |  | -1
node_8102603_200816819 |  |  | PQ | AN | 2771.281 | 8102603 | no | no |  |  | no |  |  | 1391284.257 | 15358139.971 |  | -1
node_8102603_200816821 |  |  | PQ | AN | 2771.281 | 8102603 | no | no |  |  | no |  |  | 1391277.333 | 15358378.169 |  | -1
node_8102603_200816822 |  |  | PQ | AD | 2771.281 | 8102603 | no | no |  |  | no |  |  | 1391269.774 | 15358546.884 |  | -1
node_8102603_200816823 |  |  | PQ | AN | 2771.281 | 8102603 | no | no |  |  | no |  |  | 1391264.007 | 15358813.687 |  | -1
node_8102603_200816824 |  |  | PQ | AD | 2771.281 | 8102603 | no | no |  |  | no |  |  | 1391253.703 | 15358996.274 |  | -1
node_8102603_200816825 |  |  | PQ | AD | 2771.281 | 8102603 | no | no |  |  | no |  |  | 1391248.216 | 15359222.926 |  | -1
node_8102603_200816826 |  |  | PQ | AN | 2771.281 | 8102603 | no | no |  |  | no |  |  | 1391241.356 | 15359421.039 |  | -1
node_8102603_200816827 |  |  | PQ | AD | 2771.281 | 8102603 | no | no |  |  | no |  |  | 1391223.739 | 15359869.019 |  | -1
node_8102603_200816828 |  |  | PQ | AD | 2771.281 | 8102603 | no | no |  |  | no |  |  | 1391203.183 | 15360353.754 |  | -1
node_8102603_200816829 |  |  | PQ | AN | 2771.281 | 8102603 | no | no |  |  | no |  |  | 1391196.224 | 15360563.35 |  | -1
node_8102603_200816830 |  |  | PQ | AD | 2771.281 | 8102603 | no | no |  |  | no |  |  | 1391186.393 | 15360808.008 |  | -1
node_8102603_200816831 |  |  | PQ | AN | 2771.281 | 8102603 | no | no |  |  | no |  |  | 1391172.109 | 15361227.711 |  | -1
node_8102603_200816832 |  |  | PQ | AD | 2771.281 | 8102603 | no | no |  |  | no |  |  | 1391165.168 | 15361488.401 |  | -1
node_8102603_200816833 |  |  | PQ | AN | 2771.281 | 8102603 | no | no |  |  | no |  |  | 1391169.693 | 15361666.113 |  | -1
node_8102603_200816834 |  |  | PQ | AD | 2771.281 | 8102603 | no | no |  |  | no |  |  | 1391166.948 | 15361930.248 |  | -1
node_8102603_200816835 |  |  | PQ | AD | 2771.281 | 8102603 | no | no |  |  | no |  |  | 1391226.829 | 15361934.165 |  | -1
node_8102603_200816836 |  |  | PQ | AN | 2771.281 | 8102603 | no | no |  |  | no |  |  | 1391411.348 | 15361933.624 |  | -1
node_8102603_200816837 |  |  | PQ | AN | 2771.281 | 8102603 | no | no |  |  | no |  |  | 1391154.939 | 15362223.385 |  | -1
node_8102603_200816838 |  |  | PQ | AD | 2771.281 | 8102603 | no | no |  |  | no |  |  | 1391148.791 | 15362501.434 |  | -1
node_8102603_200816839 |  |  | PQ | AN | 2771.281 | 8102603 | no | no |  |  | no |  |  | 1390970.685 | 15362811.36 |  | -1
node_8102603_200816841 |  |  | PQ | AN | 2771.281 | 8102603 | no | no |  |  | no |  |  | 1391162.903 | 15362705.833 |  | -1
node_8102603_200816842 |  |  | PQ | AD | 2771.281 | 8102603 | no | no |  |  | no |  |  | 1391183.631 | 15362998.438 |  | -1
node_8102603_200816843 |  |  | PQ | AN | 2771.281 | 8102603 | no | no |  |  | no |  |  | 1391430.287 | 15362957.575 |  | -1
node_8102603_200816844 |  |  | PQ | AN | 2771.281 | 8102603 | no | no |  |  | no |  |  | 1391597.638 | 15362948.042 |  | -1
node_8102603_200816845 |  |  | PQ | AD | 2771.281 | 8102603 | no | no |  |  | no |  |  | 1391112.32 | 15363291.053 |  | -1
node_8102603_200816846 |  |  | PQ | AD | 2771.281 | 8102603 | no | no |  |  | no |  |  | 1391043.644 | 15363561.213 |  | -1
node_8102603_200816847 |  |  | PQ | AD | 2771.281 | 8102603 | no | no |  |  | no |  |  | 1390911.015 | 15363817.015 |  | -1
node_8102603_200816848 |  |  | PQ | AD | 2771.281 | 8102603 | no | no |  |  | no |  |  | 1390707.048 | 15364029.637 |  | -1
node_8102603_200816849 |  |  | PQ | AD | 2771.281 | 8102603 | no | no |  |  | no |  |  | 1390500.055 | 15364254.317 |  | -1
node_8102603_200816850 |  |  | PQ | AD | 2771.281 | 8102603 | no | no |  |  | no |  |  | 1390308.574 | 15364485.279 |  | -1
node_8102603_200816851 |  |  | PQ | AD | 2771.281 | 8102603 | no | no |  |  | no |  |  | 1390101.556 | 15364697.237 |  | -1
node_8102603_200816852 |  |  | PQ | AD | 2771.281 | 8102603 | no | no |  |  | no |  |  | 1389903.625 | 15364936.58 |  | -1
node_8102603_200816853 |  |  | PQ | AN | 2771.281 | 8102603 | no | no |  |  | no |  |  | 1389717.292 | 15365118.238 |  | -1
node_8102603_200816854 |  |  | PQ | AD | 2771.281 | 8102603 | no | no |  |  | no |  |  | 1389518.163 | 15365330.402 |  | -1
node_8102603_200816855 |  |  | PQ | AD | 2771.281 | 8102603 | no | no |  |  | no |  |  | 1389313.37 | 15365557.552 |  | -1
node_8102603_200816856 |  |  | PQ | AD | 2771.281 | 8102603 | no | no |  |  | no |  |  | 1389105.613 | 15365781.801 |  | -1
node_8102603_200816857 |  |  | PQ | AD | 2771.281 | 8102603 | no | no |  |  | no |  |  | 1388957.719 | 15365940.068 |  | -1
node_8102603_200816858 |  |  | PQ | AD | 2771.281 | 8102603 | no | no |  |  | no |  |  | 1388754.581 | 15366159.026 |  | -1
node_8102603_200816859 |  |  | PQ | AD | 2771.281 | 8102603 | no | no |  |  | no |  |  | 1388502.003 | 15366385.223 |  | -1
node_8102603_200816886 |  |  | PQ | AN | 2771.281 | 8102603 | no | no |  |  | no |  |  | 1386207.086 | 15360890.557 |  | -1
node_8102603_200816887 |  |  | PQ | AN | 2771.281 | 8102603 | no | no |  |  | no |  |  | 1383358.753 | 15359716.679 |  | -1
node_8102603_200816888 |  |  | PQ | AD | 2771.281 | 8102603 | no | no |  |  | no |  |  | 1383622.072 | 15359731.525 |  | -1
node_8102603_200816889 |  |  | PQ | AD | 2771.281 | 8102603 | no | no |  |  | no |  |  | 1383883.072 | 15359745.276 |  | -1
node_8102603_200816890 |  |  | PQ | AD | 2771.281 | 8102603 | no | no |  |  | no |  |  | 1384200.516 | 15359754.092 |  | -1
node_8102603_200816891 |  |  | PQ | AD | 2771.281 | 8102603 | no | no |  |  | no |  |  | 1384547.754 | 15359770.832 |  | -1
node_8102603_200816892 |  |  | PQ | AD | 2771.281 | 8102603 | no | no |  |  | no |  |  | 1385293.169 | 15359758.557 |  | -1
node_8102603_200816895 |  |  | PQ | AN | 2771.281 | 8102603 | no | no |  |  | no |  |  | 1385787.579 | 15359784.316 |  | -1
node_8102603_200816898 |  |  | PQ | AD | 2771.281 | 8102603 | no | no |  |  | no |  |  | 1386069.729 | 15359801.136 |  | -1
node_8102603_200816899 |  |  | PQ | AD | 2771.281 | 8102603 | no | no |  |  | no |  |  | 1386345.548 | 15359810.07 |  | -1
node_8102603_200816900 |  |  | PQ | AD | 2771.281 | 8102603 | no | no |  |  | no |  |  | 1386348.039 | 15359869.131 |  | -1
node_8102603_200816901 |  |  | PQ | AN | 2771.281 | 8102603 | no | no |  |  | no |  |  | 1386912.215 | 15359842.234 |  | -1
node_8102603_200816903 |  |  | PQ | AD | 2771.281 | 8102603 | no | no |  |  | no |  |  | 1387351.793 | 15359844.554 |  | -1
node_8102603_200816904 |  |  | PQ | AN | 2771.281 | 8102603 | no | no |  |  | no |  |  | 1387845.217 | 15359877.781 |  | -1
node_8102603_200816905 |  |  | PQ | AN | 2771.281 | 8102603 | no | no |  |  | no |  |  | 1388211.668 | 15359891.47 |  | -1
node_8102603_200816906 |  |  | PQ | AN | 2771.281 | 8102603 | no | no |  |  | no |  |  | 1388454.138 | 15359900.163 |  | -1
node_8102603_200816907 |  |  | PQ | AD | 2771.281 | 8102603 | no | no |  |  | no |  |  | 1388551.387 | 15360161.43 |  | -1
node_8102603_200816908 |  |  | PQ | AN | 2771.281 | 8102603 | no | no |  |  | no |  |  | 1388671.457 | 15360476.892 |  | -1
node_8102603_200816909 |  |  | PQ | AD | 2771.281 | 8102603 | no | no |  |  | no |  |  | 1388804.127 | 15360705.497 |  | -1
node_8102603_200816910 |  |  | PQ | AD | 2771.281 | 8102603 | no | no |  |  | no |  |  | 1388995.982 | 15360878.3 |  | -1
node_8102603_200816911 |  |  | PQ | AN | 2771.281 | 8102603 | no | no |  |  | no |  |  | 1389268.983 | 15360991.082 |  | -1
node_8102603_200816912 |  |  | PQ | AD | 2771.281 | 8102603 | no | no |  |  | no |  |  | 1383116.021 | 15360821.106 |  | -1
node_8102603_200816913 |  |  | PQ | AD | 2771.281 | 8102603 | no | no |  |  | no |  |  | 1382851.794 | 15360819.627 |  | -1
node_8102603_200816914 |  |  | PQ | AD | 2771.281 | 8102603 | no | no |  |  | no |  |  | 1381092.905 | 15363908.684 |  | -1
node_8102603_200816915 |  |  | PQ | AD | 2771.281 | 8102603 | no | no |  |  | no |  |  | 1381265.784 | 15363883.008 |  | -1
node_8102603_200816916 |  |  | PQ | AN | 2771.281 | 8102603 | no | no |  |  | no |  |  | 1381598.956 | 15363829.814 |  | -1
node_8102603_200816917 |  |  | PQ | AN | 2771.281 | 8102603 | no | no |  |  | no |  |  | 1381340.341 | 15364211.872 |  | -1
node_8102603_200816918 |  |  | PQ | AD | 2771.281 | 8102603 | no | no |  |  | no |  |  | 1381155.754 | 15364317.094 |  | -1
node_8102603_200816919 |  |  | PQ | AN | 2771.281 | 8102603 | no | no |  |  | no |  |  | 1381180.929 | 15364481.422 |  | -1
node_8102603_200816920 |  |  | PQ | AD | 2771.281 | 8102603 | no | no |  |  | no |  |  | 1382598.802 | 15360816.934 |  | -1
node_8102603_200816922 |  |  | PQ | AD | 2771.281 | 8102603 | no | no |  |  | no |  |  | 1381695.455 | 15361411.953 |  | -1
node_8102603_200816923 |  |  | PQ | AD | 2771.281 | 8102603 | no | no |  |  | no |  |  | 1381390.731 | 15361763.369 |  | -1
node_8102603_200816924 |  |  | PQ | AN | 2771.281 | 8102603 | no | no |  |  | no |  |  | 1381088.087 | 15362109.408 |  | -1
node_8102603_200816925 |  |  | PQ | AN | 2771.281 | 8102603 | no | no |  |  | no |  |  | 1380998.975 | 15362525.328 |  | -1
node_8102603_200816927 |  |  | PQ | AD | 2771.281 | 8102603 | no | no |  |  | no |  |  | 1380938.549 | 15362511.401 |  | -1
node_8102603_200816928 |  |  | PQ | AN | 2771.281 | 8102603 | no | no |  |  | no |  |  | 1380591.744 | 15362565.63 |  | -1
node_8102603_200816929 |  |  | PQ | AD | 2771.281 | 8102603 | no | no |  |  | no |  |  | 1380932.053 | 15362824.366 |  | -1
node_8102603_200816930 |  |  | PQ | AD | 2771.281 | 8102603 | no | no |  |  | no |  |  | 1381204.469 | 15362849.565 |  | -1
node_8102603_200816931 |  |  | PQ | AN | 2771.281 | 8102603 | no | no |  |  | no |  |  | 1381491.527 | 15362866.73 |  | -1
node_8102603_200816932 |  |  | PQ | AN | 2771.281 | 8102603 | no | no |  |  | no |  |  | 1380969.278 | 15363079.657 |  | -1
node_8102603_200816935 |  |  | PQ | AD | 2771.281 | 8102603 | no | no |  |  | no |  |  | 1381025.08 | 15363461.935 |  | -1
node_8102603_200816936 |  |  | PQ | AN | 2771.281 | 8102603 | no | no |  |  | no |  |  | 1391978.818 | 15358192.088 |  | -1
node_8102603_200816937 |  |  | PQ | AN | 2771.281 | 8102603 | no | no |  |  | no |  |  | 1395071.671 | 15358273.304 |  | -1
node_8102603_200816939 |  |  | PQ | AN | 2771.281 | 8102603 | no | no |  |  | no |  |  | 1391346.223 | 15358479.979 |  | -1
node_8102603_200816941 |  |  | PQ | AN | 2771.281 | 8102603 | no | no |  |  | no |  |  | 1394689.325 | 15358562.363 |  | -1
node_8102603_200816942 |  |  | PQ | AD | 2771.281 | 8102603 | no | no |  |  | no |  |  | 1394771.525 | 15358300.238 |  | -1
node_8102603_200816943 |  |  | PQ | AN | 2771.281 | 8102603 | no | no |  |  | no |  |  | 1394940.372 | 15358007.633 |  | -1
node_8102603_200816944 |  |  | PQ | AD | 2771.281 | 8102603 | no | no |  |  | no |  |  | 1395095.113 | 15357786.222 |  | -1
node_8102603_200816945 |  |  | PQ | AN | 2771.281 | 8102603 | no | no |  |  | no |  |  | 1394922.426 | 15357683.357 |  | -1
node_8102603_200816946 |  |  | PQ | AN | 2771.281 | 8102603 | no | no |  |  | no |  |  | 1391782.587 | 15358435.278 |  | -1
node_8102603_200816947 |  |  | PQ | AN | 2771.281 | 8102603 | no | no |  |  | no |  |  | 1391979.196 | 15358446.107 |  | -1
node_8102603_200816948 |  |  | PQ | AN | 2771.281 | 8102603 | no | no |  |  | no |  |  | 1392315.914 | 15358466.527 |  | -1
node_8102603_200816949 |  |  | PQ | AD | 2771.281 | 8102603 | no | no |  |  | no |  |  | 1392536.075 | 15358471.225 |  | -1
node_8102603_200816950 |  |  | PQ | AN | 2771.281 | 8102603 | no | no |  |  | no |  |  | 1392798.844 | 15358489.921 |  | -1
node_8102603_200816951 |  |  | PQ | AD | 2771.281 | 8102603 | no | no |  |  | no |  |  | 1393181.415 | 15358605.084 |  | -1
node_8102603_200816953 |  |  | PQ | AN | 2771.281 | 8102603 | no | no |  |  | no |  |  | 1393468.397 | 15358819.531 |  | -1
node_8102603_200816954 |  |  | PQ | AN | 2771.281 | 8102603 | no | no |  |  | no |  |  | 1393234.579 | 15358892.558 |  | -1
node_8102603_200816955 |  |  | PQ | AN | 2771.281 | 8102603 | no | no |  |  | no |  |  | 1393746.85 | 15358831.834 |  | -1
node_8102603_200816956 |  |  | PQ | AN | 2771.281 | 8102603 | no | no |  |  | no |  |  | 1393991.823 | 15358834.986 |  | -1
node_8102603_200816958 |  |  | PQ | AN | 2771.281 | 8102603 | no | no |  |  | no |  |  | 1394159.904 | 15358849.126 |  | -1
node_8102603_200816960 |  |  | PQ | AN | 2771.281 | 8102603 | no | no |  |  | no |  |  | 1394530.421 | 15358850.84 |  | -1
node_8102603_200817007 |  |  | PQ | AD | 2771.281 | 8102603 | no | no |  |  | no |  |  | 1381079.638 | 15361636.512 |  | -1
node_8102603_200817008 |  |  | PQ | AN | 2771.281 | 8102603 | no | no |  |  | no |  |  | 1377537.886 | 15361809.709 |  | -1
node_8102603_200817009 |  |  | PQ | AN | 2771.281 | 8102603 | no | no |  |  | no |  |  | 1377215.934 | 15361992.249 |  | -1
node_8102603_200817011 |  |  | PQ | AD | 2771.281 | 8102603 | no | no |  |  | no |  |  | 1376871.095 | 15361926.014 |  | -1
node_8102603_200817012 |  |  | PQ | AN | 2771.281 | 8102603 | no | no |  |  | no |  |  | 1376494.191 | 15361928.817 |  | -1
node_8102603_200817014 |  |  | PQ | AN | 2771.281 | 8102603 | no | no |  |  | no |  |  | 1375815.545 | 15361673.122 |  | -1
node_8102603_200817015 |  |  | PQ | AD | 2771.281 | 8102603 | no | no |  |  | no |  |  | 1375430.572 | 15361495.742 |  | -1
node_8102603_200817016 |  |  | PQ | AD | 2771.281 | 8102603 | no | no |  |  | no |  |  | 1375137.08 | 15361356.015 |  | -1
node_8102603_200817017 |  |  | PQ | AD | 2771.281 | 8102603 | no | no |  |  | no |  |  | 1380672.833 | 15361471.412 |  | -1
node_8102603_200817018 |  |  | PQ | AD | 2771.281 | 8102603 | no | no |  |  | no |  |  | 1380080.81 | 15361229.503 |  | -1
node_8102603_200817019 |  |  | PQ | AD | 2771.281 | 8102603 | no | no |  |  | no |  |  | 1380202.551 | 15361020.645 |  | -1
node_8102603_200817020 |  |  | PQ | AN | 2771.281 | 8102603 | no | no |  |  | no |  |  | 1380359.083 | 15360751.235 |  | -1
node_8102603_200817021 |  |  | PQ | AN | 2771.281 | 8102603 | no | no |  |  | no |  |  | 1380431.169 | 15360627.828 |  | -1
node_8102603_200817022 |  |  | PQ | AN | 2771.281 | 8102603 | no | no |  |  | no |  |  | 1379544.146 | 15361011.28 |  | -1
node_8102603_200817024 |  |  | PQ | AD | 2771.281 | 8102603 | no | no |  |  | no |  |  | 1379151.446 | 15360854.729 |  | -1
node_8102603_200817025 |  |  | PQ | AN | 2771.281 | 8102603 | no | no |  |  | no |  |  | 1379019.446 | 15360932.753 |  | -1
node_8102603_200817026 |  |  | PQ | AD | 2771.281 | 8102603 | no | no |  |  | no |  |  | 1378832.977 | 15361041.79 |  | -1
node_8102603_200817028 |  |  | PQ | AN | 2771.281 | 8102603 | no | no |  |  | no |  |  | 1378144.906 | 15361444.777 |  | -1
node_8102603_200817029 |  |  | PQ | AD | 2771.281 | 8102603 | no | no |  |  | no |  |  | 1378197.058 | 15361504.959 |  | -1
node_8102603_200817030 |  |  | PQ | AN | 2771.281 | 8102603 | no | no |  |  | no |  |  | 1378268.756 | 15361843.404 |  | -1
node_8102603_200817032 |  |  | PQ | AN | 2771.281 | 8102603 | no | no |  |  | no |  |  | 1377832.284 | 15361629.865 |  | -1
node_8102603_200817048 |  |  | PQ | AN | 2771.281 | 8102603 | no | no |  |  | no |  |  | 1381974.097 | 15365465.127 |  | -1
node_8102603_200817049 |  |  | PQ | AN | 2771.281 | 8102603 | no | no |  |  | no |  |  | 1382342.246 | 15368927.382 |  | -1
node_8102603_200817050 |  |  | PQ | AN | 2771.281 | 8102603 | no | no |  |  | no |  |  | 1381874.019 | 15367614.483 |  | -1
node_8102603_200817052 |  |  | PQ | AD | 2771.281 | 8102603 | no | no |  |  | no |  |  | 1381963.947 | 15367391.294 |  | -1
node_8102603_200817053 |  |  | PQ | AN | 2771.281 | 8102603 | no | no |  |  | no |  |  | 1381928.091 | 15367184.196 |  | -1
node_8102603_200817054 |  |  | PQ | AN | 2771.281 | 8102603 | no | no |  |  | no |  |  | 1381884.03 | 15366880.959 |  | -1
node_8102603_200817056 |  |  | PQ | AD | 2771.281 | 8102603 | no | no |  |  | no |  |  | 1381927.509 | 15366638.361 |  | -1
node_8102603_200817057 |  |  | PQ | AN | 2771.281 | 8102603 | no | no |  |  | no |  |  | 1382048.607 | 15366622.245 |  | -1
node_8102603_200817058 |  |  | PQ | AN | 2771.281 | 8102603 | no | no |  |  | no |  |  | 1381724.123 | 15366673.217 |  | -1
node_8102603_200817059 |  |  | PQ | AD | 2771.281 | 8102603 | no | no |  |  | no |  |  | 1381957.164 | 15366455.102 |  | -1
node_8102603_200817060 |  |  | PQ | AN | 2771.281 | 8102603 | no | no |  |  | no |  |  | 1382339.853 | 15366342.817 |  | -1
node_8102603_200817061 |  |  | PQ | AN | 2771.281 | 8102603 | no | no |  |  | no |  |  | 1381865.09 | 15366101.616 |  | -1
node_8102603_200817062 |  |  | PQ | AD | 2771.281 | 8102603 | no | no |  |  | no |  |  | 1381749.994 | 15365725.429 |  | -1
node_8102603_200817063 |  |  | PQ | AD | 2771.281 | 8102603 | no | no |  |  | no |  |  | 1381796.283 | 15365716.592 |  | -1
node_8102603_200817064 |  |  | PQ | AN | 2771.281 | 8102603 | no | no |  |  | no |  |  | 1382078.534 | 15365625.312 |  | -1
node_8102603_200817065 |  |  | PQ | AN | 2771.281 | 8102603 | no | no |  |  | no |  |  | 1381702.865 | 15365535.772 |  | -1
node_8102603_200817066 |  |  | PQ | AN | 2771.281 | 8102603 | no | no |  |  | no |  |  | 1381594.847 | 15365236.511 |  | -1
node_8102603_200817067 |  |  | PQ | AN | 2771.281 | 8102603 | no | no |  |  | no |  |  | 1381512.29 | 15364955.938 |  | -1
node_8102603_200817068 |  |  | PQ | AD | 2771.281 | 8102603 | no | no |  |  | no |  |  | 1382431.363 | 15370490.904 |  | -1
node_8102603_200817069 |  |  | PQ | AD | 2771.281 | 8102603 | no | no |  |  | no |  |  | 1382346.588 | 15370199.197 |  | -1
node_8102603_200817070 |  |  | PQ | AN | 2771.281 | 8102603 | no | no |  |  | no |  |  | 1382241.114 | 15369878.824 |  | -1
node_8102603_200817072 |  |  | PQ | AD | 2771.281 | 8102603 | no | no |  |  | no |  |  | 1382112.557 | 15369494.03 |  | -1
node_8102603_200817073 |  |  | PQ | AD | 2771.281 | 8102603 | no | no |  |  | no |  |  | 1382063.808 | 15369332.333 |  | -1
node_8102603_200817074 |  |  | PQ | AN | 2771.281 | 8102603 | no | no |  |  | no |  |  | 1381882.634 | 15369342.47 |  | -1
node_8102603_200817075 |  |  | PQ | AN | 2771.281 | 8102603 | no | no |  |  | no |  |  | 1381973.348 | 15369062.114 |  | -1
node_8102603_200817076 |  |  | PQ | AN | 2771.281 | 8102603 | no | no |  |  | no |  |  | 1382044.862 | 15369116.343 |  | -1
node_8102603_200817077 |  |  | PQ | AN | 2771.281 | 8102603 | no | no |  |  | no |  |  | 1381959.281 | 15368919.815 |  | -1
node_8102603_200817078 |  |  | PQ | AN | 2771.281 | 8102603 | no | no |  |  | no |  |  | 1381953.765 | 15368771.62 |  | -1
node_8102603_200817079 |  |  | PQ | AD | 2771.281 | 8102603 | no | no |  |  | no |  |  | 1381947.343 | 15368701.833 |  | -1
node_8102603_200817080 |  |  | PQ | AN | 2771.281 | 8102603 | no | no |  |  | no |  |  | 1381919.546 | 15368355.851 |  | -1
node_8102603_200817081 |  |  | PQ | AD | 2771.281 | 8102603 | no | no |  |  | no |  |  | 1381897.784 | 15367999.979 |  | -1
node_8102603_200817508 |  |  | PQ | ABCN | 2771.281 | 8102603 | no | no |  |  | no |  |  | 1382607.096 | 15371177.163 |  | -1
node_8102603_200817510 |  |  | PQ | AN | 2771.281 | 8102603 | no | no |  |  | no |  |  | 1383552.882 | 15369483.866 |  | -1
node_8102603_200817512 |  |  | PQ | AD | 2771.281 | 8102603 | no | no |  |  | no |  |  | 1383750.848 | 15369264.65 |  | -1
node_8102603_200817513 |  |  | PQ | AN | 2771.281 | 8102603 | no | no |  |  | no |  |  | 1383918.745 | 15369076.054 |  | -1
node_8102603_200817514 |  |  | PQ | AD | 2771.281 | 8102603 | no | no |  |  | no |  |  | 1383923.067 | 15368937.005 |  | -1
node_8102603_200817515 |  |  | PQ | AN | 2771.281 | 8102603 | no | no |  |  | no |  |  | 1383925.41 | 15368661.686 |  | -1
node_8102603_200817517 |  |  | PQ | AN | 2771.281 | 8102603 | no | no |  |  | no |  |  | 1383927.735 | 15368370.022 |  | -1
node_8102603_200817518 |  |  | PQ | AD | 2771.281 | 8102603 | no | no |  |  | no |  |  | 1383928.688 | 15368130.566 |  | -1
node_8102603_200817519 |  |  | PQ | AN | 2771.281 | 8102603 | no | no |  |  | no |  |  | 1383930.365 | 15368037.753 |  | -1
node_8102603_200817520 |  |  | PQ | AD | 2771.281 | 8102603 | no | no |  |  | no |  |  | 1384420.893 | 15368223.39 |  | -1
node_8102603_200817521 |  |  | PQ | AN | 2771.281 | 8102603 | no | no |  |  | no |  |  | 1384033.922 | 15367887.286 |  | -1
node_8102603_200817522 |  |  | PQ | AN | 2771.281 | 8102603 | no | no |  |  | no |  |  | 1384218.65 | 15367777.812 |  | -1
node_8102603_200817523 |  |  | PQ | AD | 2771.281 | 8102603 | no | no |  |  | no |  |  | 1384455.333 | 15367758.67 |  | -1
node_8102603_200817524 |  |  | PQ | AN | 2771.281 | 8102603 | no | no |  |  | no |  |  | 1384710.558 | 15367735.796 |  | -1
node_8102603_200817525 |  |  | PQ | ABCD | 2771.281 | 8102603 | no | no |  |  | no |  |  | 1382488.833 | 15371071.985 |  | -1
node_8102603_200817526 |  |  | PQ | ABCD | 2771.281 | 8102603 | no | no |  |  | no |  |  | 1382341.683 | 15370878.018 |  | -1
node_8102603_200817527 |  |  | PQ | AN | 2771.281 | 8102603 | no | no |  |  | no |  |  | 1384990.739 | 15367653.004 |  | -1
node_8102603_200817528 |  |  | PQ | AD | 2771.281 | 8102603 | no | no |  |  | no |  |  | 1385272.701 | 15367576.503 |  | -1
node_8102603_200817529 |  |  | PQ | AN | 2771.281 | 8102603 | no | no |  |  | no |  |  | 1385550.482 | 15367503.644 |  | -1
node_8102603_200817530 |  |  | PQ | ABCD | 2771.281 | 8102603 | no | no |  |  | no |  |  | 1382265.337 | 15370757.113 |  | -1
node_8102603_200817531 |  |  | PQ | AD | 2771.281 | 8102603 | no | no |  |  | no |  |  | 1382031.035 | 15370760.04 |  | -1
node_8102603_200817532 |  |  | PQ | AD | 2771.281 | 8102603 | no | no |  |  | no |  |  | 1381855.482 | 15370548.991 |  | -1
node_8102603_200817533 |  |  | PQ | AN | 2771.281 | 8102603 | no | no |  |  | no |  |  | 1381768.31 | 15370369.066 |  | -1
node_8102603_200817534 |  |  | PQ | AN | 2771.281 | 8102603 | no | no |  |  | no |  |  | 1381691.738 | 15370186.676 |  | -1
node_8102603_200817536 |  |  | PQ | ABCD | 2771.281 | 8102603 | no | no |  |  | no |  |  | 1382471.956 | 15370598.333 |  | -1
node_8102603_200817537 |  |  | PQ | AD | 2771.281 | 8102603 | no | no |  |  | no |  |  | 1382672.888 | 15370398.282 |  | -1
node_8102603_200817538 |  |  | PQ | AD | 2771.281 | 8102603 | no | no |  |  | no |  |  | 1382846.44 | 15370229.333 |  | -1
node_8102603_200817539 |  |  | PQ | AD | 2771.281 | 8102603 | no | no |  |  | no |  |  | 1382973.845 | 15370007.855 |  | -1
node_8102603_200817541 |  |  | PQ | AN | 2771.281 | 8102603 | no | no |  |  | no |  |  | 1383373.497 | 15369675.933 |  | -1
node_8102603_200817581 |  |  | PQ | AD | 2771.281 | 8102603 | no | no |  |  | no |  |  | 1383257.98 | 15370936.998 |  | -1
node_8102603_200817582 |  |  | PQ | AN | 2771.281 | 8102603 | no | no |  |  | no |  |  | 1383323.106 | 15370730.518 |  | -1
node_8102603_200817586 |  |  | PQ | AN | 2771.281 | 8102603 | no | no |  |  | no |  |  | 1383466.895 | 15370519.656 |  | -1
node_8102603_200817587 |  |  | PQ | AN | 2771.281 | 8102603 | no | no |  |  | no |  |  | 1383607.101 | 15370320.325 |  | -1
node_8102603_200817589 |  |  | PQ | AN | 2771.281 | 8102603 | no | no |  |  | no |  |  | 1383872.335 | 15370058.56 |  | -1
node_8102603_200817590 |  |  | PQ | AN | 2771.281 | 8102603 | no | no |  |  | no |  |  | 1384091.979 | 15369840.064 |  | -1
node_8102603_200817591 |  |  | PQ | AN | 2771.281 | 8102603 | no | no |  |  | no |  |  | 1384331.968 | 15369602.713 |  | -1
node_8102603_200817594 |  |  | PQ | AN | 2771.281 | 8102603 | no | no |  |  | no |  |  | 1384563.35 | 15369377.237 |  | -1
node_8102603_200817615 |  |  | PQ | AD | 2771.281 | 8102603 | no | no |  |  | no |  |  | 1388196.077 | 15366528.897 |  | -1
node_8102603_200817616 |  |  | PQ | AN | 2771.281 | 8102603 | no | no |  |  | no |  |  | 1389695.608 | 15366095.311 |  | -1
node_8102603_200817618 |  |  | PQ | AN | 2771.281 | 8102603 | no | no |  |  | no |  |  | 1389936.42 | 15365953.651 |  | -1
node_8102603_200817619 |  |  | PQ | AN | 2771.281 | 8102603 | no | no |  |  | no |  |  | 1388057.618 | 15366784.6 |  | -1
node_8102603_200817620 |  |  | PQ | AN | 2771.281 | 8102603 | no | no |  |  | no |  |  | 1387894.897 | 15366986.397 |  | -1
node_8102603_200817621 |  |  | PQ | AD | 2771.281 | 8102603 | no | no |  |  | no |  |  | 1388178.02 | 15367016.452 |  | -1
node_8102603_200817622 |  |  | PQ | AD | 2771.281 | 8102603 | no | no |  |  | no |  |  | 1388425.346 | 15366907.575 |  | -1
node_8102603_200817623 |  |  | PQ | AN | 2771.281 | 8102603 | no | no |  |  | no |  |  | 1388633.555 | 15366748.106 |  | -1
node_8102603_200817624 |  |  | PQ | AN | 2771.281 | 8102603 | no | no |  |  | no |  |  | 1388884.997 | 15366569.441 |  | -1
node_8102603_200817625 |  |  | PQ | AD | 2771.281 | 8102603 | no | no |  |  | no |  |  | 1389141.126 | 15366379.538 |  | -1
node_8102603_200817626 |  |  | PQ | AN | 2771.281 | 8102603 | no | no |  |  | no |  |  | 1389352.458 | 15366175.053 |  | -1
node_8102603_200817639 |  |  | PQ | AN | 2771.281 | 8102603 | no | no |  |  | no |  |  | 1393531.368 | 15360306.628 |  | -1
node_8102603_200817640 |  |  | PQ | AD | 2771.281 | 8102603 | no | no |  |  | no |  |  | 1393223.093 | 15361180.131 |  | -1
node_8102603_200817641 |  |  | PQ | AD | 2771.281 | 8102603 | no | no |  |  | no |  |  | 1393042.179 | 15361506.612 |  | -1
node_8102603_200817642 |  |  | PQ | AD | 2771.281 | 8102603 | no | no |  |  | no |  |  | 1392974.732 | 15361772.667 |  | -1
node_8102603_200817643 |  |  | PQ | AD | 2771.281 | 8102603 | no | no |  |  | no |  |  | 1392904.417 | 15362012.932 |  | -1
node_8102603_200817644 |  |  | PQ | AN | 2771.281 | 8102603 | no | no |  |  | no |  |  | 1392893.235 | 15362238.045 |  | -1
node_8102603_200817645 |  |  | PQ | AD | 2771.281 | 8102603 | no | no |  |  | no |  |  | 1393930.007 | 15360547.176 |  | -1
node_8102603_200817646 |  |  | PQ | AD | 2771.281 | 8102603 | no | no |  |  | no |  |  | 1393815.521 | 15360683.929 |  | -1
node_8102603_200817647 |  |  | PQ | AD | 2771.281 | 8102603 | no | no |  |  | no |  |  | 1393745.93 | 15360807.266 |  | -1
node_8102603_200817648 |  |  | PQ | AD | 2771.281 | 8102603 | no | no |  |  | no |  |  | 1393480.476 | 15360985.98 |  | -1
node_8102603_200817649 |  |  | PQ | AN | 2771.281 | 8102603 | no | no |  |  | no |  |  | 1394298.352 | 15359302.773 |  | -1
node_8102603_200817650 |  |  | PQ | AN | 2771.281 | 8102603 | no | no |  |  | no |  |  | 1394237.33 | 15359628.41 |  | -1
node_8102603_200817652 |  |  | PQ | AD | 2771.281 | 8102603 | no | no |  |  | no |  |  | 1394217.185 | 15359834.198 |  | -1
node_8102603_200817653 |  |  | PQ | AN | 2771.281 | 8102603 | no | no |  |  | no |  |  | 1394162.565 | 15360193.334 |  | -1
node_8102603_200817654 |  |  | PQ | AN | 2771.281 | 8102603 | no | no |  |  | no |  |  | 1394120.23 | 15360206.265 |  | -1
node_8102603_200817664 |  |  | PQ | AD | 2771.281 | 8102603 | no | no |  |  | no |  |  | 1384617.915 | 15364170.068 |  | -1
node_8102603_200817665 |  |  | PQ | AD | 2771.281 | 8102603 | no | no |  |  | no |  |  | 1384389.938 | 15364127.581 |  | -1
node_8102603_200817666 |  |  | PQ | AD | 2771.281 | 8102603 | no | no |  |  | no |  |  | 1384203.243 | 15364094.982 |  | -1
node_8102603_200817667 |  |  | PQ | AD | 2771.281 | 8102603 | no | no |  |  | no |  |  | 1384001.526 | 15364054.368 |  | -1
node_8102603_200817668 |  |  | PQ | AD | 2771.281 | 8102603 | no | no |  |  | no |  |  | 1383806.641 | 15364017.326 |  | -1
node_8102603_200817669 |  |  | PQ | AD | 2771.281 | 8102603 | no | no |  |  | no |  |  | 1383605.929 | 15363977.84 |  | -1
node_8102603_200817670 |  |  | PQ | AD | 2771.281 | 8102603 | no | no |  |  | no |  |  | 1383379.018 | 15363936.359 |  | -1
node_8102603_200817671 |  |  | PQ | AD | 2771.281 | 8102603 | no | no |  |  | no |  |  | 1383375.946 | 15364163.664 |  | -1
node_8102603_200817672 |  |  | PQ | AN | 2771.281 | 8102603 | no | no |  |  | no |  |  | 1383367.679 | 15364401.614 |  | -1
node_8102603_200817673 |  |  | PQ | AN | 2771.281 | 8102603 | no | no |  |  | no |  |  | 1383359.236 | 15364636.895 |  | -1
node_8102603_200817674 |  |  | PQ | AN | 2771.281 | 8102603 | no | no |  |  | no |  |  | 1383262.286 | 15363856.145 |  | -1
node_8102603_200840007 |  |  | PQ | ABCD | 2771.281 | 8102603 | no | no |  |  | no |  |  | 1374747.833 | 15378192.287 |  | -1
node_8102603_200840248 |  |  | PQ | ABCN | 2771.281 | 8102603 | no | no |  |  | no |  |  | 1374780.211 | 15378181.815 |  | -1
node_8102603_200840249 |  |  | PQ | AN | 2771.281 | 8102603 | no | no |  |  | no |  |  | 1374684.16 | 15378287.918 |  | -1
node_8102603_200840250 |  |  | PQ | AD | 2771.281 | 8102603 | no | no |  |  | no |  |  | 1374537.506 | 15378444.443 |  | -1
node_8102603_200840251 |  |  | PQ | AD | 2771.281 | 8102603 | no | no |  |  | no |  |  | 1374557.988 | 15378513.912 |  | -1
node_8102603_200840252 |  |  | PQ | AN | 2771.281 | 8102603 | no | no |  |  | no |  |  | 1374685.45 | 15378606.569 |  | -1
node_8102603_200840253 |  |  | PQ | AD | 2771.281 | 8102603 | no | no |  |  | no |  |  | 1374431.158 | 15378563.516 |  | -1
node_8102603_200840254 |  |  | PQ | AN | 2771.281 | 8102603 | no | no |  |  | no |  |  | 1374300.286 | 15378701.966 |  | -1
node_8102603_200840255 |  |  | PQ | AD | 2771.281 | 8102603 | no | no |  |  | no |  |  | 1374180.658 | 15378855.37 |  | -1
node_8102603_200840262 |  |  | PQ | AN | 2771.281 | 8102603 | no | no |  |  | no |  |  | 1373989.952 | 15379044.335 |  | -1
node_8102603_200840263 |  |  | PQ | AD | 2771.281 | 8102603 | no | no |  |  | no |  |  | 1374067.836 | 15379039.535 |  | -1
node_8102603_200840264 |  |  | PQ | AN | 2771.281 | 8102603 | no | no |  |  | no |  |  | 1374302.267 | 15379107.826 |  | -1
node_8102603_200840265 |  |  | PQ | AN | 2771.281 | 8102603 | no | no |  |  | no |  |  | 1373771.447 | 15379341.824 |  | -1
node_8102603_200844073 |  |  | PQ | AD | 2771.281 | 8102603 | no | no |  |  | no |  |  | 1374968.284 | 15369185.133 |  | -1
node_8102603_200844074 |  |  | PQ | AD | 2771.281 | 8102603 | no | no |  |  | no |  |  | 1374975.469 | 15368897.492 |  | -1
node_8102603_200844075 |  |  | PQ | AD | 2771.281 | 8102603 | no | no |  |  | no |  |  | 1374992.428 | 15368599.53 |  | -1
node_8102603_200844076 |  |  | PQ | AD | 2771.281 | 8102603 | no | no |  |  | no |  |  | 1374896.527 | 15368322.37 |  | -1
node_8102603_200844077 |  |  | PQ | AN | 2771.281 | 8102603 | no | no |  |  | no |  |  | 1374838.255 | 15368012.254 |  | -1
node_8102603_200844078 |  |  | PQ | AN | 2771.281 | 8102603 | no | no |  |  | no |  |  | 1374765.286 | 15369196.284 |  | -1
node_8102603_200844080 |  |  | PQ | AD | 2771.281 | 8102603 | no | no |  |  | no |  |  | 1374534.498 | 15368955.911 |  | -1
node_8102603_200844081 |  |  | PQ | AD | 2771.281 | 8102603 | no | no |  |  | no |  |  | 1374336.081 | 15368745.848 |  | -1
node_8102603_200844082 |  |  | PQ | AD | 2771.281 | 8102603 | no | no |  |  | no |  |  | 1374147.989 | 15368546.013 |  | -1
node_8102603_200844083 |  |  | PQ | AD | 2771.281 | 8102603 | no | no |  |  | no |  |  | 1373975.845 | 15368166.432 |  | -1
node_8102603_200844084 |  |  | PQ | AN | 2771.281 | 8102603 | no | no |  |  | no |  |  | 1373803.845 | 15367784.325 |  | -1
node_8102603_200844085 |  |  | PQ | AD | 2771.281 | 8102603 | no | no |  |  | no |  |  | 1373679.976 | 15367624.837 |  | -1
node_8102603_200844086 |  |  | PQ | AD | 2771.281 | 8102603 | no | no |  |  | no |  |  | 1373493.814 | 15367474.418 |  | -1
node_8102603_200844087 |  |  | PQ | AD | 2771.281 | 8102603 | no | no |  |  | no |  |  | 1373417.108 | 15367012.076 |  | -1
node_8102603_200844088 |  |  | PQ | AD | 2771.281 | 8102603 | no | no |  |  | no |  |  | 1373323.694 | 15366484.128 |  | -1
node_8102603_200844089 |  |  | PQ | AN | 2771.281 | 8102603 | no | no |  |  | no |  |  | 1373259.437 | 15366094.241 |  | -1
node_8102603_200844091 |  |  | PQ | AN | 2771.281 | 8102603 | no | no |  |  | no |  |  | 1373170.256 | 15365788.937 |  | -1
node_8102603_200844093 |  |  | PQ | AN | 2771.281 | 8102603 | no | no |  |  | no |  |  | 1373027.539 | 15365501.101 |  | -1
node_8102603_200844096 |  |  | PQ | AN | 2771.281 | 8102603 | no | no |  |  | no |  |  | 1372935.597 | 15365319.947 |  | -1
node_8102603_200844098 |  |  | PQ | AN | 2771.281 | 8102603 | no | no |  |  | no |  |  | 1372834.123 | 15365122.937 |  | -1
node_8102603_200844099 |  |  | PQ | AN | 2771.281 | 8102603 | no | no |  |  | no |  |  | 1372906.655 | 15364860.194 |  | -1
node_8102603_200844100 |  |  | PQ | AN | 2771.281 | 8102603 | no | no |  |  | no |  |  | 1372819.807 | 15364570.735 |  | -1
node_8102603_200844102 |  |  | PQ | AN | 2771.281 | 8102603 | no | no |  |  | no |  |  | 1372729.82 | 15364216.606 |  | -1
node_8102603_200844104 |  |  | PQ | AN | 2771.281 | 8102603 | no | no |  |  | no |  |  | 1372661.707 | 15363975.546 |  | -1
node_8102603_200844106 |  |  | PQ | AN | 2771.281 | 8102603 | no | no |  |  | no |  |  | 1372643.752 | 15363710.171 |  | -1
node_8102603_200844107 |  |  | PQ | AD | 2771.281 | 8102603 | no | no |  |  | no |  |  | 1372608.242 | 15363403.499 |  | -1
node_8102603_200844108 |  |  | PQ | AD | 2771.281 | 8102603 | no | no |  |  | no |  |  | 1372640.275 | 15363353.916 |  | -1
node_8102603_200844109 |  |  | PQ | AN | 2771.281 | 8102603 | no | no |  |  | no |  |  | 1372223.799 | 15363062.272 |  | -1
node_8102603_200844110 |  |  | PQ | AN | 2771.281 | 8102603 | no | no |  |  | no |  |  | 1372563.069 | 15363059.625 |  | -1
node_8102603_200844111 |  |  | PQ | AN | 2771.281 | 8102603 | no | no |  |  | no |  |  | 1372467.815 | 15362711.435 |  | -1
node_8102603_200844113 |  |  | PQ | AD | 2771.281 | 8102603 | no | no |  |  | no |  |  | 1372391.878 | 15362558.186 |  | -1
node_8102603_200844114 |  |  | PQ | AN | 2771.281 | 8102603 | no | no |  |  | no |  |  | 1372283.973 | 15362353.603 |  | -1
node_8102603_200844115 |  |  | PQ | AN | 2771.281 | 8102603 | no | no |  |  | no |  |  | 1372245.649 | 15362054.056 |  | -1
node_8102603_200844117 |  |  | PQ | AD | 2771.281 | 8102603 | no | no |  |  | no |  |  | 1372095.869 | 15361810.086 |  | -1
node_8102603_200844118 |  |  | PQ | AD | 2771.281 | 8102603 | no | no |  |  | no |  |  | 1371950.065 | 15361569.599 |  | -1
node_8102603_200844119 |  |  | PQ | AN | 2771.281 | 8102603 | no | no |  |  | no |  |  | 1371807.673 | 15361335.98 |  | -1
node_8102603_200844295 |  |  | PQ | AN | 2771.281 | 8102603 | no | no |  |  | no |  |  | 1374923.137 | 15361263.241 |  | -1
node_8102603_200844296 |  |  | PQ | AD | 2771.281 | 8102603 | no | no |  |  | no |  |  | 1374692.092 | 15361155.231 |  | -1
node_8102603_200844297 |  |  | PQ | AN | 2771.281 | 8102603 | no | no |  |  | no |  |  | 1374557.805 | 15361136.821 |  | -1
node_8102603_200844455 |  |  | PQ | AD | 2771.281 | 8102603 | no | no |  |  | no |  |  | 1373340.362 | 15366100.676 |  | -1
node_8102603_200844457 |  |  | PQ | AD | 2771.281 | 8102603 | no | no |  |  | no |  |  | 1373545.751 | 15366101.539 |  | -1
node_8102603_200844458 |  |  | PQ | AN | 2771.281 | 8102603 | no | no |  |  | no |  |  | 1374451.634 | 15363863.915 |  | -1
node_8102603_200844459 |  |  | PQ | AD | 2771.281 | 8102603 | no | no |  |  | no |  |  | 1374291.085 | 15363610.273 |  | -1
node_8102603_200844460 |  |  | PQ | AD | 2771.281 | 8102603 | no | no |  |  | no |  |  | 1374130.438 | 15363346.295 |  | -1
node_8102603_200844461 |  |  | PQ | AN | 2771.281 | 8102603 | no | no |  |  | no |  |  | 1373957.782 | 15363066.333 |  | -1
node_8102603_200844463 |  |  | PQ | AN | 2771.281 | 8102603 | no | no |  |  | no |  |  | 1373753.971 | 15362949.834 |  | -1
node_8102603_200844464 |  |  | PQ | AN | 2771.281 | 8102603 | no | no |  |  | no |  |  | 1373611.462 | 15362823.588 |  | -1
node_8102603_200844465 |  |  | PQ | AD | 2771.281 | 8102603 | no | no |  |  | no |  |  | 1373584.71 | 15362584.258 |  | -1
node_8102603_200844466 |  |  | PQ | AN | 2771.281 | 8102603 | no | no |  |  | no |  |  | 1373592.006 | 15362291.133 |  | -1
node_8102603_200844467 |  |  | PQ | AN | 2771.281 | 8102603 | no | no |  |  | no |  |  | 1373599.514 | 15361989.032 |  | -1
node_8102603_200844468 |  |  | PQ | AN | 2771.281 | 8102603 | no | no |  |  | no |  |  | 1373607.969 | 15361688.39 |  | -1
node_8102603_200844469 |  |  | PQ | AD | 2771.281 | 8102603 | no | no |  |  | no |  |  | 1374157.81 | 15366105.429 |  | -1
node_8102603_200844470 |  |  | PQ | AD | 2771.281 | 8102603 | no | no |  |  | no |  |  | 1374590.723 | 15366104.805 |  | -1
node_8102603_200844471 |  |  | PQ | AN | 2771.281 | 8102603 | no | no |  |  | no |  |  | 1374959.637 | 15366101.15 |  | -1
node_8102603_200844472 |  |  | PQ | AD | 2771.281 | 8102603 | no | no |  |  | no |  |  | 1374947.667 | 15366502.248 |  | -1
node_8102603_200844473 |  |  | PQ | AD | 2771.281 | 8102603 | no | no |  |  | no |  |  | 1374934.856 | 15366953.272 |  | -1
node_8102603_200844474 |  |  | PQ | AN | 2771.281 | 8102603 | no | no |  |  | no |  |  | 1374927.579 | 15367274.407 |  | -1
node_8102603_200844475 |  |  | PQ | AD | 2771.281 | 8102603 | no | no |  |  | no |  |  | 1375293.068 | 15367215.747 |  | -1
node_8102603_200844476 |  |  | PQ | AN | 2771.281 | 8102603 | no | no |  |  | no |  |  | 1374919.439 | 15367456.127 |  | -1
node_8102603_200844478 |  |  | PQ | AD | 2771.281 | 8102603 | no | no |  |  | no |  |  | 1374917.734 | 15365713.347 |  | -1
node_8102603_200844479 |  |  | PQ | AD | 2771.281 | 8102603 | no | no |  |  | no |  |  | 1374863.124 | 15365190.921 |  | -1
node_8102603_200844480 |  |  | PQ | AD | 2771.281 | 8102603 | no | no |  |  | no |  |  | 1374536.968 | 15365252.431 |  | -1
node_8102603_200844481 |  |  | PQ | AN | 2771.281 | 8102603 | no | no |  |  | no |  |  | 1374270.778 | 15365194.771 |  | -1
node_8102603_200844482 |  |  | PQ | AN | 2771.281 | 8102603 | no | no |  |  | no |  |  | 1374801.523 | 15364621.536 |  | -1
node_8102603_200844483 |  |  | PQ | AN | 2771.281 | 8102603 | no | no |  |  | no |  |  | 1374778.136 | 15364424.486 |  | -1
node_8102603_200844484 |  |  | PQ | AD | 2771.281 | 8102603 | no | no |  |  | no |  |  | 1374615.596 | 15364141.753 |  | -1
node_8102603_200845065 |  |  | PQ | AN | 7199.557 | 8102603 | no | no |  |  | no |  |  | 1377885.788 | 15374833.169 |  | -1
node_8102603_200845067 |  |  | PQ | AN | 7199.557 | 8102603 | no | no |  |  | no |  |  | 1377578.05 | 15374804.506 |  | -1
node_8102603_200845069 |  |  | PQ | AN | 7199.557 | 8102603 | no | no |  |  | no |  |  | 1377669.209 | 15374922.834 |  | -1
node_8102603_200845071 |  |  | PQ | AN | 7199.557 | 8102603 | no | no |  |  | no |  |  | 1377660.608 | 15375053.98 |  | -1
node_8102603_200845073 |  |  | PQ | AN | 7199.557 | 8102603 | no | no |  |  | no |  |  | 1377450.299 | 15374798.159 |  | -1
node_8102603_200845074 |  |  | PQ | AN | 7199.557 | 8102603 | no | no |  |  | no |  |  | 1377429.491 | 15374879.727 |  | -1
node_8102603_200845076 |  |  | PQ | AN | 7199.557 | 8102603 | no | no |  |  | no |  |  | 1377417.77 | 15375013.3 |  | -1
node_8102603_200845077 |  |  | PQ | AN | 7199.557 | 8102603 | no | no |  |  | no |  |  | 1377346.618 | 15374796.237 |  | -1
node_8102603_200845078 |  |  | PQ | AN | 7199.557 | 8102603 | no | no |  |  | no |  |  | 1377216.29 | 15374803.894 |  | -1
node_8102603_200845081 |  |  | PQ | AN | 7199.557 | 8102603 | no | no |  |  | no |  |  | 1377195.695 | 15374904.289 |  | -1
node_8102603_200845083 |  |  | PQ | AN | 7199.557 | 8102603 | no | no |  |  | no |  |  | 1377188.544 | 15375019.459 |  | -1
node_8102603_200845085 |  |  | PQ | AN | 7199.557 | 8102603 | no | no |  |  | no |  |  | 1376979.201 | 15374888.967 |  | -1
node_8102603_200845088 |  |  | PQ | AN | 7199.557 | 8102603 | no | no |  |  | no |  |  | 1376974.677 | 15375011.202 |  | -1
node_8102603_200845090 |  |  | PQ | AN | 7199.557 | 8102603 | no | no |  |  | no |  |  | 1376016.862 | 15376091.924 |  | -1
node_8102603_200845091 |  |  | PQ | AN | 7199.557 | 8102603 | no | no |  |  | no |  |  | 1376081.837 | 15376062.435 |  | -1
node_8102603_200845161 |  |  | PQ | AN | 2771.281 | 8102603 | no | no |  |  | no |  |  | 1378048.046 | 15374546.268 |  | -1
node_8102603_200845162 |  |  | PQ | AN | 2771.281 | 8102603 | no | no |  |  | no |  |  | 1377940.087 | 15374363.373 |  | -1
node_8102603_200845163 |  |  | PQ | AD | 2771.281 | 8102603 | no | no |  |  | no |  |  | 1378159.962 | 15374324.711 |  | -1
node_8102603_200845164 |  |  | PQ | AN | 2771.281 | 8102603 | no | no |  |  | no |  |  | 1378324.089 | 15374293.542 |  | -1
node_8102603_200845165 |  |  | PQ | AN | 2771.281 | 8102603 | no | no |  |  | no |  |  | 1377980.911 | 15374185.678 |  | -1
node_8102603_200845167 |  |  | PQ | AD | 2771.281 | 8102603 | no | no |  |  | no |  |  | 1377765.839 | 15375760.824 |  | -1
node_8102603_200846413 |  |  | PQ | AN | 7199.557 | 8102603 | no | no |  |  | no |  |  | 1376699.788 | 15376316.849 |  | -1
node_8102603_200846416 |  |  | PQ | AN | 7199.557 | 8102603 | no | no |  |  | no |  |  | 1376416.285 | 15376324.978 |  | -1
node_8102603_200846419 |  |  | PQ | AN | 7199.557 | 8102603 | no | no |  |  | no |  |  | 1376324.766 | 15376527.697 |  | -1
node_8102603_200846420 |  |  | PQ | AN | 7199.557 | 8102603 | no | no |  |  | no |  |  | 1376071.646 | 15376530.464 |  | -1
node_8102603_200846422 |  |  | PQ | AN | 7199.557 | 8102603 | no | no |  |  | no |  |  | 1376087.748 | 15376402.775 |  | -1
node_8102603_200846423 |  |  | PQ | AN | 7199.557 | 8102603 | no | no |  |  | no |  |  | 1376104.843 | 15376308.69 |  | -1
node_8102603_200846424 |  |  | PQ | AN | 7199.557 | 8102603 | no | no |  |  | no |  |  | 1376033.296 | 15376162.598 |  | -1
node_8102603_200846425 |  |  | PQ | AN | 7199.557 | 8102603 | no | no |  |  | no |  |  | 1376272.571 | 15376020.92 |  | -1
node_8102603_200846584 |  |  | PQ | ABCN | 2771.281 | 8102603 | no | no |  |  | no |  |  | 1376727.446 | 15377462.499 |  | -1
node_8102603_200846587 |  |  | PQ | ABCN | 2771.281 | 8102603 | no | no |  |  | no |  |  | 1377332.071 | 15376751.419 |  | -1
node_8102603_200846588 |  |  | PQ | ABCD | 2771.281 | 8102603 | no | no |  |  | no |  |  | 1377197.275 | 15376884.332 |  | -1
node_8102603_200846589 |  |  | PQ | ABCD | 2771.281 | 8102603 | no | no |  |  | no |  |  | 1377058.259 | 15377025.01 |  | -1
node_8102603_200846590 |  |  | PQ | ABCN | 2771.281 | 8102603 | no | no |  |  | no |  |  | 1376890.142 | 15377245.262 |  | -1
node_8102603_200846593 |  |  | PQ | ABCD | 2771.281 | 8102603 | no | no |  |  | no |  |  | 1379667.457 | 15374335.883 |  | -1
node_8102603_200846594 |  |  | PQ | ABCN | 2771.281 | 8102603 | no | no |  |  | no |  |  | 1379603.318 | 15374222.984 |  | -1
node_8102603_200846595 |  |  | PQ | ABCN | 2771.281 | 8102603 | no | no |  |  | no |  |  | 1379503.856 | 15374014.135 |  | -1
node_8102603_200846597 |  |  | PQ | ABCD | 2771.281 | 8102603 | no | no |  |  | no |  |  | 1380286.321 | 15374037.88 |  | -1
node_8102603_200846598 |  |  | PQ | ABCD | 2771.281 | 8102603 | no | no |  |  | no |  |  | 1380137.599 | 15374146.084 |  | -1
node_8102603_200846599 |  |  | PQ | ABCD | 2771.281 | 8102603 | no | no |  |  | no |  |  | 1380019.133 | 15374245.703 |  | -1
node_8102603_200846600 |  |  | PQ | AN | 2771.281 | 8102603 | no | no |  |  | no |  |  | 1379883.861 | 15374056.82 |  | -1
node_8102603_200846601 |  |  | PQ | ABCD | 2771.281 | 8102603 | no | no |  |  | no |  |  | 1379893.057 | 15374346.823 |  | -1
node_8102603_200846602 |  |  | PQ | ABCD | 2771.281 | 8102603 | no | no |  |  | no |  |  | 1379749.881 | 15374463.364 |  | -1
node_8102603_200846603 |  |  | PQ | ABCD | 2771.281 | 8102603 | no | no |  |  | no |  |  | 1379696.643 | 15374506.986 |  | -1
node_8102603_200846604 |  |  | PQ | ABCN | 2771.281 | 8102603 | no | no |  |  | no |  |  | 1379651.876 | 15374536.106 |  | -1
node_8102603_200846605 |  |  | PQ | ABCD | 2771.281 | 8102603 | no | no |  |  | no |  |  | 1379554.852 | 15374611.717 |  | -1
node_8102603_200846606 |  |  | PQ | ABCD | 2771.281 | 8102603 | no | no |  |  | no |  |  | 1379462.413 | 15374690.725 |  | -1
node_8102603_200846608 |  |  | PQ | ABCD | 2771.281 | 8102603 | no | no |  |  | no |  |  | 1379308.248 | 15374815.72 |  | -1
node_8102603_200846610 |  |  | PQ | ABCN | 2771.281 | 8102603 | no | no |  |  | no |  |  | 1379187.517 | 15374926.357 |  | -1
node_8102603_200846611 |  |  | PQ | ABCD | 2771.281 | 8102603 | no | no |  |  | no |  |  | 1379115.964 | 15374985.907 |  | -1
node_8102603_200846612 |  |  | PQ | ABCD | 2771.281 | 8102603 | no | no |  |  | no |  |  | 1379023.126 | 15375084.202 |  | -1
node_8102603_200846613 |  |  | PQ | ABCD | 2771.281 | 8102603 | no | no |  |  | no |  |  | 1378854.137 | 15375057.713 |  | -1
node_8102603_200846616 |  |  | PQ | ABCD | 2771.281 | 8102603 | no | no |  |  | no |  |  | 1378632.935 | 15375227.128 |  | -1
node_8102603_200846619 |  |  | PQ | ABCN | 2771.281 | 8102603 | no | no |  |  | no |  |  | 1378460.237 | 15375303.637 |  | -1
node_8102603_200846620 |  |  | PQ | AD | 2771.281 | 8102603 | no | no |  |  | no |  |  | 1378353.194 | 15375086.053 |  | -1
node_8102603_200846622 |  |  | PQ | AN | 2771.281 | 8102603 | no | no |  |  | no |  |  | 1378261.796 | 15374889.086 |  | -1
node_8102603_200846623 |  |  | PQ | AD | 2771.281 | 8102603 | no | no |  |  | no |  |  | 1378152.367 | 15374725.858 |  | -1
node_8102603_200846624 |  |  | PQ | ABCD | 2771.281 | 8102603 | no | no |  |  | no |  |  | 1378320.826 | 15375384.345 |  | -1
node_8102603_200846626 |  |  | PQ | ABCD | 2771.281 | 8102603 | no | no |  |  | no |  |  | 1378237.37 | 15375449.526 |  | -1
node_8102603_200846627 |  |  | PQ | ABCD | 2771.281 | 8102603 | no | no |  |  | no |  |  | 1378158.116 | 15375512.982 |  | -1
node_8102603_200846629 |  |  | PQ | ABCD | 2771.281 | 8102603 | no | no |  |  | no |  |  | 1378091.416 | 15375569.875 |  | -1
node_8102603_200846630 |  |  | PQ | ABCD | 2771.281 | 8102603 | no | no |  |  | no |  |  | 1378000.456 | 15375653.49 |  | -1
node_8102603_200846631 |  |  | PQ | ABCD | 2771.281 | 8102603 | no | no |  |  | no |  |  | 1377919.602 | 15375738.843 |  | -1
node_8102603_200846632 |  |  | PQ | ABCN | 2771.281 | 8102603 | no | no |  |  | no |  |  | 1377847.359 | 15375818.357 |  | -1
node_8102603_200846633 |  |  | PQ | AN | 2771.281 | 8102603 | no | no |  |  | no |  |  | 1377495.693 | 15375676.421 |  | -1
node_8102603_200846634 |  |  | PQ | ABCN | 2771.281 | 8102603 | no | no |  |  | no |  |  | 1377720.308 | 15375937.742 |  | -1
node_8102603_200846636 |  |  | PQ | ABCD | 2771.281 | 8102603 | no | no |  |  | no |  |  | 1377631.151 | 15376026.785 |  | -1
node_8102603_200846637 |  |  | PQ | ABCN | 2771.281 | 8102603 | no | no |  |  | no |  |  | 1377546.121 | 15376105.026 |  | -1
node_8102603_200846639 |  |  | PQ | ABCD | 2771.281 | 8102603 | no | no |  |  | no |  |  | 1377472.782 | 15376180.217 |  | -1
node_8102603_200846641 |  |  | PQ | ABCD | 2771.281 | 8102603 | no | no |  |  | no |  |  | 1377335.182 | 15376321.91 |  | -1
node_8102603_200846642 |  |  | PQ | ABCN | 2771.281 | 8102603 | no | no |  |  | no |  |  | 1377259.937 | 15376408.608 |  | -1
node_8102603_200846643 |  |  | PQ | ABCD | 2771.281 | 8102603 | no | no |  |  | no |  |  | 1377170.691 | 15376496.758 |  | -1
node_8102603_200846644 |  |  | PQ | AD | 2771.281 | 8102603 | no | no |  |  | no |  |  | 1377199.057 | 15376210.009 |  | -1
node_8102603_200846645 |  |  | PQ | AD | 2771.281 | 8102603 | no | no |  |  | no |  |  | 1377096.181 | 15376160.399 |  | -1
node_8102603_200846646 |  |  | PQ | AN | 2771.281 | 8102603 | no | no |  |  | no |  |  | 1377000.129 | 15376112.225 |  | -1
node_8102603_200846648 |  |  | PQ | AN | 7199.557 | 8102603 | no | no |  |  | no |  |  | 1376848.919 | 15376062.912 |  | -1
node_8102603_200846649 |  |  | PQ | AN | 7199.557 | 8102603 | no | no |  |  | no |  |  | 1376808.195 | 15376048.423 |  | -1
node_8102603_200846650 |  |  | PQ | AN | 7199.557 | 8102603 | no | no |  |  | no |  |  | 1376771.442 | 15376123.395 |  | -1
node_8102603_200846651 |  |  | PQ | AN | 7199.557 | 8102603 | no | no |  |  | no |  |  | 1376610.077 | 15376102.048 |  | -1
node_8102603_200846753 |  |  | PQ | ABCD | 2771.281 | 8102603 | no | no |  |  | no |  |  | 1377543.386 | 15376532.45 |  | -1
node_8102603_200846755 |  |  | PQ | ABCN | 2771.281 | 8102603 | no | no |  |  | no |  |  | 1377266.347 | 15376547.117 |  | -1
node_8102603_200846759 |  |  | PQ | ABCD | 2771.281 | 8102603 | no | no |  |  | no |  |  | 1377083.519 | 15376595.945 |  | -1
node_8102603_200846761 |  |  | PQ | ABCN | 2771.281 | 8102603 | no | no |  |  | no |  |  | 1376881.984 | 15376577.484 |  | -1
node_8102603_200846769 |  |  | PQ | ABCN | 2771.281 | 8102603 | no | no |  |  | no |  |  | 1376205.52 | 15377021.374 |  | -1
node_8102603_200846773 |  |  | PQ | ABCD | 2771.281 | 8102603 | no | no |  |  | no |  |  | 1375944.902 | 15377190.247 |  | -1
node_8102603_200846774 |  |  | PQ | ABCD | 2771.281 | 8102603 | no | no |  |  | no |  |  | 1375836.023 | 15377272.367 |  | -1
node_8102603_200846775 |  |  | PQ | ABCD | 2771.281 | 8102603 | no | no |  |  | no |  |  | 1375869.779 | 15377308.663 |  | -1
node_8102603_200846776 |  |  | PQ | ABCD | 2771.281 | 8102603 | no | no |  |  | no |  |  | 1376025.552 | 15377452.062 |  | -1
node_8102603_200846777 |  |  | PQ | ABCN | 2771.281 | 8102603 | no | no |  |  | no |  |  | 1376189.667 | 15377502.531 |  | -1
node_8102603_200846779 |  |  | PQ | ABCD | 2771.281 | 8102603 | no | no |  |  | no |  |  | 1375521.706 | 15377475.542 |  | -1
node_8102603_200846782 |  |  | PQ | ABCN | 2771.281 | 8102603 | no | no |  |  | no |  |  | 1375280.155 | 15377704.736 |  | -1
node_8102603_200846787 |  |  | PQ | ABCN | 2771.281 | 8102603 | no | no |  |  | no |  |  | 1374954.928 | 15378041.63 |  | -1
node_8102603_200846788 |  |  | PQ | AD | 2771.281 | 8102603 | no | no |  |  | no |  |  | 1374892.476 | 15377980.626 |  | -1
node_8102603_200911504 |  |  | PQ | AD | 2771.281 | 8102603 | no | no |  |  | no |  |  | 1384785.619 | 15354646.353 |  | -1
node_8102603_200940811 |  |  | PQ | AD | 2771.281 | 8102603 | no | no |  |  | no |  |  | 1374720.566 | 15377837.085 |  | -1
node_8102603_200946774 |  |  | PQ | AD | 2771.281 | 8102603 | no | no |  |  | no |  |  | 1382925.938 | 15358537.64 |  | -1
node_8102603_200947697 |  |  | PQ | AD | 2771.281 | 8102603 | no | no |  |  | no |  |  | 1378013.211 | 15361526.421 |  | -1
node_8102603_200951098 |  |  | PQ | AN | 2771.281 | 8102603 | no | no |  |  | no |  |  | 1394872.027 | 15358114.275 |  | -1
node_8102603_200959617 |  |  | PQ | AN | 2771.281 | 8102603 | no | no |  |  | no |  |  | 1381042.831 | 15361325.579 |  | -1
node_8102603_200959618 |  |  | PQ | AN | 2771.281 | 8102603 | no | no |  |  | no |  |  | 1381049.279 | 15361011.324 |  | -1
node_8102603_200961202 |  |  | PQ | AN | 2771.281 | 8102603 | no | no |  |  | no |  |  | 1381626.887 | 15370072.597 |  | -1
node_8102603_200962155 |  |  | PQ | AD | 2771.281 | 8102603 | no | no |  |  | no |  |  | 1378975.157 | 15373827.265 |  | -1
node_8102603_200966332 |  |  | PQ | ABCN | 2771.281 | 8102603 | no | no |  |  | no |  |  | 1377465.621 | 15376618.231 |  | -1
node_8102603_200970591 |  |  | PQ | AN | 2771.281 | 8102603 | no | no |  |  | no |  |  | 1376155.891 | 15361801.871 |  | -1
node_8102603_200975195 |  |  | PQ | AN | 2771.281 | 8102603 | no | no |  |  | no |  |  | 1384960.784 | 15359746.555 |  | -1
node_8102603_200975539 |  |  | PQ | AN | 2771.281 | 8102603 | no | no |  |  | no |  |  | 1382915.846 | 15359023.241 |  | -1
node_8102603_200981751 |  |  | PQ | AN | 2771.281 | 8102603 | no | no |  |  | no |  |  | 1372037.478 | 15362095.198 |  | -1
node_8102603_200982843 |  |  | PQ | ABCD | 2771.281 | 8102603 | no | no |  |  | no |  |  | 1378570.761 | 15375251.368 |  | -1
node_8102603_200987781 |  |  | PQ | AD | 2771.281 | 8102603 | no | no |  |  | no |  |  | 1382224.348 | 15360803.85 |  | -1
node_8102603_200987782 |  |  | PQ | AD | 2771.281 | 8102603 | no | no |  |  | no |  |  | 1381913.188 | 15361165.21 |  | -1
node_8102603_200987783 |  |  | PQ | AN | 2771.281 | 8102603 | no | no |  |  | no |  |  | 1381964.727 | 15361410.539 |  | -1
node_8102603_200988829 |  |  | PQ | AN | 2771.281 | 8102603 | no | no |  |  | no |  |  | 1384459.214 | 15363337.377 |  | -1
node_8102603_201004025 |  |  | PQ | AN | 2771.281 | 8102603 | no | no |  |  | no |  |  | 1380802.694 | 15369787.204 |  | -1
node_8102603_201008282 |  |  | PQ | AN | 2771.281 | 8102603 | no | no |  |  | no |  |  | 1383936.243 | 15362012.068 |  | -1
node_8102603_201009937 |  |  | PQ | AN | 2771.281 | 8102603 | no | no |  |  | no |  |  | 1385312.301 | 15360000.876 |  | -1
node_8102603_201009938 |  |  | PQ | AN | 2771.281 | 8102603 | no | no |  |  | no |  |  | 1385286.626 | 15359816.367 |  | -1
node_8102603_201010438 |  |  | PQ | AD | 2771.281 | 8102603 | no | no |  |  | no |  |  | 1378490.89 | 15361243.221 |  | -1
node_8102603_201022080 |  |  | PQ | AD | 2771.281 | 8102603 | no | no |  |  | no |  |  | 1383093.185 | 15369784.852 |  | -1
node_8102603_201042075 |  |  | PQ | AN | 2771.281 | 8102603 | no | no |  |  | no |  |  | 1378309.533 | 15372713.927 |  | -1
node_8102603_201058723 |  |  | PQ | AN | 2771.281 | 8102603 | no | no |  |  | no |  |  | 1385675.431 | 15365652.969 |  | -1
node_8102603_201064137 |  |  | PQ | AD | 2771.281 | 8102603 | no | no |  |  | no |  |  | 1385614.542 | 15359778.088 |  | -1
node_8102603_310040963 |  |  | PQ | ABCD | 2771.281 | 8102603 | no | no |  |  | no |  |  | 1375032.256 | 15377904.284 |  | -1
node_8102603_310040982 |  |  | PQ | ABCD | 2771.281 | 8102603 | no | no |  |  | no |  |  | 1375144.765 | 15377787.682 |  | -1
node_8102603_310041111 |  |  | PQ | ABCD | 2771.281 | 8102603 | no | no |  |  | no |  |  | 1375355.856 | 15377533.704 |  | -1
node_8102603_310041117 |  |  | PQ | ABCD | 2771.281 | 8102603 | no | no |  |  | no |  |  | 1375679.161 | 15377344.398 |  | -1
node_8102603_310041236 |  |  | PQ | ABCD | 2771.281 | 8102603 | no | no |  |  | no |  |  | 1376087.505 | 15377119.356 |  | -1
node_8102603_310041246 |  |  | PQ | ABCD | 2771.281 | 8102603 | no | no |  |  | no |  |  | 1376338.677 | 15376955.914 |  | -1
node_8102603_310041396 |  |  | PQ | ABCD | 2771.281 | 8102603 | no | no |  |  | no |  |  | 1376489.79 | 15376813.11 |  | -1
node_8102603_310041402 |  |  | PQ | ABCD | 2771.281 | 8102603 | no | no |  |  | no |  |  | 1376642.622 | 15376761.942 |  | -1
node_8102603_310041419 |  |  | PQ | ABCD | 2771.281 | 8102603 | no | no |  |  | no |  |  | 1376732.337 | 15376717.999 |  | -1
node_8102603_310041434 |  |  | PQ | ABCD | 2771.281 | 8102603 | no | no |  |  | no |  |  | 1377153.712 | 15376578.935 |  | -1
node_8102603_310041532 |  |  | PQ | ABCD | 2771.281 | 8102603 | no | no |  |  | no |  |  | 1377438.846 | 15376554.278 |  | -1
node_8102603_310047377 |  |  | PQ | AD | 2771.281 | 8102603 | no | no |  |  | no |  |  | 1391075.733 | 15363441.63 |  | -1
node_8102603_311854686 |  |  | PQ | AN | 2771.281 | 8102603 | no | no |  |  | no |  |  | 1381207.456 | 15369800.599 |  | -1
node_8102603_311854687 |  |  | PQ | AN | 2771.281 | 8102603 | no | no |  |  | no |  |  | 1380970.373 | 15369794.134 |  | -1
node_8102603_311859827 |  |  | PQ | ABCD | 2771.281 | 8102603 | no | no |  |  | no |  |  | 1375499.012 | 15377443.496 |  | -1
node_8102603_311894045 |  |  | PQ | AN | 2771.281 | 8102603 | no | no |  |  | no |  |  | 1383095.78 | 15357863.412 |  | -1
node_8102603_311899355 |  |  | PQ | AN | 2771.281 | 8102603 | no | no |  |  | no |  |  | 1391877.833 | 15353705.817 |  | -1
node_8102603_311899356 |  |  | PQ | AN | 2771.281 | 8102603 | no | no |  |  | no |  |  | 1391935.05 | 15353697.398 |  | -1
node_8102603_311899381 |  |  | PQ | AD | 2771.281 | 8102603 | no | no |  |  | no |  |  | 1383926.949 | 15368468.591 |  | -1
node_8102603_311911386 |  |  | PQ | AN | 7199.557 | 8102603 | no | no |  |  | no |  |  | 1378120.22 | 15374738.798 |  | -1
node_8102603_311913793 |  |  | PQ | AN | 2771.281 | 8102603 | no | no |  |  | no |  |  | 1385372.966 | 15367091.689 |  | -1
node_8102603_311928994 |  |  | PQ | AN | 2771.281 | 8102603 | no | no |  |  | no |  |  | 1383484.466 | 15364709.365 |  | -1
node_8102603_312062010 |  |  | PQ | AN | 2771.281 | 8102603 | no | no |  |  | no |  |  | 1384016.074 | 15370489.771 |  | -1
node_8102603_312091342 |  |  | PQ | AN | 2771.281 | 8102603 | no | no |  |  | no |  |  | 1385119.329 | 15364187.436 |  | -1
node_8102603_312105452 |  |  | PQ | AD | 2771.281 | 8102603 | no | no |  |  | no |  |  | 1378699.463 | 15373520.198 |  | -1
node_8102603_312118780 |  |  | PQ | AN | 2771.281 | 8102603 | no | no |  |  | no |  |  | 1371481.149 | 15363239.566 |  | -1
node_8102603_312136021 |  |  | PQ | AN | 2771.281 | 8102603 | no | no |  |  | no |  |  | 1374956.007 | 15366067.555 |  | -1
node_8102603_312136025 |  |  | PQ | AN | 2771.281 | 8102603 | no | no |  |  | no |  |  | 1375206.642 | 15366000.86 |  | -1
node_8102603_312139483 |  |  | PQ | AN | 2771.281 | 8102603 | no | no |  |  | no |  |  | 1385899.895 | 15368181.946 |  | -1
node_220382543 |  |  | PQ | AD | 2771.281 | 8102603 | no | no |  |  | no |  |  | 1383279.822 | 15360266.662 |  | -1
node_220388321 |  |  | PQ | AD | 2771.281 | 8102603 | no | no |  |  | no |  |  | 1376887.889 | 15376075.621 |  | -1
node_220416433 |  |  | PQ | AD | 7199.557 | 8102603 | no | no |  |  | no |  |  | 1376860.653 | 15376066.739 |  | -1
node_220465172 |  |  | PQ | AN | 7199.557 | 8102603 | no | no |  |  | no |  |  | 1376874.981 | 15376071.411 |  | -1
node_SOURCE_8102603 |  |  | SWING | ABCN | 2771.281 | 8102603 | no | no |  |  | no |  |  | 1374692.374 | 15378137.307 |  | -1
node_intto1_8102603_200816392 |  |  | PQ | ABCD | 2771.281 | 8102603 | no | no |  |  | no |  |  | 1382666.242 | 15371639.413 |  | -1
node_intto1_8102603_200816407 |  |  | PQ | ABCD | 2771.281 | 8102603 | no | no |  |  | no |  |  | 1383988.436 | 15370821.377 |  | -1
node_intto1_8102603_200816416 |  |  | PQ | ABCD | 2771.281 | 8102603 | no | no |  |  | no |  |  | 1385062.631 | 15369499.249 |  | -1
node_intto1_8102603_200816427 |  |  | PQ | AD | 2771.281 | 8102603 | no | no |  |  | no |  |  | 1386441.943 | 15367530.991 |  | -1
node_intto1_8102603_200816437 |  |  | PQ | AD | 2771.281 | 8102603 | no | no |  |  | no |  |  | 1388408.925 | 15365984.944 |  | -1
node_intto1_8102603_200816507 |  |  | PQ | AN | 2771.281 | 8102603 | no | no |  |  | no |  |  | 1387560.088 | 15356654.998 |  | -1
node_intto1_8102603_200816819 |  |  | PQ | AD | 2771.281 | 8102603 | no | no |  |  | no |  |  | 1391284.257 | 15358139.971 |  | -1
node_intto1_8102603_200816824 |  |  | PQ | AD | 2771.281 | 8102603 | no | no |  |  | no |  |  | 1391253.703 | 15358996.274 |  | -1
node_intto1_8102603_200816835 |  |  | PQ | AD | 2771.281 | 8102603 | no | no |  |  | no |  |  | 1391226.829 | 15361934.165 |  | -1
node_intto1_8102603_200816837 |  |  | PQ | AD | 2771.281 | 8102603 | no | no |  |  | no |  |  | 1391154.939 | 15362223.385 |  | -1
node_intto1_8102603_200816855 |  |  | PQ | AD | 2771.281 | 8102603 | no | no |  |  | no |  |  | 1389313.37 | 15365557.552 |  | -1
node_intto1_8102603_200816886 |  |  | PQ | AD | 2771.281 | 8102603 | no | no |  |  | no |  |  | 1386207.086 | 15360890.557 |  | -1
node_intto1_8102603_200816887 |  |  | PQ | AD | 2771.281 | 8102603 | no | no |  |  | no |  |  | 1383358.753 | 15359716.679 |  | -1
node_intto1_8102603_200816912 |  |  | PQ | AD | 2771.281 | 8102603 | no | no |  |  | no |  |  | 1383116.021 | 15360821.106 |  | -1
node_intto1_8102603_200816932 |  |  | PQ | AD | 2771.281 | 8102603 | no | no |  |  | no |  |  | 1380969.278 | 15363079.657 |  | -1
node_intto1_8102603_200816946 |  |  | PQ | AD | 2771.281 | 8102603 | no | no |  |  | no |  |  | 1391782.587 | 15358435.278 |  | -1
node_intto1_8102603_200817007 |  |  | PQ | AD | 2771.281 | 8102603 | no | no |  |  | no |  |  | 1381079.638 | 15361636.512 |  | -1
node_intto1_8102603_200817048 |  |  | PQ | AN | 2771.281 | 8102603 | no | no |  |  | no |  |  | 1381974.097 | 15365465.127 |  | -1
node_intto1_8102603_200817049 |  |  | PQ | AN | 2771.281 | 8102603 | no | no |  |  | no |  |  | 1382342.246 | 15368927.382 |  | -1
node_intto1_8102603_200817068 |  |  | PQ | AD | 2771.281 | 8102603 | no | no |  |  | no |  |  | 1382431.363 | 15370490.904 |  | -1
node_intto1_8102603_200817537 |  |  | PQ | AD | 2771.281 | 8102603 | no | no |  |  | no |  |  | 1382672.888 | 15370398.282 |  | -1
node_intto1_8102603_200817581 |  |  | PQ | AD | 2771.281 | 8102603 | no | no |  |  | no |  |  | 1383257.98 | 15370936.998 |  | -1
node_intto1_8102603_200817619 |  |  | PQ | AD | 2771.281 | 8102603 | no | no |  |  | no |  |  | 1388057.618 | 15366784.6 |  | -1
node_intto1_8102603_200817665 |  |  | PQ | AD | 2771.281 | 8102603 | no | no |  |  | no |  |  | 1384389.938 | 15364127.581 |  | -1
node_intto1_8102603_200840249 |  |  | PQ | AD | 2771.281 | 8102603 | no | no |  |  | no |  |  | 1374684.16 | 15378287.918 |  | -1
node_intto1_8102603_200844093 |  |  | PQ | AD | 2771.281 | 8102603 | no | no |  |  | no |  |  | 1373027.539 | 15365501.101 |  | -1
node_intto1_8102603_200844109 |  |  | PQ | AD | 2771.281 | 8102603 | no | no |  |  | no |  |  | 1372223.799 | 15363062.272 |  | -1
node_intto1_8102603_200844457 |  |  | PQ | AD | 2771.281 | 8102603 | no | no |  |  | no |  |  | 1373545.751 | 15366101.539 |  | -1
node_intto1_8102603_200844472 |  |  | PQ | AD | 2771.281 | 8102603 | no | no |  |  | no |  |  | 1374947.667 | 15366502.248 |  | -1
node_intto1_8102603_200846413 |  |  | PQ | AN | 7199.557 | 8102603 | no | no |  |  | no |  |  | 1376699.788 | 15376316.849 |  | -1
node_intto1_8102603_200846416 |  |  | PQ | AN | 7199.557 | 8102603 | no | no |  |  | no |  |  | 1376416.285 | 15376324.978 |  | -1
node_intto1_8102603_200846593 |  |  | PQ | ABCD | 2771.281 | 8102603 | no | no |  |  | no |  |  | 1379667.457 | 15374335.883 |  | -1
node_intto1_8102603_200846599 |  |  | PQ | ABCD | 2771.281 | 8102603 | no | no |  |  | no |  |  | 1380019.133 | 15374245.703 |  | -1
node_intto1_8102603_200846623 |  |  | PQ | AD | 2771.281 | 8102603 | no | no |  |  | no |  |  | 1378152.367 | 15374725.858 |  | -1
node_intto1_8102603_200846646 |  |  | PQ | AD | 2771.281 | 8102603 | no | no |  |  | no |  |  | 1377000.129 | 15376112.225 |  | -1
node_intto1_8102603_200940811 |  |  | PQ | AD | 2771.281 | 8102603 | no | no |  |  | no |  |  | 1374720.566 | 15377837.085 |  | -1
node_intto1_8102603_200966332 |  |  | PQ | ABCD | 2771.281 | 8102603 | no | no |  |  | no |  |  | 1377465.621 | 15376618.231 |  | -1
node_intto1_8102603_200981751 |  |  | PQ | AN | 2771.281 | 8102603 | no | no |  |  | no |  |  | 1372037.478 | 15362095.198 |  | -1
node_intto1_8102603_201009937 |  |  | PQ | AN | 2771.281 | 8102603 | no | no |  |  | no |  |  | 1385312.301 | 15360000.876 |  | -1
node_intto1_8102603_311899356 |  |  | PQ | AN | 2771.281 | 8102603 | no | no |  |  | no |  |  | 1391935.05 | 15353697.398 |  | -1
node_intto1_8102603_311911386 |  |  | PQ | AD | 2771.281 | 8102603 | no | no |  |  | no |  |  | 1378120.22 | 15374738.798 |  | -1
node_intto1_8102603_311913793 |  |  | PQ | AN | 2771.281 | 8102603 | no | no |  |  | no |  |  | 1385372.966 | 15367091.689 |  | -1
node_intto1_8102603_311928994 |  |  | PQ | AN | 2771.281 | 8102603 | no | no |  |  | no |  |  | 1383484.466 | 15364709.365 |  | -1
node_intto1_8102603_312062010 |  |  | PQ | AN | 2771.281 | 8102603 | no | no |  |  | no |  |  | 1384016.074 | 15370489.771 |  | -1
node_intto1_8102603_312118780 |  |  | PQ | AN | 2771.281 | 8102603 | no | no |  |  | no |  |  | 1371481.149 | 15363239.566 |  | -1
node_intto1_8102603_312136025 |  |  | PQ | AN | 2771.281 | 8102603 | no | no |  |  | no |  |  | 1375206.642 | 15366000.86 |  | -1
node_intto1_220382543 |  |  | PQ | AD | 2771.281 | 8102603 | no | no |  |  | no |  |  | 1383279.822 | 15360266.662 |  | -1
node_intto1_220388321 |  |  | PQ | AD | 2771.281 | 8102603 | no | no |  |  | no |  |  | 1376887.889 | 15376075.621 |  | -1
node_intto1_220416433 |  |  | PQ | AD | 7199.557 | 8102603 | no | no |  |  | no |  |  | 1376860.653 | 15376066.739 |  | -1
node_intto1_220465172 |  |  | PQ | AD | 2771.281 | 8102603 | no | no |  |  | no |  |  | 1376874.981 | 15376071.411 |  | -1

## overhead_line
data_type | static
owner_type | feeder
owner | 8102603
object | overhead_line
name | groupid | phases | fr | to | length | configuration | dcircuit | selected | monitored | monitored_fields | class_monitored_fields | played | played_fields | comments | R | X | B | lim_kw
oh_line_8102603_200816386 |  | AD | node_8102603_200816388 | node_8102603_200816386 | 129.843 | bal_1P_2AC | 8102603 | no | no |  |  | no |  |  | 0 | 0 | 0 | 0
oh_line_8102603_200816387 |  | AD | node_8102603_200816386 | node_8102603_200816387 | 356.108 | bal_1P_2AC | 8102603 | no | no |  |  | no |  |  | 0 | 0 | 0 | 0
oh_line_8102603_200816388 |  | AD | node_8102603_200816389 | node_8102603_200816388 | 71.242 | bal_1P_2AC | 8102603 | no | no |  |  | no |  |  | 0 | 0 | 0 | 0
oh_line_8102603_200816389 |  | ABCD | node_8102603_200816489 | node_8102603_200816389 | 166.163 | bal_3P_4CU | 8102603 | no | no |  |  | no |  |  | 0 | 0 | 0 | 0
oh_line_8102603_200816390 |  | ABCD | node_8102603_200816389 | node_8102603_200816390 | 174.647 | bal_3P_4/0AA | 8102603 | no | no |  |  | no |  |  | 0 | 0 | 0 | 0
oh_line_8102603_200816391 |  | ABCD | node_8102603_200816390 | node_8102603_200816391 | 177.975 | bal_3P_4/0AA | 8102603 | no | no |  |  | no |  |  | 0 | 0 | 0 | 0
oh_line_8102603_200816392 |  | ABCD | node_8102603_200816391 | node_intto1_8102603_200816392 | 119.128 | bal_3P_4/0AA | 8102603 | no | no |  |  | no |  |  | 0 | 0 | 0 | 0
oh_line_8102603_200816394 |  | ABCD | node_8102603_200816392 | node_8102603_200816394 | 127.135 | bal_3P_4/0AA | 8102603 | no | no |  |  | no |  |  | 0 | 0 | 0 | 0
oh_line_8102603_200816395 |  | ABCD | node_8102603_200816394 | node_8102603_200816395 | 227.936 | bal_3P_4/0AA | 8102603 | no | no |  |  | no |  |  | 0 | 0 | 0 | 0
oh_line_8102603_200816397 |  | ABCD | node_8102603_200816395 | node_8102603_200816397 | 139.553 | bal_3P_4/0AA | 8102603 | no | no |  |  | no |  |  | 0 | 0 | 0 | 0
oh_line_8102603_200816398 |  | AD | node_8102603_200816397 | node_8102603_200816398 | 194.642 | bal_1P_2AC | 8102603 | no | no |  |  | no |  |  | 0 | 0 | 0 | 0
oh_line_8102603_200816399 |  | ABCD | node_8102603_200816397 | node_8102603_200816399 | 140.159 | bal_3P_2AC | 8102603 | no | no |  |  | no |  |  | 0 | 0 | 0 | 0
oh_line_8102603_200816400 |  | ABCD | node_8102603_200816399 | node_8102603_200816400 | 253.284 | bal_3P_1/0AA | 8102603 | no | no |  |  | no |  |  | 0 | 0 | 0 | 0
oh_line_8102603_200816401 |  | AD | node_8102603_200816400 | node_8102603_200816401 | 242.911 | bal_1P_1/0AA | 8102603 | no | no |  |  | no |  |  | 0 | 0 | 0 | 0
oh_line_8102603_200816402 |  | AD | node_8102603_200816401 | node_8102603_200816402 | 240.815 | bal_1P_1/0AA | 8102603 | no | no |  |  | no |  |  | 0 | 0 | 0 | 0
oh_line_8102603_200816403 |  | ABCD | node_8102603_200816400 | node_8102603_200816403 | 210.374 | bal_3P_1/0AA | 8102603 | no | no |  |  | no |  |  | 0 | 0 | 0 | 0
oh_line_8102603_200816405 |  | ABCD | node_8102603_200816403 | node_8102603_200816405 | 257.895 | bal_3P_1/0AA | 8102603 | no | no |  |  | no |  |  | 0 | 0 | 0 | 0
oh_line_8102603_200816407 |  | ABCD | node_8102603_200816405 | node_intto1_8102603_200816407 | 392.489 | bal_3P_2AC | 8102603 | no | no |  |  | no |  |  | 0 | 0 | 0 | 0
oh_line_8102603_200816408 |  | ABCD | node_8102603_200816407 | node_8102603_200816408 | 175.664 | bal_3P_2AC | 8102603 | no | no |  |  | no |  |  | 0 | 0 | 0 | 0
oh_line_8102603_200816409 |  | ABCD | node_8102603_200816408 | node_8102603_200816409 | 193.333 | bal_3P_2AC | 8102603 | no | no |  |  | no |  |  | 0 | 0 | 0 | 0
oh_line_8102603_200816410 |  | ABCD | node_8102603_200816409 | node_8102603_200816410 | 377.457 | bal_3P_2AC | 8102603 | no | no |  |  | no |  |  | 0 | 0 | 0 | 0
oh_line_8102603_200816411 |  | ABCD | node_8102603_200816410 | node_8102603_200816411 | 380.126 | bal_3P_2AC | 8102603 | no | no |  |  | no |  |  | 0 | 0 | 0 | 0
oh_line_8102603_200816412 |  | ABCD | node_8102603_200816411 | node_8102603_200816412 | 361.053 | bal_3P_2AC | 8102603 | no | no |  |  | no |  |  | 0 | 0 | 0 | 0
oh_line_8102603_200816413 |  | AD | node_8102603_200816412 | node_8102603_200816413 | 318.455 | bal_1P_2AC | 8102603 | no | no |  |  | no |  |  | 0 | 0 | 0 | 0
oh_line_8102603_200816414 |  | AD | node_8102603_200816413 | node_8102603_200816414 | 155.54 | bal_1P_2AC | 8102603 | no | no |  |  | no |  |  | 0 | 0 | 0 | 0
oh_line_8102603_200816416 |  | ABCD | node_8102603_200816412 | node_intto1_8102603_200816416 | 293.308 | bal_3P_2AC | 8102603 | no | no |  |  | no |  |  | 0 | 0 | 0 | 0
oh_line_8102603_200816418 |  | ABCD | node_8102603_200816416 | node_8102603_200816418 | 216.035 | bal_3P_2AC | 8102603 | no | no |  |  | no |  |  | 0 | 0 | 0 | 0
oh_line_8102603_200816419 |  | ABCD | node_8102603_200816418 | node_8102603_200816419 | 404.985 | bal_3P_2AC | 8102603 | no | no |  |  | no |  |  | 0 | 0 | 0 | 0
oh_line_8102603_200816420 |  | AD | node_8102603_200816419 | node_8102603_200816420 | 236.133 | bal_1P_1/0AA | 8102603 | no | no |  |  | no |  |  | 0 | 0 | 0 | 0
oh_line_8102603_200816421-1 |  | ABCD | node_8102603_200816419 | node_1385235_682_15368711_998 | 245.268 | bal_3P_2AC | 8102603 | no | no |  |  | no |  |  | 0 | 0 | 0 | 0
oh_line_8102603_200816421-2 |  | ABCD | node_1385235_682_15368711_998 | node_8102603_200816421 | 11.336 | bal_3P_2AC | 8102603 | no | no |  |  | no |  |  | 0 | 0 | 0 | 0
oh_line_8102603_200816422 |  | ABCD | node_8102603_200816421 | node_8102603_200816422 | 269.185 | bal_3P_2AC | 8102603 | no | no |  |  | no |  |  | 0 | 0 | 0 | 0
oh_line_8102603_200816423 |  | ABCD | node_8102603_200816422 | node_8102603_200816423 | 316.765 | bal_3P_2AC | 8102603 | no | no |  |  | no |  |  | 0 | 0 | 0 | 0
oh_line_8102603_200816424 |  | ABCD | node_8102603_200816423 | node_8102603_200816424 | 287.076 | bal_3P_2AC | 8102603 | no | no |  |  | no |  |  | 0 | 0 | 0 | 0
oh_line_8102603_200816425 |  | AD | node_8102603_200816424 | node_8102603_200816425 | 258.98 | bal_1P_2AC | 8102603 | no | no |  |  | no |  |  | 0 | 0 | 0 | 0
oh_line_8102603_200816426 |  | AD | node_8102603_200816425 | node_8102603_200816426 | 254.42 | bal_1P_2AC | 8102603 | no | no |  |  | no |  |  | 0 | 0 | 0 | 0
oh_line_8102603_200816427 |  | AD | node_8102603_200816426 | node_intto1_8102603_200816427 | 290.518 | bal_1P_2AC | 8102603 | no | no |  |  | no |  |  | 0 | 0 | 0 | 0
oh_line_8102603_200816428 |  | AD | node_8102603_200816427 | node_8102603_200816428 | 208.861 | bal_1P_2AC | 8102603 | no | no |  |  | no |  |  | 0 | 0 | 0 | 0
oh_line_8102603_200816429 |  | AD | node_8102603_200816428 | node_8102603_200816429 | 316.829 | bal_1P_4/0AC | 8102603 | no | no |  |  | no |  |  | 0 | 0 | 0 | 0
oh_line_8102603_200816430 |  | AD | node_8102603_200816429 | node_8102603_200816430 | 345.962 | bal_1P_4/0AC | 8102603 | no | no |  |  | no |  |  | 0 | 0 | 0 | 0
oh_line_8102603_200816431 |  | AD | node_8102603_200816430 | node_8102603_200816431 | 276.614 | bal_1P_4/0AC | 8102603 | no | no |  |  | no |  |  | 0 | 0 | 0 | 0
oh_line_8102603_200816432 |  | AD | node_8102603_200816431 | node_8102603_200816432 | 163.273 | bal_1P_2AC | 8102603 | no | no |  |  | no |  |  | 0 | 0 | 0 | 0
oh_line_8102603_200816433 |  | AD | node_8102603_200816432 | node_8102603_200816433 | 194.863 | bal_1P_2AC | 8102603 | no | no |  |  | no |  |  | 0 | 0 | 0 | 0
oh_line_8102603_200816434 |  | AD | node_8102603_200816433 | node_8102603_200816434 | 250.344 | bal_1P_2AC | 8102603 | no | no |  |  | no |  |  | 0 | 0 | 0 | 0
oh_line_8102603_200816435 |  | AD | node_8102603_200816434 | node_8102603_200816435 | 396.217 | bal_1P_2AC | 8102603 | no | no |  |  | no |  |  | 0 | 0 | 0 | 0
oh_line_8102603_200816437 |  | AD | node_8102603_200816435 | node_intto1_8102603_200816437 | 453.523 | bal_1P_2AC | 8102603 | no | no |  |  | no |  |  | 0 | 0 | 0 | 0
oh_line_8102603_200816446 |  | ABCD | node_8102603_200846595 | node_8102603_200816446 | 119.854 | bal_3P_1/0AC | 8102603 | no | no |  |  | no |  |  | 0 | 0 | 0 | 0
oh_line_8102603_200816447 |  | AD | node_8102603_200846595 | node_8102603_200816447 | 94.933 | bal_1P_1/0AC | 8102603 | no | no |  |  | no |  |  | 0 | 0 | 0 | 0
oh_line_8102603_200816448 |  | AD | node_8102603_200816447 | node_8102603_200816448 | 130.68 | bal_1P_1/0AA | 8102603 | no | no |  |  | no |  |  | 0 | 0 | 0 | 0
oh_line_8102603_200816449 |  | AD | node_8102603_200816448 | node_8102603_200816449 | 188.01 | bal_1P_1/0AA | 8102603 | no | no |  |  | no |  |  | 0 | 0 | 0 | 0
oh_line_8102603_200816451 |  | AD | node_8102603_200846595 | node_8102603_200816451 | 257.497 | bal_1P_2AC | 8102603 | no | no |  |  | no |  |  | 0 | 0 | 0 | 0
oh_line_8102603_200816454 |  | AD | node_8102603_200962155 | node_8102603_200816454 | 249.816 | bal_1P_1/0AC | 8102603 | no | no |  |  | no |  |  | 0 | 0 | 0 | 0
oh_line_8102603_200816455 |  | AD | node_8102603_200816454 | node_8102603_200816455 | 159.772 | bal_1P_1/0AC | 8102603 | no | no |  |  | no |  |  | 0 | 0 | 0 | 0
oh_line_8102603_200816456 |  | AD | node_8102603_200816455 | node_8102603_200816456 | 294.217 | bal_1P_1/0AC | 8102603 | no | no |  |  | no |  |  | 0 | 0 | 0 | 0
oh_line_8102603_200816457 |  | AD | node_8102603_200816456 | node_8102603_200816457 | 192.893 | bal_1P_1/0AC | 8102603 | no | no |  |  | no |  |  | 0 | 0 | 0 | 0
oh_line_8102603_200816458 |  | AD | node_8102603_200816456 | node_8102603_200816458 | 307.541 | bal_1P_1/0AC | 8102603 | no | no |  |  | no |  |  | 0 | 0 | 0 | 0
oh_line_8102603_200816459 |  | AD | node_8102603_200816458 | node_8102603_200816459 | 300.557 | bal_1P_1/0AC | 8102603 | no | no |  |  | no |  |  | 0 | 0 | 0 | 0
oh_line_8102603_200816460 |  | AD | node_8102603_200816459 | node_8102603_200816460 | 336.662 | bal_1P_1/0AC | 8102603 | no | no |  |  | no |  |  | 0 | 0 | 0 | 0
oh_line_8102603_200816461 |  | AD | node_8102603_200816460 | node_8102603_200816461 | 239.451 | bal_1P_1/0AC | 8102603 | no | no |  |  | no |  |  | 0 | 0 | 0 | 0
oh_line_8102603_200816463 |  | AD | node_8102603_200816461 | node_8102603_200816463 | 271.36 | bal_1P_1/0AC | 8102603 | no | no |  |  | no |  |  | 0 | 0 | 0 | 0
oh_line_8102603_200816464 |  | AD | node_8102603_200816463 | node_8102603_200816464 | 280.152 | bal_1P_1/0AC | 8102603 | no | no |  |  | no |  |  | 0 | 0 | 0 | 0
oh_line_8102603_200816465 |  | AD | node_8102603_200816464 | node_8102603_200816465 | 315.299 | bal_1P_1/0AC | 8102603 | no | no |  |  | no |  |  | 0 | 0 | 0 | 0
oh_line_8102603_200816466 |  | AD | node_8102603_200816465 | node_8102603_200816466 | 285.934 | bal_1P_1/0AC | 8102603 | no | no |  |  | no |  |  | 0 | 0 | 0 | 0
oh_line_8102603_200816467 |  | AD | node_8102603_200816466 | node_8102603_200816467 | 372.477 | bal_1P_1/0AC | 8102603 | no | no |  |  | no |  |  | 0 | 0 | 0 | 0
oh_line_8102603_200816468 |  | AD | node_8102603_200816467 | node_8102603_200816468 | 134.684 | bal_1P_1/0AA | 8102603 | no | no |  |  | no |  |  | 0 | 0 | 0 | 0
oh_line_8102603_200816469 |  | AD | node_8102603_200816467 | node_8102603_200816469 | 434.412 | bal_1P_4CU | 8102603 | no | no |  |  | no |  |  | 0 | 0 | 0 | 0
oh_line_8102603_200816470 |  | AD | node_8102603_200816469 | node_8102603_200816470 | 310.108 | bal_1P_4CU | 8102603 | no | no |  |  | no |  |  | 0 | 0 | 0 | 0
oh_line_8102603_200816471 |  | AD | node_8102603_200816470 | node_8102603_200816471 | 292.781 | bal_1P_4CU | 8102603 | no | no |  |  | no |  |  | 0 | 0 | 0 | 0
oh_line_8102603_200816473 |  | AD | node_8102603_200816471 | node_8102603_200816473 | 214.714 | bal_1P_4CU | 8102603 | no | no |  |  | no |  |  | 0 | 0 | 0 | 0
oh_line_8102603_200816474 |  | AD | node_8102603_200816473 | node_8102603_200816474 | 201.871 | bal_1P_4CU | 8102603 | no | no |  |  | no |  |  | 0 | 0 | 0 | 0
oh_line_8102603_200816475 |  | AD | node_8102603_200816474 | node_8102603_200816475 | 204.307 | bal_1P_4CU | 8102603 | no | no |  |  | no |  |  | 0 | 0 | 0 | 0
oh_line_8102603_200816476 |  | AD | node_8102603_200816475 | node_8102603_200816476 | 336.532 | bal_1P_2AC | 8102603 | no | no |  |  | no |  |  | 0 | 0 | 0 | 0
oh_line_8102603_200816477 |  | AD | node_8102603_200816476 | node_8102603_200816477 | 266.515 | bal_1P_2AC | 8102603 | no | no |  |  | no |  |  | 0 | 0 | 0 | 0
oh_line_8102603_200816478 |  | AD | node_8102603_200816477 | node_8102603_200816478 | 318.917 | bal_1P_2AC | 8102603 | no | no |  |  | no |  |  | 0 | 0 | 0 | 0
oh_line_8102603_200816479 |  | AD | node_8102603_200816478 | node_8102603_200816479 | 389.002 | bal_1P_2AC | 8102603 | no | no |  |  | no |  |  | 0 | 0 | 0 | 0
oh_line_8102603_200816480 |  | AD | node_8102603_200816479 | node_8102603_200816480 | 518.126 | bal_1P_2AC | 8102603 | no | no |  |  | no |  |  | 0 | 0 | 0 | 0
oh_line_8102603_200816481 |  | AD | node_8102603_200816480 | node_8102603_200816481 | 573.477 | bal_1P_2AC | 8102603 | no | no |  |  | no |  |  | 0 | 0 | 0 | 0
oh_line_8102603_200816482 |  | AD | node_8102603_200816481 | node_8102603_200816482 | 268.592 | bal_1P_2AC | 8102603 | no | no |  |  | no |  |  | 0 | 0 | 0 | 0
oh_line_8102603_200816483 |  | AD | node_8102603_200816482 | node_8102603_200816483 | 177.926 | bal_1P_1/0AA | 8102603 | no | no |  |  | no |  |  | 0 | 0 | 0 | 0
oh_line_8102603_200816484 |  | AD | node_8102603_200816483 | node_8102603_200816484 | 290.699 | bal_1P_1/0AA | 8102603 | no | no |  |  | no |  |  | 0 | 0 | 0 | 0
oh_line_8102603_200816486 |  | AD | node_8102603_200816484 | node_8102603_200816486 | 102.355 | bal_1P_1/0AA | 8102603 | no | no |  |  | no |  |  | 0 | 0 | 0 | 0
oh_line_8102603_200816487 |  | AD | node_8102603_200816486 | node_8102603_200816487 | 236.618 | bal_1P_1/0AA | 8102603 | no | no |  |  | no |  |  | 0 | 0 | 0 | 0
oh_line_8102603_200816488 |  | AD | node_8102603_200816487 | node_8102603_200816488 | 336.72 | bal_1P_1/0AA | 8102603 | no | no |  |  | no |  |  | 0 | 0 | 0 | 0
oh_line_8102603_200816489 |  | ABCD | node_8102603_200816497 | node_8102603_200816489 | 207.247 | bal_3P_4CU | 8102603 | no | no |  |  | no |  |  | 0 | 0 | 0 | 0
oh_line_8102603_200816490 |  | ABCD | node_8102603_200816491 | node_8102603_200816490 | 155.725 | bal_3P_4CU | 8102603 | no | no |  |  | no |  |  | 0 | 0 | 0 | 0
oh_line_8102603_200816491 |  | ABCD | node_8102603_200816492 | node_8102603_200816491 | 154.752 | bal_3P_4CU | 8102603 | no | no |  |  | no |  |  | 0 | 0 | 0 | 0
oh_line_8102603_200816492 |  | ABCD | node_8102603_200816493 | node_8102603_200816492 | 182.974 | bal_3P_4CU | 8102603 | no | no |  |  | no |  |  | 0 | 0 | 0 | 0
oh_line_8102603_200816493 |  | ABCD | node_8102603_200816494 | node_8102603_200816493 | 195.596 | bal_3P_4CU | 8102603 | no | no |  |  | no |  |  | 0 | 0 | 0 | 0
oh_line_8102603_200816494 |  | ABCD | node_8102603_200816495 | node_8102603_200816494 | 184.434 | bal_3P_4CU | 8102603 | no | no |  |  | no |  |  | 0 | 0 | 0 | 0
oh_line_8102603_200816495 |  | ABCD | node_8102603_200816496 | node_8102603_200816495 | 194.12 | bal_3P_4CU | 8102603 | no | no |  |  | no |  |  | 0 | 0 | 0 | 0
oh_line_8102603_200816496 |  | ABCD | node_8102603_200846597 | node_8102603_200816496 | 176.768 | bal_3P_4CU | 8102603 | no | no |  |  | no |  |  | 0 | 0 | 0 | 0
oh_line_8102603_200816497 |  | ABCD | node_8102603_200816498 | node_8102603_200816497 | 180.495 | bal_3P_4CU | 8102603 | no | no |  |  | no |  |  | 0 | 0 | 0 | 0
oh_line_8102603_200816498 |  | ABCD | node_8102603_200816499 | node_8102603_200816498 | 177.553 | bal_3P_4CU | 8102603 | no | no |  |  | no |  |  | 0 | 0 | 0 | 0
oh_line_8102603_200816499 |  | ABCD | node_8102603_200816502 | node_8102603_200816499 | 175.608 | bal_3P_4CU | 8102603 | no | no |  |  | no |  |  | 0 | 0 | 0 | 0
oh_line_8102603_200816500 |  | AD | node_8102603_200816499 | node_8102603_200816500 | 31.999 | bal_1P_2AC | 8102603 | no | no |  |  | no |  |  | 0 | 0 | 0 | 0
oh_line_8102603_200816501 |  | AD | node_8102603_200816500 | node_8102603_200816501 | 347.406 | bal_1P_2AC | 8102603 | no | no |  |  | no |  |  | 0 | 0 | 0 | 0
oh_line_8102603_200816502 |  | ABCD | node_8102603_200816503 | node_8102603_200816502 | 168.272 | bal_3P_4CU | 8102603 | no | no |  |  | no |  |  | 0 | 0 | 0 | 0
oh_line_8102603_200816503 |  | ABCD | node_8102603_200816504 | node_8102603_200816503 | 215.77 | bal_3P_4CU | 8102603 | no | no |  |  | no |  |  | 0 | 0 | 0 | 0
oh_line_8102603_200816504 |  | ABCD | node_8102603_200816505 | node_8102603_200816504 | 180.377 | bal_3P_4CU | 8102603 | no | no |  |  | no |  |  | 0 | 0 | 0 | 0
oh_line_8102603_200816505 |  | ABCD | node_8102603_200816506 | node_8102603_200816505 | 150.315 | bal_3P_4CU | 8102603 | no | no |  |  | no |  |  | 0 | 0 | 0 | 0
oh_line_8102603_200816506 |  | ABCD | node_8102603_200816490 | node_8102603_200816506 | 146.873 | bal_3P_4CU | 8102603 | no | no |  |  | no |  |  | 0 | 0 | 0 | 0
oh_line_8102603_200816572 |  | AD | node_8102603_200816574 | node_8102603_200816572 | 341.967 | bal_1P_1/0AC | 8102603 | no | no |  |  | no |  |  | 0 | 0 | 0 | 0
oh_line_8102603_200816574 |  | AD | node_8102603_200816576 | node_8102603_200816574 | 330.835 | bal_1P_2AC | 8102603 | no | no |  |  | no |  |  | 0 | 0 | 0 | 0
oh_line_8102603_200816575 |  | AD | node_8102603_200816574 | node_8102603_200816575 | 67.424 | bal_1P_1/0AA | 8102603 | no | no |  |  | no |  |  | 0 | 0 | 0 | 0
oh_line_8102603_200816576 |  | AD | node_8102603_200816580 | node_8102603_200816576 | 574.301 | bal_1P_2AC | 8102603 | no | no |  |  | no |  |  | 0 | 0 | 0 | 0
oh_line_8102603_200816577 |  | AD | node_8102603_200816576 | node_8102603_200816577 | 42.046 | bal_1P_2AC | 8102603 | no | no |  |  | no |  |  | 0 | 0 | 0 | 0
oh_line_8102603_200816578 |  | AD | node_8102603_200816577 | node_8102603_200816578 | 320.244 | bal_1P_2AC | 8102603 | no | no |  |  | no |  |  | 0 | 0 | 0 | 0
oh_line_8102603_200816579 |  | AD | node_8102603_200816578 | node_8102603_200816579 | 310.954 | bal_1P_2AC | 8102603 | no | no |  |  | no |  |  | 0 | 0 | 0 | 0
oh_line_8102603_200816580 |  | AD | node_8102603_200816581 | node_8102603_200816580 | 275.369 | bal_1P_2AC | 8102603 | no | no |  |  | no |  |  | 0 | 0 | 0 | 0
oh_line_8102603_200816581 |  | AD | node_8102603_200816582 | node_8102603_200816581 | 237.108 | bal_1P_2AC | 8102603 | no | no |  |  | no |  |  | 0 | 0 | 0 | 0
oh_line_8102603_200816582 |  | AD | node_8102603_200816583 | node_8102603_200816582 | 246.625 | bal_1P_2AC | 8102603 | no | no |  |  | no |  |  | 0 | 0 | 0 | 0
oh_line_8102603_200816583 |  | AD | node_8102603_200816584 | node_8102603_200816583 | 368.637 | bal_1P_2AC | 8102603 | no | no |  |  | no |  |  | 0 | 0 | 0 | 0
oh_line_8102603_200816584 |  | AD | node_8102603_200816585 | node_8102603_200816584 | 217.927 | bal_1P_2AC | 8102603 | no | no |  |  | no |  |  | 0 | 0 | 0 | 0
oh_line_8102603_200816585 |  | AD | node_8102603_200816586 | node_8102603_200816585 | 218.143 | bal_1P_2AC | 8102603 | no | no |  |  | no |  |  | 0 | 0 | 0 | 0
oh_line_8102603_200816586 |  | AD | node_8102603_200816587 | node_8102603_200816586 | 314.591 | bal_1P_2AC | 8102603 | no | no |  |  | no |  |  | 0 | 0 | 0 | 0
oh_line_8102603_200816587 |  | AD | node_8102603_200816588 | node_8102603_200816587 | 172.33 | bal_1P_2AC | 8102603 | no | no |  |  | no |  |  | 0 | 0 | 0 | 0
oh_line_8102603_200816588 |  | AD | node_8102603_311894045 | node_8102603_200816588 | 239.423 | bal_1P_1/0AA | 8102603 | no | no |  |  | no |  |  | 0 | 0 | 0 | 0
oh_line_8102603_200816589 |  | AD | node_8102603_200816591 | node_8102603_200816589 | 196.741 | bal_1P_1/0AA | 8102603 | no | no |  |  | no |  |  | 0 | 0 | 0 | 0
oh_line_8102603_200816591 |  | AD | node_8102603_200946774 | node_8102603_200816591 | 269.613 | bal_1P_2AC | 8102603 | no | no |  |  | no |  |  | 0 | 0 | 0 | 0
oh_line_8102603_200816593 |  | AD | node_8102603_200975539 | node_8102603_200816593 | 225.763 | bal_1P_2AC | 8102603 | no | no |  |  | no |  |  | 0 | 0 | 0 | 0
oh_line_8102603_200816595 |  | AD | node_8102603_200816596 | node_8102603_200816595 | 125.278 | bal_1P_2AC | 8102603 | no | no |  |  | no |  |  | 0 | 0 | 0 | 0
oh_line_8102603_200816596 |  | AD | node_8102603_200816597 | node_8102603_200816596 | 461.331 | bal_1P_2AC | 8102603 | no | no |  |  | no |  |  | 0 | 0 | 0 | 0
oh_line_8102603_200816597 |  | AD | node_8102603_200816598 | node_8102603_200816597 | 198.621 | bal_1P_2AC | 8102603 | no | no |  |  | no |  |  | 0 | 0 | 0 | 0
oh_line_8102603_200816598 |  | AD | node_8102603_200816599 | node_8102603_200816598 | 203.825 | bal_1P_2AC | 8102603 | no | no |  |  | no |  |  | 0 | 0 | 0 | 0
oh_line_8102603_200816599-1 |  | AD | node_1383214_132_15360092_901 | node_8102603_200816599 | 4.999 | bal_1P_2AC | 8102603 | no | no |  |  | no |  |  | 0 | 0 | 0 | 0
oh_line_8102603_200816599-2 |  | AD | node_220382543 | node_1383214_132_15360092_901 | 185.763 | bal_1P_2AC | 8102603 | no | no |  |  | no |  |  | 0 | 0 | 0 | 0
oh_line_8102603_200816599-3 |  | AD | node_8102603_200816600 | node_intto1_220382543 | 4.999 | bal_1P_2AC | 8102603 | no | no |  |  | no |  |  | 0 | 0 | 0 | 0
oh_line_8102603_200816600 |  | AD | node_8102603_200816602 | node_8102603_200816600 | 200.531 | bal_1P_2AC | 8102603 | no | no |  |  | no |  |  | 0 | 0 | 0 | 0
oh_line_8102603_200816602 |  | AD | node_8102603_200816603 | node_8102603_200816602 | 394.16 | bal_1P_2AC | 8102603 | no | no |  |  | no |  |  | 0 | 0 | 0 | 0
oh_line_8102603_200816603 |  | AD | node_8102603_200816604 | node_8102603_200816603 | 175.921 | bal_1P_2AC | 8102603 | no | no |  |  | no |  |  | 0 | 0 | 0 | 0
oh_line_8102603_200816604 |  | AD | node_8102603_200816606 | node_8102603_200816604 | 159.284 | bal_1P_2AC | 8102603 | no | no |  |  | no |  |  | 0 | 0 | 0 | 0
oh_line_8102603_200816606 |  | AD | node_8102603_200816607 | node_8102603_200816606 | 230.099 | bal_1P_2AC | 8102603 | no | no |  |  | no |  |  | 0 | 0 | 0 | 0
oh_line_8102603_200816607 |  | AD | node_8102603_200816608 | node_8102603_200816607 | 227.438 | bal_1P_2AC | 8102603 | no | no |  |  | no |  |  | 0 | 0 | 0 | 0
oh_line_8102603_200816608 |  | AD | node_8102603_201008282 | node_8102603_200816608 | 472.58 | bal_1P_2AC | 8102603 | no | no |  |  | no |  |  | 0 | 0 | 0 | 0
oh_line_8102603_200816610 |  | AD | node_8102603_200816611 | node_8102603_200816610 | 248.782 | bal_1P_2AC | 8102603 | no | no |  |  | no |  |  | 0 | 0 | 0 | 0
oh_line_8102603_200816611 |  | AD | node_8102603_200816612 | node_8102603_200816611 | 384.652 | bal_1P_2AC | 8102603 | no | no |  |  | no |  |  | 0 | 0 | 0 | 0
oh_line_8102603_200816612 |  | AD | node_8102603_200988829 | node_8102603_200816612 | 381.997 | bal_1P_2AC | 8102603 | no | no |  |  | no |  |  | 0 | 0 | 0 | 0
oh_line_8102603_200816614 |  | AD | node_8102603_200816615 | node_8102603_200816614 | 420.078 | bal_1P_2AC | 8102603 | no | no |  |  | no |  |  | 0 | 0 | 0 | 0
oh_line_8102603_200816615 |  | AD | node_8102603_200816616 | node_8102603_200816615 | 392.181 | bal_1P_2AC | 8102603 | no | no |  |  | no |  |  | 0 | 0 | 0 | 0
oh_line_8102603_200816616 |  | AD | node_8102603_200816617 | node_8102603_200816616 | 234.106 | bal_1P_2AC | 8102603 | no | no |  |  | no |  |  | 0 | 0 | 0 | 0
oh_line_8102603_200816617 |  | AD | node_8102603_200816618 | node_8102603_200816617 | 383.723 | bal_1P_2AC | 8102603 | no | no |  |  | no |  |  | 0 | 0 | 0 | 0
oh_line_8102603_200816618 |  | AD | node_8102603_200816619 | node_8102603_200816618 | 384.758 | bal_1P_2AC | 8102603 | no | no |  |  | no |  |  | 0 | 0 | 0 | 0
oh_line_8102603_200816619 |  | AD | node_8102603_201058723 | node_8102603_200816619 | 640.537 | bal_1P_2AC | 8102603 | no | no |  |  | no |  |  | 0 | 0 | 0 | 0
oh_line_8102603_200816620 |  | AD | node_8102603_200816619 | node_8102603_200816620 | 331.383 | bal_1P_1/0AA | 8102603 | no | no |  |  | no |  |  | 0 | 0 | 0 | 0
oh_line_8102603_200816621 |  | AD | node_8102603_200816620 | node_8102603_200816621 | 135.872 | bal_1P_1/0AA | 8102603 | no | no |  |  | no |  |  | 0 | 0 | 0 | 0
oh_line_8102603_200816623 |  | AD | node_8102603_200816624 | node_8102603_200816623 | 171.363 | bal_1P_2AC | 8102603 | no | no |  |  | no |  |  | 0 | 0 | 0 | 0
oh_line_8102603_200816624 |  | AD | node_8102603_200816625 | node_8102603_200816624 | 295.774 | bal_1P_2AC | 8102603 | no | no |  |  | no |  |  | 0 | 0 | 0 | 0
oh_line_8102603_200816625 |  | AD | node_8102603_200816626 | node_8102603_200816625 | 330.595 | bal_1P_2AC | 8102603 | no | no |  |  | no |  |  | 0 | 0 | 0 | 0
oh_line_8102603_200816626 |  | AD | node_8102603_200816627 | node_8102603_200816626 | 401.533 | bal_1P_2AC | 8102603 | no | no |  |  | no |  |  | 0 | 0 | 0 | 0
oh_line_8102603_200816627 |  | AD | node_8102603_200816629 | node_8102603_200816627 | 163.136 | bal_1P_2AC | 8102603 | no | no |  |  | no |  |  | 0 | 0 | 0 | 0
oh_line_8102603_200816629 |  | AD | node_8102603_200816630 | node_8102603_200816629 | 177.054 | bal_1P_2AC | 8102603 | no | no |  |  | no |  |  | 0 | 0 | 0 | 0
oh_line_8102603_200816630 |  | AD | node_8102603_200817529 | node_8102603_200816630 | 282.142 | bal_1P_4/0AC | 8102603 | no | no |  |  | no |  |  | 0 | 0 | 0 | 0
oh_line_8102603_200816727 |  | AN | node_8102603_200816836 | node_8102603_200816727 | 272.18 | bal_1P_DELTACUST | 8102603 | no | no |  |  | no |  |  | 0 | 0 | 0 | 0
oh_line_8102603_200816728 |  | AN | node_8102603_200816727 | node_8102603_200816728 | 235.168 | bal_1P_DELTACUST | 8102603 | no | no |  |  | no |  |  | 0 | 0 | 0 | 0
oh_line_8102603_200816729 |  | AN | node_8102603_200816728 | node_8102603_200816729 | 251.465 | bal_1P_DELTACUST | 8102603 | no | no |  |  | no |  |  | 0 | 0 | 0 | 0
oh_line_8102603_200816796 |  | AD | node_8102603_200816797 | node_8102603_200816796 | 312.943 | bal_1P_4CU | 8102603 | no | no |  |  | no |  |  | 0 | 0 | 0 | 0
oh_line_8102603_200816797 |  | AD | node_8102603_200816798 | node_8102603_200816797 | 173.025 | bal_1P_4CU | 8102603 | no | no |  |  | no |  |  | 0 | 0 | 0 | 0
oh_line_8102603_200816798 |  | AD | node_8102603_200816799 | node_8102603_200816798 | 286.767 | bal_1P_4CU | 8102603 | no | no |  |  | no |  |  | 0 | 0 | 0 | 0
oh_line_8102603_200816799 |  | AD | node_8102603_200816800 | node_8102603_200816799 | 432.314 | bal_1P_4CU | 8102603 | no | no |  |  | no |  |  | 0 | 0 | 0 | 0
oh_line_8102603_200816800 |  | AD | node_8102603_200816801 | node_8102603_200816800 | 416.991 | bal_1P_4CU | 8102603 | no | no |  |  | no |  |  | 0 | 0 | 0 | 0
oh_line_8102603_200816801 |  | AD | node_8102603_200816805 | node_8102603_200816801 | 331.426 | bal_1P_4CU | 8102603 | no | no |  |  | no |  |  | 0 | 0 | 0 | 0
oh_line_8102603_200816805 |  | AD | node_8102603_200816806 | node_8102603_200816805 | 182.014 | bal_1P_4CU | 8102603 | no | no |  |  | no |  |  | 0 | 0 | 0 | 0
oh_line_8102603_200816806 |  | AD | node_8102603_200816807 | node_8102603_200816806 | 211.045 | bal_1P_4CU | 8102603 | no | no |  |  | no |  |  | 0 | 0 | 0 | 0
oh_line_8102603_200816807 |  | AD | node_8102603_200816808 | node_8102603_200816807 | 228.313 | bal_1P_2AC | 8102603 | no | no |  |  | no |  |  | 0 | 0 | 0 | 0
oh_line_8102603_200816808 |  | AD | node_8102603_200816809 | node_8102603_200816808 | 342.993 | bal_1P_2AC | 8102603 | no | no |  |  | no |  |  | 0 | 0 | 0 | 0
oh_line_8102603_200816809 |  | AD | node_8102603_200816810 | node_8102603_200816809 | 382.043 | bal_1P_2AC | 8102603 | no | no |  |  | no |  |  | 0 | 0 | 0 | 0
oh_line_8102603_200816810 |  | AD | node_8102603_200816814 | node_8102603_200816810 | 319.043 | bal_1P_4CU | 8102603 | no | no |  |  | no |  |  | 0 | 0 | 0 | 0
oh_line_8102603_200816811 |  | AD | node_8102603_200816810 | node_8102603_200816811 | 78.112 | bal_1P_2AC | 8102603 | no | no |  |  | no |  |  | 0 | 0 | 0 | 0
oh_line_8102603_200816812 |  | AD | node_8102603_200816811 | node_8102603_200816812 | 157.176 | bal_1P_2AC | 8102603 | no | no |  |  | no |  |  | 0 | 0 | 0 | 0
oh_line_8102603_200816814 |  | AD | node_8102603_200816815 | node_8102603_200816814 | 424.935 | bal_1P_4CU | 8102603 | no | no |  |  | no |  |  | 0 | 0 | 0 | 0
oh_line_8102603_200816815 |  | AD | node_8102603_200816819 | node_8102603_200816815 | 459.324 | bal_1P_4CU | 8102603 | no | no |  |  | no |  |  | 0 | 0 | 0 | 0
oh_line_8102603_200816816 |  | AD | node_8102603_200816815 | node_8102603_200816816 | 40.529 | bal_1P_2AC | 8102603 | no | no |  |  | no |  |  | 0 | 0 | 0 | 0
oh_line_8102603_200816817 |  | AD | node_8102603_200816816 | node_8102603_200816817 | 209.623 | bal_1P_2AC | 8102603 | no | no |  |  | no |  |  | 0 | 0 | 0 | 0
oh_line_8102603_200816818 |  | AD | node_8102603_200816815 | node_8102603_200816818 | 152.157 | bal_1P_1/0AA | 8102603 | no | no |  |  | no |  |  | 0 | 0 | 0 | 0
oh_line_8102603_200816819 |  | AD | node_8102603_200816821 | node_intto1_8102603_200816819 | 238.298 | bal_1P_4CU | 8102603 | no | no |  |  | no |  |  | 0 | 0 | 0 | 0
oh_line_8102603_200816821 |  | AD | node_8102603_200816822 | node_8102603_200816821 | 168.885 | bal_1P_4CU | 8102603 | no | no |  |  | no |  |  | 0 | 0 | 0 | 0
oh_line_8102603_200816822 |  | AD | node_8102603_200816823 | node_8102603_200816822 | 266.865 | bal_1P_4CU | 8102603 | no | no |  |  | no |  |  | 0 | 0 | 0 | 0
oh_line_8102603_200816823 |  | AD | node_8102603_200816824 | node_8102603_200816823 | 182.877 | bal_1P_4CU | 8102603 | no | no |  |  | no |  |  | 0 | 0 | 0 | 0
oh_line_8102603_200816824 |  | AD | node_8102603_200816825 | node_intto1_8102603_200816824 | 226.719 | bal_1P_4CU | 8102603 | no | no |  |  | no |  |  | 0 | 0 | 0 | 0
oh_line_8102603_200816825 |  | AD | node_8102603_200816826 | node_8102603_200816825 | 198.232 | bal_1P_4CU | 8102603 | no | no |  |  | no |  |  | 0 | 0 | 0 | 0
oh_line_8102603_200816826 |  | AD | node_8102603_200816827 | node_8102603_200816826 | 448.326 | bal_1P_4CU | 8102603 | no | no |  |  | no |  |  | 0 | 0 | 0 | 0
oh_line_8102603_200816827 |  | AD | node_8102603_200816828 | node_8102603_200816827 | 485.171 | bal_1P_4CU | 8102603 | no | no |  |  | no |  |  | 0 | 0 | 0 | 0
oh_line_8102603_200816828 |  | AD | node_8102603_200816829 | node_8102603_200816828 | 209.712 | bal_1P_4CU | 8102603 | no | no |  |  | no |  |  | 0 | 0 | 0 | 0
oh_line_8102603_200816829 |  | AD | node_8102603_200816830 | node_8102603_200816829 | 244.856 | bal_1P_4CU | 8102603 | no | no |  |  | no |  |  | 0 | 0 | 0 | 0
oh_line_8102603_200816830 |  | AD | node_8102603_200816831 | node_8102603_200816830 | 419.946 | bal_1P_4CU | 8102603 | no | no |  |  | no |  |  | 0 | 0 | 0 | 0
oh_line_8102603_200816831 |  | AD | node_8102603_200816832 | node_8102603_200816831 | 260.782 | bal_1P_2AC | 8102603 | no | no |  |  | no |  |  | 0 | 0 | 0 | 0
oh_line_8102603_200816832 |  | AD | node_8102603_200816833 | node_8102603_200816832 | 177.77 | bal_1P_2AC | 8102603 | no | no |  |  | no |  |  | 0 | 0 | 0 | 0
oh_line_8102603_200816833 |  | AD | node_8102603_200816834 | node_8102603_200816833 | 264.149 | bal_1P_2AC | 8102603 | no | no |  |  | no |  |  | 0 | 0 | 0 | 0
oh_line_8102603_200816834 |  | AD | node_8102603_200816837 | node_8102603_200816834 | 293.383 | bal_1P_2AC | 8102603 | no | no |  |  | no |  |  | 0 | 0 | 0 | 0
oh_line_8102603_200816835 |  | AD | node_8102603_200816834 | node_intto1_8102603_200816835 | 60.01 | bal_1P_1/0AA | 8102603 | no | no |  |  | no |  |  | 0 | 0 | 0 | 0
oh_line_8102603_200816836 |  | AD | node_8102603_200816835 | node_8102603_200816836 | 184.519 | bal_1P_1/0AA | 8102603 | no | no |  |  | no |  |  | 0 | 0 | 0 | 0
oh_line_8102603_200816837 |  | AD | node_8102603_200816838 | node_intto1_8102603_200816837 | 278.117 | bal_1P_2AC | 8102603 | no | no |  |  | no |  |  | 0 | 0 | 0 | 0
oh_line_8102603_200816838 |  | AD | node_8102603_200816841 | node_8102603_200816838 | 204.885 | bal_1P_2AC | 8102603 | no | no |  |  | no |  |  | 0 | 0 | 0 | 0
oh_line_8102603_200816839 |  | AD | node_8102603_200816838 | node_8102603_200816839 | 357.458 | bal_1P_4CU | 8102603 | no | no |  |  | no |  |  | 0 | 0 | 0 | 0
oh_line_8102603_200816841 |  | AD | node_8102603_200816842 | node_8102603_200816841 | 293.339 | bal_1P_4/0AC | 8102603 | no | no |  |  | no |  |  | 0 | 0 | 0 | 0
oh_line_8102603_200816842 |  | AD | node_8102603_200816845 | node_8102603_200816842 | 301.179 | bal_1P_4/0AC | 8102603 | no | no |  |  | no |  |  | 0 | 0 | 0 | 0
oh_line_8102603_200816843 |  | AD | node_8102603_200816842 | node_8102603_200816843 | 250.018 | bal_1P_2AC | 8102603 | no | no |  |  | no |  |  | 0 | 0 | 0 | 0
oh_line_8102603_200816844 |  | AD | node_8102603_200816843 | node_8102603_200816844 | 167.622 | bal_1P_1/0AA | 8102603 | no | no |  |  | no |  |  | 0 | 0 | 0 | 0
oh_line_8102603_200816845 |  | AD | node_8102603_310047377 | node_8102603_200816845 | 154.958 | bal_1P_1/0AA | 8102603 | no | no |  |  | no |  |  | 0 | 0 | 0 | 0
oh_line_8102603_200816846 |  | AD | node_8102603_200816847 | node_8102603_200816846 | 288.141 | bal_1P_1/0AA | 8102603 | no | no |  |  | no |  |  | 0 | 0 | 0 | 0
oh_line_8102603_200816847 |  | AD | node_8102603_200816848 | node_8102603_200816847 | 294.636 | bal_1P_1/0AA | 8102603 | no | no |  |  | no |  |  | 0 | 0 | 0 | 0
oh_line_8102603_200816848 |  | AD | node_8102603_200816849 | node_8102603_200816848 | 305.495 | bal_1P_1/0AA | 8102603 | no | no |  |  | no |  |  | 0 | 0 | 0 | 0
oh_line_8102603_200816849 |  | AD | node_8102603_200816850 | node_8102603_200816849 | 300.014 | bal_1P_1/0AA | 8102603 | no | no |  |  | no |  |  | 0 | 0 | 0 | 0
oh_line_8102603_200816850 |  | AD | node_8102603_200816851 | node_8102603_200816850 | 296.281 | bal_1P_1/0AA | 8102603 | no | no |  |  | no |  |  | 0 | 0 | 0 | 0
oh_line_8102603_200816851 |  | AD | node_8102603_200816852 | node_8102603_200816851 | 310.583 | bal_1P_1/0AA | 8102603 | no | no |  |  | no |  |  | 0 | 0 | 0 | 0
oh_line_8102603_200816852 |  | AD | node_8102603_200816853 | node_8102603_200816852 | 260.23 | bal_1P_1/0AA | 8102603 | no | no |  |  | no |  |  | 0 | 0 | 0 | 0
oh_line_8102603_200816853 |  | AD | node_8102603_200816854 | node_8102603_200816853 | 290.974 | bal_1P_1/0AA | 8102603 | no | no |  |  | no |  |  | 0 | 0 | 0 | 0
oh_line_8102603_200816854 |  | AD | node_8102603_200816855 | node_8102603_200816854 | 305.838 | bal_1P_1/0AA | 8102603 | no | no |  |  | no |  |  | 0 | 0 | 0 | 0
oh_line_8102603_200816855 |  | AD | node_8102603_200816856 | node_intto1_8102603_200816855 | 305.696 | bal_1P_4/0AC | 8102603 | no | no |  |  | no |  |  | 0 | 0 | 0 | 0
oh_line_8102603_200816856 |  | AD | node_8102603_200816857 | node_8102603_200816856 | 216.613 | bal_1P_4/0AC | 8102603 | no | no |  |  | no |  |  | 0 | 0 | 0 | 0
oh_line_8102603_200816857 |  | AD | node_8102603_200816858 | node_8102603_200816857 | 298.677 | bal_1P_4/0AC | 8102603 | no | no |  |  | no |  |  | 0 | 0 | 0 | 0
oh_line_8102603_200816858 |  | AD | node_8102603_200816859 | node_8102603_200816858 | 339.059 | bal_1P_4/0AC | 8102603 | no | no |  |  | no |  |  | 0 | 0 | 0 | 0
oh_line_8102603_200816859 |  | AD | node_8102603_200816435 | node_8102603_200816859 | 252.04 | bal_1P_4/0AC | 8102603 | no | no |  |  | no |  |  | 0 | 0 | 0 | 0
oh_line_8102603_200816886 |  | AD | node_8102603_200816900 | node_intto1_8102603_200816886 | 1031.105 | bal_1P_1/0AA | 8102603 | no | no |  |  | no |  |  | 0 | 0 | 0 | 0
oh_line_8102603_200816887 |  | AD | node_8102603_200816597 | node_intto1_8102603_200816887 | 288.899 | bal_1P_2AC | 8102603 | no | no |  |  | no |  |  | 0 | 0 | 0 | 0
oh_line_8102603_200816888 |  | AD | node_8102603_200816887 | node_8102603_200816888 | 263.738 | bal_1P_2AC | 8102603 | no | no |  |  | no |  |  | 0 | 0 | 0 | 0
oh_line_8102603_200816889 |  | AD | node_8102603_200816888 | node_8102603_200816889 | 261.362 | bal_1P_2AC | 8102603 | no | no |  |  | no |  |  | 0 | 0 | 0 | 0
oh_line_8102603_200816890 |  | AD | node_8102603_200816889 | node_8102603_200816890 | 317.566 | bal_1P_2AC | 8102603 | no | no |  |  | no |  |  | 0 | 0 | 0 | 0
oh_line_8102603_200816891 |  | AD | node_8102603_200816890 | node_8102603_200816891 | 347.641 | bal_1P_2AC | 8102603 | no | no |  |  | no |  |  | 0 | 0 | 0 | 0
oh_line_8102603_200816892 |  | AD | node_8102603_200975195 | node_8102603_200816892 | 332.602 | bal_1P_2AC | 8102603 | no | no |  |  | no |  |  | 0 | 0 | 0 | 0
oh_line_8102603_200816895 |  | AD | node_8102603_201064137 | node_8102603_200816895 | 173.149 | bal_1P_2AC | 8102603 | no | no |  |  | no |  |  | 0 | 0 | 0 | 0
oh_line_8102603_200816898 |  | AD | node_8102603_200816895 | node_8102603_200816898 | 282.651 | bal_1P_2AC | 8102603 | no | no |  |  | no |  |  | 0 | 0 | 0 | 0
oh_line_8102603_200816899 |  | AD | node_8102603_200816898 | node_8102603_200816899 | 275.964 | bal_1P_2AC | 8102603 | no | no |  |  | no |  |  | 0 | 0 | 0 | 0
oh_line_8102603_200816900 |  | AD | node_8102603_200816899 | node_8102603_200816900 | 59.114 | bal_1P_1/0AA | 8102603 | no | no |  |  | no |  |  | 0 | 0 | 0 | 0
oh_line_8102603_200816901 |  | AD | node_8102603_200816899 | node_8102603_200816901 | 567.578 | bal_1P_2AC | 8102603 | no | no |  |  | no |  |  | 0 | 0 | 0 | 0
oh_line_8102603_200816903 |  | AD | node_8102603_200816901 | node_8102603_200816903 | 439.585 | bal_1P_2AC | 8102603 | no | no |  |  | no |  |  | 0 | 0 | 0 | 0
oh_line_8102603_200816904 |  | AD | node_8102603_200816903 | node_8102603_200816904 | 494.541 | bal_1P_2AC | 8102603 | no | no |  |  | no |  |  | 0 | 0 | 0 | 0
oh_line_8102603_200816905 |  | AD | node_8102603_200816904 | node_8102603_200816905 | 366.706 | bal_1P_2AC | 8102603 | no | no |  |  | no |  |  | 0 | 0 | 0 | 0
oh_line_8102603_200816906 |  | AD | node_8102603_200816905 | node_8102603_200816906 | 242.626 | bal_1P_2AC | 8102603 | no | no |  |  | no |  |  | 0 | 0 | 0 | 0
oh_line_8102603_200816907 |  | AD | node_8102603_200816906 | node_8102603_200816907 | 278.78 | bal_1P_1/0AC | 8102603 | no | no |  |  | no |  |  | 0 | 0 | 0 | 0
oh_line_8102603_200816908 |  | AD | node_8102603_200816907 | node_8102603_200816908 | 337.539 | bal_1P_1/0AC | 8102603 | no | no |  |  | no |  |  | 0 | 0 | 0 | 0
oh_line_8102603_200816909 |  | AD | node_8102603_200816908 | node_8102603_200816909 | 264.314 | bal_1P_1/0AA | 8102603 | no | no |  |  | no |  |  | 0 | 0 | 0 | 0
oh_line_8102603_200816910 |  | AD | node_8102603_200816909 | node_8102603_200816910 | 258.204 | bal_1P_1/0AA | 8102603 | no | no |  |  | no |  |  | 0 | 0 | 0 | 0
oh_line_8102603_200816911 |  | AD | node_8102603_200816910 | node_8102603_200816911 | 295.38 | bal_1P_1/0AA | 8102603 | no | no |  |  | no |  |  | 0 | 0 | 0 | 0
oh_line_8102603_200816912 |  | AD | node_8102603_200816603 | node_intto1_8102603_200816912 | 369.968 | bal_1P_4CU | 8102603 | no | no |  |  | no |  |  | 0 | 0 | 0 | 0
oh_line_8102603_200816913 |  | AD | node_8102603_200816912 | node_8102603_200816913 | 264.232 | bal_1P_4CU | 8102603 | no | no |  |  | no |  |  | 0 | 0 | 0 | 0
oh_line_8102603_200816914 |  | AD | node_8102603_200816935 | node_8102603_200816914 | 451.869 | bal_1P_4CU | 8102603 | no | no |  |  | no |  |  | 0 | 0 | 0 | 0
oh_line_8102603_200816915 |  | AD | node_8102603_200816914 | node_8102603_200816915 | 174.774 | bal_1P_1/0AA | 8102603 | no | no |  |  | no |  |  | 0 | 0 | 0 | 0
oh_line_8102603_200816916 |  | AD | node_8102603_200816915 | node_8102603_200816916 | 337.392 | bal_1P_1/0AA | 8102603 | no | no |  |  | no |  |  | 0 | 0 | 0 | 0
oh_line_8102603_200816917 |  | AD | node_8102603_200816915 | node_8102603_200816917 | 337.209 | bal_1P_1/0AA | 8102603 | no | no |  |  | no |  |  | 0 | 0 | 0 | 0
oh_line_8102603_200816918 |  | AD | node_8102603_200816914 | node_8102603_200816918 | 413.217 | bal_1P_4CU | 8102603 | no | no |  |  | no |  |  | 0 | 0 | 0 | 0
oh_line_8102603_200816919 |  | AD | node_8102603_200816918 | node_8102603_200816919 | 166.245 | bal_1P_2AC | 8102603 | no | no |  |  | no |  |  | 0 | 0 | 0 | 0
oh_line_8102603_200816920 |  | AD | node_8102603_200816913 | node_8102603_200816920 | 253.006 | bal_1P_4CU | 8102603 | no | no |  |  | no |  |  | 0 | 0 | 0 | 0
oh_line_8102603_200816922 |  | AD | node_8102603_200987782 | node_8102603_200816922 | 329.074 | bal_1P_4CU | 8102603 | no | no |  |  | no |  |  | 0 | 0 | 0 | 0
oh_line_8102603_200816923 |  | AD | node_8102603_200816922 | node_8102603_200816923 | 465.134 | bal_1P_4CU | 8102603 | no | no |  |  | no |  |  | 0 | 0 | 0 | 0
oh_line_8102603_200816924 |  | AD | node_8102603_200816923 | node_8102603_200816924 | 459.714 | bal_1P_4CU | 8102603 | no | no |  |  | no |  |  | 0 | 0 | 0 | 0
oh_line_8102603_200816925 |  | AD | node_8102603_200816924 | node_8102603_200816925 | 425.359 | bal_1P_4CU | 8102603 | no | no |  |  | no |  |  | 0 | 0 | 0 | 0
oh_line_8102603_200816927 |  | AD | node_8102603_200816925 | node_8102603_200816927 | 62.01 | bal_1P_1/0AA | 8102603 | no | no |  |  | no |  |  | 0 | 0 | 0 | 0
oh_line_8102603_200816928 |  | AD | node_8102603_200816927 | node_8102603_200816928 | 351.019 | bal_1P_1/0AA | 8102603 | no | no |  |  | no |  |  | 0 | 0 | 0 | 0
oh_line_8102603_200816929 |  | AD | node_8102603_200816925 | node_8102603_200816929 | 306.435 | bal_1P_4CU | 8102603 | no | no |  |  | no |  |  | 0 | 0 | 0 | 0
oh_line_8102603_200816930 |  | AD | node_8102603_200816929 | node_8102603_200816930 | 273.58 | bal_1P_1/0AA | 8102603 | no | no |  |  | no |  |  | 0 | 0 | 0 | 0
oh_line_8102603_200816931 |  | AD | node_8102603_200816930 | node_8102603_200816931 | 287.571 | bal_1P_1/0AA | 8102603 | no | no |  |  | no |  |  | 0 | 0 | 0 | 0
oh_line_8102603_200816932 |  | AD | node_8102603_200816929 | node_intto1_8102603_200816932 | 257.991 | bal_1P_4CU | 8102603 | no | no |  |  | no |  |  | 0 | 0 | 0 | 0
oh_line_8102603_200816935 |  | AD | node_8102603_200816932 | node_8102603_200816935 | 386.329 | bal_1P_4CU | 8102603 | no | no |  |  | no |  |  | 0 | 0 | 0 | 0
oh_line_8102603_200816937 |  | AD | node_8102603_200816942 | node_8102603_200816937 | 301.352 | bal_1P_1/0AA | 8102603 | no | no |  |  | no |  |  | 0 | 0 | 0 | 0
oh_line_8102603_200816939 |  | AD | node_8102603_200816822 | node_8102603_200816939 | 101.591 | bal_1P_2AC | 8102603 | no | no |  |  | no |  |  | 0 | 0 | 0 | 0
oh_line_8102603_200816941 |  | AD | node_8102603_200816960 | node_8102603_200816941 | 329.347 | bal_1P_2AC | 8102603 | no | no |  |  | no |  |  | 0 | 0 | 0 | 0
oh_line_8102603_200816942 |  | AD | node_8102603_200816941 | node_8102603_200816942 | 274.711 | bal_1P_1/0AA | 8102603 | no | no |  |  | no |  |  | 0 | 0 | 0 | 0
oh_line_8102603_200816943 |  | AD | node_8102603_200951098 | node_8102603_200816943 | 126.663 | bal_1P_1/0AA | 8102603 | no | no |  |  | no |  |  | 0 | 0 | 0 | 0
oh_line_8102603_200816944 |  | AD | node_8102603_200816943 | node_8102603_200816944 | 270.126 | bal_1P_1/0AA | 8102603 | no | no |  |  | no |  |  | 0 | 0 | 0 | 0
oh_line_8102603_200816945 |  | AD | node_8102603_200816944 | node_8102603_200816945 | 201.003 | bal_1P_1/0AA | 8102603 | no | no |  |  | no |  |  | 0 | 0 | 0 | 0
oh_line_8102603_200816946 |  | AD | node_8102603_200816939 | node_intto1_8102603_200816946 | 438.648 | bal_1P_2AC | 8102603 | no | no |  |  | no |  |  | 0 | 0 | 0 | 0
oh_line_8102603_200816947 |  | AD | node_8102603_200816946 | node_8102603_200816947 | 196.907 | bal_1P_1/0AC | 8102603 | no | no |  |  | no |  |  | 0 | 0 | 0 | 0
oh_line_8102603_200816948 |  | AD | node_8102603_200816947 | node_8102603_200816948 | 337.336 | bal_1P_1/0AC | 8102603 | no | no |  |  | no |  |  | 0 | 0 | 0 | 0
oh_line_8102603_200816949 |  | AD | node_8102603_200816948 | node_8102603_200816949 | 220.211 | bal_1P_1/0AC | 8102603 | no | no |  |  | no |  |  | 0 | 0 | 0 | 0
oh_line_8102603_200816950 |  | AD | node_8102603_200816949 | node_8102603_200816950 | 263.434 | bal_1P_1/0AC | 8102603 | no | no |  |  | no |  |  | 0 | 0 | 0 | 0
oh_line_8102603_200816951 |  | AD | node_8102603_200816950 | node_8102603_200816951 | 399.528 | bal_1P_1/0AC | 8102603 | no | no |  |  | no |  |  | 0 | 0 | 0 | 0
oh_line_8102603_200816953 |  | AD | node_8102603_200816951 | node_8102603_200816953 | 358.254 | bal_1P_2AC | 8102603 | no | no |  |  | no |  |  | 0 | 0 | 0 | 0
oh_line_8102603_200816954 |  | AD | node_8102603_200816953 | node_8102603_200816954 | 244.957 | bal_1P_1/0AA | 8102603 | no | no |  |  | no |  |  | 0 | 0 | 0 | 0
oh_line_8102603_200816955 |  | AD | node_8102603_200816953 | node_8102603_200816955 | 278.725 | bal_1P_2AC | 8102603 | no | no |  |  | no |  |  | 0 | 0 | 0 | 0
oh_line_8102603_200816956 |  | AD | node_8102603_200816955 | node_8102603_200816956 | 244.993 | bal_1P_2AC | 8102603 | no | no |  |  | no |  |  | 0 | 0 | 0 | 0
oh_line_8102603_200816958 |  | AD | node_8102603_200816956 | node_8102603_200816958 | 168.674 | bal_1P_2AC | 8102603 | no | no |  |  | no |  |  | 0 | 0 | 0 | 0
oh_line_8102603_200816960 |  | AD | node_8102603_200816958 | node_8102603_200816960 | 370.522 | bal_1P_2AC | 8102603 | no | no |  |  | no |  |  | 0 | 0 | 0 | 0
oh_line_8102603_200817007 |  | AD | node_8102603_200816923 | node_intto1_8102603_200817007 | 335.964 | bal_1P_2AC | 8102603 | no | no |  |  | no |  |  | 0 | 0 | 0 | 0
oh_line_8102603_200817008 |  | AD | node_8102603_200817032 | node_8102603_200817008 | 344.984 | bal_1P_4CU | 8102603 | no | no |  |  | no |  |  | 0 | 0 | 0 | 0
oh_line_8102603_200817009 |  | AD | node_8102603_200817008 | node_8102603_200817009 | 370.099 | bal_1P_4CU | 8102603 | no | no |  |  | no |  |  | 0 | 0 | 0 | 0
oh_line_8102603_200817011-1 |  | AD | node_1376876_004_15361926_957 | node_8102603_200817011 | 4.999 | bal_1P_4CU | 8102603 | no | no |  |  | no |  |  | 0 | 0 | 0 | 0
oh_line_8102603_200817011-2 |  | AD | node_8102603_200817009 | node_1376876_004_15361926_957 | 346.144 | bal_1P_4CU | 8102603 | no | no |  |  | no |  |  | 0 | 0 | 0 | 0
oh_line_8102603_200817012 |  | AD | node_8102603_200817011 | node_8102603_200817012 | 376.914 | bal_1P_4CU | 8102603 | no | no |  |  | no |  |  | 0 | 0 | 0 | 0
oh_line_8102603_200817014 |  | AD | node_8102603_200970591 | node_8102603_200817014 | 363.884 | bal_1P_4CU | 8102603 | no | no |  |  | no |  |  | 0 | 0 | 0 | 0
oh_line_8102603_200817015 |  | AD | node_8102603_200817014 | node_8102603_200817015 | 423.874 | bal_1P_4CU | 8102603 | no | no |  |  | no |  |  | 0 | 0 | 0 | 0
oh_line_8102603_200817016 |  | AD | node_8102603_200817015 | node_8102603_200817016 | 325.055 | bal_1P_4CU | 8102603 | no | no |  |  | no |  |  | 0 | 0 | 0 | 0
oh_line_8102603_200817017 |  | AD | node_8102603_200817007 | node_8102603_200817017 | 439.031 | bal_1P_2AC | 8102603 | no | no |  |  | no |  |  | 0 | 0 | 0 | 0
oh_line_8102603_200817018 |  | AD | node_8102603_200817017 | node_8102603_200817018 | 639.54 | bal_1P_2AC | 8102603 | no | no |  |  | no |  |  | 0 | 0 | 0 | 0
oh_line_8102603_200817019 |  | AD | node_8102603_200817018 | node_8102603_200817019 | 241.749 | bal_1P_2AC | 8102603 | no | no |  |  | no |  |  | 0 | 0 | 0 | 0
oh_line_8102603_200817020 |  | AD | node_8102603_200817019 | node_8102603_200817020 | 311.582 | bal_1P_2AC | 8102603 | no | no |  |  | no |  |  | 0 | 0 | 0 | 0
oh_line_8102603_200817021 |  | AD | node_8102603_200817020 | node_8102603_200817021 | 142.919 | bal_1P_2AC | 8102603 | no | no |  |  | no |  |  | 0 | 0 | 0 | 0
oh_line_8102603_200817022 |  | AD | node_8102603_200817018 | node_8102603_200817022 | 579.335 | bal_1P_2AC | 8102603 | no | no |  |  | no |  |  | 0 | 0 | 0 | 0
oh_line_8102603_200817024 |  | AD | node_8102603_200817022 | node_8102603_200817024 | 422.755 | bal_1P_2AC | 8102603 | no | no |  |  | no |  |  | 0 | 0 | 0 | 0
oh_line_8102603_200817025 |  | AD | node_8102603_200817024 | node_8102603_200817025 | 153.335 | bal_1P_4CU | 8102603 | no | no |  |  | no |  |  | 0 | 0 | 0 | 0
oh_line_8102603_200817026 |  | AD | node_8102603_200817025 | node_8102603_200817026 | 216.009 | bal_1P_4CU | 8102603 | no | no |  |  | no |  |  | 0 | 0 | 0 | 0
oh_line_8102603_200817028 |  | AD | node_8102603_201010438 | node_8102603_200817028 | 400.412 | bal_1P_4CU | 8102603 | no | no |  |  | no |  |  | 0 | 0 | 0 | 0
oh_line_8102603_200817029 |  | AD | node_8102603_200817028 | node_8102603_200817029 | 79.635 | bal_1P_1/0AA | 8102603 | no | no |  |  | no |  |  | 0 | 0 | 0 | 0
oh_line_8102603_200817030 |  | AD | node_8102603_200817029 | node_8102603_200817030 | 345.956 | bal_1P_1/0AA | 8102603 | no | no |  |  | no |  |  | 0 | 0 | 0 | 0
oh_line_8102603_200817032 |  | AD | node_8102603_200947697 | node_8102603_200817032 | 208.412 | bal_1P_4CU | 8102603 | no | no |  |  | no |  |  | 0 | 0 | 0 | 0
oh_line_8102603_200817050 |  | AD | node_8102603_200817081 | node_8102603_200817050 | 386.228 | bal_1P_4AC | 8102603 | no | no |  |  | no |  |  | 0 | 0 | 0 | 0
oh_line_8102603_200817052 |  | AD | node_8102603_200817050 | node_8102603_200817052 | 240.625 | bal_1P_2AC | 8102603 | no | no |  |  | no |  |  | 0 | 0 | 0 | 0
oh_line_8102603_200817053 |  | AD | node_8102603_200817052 | node_8102603_200817053 | 210.179 | bal_1P_2AC | 8102603 | no | no |  |  | no |  |  | 0 | 0 | 0 | 0
oh_line_8102603_200817054 |  | AD | node_8102603_200817053 | node_8102603_200817054 | 306.422 | bal_1P_2AC | 8102603 | no | no |  |  | no |  |  | 0 | 0 | 0 | 0
oh_line_8102603_200817056 |  | AD | node_8102603_200817054 | node_8102603_200817056 | 246.463 | bal_1P_2AC | 8102603 | no | no |  |  | no |  |  | 0 | 0 | 0 | 0
oh_line_8102603_200817057 |  | AD | node_8102603_200817056 | node_8102603_200817057 | 122.166 | bal_1P_1/0AA | 8102603 | no | no |  |  | no |  |  | 0 | 0 | 0 | 0
oh_line_8102603_200817058 |  | AD | node_8102603_200817056 | node_8102603_200817058 | 206.351 | bal_1P_1/0AA | 8102603 | no | no |  |  | no |  |  | 0 | 0 | 0 | 0
oh_line_8102603_200817059 |  | AD | node_8102603_200817056 | node_8102603_200817059 | 185.643 | bal_1P_2AC | 8102603 | no | no |  |  | no |  |  | 0 | 0 | 0 | 0
oh_line_8102603_200817060 |  | AD | node_8102603_200817059 | node_8102603_200817060 | 398.822 | bal_1P_2AC | 8102603 | no | no |  |  | no |  |  | 0 | 0 | 0 | 0
oh_line_8102603_200817061 |  | AD | node_8102603_200817059 | node_8102603_200817061 | 365.28 | bal_1P_1/0AA | 8102603 | no | no |  |  | no |  |  | 0 | 0 | 0 | 0
oh_line_8102603_200817062 |  | AD | node_8102603_200817061 | node_8102603_200817062 | 393.4 | bal_1P_1/0AA | 8102603 | no | no |  |  | no |  |  | 0 | 0 | 0 | 0
oh_line_8102603_200817063 |  | AD | node_8102603_200817062 | node_8102603_200817063 | 47.125 | bal_1P_1/0AA | 8102603 | no | no |  |  | no |  |  | 0 | 0 | 0 | 0
oh_line_8102603_200817064 |  | AD | node_8102603_200817063 | node_8102603_200817064 | 296.644 | bal_1P_1/0AA | 8102603 | no | no |  |  | no |  |  | 0 | 0 | 0 | 0
oh_line_8102603_200817065 |  | AD | node_8102603_200817062 | node_8102603_200817065 | 195.425 | bal_1P_1/0AA | 8102603 | no | no |  |  | no |  |  | 0 | 0 | 0 | 0
oh_line_8102603_200817066 |  | AD | node_8102603_200817065 | node_8102603_200817066 | 318.159 | bal_1P_1/0AA | 8102603 | no | no |  |  | no |  |  | 0 | 0 | 0 | 0
oh_line_8102603_200817067 |  | AD | node_8102603_200817066 | node_8102603_200817067 | 292.467 | bal_1P_1/0AA | 8102603 | no | no |  |  | no |  |  | 0 | 0 | 0 | 0
oh_line_8102603_200817068 |  | AD | node_8102603_200817536 | node_intto1_8102603_200817068 | 114.842 | bal_1P_4AC | 8102603 | no | no |  |  | no |  |  | 0 | 0 | 0 | 0
oh_line_8102603_200817069 |  | AD | node_8102603_200817068 | node_8102603_200817069 | 303.776 | bal_1P_4AC | 8102603 | no | no |  |  | no |  |  | 0 | 0 | 0 | 0
oh_line_8102603_200817070 |  | AD | node_8102603_200817069 | node_8102603_200817070 | 337.289 | bal_1P_4AC | 8102603 | no | no |  |  | no |  |  | 0 | 0 | 0 | 0
oh_line_8102603_200817072 |  | AD | node_8102603_200817070 | node_8102603_200817072 | 405.702 | bal_1P_4AC | 8102603 | no | no |  |  | no |  |  | 0 | 0 | 0 | 0
oh_line_8102603_200817073 |  | AD | node_8102603_200817072 | node_8102603_200817073 | 168.885 | bal_1P_4AC | 8102603 | no | no |  |  | no |  |  | 0 | 0 | 0 | 0
oh_line_8102603_200817074 |  | AD | node_8102603_200817073 | node_8102603_200817074 | 181.458 | bal_1P_2AC | 8102603 | no | no |  |  | no |  |  | 0 | 0 | 0 | 0
oh_line_8102603_200817075 |  | AD | node_8102603_200817073 | node_8102603_200817075 | 284.959 | bal_1P_4AC | 8102603 | no | no |  |  | no |  |  | 0 | 0 | 0 | 0
oh_line_8102603_200817076 |  | AD | node_8102603_200817075 | node_8102603_200817076 | 89.75 | bal_1P_1/0AA | 8102603 | no | no |  |  | no |  |  | 0 | 0 | 0 | 0
oh_line_8102603_200817077 |  | AD | node_8102603_200817075 | node_8102603_200817077 | 142.992 | bal_1P_4AC | 8102603 | no | no |  |  | no |  |  | 0 | 0 | 0 | 0
oh_line_8102603_200817078 |  | AD | node_8102603_200817077 | node_8102603_200817078 | 148.298 | bal_1P_4AC | 8102603 | no | no |  |  | no |  |  | 0 | 0 | 0 | 0
oh_line_8102603_200817079 |  | AD | node_8102603_200817078 | node_8102603_200817079 | 70.083 | bal_1P_4AC | 8102603 | no | no |  |  | no |  |  | 0 | 0 | 0 | 0
oh_line_8102603_200817080 |  | AD | node_8102603_200817079 | node_8102603_200817080 | 347.097 | bal_1P_4AC | 8102603 | no | no |  |  | no |  |  | 0 | 0 | 0 | 0
oh_line_8102603_200817081 |  | AD | node_8102603_200817080 | node_8102603_200817081 | 356.537 | bal_1P_4AC | 8102603 | no | no |  |  | no |  |  | 0 | 0 | 0 | 0
oh_line_8102603_200817508 |  | ABCD | node_8102603_200816395 | node_8102603_200817508 | 228.321 | bal_3P_4/0AC | 8102603 | no | no |  |  | no |  |  | 0 | 0 | 0 | 0
oh_line_8102603_200817510 |  | AD | node_8102603_200817541 | node_8102603_200817510 | 262.81 | bal_1P_4/0AC | 8102603 | no | no |  |  | no |  |  | 0 | 0 | 0 | 0
oh_line_8102603_200817512 |  | AD | node_8102603_200817510 | node_8102603_200817512 | 295.374 | bal_1P_4/0AC | 8102603 | no | no |  |  | no |  |  | 0 | 0 | 0 | 0
oh_line_8102603_200817513 |  | AD | node_8102603_200817512 | node_8102603_200817513 | 252.503 | bal_1P_4/0AC | 8102603 | no | no |  |  | no |  |  | 0 | 0 | 0 | 0
oh_line_8102603_200817514 |  | AD | node_8102603_200817513 | node_8102603_200817514 | 139.115 | bal_1P_4/0AC | 8102603 | no | no |  |  | no |  |  | 0 | 0 | 0 | 0
oh_line_8102603_200817515 |  | AD | node_8102603_200817514 | node_8102603_200817515 | 275.33 | bal_1P_4/0AC | 8102603 | no | no |  |  | no |  |  | 0 | 0 | 0 | 0
oh_line_8102603_200817517 |  | AD | node_8102603_311899381 | node_8102603_200817517 | 98.573 | bal_1P_4AC | 8102603 | no | no |  |  | no |  |  | 0 | 0 | 0 | 0
oh_line_8102603_200817518 |  | AD | node_8102603_200817517 | node_8102603_200817518 | 239.458 | bal_1P_4/0AC | 8102603 | no | no |  |  | no |  |  | 0 | 0 | 0 | 0
oh_line_8102603_200817519 |  | AD | node_8102603_200817518 | node_8102603_200817519 | 92.827 | bal_1P_4/0AC | 8102603 | no | no |  |  | no |  |  | 0 | 0 | 0 | 0
oh_line_8102603_200817520 |  | AD | node_8102603_200817519 | node_8102603_200817520 | 524.48 | bal_1P_2AC | 8102603 | no | no |  |  | no |  |  | 0 | 0 | 0 | 0
oh_line_8102603_200817521 |  | AD | node_8102603_200817519 | node_8102603_200817521 | 182.66 | bal_1P_4/0AC | 8102603 | no | no |  |  | no |  |  | 0 | 0 | 0 | 0
oh_line_8102603_200817522 |  | AD | node_8102603_200817521 | node_8102603_200817522 | 214.73 | bal_1P_4/0AC | 8102603 | no | no |  |  | no |  |  | 0 | 0 | 0 | 0
oh_line_8102603_200817523 |  | AD | node_8102603_200817522 | node_8102603_200817523 | 237.456 | bal_1P_4/0AC | 8102603 | no | no |  |  | no |  |  | 0 | 0 | 0 | 0
oh_line_8102603_200817524 |  | AD | node_8102603_200817523 | node_8102603_200817524 | 256.248 | bal_1P_4/0AC | 8102603 | no | no |  |  | no |  |  | 0 | 0 | 0 | 0
oh_line_8102603_200817525 |  | ABCD | node_8102603_200817508 | node_8102603_200817525 | 158.267 | bal_3P_4/0AC | 8102603 | no | no |  |  | no |  |  | 0 | 0 | 0 | 0
oh_line_8102603_200817526 |  | ABCD | node_8102603_200817525 | node_8102603_200817526 | 243.467 | bal_3P_4/0AC | 8102603 | no | no |  |  | no |  |  | 0 | 0 | 0 | 0
oh_line_8102603_200817527 |  | AD | node_8102603_200817524 | node_8102603_200817527 | 292.157 | bal_1P_4/0AC | 8102603 | no | no |  |  | no |  |  | 0 | 0 | 0 | 0
oh_line_8102603_200817528 |  | AD | node_8102603_200817527 | node_8102603_200817528 | 292.155 | bal_1P_4/0AC | 8102603 | no | no |  |  | no |  |  | 0 | 0 | 0 | 0
oh_line_8102603_200817529 |  | AD | node_8102603_200817528 | node_8102603_200817529 | 287.177 | bal_1P_4/0AC | 8102603 | no | no |  |  | no |  |  | 0 | 0 | 0 | 0
oh_line_8102603_200817530 |  | ABCD | node_8102603_200817526 | node_8102603_200817530 | 142.992 | bal_3P_4/0AC | 8102603 | no | no |  |  | no |  |  | 0 | 0 | 0 | 0
oh_line_8102603_200817531 |  | AD | node_8102603_200817530 | node_8102603_200817531 | 234.32 | bal_1P_1/0AC | 8102603 | no | no |  |  | no |  |  | 0 | 0 | 0 | 0
oh_line_8102603_200817532 |  | AD | node_8102603_200817531 | node_8102603_200817532 | 274.518 | bal_1P_1/0AC | 8102603 | no | no |  |  | no |  |  | 0 | 0 | 0 | 0
oh_line_8102603_200817533 |  | AD | node_8102603_200817532 | node_8102603_200817533 | 199.93 | bal_1P_1/0AC | 8102603 | no | no |  |  | no |  |  | 0 | 0 | 0 | 0
oh_line_8102603_200817534 |  | AD | node_8102603_200817533 | node_8102603_200817534 | 197.812 | bal_1P_1/0AC | 8102603 | no | no |  |  | no |  |  | 0 | 0 | 0 | 0
oh_line_8102603_200817536 |  | ABCD | node_8102603_200817530 | node_8102603_200817536 | 260.582 | bal_3P_4/0AC | 8102603 | no | no |  |  | no |  |  | 0 | 0 | 0 | 0
oh_line_8102603_200817537 |  | AD | node_8102603_200817536 | node_intto1_8102603_200817537 | 283.538 | bal_1P_4/0AC | 8102603 | no | no |  |  | no |  |  | 0 | 0 | 0 | 0
oh_line_8102603_200817538 |  | AD | node_8102603_200817537 | node_8102603_200817538 | 242.207 | bal_1P_4/0AC | 8102603 | no | no |  |  | no |  |  | 0 | 0 | 0 | 0
oh_line_8102603_200817539 |  | AD | node_8102603_200817538 | node_8102603_200817539 | 255.508 | bal_1P_4/0AC | 8102603 | no | no |  |  | no |  |  | 0 | 0 | 0 | 0
oh_line_8102603_200817541 |  | AD | node_8102603_201022080 | node_8102603_200817541 | 300.729 | bal_1P_4/0AC | 8102603 | no | no |  |  | no |  |  | 0 | 0 | 0 | 0
oh_line_8102603_200817581 |  | AD | node_8102603_200816400 | node_intto1_8102603_200817581 | 222.063 | bal_1P_1/0AA | 8102603 | no | no |  |  | no |  |  | 0 | 0 | 0 | 0
oh_line_8102603_200817582 |  | AD | node_8102603_200817581 | node_8102603_200817582 | 216.507 | bal_1P_1/0AA | 8102603 | no | no |  |  | no |  |  | 0 | 0 | 0 | 0
oh_line_8102603_200817586 |  | AD | node_8102603_200817582 | node_8102603_200817586 | 255.222 | bal_1P_1/0AA | 8102603 | no | no |  |  | no |  |  | 0 | 0 | 0 | 0
oh_line_8102603_200817587 |  | AD | node_8102603_200817586 | node_8102603_200817587 | 243.702 | bal_1P_1/0AA | 8102603 | no | no |  |  | no |  |  | 0 | 0 | 0 | 0
oh_line_8102603_200817589 |  | AD | node_8102603_200817587 | node_8102603_200817589 | 372.653 | bal_1P_2AC | 8102603 | no | no |  |  | no |  |  | 0 | 0 | 0 | 0
oh_line_8102603_200817590 |  | AD | node_8102603_200817589 | node_8102603_200817590 | 309.813 | bal_1P_2AC | 8102603 | no | no |  |  | no |  |  | 0 | 0 | 0 | 0
oh_line_8102603_200817591 |  | AD | node_8102603_200817590 | node_8102603_200817591 | 337.535 | bal_1P_1/0AC | 8102603 | no | no |  |  | no |  |  | 0 | 0 | 0 | 0
oh_line_8102603_200817594 |  | AD | node_8102603_200817591 | node_8102603_200817594 | 323.075 | bal_1P_1/0AA | 8102603 | no | no |  |  | no |  |  | 0 | 0 | 0 | 0
oh_line_8102603_200817615 |  | AD | node_8102603_200816435 | node_8102603_200817615 | 130.911 | bal_1P_1/0AA | 8102603 | no | no |  |  | no |  |  | 0 | 0 | 0 | 0
oh_line_8102603_200817616 |  | AD | node_8102603_200817626 | node_8102603_200817616 | 352.294 | bal_1P_1/0AA | 8102603 | no | no |  |  | no |  |  | 0 | 0 | 0 | 0
oh_line_8102603_200817618 |  | AD | node_8102603_200817616 | node_8102603_200817618 | 279.388 | bal_1P_1/0AA | 8102603 | no | no |  |  | no |  |  | 0 | 0 | 0 | 0
oh_line_8102603_200817619 |  | AD | node_8102603_200817615 | node_intto1_8102603_200817619 | 290.783 | bal_1P_1/0AA | 8102603 | no | no |  |  | no |  |  | 0 | 0 | 0 | 0
oh_line_8102603_200817620 |  | AD | node_8102603_200817619 | node_8102603_200817620 | 259.23 | bal_1P_1/0AA | 8102603 | no | no |  |  | no |  |  | 0 | 0 | 0 | 0
oh_line_8102603_200817621 |  | AD | node_8102603_200817620 | node_8102603_200817621 | 284.714 | bal_1P_1/0AA | 8102603 | no | no |  |  | no |  |  | 0 | 0 | 0 | 0
oh_line_8102603_200817622 |  | AD | node_8102603_200817621 | node_8102603_200817622 | 270.23 | bal_1P_1/0AA | 8102603 | no | no |  |  | no |  |  | 0 | 0 | 0 | 0
oh_line_8102603_200817623 |  | AD | node_8102603_200817622 | node_8102603_200817623 | 262.262 | bal_1P_1/0AA | 8102603 | no | no |  |  | no |  |  | 0 | 0 | 0 | 0
oh_line_8102603_200817624 |  | AD | node_8102603_200817623 | node_8102603_200817624 | 308.454 | bal_1P_1/0AA | 8102603 | no | no |  |  | no |  |  | 0 | 0 | 0 | 0
oh_line_8102603_200817625 |  | AD | node_8102603_200817624 | node_8102603_200817625 | 318.85 | bal_1P_1/0AA | 8102603 | no | no |  |  | no |  |  | 0 | 0 | 0 | 0
oh_line_8102603_200817626 |  | AD | node_8102603_200817625 | node_8102603_200817626 | 294.067 | bal_1P_1/0AA | 8102603 | no | no |  |  | no |  |  | 0 | 0 | 0 | 0
oh_line_8102603_200817640 |  | AD | node_8102603_200817648 | node_8102603_200817640 | 322.398 | bal_1P_1/0AA | 8102603 | no | no |  |  | no |  |  | 0 | 0 | 0 | 0
oh_line_8102603_200817641 |  | AD | node_8102603_200817640 | node_8102603_200817641 | 373.256 | bal_1P_1/0AA | 8102603 | no | no |  |  | no |  |  | 0 | 0 | 0 | 0
oh_line_8102603_200817642 |  | AD | node_8102603_200817641 | node_8102603_200817642 | 274.472 | bal_1P_1/0AA | 8102603 | no | no |  |  | no |  |  | 0 | 0 | 0 | 0
oh_line_8102603_200817643 |  | AD | node_8102603_200817642 | node_8102603_200817643 | 250.343 | bal_1P_1/0AA | 8102603 | no | no |  |  | no |  |  | 0 | 0 | 0 | 0
oh_line_8102603_200817644 |  | AD | node_8102603_200817643 | node_8102603_200817644 | 225.39 | bal_1P_1/0AA | 8102603 | no | no |  |  | no |  |  | 0 | 0 | 0 | 0
oh_line_8102603_200817645 |  | AD | node_8102603_200817653 | node_8102603_200817645 | 423.423 | bal_1P_1/0AA | 8102603 | no | no |  |  | no |  |  | 0 | 0 | 0 | 0
oh_line_8102603_200817646 |  | AD | node_8102603_200817645 | node_8102603_200817646 | 178.349 | bal_1P_1/0AA | 8102603 | no | no |  |  | no |  |  | 0 | 0 | 0 | 0
oh_line_8102603_200817647 |  | AD | node_8102603_200817646 | node_8102603_200817647 | 141.615 | bal_1P_1/0AA | 8102603 | no | no |  |  | no |  |  | 0 | 0 | 0 | 0
oh_line_8102603_200817648 |  | AD | node_8102603_200817647 | node_8102603_200817648 | 320.007 | bal_1P_1/0AA | 8102603 | no | no |  |  | no |  |  | 0 | 0 | 0 | 0
oh_line_8102603_200817649 |  | AD | node_8102603_200816960 | node_8102603_200817649 | 508.035 | bal_1P_4CU | 8102603 | no | no |  |  | no |  |  | 0 | 0 | 0 | 0
oh_line_8102603_200817650 |  | AD | node_8102603_200817649 | node_8102603_200817650 | 331.305 | bal_1P_1/0AC | 8102603 | no | no |  |  | no |  |  | 0 | 0 | 0 | 0
oh_line_8102603_200817652 |  | AD | node_8102603_200817650 | node_8102603_200817652 | 206.772 | bal_1P_1/0AA | 8102603 | no | no |  |  | no |  |  | 0 | 0 | 0 | 0
oh_line_8102603_200817653 |  | AD | node_8102603_200817652 | node_8102603_200817653 | 363.265 | bal_1P_1/0AA | 8102603 | no | no |  |  | no |  |  | 0 | 0 | 0 | 0
oh_line_8102603_200817654 |  | AD | node_8102603_200817653 | node_8102603_200817654 | 44.265 | bal_1P_1/0AA | 8102603 | no | no |  |  | no |  |  | 0 | 0 | 0 | 0
oh_line_8102603_200817664 |  | AD | node_8102603_200816616 | node_8102603_200817664 | 256.194 | bal_1P_1/0AC | 8102603 | no | no |  |  | no |  |  | 0 | 0 | 0 | 0
oh_line_8102603_200817665 |  | AD | node_8102603_200817664 | node_intto1_8102603_200817665 | 232.094 | bal_1P_2AC | 8102603 | no | no |  |  | no |  |  | 0 | 0 | 0 | 0
oh_line_8102603_200817666 |  | AD | node_8102603_200817665 | node_8102603_200817666 | 189.519 | bal_1P_2AC | 8102603 | no | no |  |  | no |  |  | 0 | 0 | 0 | 0
oh_line_8102603_200817667 |  | AD | node_8102603_200817666 | node_8102603_200817667 | 205.765 | bal_1P_2AC | 8102603 | no | no |  |  | no |  |  | 0 | 0 | 0 | 0
oh_line_8102603_200817668 |  | AD | node_8102603_200817667 | node_8102603_200817668 | 198.375 | bal_1P_2AC | 8102603 | no | no |  |  | no |  |  | 0 | 0 | 0 | 0
oh_line_8102603_200817669 |  | AD | node_8102603_200817668 | node_8102603_200817669 | 204.559 | bal_1P_2AC | 8102603 | no | no |  |  | no |  |  | 0 | 0 | 0 | 0
oh_line_8102603_200817670 |  | AD | node_8102603_200817669 | node_8102603_200817670 | 230.67 | bal_1P_2AC | 8102603 | no | no |  |  | no |  |  | 0 | 0 | 0 | 0
oh_line_8102603_200817671 |  | AD | node_8102603_200817670 | node_8102603_200817671 | 227.326 | bal_1P_2AC | 8102603 | no | no |  |  | no |  |  | 0 | 0 | 0 | 0
oh_line_8102603_200817672 |  | AD | node_8102603_200817670 | node_8102603_200817672 | 465.394 | bal_1P_2AC | 8102603 | no | no |  |  | no |  |  | 0 | 0 | 0 | 0
oh_line_8102603_200817673 |  | AD | node_8102603_200817672 | node_8102603_200817673 | 235.432 | bal_1P_1/0AA | 8102603 | no | no |  |  | no |  |  | 0 | 0 | 0 | 0
oh_line_8102603_200817674 |  | AD | node_8102603_200817670 | node_8102603_200817674 | 141.636 | bal_1P_2AC | 8102603 | no | no |  |  | no |  |  | 0 | 0 | 0 | 0
oh_line_8102603_200840007 |  | ABCD | node_SOURCE_8102603 | node_8102603_200840007 | 78.092 | bal_3P_336AC | 8102603 | no | no |  |  | no |  |  | 0 | 0 | 0 | 0
oh_line_8102603_200840248 |  | ABCD | node_8102603_200840007 | node_8102603_200840248 | 34.029 | bal_3P_336AC | 8102603 | no | no |  |  | no |  |  | 0 | 0 | 0 | 0
oh_line_8102603_200840249 |  | AD | node_8102603_200840248 | node_intto1_8102603_200840249 | 143.121 | bal_1P_1/0AC | 8102603 | no | no |  |  | no |  |  | 0 | 0 | 0 | 0
oh_line_8102603_200840250 |  | AD | node_8102603_200840249 | node_8102603_200840250 | 214.493 | bal_1P_1/0AC | 8102603 | no | no |  |  | no |  |  | 0 | 0 | 0 | 0
oh_line_8102603_200840251 |  | AD | node_8102603_200840250 | node_8102603_200840251 | 72.425 | bal_1P_1/0AA | 8102603 | no | no |  |  | no |  |  | 0 | 0 | 0 | 0
oh_line_8102603_200840252 |  | AD | node_8102603_200840251 | node_8102603_200840252 | 157.581 | bal_1P_1/0AA | 8102603 | no | no |  |  | no |  |  | 0 | 0 | 0 | 0
oh_line_8102603_200840253 |  | AD | node_8102603_200840250 | node_8102603_200840253 | 159.651 | bal_1P_1/0AC | 8102603 | no | no |  |  | no |  |  | 0 | 0 | 0 | 0
oh_line_8102603_200840254 |  | AD | node_8102603_200840253 | node_8102603_200840254 | 190.515 | bal_1P_1/0AC | 8102603 | no | no |  |  | no |  |  | 0 | 0 | 0 | 0
oh_line_8102603_200840255 |  | AD | node_8102603_200840254 | node_8102603_200840255 | 194.535 | bal_1P_1/0AC | 8102603 | no | no |  |  | no |  |  | 0 | 0 | 0 | 0
oh_line_8102603_200840262 |  | AD | node_8102603_200840255 | node_8102603_200840262 | 268.47 | bal_1P_2AC | 8102603 | no | no |  |  | no |  |  | 0 | 0 | 0 | 0
oh_line_8102603_200840263 |  | AD | node_8102603_200840262 | node_8102603_200840263 | 78.031 | bal_1P_1/0AA | 8102603 | no | no |  |  | no |  |  | 0 | 0 | 0 | 0
oh_line_8102603_200840264 |  | AD | node_8102603_200840263 | node_8102603_200840264 | 244.176 | bal_1P_1/0AA | 8102603 | no | no |  |  | no |  |  | 0 | 0 | 0 | 0
oh_line_8102603_200840265 |  | AD | node_8102603_200840262 | node_8102603_200840265 | 369.112 | bal_1P_2AC | 8102603 | no | no |  |  | no |  |  | 0 | 0 | 0 | 0
oh_line_8102603_200844073 |  | AD | node_8102603_200816483 | node_8102603_200844073 | 266.176 | bal_1P_1/0AA | 8102603 | no | no |  |  | no |  |  | 0 | 0 | 0 | 0
oh_line_8102603_200844074 |  | AD | node_8102603_200844073 | node_8102603_200844074 | 287.73 | bal_1P_1/0AA | 8102603 | no | no |  |  | no |  |  | 0 | 0 | 0 | 0
oh_line_8102603_200844075 |  | AD | node_8102603_200844074 | node_8102603_200844075 | 298.445 | bal_1P_1/0AA | 8102603 | no | no |  |  | no |  |  | 0 | 0 | 0 | 0
oh_line_8102603_200844076 |  | AD | node_8102603_200844075 | node_8102603_200844076 | 293.282 | bal_1P_1/0AA | 8102603 | no | no |  |  | no |  |  | 0 | 0 | 0 | 0
oh_line_8102603_200844077 |  | AD | node_8102603_200844076 | node_8102603_200844077 | 315.544 | bal_1P_1/0AA | 8102603 | no | no |  |  | no |  |  | 0 | 0 | 0 | 0
oh_line_8102603_200844078 |  | AD | node_8102603_200844073 | node_8102603_200844078 | 203.304 | bal_1P_1/0AA | 8102603 | no | no |  |  | no |  |  | 0 | 0 | 0 | 0
oh_line_8102603_200844080 |  | AD | node_8102603_200844078 | node_8102603_200844080 | 333.231 | bal_1P_2AC | 8102603 | no | no |  |  | no |  |  | 0 | 0 | 0 | 0
oh_line_8102603_200844081 |  | AD | node_8102603_200844080 | node_8102603_200844081 | 288.956 | bal_1P_2AC | 8102603 | no | no |  |  | no |  |  | 0 | 0 | 0 | 0
oh_line_8102603_200844082 |  | AD | node_8102603_200844081 | node_8102603_200844082 | 274.432 | bal_1P_2AC | 8102603 | no | no |  |  | no |  |  | 0 | 0 | 0 | 0
oh_line_8102603_200844083 |  | AD | node_8102603_200844082 | node_8102603_200844083 | 416.792 | bal_1P_2AC | 8102603 | no | no |  |  | no |  |  | 0 | 0 | 0 | 0
oh_line_8102603_200844084 |  | AD | node_8102603_200844083 | node_8102603_200844084 | 419.034 | bal_1P_2AC | 8102603 | no | no |  |  | no |  |  | 0 | 0 | 0 | 0
oh_line_8102603_200844085 |  | AD | node_8102603_200844084 | node_8102603_200844085 | 201.941 | bal_1P_2AC | 8102603 | no | no |  |  | no |  |  | 0 | 0 | 0 | 0
oh_line_8102603_200844086 |  | AD | node_8102603_200844085 | node_8102603_200844086 | 239.337 | bal_1P_2AC | 8102603 | no | no |  |  | no |  |  | 0 | 0 | 0 | 0
oh_line_8102603_200844087 |  | AD | node_8102603_200844086 | node_8102603_200844087 | 468.662 | bal_1P_2AC | 8102603 | no | no |  |  | no |  |  | 0 | 0 | 0 | 0
oh_line_8102603_200844088-1 |  | AD | node_1373326_487_15366499_917 | node_8102603_200844088 | 16.034 | bal_1P_2AC | 8102603 | no | no |  |  | no |  |  | 0 | 0 | 0 | 0
oh_line_8102603_200844088-2 |  | AD | node_8102603_200844087 | node_1373326_487_15366499_917 | 520.114 | bal_1P_2AC | 8102603 | no | no |  |  | no |  |  | 0 | 0 | 0 | 0
oh_line_8102603_200844089 |  | AD | node_8102603_200844088 | node_8102603_200844089 | 395.146 | bal_1P_2AC | 8102603 | no | no |  |  | no |  |  | 0 | 0 | 0 | 0
oh_line_8102603_200844091 |  | AD | node_8102603_200844089 | node_8102603_200844091 | 318.063 | bal_1P_2AC | 8102603 | no | no |  |  | no |  |  | 0 | 0 | 0 | 0
oh_line_8102603_200844093 |  | AD | node_8102603_200844091 | node_intto1_8102603_200844093 | 321.276 | bal_1P_2AC | 8102603 | no | no |  |  | no |  |  | 0 | 0 | 0 | 0
oh_line_8102603_200844096 |  | AD | node_8102603_200844093 | node_8102603_200844096 | 203.15 | bal_1P_2AC | 8102603 | no | no |  |  | no |  |  | 0 | 0 | 0 | 0
oh_line_8102603_200844098 |  | AD | node_8102603_200844096 | node_8102603_200844098 | 221.607 | bal_1P_2AC | 8102603 | no | no |  |  | no |  |  | 0 | 0 | 0 | 0
oh_line_8102603_200844099 |  | AD | node_8102603_200844098 | node_8102603_200844099 | 272.571 | bal_1P_2AC | 8102603 | no | no |  |  | no |  |  | 0 | 0 | 0 | 0
oh_line_8102603_200844100 |  | AD | node_8102603_200844099 | node_8102603_200844100 | 302.207 | bal_1P_2AC | 8102603 | no | no |  |  | no |  |  | 0 | 0 | 0 | 0
oh_line_8102603_200844102 |  | AD | node_8102603_200844100 | node_8102603_200844102 | 365.383 | bal_1P_2AC | 8102603 | no | no |  |  | no |  |  | 0 | 0 | 0 | 0
oh_line_8102603_200844104 |  | AD | node_8102603_200844102 | node_8102603_200844104 | 250.498 | bal_1P_2AC | 8102603 | no | no |  |  | no |  |  | 0 | 0 | 0 | 0
oh_line_8102603_200844106 |  | AD | node_8102603_200844104 | node_8102603_200844106 | 265.982 | bal_1P_2AC | 8102603 | no | no |  |  | no |  |  | 0 | 0 | 0 | 0
oh_line_8102603_200844107 |  | AD | node_8102603_200844106 | node_8102603_200844107 | 308.721 | bal_1P_2AC | 8102603 | no | no |  |  | no |  |  | 0 | 0 | 0 | 0
oh_line_8102603_200844108 |  | AD | node_8102603_200844107 | node_8102603_200844108 | 59.031 | bal_1P_2AC | 8102603 | no | no |  |  | no |  |  | 0 | 0 | 0 | 0
oh_line_8102603_200844109 |  | AD | node_8102603_200844108 | node_intto1_8102603_200844109 | 508.438 | bal_1P_2AC | 8102603 | no | no |  |  | no |  |  | 0 | 0 | 0 | 0
oh_line_8102603_200844110 |  | AD | node_8102603_200844108 | node_8102603_200844110 | 304.249 | bal_1P_2AC | 8102603 | no | no |  |  | no |  |  | 0 | 0 | 0 | 0
oh_line_8102603_200844111 |  | AD | node_8102603_200844110 | node_8102603_200844111 | 360.985 | bal_1P_1/0AC | 8102603 | no | no |  |  | no |  |  | 0 | 0 | 0 | 0
oh_line_8102603_200844113 |  | AD | node_8102603_200844111 | node_8102603_200844113 | 171.031 | bal_1P_1/0AA | 8102603 | no | no |  |  | no |  |  | 0 | 0 | 0 | 0
oh_line_8102603_200844114 |  | AD | node_8102603_200844113 | node_8102603_200844114 | 231.295 | bal_1P_1/0AA | 8102603 | no | no |  |  | no |  |  | 0 | 0 | 0 | 0
oh_line_8102603_200844115 |  | AD | node_8102603_200844114 | node_8102603_200844115 | 301.988 | bal_1P_1/0AA | 8102603 | no | no |  |  | no |  |  | 0 | 0 | 0 | 0
oh_line_8102603_200844117 |  | AD | node_8102603_200844115 | node_8102603_200844117 | 286.278 | bal_1P_1/0AA | 8102603 | no | no |  |  | no |  |  | 0 | 0 | 0 | 0
oh_line_8102603_200844118 |  | AD | node_8102603_200844117 | node_8102603_200844118 | 281.235 | bal_1P_1/0AA | 8102603 | no | no |  |  | no |  |  | 0 | 0 | 0 | 0
oh_line_8102603_200844119 |  | AD | node_8102603_200844118 | node_8102603_200844119 | 273.593 | bal_1P_1/0AA | 8102603 | no | no |  |  | no |  |  | 0 | 0 | 0 | 0
oh_line_8102603_200844295 |  | AD | node_8102603_200817016 | node_8102603_200844295 | 233.192 | bal_1P_4CU | 8102603 | no | no |  |  | no |  |  | 0 | 0 | 0 | 0
oh_line_8102603_200844296 |  | AD | node_8102603_200844295 | node_8102603_200844296 | 255.044 | bal_1P_1/0AA | 8102603 | no | no |  |  | no |  |  | 0 | 0 | 0 | 0
oh_line_8102603_200844297 |  | AD | node_8102603_200844296 | node_8102603_200844297 | 135.544 | bal_1P_1/0AA | 8102603 | no | no |  |  | no |  |  | 0 | 0 | 0 | 0
oh_line_8102603_200844455 |  | AD | node_8102603_200844089 | node_8102603_200844455 | 81.181 | bal_1P_2AC | 8102603 | no | no |  |  | no |  |  | 0 | 0 | 0 | 0
oh_line_8102603_200844457 |  | AD | node_8102603_200844455 | node_intto1_8102603_200844457 | 205.39 | bal_1P_2AC | 8102603 | no | no |  |  | no |  |  | 0 | 0 | 0 | 0
oh_line_8102603_200844458 |  | AD | node_8102603_200844484 | node_8102603_200844458 | 322.61 | bal_1P_1/0AA | 8102603 | no | no |  |  | no |  |  | 0 | 0 | 0 | 0
oh_line_8102603_200844459 |  | AD | node_8102603_200844458 | node_8102603_200844459 | 300.183 | bal_1P_1/0AA | 8102603 | no | no |  |  | no |  |  | 0 | 0 | 0 | 0
oh_line_8102603_200844460 |  | AD | node_8102603_200844459 | node_8102603_200844460 | 309.018 | bal_1P_1/0AA | 8102603 | no | no |  |  | no |  |  | 0 | 0 | 0 | 0
oh_line_8102603_200844461 |  | AD | node_8102603_200844460 | node_8102603_200844461 | 328.921 | bal_1P_1/0AA | 8102603 | no | no |  |  | no |  |  | 0 | 0 | 0 | 0
oh_line_8102603_200844463 |  | AD | node_8102603_200844461 | node_8102603_200844463 | 234.757 | bal_1P_1/0AA | 8102603 | no | no |  |  | no |  |  | 0 | 0 | 0 | 0
oh_line_8102603_200844464 |  | AD | node_8102603_200844463 | node_8102603_200844464 | 190.386 | bal_1P_1/0AA | 8102603 | no | no |  |  | no |  |  | 0 | 0 | 0 | 0
oh_line_8102603_200844465 |  | AD | node_8102603_200844464 | node_8102603_200844465 | 240.821 | bal_1P_1/0AA | 8102603 | no | no |  |  | no |  |  | 0 | 0 | 0 | 0
oh_line_8102603_200844466 |  | AD | node_8102603_200844465 | node_8102603_200844466 | 293.216 | bal_1P_1/0AA | 8102603 | no | no |  |  | no |  |  | 0 | 0 | 0 | 0
oh_line_8102603_200844467 |  | AD | node_8102603_200844466 | node_8102603_200844467 | 302.195 | bal_1P_1/0AA | 8102603 | no | no |  |  | no |  |  | 0 | 0 | 0 | 0
oh_line_8102603_200844468 |  | AD | node_8102603_200844467 | node_8102603_200844468 | 300.76 | bal_1P_1/0AA | 8102603 | no | no |  |  | no |  |  | 0 | 0 | 0 | 0
oh_line_8102603_200844469 |  | AD | node_8102603_200844457 | node_8102603_200844469 | 612.072 | bal_1P_2AC | 8102603 | no | no |  |  | no |  |  | 0 | 0 | 0 | 0
oh_line_8102603_200844470 |  | AD | node_8102603_200844469 | node_8102603_200844470 | 432.913 | bal_1P_2AC | 8102603 | no | no |  |  | no |  |  | 0 | 0 | 0 | 0
oh_line_8102603_200844471 |  | AD | node_8102603_200844470 | node_8102603_200844471 | 368.932 | bal_1P_2AC | 8102603 | no | no |  |  | no |  |  | 0 | 0 | 0 | 0
oh_line_8102603_200844472 |  | AD | node_8102603_200844471 | node_intto1_8102603_200844472 | 401.276 | bal_1P_2AC | 8102603 | no | no |  |  | no |  |  | 0 | 0 | 0 | 0
oh_line_8102603_200844473 |  | AD | node_8102603_200844472 | node_8102603_200844473 | 451.205 | bal_1P_2AC | 8102603 | no | no |  |  | no |  |  | 0 | 0 | 0 | 0
oh_line_8102603_200844474 |  | AD | node_8102603_200844473 | node_8102603_200844474 | 321.218 | bal_1P_2AC | 8102603 | no | no |  |  | no |  |  | 0 | 0 | 0 | 0
oh_line_8102603_200844475 |  | AD | node_8102603_200844474 | node_8102603_200844475 | 370.167 | bal_1P_1/0AA | 8102603 | no | no |  |  | no |  |  | 0 | 0 | 0 | 0
oh_line_8102603_200844476 |  | AD | node_8102603_200844474 | node_8102603_200844476 | 181.901 | bal_1P_2AC | 8102603 | no | no |  |  | no |  |  | 0 | 0 | 0 | 0
oh_line_8102603_200844478 |  | AD | node_8102603_312136021 | node_8102603_200844478 | 356.27 | bal_1P_2AC | 8102603 | no | no |  |  | no |  |  | 0 | 0 | 0 | 0
oh_line_8102603_200844479 |  | AD | node_8102603_200844478 | node_8102603_200844479 | 525.273 | bal_1P_2AC | 8102603 | no | no |  |  | no |  |  | 0 | 0 | 0 | 0
oh_line_8102603_200844480 |  | AD | node_8102603_200844479 | node_8102603_200844480 | 331.906 | bal_1P_1/0AA | 8102603 | no | no |  |  | no |  |  | 0 | 0 | 0 | 0
oh_line_8102603_200844481 |  | AD | node_8102603_200844480 | node_8102603_200844481 | 272.363 | bal_1P_1/0AA | 8102603 | no | no |  |  | no |  |  | 0 | 0 | 0 | 0
oh_line_8102603_200844482 |  | AD | node_8102603_200844479 | node_8102603_200844482 | 572.707 | bal_1P_2AC | 8102603 | no | no |  |  | no |  |  | 0 | 0 | 0 | 0
oh_line_8102603_200844483 |  | AD | node_8102603_200844482 | node_8102603_200844483 | 198.432 | bal_1P_2AC | 8102603 | no | no |  |  | no |  |  | 0 | 0 | 0 | 0
oh_line_8102603_200844484 |  | AD | node_8102603_200844483 | node_8102603_200844484 | 326.125 | bal_1P_1/0AA | 8102603 | no | no |  |  | no |  |  | 0 | 0 | 0 | 0
oh_line_8102603_200845161 |  | AD | node_8102603_200846623 | node_8102603_200845161 | 207.691 | bal_1P_1/0AC | 8102603 | no | no |  |  | no |  |  | 0 | 0 | 0 | 0
oh_line_8102603_200845162 |  | AD | node_8102603_200845161 | node_8102603_200845162 | 212.381 | bal_1P_1/0AC | 8102603 | no | no |  |  | no |  |  | 0 | 0 | 0 | 0
oh_line_8102603_200845163 |  | AD | node_8102603_200845162 | node_8102603_200845163 | 223.248 | bal_1P_1/0AA | 8102603 | no | no |  |  | no |  |  | 0 | 0 | 0 | 0
oh_line_8102603_200845164 |  | AD | node_8102603_200845163 | node_8102603_200845164 | 167.061 | bal_1P_1/0AA | 8102603 | no | no |  |  | no |  |  | 0 | 0 | 0 | 0
oh_line_8102603_200845165 |  | AD | node_8102603_200845162 | node_8102603_200845165 | 182.324 | bal_1P_1/0AC | 8102603 | no | no |  |  | no |  |  | 0 | 0 | 0 | 0
oh_line_8102603_200845167 |  | AD | node_8102603_200846632 | node_8102603_200845167 | 99.778 | bal_1P_1/0AA | 8102603 | no | no |  |  | no |  |  | 0 | 0 | 0 | 0
oh_line_8102603_200846584 |  | ABCN | node_8102603_200846590 | node_8102603_200846584 | 271.407 | bal_3P_DELTACUST | 8102603 | no | no |  |  | no |  |  | 0 | 0 | 0 | 0
oh_line_8102603_200846587 |  | ABCD | node_8102603_200966332 | node_8102603_200846587 | 188.612 | bal_3P_1/0AA | 8102603 | no | no |  |  | no |  |  | 0 | 0 | 0 | 0
oh_line_8102603_200846588 |  | ABCD | node_8102603_200846587 | node_8102603_200846588 | 189.304 | bal_3P_1/0AA | 8102603 | no | no |  |  | no |  |  | 0 | 0 | 0 | 0
oh_line_8102603_200846589 |  | ABCD | node_8102603_200846588 | node_8102603_200846589 | 197.777 | bal_3P_1/0AA | 8102603 | no | no |  |  | no |  |  | 0 | 0 | 0 | 0
oh_line_8102603_200846590 |  | ABCD | node_8102603_200846589 | node_8102603_200846590 | 277.081 | bal_3P_1/0AA | 8102603 | no | no |  |  | no |  |  | 0 | 0 | 0 | 0
oh_line_8102603_200846593 |  | ABCD | node_8102603_200846602 | node_intto1_8102603_200846593 | 151.807 | bal_3P_2AC | 8102603 | no | no |  |  | no |  |  | 0 | 0 | 0 | 0
oh_line_8102603_200846594 |  | ABCD | node_8102603_200846593 | node_8102603_200846594 | 129.846 | bal_3P_2AC | 8102603 | no | no |  |  | no |  |  | 0 | 0 | 0 | 0
oh_line_8102603_200846595 |  | ABCD | node_8102603_200846594 | node_8102603_200846595 | 231.323 | bal_3P_2AC | 8102603 | no | no |  |  | no |  |  | 0 | 0 | 0 | 0
oh_line_8102603_200846597 |  | ABCD | node_8102603_200846598 | node_8102603_200846597 | 183.92 | bal_3P_4CU | 8102603 | no | no |  |  | no |  |  | 0 | 0 | 0 | 0
oh_line_8102603_200846598 |  | ABCD | node_8102603_200846599 | node_8102603_200846598 | 154.784 | bal_3P_4CU | 8102603 | no | no |  |  | no |  |  | 0 | 0 | 0 | 0
oh_line_8102603_200846599 |  | ABCD | node_8102603_200846601 | node_intto1_8102603_200846599 | 161.618 | bal_3P_4CU | 8102603 | no | no |  |  | no |  |  | 0 | 0 | 0 | 0
oh_line_8102603_200846600 |  | AD | node_8102603_200846599 | node_8102603_200846600 | 232.326 | bal_1P_1/0AC | 8102603 | no | no |  |  | no |  |  | 0 | 0 | 0 | 0
oh_line_8102603_200846601 |  | ABCD | node_8102603_200846602 | node_8102603_200846601 | 184.611 | bal_3P_4CU | 8102603 | no | no |  |  | no |  |  | 0 | 0 | 0 | 0
oh_line_8102603_200846602 |  | ABCD | node_8102603_200846603 | node_8102603_200846602 | 68.828 | bal_3P_4/0AA | 8102603 | no | no |  |  | no |  |  | 0 | 0 | 0 | 0
oh_line_8102603_200846603 |  | ABCD | node_8102603_200846604 | node_8102603_200846603 | 53.404 | bal_3P_4/0AA | 8102603 | no | no |  |  | no |  |  | 0 | 0 | 0 | 0
oh_line_8102603_200846604 |  | ABCD | node_8102603_200846605 | node_8102603_200846604 | 123.007 | bal_3P_4/0AA | 8102603 | no | no |  |  | no |  |  | 0 | 0 | 0 | 0
oh_line_8102603_200846605 |  | ABCD | node_8102603_200846606 | node_8102603_200846605 | 121.603 | bal_3P_4/0AA | 8102603 | no | no |  |  | no |  |  | 0 | 0 | 0 | 0
oh_line_8102603_200846606 |  | ABCD | node_8102603_200846608 | node_8102603_200846606 | 198.471 | bal_3P_4/0AA | 8102603 | no | no |  |  | no |  |  | 0 | 0 | 0 | 0
oh_line_8102603_200846608 |  | ABCD | node_8102603_200846610 | node_8102603_200846608 | 163.757 | bal_3P_4/0AA | 8102603 | no | no |  |  | no |  |  | 0 | 0 | 0 | 0
oh_line_8102603_200846610 |  | ABCD | node_8102603_200846611 | node_8102603_200846610 | 93.091 | bal_3P_4/0AA | 8102603 | no | no |  |  | no |  |  | 0 | 0 | 0 | 0
oh_line_8102603_200846611 |  | ABCD | node_8102603_200846612 | node_8102603_200846611 | 135.206 | bal_3P_4/0AL | 8102603 | no | no |  |  | no |  |  | 0 | 0 | 0 | 0
oh_line_8102603_200846612 |  | ABCD | node_8102603_200846613 | node_8102603_200846612 | 171.053 | bal_3P_4/0AL | 8102603 | no | no |  |  | no |  |  | 0 | 0 | 0 | 0
oh_line_8102603_200846613 |  | ABCD | node_8102603_200846616 | node_8102603_200846613 | 278.625 | bal_3P_4/0AL | 8102603 | no | no |  |  | no |  |  | 0 | 0 | 0 | 0
oh_line_8102603_200846616 |  | ABCD | node_8102603_200982843 | node_8102603_200846616 | 66.732 | bal_3P_4/0AL | 8102603 | no | no |  |  | no |  |  | 0 | 0 | 0 | 0
oh_line_8102603_200846619 |  | ABCD | node_8102603_200846624 | node_8102603_200846619 | 161.088 | bal_3P_4/0AA | 8102603 | no | no |  |  | no |  |  | 0 | 0 | 0 | 0
oh_line_8102603_200846620 |  | AD | node_8102603_200846619 | node_8102603_200846620 | 242.49 | bal_1P_1/0AC | 8102603 | no | no |  |  | no |  |  | 0 | 0 | 0 | 0
oh_line_8102603_200846622 |  | AD | node_8102603_200846620 | node_8102603_200846622 | 217.139 | bal_1P_1/0AC | 8102603 | no | no |  |  | no |  |  | 0 | 0 | 0 | 0
oh_line_8102603_200846623 |  | AD | node_8102603_200846622 | node_intto1_8102603_200846623 | 196.516 | bal_1P_1/0AC | 8102603 | no | no |  |  | no |  |  | 0 | 0 | 0 | 0
oh_line_8102603_200846624 |  | ABCD | node_8102603_200846626 | node_8102603_200846624 | 105.894 | bal_3P_4/0AA | 8102603 | no | no |  |  | no |  |  | 0 | 0 | 0 | 0
oh_line_8102603_200846626 |  | ABCD | node_8102603_200846627 | node_8102603_200846626 | 101.528 | bal_3P_4/0AA | 8102603 | no | no |  |  | no |  |  | 0 | 0 | 0 | 0
oh_line_8102603_200846627 |  | ABCD | node_8102603_200846629 | node_8102603_200846627 | 87.668 | bal_3P_4/0AA | 8102603 | no | no |  |  | no |  |  | 0 | 0 | 0 | 0
oh_line_8102603_200846629 |  | ABCD | node_8102603_200846630 | node_8102603_200846629 | 123.552 | bal_3P_4/0AA | 8102603 | no | no |  |  | no |  |  | 0 | 0 | 0 | 0
oh_line_8102603_200846630 |  | ABCD | node_8102603_200846631 | node_8102603_200846630 | 117.569 | bal_3P_4/0AA | 8102603 | no | no |  |  | no |  |  | 0 | 0 | 0 | 0
oh_line_8102603_200846631 |  | ABCD | node_8102603_200846632 | node_8102603_200846631 | 107.431 | bal_3P_4/0AA | 8102603 | no | no |  |  | no |  |  | 0 | 0 | 0 | 0
oh_line_8102603_200846632 |  | ABCD | node_8102603_200846634 | node_8102603_200846632 | 174.341 | bal_3P_336AC | 8102603 | no | no |  |  | no |  |  | 0 | 0 | 0 | 0
oh_line_8102603_200846633 |  | AD | node_8102603_200845167 | node_8102603_200846633 | 283.024 | bal_1P_1/0AA | 8102603 | no | no |  |  | no |  |  | 0 | 0 | 0 | 0
oh_line_8102603_200846634 |  | ABCD | node_8102603_200846636 | node_8102603_200846634 | 126.007 | bal_3P_336AC | 8102603 | no | no |  |  | no |  |  | 0 | 0 | 0 | 0
oh_line_8102603_200846636-1 |  | ABCD | node_8102603_200846637 | node_1377625_401_15376032_076 | 107.736 | bal_3P_336AC | 8102603 | no | no |  |  | no |  |  | 0 | 0 | 0 | 0
oh_line_8102603_200846636-2 |  | ABCD | node_1377625_401_15376032_076 | node_8102603_200846636 | 7.814 | bal_3P_336AC | 8102603 | no | no |  |  | no |  |  | 0 | 0 | 0 | 0
oh_line_8102603_200846637 |  | ABCD | node_8102603_200846639 | node_8102603_200846637 | 105.035 | bal_3P_336AC | 8102603 | no | no |  |  | no |  |  | 0 | 0 | 0 | 0
oh_line_8102603_200846639 |  | ABCD | node_8102603_200846641 | node_8102603_200846639 | 197.511 | bal_3P_336AC | 8102603 | no | no |  |  | no |  |  | 0 | 0 | 0 | 0
oh_line_8102603_200846641 |  | ABCD | node_8102603_200846642 | node_8102603_200846641 | 114.797 | bal_3P_336AC | 8102603 | no | no |  |  | no |  |  | 0 | 0 | 0 | 0
oh_line_8102603_200846642 |  | ABCD | node_8102603_200846643 | node_8102603_200846642 | 125.44 | bal_3P_336AC | 8102603 | no | no |  |  | no |  |  | 0 | 0 | 0 | 0
oh_line_8102603_200846643 |  | ABCD | node_8102603_200846759 | node_8102603_200846643 | 132.049 | bal_3P_336AC | 8102603 | no | no |  |  | no |  |  | 0 | 0 | 0 | 0
oh_line_8102603_200846644 |  | AD | node_8102603_200846641 | node_8102603_200846644 | 176.216 | bal_1P_2AC | 8102603 | no | no |  |  | no |  |  | 0 | 0 | 0 | 0
oh_line_8102603_200846645 |  | AD | node_8102603_200846644 | node_8102603_200846645 | 114.212 | bal_1P_2AC | 8102603 | no | no |  |  | no |  |  | 0 | 0 | 0 | 0
oh_line_8102603_200846646 |  | AD | node_8102603_200846645 | node_intto1_8102603_200846646 | 107.456 | bal_1P_1/0AC | 8102603 | no | no |  |  | no |  |  | 0 | 0 | 0 | 0
oh_line_8102603_200846648-1 |  | AD | node_220416433 | node_8102603_200846648 | 12.342 | bal_1P_1/0AC | 8102603 | no | no |  |  | no |  |  | 0 | 0 | 0 | 0
oh_line_8102603_200846648-2 |  | AD | node_220465172 | node_intto1_220416433 | 15.07 | bal_1P_1/0AC | 8102603 | no | no |  |  | no |  |  | 0 | 0 | 0 | 0
oh_line_8102603_200846648-3 |  | AD | node_220388321 | node_intto1_220465172 | 13.577 | bal_1P_1/0AC | 8102603 | no | no |  |  | no |  |  | 0 | 0 | 0 | 0
oh_line_8102603_200846648-4 |  | AD | node_8102603_200846646 | node_intto1_220388321 | 118.058 | bal_1P_1/0AC | 8102603 | no | no |  |  | no |  |  | 0 | 0 | 0 | 0
oh_line_8102603_200846649 |  | AN | node_8102603_200846648 | node_8102603_200846649 | 43.226 | bal_1P_1/0AC_1/0AC(N) | 8102603 | no | no |  |  | no |  |  | 0 | 0 | 0 | 0
oh_line_8102603_200846650 |  | AN | node_8102603_200846649 | node_8102603_200846650 | 83.496 | bal_1P_1/0AC_1/0AC(N) | 8102603 | no | no |  |  | no |  |  | 0 | 0 | 0 | 0
oh_line_8102603_200846651 |  | AN | node_8102603_200846650 | node_8102603_200846651 | 162.771 | bal_1P_1/0AC_1/0AC(N) | 8102603 | no | no |  |  | no |  |  | 0 | 0 | 0 | 0
oh_line_8102603_200846753 |  | ABCD | node_8102603_310041532 | node_8102603_200846753 | 106.794 | bal_3P_1/0AA | 8102603 | no | no |  |  | no |  |  | 0 | 0 | 0 | 0
oh_line_8102603_200846755 |  | ABCD | node_8102603_310041434 | node_8102603_200846755 | 117.042 | bal_3P_1/0AA | 8102603 | no | no |  |  | no |  |  | 0 | 0 | 0 | 0
oh_line_8102603_200846759 |  | ABCD | node_8102603_200846761 | node_8102603_200846759 | 202.379 | bal_3P_2/0CU | 8102603 | no | no |  |  | no |  |  | 0 | 0 | 0 | 0
oh_line_8102603_200846761 |  | ABCD | node_8102603_310041419 | node_8102603_200846761 | 205.277 | bal_3P_336AC | 8102603 | no | no |  |  | no |  |  | 0 | 0 | 0 | 0
oh_line_8102603_200846769 |  | ABCD | node_8102603_310041236 | node_8102603_200846769 | 153.388 | bal_3P_477AL | 8102603 | no | no |  |  | no |  |  | 0 | 0 | 0 | 0
oh_line_8102603_200846773 |  | ABCD | node_8102603_200846774 | node_8102603_200846773 | 136.376 | bal_3P_477AL | 8102603 | no | no |  |  | no |  |  | 0 | 0 | 0 | 0
oh_line_8102603_200846774 |  | ABCD | node_8102603_310041117 | node_8102603_200846774 | 172.61 | bal_3P_477AL | 8102603 | no | no |  |  | no |  |  | 0 | 0 | 0 | 0
oh_line_8102603_200846775 |  | ABCD | node_8102603_200846774 | node_8102603_200846775 | 49.566 | bal_3P_2AC | 8102603 | no | no |  |  | no |  |  | 0 | 0 | 0 | 0
oh_line_8102603_200846776 |  | ABCD | node_8102603_200846775 | node_8102603_200846776 | 211.727 | bal_3P_2AC | 8102603 | no | no |  |  | no |  |  | 0 | 0 | 0 | 0
oh_line_8102603_200846777 |  | ABCD | node_8102603_200846776 | node_8102603_200846777 | 171.7 | bal_3P_1/0AA | 8102603 | no | no |  |  | no |  |  | 0 | 0 | 0 | 0
oh_line_8102603_200846779 |  | ABCD | node_8102603_310041111 | node_8102603_200846779 | 175.753 | bal_3P_2/0CU | 8102603 | no | no |  |  | no |  |  | 0 | 0 | 0 | 0
oh_line_8102603_200846782 |  | ABCD | node_8102603_310040982 | node_8102603_200846782 | 158.779 | bal_3P_2/0CU | 8102603 | no | no |  |  | no |  |  | 0 | 0 | 0 | 0
oh_line_8102603_200846787 |  | ABCD | node_8102603_200840248 | node_8102603_200846787 | 224.004 | bal_3P_336AC | 8102603 | no | no |  |  | no |  |  | 0 | 0 | 0 | 0
oh_line_8102603_200846788 |  | AD | node_8102603_200846787 | node_8102603_200846788 | 87.302 | bal_1P_1/0AA | 8102603 | no | no |  |  | no |  |  | 0 | 0 | 0 | 0
oh_line_8102603_200911504 |  | AD | node_8102603_200816572 | node_8102603_200911504 | 195.311 | bal_1P_2AC | 8102603 | no | no |  |  | no |  |  | 0 | 0 | 0 | 0
oh_line_8102603_200940811 |  | AD | node_8102603_200846788 | node_intto1_8102603_200940811 | 223.958 | bal_1P_1/0AA | 8102603 | no | no |  |  | no |  |  | 0 | 0 | 0 | 0
oh_line_8102603_200946774 |  | AD | node_8102603_200816593 | node_8102603_200946774 | 259.981 | bal_1P_2AC | 8102603 | no | no |  |  | no |  |  | 0 | 0 | 0 | 0
oh_line_8102603_200947697 |  | AD | node_8102603_200817028 | node_8102603_200947697 | 154.949 | bal_1P_4CU | 8102603 | no | no |  |  | no |  |  | 0 | 0 | 0 | 0
oh_line_8102603_200951098 |  | AD | node_8102603_200816942 | node_8102603_200951098 | 211.383 | bal_1P_1/0AA | 8102603 | no | no |  |  | no |  |  | 0 | 0 | 0 | 0
oh_line_8102603_200959617 |  | AD | node_8102603_200817007 | node_8102603_200959617 | 313.104 | bal_1P_1/0AA | 8102603 | no | no |  |  | no |  |  | 0 | 0 | 0 | 0
oh_line_8102603_200959618 |  | AD | node_8102603_200959617 | node_8102603_200959618 | 314.321 | bal_1P_1/0AA | 8102603 | no | no |  |  | no |  |  | 0 | 0 | 0 | 0
oh_line_8102603_200961202 |  | AD | node_8102603_200817534 | node_8102603_200961202 | 131.223 | bal_1P_1/0AA | 8102603 | no | no |  |  | no |  |  | 0 | 0 | 0 | 0
oh_line_8102603_200962155 |  | AD | node_8102603_200816451 | node_8102603_200962155 | 306.883 | bal_1P_2AC | 8102603 | no | no |  |  | no |  |  | 0 | 0 | 0 | 0
oh_line_8102603_200966332 |  | ABCD | node_8102603_200846753 | node_intto1_8102603_200966332 | 115.784 | bal_3P_1/0AA | 8102603 | no | no |  |  | no |  |  | 0 | 0 | 0 | 0
oh_line_8102603_200970591 |  | AD | node_8102603_200817012 | node_8102603_200970591 | 361.334 | bal_1P_4CU | 8102603 | no | no |  |  | no |  |  | 0 | 0 | 0 | 0
oh_line_8102603_200975195 |  | AD | node_8102603_200816891 | node_8102603_200975195 | 413.743 | bal_1P_2AC | 8102603 | no | no |  |  | no |  |  | 0 | 0 | 0 | 0
oh_line_8102603_200975539 |  | AD | node_8102603_200816595 | node_8102603_200975539 | 130.544 | bal_1P_2AC | 8102603 | no | no |  |  | no |  |  | 0 | 0 | 0 | 0
oh_line_8102603_200982843 |  | ABCD | node_8102603_200846619 | node_8102603_200982843 | 122.26 | bal_3P_4/0AL | 8102603 | no | no |  |  | no |  |  | 0 | 0 | 0 | 0
oh_line_8102603_200987781 |  | AD | node_8102603_200816920 | node_8102603_200987781 | 374.683 | bal_1P_4CU | 8102603 | no | no |  |  | no |  |  | 0 | 0 | 0 | 0
oh_line_8102603_200987782 |  | AD | node_8102603_200987781 | node_8102603_200987782 | 476.867 | bal_1P_4CU | 8102603 | no | no |  |  | no |  |  | 0 | 0 | 0 | 0
oh_line_8102603_200987783 |  | AD | node_8102603_200987782 | node_8102603_200987783 | 250.684 | bal_1P_1/0AA | 8102603 | no | no |  |  | no |  |  | 0 | 0 | 0 | 0
oh_line_8102603_200988829 |  | AD | node_8102603_200816614 | node_8102603_200988829 | 164.317 | bal_1P_2AC | 8102603 | no | no |  |  | no |  |  | 0 | 0 | 0 | 0
oh_line_8102603_201004025 |  | AN | node_8102603_311854687 | node_8102603_201004025 | 167.822 | bal_1P_DELTACUST | 8102603 | no | no |  |  | no |  |  | 0 | 0 | 0 | 0
oh_line_8102603_201008282 |  | AD | node_8102603_200816610 | node_8102603_201008282 | 409.346 | bal_1P_2AC | 8102603 | no | no |  |  | no |  |  | 0 | 0 | 0 | 0
oh_line_8102603_201009938 |  | AD | node_8102603_200816892 | node_8102603_201009938 | 58.18 | bal_1P_1/0AA | 8102603 | no | no |  |  | no |  |  | 0 | 0 | 0 | 0
oh_line_8102603_201010438 |  | AD | node_8102603_200817026 | node_8102603_201010438 | 396.986 | bal_1P_4CU | 8102603 | no | no |  |  | no |  |  | 0 | 0 | 0 | 0
oh_line_8102603_201022080 |  | AD | node_8102603_200817539 | node_8102603_201022080 | 252.927 | bal_1P_4/0AC | 8102603 | no | no |  |  | no |  |  | 0 | 0 | 0 | 0
oh_line_8102603_201042075 |  | AD | node_8102603_200816468 | node_8102603_201042075 | 217.006 | bal_1P_1/0AA | 8102603 | no | no |  |  | no |  |  | 0 | 0 | 0 | 0
oh_line_8102603_201058723 |  | AD | node_8102603_200816623 | node_8102603_201058723 | 186.882 | bal_1P_2AC | 8102603 | no | no |  |  | no |  |  | 0 | 0 | 0 | 0
oh_line_8102603_201064137 |  | AD | node_8102603_200816892 | node_8102603_201064137 | 321.966 | bal_1P_2AC | 8102603 | no | no |  |  | no |  |  | 0 | 0 | 0 | 0
oh_line_8102603_310040963 |  | ABCD | node_8102603_200846787 | node_8102603_310040963 | 157.619 | bal_3P_2/0CU | 8102603 | no | no |  |  | no |  |  | 0 | 0 | 0 | 0
oh_line_8102603_310040982 |  | ABCD | node_8102603_310040963 | node_8102603_310040982 | 162.031 | bal_3P_2/0CU | 8102603 | no | no |  |  | no |  |  | 0 | 0 | 0 | 0
oh_line_8102603_310041111 |  | ABCD | node_8102603_200846782 | node_8102603_310041111 | 187.036 | bal_3P_2/0CU | 8102603 | no | no |  |  | no |  |  | 0 | 0 | 0 | 0
oh_line_8102603_310041117 |  | ABCD | node_8102603_200846779 | node_8102603_310041117 | 204.917 | bal_3P_477AL | 8102603 | no | no |  |  | no |  |  | 0 | 0 | 0 | 0
oh_line_8102603_310041236 |  | ABCD | node_8102603_200846773 | node_8102603_310041236 | 159.252 | bal_3P_477AL | 8102603 | no | no |  |  | no |  |  | 0 | 0 | 0 | 0
oh_line_8102603_310041246 |  | ABCD | node_8102603_200846769 | node_8102603_310041246 | 148.377 | bal_3P_336AC | 8102603 | no | no |  |  | no |  |  | 0 | 0 | 0 | 0
oh_line_8102603_310041396 |  | ABCD | node_8102603_310041246 | node_8102603_310041396 | 207.913 | bal_3P_477AC | 8102603 | no | no |  |  | no |  |  | 0 | 0 | 0 | 0
oh_line_8102603_310041402 |  | ABCD | node_8102603_310041396 | node_8102603_310041402 | 161.171 | bal_3P_477AC | 8102603 | no | no |  |  | no |  |  | 0 | 0 | 0 | 0
oh_line_8102603_310041419 |  | ABCD | node_8102603_310041402 | node_8102603_310041419 | 99.899 | bal_3P_336AC | 8102603 | no | no |  |  | no |  |  | 0 | 0 | 0 | 0
oh_line_8102603_310041434 |  | ABCD | node_8102603_200846759 | node_8102603_310041434 | 72.225 | bal_3P_1/0AA | 8102603 | no | no |  |  | no |  |  | 0 | 0 | 0 | 0
oh_line_8102603_310041532 |  | ABCD | node_8102603_200846755 | node_8102603_310041532 | 172.648 | bal_3P_1/0AA | 8102603 | no | no |  |  | no |  |  | 0 | 0 | 0 | 0
oh_line_8102603_310047377 |  | AD | node_8102603_200816846 | node_8102603_310047377 | 123.814 | bal_1P_1/0AA | 8102603 | no | no |  |  | no |  |  | 0 | 0 | 0 | 0
oh_line_8102603_311854686 |  | AN | node_8102603_200961202 | node_8102603_311854686 | 499.905 | bal_1P_DELTACUST | 8102603 | no | no |  |  | no |  |  | 0 | 0 | 0 | 0
oh_line_8102603_311854687 |  | AN | node_8102603_311854686 | node_8102603_311854687 | 237.172 | bal_1P_DELTACUST | 8102603 | no | no |  |  | no |  |  | 0 | 0 | 0 | 0
oh_line_8102603_311859827 |  | ABCD | node_8102603_200846779 | node_8102603_311859827 | 39.268 | bal_3P_477AL | 8102603 | no | no |  |  | no |  |  | 0 | 0 | 0 | 0
oh_line_8102603_311894045 |  | AD | node_8102603_200816589 | node_8102603_311894045 | 240.132 | bal_1P_1/0AA | 8102603 | no | no |  |  | no |  |  | 0 | 0 | 0 | 0
oh_line_8102603_311899355 |  | AD | node_8102603_200816796 | node_8102603_311899355 | 77.108 | bal_1P_1/0AA | 8102603 | no | no |  |  | no |  |  | 0 | 0 | 0 | 0
oh_line_8102603_311899381 |  | AD | node_8102603_200817515 | node_8102603_311899381 | 193.1 | bal_1P_4AC | 8102603 | no | no |  |  | no |  |  | 0 | 0 | 0 | 0
oh_line_8102603_311911386 |  | AD | node_8102603_200846623 | node_intto1_8102603_311911386 | 34.654 | bal_1P_1/0AC | 8102603 | no | no |  |  | no |  |  | 0 | 0 | 0 | 0
oh_line_8102603_311913793 |  | AN | node_8102603_200816629 | node_intto1_8102603_311913793 | 401.353 | bal_1P_DELTACUST | 8102603 | no | no |  |  | no |  |  | 0 | 0 | 0 | 0
oh_line_8102603_312091342 |  | AD | node_8102603_200816617 | node_8102603_312091342 | 276.164 | bal_1P_1/0AA | 8102603 | no | no |  |  | no |  |  | 0 | 0 | 0 | 0
oh_line_8102603_312105452 |  | AD | node_8102603_200816455 | node_8102603_312105452 | 81.142 | bal_1P_1/0AA | 8102603 | no | no |  |  | no |  |  | 0 | 0 | 0 | 0
oh_line_8102603_312136021 |  | AD | node_8102603_200844471 | node_8102603_312136021 | 33.791 | bal_1P_2AC | 8102603 | no | no |  |  | no |  |  | 0 | 0 | 0 | 0
oh_line_8102603_312139483 |  | AD | node_8102603_200816424 | node_8102603_312139483 | 98.265 | bal_1P_1/0AA | 8102603 | no | no |  |  | no |  |  | 0 | 0 | 0 | 0
oh_line_TAP_OH_893207 |  | AN | node_8102603_200816386 | node_1382513_706_15372297_723 | 0.033 | unb_TAPWIRE_OH | 8102603 | no | no |  |  | no |  |  | 0 | 0 | 0 | 0
oh_line_TAP_OH_893208 |  | AN | node_8102603_200816387 | node_1382860_573_15372065_362 | 0.033 | unb_TAPWIRE_OH | 8102603 | no | no |  |  | no |  |  | 0 | 0 | 0 | 0
oh_line_TAP_OH_893209 |  | ABCN | node_8102603_200816390 | node_1382576_499_15371919_402 | 0.033 | unb_TAPWIRE_OH | 8102603 | no | no |  |  | no |  |  | 0 | 0 | 0 | 0
oh_line_TAP_OH_893210 |  | ABCN | node_8102603_200816394 | node_1382685_132_15371511_704 | 0.033 | unb_TAPWIRE_OH | 8102603 | no | no |  |  | no |  |  | 0 | 0 | 0 | 0
oh_line_TAP_OH_893211 |  | ABCN | node_8102603_200816395 | node_1382758_324_15371317_124 | 0.033 | unb_TAPWIRE_OH | 8102603 | no | no |  |  | no |  |  | 0 | 0 | 0 | 0
oh_line_TAP_OH_893212 |  | AN | node_8102603_200816398 | node_1382897_021_15370954_632 | 0.033 | unb_TAPWIRE_OH | 8102603 | no | no |  |  | no |  |  | 0 | 0 | 0 | 0
oh_line_TAP_OH_893213 |  | ABCN | node_8102603_200816399 | node_1382955_186_15371265_614 | 0.033 | unb_TAPWIRE_OH | 8102603 | no | no |  |  | no |  |  | 0 | 0 | 0 | 0
oh_line_TAP_OH_893214 |  | ABCN | node_8102603_200816400 | node_1383168_895_15371126_502 | 0.033 | unb_TAPWIRE_OH | 8102603 | no | no |  |  | no |  |  | 0 | 0 | 0 | 0
oh_line_TAP_OH_893215 |  | AN | node_8102603_200816402 | node_1383100_463_15371651_965 | 0.033 | unb_TAPWIRE_OH | 8102603 | no | no |  |  | no |  |  | 0 | 0 | 0 | 0
oh_line_TAP_OH_893216 |  | ABCN | node_8102603_200816403 | node_1383402_601_15371105_834 | 0.033 | unb_TAPWIRE_OH | 8102603 | no | no |  |  | no |  |  | 0 | 0 | 0 | 0
oh_line_TAP_OH_893217 |  | ABCN | node_8102603_200816405 | node_1383611_643_15370953_07 | 0.033 | unb_TAPWIRE_OH | 8102603 | no | no |  |  | no |  |  | 0 | 0 | 0 | 0
oh_line_TAP_OH_893218 |  | ABCN | node_8102603_200816407 | node_1384007_117_15370849_818 | 0.033 | unb_TAPWIRE_OH | 8102603 | no | no |  |  | no |  |  | 0 | 0 | 0 | 0
oh_line_TAP_OH_893219 |  | ABCN | node_8102603_200816410 | node_1384491_06_15370266_783 | 0.033 | unb_TAPWIRE_OH | 8102603 | no | no |  |  | no |  |  | 0 | 0 | 0 | 0
oh_line_TAP_OH_893220 |  | AN | node_8102603_200816414 | node_1385460_105_15369481_305 | 0.033 | unb_TAPWIRE_OH | 8102603 | no | no |  |  | no |  |  | 0 | 0 | 0 | 0
oh_line_TAP_OH_893221 |  | AN | node_8102603_200816420 | node_1384858_613_15369061_593 | 0.033 | unb_TAPWIRE_OH | 8102603 | no | no |  |  | no |  |  | 0 | 0 | 0 | 0
oh_line_TAP_OH_893222 |  | ABCN | node_8102603_200816422 | node_1385410_398_15368485_705 | 0.033 | unb_TAPWIRE_OH | 8102603 | no | no |  |  | no |  |  | 0 | 0 | 0 | 0
oh_line_TAP_OH_893223 |  | ABCN | node_8102603_200816423 | node_1385637_556_15368266_342 | 0.033 | unb_TAPWIRE_OH | 8102603 | no | no |  |  | no |  |  | 0 | 0 | 0 | 0
oh_line_TAP_OH_893224 |  | AN | node_8102603_200816425 | node_1386028_453_15367883_862 | 0.033 | unb_TAPWIRE_OH | 8102603 | no | no |  |  | no |  |  | 0 | 0 | 0 | 0
oh_line_TAP_OH_893225 |  | AN | node_8102603_200816427 | node_1386423_218_15367493_678 | 0.033 | unb_TAPWIRE_OH | 8102603 | no | no |  |  | no |  |  | 0 | 0 | 0 | 0
oh_line_TAP_OH_893226 |  | AN | node_8102603_200816429 | node_1386835_415_15367193_098 | 0.033 | unb_TAPWIRE_OH | 8102603 | no | no |  |  | no |  |  | 0 | 0 | 0 | 0
oh_line_TAP_OH_893227 |  | AN | node_8102603_200816432 | node_1387470_428_15366721_862 | 0.033 | unb_TAPWIRE_OH | 8102603 | no | no |  |  | no |  |  | 0 | 0 | 0 | 0
oh_line_TAP_OH_893228 |  | AN | node_8102603_200816435 | node_1388269_872_15366430_638 | 0.033 | unb_TAPWIRE_OH | 8102603 | no | no |  |  | no |  |  | 0 | 0 | 0 | 0
oh_line_TAP_OH_893229 |  | AN | node_8102603_200816437 | node_1388392_357_15365956_639 | 0.033 | unb_TAPWIRE_OH | 8102603 | no | no |  |  | no |  |  | 0 | 0 | 0 | 0
oh_line_TAP_OH_893234 |  | AN | node_8102603_200816449 | node_1379651_694_15373603_071 | 0.033 | unb_TAPWIRE_OH | 8102603 | no | no |  |  | no |  |  | 0 | 0 | 0 | 0
oh_line_TAP_OH_893235 |  | AN | node_8102603_200816451 | node_1379237_964_15373983_471 | 0.033 | unb_TAPWIRE_OH | 8102603 | no | no |  |  | no |  |  | 0 | 0 | 0 | 0
oh_line_TAP_OH_893236 |  | AN | node_8102603_200816457 | node_1378484_628_15373926_243 | 0.033 | unb_TAPWIRE_OH | 8102603 | no | no |  |  | no |  |  | 0 | 0 | 0 | 0
oh_line_TAP_OH_893237 |  | AN | node_8102603_200816465 | node_1377674_655_15372715_235 | 0.033 | unb_TAPWIRE_OH | 8102603 | no | no |  |  | no |  |  | 0 | 0 | 0 | 0
oh_line_TAP_OH_893238 |  | AN | node_8102603_200816467 | node_1378288_9_15372444_196 | 0.033 | unb_TAPWIRE_OH | 8102603 | no | no |  |  | no |  |  | 0 | 0 | 0 | 0
oh_line_TAP_OH_893239 |  | AN | node_8102603_200816469 | node_1378058_881_15372028_223 | 0.033 | unb_TAPWIRE_OH | 8102603 | no | no |  |  | no |  |  | 0 | 0 | 0 | 0
oh_line_TAP_OH_893240 |  | AN | node_8102603_200816470 | node_1378012_65_15371698_326 | 0.033 | unb_TAPWIRE_OH | 8102603 | no | no |  |  | no |  |  | 0 | 0 | 0 | 0
oh_line_TAP_OH_893241 |  | AN | node_8102603_200816471 | node_1377793_285_15371488_135 | 0.033 | unb_TAPWIRE_OH | 8102603 | no | no |  |  | no |  |  | 0 | 0 | 0 | 0
oh_line_TAP_OH_893242 |  | AN | node_8102603_200816473 | node_1377597_428_15371384_818 | 0.033 | unb_TAPWIRE_OH | 8102603 | no | no |  |  | no |  |  | 0 | 0 | 0 | 0
oh_line_TAP_OH_893243 |  | AN | node_8102603_200816475 | node_1377301_496_15371108_165 | 0.033 | unb_TAPWIRE_OH | 8102603 | no | no |  |  | no |  |  | 0 | 0 | 0 | 0
oh_line_TAP_OH_893244 |  | AN | node_8102603_200816476 | node_1377034_693_15370899_789 | 0.033 | unb_TAPWIRE_OH | 8102603 | no | no |  |  | no |  |  | 0 | 0 | 0 | 0
oh_line_TAP_OH_893245 |  | AN | node_8102603_200816482 | node_1375086_795_15369568_279 | 0.033 | unb_TAPWIRE_OH | 8102603 | no | no |  |  | no |  |  | 0 | 0 | 0 | 0
oh_line_TAP_OH_893246 |  | AN | node_8102603_200816484 | node_1375439_518_15369326_834 | 0.033 | unb_TAPWIRE_OH | 8102603 | no | no |  |  | no |  |  | 0 | 0 | 0 | 0
oh_line_TAP_OH_893247 |  | ABCN | node_8102603_200816489 | node_1382459_154_15372194_491 | 0.033 | unb_TAPWIRE_OH | 8102603 | no | no |  |  | no |  |  | 0 | 0 | 0 | 0
oh_line_TAP_OH_893248 |  | AN | node_8102603_200816501 | node_1381667_835_15372472_336 | 0.033 | unb_TAPWIRE_OH | 8102603 | no | no |  |  | no |  |  | 0 | 0 | 0 | 0
oh_line_TAP_OH_893275 |  | AN | node_8102603_200816572 | node_1384666_536_15354790_568 | 0.033 | unb_TAPWIRE_OH | 8102603 | no | no |  |  | no |  |  | 0 | 0 | 0 | 0
oh_line_TAP_OH_893276 |  | AN | node_8102603_200816574 | node_1384454_411_15355059_588 | 0.033 | unb_TAPWIRE_OH | 8102603 | no | no |  |  | no |  |  | 0 | 0 | 0 | 0
oh_line_TAP_OH_893277 |  | AN | node_8102603_200816576 | node_1384302_798_15355368_527 | 0.033 | unb_TAPWIRE_OH | 8102603 | no | no |  |  | no |  |  | 0 | 0 | 0 | 0
oh_line_TAP_OH_893278 |  | AN | node_8102603_200816579 | node_1383659_158_15355009_191 | 0.033 | unb_TAPWIRE_OH | 8102603 | no | no |  |  | no |  |  | 0 | 0 | 0 | 0
oh_line_TAP_OH_893279 |  | AN | node_8102603_200816580 | node_1383901_953_15355777_497 | 0.033 | unb_TAPWIRE_OH | 8102603 | no | no |  |  | no |  |  | 0 | 0 | 0 | 0
oh_line_TAP_OH_893280 |  | AN | node_8102603_311894045 | node_1383122_274_15357855_571 | 0.033 | unb_TAPWIRE_OH | 8102603 | no | no |  |  | no |  |  | 0 | 0 | 0 | 0
oh_line_TAP_OH_893281 |  | AN | node_8102603_200816593 | node_1382886_403_15358793_048 | 0.033 | unb_TAPWIRE_OH | 8102603 | no | no |  |  | no |  |  | 0 | 0 | 0 | 0
oh_line_TAP_OH_893282 |  | AN | node_8102603_200816595 | node_1382880_909_15359149_971 | 0.033 | unb_TAPWIRE_OH | 8102603 | no | no |  |  | no |  |  | 0 | 0 | 0 | 0
oh_line_TAP_OH_893283 |  | AN | node_8102603_200816596 | node_1382877_801_15359282_034 | 0.033 | unb_TAPWIRE_OH | 8102603 | no | no |  |  | no |  |  | 0 | 0 | 0 | 0
oh_line_TAP_OH_893284 |  | AN | node_8102603_200816600 | node_1383250_748_15360282_494 | 0.033 | unb_TAPWIRE_OH | 8102603 | no | no |  |  | no |  |  | 0 | 0 | 0 | 0
oh_line_TAP_OH_893285 |  | AN | node_8102603_200816602 | node_1383316_16_15360471_741 | 0.033 | unb_TAPWIRE_OH | 8102603 | no | no |  |  | no |  |  | 0 | 0 | 0 | 0
oh_line_TAP_OH_893286 |  | AN | node_8102603_200816604 | node_1383513_422_15361004_769 | 0.033 | unb_TAPWIRE_OH | 8102603 | no | no |  |  | no |  |  | 0 | 0 | 0 | 0
oh_line_TAP_OH_893287 |  | AN | node_8102603_200816610 | node_1384065_086_15362417_501 | 0.033 | unb_TAPWIRE_OH | 8102603 | no | no |  |  | no |  |  | 0 | 0 | 0 | 0
oh_line_TAP_OH_893288 |  | AN | node_8102603_200816611 | node_1384149_736_15362633_734 | 0.033 | unb_TAPWIRE_OH | 8102603 | no | no |  |  | no |  |  | 0 | 0 | 0 | 0
oh_line_TAP_OH_893289 |  | AN | node_8102603_200816612 | node_1384290_883_15362993_151 | 0.033 | unb_TAPWIRE_OH | 8102603 | no | no |  |  | no |  |  | 0 | 0 | 0 | 0
oh_line_TAP_OH_893290 |  | AN | node_8102603_200816615 | node_1384650_972_15363894_176 | 0.033 | unb_TAPWIRE_OH | 8102603 | no | no |  |  | no |  |  | 0 | 0 | 0 | 0
oh_line_TAP_OH_893291 |  | AN | node_8102603_200816621 | node_1385860_626_15365089_514 | 0.033 | unb_TAPWIRE_OH | 8102603 | no | no |  |  | no |  |  | 0 | 0 | 0 | 0
oh_line_TAP_OH_893292 |  | AN | node_8102603_200816624 | node_1385635_413_15366002_127 | 0.033 | unb_TAPWIRE_OH | 8102603 | no | no |  |  | no |  |  | 0 | 0 | 0 | 0
oh_line_TAP_OH_893293 |  | AN | node_8102603_200816627 | node_1385701_31_15367042_565 | 0.033 | unb_TAPWIRE_OH | 8102603 | no | no |  |  | no |  |  | 0 | 0 | 0 | 0
oh_line_TAP_OH_893299 |  | AN | node_8102603_200816728 | node_1391921_463_15361905_934 | 0.033 | unb_TAPWIRE_OH | 8102603 | no | no |  |  | no |  |  | 0 | 0 | 0 | 0
oh_line_TAP_OH_893300 |  | AN | node_8102603_200816729 | node_1392204_214_15361945_806 | 0.033 | unb_TAPWIRE_OH | 8102603 | no | no |  |  | no |  |  | 0 | 0 | 0 | 0
oh_line_TAP_OH_893330 |  | AN | node_8102603_200816797 | node_1391678_015_15354000_43 | 0.033 | unb_TAPWIRE_OH | 8102603 | no | no |  |  | no |  |  | 0 | 0 | 0 | 0
oh_line_TAP_OH_893331 |  | AN | node_8102603_200816799 | node_1391802_223_15354464_299 | 0.033 | unb_TAPWIRE_OH | 8102603 | no | no |  |  | no |  |  | 0 | 0 | 0 | 0
oh_line_TAP_OH_893332 |  | AN | node_8102603_200816801 | node_1391707_598_15355267_032 | 0.033 | unb_TAPWIRE_OH | 8102603 | no | no |  |  | no |  |  | 0 | 0 | 0 | 0
oh_line_TAP_OH_893333 |  | AN | node_8102603_200816805 | node_1391558_266_15355625_957 | 0.033 | unb_TAPWIRE_OH | 8102603 | no | no |  |  | no |  |  | 0 | 0 | 0 | 0
oh_line_TAP_OH_893334 |  | AN | node_8102603_200816809 | node_1391290_134_15356545_732 | 0.033 | unb_TAPWIRE_OH | 8102603 | no | no |  |  | no |  |  | 0 | 0 | 0 | 0
oh_line_TAP_OH_893335 |  | AN | node_8102603_200816810 | node_1391374_402_15356925_929 | 0.033 | unb_TAPWIRE_OH | 8102603 | no | no |  |  | no |  |  | 0 | 0 | 0 | 0
oh_line_TAP_OH_893336 |  | AN | node_8102603_200816812 | node_1391536_459_15357127_128 | 0.033 | unb_TAPWIRE_OH | 8102603 | no | no |  |  | no |  |  | 0 | 0 | 0 | 0
oh_line_TAP_OH_893337 |  | AN | node_8102603_200816817 | node_1391586_988_15357711_222 | 0.033 | unb_TAPWIRE_OH | 8102603 | no | no |  |  | no |  |  | 0 | 0 | 0 | 0
oh_line_TAP_OH_893338 |  | AN | node_8102603_200816818 | node_1391130_024_15357684_176 | 0.033 | unb_TAPWIRE_OH | 8102603 | no | no |  |  | no |  |  | 0 | 0 | 0 | 0
oh_line_TAP_OH_893339 |  | AN | node_8102603_200816819 | node_1391321_39_15358140_838 | 0.033 | unb_TAPWIRE_OH | 8102603 | no | no |  |  | no |  |  | 0 | 0 | 0 | 0
oh_line_TAP_OH_893340 |  | AN | node_8102603_200816821 | node_1391245_284_15358376_542 | 0.033 | unb_TAPWIRE_OH | 8102603 | no | no |  |  | no |  |  | 0 | 0 | 0 | 0
oh_line_TAP_OH_893341 |  | AN | node_8102603_200816823 | node_1391232_305_15358803_26 | 0.033 | unb_TAPWIRE_OH | 8102603 | no | no |  |  | no |  |  | 0 | 0 | 0 | 0
oh_line_TAP_OH_893342 |  | AN | node_8102603_200816826 | node_1391207_947_15359407_646 | 0.033 | unb_TAPWIRE_OH | 8102603 | no | no |  |  | no |  |  | 0 | 0 | 0 | 0
oh_line_TAP_OH_893344 |  | AN | node_8102603_200816829 | node_1391161_998_15360553_251 | 0.033 | unb_TAPWIRE_OH | 8102603 | no | no |  |  | no |  |  | 0 | 0 | 0 | 0
oh_line_TAP_OH_893345 |  | AN | node_8102603_200816831 | node_1391139_928_15361222_386 | 0.033 | unb_TAPWIRE_OH | 8102603 | no | no |  |  | no |  |  | 0 | 0 | 0 | 0
oh_line_TAP_OH_893346 |  | AN | node_8102603_200816833 | node_1391129_613_15361655_102 | 0.033 | unb_TAPWIRE_OH | 8102603 | no | no |  |  | no |  |  | 0 | 0 | 0 | 0
oh_line_TAP_OH_893347 |  | AN | node_8102603_200816836 | node_1391418_788_15361895_798 | 0.033 | unb_TAPWIRE_OH | 8102603 | no | no |  |  | no |  |  | 0 | 0 | 0 | 0
oh_line_TAP_OH_893348 |  | AN | node_8102603_200816837 | node_1391124_717_15362215_682 | 0.033 | unb_TAPWIRE_OH | 8102603 | no | no |  |  | no |  |  | 0 | 0 | 0 | 0
oh_line_TAP_OH_893349 |  | AN | node_8102603_200816839 | node_1390944_766_15362787_685 | 0.033 | unb_TAPWIRE_OH | 8102603 | no | no |  |  | no |  |  | 0 | 0 | 0 | 0
oh_line_TAP_OH_893350 |  | AN | node_8102603_200816841 | node_1391132_443_15362702_065 | 0.033 | unb_TAPWIRE_OH | 8102603 | no | no |  |  | no |  |  | 0 | 0 | 0 | 0
oh_line_TAP_OH_893351 |  | AN | node_8102603_200816843 | node_1391428_633_15362912_768 | 0.033 | unb_TAPWIRE_OH | 8102603 | no | no |  |  | no |  |  | 0 | 0 | 0 | 0
oh_line_TAP_OH_893352 |  | AN | node_8102603_200816844 | node_1391635_202_15362933_76 | 0.033 | unb_TAPWIRE_OH | 8102603 | no | no |  |  | no |  |  | 0 | 0 | 0 | 0
oh_line_TAP_OH_893366 |  | AN | node_8102603_200816886 | node_1386202_603_15360923_046 | 0.033 | unb_TAPWIRE_OH | 8102603 | no | no |  |  | no |  |  | 0 | 0 | 0 | 0
oh_line_TAP_OH_893367 |  | AN | node_8102603_200816887 | node_1383359_3_15359683_886 | 0.033 | unb_TAPWIRE_OH | 8102603 | no | no |  |  | no |  |  | 0 | 0 | 0 | 0
oh_line_TAP_OH_893368 |  | AN | node_8102603_200816895 | node_1385787_223_15359748_869 | 0.033 | unb_TAPWIRE_OH | 8102603 | no | no |  |  | no |  |  | 0 | 0 | 0 | 0
oh_line_TAP_OH_893369 |  | AN | node_8102603_200816901 | node_1386920_579_15359792_703 | 0.033 | unb_TAPWIRE_OH | 8102603 | no | no |  |  | no |  |  | 0 | 0 | 0 | 0
oh_line_TAP_OH_893370 |  | AN | node_8102603_200816904 | node_1387851_135_15359838_598 | 0.033 | unb_TAPWIRE_OH | 8102603 | no | no |  |  | no |  |  | 0 | 0 | 0 | 0
oh_line_TAP_OH_893371 |  | AN | node_8102603_200816905 | node_1388212_953_15359854_219 | 0.033 | unb_TAPWIRE_OH | 8102603 | no | no |  |  | no |  |  | 0 | 0 | 0 | 0
oh_line_TAP_OH_893372 |  | AN | node_8102603_200816906 | node_1388474_147_15359873_958 | 0.033 | unb_TAPWIRE_OH | 8102603 | no | no |  |  | no |  |  | 0 | 0 | 0 | 0
oh_line_TAP_OH_893373 |  | AN | node_8102603_200816908 | node_1388701_721_15360457_321 | 0.033 | unb_TAPWIRE_OH | 8102603 | no | no |  |  | no |  |  | 0 | 0 | 0 | 0
oh_line_TAP_OH_893374 |  | AN | node_8102603_200816911 | node_1389288_003_15361008_582 | 0.033 | unb_TAPWIRE_OH | 8102603 | no | no |  |  | no |  |  | 0 | 0 | 0 | 0
oh_line_TAP_OH_893375 |  | AN | node_8102603_200816916 | node_1381629_042_15363825_113 | 0.033 | unb_TAPWIRE_OH | 8102603 | no | no |  |  | no |  |  | 0 | 0 | 0 | 0
oh_line_TAP_OH_893376 |  | AN | node_8102603_200816917 | node_1381344_999_15364242_105 | 0.033 | unb_TAPWIRE_OH | 8102603 | no | no |  |  | no |  |  | 0 | 0 | 0 | 0
oh_line_TAP_OH_893377 |  | AN | node_8102603_200816919 | node_1381186_936_15364511_525 | 0.033 | unb_TAPWIRE_OH | 8102603 | no | no |  |  | no |  |  | 0 | 0 | 0 | 0
oh_line_TAP_OH_893378 |  | AN | node_8102603_200816924 | node_1381059_526_15362093_625 | 0.033 | unb_TAPWIRE_OH | 8102603 | no | no |  |  | no |  |  | 0 | 0 | 0 | 0
oh_line_TAP_OH_893379 |  | AN | node_8102603_200816925 | node_1381027_521_15362507_255 | 0.033 | unb_TAPWIRE_OH | 8102603 | no | no |  |  | no |  |  | 0 | 0 | 0 | 0
oh_line_TAP_OH_893380 |  | AN | node_8102603_200816928 | node_1380561_935_15362571_271 | 0.033 | unb_TAPWIRE_OH | 8102603 | no | no |  |  | no |  |  | 0 | 0 | 0 | 0
oh_line_TAP_OH_893381 |  | AN | node_8102603_200816931 | node_1381522_591_15362872_233 | 0.033 | unb_TAPWIRE_OH | 8102603 | no | no |  |  | no |  |  | 0 | 0 | 0 | 0
oh_line_TAP_OH_893382 |  | AN | node_8102603_200816932 | node_1380936_834_15363084_46 | 0.033 | unb_TAPWIRE_OH | 8102603 | no | no |  |  | no |  |  | 0 | 0 | 0 | 0
oh_line_TAP_OH_893383 |  | AN | node_8102603_200816937 | node_1395100_444_15358270_47 | 0.033 | unb_TAPWIRE_OH | 8102603 | no | no |  |  | no |  |  | 0 | 0 | 0 | 0
oh_line_TAP_OH_893384 |  | AN | node_8102603_200816939 | node_1391322_001_15358445_608 | 0.033 | unb_TAPWIRE_OH | 8102603 | no | no |  |  | no |  |  | 0 | 0 | 0 | 0
oh_line_TAP_OH_893385 |  | AN | node_8102603_200816941 | node_1394714_125_15358574_343 | 0.033 | unb_TAPWIRE_OH | 8102603 | no | no |  |  | no |  |  | 0 | 0 | 0 | 0
oh_line_TAP_OH_893386 |  | AN | node_8102603_200816943 | node_1394963_826_15358023_24 | 0.033 | unb_TAPWIRE_OH | 8102603 | no | no |  |  | no |  |  | 0 | 0 | 0 | 0
oh_line_TAP_OH_893387 |  | AN | node_8102603_200816945 | node_1394891_179_15357674_683 | 0.033 | unb_TAPWIRE_OH | 8102603 | no | no |  |  | no |  |  | 0 | 0 | 0 | 0
oh_line_TAP_OH_893388 |  | AN | node_8102603_200816946 | node_1391781_296_15358402_494 | 0.033 | unb_TAPWIRE_OH | 8102603 | no | no |  |  | no |  |  | 0 | 0 | 0 | 0
oh_line_TAP_OH_893389 |  | AN | node_8102603_200816948 | node_1392325_786_15358438_608 | 0.033 | unb_TAPWIRE_OH | 8102603 | no | no |  |  | no |  |  | 0 | 0 | 0 | 0
oh_line_TAP_OH_893390 |  | AN | node_8102603_200816950 | node_1392805_312_15358457_671 | 0.033 | unb_TAPWIRE_OH | 8102603 | no | no |  |  | no |  |  | 0 | 0 | 0 | 0
oh_line_TAP_OH_893391 |  | AN | node_8102603_200816953 | node_1393474_06_15358853_106 | 0.033 | unb_TAPWIRE_OH | 8102603 | no | no |  |  | no |  |  | 0 | 0 | 0 | 0
oh_line_TAP_OH_893392 |  | AN | node_8102603_200816954 | node_1393206_616_15358906_626 | 0.033 | unb_TAPWIRE_OH | 8102603 | no | no |  |  | no |  |  | 0 | 0 | 0 | 0
oh_line_TAP_OH_893393 |  | AN | node_8102603_200816955 | node_1393748_649_15358795_195 | 0.033 | unb_TAPWIRE_OH | 8102603 | no | no |  |  | no |  |  | 0 | 0 | 0 | 0
oh_line_TAP_OH_893394 |  | AN | node_8102603_200816956 | node_1393992_893_15358869_116 | 0.033 | unb_TAPWIRE_OH | 8102603 | no | no |  |  | no |  |  | 0 | 0 | 0 | 0
oh_line_TAP_OH_893395 |  | AN | node_8102603_200816958 | node_1394157_157_15358878_849 | 0.033 | unb_TAPWIRE_OH | 8102603 | no | no |  |  | no |  |  | 0 | 0 | 0 | 0
oh_line_TAP_OH_893396 |  | AN | node_8102603_200816960 | node_1394554_127_15358866_495 | 0.033 | unb_TAPWIRE_OH | 8102603 | no | no |  |  | no |  |  | 0 | 0 | 0 | 0
oh_line_TAP_OH_893418 |  | AN | node_8102603_200817008 | node_1377552_853_15361833_096 | 0.033 | unb_TAPWIRE_OH | 8102603 | no | no |  |  | no |  |  | 0 | 0 | 0 | 0
oh_line_TAP_OH_893419 |  | AN | node_8102603_200817009 | node_1377214_637_15362025_021 | 0.033 | unb_TAPWIRE_OH | 8102603 | no | no |  |  | no |  |  | 0 | 0 | 0 | 0
oh_line_TAP_OH_893420 |  | AN | node_8102603_200817012 | node_1376491_458_15361955_991 | 0.033 | unb_TAPWIRE_OH | 8102603 | no | no |  |  | no |  |  | 0 | 0 | 0 | 0
oh_line_TAP_OH_893421 |  | AN | node_8102603_200817014 | node_1375804_654_15361703_075 | 0.033 | unb_TAPWIRE_OH | 8102603 | no | no |  |  | no |  |  | 0 | 0 | 0 | 0
oh_line_TAP_OH_893422 |  | AN | node_8102603_200817020 | node_1380336_831_15360740_542 | 0.033 | unb_TAPWIRE_OH | 8102603 | no | no |  |  | no |  |  | 0 | 0 | 0 | 0
oh_line_TAP_OH_893423 |  | AN | node_8102603_200817021 | node_1380454_485_15360591_688 | 0.033 | unb_TAPWIRE_OH | 8102603 | no | no |  |  | no |  |  | 0 | 0 | 0 | 0
oh_line_TAP_OH_893424 |  | AN | node_8102603_200817022 | node_1379533_113_15361044_899 | 0.033 | unb_TAPWIRE_OH | 8102603 | no | no |  |  | no |  |  | 0 | 0 | 0 | 0
oh_line_TAP_OH_893425 |  | AN | node_8102603_200817025 | node_1379023_028_15360965_166 | 0.033 | unb_TAPWIRE_OH | 8102603 | no | no |  |  | no |  |  | 0 | 0 | 0 | 0
oh_line_TAP_OH_893426 |  | AN | node_8102603_200817028 | node_1378126_532_15361414_832 | 0.033 | unb_TAPWIRE_OH | 8102603 | no | no |  |  | no |  |  | 0 | 0 | 0 | 0
oh_line_TAP_OH_893427 |  | AN | node_8102603_200817030 | node_1378274_118_15361874_455 | 0.033 | unb_TAPWIRE_OH | 8102603 | no | no |  |  | no |  |  | 0 | 0 | 0 | 0
oh_line_TAP_OH_893428 |  | AN | node_8102603_200817032 | node_1377849_505_15361658_215 | 0.033 | unb_TAPWIRE_OH | 8102603 | no | no |  |  | no |  |  | 0 | 0 | 0 | 0
oh_line_TAP_OH_893431 |  | AN | node_8102603_200817050 | node_1381845_021_15367594_596 | 0.033 | unb_TAPWIRE_OH | 8102603 | no | no |  |  | no |  |  | 0 | 0 | 0 | 0
oh_line_TAP_OH_893432 |  | AN | node_8102603_200817053 | node_1381894_985_15367200_15 | 0.033 | unb_TAPWIRE_OH | 8102603 | no | no |  |  | no |  |  | 0 | 0 | 0 | 0
oh_line_TAP_OH_893433 |  | AN | node_8102603_200817054 | node_1381917_225_15366876_812 | 0.033 | unb_TAPWIRE_OH | 8102603 | no | no |  |  | no |  |  | 0 | 0 | 0 | 0
oh_line_TAP_OH_893434 |  | AN | node_8102603_200817057 | node_1382079_516_15366615_982 | 0.033 | unb_TAPWIRE_OH | 8102603 | no | no |  |  | no |  |  | 0 | 0 | 0 | 0
oh_line_TAP_OH_893435 |  | AN | node_8102603_200817058 | node_1381687_029_15366671_118 | 0.033 | unb_TAPWIRE_OH | 8102603 | no | no |  |  | no |  |  | 0 | 0 | 0 | 0
oh_line_TAP_OH_893436 |  | AN | node_8102603_200817060 | node_1382376_026_15366327_584 | 0.033 | unb_TAPWIRE_OH | 8102603 | no | no |  |  | no |  |  | 0 | 0 | 0 | 0
oh_line_TAP_OH_893437 |  | AN | node_8102603_200817061 | node_1381827_165_15366104_498 | 0.033 | unb_TAPWIRE_OH | 8102603 | no | no |  |  | no |  |  | 0 | 0 | 0 | 0
oh_line_TAP_OH_893438 |  | AN | node_8102603_200817064 | node_1382109_893_15365608_672 | 0.033 | unb_TAPWIRE_OH | 8102603 | no | no |  |  | no |  |  | 0 | 0 | 0 | 0
oh_line_TAP_OH_893439 |  | AN | node_8102603_200817066 | node_1381565_778_15365246_637 | 0.033 | unb_TAPWIRE_OH | 8102603 | no | no |  |  | no |  |  | 0 | 0 | 0 | 0
oh_line_TAP_OH_893440 |  | AN | node_8102603_200817067 | node_1381498_998_15364926_962 | 0.033 | unb_TAPWIRE_OH | 8102603 | no | no |  |  | no |  |  | 0 | 0 | 0 | 0
oh_line_TAP_OH_893441 |  | AN | node_8102603_200817070 | node_1382270_424_15369870_592 | 0.033 | unb_TAPWIRE_OH | 8102603 | no | no |  |  | no |  |  | 0 | 0 | 0 | 0
oh_line_TAP_OH_893442 |  | AN | node_8102603_200817074 | node_1381858_125_15369347_061 | 0.033 | unb_TAPWIRE_OH | 8102603 | no | no |  |  | no |  |  | 0 | 0 | 0 | 0
oh_line_TAP_OH_893443 |  | AN | node_8102603_200817075 | node_1381941_354_15369066_361 | 0.033 | unb_TAPWIRE_OH | 8102603 | no | no |  |  | no |  |  | 0 | 0 | 0 | 0
oh_line_TAP_OH_893444 |  | AN | node_8102603_200817077 | node_1381929_075_15368916_758 | 0.033 | unb_TAPWIRE_OH | 8102603 | no | no |  |  | no |  |  | 0 | 0 | 0 | 0
oh_line_TAP_OH_893445 |  | AN | node_8102603_200817078 | node_1381922_449_15368772_91 | 0.033 | unb_TAPWIRE_OH | 8102603 | no | no |  |  | no |  |  | 0 | 0 | 0 | 0
oh_line_TAP_OH_893446 |  | AN | node_8102603_200817080 | node_1381888_603_15368362_127 | 0.033 | unb_TAPWIRE_OH | 8102603 | no | no |  |  | no |  |  | 0 | 0 | 0 | 0
oh_line_TAP_OH_893618 |  | ABCN | node_8102603_200817508 | node_1382588_52_15371202_342 | 0.033 | unb_TAPWIRE_OH | 8102603 | no | no |  |  | no |  |  | 0 | 0 | 0 | 0
oh_line_TAP_OH_893619 |  | AN | node_8102603_200817510 | node_1383573_739_15369501_72 | 0.033 | unb_TAPWIRE_OH | 8102603 | no | no |  |  | no |  |  | 0 | 0 | 0 | 0
oh_line_TAP_OH_893620 |  | AN | node_8102603_200817513 | node_1383950_565_15369090_386 | 0.033 | unb_TAPWIRE_OH | 8102603 | no | no |  |  | no |  |  | 0 | 0 | 0 | 0
oh_line_TAP_OH_893622 |  | AN | node_8102603_200817515 | node_1383893_177_15368669_838 | 0.033 | unb_TAPWIRE_OH | 8102603 | no | no |  |  | no |  |  | 0 | 0 | 0 | 0
oh_line_TAP_OH_893623 |  | AN | node_8102603_200817517 | node_1383903_801_15368400_739 | 0.033 | unb_TAPWIRE_OH | 8102603 | no | no |  |  | no |  |  | 0 | 0 | 0 | 0
oh_line_TAP_OH_893624 |  | AN | node_8102603_200817519 | node_1383900_28_15368026_956 | 0.033 | unb_TAPWIRE_OH | 8102603 | no | no |  |  | no |  |  | 0 | 0 | 0 | 0
oh_line_TAP_OH_893625 |  | AN | node_8102603_200817521 | node_1384014_571_15367858_677 | 0.033 | unb_TAPWIRE_OH | 8102603 | no | no |  |  | no |  |  | 0 | 0 | 0 | 0
oh_line_TAP_OH_893626 |  | AN | node_8102603_200817522 | node_1384206_848_15367746_171 | 0.033 | unb_TAPWIRE_OH | 8102603 | no | no |  |  | no |  |  | 0 | 0 | 0 | 0
oh_line_TAP_OH_893627 |  | AN | node_8102603_200817524 | node_1384716_107_15367773_119 | 0.033 | unb_TAPWIRE_OH | 8102603 | no | no |  |  | no |  |  | 0 | 0 | 0 | 0
oh_line_TAP_OH_893628 |  | AN | node_8102603_200817527 | node_1384980_094_15367626_177 | 0.033 | unb_TAPWIRE_OH | 8102603 | no | no |  |  | no |  |  | 0 | 0 | 0 | 0
oh_line_TAP_OH_893629 |  | AN | node_8102603_200817529 | node_1385566_791_15367535_919 | 0.033 | unb_TAPWIRE_OH | 8102603 | no | no |  |  | no |  |  | 0 | 0 | 0 | 0
oh_line_TAP_OH_893630 |  | AN | node_8102603_200817533 | node_1381746_206_15370381_681 | 0.033 | unb_TAPWIRE_OH | 8102603 | no | no |  |  | no |  |  | 0 | 0 | 0 | 0
oh_line_TAP_OH_893631 |  | AN | node_8102603_200817534 | node_1381662_421_15370190_893 | 0.033 | unb_TAPWIRE_OH | 8102603 | no | no |  |  | no |  |  | 0 | 0 | 0 | 0
oh_line_TAP_OH_893632 |  | AN | node_8102603_200817541 | node_1383389_457_15369702_418 | 0.033 | unb_TAPWIRE_OH | 8102603 | no | no |  |  | no |  |  | 0 | 0 | 0 | 0
oh_line_TAP_OH_893650 |  | AN | node_8102603_200817582 | node_1383318_342_15370688_842 | 0.033 | unb_TAPWIRE_OH | 8102603 | no | no |  |  | no |  |  | 0 | 0 | 0 | 0
oh_line_TAP_OH_893651 |  | AN | node_8102603_200817586 | node_1383440_128_15370497_36 | 0.033 | unb_TAPWIRE_OH | 8102603 | no | no |  |  | no |  |  | 0 | 0 | 0 | 0
oh_line_TAP_OH_893652 |  | AN | node_8102603_200817587 | node_1383586_223_15370294_284 | 0.033 | unb_TAPWIRE_OH | 8102603 | no | no |  |  | no |  |  | 0 | 0 | 0 | 0
oh_line_TAP_OH_893653 |  | AN | node_8102603_200817589 | node_1383852_322_15370032_862 | 0.033 | unb_TAPWIRE_OH | 8102603 | no | no |  |  | no |  |  | 0 | 0 | 0 | 0
oh_line_TAP_OH_893654 |  | AN | node_8102603_200817590 | node_1384072_197_15369820_384 | 0.033 | unb_TAPWIRE_OH | 8102603 | no | no |  |  | no |  |  | 0 | 0 | 0 | 0
oh_line_TAP_OH_893655 |  | AN | node_8102603_200817591 | node_1384308_3_15369588_812 | 0.033 | unb_TAPWIRE_OH | 8102603 | no | no |  |  | no |  |  | 0 | 0 | 0 | 0
oh_line_TAP_OH_893656 |  | AN | node_8102603_200817594 | node_1384588_151_15369352_771 | 0.033 | unb_TAPWIRE_OH | 8102603 | no | no |  |  | no |  |  | 0 | 0 | 0 | 0
oh_line_TAP_OH_893663 |  | AN | node_8102603_200817616 | node_1389697_153_15366115_176 | 0.033 | unb_TAPWIRE_OH | 8102603 | no | no |  |  | no |  |  | 0 | 0 | 0 | 0
oh_line_TAP_OH_893664 |  | AN | node_8102603_200817618 | node_1389966_296_15365944_441 | 0.033 | unb_TAPWIRE_OH | 8102603 | no | no |  |  | no |  |  | 0 | 0 | 0 | 0
oh_line_TAP_OH_893665 |  | AN | node_8102603_200817619 | node_1388086_232_15366800_629 | 0.033 | unb_TAPWIRE_OH | 8102603 | no | no |  |  | no |  |  | 0 | 0 | 0 | 0
oh_line_TAP_OH_893666 |  | AN | node_8102603_200817620 | node_1387867_119_15367002_682 | 0.033 | unb_TAPWIRE_OH | 8102603 | no | no |  |  | no |  |  | 0 | 0 | 0 | 0
oh_line_TAP_OH_893667 |  | AN | node_8102603_200817623 | node_1388614_361_15366726_008 | 0.033 | unb_TAPWIRE_OH | 8102603 | no | no |  |  | no |  |  | 0 | 0 | 0 | 0
oh_line_TAP_OH_893668 |  | AN | node_8102603_200817624 | node_1388866_255_15366544_8 | 0.033 | unb_TAPWIRE_OH | 8102603 | no | no |  |  | no |  |  | 0 | 0 | 0 | 0
oh_line_TAP_OH_893669 |  | AN | node_8102603_200817626 | node_1389334_29_15366150_64 | 0.033 | unb_TAPWIRE_OH | 8102603 | no | no |  |  | no |  |  | 0 | 0 | 0 | 0
oh_line_TAP_OH_893675 |  | AN | node_8102603_200817644 | node_1392851_842_15362411_961 | 0.033 | unb_TAPWIRE_OH | 8102603 | no | no |  |  | no |  |  | 0 | 0 | 0 | 0
oh_line_TAP_OH_893676 |  | AN | node_8102603_200817649 | node_1394261_747_15359284_805 | 0.033 | unb_TAPWIRE_OH | 8102603 | no | no |  |  | no |  |  | 0 | 0 | 0 | 0
oh_line_TAP_OH_893677 |  | AN | node_8102603_200817650 | node_1394265_295_15359632_813 | 0.033 | unb_TAPWIRE_OH | 8102603 | no | no |  |  | no |  |  | 0 | 0 | 0 | 0
oh_line_TAP_OH_893678 |  | AN | node_8102603_200817653 | node_1394221_197_15360150_539 | 0.033 | unb_TAPWIRE_OH | 8102603 | no | no |  |  | no |  |  | 0 | 0 | 0 | 0
oh_line_TAP_OH_893682 |  | AN | node_8102603_200817672 | node_1383401_153_15364400_064 | 0.033 | unb_TAPWIRE_OH | 8102603 | no | no |  |  | no |  |  | 0 | 0 | 0 | 0
oh_line_TAP_OH_893683 |  | AN | node_8102603_200817673 | node_1383364_132_15364668_945 | 0.033 | unb_TAPWIRE_OH | 8102603 | no | no |  |  | no |  |  | 0 | 0 | 0 | 0
oh_line_TAP_OH_893684 |  | AN | node_8102603_200817674 | node_1383238_112_15363835_25 | 0.033 | unb_TAPWIRE_OH | 8102603 | no | no |  |  | no |  |  | 0 | 0 | 0 | 0
oh_line_TAP_OH_900392 |  | AN | node_8102603_200840249 | node_1374710_349_15378301_164 | 0.033 | unb_TAPWIRE_OH | 8102603 | no | no |  |  | no |  |  | 0 | 0 | 0 | 0
oh_line_TAP_OH_900393 |  | AN | node_8102603_200840252 | node_1374717_848_15378625_692 | 0.033 | unb_TAPWIRE_OH | 8102603 | no | no |  |  | no |  |  | 0 | 0 | 0 | 0
oh_line_TAP_OH_900394 |  | AN | node_8102603_200840254 | node_1374279_492_15378686_102 | 0.033 | unb_TAPWIRE_OH | 8102603 | no | no |  |  | no |  |  | 0 | 0 | 0 | 0
oh_line_TAP_OH_900395 |  | AN | node_8102603_200840262 | node_1373968_984_15379016_827 | 0.033 | unb_TAPWIRE_OH | 8102603 | no | no |  |  | no |  |  | 0 | 0 | 0 | 0
oh_line_TAP_OH_900396 |  | AN | node_8102603_200840264 | node_1374332_762_15379109_555 | 0.033 | unb_TAPWIRE_OH | 8102603 | no | no |  |  | no |  |  | 0 | 0 | 0 | 0
oh_line_TAP_OH_900397 |  | AN | node_8102603_200840265 | node_1373753_939_15379349_786 | 0.033 | unb_TAPWIRE_OH | 8102603 | no | no |  |  | no |  |  | 0 | 0 | 0 | 0
oh_line_TAP_OH_901664 |  | AN | node_8102603_200844077 | node_1374833_664_15367975_878 | 0.033 | unb_TAPWIRE_OH | 8102603 | no | no |  |  | no |  |  | 0 | 0 | 0 | 0
oh_line_TAP_OH_901665 |  | AN | node_8102603_200844078 | node_1374734_622_15369216_761 | 0.033 | unb_TAPWIRE_OH | 8102603 | no | no |  |  | no |  |  | 0 | 0 | 0 | 0
oh_line_TAP_OH_901666 |  | AN | node_8102603_200844084 | node_1373826_775_15367772_576 | 0.033 | unb_TAPWIRE_OH | 8102603 | no | no |  |  | no |  |  | 0 | 0 | 0 | 0
oh_line_TAP_OH_901667 |  | AN | node_8102603_200844089 | node_1373228_572_15366101_16 | 0.033 | unb_TAPWIRE_OH | 8102603 | no | no |  |  | no |  |  | 0 | 0 | 0 | 0
oh_line_TAP_OH_901668 |  | AN | node_8102603_200844091 | node_1373205_597_15365775_294 | 0.033 | unb_TAPWIRE_OH | 8102603 | no | no |  |  | no |  |  | 0 | 0 | 0 | 0
oh_line_TAP_OH_901669 |  | AN | node_8102603_200844093 | node_1373058_37_15365488_439 | 0.033 | unb_TAPWIRE_OH | 8102603 | no | no |  |  | no |  |  | 0 | 0 | 0 | 0
oh_line_TAP_OH_901670 |  | AN | node_8102603_200844096 | node_1372967_661_15365311_375 | 0.033 | unb_TAPWIRE_OH | 8102603 | no | no |  |  | no |  |  | 0 | 0 | 0 | 0
oh_line_TAP_OH_901671 |  | AN | node_8102603_200844098 | node_1372806_38_15365123_153 | 0.033 | unb_TAPWIRE_OH | 8102603 | no | no |  |  | no |  |  | 0 | 0 | 0 | 0
oh_line_TAP_OH_901672 |  | AN | node_8102603_200844099 | node_1372944_432_15364856_823 | 0.033 | unb_TAPWIRE_OH | 8102603 | no | no |  |  | no |  |  | 0 | 0 | 0 | 0
oh_line_TAP_OH_901673 |  | AN | node_8102603_200844100 | node_1372858_417_15364565_477 | 0.033 | unb_TAPWIRE_OH | 8102603 | no | no |  |  | no |  |  | 0 | 0 | 0 | 0
oh_line_TAP_OH_901674 |  | AN | node_8102603_200844102 | node_1372761_007_15364210_593 | 0.033 | unb_TAPWIRE_OH | 8102603 | no | no |  |  | no |  |  | 0 | 0 | 0 | 0
oh_line_TAP_OH_901675 |  | AN | node_8102603_200844104 | node_1372630_174_15363980_396 | 0.033 | unb_TAPWIRE_OH | 8102603 | no | no |  |  | no |  |  | 0 | 0 | 0 | 0
oh_line_TAP_OH_901676 |  | AN | node_8102603_200844106 | node_1372605_395_15363723_055 | 0.033 | unb_TAPWIRE_OH | 8102603 | no | no |  |  | no |  |  | 0 | 0 | 0 | 0
oh_line_TAP_OH_901678 |  | AN | node_8102603_200844110 | node_1372534_389_15363063_789 | 0.033 | unb_TAPWIRE_OH | 8102603 | no | no |  |  | no |  |  | 0 | 0 | 0 | 0
oh_line_TAP_OH_901679 |  | AN | node_8102603_200844111 | node_1372499_98_15362700_984 | 0.033 | unb_TAPWIRE_OH | 8102603 | no | no |  |  | no |  |  | 0 | 0 | 0 | 0
oh_line_TAP_OH_901680 |  | AN | node_8102603_200844114 | node_1372253_751_15362360_531 | 0.033 | unb_TAPWIRE_OH | 8102603 | no | no |  |  | no |  |  | 0 | 0 | 0 | 0
oh_line_TAP_OH_901681 |  | AN | node_8102603_200844119 | node_1371792_622_15361307_434 | 0.033 | unb_TAPWIRE_OH | 8102603 | no | no |  |  | no |  |  | 0 | 0 | 0 | 0
oh_line_TAP_OH_901750 |  | AN | node_8102603_200844295 | node_1374911_382_15361287_998 | 0.033 | unb_TAPWIRE_OH | 8102603 | no | no |  |  | no |  |  | 0 | 0 | 0 | 0
oh_line_TAP_OH_901751 |  | AN | node_8102603_200844297 | node_1374525_563_15361133_054 | 0.033 | unb_TAPWIRE_OH | 8102603 | no | no |  |  | no |  |  | 0 | 0 | 0 | 0
oh_line_TAP_OH_901797 |  | AN | node_8102603_200844458 | node_1374426_683_15363881_536 | 0.033 | unb_TAPWIRE_OH | 8102603 | no | no |  |  | no |  |  | 0 | 0 | 0 | 0
oh_line_TAP_OH_901798 |  | AN | node_8102603_200844461 | node_1373983_159_15363041_916 | 0.033 | unb_TAPWIRE_OH | 8102603 | no | no |  |  | no |  |  | 0 | 0 | 0 | 0
oh_line_TAP_OH_901799 |  | AN | node_8102603_200844463 | node_1373740_091_15362974_939 | 0.033 | unb_TAPWIRE_OH | 8102603 | no | no |  |  | no |  |  | 0 | 0 | 0 | 0
oh_line_TAP_OH_901800 |  | AN | node_8102603_200844464 | node_1373576_545_15362840_046 | 0.033 | unb_TAPWIRE_OH | 8102603 | no | no |  |  | no |  |  | 0 | 0 | 0 | 0
oh_line_TAP_OH_901801 |  | AN | node_8102603_200844466 | node_1373562_871_15362286_382 | 0.033 | unb_TAPWIRE_OH | 8102603 | no | no |  |  | no |  |  | 0 | 0 | 0 | 0
oh_line_TAP_OH_901802 |  | AN | node_8102603_200844467 | node_1373635_422_15361988_361 | 0.033 | unb_TAPWIRE_OH | 8102603 | no | no |  |  | no |  |  | 0 | 0 | 0 | 0
oh_line_TAP_OH_901803 |  | AN | node_8102603_200844468 | node_1373612_282_15361654_699 | 0.033 | unb_TAPWIRE_OH | 8102603 | no | no |  |  | no |  |  | 0 | 0 | 0 | 0
oh_line_TAP_OH_901804 |  | AN | node_8102603_200844471 | node_1374989_171_15366098_786 | 0.033 | unb_TAPWIRE_OH | 8102603 | no | no |  |  | no |  |  | 0 | 0 | 0 | 0
oh_line_TAP_OH_901805 |  | AN | node_8102603_200844476 | node_1374920_128_15367486_286 | 0.033 | unb_TAPWIRE_OH | 8102603 | no | no |  |  | no |  |  | 0 | 0 | 0 | 0
oh_line_TAP_OH_901806 |  | AN | node_8102603_200844481 | node_1374243_378_15365188_195 | 0.033 | unb_TAPWIRE_OH | 8102603 | no | no |  |  | no |  |  | 0 | 0 | 0 | 0
oh_line_TAP_OH_901807 |  | AN | node_8102603_200844482 | node_1374768_453_15364624_389 | 0.033 | unb_TAPWIRE_OH | 8102603 | no | no |  |  | no |  |  | 0 | 0 | 0 | 0
oh_line_TAP_OH_901808 |  | AN | node_8102603_200844483 | node_1374810_566_15364411_713 | 0.033 | unb_TAPWIRE_OH | 8102603 | no | no |  |  | no |  |  | 0 | 0 | 0 | 0
oh_line_TAP_OH_902024 |  | AN | node_8102603_200845161 | node_1378020_491_15374565_08 | 0.033 | unb_TAPWIRE_OH | 8102603 | no | no |  |  | no |  |  | 0 | 0 | 0 | 0
oh_line_TAP_OH_902025 |  | AN | node_8102603_200845162 | node_1377909_315_15374370_748 | 0.033 | unb_TAPWIRE_OH | 8102603 | no | no |  |  | no |  |  | 0 | 0 | 0 | 0
oh_line_TAP_OH_902026 |  | AN | node_8102603_200845164 | node_1378354_752_15374286_672 | 0.033 | unb_TAPWIRE_OH | 8102603 | no | no |  |  | no |  |  | 0 | 0 | 0 | 0
oh_line_TAP_OH_902027 |  | AN | node_8102603_200845165 | node_1377995_972_15374150_676 | 0.033 | unb_TAPWIRE_OH | 8102603 | no | no |  |  | no |  |  | 0 | 0 | 0 | 0
oh_line_TAP_OH_902520 |  | ABCN | node_8102603_200846594 | node_1379581_489_15374238_67 | 0.033 | unb_TAPWIRE_OH | 8102603 | no | no |  |  | no |  |  | 0 | 0 | 0 | 0
oh_line_TAP_OH_902521 |  | ABCN | node_8102603_200846595 | node_1379485_786_15374032_178 | 0.033 | unb_TAPWIRE_OH | 8102603 | no | no |  |  | no |  |  | 0 | 0 | 0 | 0
oh_line_TAP_OH_902522 |  | AN | node_8102603_200846600 | node_1379865_558_15374031_095 | 0.033 | unb_TAPWIRE_OH | 8102603 | no | no |  |  | no |  |  | 0 | 0 | 0 | 0
oh_line_TAP_OH_902523 |  | ABCN | node_8102603_200846604 | node_1379639_477_15374506_859 | 0.033 | unb_TAPWIRE_OH | 8102603 | no | no |  |  | no |  |  | 0 | 0 | 0 | 0
oh_line_TAP_OH_902524 |  | ABCN | node_8102603_200846610 | node_1379216_106_15374958_227 | 0.033 | unb_TAPWIRE_OH | 8102603 | no | no |  |  | no |  |  | 0 | 0 | 0 | 0
oh_line_TAP_OH_902525 |  | ABCN | node_8102603_200846619 | node_1378477_43_15375332_648 | 0.033 | unb_TAPWIRE_OH | 8102603 | no | no |  |  | no |  |  | 0 | 0 | 0 | 0
oh_line_TAP_OH_902526 |  | AN | node_8102603_200846622 | node_1378231_709_15374902_14 | 0.033 | unb_TAPWIRE_OH | 8102603 | no | no |  |  | no |  |  | 0 | 0 | 0 | 0
oh_line_TAP_OH_902527 |  | ABCN | node_8102603_200846632 | node_1377867_349_15375839_345 | 0.033 | unb_TAPWIRE_OH | 8102603 | no | no |  |  | no |  |  | 0 | 0 | 0 | 0
oh_line_TAP_OH_902528 |  | AN | node_8102603_200846633 | node_1377465_917_15375664_568 | 0.033 | unb_TAPWIRE_OH | 8102603 | no | no |  |  | no |  |  | 0 | 0 | 0 | 0
oh_line_TAP_OH_902529 |  | ABCN | node_8102603_200846634 | node_1377744_347_15375956_597 | 0.033 | unb_TAPWIRE_OH | 8102603 | no | no |  |  | no |  |  | 0 | 0 | 0 | 0
oh_line_TAP_OH_902530 |  | ABCN | node_8102603_200846637 | node_1377568_895_15376126_418 | 0.033 | unb_TAPWIRE_OH | 8102603 | no | no |  |  | no |  |  | 0 | 0 | 0 | 0
oh_line_TAP_OH_902531 |  | ABCN | node_8102603_200846642 | node_1377235_651_15376381_855 | 0.033 | unb_TAPWIRE_OH | 8102603 | no | no |  |  | no |  |  | 0 | 0 | 0 | 0
oh_line_TAP_OH_902532 |  | AN | node_8102603_200846646 | node_1376972_581_15376119_459 | 0.033 | unb_TAPWIRE_OH | 8102603 | no | no |  |  | no |  |  | 0 | 0 | 0 | 0
oh_line_TAP_OH_902533 |  | AN | node_8102603_200846649 | node_1376796_384_15376015_183 | 0.033 | unb_TAPWIRE_OH | 8102603 | no | no |  |  | no |  |  | 0 | 0 | 0 | 0
oh_line_TAP_OH_902534 |  | AN | node_8102603_200846651 | node_1376630_43_15376079_151 | 0.033 | unb_TAPWIRE_OH | 8102603 | no | no |  |  | no |  |  | 0 | 0 | 0 | 0
oh_line_TAP_OH_902553 |  | ABCN | node_8102603_200846755 | node_1377278_066_15376574_542 | 0.033 | unb_TAPWIRE_OH | 8102603 | no | no |  |  | no |  |  | 0 | 0 | 0 | 0
oh_line_TAP_OH_902554 |  | ABCN | node_8102603_200846761 | node_1376889_853_15376607_959 | 0.033 | unb_TAPWIRE_OH | 8102603 | no | no |  |  | no |  |  | 0 | 0 | 0 | 0
oh_line_TAP_OH_902555 |  | ABCN | node_8102603_200846769 | node_1376225_753_15377044_641 | 0.033 | unb_TAPWIRE_OH | 8102603 | no | no |  |  | no |  |  | 0 | 0 | 0 | 0
oh_line_TAP_OH_902557 |  | ABCN | node_8102603_200846782 | node_1375283_909_15377687_245 | 0.033 | unb_TAPWIRE_OH | 8102603 | no | no |  |  | no |  |  | 0 | 0 | 0 | 0
oh_line_TAP_OH_902558 |  | ABCN | node_8102603_200846787 | node_1374963_867_15377987_148 | 0.033 | unb_TAPWIRE_OH | 8102603 | no | no |  |  | no |  |  | 0 | 0 | 0 | 0
oh_line_TAP_OH_920884 |  | AN | node_8102603_200951098 | node_1394840_191_15358103_731 | 0.033 | unb_TAPWIRE_OH | 8102603 | no | no |  |  | no |  |  | 0 | 0 | 0 | 0
oh_line_TAP_OH_921994 |  | AN | node_8102603_200959617 | node_1381006_48_15361334_389 | 0.033 | unb_TAPWIRE_OH | 8102603 | no | no |  |  | no |  |  | 0 | 0 | 0 | 0
oh_line_TAP_OH_921995 |  | AN | node_8102603_200959618 | node_1381051_702_15360981_035 | 0.033 | unb_TAPWIRE_OH | 8102603 | no | no |  |  | no |  |  | 0 | 0 | 0 | 0
oh_line_TAP_OH_923409 |  | ABCN | node_8102603_200966332 | node_1377447_082_15376592_717 | 0.033 | unb_TAPWIRE_OH | 8102603 | no | no |  |  | no |  |  | 0 | 0 | 0 | 0
oh_line_TAP_OH_924282 |  | AN | node_8102603_200970591 | node_1376147_968_15361830_058 | 0.033 | unb_TAPWIRE_OH | 8102603 | no | no |  |  | no |  |  | 0 | 0 | 0 | 0
oh_line_TAP_OH_924962 |  | AN | node_8102603_200975195 | node_1384957_773_15359714_956 | 0.033 | unb_TAPWIRE_OH | 8102603 | no | no |  |  | no |  |  | 0 | 0 | 0 | 0
oh_line_TAP_OH_925017 |  | AN | node_8102603_200975539 | node_1382883_114_15358977_648 | 0.033 | unb_TAPWIRE_OH | 8102603 | no | no |  |  | no |  |  | 0 | 0 | 0 | 0
oh_line_TAP_OH_927325 |  | AN | node_8102603_200987783 | node_1381955_62_15361501_953 | 0.033 | unb_TAPWIRE_OH | 8102603 | no | no |  |  | no |  |  | 0 | 0 | 0 | 0
oh_line_TAP_OH_927575 |  | AN | node_8102603_201004025 | node_1380780_03_15369867_828 | 0.033 | unb_TAPWIRE_OH | 8102603 | no | no |  |  | no |  |  | 0 | 0 | 0 | 0
oh_line_TAP_OH_928221 |  | AN | node_8102603_201008282 | node_1383909_33_15362020_09 | 0.033 | unb_TAPWIRE_OH | 8102603 | no | no |  |  | no |  |  | 0 | 0 | 0 | 0
oh_line_TAP_OH_934329 |  | AN | node_8102603_201042075 | node_1378327_258_15372741_522 | 0.033 | unb_TAPWIRE_OH | 8102603 | no | no |  |  | no |  |  | 0 | 0 | 0 | 0
oh_line_TAP_OH_936502 |  | AN | node_8102603_201058723 | node_1385699_364_15365633_667 | 0.033 | unb_TAPWIRE_OH | 8102603 | no | no |  |  | no |  |  | 0 | 0 | 0 | 0
oh_line_TAP_OH_1506033 |  | AN | node_8102603_200816488 | node_1375661_139_15368667_518 | 0.033 | unb_TAPWIRE_OH | 8102603 | no | no |  |  | no |  |  | 0 | 0 | 0 | 0
oh_line_TAP_OH_1578831 |  | ABCN | node_8102603_200840248 | node_1374787_009_15378188_916 | 0.033 | unb_TAPWIRE_OH | 8102603 | no | no |  |  | no |  |  | 0 | 0 | 0 | 0
oh_line_TAP_OH_2138520 |  | ABCN | node_8102603_200846584 | node_1376674_192_15377532_56 | 0.033 | unb_TAPWIRE_OH | 8102603 | no | no |  |  | no |  |  | 0 | 0 | 0 | 0
oh_line_TAP_OH_2138521 |  | ABCN | node_8102603_200846584 | node_1376662_325_15377511_157 | 0.033 | unb_TAPWIRE_OH | 8102603 | no | no |  |  | no |  |  | 0 | 0 | 0 | 0
oh_line_TAP_OH_2138588 |  | ABCN | node_8102603_200846587 | node_1377395_468_15376811_442 | 0.033 | unb_TAPWIRE_OH | 8102603 | no | no |  |  | no |  |  | 0 | 0 | 0 | 0
oh_line_TAP_OH_2138589 |  | ABCN | node_8102603_200846587 | node_1377381_715_15376830_433 | 0.033 | unb_TAPWIRE_OH | 8102603 | no | no |  |  | no |  |  | 0 | 0 | 0 | 0
oh_line_TAP_OH_2138590 |  | ABCN | node_8102603_200846587 | node_1377405_081_15376788_267 | 0.033 | unb_TAPWIRE_OH | 8102603 | no | no |  |  | no |  |  | 0 | 0 | 0 | 0
oh_line_TAP_OH_2138617 |  | ABCN | node_8102603_200846590 | node_1376960_311_15377294_298 | 0.033 | unb_TAPWIRE_OH | 8102603 | no | no |  |  | no |  |  | 0 | 0 | 0 | 0
oh_line_TAP_OH_2138618 |  | ABCN | node_8102603_200846590 | node_1376948_588_15377315_624 | 0.033 | unb_TAPWIRE_OH | 8102603 | no | no |  |  | no |  |  | 0 | 0 | 0 | 0
oh_line_TAP_OH_2138679 |  | ABCN | node_8102603_200846777 | node_1376267_259_15377527_988 | 0.033 | unb_TAPWIRE_OH | 8102603 | no | no |  |  | no |  |  | 0 | 0 | 0 | 0
oh_line_TAP_OH_2138680 |  | ABCN | node_8102603_200846777 | node_1376260_105_15377552_742 | 0.033 | unb_TAPWIRE_OH | 8102603 | no | no |  |  | no |  |  | 0 | 0 | 0 | 0
oh_line_TAP_OH_2138681 |  | ABCN | node_8102603_200846777 | node_1376269_403_15377501_537 | 0.033 | unb_TAPWIRE_OH | 8102603 | no | no |  |  | no |  |  | 0 | 0 | 0 | 0
oh_line_TAP_OH_2141467 |  | ABCN | node_8102603_200816446 | node_1379631_821_15373844_144 | 0.033 | unb_TAPWIRE_OH | 8102603 | no | no |  |  | no |  |  | 0 | 0 | 0 | 0
oh_line_TAP_OH_2141468 |  | ABCN | node_8102603_200816446 | node_1379643_559_15373865_675 | 0.033 | unb_TAPWIRE_OH | 8102603 | no | no |  |  | no |  |  | 0 | 0 | 0 | 0
oh_line_TAP_OH_2556552 |  | AN | node_8102603_200816853 | node_1389652_825_15365103_848 | 0.033 | unb_TAPWIRE_OH | 8102603 | no | no |  |  | no |  |  | 0 | 0 | 0 | 0
oh_line_TAP_OH_3187520 |  | AN | node_8102603_311913793 | node_1385349_005_15367133_555 | 0.033 | unb_TAPWIRE_OH | 8102603 | no | no |  |  | no |  |  | 0 | 0 | 0 | 0
oh_line_TAP_OH_3277661 |  | AN | node_8102603_200988829 | node_1384509_237_15363306_696 | 0.033 | unb_TAPWIRE_OH | 8102603 | no | no |  |  | no |  |  | 0 | 0 | 0 | 0
oh_line_TAP_OH_4848771 |  | AN | node_8102603_312091342 | node_1385152_252_15364184_73 | 0.033 | unb_TAPWIRE_OH | 8102603 | no | no |  |  | no |  |  | 0 | 0 | 0 | 0
oh_line_TAP_OH_5086387 |  | AN | node_8102603_200844474 | node_1374897_453_15367273_715 | 0.033 | unb_TAPWIRE_OH | 8102603 | no | no |  |  | no |  |  | 0 | 0 | 0 | 0
oh_line_TAP_OH_5230792 |  | AN | node_8102603_200816455 | node_1378655_68_15373624_554 | 0.033 | unb_TAPWIRE_OH | 8102603 | no | no |  |  | no |  |  | 0 | 0 | 0 | 0
oh_line_TAP_OH_5546839 |  | AN | node_8102603_312139483 | node_1385918_943_15368228_55 | 0.033 | unb_TAPWIRE_OH | 8102603 | no | no |  |  | no |  |  | 0 | 0 | 0 | 0

## overhead_line_conductor
data_type | static
owner_type | feeder
owner | 8102603
object | overhead_line_conductor
name | groupid | geometric_mean_radius | resistance | diameter | rating_summer_continuous | rating_summer_emergency | rating_winter_continuous | rating_winter_emergency | dcircuit | selected | comments
oh_cond_1/0_AAAC |  | 0.012 | 0.876 | 0.398 | 235 | 235 | 310 | 310 |  | no
oh_cond_1/0_ACSR |  | 0.012 | 0.888 | 0.398 | 265 | 265 | 330 | 330 |  | no
oh_cond_2/0_CU |  | 0.013 | 0.44 | 0.414 | 295 | 295 | 425 | 425 |  | no
oh_cond_2_ACSR |  | 0.01 | 1.41 | 0.325 | 195 | 195 | 245 | 245 |  | no
oh_cond_3_#7_CWD_30% |  | 0.005 | 3.07 | 0.311 | 125 | 125 | 195 | 195 |  | no
oh_cond_4/0_AAAC |  | 0.017 | 0.439 | 0.563 | 365 | 365 | 480 | 480 |  | no
oh_cond_4/0_ACSR |  | 0.017 | 0.445 | 0.563 | 410 | 410 | 515 | 515 |  | no
oh_cond_4/0_AL |  | 0.016 | 0.442 | 0.522 | 365 | 365 | 480 | 480 |  | no
oh_cond_4_ACSR |  | 0.008 | 2.24 | 0.25 | 145 | 145 | 185 | 185 |  | no
oh_cond_4_CU |  | 0.007 | 1.388 | 0.232 | 140 | 140 | 200 | 200 |  | no
oh_cond_336_5_ACSR |  | 0.024 | 0.278 | 0.684 | 555 | 555 | 705 | 705 |  | no
oh_cond_477_ACSR |  | 0.028 | 0.196 | 0.849 | 695 | 695 | 880 | 880 |  | no
oh_cond_477_MCM_AL |  | 0.025 | 0.198 | 0.792 | 605 | 605 | 810 | 810 |  | no
oh_cond_WP-4/0-CU |  | 0.015 | 0.273 | 0.81 | 340 | 340 | 390 | 390 |  | no

## regulator
data_type | static
owner_type | feeder
owner | 8102603
object | regulator
name | groupid | phases | fr | to | configuration | sense_node | dcircuit | selected | monitored | monitored_fields | class_monitored_fields | played | played_fields | comments
regulator_220370560 |  | ABCD | node_intto1_8102603_200816392 | node_8102603_200816392 | config_regulator_220370560 |  | 8102603 | no | no |  |  | no
regulator_220370562 |  | AD | node_intto1_8102603_200816855 | node_8102603_200816855 | config_regulator_220370562 |  | 8102603 | no | no |  |  | no
regulator_312112326 |  | AD | node_intto1_8102603_200816824 | node_8102603_200816824 | config_regulator_312112326 |  | 8102603 | no | no |  |  | no

## regulator_configuration
data_type | static
owner_type | feeder
owner | 8102603
object | regulator_configuration
name | groupid | connect_type | band_center | band_width | time_delay | dwell_time | raise_taps | lower_taps | current_transducer_ratio | power_transducer_ratio | compensator_r_setting_A | compensator_x_setting_A | compensator_r_setting_B | compensator_x_setting_B | compensator_r_setting_C | compensator_x_setting_C | CT_phase | PT_phase | regulation | control_level | Control | Type | tap_pos_A | tap_pos_B | tap_pos_C | dcircuit | selected | comments
config_regulator_220370560 |  | WYE_WYE | 123 | 3 |  |  | 16 | 16 | 100 | 40 | 0 | 0 | 0 | 0 | 0 | 0 | A | A | 0.1 | INDIVIDUAL | OUTPUT_VOLTAGE | A | 0 | 0 | 0 |  | no
config_regulator_220370562 |  | WYE_WYE | 123 | 3 |  |  | 16 | 16 | 100 | 40 | 0 | 0 | 0 | 0 | 0 | 0 | A | A | 0.1 | INDIVIDUAL | OUTPUT_VOLTAGE | A | 0 | 0 | 0 |  | no
config_regulator_312112326 |  | WYE_WYE | 123 | 3 |  |  | 16 | 16 | 100 | 63.5 | 0 | 0 | 0 | 0 | 0 | 0 | A | A | 0.1 | INDIVIDUAL | OUTPUT_VOLTAGE | A | 0 | 0 | 0 |  | no

## switch
data_type | static
owner_type | feeder
owner | 8102603
object | switch
name | groupid | phases | fr | to | phase_A_state | phase_B_state | phase_C_state | operating_mode | status | dcircuit | selected | monitored | monitored_fields | class_monitored_fields | played | played_fields | comments
switch_220415910 |  | AD | node_intto1_8102603_200816837 | node_8102603_200816837 | CLOSED | CLOSED | CLOSED | INDIVIDUAL |  | 8102603 | no | no |  |  | no
switch_220416433 |  | AD | node_intto1_220416433 | node_220416433 | CLOSED | CLOSED | CLOSED | INDIVIDUAL |  | 8102603 | no | no |  |  | no
switch_220416437 |  | AD | node_intto1_8102603_200846646 | node_8102603_200846646 | CLOSED | CLOSED | CLOSED | INDIVIDUAL |  | 8102603 | no | no |  |  | no

## transformer
data_type | static
owner_type | feeder
owner | 8102603
object | transformer
name | groupid | phases | fr | to | configuration | climate | aging_constant | use_thermal_model | aging_granularity | dcircuit | selected | monitored | monitored_fields | class_monitored_fields | played | played_fields | comments
transformer_220465172 |  | AD | node_intto1_220465172 | node_220465172 | config_transformer_220465172 |  | 0 |  | 0 | 8102603 | no | no |  |  | no
transformer_220523519 |  | AD | node_intto1_8102603_311911386 | node_8102603_311911386 | config_transformer_220523519 |  | 0 |  | 0 | 8102603 | no | no |  |  | no

## transformer_configuration
data_type | static
owner_type | feeder
owner | 8102603
object | transformer_configuration
name | groupid | connect_type | install_type | coolant_type | cooling_type | primary_voltage | secondary_voltage | power_rating | powerA_rating | powerB_rating | powerC_rating | impedance | shunt_impedance | core_coil_weight | tank_fittings_weight | oil_volume | rated_winding_time_constant | rated_winding_hot_spot_rise | rated_top_oil_rise | no_load_loss | full_load_loss | reactance_resistance_ratio | installed_insulation_life | dcircuit | selected | comments
config_transformer_220465172 |  | DELTA_GWYE |  |  |  | 4800 | 12470 | 250 | 0 | 0 | 0 | 0.004+0.043j | 0 | 0 | 0 | 0 | 0 | 0 | 0 | 0 | 0 | 10 | 0 |  | no
config_transformer_220523519 |  | DELTA_GWYE |  |  |  | 4800 | 12470 | 167 | 0 | 0 | 0 | 0.004+0.04j | 0 | 0 | 0 | 0 | 0 | 0 | 0 | 0 | 0 | 10 | 0 |  | no

## underground_line
data_type | static
owner_type | feeder
owner | 8102603
object | underground_line
name | groupid | phases | fr | to | length | configuration | dcircuit | selected | monitored | monitored_fields | class_monitored_fields | played | played_fields | comments
und_line_8102603_200816507 |  | AN | node_8102603_200816575 | node_intto1_8102603_200816507 | 3398.761 | und_1P_2ALURD | 8102603 | no | no |  |  | no
und_line_8102603_200816936 |  | AN | node_8102603_200816947 | node_8102603_200816936 | 254.02 | und_1P_2ALURD | 8102603 | no | no |  |  | no
und_line_8102603_200817048 |  | AN | node_8102603_200817065 | node_intto1_8102603_200817048 | 280.281 | und_1P_2ALURD | 8102603 | no | no |  |  | no
und_line_8102603_200817049 |  | AN | node_8102603_200817076 | node_intto1_8102603_200817049 | 352.34 | und_1P_2ALURD | 8102603 | no | no |  |  | no
und_line_8102603_200817639 |  | AN | node_8102603_200817654 | node_8102603_200817639 | 597.354 | und_1P_DELTACUST | 8102603 | no | no |  |  | no
und_line_8102603_200845065 |  | AN | node_8102603_311911386 | node_8102603_200845065 | 252.714 | und_1P_2ALURD_2AL(N) | 8102603 | no | no |  |  | no
und_line_8102603_200845067 |  | AN | node_8102603_200845065 | node_8102603_200845067 | 309.07 | und_1P_2ALURD_2AL(N) | 8102603 | no | no |  |  | no
und_line_8102603_200845069 |  | AN | node_8102603_200845067 | node_8102603_200845069 | 149.37 | und_1P_2ALURD_2AL(N) | 8102603 | no | no |  |  | no
und_line_8102603_200845071 |  | AN | node_8102603_200845069 | node_8102603_200845071 | 131.427 | und_1P_2ALURD_2AL(N) | 8102603 | no | no |  |  | no
und_line_8102603_200845073 |  | AN | node_8102603_200845067 | node_8102603_200845073 | 127.908 | und_1P_2ALURD_2AL(N) | 8102603 | no | no |  |  | no
und_line_8102603_200845074 |  | AN | node_8102603_200845073 | node_8102603_200845074 | 84.18 | und_1P_2ALURD_2AL(N) | 8102603 | no | no |  |  | no
und_line_8102603_200845076 |  | AN | node_8102603_200845074 | node_8102603_200845076 | 134.086 | und_1P_2ALURD_2AL(N) | 8102603 | no | no |  |  | no
und_line_8102603_200845077 |  | AN | node_8102603_200845073 | node_8102603_200845077 | 103.699 | und_1P_2ALURD_2AL(N) | 8102603 | no | no |  |  | no
und_line_8102603_200845078 |  | AN | node_8102603_200845077 | node_8102603_200845078 | 130.553 | und_1P_2ALURD_2AL(N) | 8102603 | no | no |  |  | no
und_line_8102603_200845081 |  | AN | node_8102603_200845078 | node_8102603_200845081 | 102.486 | und_1P_2ALURD_2AL(N) | 8102603 | no | no |  |  | no
und_line_8102603_200845083 |  | AN | node_8102603_200845081 | node_8102603_200845083 | 115.392 | und_1P_2ALURD_2AL(N) | 8102603 | no | no |  |  | no
und_line_8102603_200845085 |  | AN | node_8102603_200845078 | node_8102603_200845085 | 251.891 | und_1P_2ALURD_2AL(N) | 8102603 | no | no |  |  | no
und_line_8102603_200845088 |  | AN | node_8102603_200845085 | node_8102603_200845088 | 122.319 | und_1P_2ALURD_2AL(N) | 8102603 | no | no |  |  | no
und_line_8102603_200845090 |  | AN | node_8102603_200846424 | node_8102603_200845090 | 72.56 | und_1P_2ALURD_2AL(N) | 8102603 | no | no |  |  | no
und_line_8102603_200845091 |  | AN | node_8102603_200845090 | node_8102603_200845091 | 71.353 | und_1P_2ALURD_2AL(N) | 8102603 | no | no |  |  | no
und_line_8102603_200846413 |  | AN | node_8102603_200846650 | node_intto1_8102603_200846413 | 206.298 | und_1P_2ALURD_2AL(N) | 8102603 | no | no |  |  | no
und_line_8102603_200846416 |  | AN | node_8102603_200846651 | node_intto1_8102603_200846416 | 295.386 | und_1P_2ALURD_2AL(N) | 8102603 | no | no |  |  | no
und_line_8102603_200846419 |  | AN | node_8102603_200846416 | node_8102603_200846419 | 222.421 | und_1P_2ALURD_2AL(N) | 8102603 | no | no |  |  | no
und_line_8102603_200846420 |  | AN | node_8102603_200846419 | node_8102603_200846420 | 253.136 | und_1P_2ALURD_2AL(N) | 8102603 | no | no |  |  | no
und_line_8102603_200846422 |  | AN | node_8102603_200846420 | node_8102603_200846422 | 128.701 | und_1P_2ALURD_2AL(N) | 8102603 | no | no |  |  | no
und_line_8102603_200846423 |  | AN | node_8102603_200846422 | node_8102603_200846423 | 95.625 | und_1P_2ALURD_2AL(N) | 8102603 | no | no |  |  | no
und_line_8102603_200846424 |  | AN | node_8102603_200846423 | node_8102603_200846424 | 162.671 | und_1P_2ALURD_2AL(N) | 8102603 | no | no |  |  | no
und_line_8102603_200846425 |  | AN | node_8102603_200845091 | node_8102603_200846425 | 195.2 | und_1P_2ALURD_2AL(N) | 8102603 | no | no |  |  | no
und_line_8102603_200981751 |  | AN | node_8102603_200844115 | node_intto1_8102603_200981751 | 212.198 | und_1P_DELTACUST | 8102603 | no | no |  |  | no
und_line_8102603_201009937 |  | AN | node_8102603_201009938 | node_intto1_8102603_201009937 | 186.287 | und_1P_DELTACUST | 8102603 | no | no |  |  | no
und_line_8102603_311899356 |  | AN | node_8102603_311899355 | node_intto1_8102603_311899356 | 57.832 | und_1P_DELTACUST | 8102603 | no | no |  |  | no
und_line_8102603_311928994 |  | AN | node_8102603_200817673 | node_intto1_8102603_311928994 | 144.688 | und_1P_DELTACUST | 8102603 | no | no |  |  | no
und_line_8102603_312062010 |  | AN | node_8102603_200816409 | node_intto1_8102603_312062010 | 230.472 | und_1P_DELTACUST | 8102603 | no | no |  |  | no
und_line_8102603_312118780 |  | AN | node_8102603_200844109 | node_intto1_8102603_312118780 | 763.52 | und_1P_DELTACUST | 8102603 | no | no |  |  | no
und_line_8102603_312136025 |  | AN | node_8102603_312136021 | node_intto1_8102603_312136025 | 259.357 | und_1P_DELTACUST | 8102603 | no | no |  |  | no
und_line_TAP_UG_58700 |  | AN | node_8102603_200816507 | node_1387589_417_15356669_678 | 0.033 | und_TAPWIRE_UG | 8102603 | no | no |  |  | no
und_line_TAP_UG_58704 |  | AN | node_8102603_200816936 | node_1391977_261_15358160_931 | 0.033 | und_TAPWIRE_UG | 8102603 | no | no |  |  | no
und_line_TAP_UG_58705 |  | AN | node_8102603_200817048 | node_1382004_58_15365460_592 | 0.033 | und_TAPWIRE_UG | 8102603 | no | no |  |  | no
und_line_TAP_UG_58706 |  | AN | node_8102603_200817049 | node_1382374_362_15368911_605 | 0.033 | und_TAPWIRE_UG | 8102603 | no | no |  |  | no
und_line_TAP_UG_58708 |  | AN | node_8102603_200817639 | node_1393494_01_15360308_823 | 0.033 | und_TAPWIRE_UG | 8102603 | no | no |  |  | no
und_line_TAP_UG_59110 |  | AN | node_8102603_200845065 | node_1377912_929_15374851_227 | 0.033 | und_TAPWIRE_UG | 8102603 | no | no |  |  | no
und_line_TAP_UG_59111 |  | AN | node_8102603_200845067 | node_1377578_757_15374766_831 | 0.033 | und_TAPWIRE_UG | 8102603 | no | no |  |  | no
und_line_TAP_UG_59112 |  | AN | node_8102603_200845069 | node_1377693_95_15374920_326 | 0.033 | und_TAPWIRE_UG | 8102603 | no | no |  |  | no
und_line_TAP_UG_59113 |  | AN | node_8102603_200845071 | node_1377679_362_15375082_524 | 0.033 | und_TAPWIRE_UG | 8102603 | no | no |  |  | no
und_line_TAP_UG_59114 |  | AN | node_8102603_200845074 | node_1377398_986_15374871_416 | 0.033 | und_TAPWIRE_UG | 8102603 | no | no |  |  | no
und_line_TAP_UG_59115 |  | AN | node_8102603_200845076 | node_1377413_684_15375048_191 | 0.033 | und_TAPWIRE_UG | 8102603 | no | no |  |  | no
und_line_TAP_UG_59116 |  | AN | node_8102603_200845078 | node_1377222_041_15374759_801 | 0.033 | und_TAPWIRE_UG | 8102603 | no | no |  |  | no
und_line_TAP_UG_59117 |  | AN | node_8102603_200845081 | node_1377228_38_15374904_46 | 0.033 | und_TAPWIRE_UG | 8102603 | no | no |  |  | no
und_line_TAP_UG_59118 |  | AN | node_8102603_200845083 | node_1377212_027_15375033_601 | 0.033 | und_TAPWIRE_UG | 8102603 | no | no |  |  | no
und_line_TAP_UG_59119 |  | AN | node_8102603_200845085 | node_1377007_732_15374910_869 | 0.033 | und_TAPWIRE_UG | 8102603 | no | no |  |  | no
und_line_TAP_UG_59120 |  | AN | node_8102603_200845088 | node_1376996_013_15375040_061 | 0.033 | und_TAPWIRE_UG | 8102603 | no | no |  |  | no
und_line_TAP_UG_59144 |  | AN | node_8102603_200846413 | node_1376729_571_15376321_044 | 0.033 | und_TAPWIRE_UG | 8102603 | no | no |  |  | no
und_line_TAP_UG_59145 |  | AN | node_8102603_200846416 | node_1376443_813_15376340_188 | 0.033 | und_TAPWIRE_UG | 8102603 | no | no |  |  | no
und_line_TAP_UG_59146 |  | AN | node_8102603_200846419 | node_1376345_98_15376556_646 | 0.033 | und_TAPWIRE_UG | 8102603 | no | no |  |  | no
und_line_TAP_UG_59147 |  | AN | node_8102603_200846420 | node_1376034_978_15376527_656 | 0.033 | und_TAPWIRE_UG | 8102603 | no | no |  |  | no
und_line_TAP_UG_59148 |  | AN | node_8102603_200846424 | node_1376070_787_15376145_283 | 0.033 | und_TAPWIRE_UG | 8102603 | no | no |  |  | no
und_line_TAP_UG_59149 |  | AN | node_8102603_200846425 | node_1376261_608_15375985_742 | 0.033 | und_TAPWIRE_UG | 8102603 | no | no |  |  | no
und_line_TAP_UG_62718 |  | AN | node_8102603_200981751 | node_1372005_28_15362101_441 | 0.033 | und_TAPWIRE_UG | 8102603 | no | no |  |  | no
und_line_TAP_UG_63997 |  | AN | node_8102603_201009937 | node_1385316_822_15360033_36 | 0.033 | und_TAPWIRE_UG | 8102603 | no | no |  |  | no
und_line_TAP_UG_1386285 |  | AN | node_8102603_311899356 | node_1391936_302_15353715_763 | 0.033 | und_TAPWIRE_UG | 8102603 | no | no |  |  | no
und_line_TAP_UG_1572700 |  | AN | node_8102603_311928994 | node_1383485_793_15364741_785 | 0.033 | und_TAPWIRE_UG | 8102603 | no | no |  |  | no
und_line_TAP_UG_2250950 |  | AN | node_8102603_312062010 | node_1384015_795_15370457_194 | 0.033 | und_TAPWIRE_UG | 8102603 | no | no |  |  | no
und_line_TAP_UG_2630224 |  | AN | node_8102603_312118780 | node_1371428_669_15363292_737 | 0.033 | und_TAPWIRE_UG | 8102603 | no | no |  |  | no
und_line_TAP_UG_2760243 |  | AN | node_8102603_312136025 | node_1375238_052_15366001_192 | 0.033 | und_TAPWIRE_UG | 8102603 | no | no |  |  | no

## underground_line_conductor
data_type | static
owner_type | feeder
owner | 8102603
object | underground_line_conductor
name | groupid | outer_diameter | conductor_gmr | conductor_diameter | conductor_resistance | neutral_gmr | neutral_diameter | neutral_resistance | neutral_strands | insulation_relative_permitivitty | shield_gmr | shield_resistance | rating_summer_continuous | rating_summer_emergency | rating_winter_continuous | rating_winter_emergency | dcircuit | selected | comments
und_cond_1P_2ALURD | [12 empty] | 125 | 125 | 140 | 140 |  | no
und_cond_1P_2ALURD_2AL(N) | [12 empty] | 125 | 125 | 140 | 140 |  | no
und_cond_1P_DELTACUST | [12 empty] | 685 | 685 | 685 | 685 |  | no
und_cond_TAPWIRE_UG | [12 empty] | 99999999 | 99999999 | 99999999 | 99999999 |  | no