## capacitor
data_type | static
owner_type | feeder
owner | 8102604
object | capacitor
name | groupid | parent | phases | nominal_voltage | pt_phase | phases_connected | switchA | switchB | switchC | control | voltage_set_high | voltage_set_low | VAr_set_high | VAr_set_low | current_set_high | current_set_low | capacitor_A | capacitor_B | capacitor_C | cap_nominal_voltage | time_delay | dwell_time | lockout_time | remote_sense | remote_sense_B | control_level | dcircuit | selected | monitored | monitored_fields | class_monitored_fields | played | played_fields | comments
cap_220369118 |  | node_1367805_12_15394378_005 | AN | 0 |  | AN | CLOSED |  |  | MANUAL | [6 empty] | 50000 |  |  | 4800 | [6 empty] | 8102604 | no | no |  |  | no
cap_220369168 |  | node_1363571_195_15373325_494 | AN | 0 |  | AN | CLOSED |  |  | MANUAL | [6 empty] | 50000 |  |  | 4800 | [6 empty] | 8102604 | no | no |  |  | no
cap_220644712 |  | node_1357792_55_15395962_614 | AN | 0 |  | AN | CLOSED |  |  | MANUAL | [6 empty] | 50000 |  |  | 4800 | [6 empty] | 8102604 | no | no |  |  | no
cap_310041134 |  | node_1363793_074_15392861_799 | AN | 0 |  | AN | CLOSED |  |  | MANUAL | [6 empty] | 50000 |  |  | 4800 | [6 empty] | 8102604 | no | no |  |  | no

## feeder
data_type | static
owner_type | feeder
owner | 8102604
object | feeder
name | transmission_bus | ARC | ADR | slack_bus | nom_voltages | num_nodes | num_ohlines | num_uglines | num_transformers | num_generators | num_pvs | num_storages | num_loads | miles | mw | mvar | losses_mw | losses_mvar | comments | use_feeder_load_shape | load_shape_scale | use_feeder_pv_shape | pv_shape_scale | description | restore_time | griddisconnect_scenario_probability | gridconnect_scenario_probability | use_energy_not_served | VOLL | discount_rate | yearly_load_growth_percent | planning_horizon | enable_traditional_project_deferral | lifetime_of_investment_years | start_year | base_year | year_the_investment_is_committed | revenue_requirement_scaling_factor | discount_rate | inflation_rate_for_investment | traditional_project_invested_capital | periodicity_of_investment_in_years | priority | maximum_total_investment_cost | DER_portfolio_NPV | DER_portfolio_BC_ratio | total_system_energy_avoided_cost_NPV | total_system_capacity_avoided_cost_NPV | total_system_ancillary_services_avoided_cost_NPV | total_system_CO2_avoided_cost_NPV | total_system_loss_of_load_avoided_cost_NPV | total_system_distribution_capacity_avoided_cost_NPV | total_system_investment_and_operational_cost_NPV | feeder_solar_pv_operating_cost_USdollarperkWh | feeder_energy_storage_operating_cost_USdollarperkWh | feeder_distributed_generator_operating_cost_USdollarperkWh | feeder_distributed_generator_CO2_cost_USdollarperkWh | feeder_demand_response_operating_cost_USdollarperkWh | feeder_solar_pv_investment_cost_USdollarperkW | feeder_energy_storage_investment_cost_USdollarperkW | feeder_distributed_generator_investment_cost_USdollarperkW | feeder_demand_response_investment_cost_USdollarperkW
8102604 |  | ts_slack | none | node_SOURCE_8102604 | 2771.281,7199.557 | 854 | 768 | 34 | 1 | 0 | 0 | 0 | 227 | 25.088 | 2.387 | 1.017 | 0 | 0 |  | 0 | 0 | 1 | 0 |  | 0 | 0 | 0 | 0 | 0 | 0 | 0 | 0 | 0 | 0 | 0 | 0 | 0 | 0 | 0 | 0 | 0 | 0 | 0 | 999999999 | 0 | 0 | 0 | 0 | 0 | 0 | 0 | 0 | 0 | 0 | 0 | 0 | 0 | 0 | 0 | 0 | 0 | 0

## fuse
data_type | static
owner_type | feeder
owner | 8102604
object | fuse
name | groupid | phases | fr | to | phase_A_status | phase_B_status | phase_C_status | repair_dist_type | current_limit | mean_replacement_time | status | dcircuit | selected | monitored | monitored_fields | class_monitored_fields | played | played_fields | comments
fuse_220388002 |  | AD | node_intto1_8102604_200844525 | node_8102604_200844525 | GOOD | GOOD | GOOD |  | 40 |  |  | 8102604 | no | no |  |  | no
fuse_220388020 |  | AN | node_intto1_8102604_201027284 | node_8102604_201027284 | GOOD | GOOD | GOOD |  | 20 |  |  | 8102604 | no | no |  |  | no
fuse_220388021 |  | AD | node_intto1_8102604_200844541 | node_8102604_200844541 | GOOD | GOOD | GOOD |  | 30 |  |  | 8102604 | no | no |  |  | no
fuse_220388028 |  | AD | node_intto1_8102604_200844824 | node_8102604_200844824 | GOOD | GOOD | GOOD |  | 50 |  |  | 8102604 | no | no |  |  | no
fuse_220388035 |  | AD | node_intto1_8102604_200844759 | node_8102604_200844759 | GOOD | GOOD | GOOD |  | 30 |  |  | 8102604 | no | no |  |  | no
fuse_220388036 |  | AD | node_intto1_8102604_200844766 | node_8102604_200844766 | GOOD | GOOD | GOOD |  | 30 |  |  | 8102604 | no | no |  |  | no
fuse_220388039 |  | AN | node_intto1_8102604_201027294 | node_8102604_201027294 | GOOD | GOOD | GOOD |  | 25 |  |  | 8102604 | no | no |  |  | no
fuse_220388416 |  | AD | node_intto1_8102604_200839610 | node_8102604_200839610 | GOOD | GOOD | GOOD |  | 40 |  |  | 8102604 | no | no |  |  | no
fuse_220388428 |  | ABCD | node_intto1_8102604_200839081 | node_8102604_200839081 | GOOD | GOOD | GOOD |  | 65 |  |  | 8102604 | no | no |  |  | no
fuse_220388694 |  | AD | node_intto1_8102604_200839647 | node_8102604_200839647 | GOOD | GOOD | GOOD |  | 25 |  |  | 8102604 | no | no |  |  | no
fuse_220388697 |  | AD | node_intto1_8102604_200840116 | node_8102604_200840116 | GOOD | GOOD | GOOD |  | 50 |  |  | 8102604 | no | no |  |  | no
fuse_220388713 |  | ABCD | node_intto1_8102604_200839431 | node_8102604_200839431 | GOOD | GOOD | GOOD |  | 100 |  |  | 8102604 | no | no |  |  | no
fuse_220388714 |  | AD | node_intto1_8102604_200839697 | node_8102604_200839697 | GOOD | GOOD | GOOD |  | 40 |  |  | 8102604 | no | no |  |  | no
fuse_220388716 |  | AD | node_intto1_220388716 | node_220388716 | GOOD | GOOD | GOOD |  | 30 |  |  | 8102604 | no | no |  |  | no
fuse_220388725 |  | AD | node_intto1_8102604_200839615 | node_8102604_200839615 | GOOD | GOOD | GOOD |  | 20 |  |  | 8102604 | no | no |  |  | no
fuse_220388727 |  | AD | node_intto1_8102604_200839435 | node_8102604_200839435 | GOOD | GOOD | GOOD |  | 100 |  |  | 8102604 | no | no |  |  | no
fuse_220388741 |  | AD | node_intto1_8102604_200840575 | node_8102604_200840575 | GOOD | GOOD | GOOD |  | 50 |  |  | 8102604 | no | no |  |  | no
fuse_220388756 |  | AD | node_intto1_8102604_200840150 | node_8102604_200840150 | GOOD | GOOD | GOOD |  | 50 |  |  | 8102604 | no | no |  |  | no
fuse_220388757 |  | AN | node_intto1_8102604_201027287 | node_8102604_201027287 | GOOD | GOOD | GOOD |  | 30 |  |  | 8102604 | no | no |  |  | no
fuse_220388759 |  | AD | node_intto1_8102604_200840230 | node_8102604_200840230 | GOOD | GOOD | GOOD |  | 40 |  |  | 8102604 | no | no |  |  | no
fuse_220388760 |  | AD | node_intto1_220388760 | node_220388760 | GOOD | GOOD | GOOD |  | 50 |  |  | 8102604 | no | no |  |  | no
fuse_220388766 |  | AD | node_intto1_8102604_200952204 | node_8102604_200952204 | GOOD | GOOD | GOOD |  | 30 |  |  | 8102604 | no | no |  |  | no
fuse_220388768 |  | AD | node_intto1_8102604_200840377 | node_8102604_200840377 | GOOD | GOOD | GOOD |  | 80 |  |  | 8102604 | no | no |  |  | no
fuse_220388769 |  | AD | node_intto1_8102604_201048828 | node_8102604_201048828 | GOOD | GOOD | GOOD |  | 30 |  |  | 8102604 | no | no |  |  | no
fuse_220388770 |  | AD | node_intto1_8102604_200840478 | node_8102604_200840478 | GOOD | GOOD | GOOD |  | 80 |  |  | 8102604 | no | no |  |  | no
fuse_220388771 |  | ABCD | node_intto1_8102604_200840485 | node_8102604_200840485 | GOOD | GOOD | GOOD |  | 65 |  |  | 8102604 | no | no |  |  | no
fuse_220388775 |  | ABCD | node_intto1_8102604_200840532 | node_8102604_200840532 | GOOD | GOOD | GOOD |  | 10 |  |  | 8102604 | no | no |  |  | no
fuse_220388778 |  | ABCD | node_intto1_8102604_200946450 | node_8102604_200946450 | GOOD | GOOD | GOOD |  | 140 |  |  | 8102604 | no | no |  |  | no
fuse_220388779 |  | AD | node_intto1_8102604_201027298 | node_8102604_201027298 | GOOD | GOOD | GOOD |  | 40 |  |  | 8102604 | no | no |  |  | no
fuse_220518086 |  | ABCD | node_intto1_8102604_200840406 | node_8102604_200840406 | GOOD | GOOD | GOOD |  | 65 |  |  | 8102604 | no | no |  |  | no
fuse_220520470 |  | AN | node_intto1_8102604_200973499 | node_8102604_200973499 | GOOD | GOOD | GOOD |  | 20 |  |  | 8102604 | no | no |  |  | no
fuse_220620510 |  | AD | node_intto1_8102604_201037699 | node_8102604_201037699 | GOOD | GOOD | GOOD |  | 80 |  |  | 8102604 | no | no |  |  | no
fuse_220644324 |  | AD | node_intto1_220644324 | node_220644324 | GOOD | GOOD | GOOD |  | 12 |  |  | 8102604 | no | no |  |  | no
fuse_311872790 |  | AN | node_intto1_8102604_311872786 | node_8102604_311872786 | GOOD | GOOD | GOOD |  | 15 |  |  | 8102604 | no | no |  |  | no
fuse_311918822 |  | ABCD | node_intto1_8102604_200840366 | node_8102604_200840366 | GOOD | GOOD | GOOD |  | 25 |  |  | 8102604 | no | no |  |  | no
fuse_311932135 |  | AN | node_intto1_8102604_311932134 | node_8102604_311932134 | GOOD | GOOD | GOOD |  | 15 |  |  | 8102604 | no | no |  |  | no
fuse_312038180 |  | AD | node_intto1_312038180 | node_312038180 | GOOD | GOOD | GOOD |  | 20 |  |  | 8102604 | no | no |  |  | no
fuse_312055709 |  | AD | node_intto1_8102604_200844537 | node_8102604_200844537 | GOOD | GOOD | GOOD |  | 50 |  |  | 8102604 | no | no |  |  | no
fuse_312076898 |  | AD | node_intto1_8102604_200840288 | node_8102604_200840288 | GOOD | GOOD | GOOD |  | 100 |  |  | 8102604 | no | no |  |  | no
fuse_312111818 |  | AD | node_intto1_8102604_312111815 | node_8102604_312111815 | GOOD | GOOD | GOOD |  | 15 |  |  | 8102604 | no | no |  |  | no
fuse_312153302 |  | ABCN | node_intto1_8102604_312153305 | node_8102604_312153305 | GOOD | GOOD | GOOD |  | 65 |  |  | 8102604 | no | no |  |  | no

## line_configuration
data_type | static
owner_type | feeder
owner | 8102604
object | line_configuration
name | groupid | conductor_A | conductor_B | conductor_C | conductor_N | spacing | z11 | z12 | z13 | z21 | z22 | z23 | z31 | z32 | z33 | c11 | c12 | c13 | c21 | c22 | c23 | c31 | c32 | c33 | dcircuit | selected | comments
bal_1P_1/0AA |  | oh_cond_1/0_AAAC | oh_cond_1/0_AAAC | oh_cond_1/0_AAAC |  |  | 0.972+1.499j | 0.095+0.781j | 0.095+0.781j | 0.095+0.781j | 0.972+1.499j | 0.095+0.781j | 0.095+0.781j | 0.095+0.781j | 0.972+1.499j | 12.796 | -3.172 | -3.172 | -3.172 | 12.796 | -3.172 | -3.172 | -3.172 | 12.796 |  | no
bal_1P_1/0AC |  | oh_cond_1/0_ACSR | oh_cond_1/0_ACSR | oh_cond_1/0_ACSR |  |  | 0.983+1.218j | 0.095+0.781j | 0.095+0.781j | 0.095+0.781j | 0.983+1.218j | 0.095+0.781j | 0.095+0.781j | 0.095+0.781j | 0.983+1.218j | 12.796 | -3.172 | -3.172 | -3.172 | 12.796 | -3.172 | -3.172 | -3.172 | 12.796 |  | no
bal_1P_2AC |  | oh_cond_2_ACSR | oh_cond_2_ACSR | oh_cond_2_ACSR |  |  | 1.505+1.527j | 0.095+0.781j | 0.095+0.781j | 0.095+0.781j | 1.505+1.527j | 0.095+0.781j | 0.095+0.781j | 0.095+0.781j | 1.505+1.527j | 12.393 | -3.017 | -3.017 | -3.017 | 12.393 | -3.017 | -3.017 | -3.017 | 12.393 |  | no
bal_1P_3-104CW |  | oh_cond_3_#104_CWD | oh_cond_3_#104_CWD | oh_cond_3_#104_CWD |  |  | 6.041+1.65j | 0.095+0.781j | 0.095+0.781j | 0.095+0.781j | 6.041+1.65j | 0.095+0.781j | 0.095+0.781j | 0.095+0.781j | 6.041+1.65j | 11.719 | -2.762 | -2.762 | -2.762 | 11.719 | -2.762 | -2.762 | -2.762 | 11.719 |  | no
bal_1P_4AC |  | oh_cond_4_ACSR | oh_cond_4_ACSR | oh_cond_4_ACSR |  |  | 2.335+1.555j | 0.095+0.781j | 0.095+0.781j | 0.095+0.781j | 2.335+1.555j | 0.095+0.781j | 0.095+0.781j | 0.095+0.781j | 2.335+1.555j | 11.91 | -2.834 | -2.834 | -2.834 | 11.91 | -2.834 | -2.834 | -2.834 | 11.91 |  | no
bal_1P_4ACW |  | oh_cond_4A_CWD | oh_cond_4A_CWD | oh_cond_4A_CWD |  |  | 1.49+1.583j | 0.095+0.781j | 0.095+0.781j | 0.095+0.781j | 1.49+1.583j | 0.095+0.781j | 0.095+0.781j | 0.095+0.781j | 1.49+1.583j | 12.178 | -2.935 | -2.935 | -2.935 | 12.178 | -2.935 | -2.935 | -2.935 | 12.178 |  | no
bal_1P_4CU |  | oh_cond_4_CU | oh_cond_4_CU | oh_cond_4_CU |  |  | 1.483+1.565j | 0.095+0.781j | 0.095+0.781j | 0.095+0.781j | 1.483+1.565j | 0.095+0.781j | 0.095+0.781j | 0.095+0.781j | 1.483+1.565j | 11.78 | -2.785 | -2.785 | -2.785 | 11.78 | -2.785 | -2.785 | -2.785 | 11.78 |  | no
bal_1P_6CCW |  | oh_cond_6C_CWD | oh_cond_6C_CWD | oh_cond_6C_CWD |  |  | 2.305+1.613j | 0.095+0.781j | 0.095+0.781j | 0.095+0.781j | 2.305+1.613j | 0.095+0.781j | 0.095+0.781j | 0.095+0.781j | 2.305+1.613j | 11.727 | -2.765 | -2.765 | -2.765 | 11.727 | -2.765 | -2.765 | -2.765 | 11.727 |  | no
bal_1P_6CU |  | oh_cond_6_CU | oh_cond_6_CU | oh_cond_6_CU |  |  | 2.275+1.583j | 0.095+0.781j | 0.095+0.781j | 0.095+0.781j | 2.275+1.583j | 0.095+0.781j | 0.095+0.781j | 0.095+0.781j | 2.275+1.583j | 11.393 | -2.641 | -2.641 | -2.641 | 11.393 | -2.641 | -2.641 | -2.641 | 11.393 |  | no
bal_1P_8DCW |  | oh_cond_8D_CWD | oh_cond_8D_CWD | oh_cond_8D_CWD |  |  | 3.605+1.647j | 0.095+0.781j | 0.095+0.781j | 0.095+0.781j | 3.605+1.647j | 0.095+0.781j | 0.095+0.781j | 0.095+0.781j | 3.605+1.647j | 11.681 | -2.748 | -2.748 | -2.748 | 11.681 | -2.748 | -2.748 | -2.748 | 11.681 |  | no
bal_3P_1/0AA |  | oh_cond_1/0_AAAC | oh_cond_1/0_AAAC | oh_cond_1/0_AAAC |  |  | 0.972+1.499j | 0.095+0.781j | 0.095+0.781j | 0.095+0.781j | 0.972+1.499j | 0.095+0.781j | 0.095+0.781j | 0.095+0.781j | 0.972+1.499j | 12.796 | -3.172 | -3.172 | -3.172 | 12.796 | -3.172 | -3.172 | -3.172 | 12.796 |  | no
bal_3P_1/0AC |  | oh_cond_1/0_ACSR | oh_cond_1/0_ACSR | oh_cond_1/0_ACSR |  |  | 0.983+1.497j | 0.095+0.781j | 0.095+0.781j | 0.095+0.781j | 0.983+1.497j | 0.095+0.781j | 0.095+0.781j | 0.095+0.781j | 0.983+1.497j | 12.796 | -3.172 | -3.172 | -3.172 | 12.796 | -3.172 | -3.172 | -3.172 | 12.796 |  | no
bal_3P_2AC |  | oh_cond_2_ACSR | oh_cond_2_ACSR | oh_cond_2_ACSR |  |  | 1.505+1.527j | 0.095+0.781j | 0.095+0.781j | 0.095+0.781j | 1.505+1.527j | 0.095+0.781j | 0.095+0.781j | 0.095+0.781j | 1.505+1.527j | 12.393 | -3.017 | -3.017 | -3.017 | 12.393 | -3.017 | -3.017 | -3.017 | 12.393 |  | no
bal_3P_4/0AA |  | oh_cond_4/0_AAAC | oh_cond_4/0_AAAC | oh_cond_4/0_AAAC |  |  | 0.534+1.457j | 0.095+0.781j | 0.095+0.781j | 0.095+0.781j | 0.534+1.457j | 0.095+0.781j | 0.095+0.781j | 0.095+0.781j | 0.534+1.457j | 13.554 | -3.469 | -3.469 | -3.469 | 13.554 | -3.469 | -3.469 | -3.469 | 13.554 |  | no
bal_3P_4/0AA_1/0AA(N) |  | oh_cond_4/0_AAAC | oh_cond_4/0_AAAC | oh_cond_4/0_AAAC | oh_cond_1/0_AAAC |  | 0.64+1.144j | 0.201+0.467j | 0.201+0.467j | 0.201+0.467j | 0.64+1.144j | 0.201+0.467j | 0.201+0.467j | 0.201+0.467j | 0.64+1.144j | 14.027 | -2.996 | -2.996 | -2.996 | 14.027 | -2.996 | -2.996 | -2.996 | 14.027 |  | no
bal_3P_4/0AC |  | oh_cond_4/0_ACSR | oh_cond_4/0_ACSR | oh_cond_4/0_ACSR |  |  | 0.54+1.457j | 0.095+0.781j | 0.095+0.781j | 0.095+0.781j | 0.54+1.457j | 0.095+0.781j | 0.095+0.781j | 0.095+0.781j | 0.54+1.457j | 13.554 | -3.469 | -3.469 | -3.469 | 13.554 | -3.469 | -3.469 | -3.469 | 13.554 |  | no
bal_3P_4CU |  | oh_cond_4_CU | oh_cond_4_CU | oh_cond_4_CU |  |  | 1.483+1.565j | 0.095+0.781j | 0.095+0.781j | 0.095+0.781j | 1.483+1.565j | 0.095+0.781j | 0.095+0.781j | 0.095+0.781j | 1.483+1.565j | 11.78 | -2.785 | -2.785 | -2.785 | 11.78 | -2.785 | -2.785 | -2.785 | 11.78 |  | no
bal_3P_336AC |  | oh_cond_336_5_ACSR | oh_cond_336_5_ACSR | oh_cond_336_5_ACSR |  |  | 0.373+1.413j | 0.095+0.781j | 0.095+0.781j | 0.095+0.781j | 0.373+1.413j | 0.095+0.781j | 0.095+0.781j | 0.095+0.781j | 0.373+1.413j | 14.023 | -3.655 | -3.655 | -3.655 | 14.023 | -3.655 | -3.655 | -3.655 | 14.023 |  | no
bal_3P_477AL |  | oh_cond_477_MCM_AL | oh_cond_477_MCM_AL | oh_cond_477_MCM_AL |  |  | 0.293+1.41j | 0.095+0.775j | 0.095+0.775j | 0.095+0.775j | 0.293+1.41j | 0.095+0.775j | 0.095+0.775j | 0.095+0.775j | 0.293+1.41j | 14.305 | -3.735 | -3.735 | -3.735 | 14.305 | -3.735 | -3.735 | -3.735 | 14.305 |  | no
bal_3P_DELTACUST |  | oh_cond_2/0_CU | oh_cond_2/0_CU | oh_cond_2/0_CU | oh_cond_3_#7_CWD_30% |  | 0.66+1.378j | 0.22+0.666j | 0.22+0.666j | 0.22+0.666j | 0.66+1.378j | 0.22+0.666j | 0.22+0.666j | 0.22+0.666j | 0.66+1.378j | 13.24 | -2.712 | -2.712 | -2.712 | 13.24 | -2.712 | -2.712 | -2.712 | 13.24 |  | no
unb_3P_2-1/0AC_1/0AA |  | oh_cond_1/0_ACSR | oh_cond_1/0_ACSR | oh_cond_1/0_AAAC |  |  | 0.983+1.497j | 0.095+0.781j | 0.095+0.781j | 0.095+0.781j | 0.983+1.497j | 0.095+0.781j | 0.095+0.781j | 0.095+0.781j | 0.972+1.499j | 12.809 | -3.176 | -3.176 | -3.176 | 12.809 | -3.176 | -3.176 | -3.176 | 12.809 |  | no
unb_TAPWIRE_OH |  | oh_cond_WP-4/0-CU | oh_cond_WP-4/0-CU | oh_cond_WP-4/0-CU | oh_cond_WP-4/0-CU |  | 0.365+1.097j | 0.093+0.433j | 0.094+0.34j | 0.093+0.433j | 0.368+1.078j | 0.095+0.401j | 0.094+0.34j | 0.095+0.401j | 0.368+1.077j | 14.911 | -4.341 | -1.953 | -4.341 | 15.781 | -3.724 | -1.953 | -3.724 | 14.818 |  | no
und_1P_1/0ALURD_1/0AL(N) |  | und_cond_1P_1/0ALURD_1/0AL(N) | und_cond_1P_1/0ALURD_1/0AL(N) | und_cond_1P_1/0ALURD_1/0AL(N) |  |  | 1.674+0.526j | 0.0+0.0j | 0.0+0.0j | 0.0+0.0j | 1.674+0.526j | 0.0+0.0j | 0.0+0.0j | 0.0+0.0j | 1.674+0.526j | 530.19 | 0 | 0 | 0 | 530.19 | 0 | 0 | 0 | 530.19 |  | no
und_1P_2ALURD_2AL(N) |  | und_cond_1P_2ALURD_2AL(N) | und_cond_1P_2ALURD_2AL(N) | und_cond_1P_2ALURD_2AL(N) |  |  | 2.379+0.823j | 0.0+0.0j | 0.0+0.0j | 0.0+0.0j | 2.379+0.823j | 0.0+0.0j | 0.0+0.0j | 0.0+0.0j | 2.379+0.823j | 401.497 | 0 | 0 | 0 | 401.497 | 0 | 0 | 0 | 401.497 |  | no
und_1P_DELTACUST |  | und_cond_1P_DELTACUST | und_cond_1P_DELTACUST | und_cond_1P_DELTACUST |  |  | 0.179+0.233j | 0.061-0.024j | 0.061-0.024j | 0.061-0.024j | 0.179+0.233j | 0.061-0.024j | 0.061-0.024j | 0.061-0.024j | 0.179+0.233j | 324.124 | 0 | 0 | 0 | 324.124 | 0 | 0 | 0 | 324.124 |  | no
und_2P_2ALURD_2AL(N) |  | und_cond_2P_2ALURD_2AL(N) | und_cond_2P_2ALURD_2AL(N) | und_cond_2P_2ALURD_2AL(N) |  |  | 2.238+0.566j | 0.507+0.168j | 0.507+0.168j | 0.507+0.168j | 2.238+0.566j | 0.507+0.168j | 0.507+0.168j | 0.507+0.168j | 2.238+0.566j | 401.498 | 0 | 0 | 0 | 401.498 | 0 | 0 | 0 | 401.498 |  | no
und_TAPWIRE_UG |  | und_cond_TAPWIRE_UG | und_cond_TAPWIRE_UG | und_cond_TAPWIRE_UG |  |  | 0.001+0.001j | 0.0+0.0j | 0.0+0.0j | 0.0+0.0j | 0.001+0.001j | 0.0+0.0j | 0.0+0.0j | 0.0+0.0j | 0.001+0.001j | 0 | 0 | 0 | 0 | 0 | 0 | 0 | 0 | 0 |  | no

## load
data_type | static
owner_type | feeder
owner | 8102604
object | load
name | groupid | parent | bustype | phases | nominal_voltage | load_class | constant_power_A | constant_power_B | constant_power_C | constant_current_A | constant_current_B | constant_current_C | constant_impedance_A | constant_impedance_B | constant_impedance_C | base_power_A | base_power_B | base_power_C | power_pf_A | power_pf_B | power_pf_C | current_pf_A | current_pf_B | current_pf_C | impedance_pf_A | impedance_pf_B | impedance_pf_C | power_fraction_A | power_fraction_B | power_fraction_C | current_fraction_A | current_fraction_B | current_fraction_C | impedance_fraction_A | impedance_fraction_B | impedance_fraction_C | dcircuit | selected | monitored | monitored_fields | class_monitored_fields | played | played_fields | base_kw_A | base_kw_B | base_kw_C | kw_A | kw_B | kw_C | comments | critical_load | dem_resp_lb | dem_resp_ub | dem_resp_shortage_cost | dem_resp_surplus_cost | num_customers
load_220341263 |  | node_1372622_698_15383474_68 |  | AN | 0 | Residential | 32688+13925.03j | 0 | 0 | 0 | 0 | 0 | [24 empty] | 8102604 | no | no |  |  | no |  | 0 | 0 | 0 | 0 | 0 | 0 |  | 1 | 1 | 1 | 0 | 0 | 0
load_220341264 |  | node_1372479_094_15383572_622 |  | AN | 0 | Residential | 14904+6349.077j | 0 | 0 | 0 | 0 | 0 | [24 empty] | 8102604 | no | no |  |  | no |  | 0 | 0 | 0 | 0 | 0 | 0 |  | 1 | 1 | 1 | 0 | 0 | 0
load_220341265 |  | node_1372259_233_15383469_727 |  | AN | 0 | Residential | 13255.2+5646.692j | 0 | 0 | 0 | 0 | 0 | [24 empty] | 8102604 | no | no |  |  | no |  | 0 | 0 | 0 | 0 | 0 | 0 |  | 1 | 1 | 1 | 0 | 0 | 0
load_220341266 |  | node_1372234_228_15383200_432 |  | AN | 0 | Residential | 26078.4+11109.352j | 0 | 0 | 0 | 0 | 0 | [24 empty] | 8102604 | no | no |  |  | no |  | 0 | 0 | 0 | 0 | 0 | 0 |  | 1 | 1 | 1 | 0 | 0 | 0
load_220341267 |  | node_1371742_205_15383266_754 |  | AN | 0 | Residential | 23889.6+10176.927j | 0 | 0 | 0 | 0 | 0 | [24 empty] | 8102604 | no | no |  |  | no |  | 0 | 0 | 0 | 0 | 0 | 0 |  | 1 | 1 | 1 | 0 | 0 | 0
load_220341268 |  | node_1372798_028_15383207_644 |  | AN | 0 | Residential | 10764+4585.445j | 0 | 0 | 0 | 0 | 0 | [24 empty] | 8102604 | no | no |  |  | no |  | 0 | 0 | 0 | 0 | 0 | 0 |  | 1 | 1 | 1 | 0 | 0 | 0
load_220341269 |  | node_1369336_06_15388545_638 |  | AN | 0 | Residential | 3967.2+1690.02j | 0 | 0 | 0 | 0 | 0 | [24 empty] | 8102604 | no | no |  |  | no |  | 0 | 0 | 0 | 0 | 0 | 0 |  | 1 | 1 | 1 | 0 | 0 | 0
load_220341270 |  | node_1365679_037_15389035_187 |  | AN | 0 | Residential | 30398.4+12949.664j | 0 | 0 | 0 | 0 | 0 | [24 empty] | 8102604 | no | no |  |  | no |  | 0 | 0 | 0 | 0 | 0 | 0 |  | 1 | 1 | 1 | 0 | 0 | 0
load_220341271 |  | node_1365676_036_15389061_477 |  | AN | 0 | NonResidential | 770.4+328.189j | 0 | 0 | 0 | 0 | 0 | [24 empty] | 8102604 | no | no |  |  | no |  | 0 | 0 | 0 | 0 | 0 | 0 |  | 1 | 1 | 1 | 0 | 0 | 0
load_220341277 |  | node_1365447_166_15389498_102 |  | AN | 0 | Residential | 7128+3036.515j | 0 | 0 | 0 | 0 | 0 | [24 empty] | 8102604 | no | no |  |  | no |  | 0 | 0 | 0 | 0 | 0 | 0 |  | 1 | 1 | 1 | 0 | 0 | 0
load_220341279 |  | node_1365003_27_15389937_976 |  | AN | 0 | Residential | 22514.4+9591.094j | 0 | 0 | 0 | 0 | 0 | [24 empty] | 8102604 | no | no |  |  | no |  | 0 | 0 | 0 | 0 | 0 | 0 |  | 1 | 1 | 1 | 0 | 0 | 0
load_220341280 |  | node_1364435_125_15390143_311 |  | AN | 0 | Residential | 4903.2+2088.754j | 0 | 0 | 0 | 0 | 0 | [24 empty] | 8102604 | no | no |  |  | no |  | 0 | 0 | 0 | 0 | 0 | 0 |  | 1 | 1 | 1 | 0 | 0 | 0
load_220341281 |  | node_1364239_669_15390096_748 |  | AN | 0 | Residential | 19627.2+8361.152j | 0 | 0 | 0 | 0 | 0 | [24 empty] | 8102604 | no | no |  |  | no |  | 0 | 0 | 0 | 0 | 0 | 0 |  | 1 | 1 | 1 | 0 | 0 | 0
load_220341282 |  | node_1367516_533_15388662_326 |  | AN | 0 | Residential | 25200+10735.155j | 0 | 0 | 0 | 0 | 0 | [24 empty] | 8102604 | no | no |  |  | no |  | 0 | 0 | 0 | 0 | 0 | 0 |  | 1 | 1 | 1 | 0 | 0 | 0
load_220341283 |  | node_1367324_939_15388434_632 |  | AN | 0 | Residential | 34502.4+14697.961j | 0 | 0 | 0 | 0 | 0 | [24 empty] | 8102604 | no | no |  |  | no |  | 0 | 0 | 0 | 0 | 0 | 0 |  | 1 | 1 | 1 | 0 | 0 | 0
load_220341284 |  | node_1367369_334_15388133_224 |  | AN | 0 | Residential | 10195.2+4343.137j | 0 | 0 | 0 | 0 | 0 | [24 empty] | 8102604 | no | no |  |  | no |  | 0 | 0 | 0 | 0 | 0 | 0 |  | 1 | 1 | 1 | 0 | 0 | 0
load_220341285 |  | node_1363894_13_15390124_629 |  | AN | 0 | Residential | 13881.6+5913.537j | 0 | 0 | 0 | 0 | 0 | [24 empty] | 8102604 | no | no |  |  | no |  | 0 | 0 | 0 | 0 | 0 | 0 |  | 1 | 1 | 1 | 0 | 0 | 0
load_220341286 |  | node_1363640_725_15390016_806 |  | AN | 0 | Residential | 3355.2+1429.309j | 0 | 0 | 0 | 0 | 0 | [24 empty] | 8102604 | no | no |  |  | no |  | 0 | 0 | 0 | 0 | 0 | 0 |  | 1 | 1 | 1 | 0 | 0 | 0
load_220341287 |  | node_1363296_639_15390042_997 |  | AN | 0 | Residential | 22320+9508.28j | 0 | 0 | 0 | 0 | 0 | [24 empty] | 8102604 | no | no |  |  | no |  | 0 | 0 | 0 | 0 | 0 | 0 |  | 1 | 1 | 1 | 0 | 0 | 0
load_220341290 |  | node_1367203_359_15388578_188 |  | AN | 0 | Residential | 16660.8+7097.471j | 0 | 0 | 0 | 0 | 0 | [24 empty] | 8102604 | no | no |  |  | no |  | 0 | 0 | 0 | 0 | 0 | 0 |  | 1 | 1 | 1 | 0 | 0 | 0
load_220341291 |  | node_1367171_212_15388811_283 |  | AN | 0 | Other | 0 | 0 | 0 | 0 | 0 | 0 | [24 empty] | 8102604 | no | no |  |  | no |  | 0 | 0 | 0 | 0 | 0 | 0 |  | 1 | 1 | 1 | 0 | 0 | 0
load_220341292 |  | node_1361551_434_15389739_677 |  | AN | 0 | Residential | 6883.2+2932.231j | 0 | 0 | 0 | 0 | 0 | [24 empty] | 8102604 | no | no |  |  | no |  | 0 | 0 | 0 | 0 | 0 | 0 |  | 1 | 1 | 1 | 0 | 0 | 0
load_220341293 |  | node_1360820_163_15389095_736 |  | AN | 0 | Residential | 216+92.016j | 0 | 0 | 0 | 0 | 0 | [24 empty] | 8102604 | no | no |  |  | no |  | 0 | 0 | 0 | 0 | 0 | 0 |  | 1 | 1 | 1 | 0 | 0 | 0
load_220341294 |  | node_1360682_15_15388980_216 |  | AN | 0 | Residential | 6818.4+2904.626j | 0 | 0 | 0 | 0 | 0 | [24 empty] | 8102604 | no | no |  |  | no |  | 0 | 0 | 0 | 0 | 0 | 0 |  | 1 | 1 | 1 | 0 | 0 | 0
load_220341295 |  | node_1360352_057_15388602_831 |  | AN | 0 | Residential | 8265.6+3521.131j | 0 | 0 | 0 | 0 | 0 | [24 empty] | 8102604 | no | no |  |  | no |  | 0 | 0 | 0 | 0 | 0 | 0 |  | 1 | 1 | 1 | 0 | 0 | 0
load_220341296 |  | node_1359938_087_15388200_679 |  | AN | 0 | Residential | 8661.6+3689.826j | 0 | 0 | 0 | 0 | 0 | [24 empty] | 8102604 | no | no |  |  | no |  | 0 | 0 | 0 | 0 | 0 | 0 |  | 1 | 1 | 1 | 0 | 0 | 0
load_220341297 |  | node_1359825_008_15387885_165 |  | AN | 0 | Residential | 9036+3849.32j | 0 | 0 | 0 | 0 | 0 | [24 empty] | 8102604 | no | no |  |  | no |  | 0 | 0 | 0 | 0 | 0 | 0 |  | 1 | 1 | 1 | 0 | 0 | 0
load_220341298 |  | node_1358092_46_15387530_055 |  | AN | 0 | Residential | 27237.6+11603.169j | 0 | 0 | 0 | 0 | 0 | [24 empty] | 8102604 | no | no |  |  | no |  | 0 | 0 | 0 | 0 | 0 | 0 |  | 1 | 1 | 1 | 0 | 0 | 0
load_220341313 |  | node_1366226_684_15388629_5 |  | AN | 0 | Residential | 14472+6165.046j | 0 | 0 | 0 | 0 | 0 | [24 empty] | 8102604 | no | no |  |  | no |  | 0 | 0 | 0 | 0 | 0 | 0 |  | 1 | 1 | 1 | 0 | 0 | 0
load_220341314 |  | node_1366163_399_15388401_839 |  | AN | 0 | Residential | 12600+5367.578j | 0 | 0 | 0 | 0 | 0 | [24 empty] | 8102604 | no | no |  |  | no |  | 0 | 0 | 0 | 0 | 0 | 0 |  | 1 | 1 | 1 | 0 | 0 | 0
load_220341407 |  | node_1373660_03_15378198_813 |  | AN | 0 | Other | 0 | 0 | 0 | 0 | 0 | 0 | [24 empty] | 8102604 | no | no |  |  | no |  | 0 | 0 | 0 | 0 | 0 | 0 |  | 1 | 1 | 1 | 0 | 0 | 0
load_220341408 |  | node_1372409_686_15380510_318 |  | AN | 0 | Residential | 3585.6+1527.459j | 0 | 0 | 0 | 0 | 0 | [24 empty] | 8102604 | no | no |  |  | no |  | 0 | 0 | 0 | 0 | 0 | 0 |  | 1 | 1 | 1 | 0 | 0 | 0
load_220341409 |  | node_1371822_159_15380734_737 |  | AN | 0 | Residential | 11282.4+4806.282j | 0 | 0 | 0 | 0 | 0 | [24 empty] | 8102604 | no | no |  |  | no |  | 0 | 0 | 0 | 0 | 0 | 0 |  | 1 | 1 | 1 | 0 | 0 | 0
load_220341410 |  | node_1371858_73_15381286_899 |  | AN | 0 | Residential | 13838.4+5895.134j | 0 | 0 | 0 | 0 | 0 | [24 empty] | 8102604 | no | no |  |  | no |  | 0 | 0 | 0 | 0 | 0 | 0 |  | 1 | 1 | 1 | 0 | 0 | 0
load_220341411 |  | node_1371171_296_15381671_428 |  | AN | 0 | Residential | 5702.4+2429.212j | 0 | 0 | 0 | 0 | 0 | [24 empty] | 8102604 | no | no |  |  | no |  | 0 | 0 | 0 | 0 | 0 | 0 |  | 1 | 1 | 1 | 0 | 0 | 0
load_220341412 |  | node_1367817_654_15387645_102 |  | AN | 0 | Residential | 12441.6+5300.099j | 0 | 0 | 0 | 0 | 0 | [24 empty] | 8102604 | no | no |  |  | no |  | 0 | 0 | 0 | 0 | 0 | 0 |  | 1 | 1 | 1 | 0 | 0 | 0
load_220341413 |  | node_1368071_85_15390726_905 |  | AN | 0 | Residential | 7545.6+3214.412j | 0 | 0 | 0 | 0 | 0 | [24 empty] | 8102604 | no | no |  |  | no |  | 0 | 0 | 0 | 0 | 0 | 0 |  | 1 | 1 | 1 | 0 | 0 | 0
load_220341414 |  | node_1367868_017_15393985_911 |  | AN | 0 | Residential | 11865.6+5054.724j | 0 | 0 | 0 | 0 | 0 | [24 empty] | 8102604 | no | no |  |  | no |  | 0 | 0 | 0 | 0 | 0 | 0 |  | 1 | 1 | 1 | 0 | 0 | 0
load_220341415 |  | node_1367821_917_15394592_384 |  | AN | 0 | Residential | 6444+2745.133j | 0 | 0 | 0 | 0 | 0 | [24 empty] | 8102604 | no | no |  |  | no |  | 0 | 0 | 0 | 0 | 0 | 0 |  | 1 | 1 | 1 | 0 | 0 | 0
load_220341419 |  | node_1372457_546_15380214_636 |  | AN | 0 | Residential | 2779.2+1183.934j | 0 | 0 | 0 | 0 | 0 | [24 empty] | 8102604 | no | no |  |  | no |  | 0 | 0 | 0 | 0 | 0 | 0 |  | 1 | 1 | 1 | 0 | 0 | 0
load_220341420 |  | node_1368728_227_15389532_545 |  | AN | 0 | Residential | 4802.4+2045.814j | 0 | 0 | 0 | 0 | 0 | [24 empty] | 8102604 | no | no |  |  | no |  | 0 | 0 | 0 | 0 | 0 | 0 |  | 1 | 1 | 1 | 0 | 0 | 0
load_220341423 |  | node_1367402_965_15392933_33 |  | AN | 0 | Residential | 28800+12268.749j | 0 | 0 | 0 | 0 | 0 | [24 empty] | 8102604 | no | no |  |  | no |  | 0 | 0 | 0 | 0 | 0 | 0 |  | 1 | 1 | 1 | 0 | 0 | 0
load_220341479 |  | node_1357747_495_15393009_382 |  | AN | 0 | Residential | 8517.6+3628.482j | 0 | 0 | 0 | 0 | 0 | [24 empty] | 8102604 | no | no |  |  | no |  | 0 | 0 | 0 | 0 | 0 | 0 |  | 1 | 1 | 1 | 0 | 0 | 0
load_220341480 |  | node_1357609_469_15394915_191 |  | AN | 0 | Residential | 15033.6+6404.287j | 0 | 0 | 0 | 0 | 0 | [24 empty] | 8102604 | no | no |  |  | no |  | 0 | 0 | 0 | 0 | 0 | 0 |  | 1 | 1 | 1 | 0 | 0 | 0
load_220341481 |  | node_1357887_402_15395751_803 |  | AN | 0 | Residential | 6847.2+2916.895j | 0 | 0 | 0 | 0 | 0 | [24 empty] | 8102604 | no | no |  |  | no |  | 0 | 0 | 0 | 0 | 0 | 0 |  | 1 | 1 | 1 | 0 | 0 | 0
load_220341482 |  | node_1357554_403_15395799_354 |  | AN | 0 | Residential | 3484.8+1484.519j | 0 | 0 | 0 | 0 | 0 | [24 empty] | 8102604 | no | no |  |  | no |  | 0 | 0 | 0 | 0 | 0 | 0 |  | 1 | 1 | 1 | 0 | 0 | 0
load_220341484 |  | node_1357682_342_15398475_587 |  | AN | 0 | Residential | 7668+3266.554j | 0 | 0 | 0 | 0 | 0 | [24 empty] | 8102604 | no | no |  |  | no |  | 0 | 0 | 0 | 0 | 0 | 0 |  | 1 | 1 | 1 | 0 | 0 | 0
load_220341485 |  | node_1357882_914_15398963_367 |  | AN | 0 | Residential | 439.2+187.098j | 0 | 0 | 0 | 0 | 0 | [24 empty] | 8102604 | no | no |  |  | no |  | 0 | 0 | 0 | 0 | 0 | 0 |  | 1 | 1 | 1 | 0 | 0 | 0
load_220341486 |  | node_1361238_847_15390728_648 |  | AN | 0 | Residential | 7329.6+3122.397j | 0 | 0 | 0 | 0 | 0 | [24 empty] | 8102604 | no | no |  |  | no |  | 0 | 0 | 0 | 0 | 0 | 0 |  | 1 | 1 | 1 | 0 | 0 | 0
load_220341487 |  | node_1358249_351_15399566_578 |  | AN | 0 | Other | 0 | 0 | 0 | 0 | 0 | 0 | [24 empty] | 8102604 | no | no |  |  | no |  | 0 | 0 | 0 | 0 | 0 | 0 |  | 1 | 1 | 1 | 0 | 0 | 0
load_220341488 |  | node_1358453_257_15400021_728 |  | AN | 0 | Residential | 20714.4+8824.297j | 0 | 0 | 0 | 0 | 0 | [24 empty] | 8102604 | no | no |  |  | no |  | 0 | 0 | 0 | 0 | 0 | 0 |  | 1 | 1 | 1 | 0 | 0 | 0
load_220341489 |  | node_1358470_523_15400345_326 |  | AN | 0 | Residential | 396+168.695j | 0 | 0 | 0 | 0 | 0 | [24 empty] | 8102604 | no | no |  |  | no |  | 0 | 0 | 0 | 0 | 0 | 0 |  | 1 | 1 | 1 | 0 | 0 | 0
load_220341490 |  | node_1361024_237_15391140_555 |  | AN | 0 | Residential | 10994.4+4683.595j | 0 | 0 | 0 | 0 | 0 | [24 empty] | 8102604 | no | no |  |  | no |  | 0 | 0 | 0 | 0 | 0 | 0 |  | 1 | 1 | 1 | 0 | 0 | 0
load_220341491 |  | node_1359604_798_15402060_782 |  | AN | 0 | Residential | 13017.6+5545.474j | 0 | 0 | 0 | 0 | 0 | [24 empty] | 8102604 | no | no |  |  | no |  | 0 | 0 | 0 | 0 | 0 | 0 |  | 1 | 1 | 1 | 0 | 0 | 0
load_220341492 |  | node_1360057_288_15402343_128 |  | AN | 0 | Residential | 16740+7131.21j | 0 | 0 | 0 | 0 | 0 | [24 empty] | 8102604 | no | no |  |  | no |  | 0 | 0 | 0 | 0 | 0 | 0 |  | 1 | 1 | 1 | 0 | 0 | 0
load_220341493 |  | node_1360634_397_15391282_301 |  | AN | 0 | Residential | 374.4+159.494j | 0 | 0 | 0 | 0 | 0 | [24 empty] | 8102604 | no | no |  |  | no |  | 0 | 0 | 0 | 0 | 0 | 0 |  | 1 | 1 | 1 | 0 | 0 | 0
load_220341494 |  | node_1358780_182_15404348_029 |  | AN | 0 | Residential | 7567.2+3223.614j | 0 | 0 | 0 | 0 | 0 | [24 empty] | 8102604 | no | no |  |  | no |  | 0 | 0 | 0 | 0 | 0 | 0 |  | 1 | 1 | 1 | 0 | 0 | 0
load_220341495 |  | node_1358518_575_15404405_271 |  | AN | 0 | Residential | 12333.6+5254.092j | 0 | 0 | 0 | 0 | 0 | [24 empty] | 8102604 | no | no |  |  | no |  | 0 | 0 | 0 | 0 | 0 | 0 |  | 1 | 1 | 1 | 0 | 0 | 0
load_220341496 |  | node_1358236_453_15404392_988 |  | AN | 0 | Residential | 1346.4+573.564j | 0 | 0 | 0 | 0 | 0 | [24 empty] | 8102604 | no | no |  |  | no |  | 0 | 0 | 0 | 0 | 0 | 0 |  | 1 | 1 | 1 | 0 | 0 | 0
load_220341498 |  | node_1357436_762_15403897_962 |  | AN | 0 | Residential | 2656.8+1131.792j | 0 | 0 | 0 | 0 | 0 | [24 empty] | 8102604 | no | no |  |  | no |  | 0 | 0 | 0 | 0 | 0 | 0 |  | 1 | 1 | 1 | 0 | 0 | 0
load_220341499 |  | node_1356229_359_15404080_68 |  | AN | 0 | NonResidential | 86.4+36.806j | 0 | 0 | 0 | 0 | 0 | [24 empty] | 8102604 | no | no |  |  | no |  | 0 | 0 | 0 | 0 | 0 | 0 |  | 1 | 1 | 1 | 0 | 0 | 0
load_220341501 |  | node_1356014_368_15404116_887 |  | AN | 0 | Residential | 2426.4+1033.642j | 0 | 0 | 0 | 0 | 0 | [24 empty] | 8102604 | no | no |  |  | no |  | 0 | 0 | 0 | 0 | 0 | 0 |  | 1 | 1 | 1 | 0 | 0 | 0
load_220341502 |  | node_1360115_07_15391470_258 |  | AN | 0 | Other | 0 | 0 | 0 | 0 | 0 | 0 | [24 empty] | 8102604 | no | no |  |  | no |  | 0 | 0 | 0 | 0 | 0 | 0 |  | 1 | 1 | 1 | 0 | 0 | 0
load_220341503 |  | node_1354885_618_15404664_175 |  | AN | 0 | Residential | 1461.6+622.639j | 0 | 0 | 0 | 0 | 0 | [24 empty] | 8102604 | no | no |  |  | no |  | 0 | 0 | 0 | 0 | 0 | 0 |  | 1 | 1 | 1 | 0 | 0 | 0
load_220341504 |  | node_1354777_856_15405080_008 |  | AN | 0 | Other | 0 | 0 | 0 | 0 | 0 | 0 | [24 empty] | 8102604 | no | no |  |  | no |  | 0 | 0 | 0 | 0 | 0 | 0 |  | 1 | 1 | 1 | 0 | 0 | 0
load_220341505 |  | node_1354896_662_15405375_818 |  | AN | 0 | Residential | 3535.2+1505.989j | 0 | 0 | 0 | 0 | 0 | [24 empty] | 8102604 | no | no |  |  | no |  | 0 | 0 | 0 | 0 | 0 | 0 |  | 1 | 1 | 1 | 0 | 0 | 0
load_220341507 |  | node_1359654_604_15391857_052 |  | AN | 0 | Residential | 8812.8+3754.237j | 0 | 0 | 0 | 0 | 0 | [24 empty] | 8102604 | no | no |  |  | no |  | 0 | 0 | 0 | 0 | 0 | 0 |  | 1 | 1 | 1 | 0 | 0 | 0
load_220341509 |  | node_1363802_341_15391150_691 |  | AN | 0 | NonResidential | 871.2+371.13j | 0 | 0 | 0 | 0 | 0 | [24 empty] | 8102604 | no | no |  |  | no |  | 0 | 0 | 0 | 0 | 0 | 0 |  | 1 | 1 | 1 | 0 | 0 | 0
load_220341510 |  | node_1363893_333_15391879_759 |  | AN | 0 | Residential | 8676+3695.961j | 0 | 0 | 0 | 0 | 0 | [24 empty] | 8102604 | no | no |  |  | no |  | 0 | 0 | 0 | 0 | 0 | 0 |  | 1 | 1 | 1 | 0 | 0 | 0
load_220341511 |  | node_1363813_127_15393172_938 |  | AN | 0 | Residential | 14536.8+6192.651j | 0 | 0 | 0 | 0 | 0 | [24 empty] | 8102604 | no | no |  |  | no |  | 0 | 0 | 0 | 0 | 0 | 0 |  | 1 | 1 | 1 | 0 | 0 | 0
load_220341512 |  | node_1363763_186_15393968_99 |  | AN | 0 | Residential | 12074.4+5143.673j | 0 | 0 | 0 | 0 | 0 | [24 empty] | 8102604 | no | no |  |  | no |  | 0 | 0 | 0 | 0 | 0 | 0 |  | 1 | 1 | 1 | 0 | 0 | 0
load_220341513 |  | node_1363744_277_15394174_274 |  | AN | 0 | Residential | 10605.6+4517.967j | 0 | 0 | 0 | 0 | 0 | [24 empty] | 8102604 | no | no |  |  | no |  | 0 | 0 | 0 | 0 | 0 | 0 |  | 1 | 1 | 1 | 0 | 0 | 0
load_220341514 |  | node_1362832_134_15395167_062 |  | AN | 0 | Residential | 4766.4+2030.478j | 0 | 0 | 0 | 0 | 0 | [24 empty] | 8102604 | no | no |  |  | no |  | 0 | 0 | 0 | 0 | 0 | 0 |  | 1 | 1 | 1 | 0 | 0 | 0
load_220341636 |  | node_1362319_982_15374994_946 |  | AN | 0 | Residential | 5112+2177.703j | 0 | 0 | 0 | 0 | 0 | [24 empty] | 8102604 | no | no |  |  | no |  | 0 | 0 | 0 | 0 | 0 | 0 |  | 1 | 1 | 1 | 0 | 0 | 0
load_220341638 |  | node_1362319_767_15375775_869 |  | AN | 0 | Other | 0 | 0 | 0 | 0 | 0 | 0 | [24 empty] | 8102604 | no | no |  |  | no |  | 0 | 0 | 0 | 0 | 0 | 0 |  | 1 | 1 | 1 | 0 | 0 | 0
load_220341687 |  | node_1367571_206_15387757_435 |  | AN | 0 | Residential | 2534.4+1079.65j | 0 | 0 | 0 | 0 | 0 | [24 empty] | 8102604 | no | no |  |  | no |  | 0 | 0 | 0 | 0 | 0 | 0 |  | 1 | 1 | 1 | 0 | 0 | 0
load_220341688 |  | node_1367273_901_15387772_812 |  | AN | 0 | NonResidential | 0 | 0 | 0 | 0 | 0 | 0 | [24 empty] | 8102604 | no | no |  |  | no |  | 0 | 0 | 0 | 0 | 0 | 0 |  | 1 | 1 | 1 | 0 | 0 | 0
load_220341689 |  | node_1367028_074_15387914_167 |  | AN | 0 | Residential | 6199.2+2640.848j | 0 | 0 | 0 | 0 | 0 | [24 empty] | 8102604 | no | no |  |  | no |  | 0 | 0 | 0 | 0 | 0 | 0 |  | 1 | 1 | 1 | 0 | 0 | 0
load_220341690 |  | node_1366775_14_15388022_56 |  | AN | 0 | Residential | 5745.6+2447.615j | 0 | 0 | 0 | 0 | 0 | [24 empty] | 8102604 | no | no |  |  | no |  | 0 | 0 | 0 | 0 | 0 | 0 |  | 1 | 1 | 1 | 0 | 0 | 0
load_220341691 |  | node_1366449_404_15388136_239 |  | AN | 0 | Other | 0 | 0 | 0 | 0 | 0 | 0 | [24 empty] | 8102604 | no | no |  |  | no |  | 0 | 0 | 0 | 0 | 0 | 0 |  | 1 | 1 | 1 | 0 | 0 | 0
load_220341702 |  | node_1371755_312_15384417_29 |  | AN | 0 | Residential | 13240.8+5640.557j | 0 | 0 | 0 | 0 | 0 | [24 empty] | 8102604 | no | no |  |  | no |  | 0 | 0 | 0 | 0 | 0 | 0 |  | 1 | 1 | 1 | 0 | 0 | 0
load_220341705 |  | node_1371759_765_15385130_441 |  | AN | 0 | Residential | 4248+1809.64j | 0 | 0 | 0 | 0 | 0 | [24 empty] | 8102604 | no | no |  |  | no |  | 0 | 0 | 0 | 0 | 0 | 0 |  | 1 | 1 | 1 | 0 | 0 | 0
load_220341706 |  | node_1372057_16_15385363_595 |  | AN | 0 | Residential | 44992.8+19166.853j | 0 | 0 | 0 | 0 | 0 | [24 empty] | 8102604 | no | no |  |  | no |  | 0 | 0 | 0 | 0 | 0 | 0 |  | 1 | 1 | 1 | 0 | 0 | 0
load_220341725 |  | node_1370830_305_15384435_717 |  | AN | 0 | Residential | 20174.4+8594.258j | 0 | 0 | 0 | 0 | 0 | [24 empty] | 8102604 | no | no |  |  | no |  | 0 | 0 | 0 | 0 | 0 | 0 |  | 1 | 1 | 1 | 0 | 0 | 0
load_220341726 |  | node_1371058_043_15384341_184 |  | AN | 0 | Residential | 22003.2+9373.324j | 0 | 0 | 0 | 0 | 0 | [24 empty] | 8102604 | no | no |  |  | no |  | 0 | 0 | 0 | 0 | 0 | 0 |  | 1 | 1 | 1 | 0 | 0 | 0
load_220341727 |  | node_1371422_452_15384200_182 |  | AN | 0 | Residential | 10821.6+4609.982j | 0 | 0 | 0 | 0 | 0 | [24 empty] | 8102604 | no | no |  |  | no |  | 0 | 0 | 0 | 0 | 0 | 0 |  | 1 | 1 | 1 | 0 | 0 | 0
load_220341728 |  | node_1371666_293_15384156_119 |  | AN | 0 | Residential | 11757.6+5008.717j | 0 | 0 | 0 | 0 | 0 | [24 empty] | 8102604 | no | no |  |  | no |  | 0 | 0 | 0 | 0 | 0 | 0 |  | 1 | 1 | 1 | 0 | 0 | 0
load_220341729 |  | node_1372065_49_15384373_649 |  | AN | 0 | Residential | 11304+4815.484j | 0 | 0 | 0 | 0 | 0 | [24 empty] | 8102604 | no | no |  |  | no |  | 0 | 0 | 0 | 0 | 0 | 0 |  | 1 | 1 | 1 | 0 | 0 | 0
load_220341731 |  | node_1372389_292_15384000_402 |  | AN | 0 | Residential | 20620.8+8784.424j | 0 | 0 | 0 | 0 | 0 | [24 empty] | 8102604 | no | no |  |  | no |  | 0 | 0 | 0 | 0 | 0 | 0 |  | 1 | 1 | 1 | 0 | 0 | 0
load_220341732 |  | node_1372554_005_15383961_431 |  | AN | 0 | Residential | 8539.2+3637.684j | 0 | 0 | 0 | 0 | 0 | [24 empty] | 8102604 | no | no |  |  | no |  | 0 | 0 | 0 | 0 | 0 | 0 |  | 1 | 1 | 1 | 0 | 0 | 0
load_220341733 |  | node_1372960_881_15383989_658 |  | AN | 0 | Residential | 9302.4+3962.806j | 0 | 0 | 0 | 0 | 0 | [24 empty] | 8102604 | no | no |  |  | no |  | 0 | 0 | 0 | 0 | 0 | 0 |  | 1 | 1 | 1 | 0 | 0 | 0
load_220341736 |  | node_1373473_94_15383766_901 |  | AN | 0 | Residential | 6328.8+2696.058j | 0 | 0 | 0 | 0 | 0 | [24 empty] | 8102604 | no | no |  |  | no |  | 0 | 0 | 0 | 0 | 0 | 0 |  | 1 | 1 | 1 | 0 | 0 | 0
load_220341745 |  | node_1367394_139_15380328_43 |  | AN | 0 | Residential | 4543.2+1935.395j | 0 | 0 | 0 | 0 | 0 | [24 empty] | 8102604 | no | no |  |  | no |  | 0 | 0 | 0 | 0 | 0 | 0 |  | 1 | 1 | 1 | 0 | 0 | 0
load_220341746 |  | node_1366690_938_15379816_627 |  | AN | 0 | Residential | 8445.6+3597.811j | 0 | 0 | 0 | 0 | 0 | [24 empty] | 8102604 | no | no |  |  | no |  | 0 | 0 | 0 | 0 | 0 | 0 |  | 1 | 1 | 1 | 0 | 0 | 0
load_220341747 |  | node_1366345_379_15378856_782 |  | AN | 0 | Residential | 6768+2883.156j | 0 | 0 | 0 | 0 | 0 | [24 empty] | 8102604 | no | no |  |  | no |  | 0 | 0 | 0 | 0 | 0 | 0 |  | 1 | 1 | 1 | 0 | 0 | 0
load_220341748 |  | node_1365656_463_15378420_694 |  | AN | 0 | Residential | 10332+4401.414j | 0 | 0 | 0 | 0 | 0 | [24 empty] | 8102604 | no | no |  |  | no |  | 0 | 0 | 0 | 0 | 0 | 0 |  | 1 | 1 | 1 | 0 | 0 | 0
load_220341749 |  | node_1365546_6_15377888_021 |  | AN | 0 | Residential | 33847.2+14418.847j | 0 | 0 | 0 | 0 | 0 | [24 empty] | 8102604 | no | no |  |  | no |  | 0 | 0 | 0 | 0 | 0 | 0 |  | 1 | 1 | 1 | 0 | 0 | 0
load_220341750 |  | node_1365549_337_15377394_369 |  | AN | 0 | Residential | 12693.6+5407.451j | 0 | 0 | 0 | 0 | 0 | [24 empty] | 8102604 | no | no |  |  | no |  | 0 | 0 | 0 | 0 | 0 | 0 |  | 1 | 1 | 1 | 0 | 0 | 0
load_220341751 |  | node_1365366_966_15376609_935 |  | AN | 0 | Residential | 15184.8+6468.698j | 0 | 0 | 0 | 0 | 0 | [24 empty] | 8102604 | no | no |  |  | no |  | 0 | 0 | 0 | 0 | 0 | 0 |  | 1 | 1 | 1 | 0 | 0 | 0
load_220341752 |  | node_1365304_435_15376241_099 |  | AN | 0 | Residential | 49125.6+20927.418j | 0 | 0 | 0 | 0 | 0 | [24 empty] | 8102604 | no | no |  |  | no |  | 0 | 0 | 0 | 0 | 0 | 0 |  | 1 | 1 | 1 | 0 | 0 | 0
load_220341753 |  | node_1365282_802_15376078_498 |  | AN | 0 | Residential | 5688+2423.078j | 0 | 0 | 0 | 0 | 0 | [24 empty] | 8102604 | no | no |  |  | no |  | 0 | 0 | 0 | 0 | 0 | 0 |  | 1 | 1 | 1 | 0 | 0 | 0
load_220341754 |  | node_1365233_693_15375354_546 |  | AN | 0 | Residential | 14508+6180.382j | 0 | 0 | 0 | 0 | 0 | [24 empty] | 8102604 | no | no |  |  | no |  | 0 | 0 | 0 | 0 | 0 | 0 |  | 1 | 1 | 1 | 0 | 0 | 0
load_220341756 |  | node_1364404_036_15374419_234 |  | AN | 0 | Residential | 2764.8+1177.8j | 0 | 0 | 0 | 0 | 0 | [24 empty] | 8102604 | no | no |  |  | no |  | 0 | 0 | 0 | 0 | 0 | 0 |  | 1 | 1 | 1 | 0 | 0 | 0
load_220341757 |  | node_1364317_16_15374308_508 |  | AN | 0 | Residential | 5212.8+2220.644j | 0 | 0 | 0 | 0 | 0 | [24 empty] | 8102604 | no | no |  |  | no |  | 0 | 0 | 0 | 0 | 0 | 0 |  | 1 | 1 | 1 | 0 | 0 | 0
load_220341758 |  | node_1364143_916_15374097_818 |  | AN | 0 | Residential | 5515.2+2349.465j | 0 | 0 | 0 | 0 | 0 | [24 empty] | 8102604 | no | no |  |  | no |  | 0 | 0 | 0 | 0 | 0 | 0 |  | 1 | 1 | 1 | 0 | 0 | 0
load_220341760 |  | node_1360478_425_15372074_417 |  | AN | 0 | Residential | 3607.2+1536.661j | 0 | 0 | 0 | 0 | 0 | [24 empty] | 8102604 | no | no |  |  | no |  | 0 | 0 | 0 | 0 | 0 | 0 |  | 1 | 1 | 1 | 0 | 0 | 0
load_220341761 |  | node_1359623_617_15372174_116 |  | AN | 0 | NonResidential | 7.2+3.067j | 0 | 0 | 0 | 0 | 0 | [24 empty] | 8102604 | no | no |  |  | no |  | 0 | 0 | 0 | 0 | 0 | 0 |  | 1 | 1 | 1 | 0 | 0 | 0
load_220341764 |  | node_1370429_446_15384366_314 |  | AN | 0 | NonResidential | 3412.8+1453.847j | 0 | 0 | 0 | 0 | 0 | [24 empty] | 8102604 | no | no |  |  | no |  | 0 | 0 | 0 | 0 | 0 | 0 |  | 1 | 1 | 1 | 0 | 0 | 0
load_220341782 |  | node_1370610_665_15384060_659 |  | AN | 0 | NonResidential | 11333.333+4827.98j | 0 | 0 | 0 | 0 | 0 | [24 empty] | 8102604 | no | no |  |  | no |  | 0 | 0 | 0 | 0 | 0 | 0 |  | 1 | 1 | 1 | 0 | 0 | 0
load_220341783 |  | node_1370628_728_15384071_611 |  | BN | 0 | NonResidential | 0 | 11333.333+4827.98j | 0 | 0 | 0 | 0 | [24 empty] | 8102604 | no | no |  |  | no |  | 0 | 0 | 0 | 0 | 0 | 0 |  | 1 | 1 | 1 | 0 | 0 | 0
load_220341784 |  | node_1370591_147_15384056_362 |  | CN | 0 | NonResidential | 0 | 0 | 11333.333+4827.98j | 0 | 0 | 0 | [24 empty] | 8102604 | no | no |  |  | no |  | 0 | 0 | 0 | 0 | 0 | 0 |  | 1 | 1 | 1 | 0 | 0 | 0
load_220341785 |  | node_1370260_715_15386461_527 |  | AN | 0 | Residential | 3751.2+1598.005j | 0 | 0 | 0 | 0 | 0 | [24 empty] | 8102604 | no | no |  |  | no |  | 0 | 0 | 0 | 0 | 0 | 0 |  | 1 | 1 | 1 | 0 | 0 | 0
load_220341786 |  | node_1370414_418_15387693_038 |  | AN | 0 | Residential | 6811.2+2901.559j | 0 | 0 | 0 | 0 | 0 | [24 empty] | 8102604 | no | no |  |  | no |  | 0 | 0 | 0 | 0 | 0 | 0 |  | 1 | 1 | 1 | 0 | 0 | 0
load_220341789 |  | node_1368843_382_15386181_803 |  | AN | 0 | Other | 0 | 0 | 0 | 0 | 0 | 0 | [24 empty] | 8102604 | no | no |  |  | no |  | 0 | 0 | 0 | 0 | 0 | 0 |  | 1 | 1 | 1 | 0 | 0 | 0
load_220341790 |  | node_1369017_28_15386616_73 |  | AN | 0 | Residential | 10677.6+4548.639j | 0 | 0 | 0 | 0 | 0 | [24 empty] | 8102604 | no | no |  |  | no |  | 0 | 0 | 0 | 0 | 0 | 0 |  | 1 | 1 | 1 | 0 | 0 | 0
load_220341791 |  | node_1368903_829_15387547_974 |  | AN | 0 | Residential | 4118.4+1754.431j | 0 | 0 | 0 | 0 | 0 | [24 empty] | 8102604 | no | no |  |  | no |  | 0 | 0 | 0 | 0 | 0 | 0 |  | 1 | 1 | 1 | 0 | 0 | 0
load_220341792 |  | node_1368524_909_15387453_571 |  | AN | 0 | NonResidential | 1333.333+567.997j | 0 | 0 | 0 | 0 | 0 | [24 empty] | 8102604 | no | no |  |  | no |  | 0 | 0 | 0 | 0 | 0 | 0 |  | 1 | 1 | 1 | 0 | 0 | 0
load_220341793 |  | node_1368534_218_15387430_176 |  | BN | 0 | NonResidential | 0 | 1333.333+567.997j | 0 | 0 | 0 | 0 | [24 empty] | 8102604 | no | no |  |  | no |  | 0 | 0 | 0 | 0 | 0 | 0 |  | 1 | 1 | 1 | 0 | 0 | 0
load_220341794 |  | node_1368520_426_15387479_461 |  | CN | 0 | NonResidential | 0 | 0 | 1333.333+567.997j | 0 | 0 | 0 | [24 empty] | 8102604 | no | no |  |  | no |  | 0 | 0 | 0 | 0 | 0 | 0 |  | 1 | 1 | 1 | 0 | 0 | 0
load_220341796 |  | node_1369257_545_15387790_809 |  | AN | 0 | Other | 0 | 0 | 0 | 0 | 0 | 0 | [24 empty] | 8102604 | no | no |  |  | no |  | 0 | 0 | 0 | 0 | 0 | 0 |  | 1 | 1 | 1 | 0 | 0 | 0
load_220341797 |  | node_1369299_559_15388201_162 |  | AN | 0 | Other | 0 | 0 | 0 | 0 | 0 | 0 | [24 empty] | 8102604 | no | no |  |  | no |  | 0 | 0 | 0 | 0 | 0 | 0 |  | 1 | 1 | 1 | 0 | 0 | 0
load_220341800 |  | node_1368157_271_15385636_009 |  | AN | 0 | Residential | 23061.6+9824.2j | 0 | 0 | 0 | 0 | 0 | [24 empty] | 8102604 | no | no |  |  | no |  | 0 | 0 | 0 | 0 | 0 | 0 |  | 1 | 1 | 1 | 0 | 0 | 0
load_220341801 |  | node_1367644_159_15383980_029 |  | AN | 0 | NonResidential | 0 | 0 | 0 | 0 | 0 | 0 | [24 empty] | 8102604 | no | no |  |  | no |  | 0 | 0 | 0 | 0 | 0 | 0 |  | 1 | 1 | 1 | 0 | 0 | 0
load_220341802 |  | node_1367655_97_15384198_446 |  | AN | 0 | Residential | 5076+2162.367j | 0 | 0 | 0 | 0 | 0 | [24 empty] | 8102604 | no | no |  |  | no |  | 0 | 0 | 0 | 0 | 0 | 0 |  | 1 | 1 | 1 | 0 | 0 | 0
load_220341803 |  | node_1367770_248_15384985_337 |  | AN | 0 | Residential | 10929.6+4655.99j | 0 | 0 | 0 | 0 | 0 | [24 empty] | 8102604 | no | no |  |  | no |  | 0 | 0 | 0 | 0 | 0 | 0 |  | 1 | 1 | 1 | 0 | 0 | 0
load_220341804 |  | node_1370677_662_15381995_151 |  | AN | 0 | Residential | 4788+2039.679j | 0 | 0 | 0 | 0 | 0 | [24 empty] | 8102604 | no | no |  |  | no |  | 0 | 0 | 0 | 0 | 0 | 0 |  | 1 | 1 | 1 | 0 | 0 | 0
load_220341805 |  | node_1368346_51_15381542_825 |  | AN | 0 | Other | 0 | 0 | 0 | 0 | 0 | 0 | [24 empty] | 8102604 | no | no |  |  | no |  | 0 | 0 | 0 | 0 | 0 | 0 |  | 1 | 1 | 1 | 0 | 0 | 0
load_220341806 |  | node_1368336_758_15381275_769 |  | AN | 0 | Residential | 10497.6+4471.959j | 0 | 0 | 0 | 0 | 0 | [24 empty] | 8102604 | no | no |  |  | no |  | 0 | 0 | 0 | 0 | 0 | 0 |  | 1 | 1 | 1 | 0 | 0 | 0
load_220341807 |  | node_1368136_629_15380985_933 |  | AN | 0 | Other | 0 | 0 | 0 | 0 | 0 | 0 | [24 empty] | 8102604 | no | no |  |  | no |  | 0 | 0 | 0 | 0 | 0 | 0 |  | 1 | 1 | 1 | 0 | 0 | 0
load_220341808 |  | node_1367935_716_15380769_531 |  | AN | 0 | Other | 0 | 0 | 0 | 0 | 0 | 0 | [24 empty] | 8102604 | no | no |  |  | no |  | 0 | 0 | 0 | 0 | 0 | 0 |  | 1 | 1 | 1 | 0 | 0 | 0
load_220341809 |  | node_1367714_04_15380968_492 |  | AN | 0 | Residential | 6703.2+2855.551j | 0 | 0 | 0 | 0 | 0 | [24 empty] | 8102604 | no | no |  |  | no |  | 0 | 0 | 0 | 0 | 0 | 0 |  | 1 | 1 | 1 | 0 | 0 | 0
load_220341810 |  | node_1367745_506_15380330_441 |  | AN | 0 | Residential | 8582.4+3656.087j | 0 | 0 | 0 | 0 | 0 | [24 empty] | 8102604 | no | no |  |  | no |  | 0 | 0 | 0 | 0 | 0 | 0 |  | 1 | 1 | 1 | 0 | 0 | 0
load_220341811 |  | node_1369728_66_15384175_538 |  | AN | 0 | Residential | 23220+9891.679j | 0 | 0 | 0 | 0 | 0 | [24 empty] | 8102604 | no | no |  |  | no |  | 0 | 0 | 0 | 0 | 0 | 0 |  | 1 | 1 | 1 | 0 | 0 | 0
load_220341812 |  | node_1369770_984_15384039_344 |  | AN | 0 | Residential | 5234.4+2229.845j | 0 | 0 | 0 | 0 | 0 | [24 empty] | 8102604 | no | no |  |  | no |  | 0 | 0 | 0 | 0 | 0 | 0 |  | 1 | 1 | 1 | 0 | 0 | 0
load_220341813 |  | node_1369882_126_15383722_758 |  | AN | 0 | Other | 0 | 0 | 0 | 0 | 0 | 0 | [24 empty] | 8102604 | no | no |  |  | no |  | 0 | 0 | 0 | 0 | 0 | 0 |  | 1 | 1 | 1 | 0 | 0 | 0
load_220341814 |  | node_1369872_927_15383576_065 |  | AN | 0 | NonResidential | 6000+2555.989j | 0 | 0 | 0 | 0 | 0 | [24 empty] | 8102604 | no | no |  |  | no |  | 0 | 0 | 0 | 0 | 0 | 0 |  | 1 | 1 | 1 | 0 | 0 | 0
load_220341815 |  | node_1369878_866_15383550_726 |  | BN | 0 | NonResidential | 0 | 6000+2555.989j | 0 | 0 | 0 | 0 | [24 empty] | 8102604 | no | no |  |  | no |  | 0 | 0 | 0 | 0 | 0 | 0 |  | 1 | 1 | 1 | 0 | 0 | 0
load_220341816 |  | node_1369872_066_15383602_66 |  | CN | 0 | NonResidential | 0 | 0 | 6000+2555.989j | 0 | 0 | 0 | [24 empty] | 8102604 | no | no |  |  | no |  | 0 | 0 | 0 | 0 | 0 | 0 |  | 1 | 1 | 1 | 0 | 0 | 0
load_220341817 |  | node_1370207_601_15382990_722 |  | AN | 0 | NonResidential | 34000+14483.939j | 0 | 0 | 0 | 0 | 0 | [24 empty] | 8102604 | no | no |  |  | no |  | 0 | 0 | 0 | 0 | 0 | 0 |  | 1 | 1 | 1 | 0 | 0 | 0
load_220341818 |  | node_1370357_251_15382652_263 |  | AN | 0 | Residential | 43070.4+18347.914j | 0 | 0 | 0 | 0 | 0 | [24 empty] | 8102604 | no | no |  |  | no |  | 0 | 0 | 0 | 0 | 0 | 0 |  | 1 | 1 | 1 | 0 | 0 | 0
load_220341823 |  | node_1370001_576_15384266_149 |  | AN | 0 | NonResidential | 1087.2+463.145j | 0 | 0 | 0 | 0 | 0 | [24 empty] | 8102604 | no | no |  |  | no |  | 0 | 0 | 0 | 0 | 0 | 0 |  | 1 | 1 | 1 | 0 | 0 | 0
load_220341824 |  | node_1369639_299_15384008_468 |  | AN | 0 | Residential | 10108.8+4306.331j | 0 | 0 | 0 | 0 | 0 | [24 empty] | 8102604 | no | no |  |  | no |  | 0 | 0 | 0 | 0 | 0 | 0 |  | 1 | 1 | 1 | 0 | 0 | 0
load_220341825 |  | node_1369657_437_15384019_19 |  | BN | 0 | Residential | 0 | 10108.8+4306.331j | 0 | 0 | 0 | 0 | [24 empty] | 8102604 | no | no |  |  | no |  | 0 | 0 | 0 | 0 | 0 | 0 |  | 1 | 1 | 1 | 0 | 0 | 0
load_220341826 |  | node_1369619_753_15384004_419 |  | CN | 0 | Residential | 0 | 0 | 10108.8+4306.331j | 0 | 0 | 0 | [24 empty] | 8102604 | no | no |  |  | no |  | 0 | 0 | 0 | 0 | 0 | 0 |  | 1 | 1 | 1 | 0 | 0 | 0
load_220341827 |  | node_1369189_667_15384147_745 |  | AN | 0 | NonResidential | 1036.8+441.675j | 0 | 0 | 0 | 0 | 0 | [24 empty] | 8102604 | no | no |  |  | no |  | 0 | 0 | 0 | 0 | 0 | 0 |  | 1 | 1 | 1 | 0 | 0 | 0
load_220341828 |  | node_1368867_673_15384901_517 |  | AN | 0 | NonResidential | 0 | 0 | 0 | 0 | 0 | 0 | [24 empty] | 8102604 | no | no |  |  | no |  | 0 | 0 | 0 | 0 | 0 | 0 |  | 1 | 1 | 1 | 0 | 0 | 0
load_220341829 |  | node_1368474_377_15385178_347 |  | AN | 0 | NonResidential | 93.6+39.873j | 0 | 0 | 0 | 0 | 0 | [24 empty] | 8102604 | no | no |  |  | no |  | 0 | 0 | 0 | 0 | 0 | 0 |  | 1 | 1 | 1 | 0 | 0 | 0
load_220341831 |  | node_1367051_831_15385383_21 |  | AN | 0 | NonResidential | 0 | 0 | 0 | 0 | 0 | 0 | [24 empty] | 8102604 | no | no |  |  | no |  | 0 | 0 | 0 | 0 | 0 | 0 |  | 1 | 1 | 1 | 0 | 0 | 0
load_220341832 |  | node_1367058_206_15385358_068 |  | BN | 0 | NonResidential | 0 | 0 | 0 | 0 | 0 | 0 | [24 empty] | 8102604 | no | no |  |  | no |  | 0 | 0 | 0 | 0 | 0 | 0 |  | 1 | 1 | 1 | 0 | 0 | 0
load_220341833 |  | node_1367050_512_15385409_766 |  | CN | 0 | NonResidential | 0 | 0 | 0 | 0 | 0 | 0 | [24 empty] | 8102604 | no | no |  |  | no |  | 0 | 0 | 0 | 0 | 0 | 0 |  | 1 | 1 | 1 | 0 | 0 | 0
load_220341834 |  | node_1369368_734_15384478_38 |  | AN | 0 | NonResidential | 8632.8+3677.557j | 0 | 0 | 0 | 0 | 0 | [24 empty] | 8102604 | no | no |  |  | no |  | 0 | 0 | 0 | 0 | 0 | 0 |  | 1 | 1 | 1 | 0 | 0 | 0
load_220341835 |  | node_1369384_558_15384462_594 |  | AN | 0 | Residential | 44611.2+19004.292j | 0 | 0 | 0 | 0 | 0 | [24 empty] | 8102604 | no | no |  |  | no |  | 0 | 0 | 0 | 0 | 0 | 0 |  | 1 | 1 | 1 | 0 | 0 | 0
load_220341836 |  | node_1369019_508_15384720_668 |  | AN | 0 | Residential | 13730.4+5849.126j | 0 | 0 | 0 | 0 | 0 | [24 empty] | 8102604 | no | no |  |  | no |  | 0 | 0 | 0 | 0 | 0 | 0 |  | 1 | 1 | 1 | 0 | 0 | 0
load_220341837 |  | node_1369035_616_15384705_41 |  | AN | 0 | Residential | 13730.4+5849.126j | 0 | 0 | 0 | 0 | 0 | [24 empty] | 8102604 | no | no |  |  | no |  | 0 | 0 | 0 | 0 | 0 | 0 |  | 1 | 1 | 1 | 0 | 0 | 0
load_220341839 |  | node_1369710_301_15384549_326 |  | AN | 0 | Residential | 1706.4+726.923j | 0 | 0 | 0 | 0 | 0 | [24 empty] | 8102604 | no | no |  |  | no |  | 0 | 0 | 0 | 0 | 0 | 0 |  | 1 | 1 | 1 | 0 | 0 | 0
load_220341840 |  | node_1369786_304_15385071_374 |  | AN | 0 | Residential | 47584.8+20271.04j | 0 | 0 | 0 | 0 | 0 | [24 empty] | 8102604 | no | no |  |  | no |  | 0 | 0 | 0 | 0 | 0 | 0 |  | 1 | 1 | 1 | 0 | 0 | 0
load_220341841 |  | node_1369446_971_15384947_876 |  | AN | 0 | Residential | 28152+11992.702j | 0 | 0 | 0 | 0 | 0 | [24 empty] | 8102604 | no | no |  |  | no |  | 0 | 0 | 0 | 0 | 0 | 0 |  | 1 | 1 | 1 | 0 | 0 | 0
load_220341842 |  | node_1368954_377_15385521_146 |  | AN | 0 | Residential | 71344.8+30392.758j | 0 | 0 | 0 | 0 | 0 | [24 empty] | 8102604 | no | no |  |  | no |  | 0 | 0 | 0 | 0 | 0 | 0 |  | 1 | 1 | 1 | 0 | 0 | 0
load_220343347 |  | node_1362638_824_15373775_344 |  | AN | 0 | NonResidential | 2908.8+1239.144j | 0 | 0 | 0 | 0 | 0 | [24 empty] | 8102604 | no | no |  |  | no |  | 0 | 0 | 0 | 0 | 0 | 0 |  | 1 | 1 | 1 | 0 | 0 | 0
load_220343348 |  | node_1362610_07_15374123_841 |  | AN | 0 | Residential | 9136.8+3892.261j | 0 | 0 | 0 | 0 | 0 | [24 empty] | 8102604 | no | no |  |  | no |  | 0 | 0 | 0 | 0 | 0 | 0 |  | 1 | 1 | 1 | 0 | 0 | 0
load_220343352 |  | node_1363179_346_15368690_943 |  | AN | 0 | Residential | 705.6+300.584j | 0 | 0 | 0 | 0 | 0 | [24 empty] | 8102604 | no | no |  |  | no |  | 0 | 0 | 0 | 0 | 0 | 0 |  | 1 | 1 | 1 | 0 | 0 | 0
load_220343353 |  | node_1364575_151_15368595_88 |  | AN | 0 | Residential | 17755.2+7563.684j | 0 | 0 | 0 | 0 | 0 | [24 empty] | 8102604 | no | no |  |  | no |  | 0 | 0 | 0 | 0 | 0 | 0 |  | 1 | 1 | 1 | 0 | 0 | 0
load_220343354 |  | node_1363118_174_15368339_69 |  | AN | 0 | Residential | 7027.2+2993.575j | 0 | 0 | 0 | 0 | 0 | [24 empty] | 8102604 | no | no |  |  | no |  | 0 | 0 | 0 | 0 | 0 | 0 |  | 1 | 1 | 1 | 0 | 0 | 0
load_220343355 |  | node_1363501_707_15370943_163 |  | AN | 0 | Residential | 10101.6+4303.264j | 0 | 0 | 0 | 0 | 0 | [24 empty] | 8102604 | no | no |  |  | no |  | 0 | 0 | 0 | 0 | 0 | 0 |  | 1 | 1 | 1 | 0 | 0 | 0
load_220343356 |  | node_1363799_787_15370442_702 |  | AN | 0 | Residential | 7228.8+3079.456j | 0 | 0 | 0 | 0 | 0 | [24 empty] | 8102604 | no | no |  |  | no |  | 0 | 0 | 0 | 0 | 0 | 0 |  | 1 | 1 | 1 | 0 | 0 | 0
load_220343432 |  | node_1364178_236_15370058_77 |  | AN | 0 | Residential | 4420.8+1883.253j | 0 | 0 | 0 | 0 | 0 | [24 empty] | 8102604 | no | no |  |  | no |  | 0 | 0 | 0 | 0 | 0 | 0 |  | 1 | 1 | 1 | 0 | 0 | 0
load_220343433 |  | node_1364329_169_15370170_879 |  | AN | 0 | Residential | 2844+1211.539j | 0 | 0 | 0 | 0 | 0 | [24 empty] | 8102604 | no | no |  |  | no |  | 0 | 0 | 0 | 0 | 0 | 0 |  | 1 | 1 | 1 | 0 | 0 | 0
load_220343434 |  | node_1364296_834_15369512_402 |  | AN | 0 | Residential | 25560+10888.514j | 0 | 0 | 0 | 0 | 0 | [24 empty] | 8102604 | no | no |  |  | no |  | 0 | 0 | 0 | 0 | 0 | 0 |  | 1 | 1 | 1 | 0 | 0 | 0
load_220343435 |  | node_1364351_877_15369261_433 |  | AN | 0 | Residential | 9489.6+4042.553j | 0 | 0 | 0 | 0 | 0 | [24 empty] | 8102604 | no | no |  |  | no |  | 0 | 0 | 0 | 0 | 0 | 0 |  | 1 | 1 | 1 | 0 | 0 | 0
load_220343436 |  | node_1363718_743_15370892_966 |  | AN | 0 | Residential | 8150.4+3472.056j | 0 | 0 | 0 | 0 | 0 | [24 empty] | 8102604 | no | no |  |  | no |  | 0 | 0 | 0 | 0 | 0 | 0 |  | 1 | 1 | 1 | 0 | 0 | 0
load_220343438 |  | node_1364734_939_15370915_049 |  | AN | 0 | Residential | 7747.2+3300.293j | 0 | 0 | 0 | 0 | 0 | [24 empty] | 8102604 | no | no |  |  | no |  | 0 | 0 | 0 | 0 | 0 | 0 |  | 1 | 1 | 1 | 0 | 0 | 0
load_220343439 |  | node_1365372_493_15371457_283 |  | AN | 0 | Residential | 44978.4+19160.718j | 0 | 0 | 0 | 0 | 0 | [24 empty] | 8102604 | no | no |  |  | no |  | 0 | 0 | 0 | 0 | 0 | 0 |  | 1 | 1 | 1 | 0 | 0 | 0
load_220343440 |  | node_1365088_676_15371466_035 |  | AN | 0 | Residential | 5954.4+2536.564j | 0 | 0 | 0 | 0 | 0 | [24 empty] | 8102604 | no | no |  |  | no |  | 0 | 0 | 0 | 0 | 0 | 0 |  | 1 | 1 | 1 | 0 | 0 | 0
load_220343453 |  | node_1363678_55_15373512_572 |  | AN | 0 | Residential | 1195.2+509.153j | 0 | 0 | 0 | 0 | 0 | [24 empty] | 8102604 | no | no |  |  | no |  | 0 | 0 | 0 | 0 | 0 | 0 |  | 1 | 1 | 1 | 0 | 0 | 0
load_220343454 |  | node_1363064_868_15372639_504 |  | AN | 0 | NonResidential | 1490.4+634.908j | 0 | 0 | 0 | 0 | 0 | [24 empty] | 8102604 | no | no |  |  | no |  | 0 | 0 | 0 | 0 | 0 | 0 |  | 1 | 1 | 1 | 0 | 0 | 0
load_220343455 |  | node_1362726_33_15372309_067 |  | AN | 0 | Residential | 2188.8+932.425j | 0 | 0 | 0 | 0 | 0 | [24 empty] | 8102604 | no | no |  |  | no |  | 0 | 0 | 0 | 0 | 0 | 0 |  | 1 | 1 | 1 | 0 | 0 | 0
load_220343456 |  | node_1362390_222_15372297_3 |  | AN | 0 | Residential | 5205.6+2217.576j | 0 | 0 | 0 | 0 | 0 | [24 empty] | 8102604 | no | no |  |  | no |  | 0 | 0 | 0 | 0 | 0 | 0 |  | 1 | 1 | 1 | 0 | 0 | 0
load_220343457 |  | node_1361964_566_15372197_961 |  | AN | 0 | NonResidential | 734.4+312.853j | 0 | 0 | 0 | 0 | 0 | [24 empty] | 8102604 | no | no |  |  | no |  | 0 | 0 | 0 | 0 | 0 | 0 |  | 1 | 1 | 1 | 0 | 0 | 0
load_220432661 |  | node_1365684_549_15379037_964 |  | AN | 0 | NonResidential | 6242.4+2659.251j | 0 | 0 | 0 | 0 | 0 | [24 empty] | 8102604 | no | no |  |  | no |  | 0 | 0 | 0 | 0 | 0 | 0 |  | 1 | 1 | 1 | 0 | 0 | 0
load_220475640 |  | node_1367758_222_15392954_145 |  | AN | 0 | Residential | 2901.6+1236.076j | 0 | 0 | 0 | 0 | 0 | [24 empty] | 8102604 | no | no |  |  | no |  | 0 | 0 | 0 | 0 | 0 | 0 |  | 1 | 1 | 1 | 0 | 0 | 0
load_220496929 |  | node_1373204_094_15383895_278 |  | AN | 0 | Residential | 19231.2+8192.457j | 0 | 0 | 0 | 0 | 0 | [24 empty] | 8102604 | no | no |  |  | no |  | 0 | 0 | 0 | 0 | 0 | 0 |  | 1 | 1 | 1 | 0 | 0 | 0
load_220517836 |  | node_1363924_087_15373816_048 |  | AN | 0 | Residential | 10843.2+4619.184j | 0 | 0 | 0 | 0 | 0 | [24 empty] | 8102604 | no | no |  |  | no |  | 0 | 0 | 0 | 0 | 0 | 0 |  | 1 | 1 | 1 | 0 | 0 | 0
load_220522813 |  | node_1359259_104_15388106_545 |  | AN | 0 | Residential | 18388.8+7833.596j | 0 | 0 | 0 | 0 | 0 | [24 empty] | 8102604 | no | no |  |  | no |  | 0 | 0 | 0 | 0 | 0 | 0 |  | 1 | 1 | 1 | 0 | 0 | 0
load_220530077 |  | node_1372027_51_15383954_773 |  | AN | 0 | NonResidential | 1000+425.998j | 0 | 0 | 0 | 0 | 0 | [24 empty] | 8102604 | no | no |  |  | no |  | 0 | 0 | 0 | 0 | 0 | 0 |  | 1 | 1 | 1 | 0 | 0 | 0
load_220531434 |  | node_1362957_482_15374662_538 |  | AN | 0 | Residential | 9180+3910.664j | 0 | 0 | 0 | 0 | 0 | [24 empty] | 8102604 | no | no |  |  | no |  | 0 | 0 | 0 | 0 | 0 | 0 |  | 1 | 1 | 1 | 0 | 0 | 0
load_220532241 |  | node_1364162_041_15373038_453 |  | AN | 0 | Residential | 3110.4+1325.025j | 0 | 0 | 0 | 0 | 0 | [24 empty] | 8102604 | no | no |  |  | no |  | 0 | 0 | 0 | 0 | 0 | 0 |  | 1 | 1 | 1 | 0 | 0 | 0
load_220533986 |  | node_1366154_355_15371539_314 |  | AN | 0 | Other | 0 | 0 | 0 | 0 | 0 | 0 | [24 empty] | 8102604 | no | no |  |  | no |  | 0 | 0 | 0 | 0 | 0 | 0 |  | 1 | 1 | 1 | 0 | 0 | 0
load_220535539 |  | node_1364785_199_15368309_254 |  | AN | 0 | Residential | 165.6+70.545j | 0 | 0 | 0 | 0 | 0 | [24 empty] | 8102604 | no | no |  |  | no |  | 0 | 0 | 0 | 0 | 0 | 0 |  | 1 | 1 | 1 | 0 | 0 | 0
load_220535542 |  | node_1362777_506_15373251_656 |  | AN | 0 | Residential | 11577.6+4932.037j | 0 | 0 | 0 | 0 | 0 | [24 empty] | 8102604 | no | no |  |  | no |  | 0 | 0 | 0 | 0 | 0 | 0 |  | 1 | 1 | 1 | 0 | 0 | 0
load_220535580 |  | node_1368612_544_15385682_135 |  | AN | 0 | Residential | 115516.8+49209.951j | 0 | 0 | 0 | 0 | 0 | [24 empty] | 8102604 | no | no |  |  | no |  | 0 | 0 | 0 | 0 | 0 | 0 |  | 1 | 1 | 1 | 0 | 0 | 0
load_220535595 |  | node_1363051_528_15394639_098 |  | AN | 0 | Other | 0 | 0 | 0 | 0 | 0 | 0 | [24 empty] | 8102604 | no | no |  |  | no |  | 0 | 0 | 0 | 0 | 0 | 0 |  | 1 | 1 | 1 | 0 | 0 | 0
load_220535660 |  | node_1368164_246_15384112_23 |  | AN | 0 | Residential | 132804+56574.267j | 0 | 0 | 0 | 0 | 0 | [24 empty] | 8102604 | no | no |  |  | no |  | 0 | 0 | 0 | 0 | 0 | 0 |  | 1 | 1 | 1 | 0 | 0 | 0
load_220537726 |  | node_1362363_874_15375443_455 |  | AN | 0 | Residential | 597.6+254.577j | 0 | 0 | 0 | 0 | 0 | [24 empty] | 8102604 | no | no |  |  | no |  | 0 | 0 | 0 | 0 | 0 | 0 |  | 1 | 1 | 1 | 0 | 0 | 0
load_220540424 |  | node_1374130_181_15378369_885 |  | AN | 0 | Residential | 5709.6+2432.279j | 0 | 0 | 0 | 0 | 0 | [24 empty] | 8102604 | no | no |  |  | no |  | 0 | 0 | 0 | 0 | 0 | 0 |  | 1 | 1 | 1 | 0 | 0 | 0
load_220544735 |  | node_1362392_818_15395616_319 |  | AN | 0 | Other | 0 | 0 | 0 | 0 | 0 | 0 | [24 empty] | 8102604 | no | no |  |  | no |  | 0 | 0 | 0 | 0 | 0 | 0 |  | 1 | 1 | 1 | 0 | 0 | 0
load_220552299 |  | node_1370542_598_15385181_805 |  | AN | 0 | Other | 0 | 0 | 0 | 0 | 0 | 0 | [24 empty] | 8102604 | no | no |  |  | no |  | 0 | 0 | 0 | 0 | 0 | 0 |  | 1 | 1 | 1 | 0 | 0 | 0
load_220572882 |  | node_1373703_091_15377565_967 |  | AN | 0 | Residential | 4269.6+1818.842j | 0 | 0 | 0 | 0 | 0 | [24 empty] | 8102604 | no | no |  |  | no |  | 0 | 0 | 0 | 0 | 0 | 0 |  | 1 | 1 | 1 | 0 | 0 | 0
load_220603068 |  | node_1369160_106_15385076_275 |  | AN | 0 | NonResidential | 8000+3407.986j | 0 | 0 | 0 | 0 | 0 | [24 empty] | 8102604 | no | no |  |  | no |  | 0 | 0 | 0 | 0 | 0 | 0 |  | 1 | 1 | 1 | 0 | 0 | 0
load_220612338 |  | node_1369677_232_15384311_955 |  | AN | 0 | Residential | 17337.6+7385.787j | 0 | 0 | 0 | 0 | 0 | [24 empty] | 8102604 | no | no |  |  | no |  | 0 | 0 | 0 | 0 | 0 | 0 |  | 1 | 1 | 1 | 0 | 0 | 0
load_220619668 |  | node_1370583_111_15384531_747 |  | AN | 0 | Residential | 3708+1579.601j | 0 | 0 | 0 | 0 | 0 | [24 empty] | 8102604 | no | no |  |  | no |  | 0 | 0 | 0 | 0 | 0 | 0 |  | 1 | 1 | 1 | 0 | 0 | 0
load_220626520 |  | node_1369139_375_15387611_134 |  | AN | 0 | Residential | 16927.2+7210.957j | 0 | 0 | 0 | 0 | 0 | [24 empty] | 8102604 | no | no |  |  | no |  | 0 | 0 | 0 | 0 | 0 | 0 |  | 1 | 1 | 1 | 0 | 0 | 0
load_220626522 |  | node_1372245_26_15384027_077 |  | AN | 0 | Residential | 2844+1211.539j | 0 | 0 | 0 | 0 | 0 | [24 empty] | 8102604 | no | no |  |  | no |  | 0 | 0 | 0 | 0 | 0 | 0 |  | 1 | 1 | 1 | 0 | 0 | 0
load_220627606 |  | node_1357835_049_15404182_392 |  | AN | 0 | Other | 0 | 0 | 0 | 0 | 0 | 0 | [24 empty] | 8102604 | no | no |  |  | no |  | 0 | 0 | 0 | 0 | 0 | 0 |  | 1 | 1 | 1 | 0 | 0 | 0
load_220634750 |  | node_1359729_643_15391581_112 |  | AN | 0 | Residential | 3348+1426.242j | 0 | 0 | 0 | 0 | 0 | [24 empty] | 8102604 | no | no |  |  | no |  | 0 | 0 | 0 | 0 | 0 | 0 |  | 1 | 1 | 1 | 0 | 0 | 0
load_220634751 |  | node_1358506_685_15391750_325 |  | AN | 0 | Residential | 2304+981.5j | 0 | 0 | 0 | 0 | 0 | [24 empty] | 8102604 | no | no |  |  | no |  | 0 | 0 | 0 | 0 | 0 | 0 |  | 1 | 1 | 1 | 0 | 0 | 0
load_220644701 |  | node_1357538_722_15396719_949 |  | AN | 0 | Residential | 24026.4+10235.204j | 0 | 0 | 0 | 0 | 0 | [24 empty] | 8102604 | no | no |  |  | no |  | 0 | 0 | 0 | 0 | 0 | 0 |  | 1 | 1 | 1 | 0 | 0 | 0
load_220647868 |  | node_1368226_727_15385445_125 |  | AN | 0 | Other | 0 | 0 | 0 | 0 | 0 | 0 | [24 empty] | 8102604 | no | no |  |  | no |  | 0 | 0 | 0 | 0 | 0 | 0 |  | 1 | 1 | 1 | 0 | 0 | 0
load_220648414 |  | node_1364078_266_15370837_821 |  | AN | 0 | Residential | 9374.4+3993.478j | 0 | 0 | 0 | 0 | 0 | [24 empty] | 8102604 | no | no |  |  | no |  | 0 | 0 | 0 | 0 | 0 | 0 |  | 1 | 1 | 1 | 0 | 0 | 0
load_220655687 |  | node_1367550_677_15392421_235 |  | AN | 0 | Residential | 19555.2+8330.48j | 0 | 0 | 0 | 0 | 0 | [24 empty] | 8102604 | no | no |  |  | no |  | 0 | 0 | 0 | 0 | 0 | 0 |  | 1 | 1 | 1 | 0 | 0 | 0
load_220655857 |  | node_1357712_325_15396354_25 |  | AN | 0 | Residential | 9165.6+3904.529j | 0 | 0 | 0 | 0 | 0 | [24 empty] | 8102604 | no | no |  |  | no |  | 0 | 0 | 0 | 0 | 0 | 0 |  | 1 | 1 | 1 | 0 | 0 | 0
load_310044355 |  | node_1366340_934_15388886_446 |  | AN | 0 | Residential | 1821.6+775.998j | 0 | 0 | 0 | 0 | 0 | [24 empty] | 8102604 | no | no |  |  | no |  | 0 | 0 | 0 | 0 | 0 | 0 |  | 1 | 1 | 1 | 0 | 0 | 0
load_310047399 |  | node_1362263_517_15390229_551 |  | AN | 0 | Residential | 5220+2223.711j | 0 | 0 | 0 | 0 | 0 | [24 empty] | 8102604 | no | no |  |  | no |  | 0 | 0 | 0 | 0 | 0 | 0 |  | 1 | 1 | 1 | 0 | 0 | 0
load_310047400 |  | node_1360141_88_15388562_034 |  | AN | 0 | Other | 0 | 0 | 0 | 0 | 0 | 0 | [24 empty] | 8102604 | no | no |  |  | no |  | 0 | 0 | 0 | 0 | 0 | 0 |  | 1 | 1 | 1 | 0 | 0 | 0
load_310059864 |  | node_1371310_088_15383508_837 |  | AN | 0 | Residential | 8172+3481.257j | 0 | 0 | 0 | 0 | 0 | [24 empty] | 8102604 | no | no |  |  | no |  | 0 | 0 | 0 | 0 | 0 | 0 |  | 1 | 1 | 1 | 0 | 0 | 0
load_310061363 |  | node_1364806_142_15374778_784 |  | AN | 0 | Residential | 18705.6+7968.552j | 0 | 0 | 0 | 0 | 0 | [24 empty] | 8102604 | no | no |  |  | no |  | 0 | 0 | 0 | 0 | 0 | 0 |  | 1 | 1 | 1 | 0 | 0 | 0
load_311851018 |  | node_1368931_663_15385208_56 |  | BN | 0 | NonResidential | 0 | 5500+2342.99j | 0 | 0 | 0 | 0 | [24 empty] | 8102604 | no | no |  |  | no |  | 0 | 0 | 0 | 0 | 0 | 0 |  | 1 | 1 | 1 | 0 | 0 | 0
load_311870229 |  | node_1368934_374_15385220_232 |  | AN | 0 | NonResidential | 5500+2342.99j | 0 | 0 | 0 | 0 | 0 | [24 empty] | 8102604 | no | no |  |  | no |  | 0 | 0 | 0 | 0 | 0 | 0 |  | 1 | 1 | 1 | 0 | 0 | 0
load_311876889 |  | node_1372280_449_15384577_781 |  | AN | 0 | Residential | 3952.8+1683.886j | 0 | 0 | 0 | 0 | 0 | [24 empty] | 8102604 | no | no |  |  | no |  | 0 | 0 | 0 | 0 | 0 | 0 |  | 1 | 1 | 1 | 0 | 0 | 0
load_311880309 |  | node_1371676_684_15384653_767 |  | AN | 0 | Residential | 13521.6+5760.177j | 0 | 0 | 0 | 0 | 0 | [24 empty] | 8102604 | no | no |  |  | no |  | 0 | 0 | 0 | 0 | 0 | 0 |  | 1 | 1 | 1 | 0 | 0 | 0
load_311880310 |  | node_1371718_746_15384895_988 |  | AN | 0 | Residential | 7207.2+3070.254j | 0 | 0 | 0 | 0 | 0 | [24 empty] | 8102604 | no | no |  |  | no |  | 0 | 0 | 0 | 0 | 0 | 0 |  | 1 | 1 | 1 | 0 | 0 | 0
load_311899700 |  | node_1372078_007_15385031_366 |  | AN | 0 | Residential | 9237.6+3935.201j | 0 | 0 | 0 | 0 | 0 | [24 empty] | 8102604 | no | no |  |  | no |  | 0 | 0 | 0 | 0 | 0 | 0 |  | 1 | 1 | 1 | 0 | 0 | 0
load_311903836 |  | node_1362722_153_15390183_927 |  | AN | 0 | Residential | 20721.6+8827.365j | 0 | 0 | 0 | 0 | 0 | [24 empty] | 8102604 | no | no |  |  | no |  | 0 | 0 | 0 | 0 | 0 | 0 |  | 1 | 1 | 1 | 0 | 0 | 0
load_311932140 |  | node_1370681_171_15382965_935 |  | AN | 0 | Other | 0 | 0 | 0 | 0 | 0 | 0 | [24 empty] | 8102604 | no | no |  |  | no |  | 0 | 0 | 0 | 0 | 0 | 0 |  | 1 | 1 | 1 | 0 | 0 | 0
load_312036343 |  | node_1361256_711_15390484_972 |  | AN | 0 | Residential | 8085.6+3444.451j | 0 | 0 | 0 | 0 | 0 | [24 empty] | 8102604 | no | no |  |  | no |  | 0 | 0 | 0 | 0 | 0 | 0 |  | 1 | 1 | 1 | 0 | 0 | 0
load_312122205 |  | node_1366376_764_15371382_47 |  | AN | 0 | Other | 0 | 0 | 0 | 0 | 0 | 0 | [24 empty] | 8102604 | no | no |  |  | no |  | 0 | 0 | 0 | 0 | 0 | 0 |  | 1 | 1 | 1 | 0 | 0 | 0
load_312135364 |  | node_1371117_258_15383747_033 |  | AN | 0 | Other | 0 | 0 | 0 | 0 | 0 | 0 | [24 empty] | 8102604 | no | no |  |  | no |  | 0 | 0 | 0 | 0 | 0 | 0 |  | 1 | 1 | 1 | 0 | 0 | 0
load_312153307 |  | node_1365419_178_15389077_487 |  | AN | 0 | Other | 0 | 0 | 0 | 0 | 0 | 0 | [24 empty] | 8102604 | no | no |  |  | no |  | 0 | 0 | 0 | 0 | 0 | 0 |  | 1 | 1 | 1 | 0 | 0 | 0

## node
data_type | static
owner_type | feeder
owner | 8102604
object | node
name | groupid | parent | bustype | phases | nominal_voltage | dcircuit | selected | monitored | monitored_fields | class_monitored_fields | played | played_fields | subsystem | x | y | comments | dist_to_slack
node_1354777_856_15405080_008 |  |  | PQ | AN | 2771.281 | 8102604 | no | no |  |  | no |  |  | 1354777.856 | 15405080.008 |  | -1
node_1354885_618_15404664_175 |  |  | PQ | AN | 2771.281 | 8102604 | no | no |  |  | no |  |  | 1354885.618 | 15404664.175 |  | -1
node_1354896_662_15405375_818 |  |  | PQ | AN | 2771.281 | 8102604 | no | no |  |  | no |  |  | 1354896.662 | 15405375.818 |  | -1
node_1356014_368_15404116_887 |  |  | PQ | AN | 2771.281 | 8102604 | no | no |  |  | no |  |  | 1356014.368 | 15404116.887 |  | -1
node_1356229_359_15404080_68 |  |  | PQ | AN | 2771.281 | 8102604 | no | no |  |  | no |  |  | 1356229.359 | 15404080.68 |  | -1
node_1357436_762_15403897_962 |  |  | PQ | AN | 2771.281 | 8102604 | no | no |  |  | no |  |  | 1357436.762 | 15403897.962 |  | -1
node_1357538_722_15396719_949 |  |  | PQ | AN | 2771.281 | 8102604 | no | no |  |  | no |  |  | 1357538.722 | 15396719.949 |  | -1
node_1357554_403_15395799_354 |  |  | PQ | AN | 2771.281 | 8102604 | no | no |  |  | no |  |  | 1357554.403 | 15395799.354 |  | -1
node_1357609_469_15394915_191 |  |  | PQ | AN | 2771.281 | 8102604 | no | no |  |  | no |  |  | 1357609.469 | 15394915.191 |  | -1
node_1357682_342_15398475_587 |  |  | PQ | AN | 2771.281 | 8102604 | no | no |  |  | no |  |  | 1357682.342 | 15398475.587 |  | -1
node_1357712_325_15396354_25 |  |  | PQ | AN | 2771.281 | 8102604 | no | no |  |  | no |  |  | 1357712.325 | 15396354.25 |  | -1
node_1357747_495_15393009_382 |  |  | PQ | AN | 2771.281 | 8102604 | no | no |  |  | no |  |  | 1357747.495 | 15393009.382 |  | -1
node_1357792_55_15395962_614 |  |  | PQ | AD | 2771.281 | 8102604 | no | no |  |  | no |  |  | 1357792.55 | 15395962.614 |  | -1
node_1357835_049_15404182_392 |  |  | PQ | AN | 2771.281 | 8102604 | no | no |  |  | no |  |  | 1357835.049 | 15404182.392 |  | -1
node_1357882_914_15398963_367 |  |  | PQ | AN | 2771.281 | 8102604 | no | no |  |  | no |  |  | 1357882.914 | 15398963.367 |  | -1
node_1357887_402_15395751_803 |  |  | PQ | AN | 2771.281 | 8102604 | no | no |  |  | no |  |  | 1357887.402 | 15395751.803 |  | -1
node_1358092_46_15387530_055 |  |  | PQ | ABCN | 2771.281 | 8102604 | no | no |  |  | no |  |  | 1358092.46 | 15387530.055 |  | -1
node_1358236_453_15404392_988 |  |  | PQ | AN | 2771.281 | 8102604 | no | no |  |  | no |  |  | 1358236.453 | 15404392.988 |  | -1
node_1358249_351_15399566_578 |  |  | PQ | AN | 2771.281 | 8102604 | no | no |  |  | no |  |  | 1358249.351 | 15399566.578 |  | -1
node_1358453_257_15400021_728 |  |  | PQ | AN | 2771.281 | 8102604 | no | no |  |  | no |  |  | 1358453.257 | 15400021.728 |  | -1
node_1358470_523_15400345_326 |  |  | PQ | AN | 2771.281 | 8102604 | no | no |  |  | no |  |  | 1358470.523 | 15400345.326 |  | -1
node_1358506_685_15391750_325 |  |  | PQ | AN | 2771.281 | 8102604 | no | no |  |  | no |  |  | 1358506.685 | 15391750.325 |  | -1
node_1358518_575_15404405_271 |  |  | PQ | AN | 2771.281 | 8102604 | no | no |  |  | no |  |  | 1358518.575 | 15404405.271 |  | -1
node_1358780_182_15404348_029 |  |  | PQ | AN | 2771.281 | 8102604 | no | no |  |  | no |  |  | 1358780.182 | 15404348.029 |  | -1
node_1359259_104_15388106_545 |  |  | PQ | ABCN | 2771.281 | 8102604 | no | no |  |  | no |  |  | 1359259.104 | 15388106.545 |  | -1
node_1359604_798_15402060_782 |  |  | PQ | AN | 2771.281 | 8102604 | no | no |  |  | no |  |  | 1359604.798 | 15402060.782 |  | -1
node_1359623_617_15372174_116 |  |  | PQ | AN | 2771.281 | 8102604 | no | no |  |  | no |  |  | 1359623.617 | 15372174.116 |  | -1
node_1359654_604_15391857_052 |  |  | PQ | AN | 2771.281 | 8102604 | no | no |  |  | no |  |  | 1359654.604 | 15391857.052 |  | -1
node_1359729_643_15391581_112 |  |  | PQ | AN | 2771.281 | 8102604 | no | no |  |  | no |  |  | 1359729.643 | 15391581.112 |  | -1
node_1359825_008_15387885_165 |  |  | PQ | ABCN | 2771.281 | 8102604 | no | no |  |  | no |  |  | 1359825.008 | 15387885.165 |  | -1
node_1359938_087_15388200_679 |  |  | PQ | ABCN | 2771.281 | 8102604 | no | no |  |  | no |  |  | 1359938.087 | 15388200.679 |  | -1
node_1360057_288_15402343_128 |  |  | PQ | AN | 2771.281 | 8102604 | no | no |  |  | no |  |  | 1360057.288 | 15402343.128 |  | -1
node_1360115_07_15391470_258 |  |  | PQ | AN | 2771.281 | 8102604 | no | no |  |  | no |  |  | 1360115.07 | 15391470.258 |  | -1
node_1360141_88_15388562_034 |  |  | PQ | ABCN | 2771.281 | 8102604 | no | no |  |  | no |  |  | 1360141.88 | 15388562.034 |  | -1
node_1360352_057_15388602_831 |  |  | PQ | ABCN | 2771.281 | 8102604 | no | no |  |  | no |  |  | 1360352.057 | 15388602.831 |  | -1
node_1360478_425_15372074_417 |  |  | PQ | AN | 2771.281 | 8102604 | no | no |  |  | no |  |  | 1360478.425 | 15372074.417 |  | -1
node_1360634_397_15391282_301 |  |  | PQ | AN | 2771.281 | 8102604 | no | no |  |  | no |  |  | 1360634.397 | 15391282.301 |  | -1
node_1360682_15_15388980_216 |  |  | PQ | ABCN | 2771.281 | 8102604 | no | no |  |  | no |  |  | 1360682.15 | 15388980.216 |  | -1
node_1360820_163_15389095_736 |  |  | PQ | ABCN | 2771.281 | 8102604 | no | no |  |  | no |  |  | 1360820.163 | 15389095.736 |  | -1
node_1361024_237_15391140_555 |  |  | PQ | AN | 2771.281 | 8102604 | no | no |  |  | no |  |  | 1361024.237 | 15391140.555 |  | -1
node_1361238_847_15390728_648 |  |  | PQ | AN | 2771.281 | 8102604 | no | no |  |  | no |  |  | 1361238.847 | 15390728.648 |  | -1
node_1361256_711_15390484_972 |  |  | PQ | AN | 2771.281 | 8102604 | no | no |  |  | no |  |  | 1361256.711 | 15390484.972 |  | -1
node_1361551_434_15389739_677 |  |  | PQ | ABCN | 2771.281 | 8102604 | no | no |  |  | no |  |  | 1361551.434 | 15389739.677 |  | -1
node_1361964_566_15372197_961 |  |  | PQ | AN | 2771.281 | 8102604 | no | no |  |  | no |  |  | 1361964.566 | 15372197.961 |  | -1
node_1362263_517_15390229_551 |  |  | PQ | ABCN | 2771.281 | 8102604 | no | no |  |  | no |  |  | 1362263.517 | 15390229.551 |  | -1
node_1362319_767_15375775_869 |  |  | PQ | AN | 2771.281 | 8102604 | no | no |  |  | no |  |  | 1362319.767 | 15375775.869 |  | -1
node_1362319_982_15374994_946 |  |  | PQ | AN | 2771.281 | 8102604 | no | no |  |  | no |  |  | 1362319.982 | 15374994.946 |  | -1
node_1362363_874_15375443_455 |  |  | PQ | AN | 2771.281 | 8102604 | no | no |  |  | no |  |  | 1362363.874 | 15375443.455 |  | -1
node_1362390_222_15372297_3 |  |  | PQ | AN | 2771.281 | 8102604 | no | no |  |  | no |  |  | 1362390.222 | 15372297.3 |  | -1
node_1362392_818_15395616_319 |  |  | PQ | AN | 2771.281 | 8102604 | no | no |  |  | no |  |  | 1362392.818 | 15395616.319 |  | -1
node_1362610_07_15374123_841 |  |  | PQ | AN | 2771.281 | 8102604 | no | no |  |  | no |  |  | 1362610.07 | 15374123.841 |  | -1
node_1362638_824_15373775_344 |  |  | PQ | AN | 2771.281 | 8102604 | no | no |  |  | no |  |  | 1362638.824 | 15373775.344 |  | -1
node_1362722_153_15390183_927 |  |  | PQ | ABCN | 2771.281 | 8102604 | no | no |  |  | no |  |  | 1362722.153 | 15390183.927 |  | -1
node_1362726_33_15372309_067 |  |  | PQ | AN | 2771.281 | 8102604 | no | no |  |  | no |  |  | 1362726.33 | 15372309.067 |  | -1
node_1362777_506_15373251_656 |  |  | PQ | AN | 2771.281 | 8102604 | no | no |  |  | no |  |  | 1362777.506 | 15373251.656 |  | -1
node_1362832_134_15395167_062 |  |  | PQ | AN | 2771.281 | 8102604 | no | no |  |  | no |  |  | 1362832.134 | 15395167.062 |  | -1
node_1362957_482_15374662_538 |  |  | PQ | AN | 2771.281 | 8102604 | no | no |  |  | no |  |  | 1362957.482 | 15374662.538 |  | -1
node_1363051_528_15394639_098 |  |  | PQ | AN | 2771.281 | 8102604 | no | no |  |  | no |  |  | 1363051.528 | 15394639.098 |  | -1
node_1363064_868_15372639_504 |  |  | PQ | AN | 2771.281 | 8102604 | no | no |  |  | no |  |  | 1363064.868 | 15372639.504 |  | -1
node_1363118_174_15368339_69 |  |  | PQ | AN | 2771.281 | 8102604 | no | no |  |  | no |  |  | 1363118.174 | 15368339.69 |  | -1
node_1363179_346_15368690_943 |  |  | PQ | AN | 2771.281 | 8102604 | no | no |  |  | no |  |  | 1363179.346 | 15368690.943 |  | -1
node_1363296_639_15390042_997 |  |  | PQ | ABCN | 2771.281 | 8102604 | no | no |  |  | no |  |  | 1363296.639 | 15390042.997 |  | -1
node_1363501_707_15370943_163 |  |  | PQ | AN | 2771.281 | 8102604 | no | no |  |  | no |  |  | 1363501.707 | 15370943.163 |  | -1
node_1363571_195_15373325_494 |  |  | PQ | AD | 2771.281 | 8102604 | no | no |  |  | no |  |  | 1363571.195 | 15373325.494 |  | -1
node_1363640_725_15390016_806 |  |  | PQ | ABCN | 2771.281 | 8102604 | no | no |  |  | no |  |  | 1363640.725 | 15390016.806 |  | -1
node_1363678_55_15373512_572 |  |  | PQ | AN | 2771.281 | 8102604 | no | no |  |  | no |  |  | 1363678.55 | 15373512.572 |  | -1
node_1363718_743_15370892_966 |  |  | PQ | AN | 2771.281 | 8102604 | no | no |  |  | no |  |  | 1363718.743 | 15370892.966 |  | -1
node_1363744_277_15394174_274 |  |  | PQ | AN | 2771.281 | 8102604 | no | no |  |  | no |  |  | 1363744.277 | 15394174.274 |  | -1
node_1363763_186_15393968_99 |  |  | PQ | AN | 2771.281 | 8102604 | no | no |  |  | no |  |  | 1363763.186 | 15393968.99 |  | -1
node_1363793_074_15392861_799 |  |  | PQ | AD | 2771.281 | 8102604 | no | no |  |  | no |  |  | 1363793.074 | 15392861.799 |  | -1
node_1363799_787_15370442_702 |  |  | PQ | AN | 2771.281 | 8102604 | no | no |  |  | no |  |  | 1363799.787 | 15370442.702 |  | -1
node_1363802_341_15391150_691 |  |  | PQ | AN | 2771.281 | 8102604 | no | no |  |  | no |  |  | 1363802.341 | 15391150.691 |  | -1
node_1363813_127_15393172_938 |  |  | PQ | AN | 2771.281 | 8102604 | no | no |  |  | no |  |  | 1363813.127 | 15393172.938 |  | -1
node_1363893_333_15391879_759 |  |  | PQ | AN | 2771.281 | 8102604 | no | no |  |  | no |  |  | 1363893.333 | 15391879.759 |  | -1
node_1363894_13_15390124_629 |  |  | PQ | ABCN | 2771.281 | 8102604 | no | no |  |  | no |  |  | 1363894.13 | 15390124.629 |  | -1
node_1363924_087_15373816_048 |  |  | PQ | AN | 2771.281 | 8102604 | no | no |  |  | no |  |  | 1363924.087 | 15373816.048 |  | -1
node_1364078_266_15370837_821 |  |  | PQ | AN | 2771.281 | 8102604 | no | no |  |  | no |  |  | 1364078.266 | 15370837.821 |  | -1
node_1364143_916_15374097_818 |  |  | PQ | AN | 2771.281 | 8102604 | no | no |  |  | no |  |  | 1364143.916 | 15374097.818 |  | -1
node_1364162_041_15373038_453 |  |  | PQ | AN | 2771.281 | 8102604 | no | no |  |  | no |  |  | 1364162.041 | 15373038.453 |  | -1
node_1364178_236_15370058_77 |  |  | PQ | AN | 2771.281 | 8102604 | no | no |  |  | no |  |  | 1364178.236 | 15370058.77 |  | -1
node_1364239_669_15390096_748 |  |  | PQ | ABCN | 2771.281 | 8102604 | no | no |  |  | no |  |  | 1364239.669 | 15390096.748 |  | -1
node_1364296_834_15369512_402 |  |  | PQ | AN | 2771.281 | 8102604 | no | no |  |  | no |  |  | 1364296.834 | 15369512.402 |  | -1
node_1364317_16_15374308_508 |  |  | PQ | AN | 2771.281 | 8102604 | no | no |  |  | no |  |  | 1364317.16 | 15374308.508 |  | -1
node_1364329_169_15370170_879 |  |  | PQ | AN | 2771.281 | 8102604 | no | no |  |  | no |  |  | 1364329.169 | 15370170.879 |  | -1
node_1364351_877_15369261_433 |  |  | PQ | AN | 2771.281 | 8102604 | no | no |  |  | no |  |  | 1364351.877 | 15369261.433 |  | -1
node_1364404_036_15374419_234 |  |  | PQ | AN | 2771.281 | 8102604 | no | no |  |  | no |  |  | 1364404.036 | 15374419.234 |  | -1
node_1364435_125_15390143_311 |  |  | PQ | ABCN | 2771.281 | 8102604 | no | no |  |  | no |  |  | 1364435.125 | 15390143.311 |  | -1
node_1364575_151_15368595_88 |  |  | PQ | AN | 2771.281 | 8102604 | no | no |  |  | no |  |  | 1364575.151 | 15368595.88 |  | -1
node_1364734_939_15370915_049 |  |  | PQ | AN | 2771.281 | 8102604 | no | no |  |  | no |  |  | 1364734.939 | 15370915.049 |  | -1
node_1364785_199_15368309_254 |  |  | PQ | AN | 2771.281 | 8102604 | no | no |  |  | no |  |  | 1364785.199 | 15368309.254 |  | -1
node_1364806_142_15374778_784 |  |  | PQ | AN | 2771.281 | 8102604 | no | no |  |  | no |  |  | 1364806.142 | 15374778.784 |  | -1
node_1365003_27_15389937_976 |  |  | PQ | ABCN | 2771.281 | 8102604 | no | no |  |  | no |  |  | 1365003.27 | 15389937.976 |  | -1
node_1365088_676_15371466_035 |  |  | PQ | AN | 2771.281 | 8102604 | no | no |  |  | no |  |  | 1365088.676 | 15371466.035 |  | -1
node_1365233_693_15375354_546 |  |  | PQ | AN | 2771.281 | 8102604 | no | no |  |  | no |  |  | 1365233.693 | 15375354.546 |  | -1
node_1365282_802_15376078_498 |  |  | PQ | AN | 2771.281 | 8102604 | no | no |  |  | no |  |  | 1365282.802 | 15376078.498 |  | -1
node_1365304_435_15376241_099 |  |  | PQ | AN | 2771.281 | 8102604 | no | no |  |  | no |  |  | 1365304.435 | 15376241.099 |  | -1
node_1365366_966_15376609_935 |  |  | PQ | AN | 2771.281 | 8102604 | no | no |  |  | no |  |  | 1365366.966 | 15376609.935 |  | -1
node_1365372_493_15371457_283 |  |  | PQ | AN | 2771.281 | 8102604 | no | no |  |  | no |  |  | 1365372.493 | 15371457.283 |  | -1
node_1365419_178_15389077_487 |  |  | PQ | ABCN | 2771.281 | 8102604 | no | no |  |  | no |  |  | 1365419.178 | 15389077.487 |  | -1
node_1365447_166_15389498_102 |  |  | PQ | ABCN | 2771.281 | 8102604 | no | no |  |  | no |  |  | 1365447.166 | 15389498.102 |  | -1
node_1365546_6_15377888_021 |  |  | PQ | AN | 2771.281 | 8102604 | no | no |  |  | no |  |  | 1365546.6 | 15377888.021 |  | -1
node_1365549_337_15377394_369 |  |  | PQ | AN | 2771.281 | 8102604 | no | no |  |  | no |  |  | 1365549.337 | 15377394.369 |  | -1
node_1365656_463_15378420_694 |  |  | PQ | AN | 2771.281 | 8102604 | no | no |  |  | no |  |  | 1365656.463 | 15378420.694 |  | -1
node_1365676_036_15389061_477 |  |  | PQ | ABCN | 2771.281 | 8102604 | no | no |  |  | no |  |  | 1365676.036 | 15389061.477 |  | -1
node_1365679_037_15389035_187 |  |  | PQ | ABCN | 2771.281 | 8102604 | no | no |  |  | no |  |  | 1365679.037 | 15389035.187 |  | -1
node_1365684_549_15379037_964 |  |  | PQ | AN | 2771.281 | 8102604 | no | no |  |  | no |  |  | 1365684.549 | 15379037.964 |  | -1
node_1366154_355_15371539_314 |  |  | PQ | AN | 2771.281 | 8102604 | no | no |  |  | no |  |  | 1366154.355 | 15371539.314 |  | -1
node_1366163_399_15388401_839 |  |  | PQ | AN | 2771.281 | 8102604 | no | no |  |  | no |  |  | 1366163.399 | 15388401.839 |  | -1
node_1366226_684_15388629_5 |  |  | PQ | AN | 2771.281 | 8102604 | no | no |  |  | no |  |  | 1366226.684 | 15388629.5 |  | -1
node_1366340_934_15388886_446 |  |  | PQ | ABCN | 2771.281 | 8102604 | no | no |  |  | no |  |  | 1366340.934 | 15388886.446 |  | -1
node_1366345_379_15378856_782 |  |  | PQ | AN | 2771.281 | 8102604 | no | no |  |  | no |  |  | 1366345.379 | 15378856.782 |  | -1
node_1366376_764_15371382_47 |  |  | PQ | AN | 2771.281 | 8102604 | no | no |  |  | no |  |  | 1366376.764 | 15371382.47 |  | -1
node_1366449_404_15388136_239 |  |  | PQ | AN | 2771.281 | 8102604 | no | no |  |  | no |  |  | 1366449.404 | 15388136.239 |  | -1
node_1366690_938_15379816_627 |  |  | PQ | AN | 2771.281 | 8102604 | no | no |  |  | no |  |  | 1366690.938 | 15379816.627 |  | -1
node_1366775_14_15388022_56 |  |  | PQ | AN | 2771.281 | 8102604 | no | no |  |  | no |  |  | 1366775.14 | 15388022.56 |  | -1
node_1367028_074_15387914_167 |  |  | PQ | AN | 2771.281 | 8102604 | no | no |  |  | no |  |  | 1367028.074 | 15387914.167 |  | -1
node_1367050_512_15385409_766 |  |  | PQ | ABCN | 2771.281 | 8102604 | no | no |  |  | no |  |  | 1367050.512 | 15385409.766 |  | -1
node_1367051_831_15385383_21 |  |  | PQ | ABCN | 2771.281 | 8102604 | no | no |  |  | no |  |  | 1367051.831 | 15385383.21 |  | -1
node_1367058_206_15385358_068 |  |  | PQ | ABCN | 2771.281 | 8102604 | no | no |  |  | no |  |  | 1367058.206 | 15385358.068 |  | -1
node_1367171_212_15388811_283 |  |  | PQ | AN | 2771.281 | 8102604 | no | no |  |  | no |  |  | 1367171.212 | 15388811.283 |  | -1
node_1367203_359_15388578_188 |  |  | PQ | ABCN | 2771.281 | 8102604 | no | no |  |  | no |  |  | 1367203.359 | 15388578.188 |  | -1
node_1367273_901_15387772_812 |  |  | PQ | AN | 2771.281 | 8102604 | no | no |  |  | no |  |  | 1367273.901 | 15387772.812 |  | -1
node_1367324_939_15388434_632 |  |  | PQ | AN | 2771.281 | 8102604 | no | no |  |  | no |  |  | 1367324.939 | 15388434.632 |  | -1
node_1367369_334_15388133_224 |  |  | PQ | AN | 2771.281 | 8102604 | no | no |  |  | no |  |  | 1367369.334 | 15388133.224 |  | -1
node_1367394_139_15380328_43 |  |  | PQ | AN | 2771.281 | 8102604 | no | no |  |  | no |  |  | 1367394.139 | 15380328.43 |  | -1
node_1367402_965_15392933_33 |  |  | PQ | AN | 2771.281 | 8102604 | no | no |  |  | no |  |  | 1367402.965 | 15392933.33 |  | -1
node_1367516_533_15388662_326 |  |  | PQ | ABCN | 2771.281 | 8102604 | no | no |  |  | no |  |  | 1367516.533 | 15388662.326 |  | -1
node_1367550_677_15392421_235 |  |  | PQ | AN | 2771.281 | 8102604 | no | no |  |  | no |  |  | 1367550.677 | 15392421.235 |  | -1
node_1367571_206_15387757_435 |  |  | PQ | AN | 2771.281 | 8102604 | no | no |  |  | no |  |  | 1367571.206 | 15387757.435 |  | -1
node_1367644_159_15383980_029 |  |  | PQ | ABCN | 2771.281 | 8102604 | no | no |  |  | no |  |  | 1367644.159 | 15383980.029 |  | -1
node_1367655_97_15384198_446 |  |  | PQ | ABCN | 2771.281 | 8102604 | no | no |  |  | no |  |  | 1367655.97 | 15384198.446 |  | -1
node_1367714_04_15380968_492 |  |  | PQ | AN | 2771.281 | 8102604 | no | no |  |  | no |  |  | 1367714.04 | 15380968.492 |  | -1
node_1367745_506_15380330_441 |  |  | PQ | AN | 2771.281 | 8102604 | no | no |  |  | no |  |  | 1367745.506 | 15380330.441 |  | -1
node_1367758_222_15392954_145 |  |  | PQ | AN | 2771.281 | 8102604 | no | no |  |  | no |  |  | 1367758.222 | 15392954.145 |  | -1
node_1367770_248_15384985_337 |  |  | PQ | ABCN | 2771.281 | 8102604 | no | no |  |  | no |  |  | 1367770.248 | 15384985.337 |  | -1
node_1367805_12_15394378_005 |  |  | PQ | AD | 2771.281 | 8102604 | no | no |  |  | no |  |  | 1367805.12 | 15394378.005 |  | -1
node_1367817_654_15387645_102 |  |  | PQ | ABCN | 2771.281 | 8102604 | no | no |  |  | no |  |  | 1367817.654 | 15387645.102 |  | -1
node_1367821_917_15394592_384 |  |  | PQ | AN | 2771.281 | 8102604 | no | no |  |  | no |  |  | 1367821.917 | 15394592.384 |  | -1
node_1367868_017_15393985_911 |  |  | PQ | AN | 2771.281 | 8102604 | no | no |  |  | no |  |  | 1367868.017 | 15393985.911 |  | -1
node_1367935_716_15380769_531 |  |  | PQ | AN | 2771.281 | 8102604 | no | no |  |  | no |  |  | 1367935.716 | 15380769.531 |  | -1
node_1368071_85_15390726_905 |  |  | PQ | AN | 2771.281 | 8102604 | no | no |  |  | no |  |  | 1368071.85 | 15390726.905 |  | -1
node_1368136_629_15380985_933 |  |  | PQ | AN | 2771.281 | 8102604 | no | no |  |  | no |  |  | 1368136.629 | 15380985.933 |  | -1
node_1368157_271_15385636_009 |  |  | PQ | AN | 2771.281 | 8102604 | no | no |  |  | no |  |  | 1368157.271 | 15385636.009 |  | -1
node_1368164_246_15384112_23 |  |  | PQ | AN | 2771.281 | 8102604 | no | no |  |  | no |  |  | 1368164.246 | 15384112.23 |  | -1
node_1368226_727_15385445_125 |  |  | PQ | ABCN | 2771.281 | 8102604 | no | no |  |  | no |  |  | 1368226.727 | 15385445.125 |  | -1
node_1368336_758_15381275_769 |  |  | PQ | AN | 2771.281 | 8102604 | no | no |  |  | no |  |  | 1368336.758 | 15381275.769 |  | -1
node_1368346_51_15381542_825 |  |  | PQ | AN | 2771.281 | 8102604 | no | no |  |  | no |  |  | 1368346.51 | 15381542.825 |  | -1
node_1368474_377_15385178_347 |  |  | PQ | ABCN | 2771.281 | 8102604 | no | no |  |  | no |  |  | 1368474.377 | 15385178.347 |  | -1
node_1368520_426_15387479_461 |  |  | PQ | ABCN | 2771.281 | 8102604 | no | no |  |  | no |  |  | 1368520.426 | 15387479.461 |  | -1
node_1368524_909_15387453_571 |  |  | PQ | ABCN | 2771.281 | 8102604 | no | no |  |  | no |  |  | 1368524.909 | 15387453.571 |  | -1
node_1368534_218_15387430_176 |  |  | PQ | ABCN | 2771.281 | 8102604 | no | no |  |  | no |  |  | 1368534.218 | 15387430.176 |  | -1
node_1368612_544_15385682_135 |  |  | PQ | ABCN | 2771.281 | 8102604 | no | no |  |  | no |  |  | 1368612.544 | 15385682.135 |  | -1
node_1368728_227_15389532_545 |  |  | PQ | AN | 2771.281 | 8102604 | no | no |  |  | no |  |  | 1368728.227 | 15389532.545 |  | -1
node_1368843_382_15386181_803 |  |  | PQ | ABCN | 2771.281 | 8102604 | no | no |  |  | no |  |  | 1368843.382 | 15386181.803 |  | -1
node_1368867_673_15384901_517 |  |  | PQ | ABCN | 2771.281 | 8102604 | no | no |  |  | no |  |  | 1368867.673 | 15384901.517 |  | -1
node_1368903_829_15387547_974 |  |  | PQ | ABCN | 2771.281 | 8102604 | no | no |  |  | no |  |  | 1368903.829 | 15387547.974 |  | -1
node_1368931_663_15385208_56 |  |  | PQ | ABCN | 2771.281 | 8102604 | no | no |  |  | no |  |  | 1368931.663 | 15385208.56 |  | -1
node_1368934_374_15385220_232 |  |  | PQ | ABCN | 2771.281 | 8102604 | no | no |  |  | no |  |  | 1368934.374 | 15385220.232 |  | -1
node_1368954_377_15385521_146 |  |  | PQ | AN | 2771.281 | 8102604 | no | no |  |  | no |  |  | 1368954.377 | 15385521.146 |  | -1
node_1369017_28_15386616_73 |  |  | PQ | ABCN | 2771.281 | 8102604 | no | no |  |  | no |  |  | 1369017.28 | 15386616.73 |  | -1
node_1369019_508_15384720_668 |  |  | PQ | ABCN | 2771.281 | 8102604 | no | no |  |  | no |  |  | 1369019.508 | 15384720.668 |  | -1
node_1369035_616_15384705_41 |  |  | PQ | ABCN | 2771.281 | 8102604 | no | no |  |  | no |  |  | 1369035.616 | 15384705.41 |  | -1
node_1369139_375_15387611_134 |  |  | PQ | AN | 2771.281 | 8102604 | no | no |  |  | no |  |  | 1369139.375 | 15387611.134 |  | -1
node_1369160_106_15385076_275 |  |  | PQ | ABCN | 2771.281 | 8102604 | no | no |  |  | no |  |  | 1369160.106 | 15385076.275 |  | -1
node_1369189_667_15384147_745 |  |  | PQ | AN | 2771.281 | 8102604 | no | no |  |  | no |  |  | 1369189.667 | 15384147.745 |  | -1
node_1369257_545_15387790_809 |  |  | PQ | AN | 2771.281 | 8102604 | no | no |  |  | no |  |  | 1369257.545 | 15387790.809 |  | -1
node_1369299_559_15388201_162 |  |  | PQ | AN | 2771.281 | 8102604 | no | no |  |  | no |  |  | 1369299.559 | 15388201.162 |  | -1
node_1369336_06_15388545_638 |  |  | PQ | AN | 2771.281 | 8102604 | no | no |  |  | no |  |  | 1369336.06 | 15388545.638 |  | -1
node_1369368_734_15384478_38 |  |  | PQ | ABCN | 2771.281 | 8102604 | no | no |  |  | no |  |  | 1369368.734 | 15384478.38 |  | -1
node_1369384_558_15384462_594 |  |  | PQ | ABCN | 2771.281 | 8102604 | no | no |  |  | no |  |  | 1369384.558 | 15384462.594 |  | -1
node_1369446_971_15384947_876 |  |  | PQ | AN | 2771.281 | 8102604 | no | no |  |  | no |  |  | 1369446.971 | 15384947.876 |  | -1
node_1369619_753_15384004_419 |  |  | PQ | ABCN | 2771.281 | 8102604 | no | no |  |  | no |  |  | 1369619.753 | 15384004.419 |  | -1
node_1369639_299_15384008_468 |  |  | PQ | ABCN | 2771.281 | 8102604 | no | no |  |  | no |  |  | 1369639.299 | 15384008.468 |  | -1
node_1369657_437_15384019_19 |  |  | PQ | ABCN | 2771.281 | 8102604 | no | no |  |  | no |  |  | 1369657.437 | 15384019.19 |  | -1
node_1369677_232_15384311_955 |  |  | PQ | ABCN | 2771.281 | 8102604 | no | no |  |  | no |  |  | 1369677.232 | 15384311.955 |  | -1
node_1369710_301_15384549_326 |  |  | PQ | AN | 2771.281 | 8102604 | no | no |  |  | no |  |  | 1369710.301 | 15384549.326 |  | -1
node_1369728_66_15384175_538 |  |  | PQ | ABCN | 2771.281 | 8102604 | no | no |  |  | no |  |  | 1369728.66 | 15384175.538 |  | -1
node_1369770_984_15384039_344 |  |  | PQ | ABCN | 2771.281 | 8102604 | no | no |  |  | no |  |  | 1369770.984 | 15384039.344 |  | -1
node_1369786_304_15385071_374 |  |  | PQ | AN | 2771.281 | 8102604 | no | no |  |  | no |  |  | 1369786.304 | 15385071.374 |  | -1
node_1369872_066_15383602_66 |  |  | PQ | ABCN | 2771.281 | 8102604 | no | no |  |  | no |  |  | 1369872.066 | 15383602.66 |  | -1
node_1369872_927_15383576_065 |  |  | PQ | ABCN | 2771.281 | 8102604 | no | no |  |  | no |  |  | 1369872.927 | 15383576.065 |  | -1
node_1369878_866_15383550_726 |  |  | PQ | ABCN | 2771.281 | 8102604 | no | no |  |  | no |  |  | 1369878.866 | 15383550.726 |  | -1
node_1369882_126_15383722_758 |  |  | PQ | ABCN | 2771.281 | 8102604 | no | no |  |  | no |  |  | 1369882.126 | 15383722.758 |  | -1
node_1370001_576_15384266_149 |  |  | PQ | ABCN | 2771.281 | 8102604 | no | no |  |  | no |  |  | 1370001.576 | 15384266.149 |  | -1
node_1370207_601_15382990_722 |  |  | PQ | AN | 2771.281 | 8102604 | no | no |  |  | no |  |  | 1370207.601 | 15382990.722 |  | -1
node_1370260_715_15386461_527 |  |  | PQ | AN | 2771.281 | 8102604 | no | no |  |  | no |  |  | 1370260.715 | 15386461.527 |  | -1
node_1370357_251_15382652_263 |  |  | PQ | AN | 2771.281 | 8102604 | no | no |  |  | no |  |  | 1370357.251 | 15382652.263 |  | -1
node_1370414_418_15387693_038 |  |  | PQ | AN | 2771.281 | 8102604 | no | no |  |  | no |  |  | 1370414.418 | 15387693.038 |  | -1
node_1370429_446_15384366_314 |  |  | PQ | ABCN | 2771.281 | 8102604 | no | no |  |  | no |  |  | 1370429.446 | 15384366.314 |  | -1
node_1370542_598_15385181_805 |  |  | PQ | AN | 2771.281 | 8102604 | no | no |  |  | no |  |  | 1370542.598 | 15385181.805 |  | -1
node_1370583_111_15384531_747 |  |  | PQ | AN | 2771.281 | 8102604 | no | no |  |  | no |  |  | 1370583.111 | 15384531.747 |  | -1
node_1370591_147_15384056_362 |  |  | PQ | ABCN | 2771.281 | 8102604 | no | no |  |  | no |  |  | 1370591.147 | 15384056.362 |  | -1
node_1370610_665_15384060_659 |  |  | PQ | ABCN | 2771.281 | 8102604 | no | no |  |  | no |  |  | 1370610.665 | 15384060.659 |  | -1
node_1370628_728_15384071_611 |  |  | PQ | ABCN | 2771.281 | 8102604 | no | no |  |  | no |  |  | 1370628.728 | 15384071.611 |  | -1
node_1370677_662_15381995_151 |  |  | PQ | AN | 2771.281 | 8102604 | no | no |  |  | no |  |  | 1370677.662 | 15381995.151 |  | -1
node_1370681_171_15382965_935 |  |  | PQ | AN | 2771.281 | 8102604 | no | no |  |  | no |  |  | 1370681.171 | 15382965.935 |  | -1
node_1370830_305_15384435_717 |  |  | PQ | AN | 2771.281 | 8102604 | no | no |  |  | no |  |  | 1370830.305 | 15384435.717 |  | -1
node_1371058_043_15384341_184 |  |  | PQ | AN | 2771.281 | 8102604 | no | no |  |  | no |  |  | 1371058.043 | 15384341.184 |  | -1
node_1371117_258_15383747_033 |  |  | PQ | AN | 7199.557 | 8102604 | no | no |  |  | no |  |  | 1371117.258 | 15383747.033 |  | -1
node_1371171_296_15381671_428 |  |  | PQ | AN | 2771.281 | 8102604 | no | no |  |  | no |  |  | 1371171.296 | 15381671.428 |  | -1
node_1371310_088_15383508_837 |  |  | PQ | AN | 7199.557 | 8102604 | no | no |  |  | no |  |  | 1371310.088 | 15383508.837 |  | -1
node_1371422_452_15384200_182 |  |  | PQ | AN | 2771.281 | 8102604 | no | no |  |  | no |  |  | 1371422.452 | 15384200.182 |  | -1
node_1371666_293_15384156_119 |  |  | PQ | AN | 2771.281 | 8102604 | no | no |  |  | no |  |  | 1371666.293 | 15384156.119 |  | -1
node_1371676_684_15384653_767 |  |  | PQ | AN | 2771.281 | 8102604 | no | no |  |  | no |  |  | 1371676.684 | 15384653.767 |  | -1
node_1371718_746_15384895_988 |  |  | PQ | AN | 2771.281 | 8102604 | no | no |  |  | no |  |  | 1371718.746 | 15384895.988 |  | -1
node_1371742_205_15383266_754 |  |  | PQ | AN | 7199.557 | 8102604 | no | no |  |  | no |  |  | 1371742.205 | 15383266.754 |  | -1
node_1371755_312_15384417_29 |  |  | PQ | AN | 2771.281 | 8102604 | no | no |  |  | no |  |  | 1371755.312 | 15384417.29 |  | -1
node_1371759_765_15385130_441 |  |  | PQ | AN | 2771.281 | 8102604 | no | no |  |  | no |  |  | 1371759.765 | 15385130.441 |  | -1
node_1371822_159_15380734_737 |  |  | PQ | ABCN | 2771.281 | 8102604 | no | no |  |  | no |  |  | 1371822.159 | 15380734.737 |  | -1
node_1371858_73_15381286_899 |  |  | PQ | AN | 2771.281 | 8102604 | no | no |  |  | no |  |  | 1371858.73 | 15381286.899 |  | -1
node_1372027_51_15383954_773 |  |  | PQ | AN | 2771.281 | 8102604 | no | no |  |  | no |  |  | 1372027.51 | 15383954.773 |  | -1
node_1372057_16_15385363_595 |  |  | PQ | AN | 2771.281 | 8102604 | no | no |  |  | no |  |  | 1372057.16 | 15385363.595 |  | -1
node_1372065_49_15384373_649 |  |  | PQ | AN | 2771.281 | 8102604 | no | no |  |  | no |  |  | 1372065.49 | 15384373.649 |  | -1
node_1372078_007_15385031_366 |  |  | PQ | AN | 2771.281 | 8102604 | no | no |  |  | no |  |  | 1372078.007 | 15385031.366 |  | -1
node_1372234_228_15383200_432 |  |  | PQ | AN | 7199.557 | 8102604 | no | no |  |  | no |  |  | 1372234.228 | 15383200.432 |  | -1
node_1372245_26_15384027_077 |  |  | PQ | AN | 2771.281 | 8102604 | no | no |  |  | no |  |  | 1372245.26 | 15384027.077 |  | -1
node_1372259_233_15383469_727 |  |  | PQ | AN | 7199.557 | 8102604 | no | no |  |  | no |  |  | 1372259.233 | 15383469.727 |  | -1
node_1372280_449_15384577_781 |  |  | PQ | AN | 2771.281 | 8102604 | no | no |  |  | no |  |  | 1372280.449 | 15384577.781 |  | -1
node_1372389_292_15384000_402 |  |  | PQ | AN | 2771.281 | 8102604 | no | no |  |  | no |  |  | 1372389.292 | 15384000.402 |  | -1
node_1372409_686_15380510_318 |  |  | PQ | AN | 2771.281 | 8102604 | no | no |  |  | no |  |  | 1372409.686 | 15380510.318 |  | -1
node_1372457_546_15380214_636 |  |  | PQ | AN | 2771.281 | 8102604 | no | no |  |  | no |  |  | 1372457.546 | 15380214.636 |  | -1
node_1372479_094_15383572_622 |  |  | PQ | AN | 7199.557 | 8102604 | no | no |  |  | no |  |  | 1372479.094 | 15383572.622 |  | -1
node_1372554_005_15383961_431 |  |  | PQ | AN | 2771.281 | 8102604 | no | no |  |  | no |  |  | 1372554.005 | 15383961.431 |  | -1
node_1372622_698_15383474_68 |  |  | PQ | AN | 7199.557 | 8102604 | no | no |  |  | no |  |  | 1372622.698 | 15383474.68 |  | -1
node_1372798_028_15383207_644 |  |  | PQ | AN | 7199.557 | 8102604 | no | no |  |  | no |  |  | 1372798.028 | 15383207.644 |  | -1
node_1372960_881_15383989_658 |  |  | PQ | AN | 2771.281 | 8102604 | no | no |  |  | no |  |  | 1372960.881 | 15383989.658 |  | -1
node_1373204_094_15383895_278 |  |  | PQ | AN | 2771.281 | 8102604 | no | no |  |  | no |  |  | 1373204.094 | 15383895.278 |  | -1
node_1373473_94_15383766_901 |  |  | PQ | AN | 2771.281 | 8102604 | no | no |  |  | no |  |  | 1373473.94 | 15383766.901 |  | -1
node_1373660_03_15378198_813 |  |  | PQ | ABCN | 2771.281 | 8102604 | no | no |  |  | no |  |  | 1373660.03 | 15378198.813 |  | -1
node_1373703_091_15377565_967 |  |  | PQ | AN | 2771.281 | 8102604 | no | no |  |  | no |  |  | 1373703.091 | 15377565.967 |  | -1
node_1374130_181_15378369_885 |  |  | PQ | AN | 2771.281 | 8102604 | no | no |  |  | no |  |  | 1374130.181 | 15378369.885 |  | -1
node_8102604_200839028 |  |  | PQ | AN | 7199.557 | 8102604 | no | no |  |  | no |  |  | 1372634.811 | 15383500.11 |  | -1
node_8102604_200839031 |  |  | PQ | AN | 7199.557 | 8102604 | no | no |  |  | no |  |  | 1372463.865 | 15383545.912 |  | -1
node_8102604_200839034 |  |  | PQ | AN | 7199.557 | 8102604 | no | no |  |  | no |  |  | 1372259.613 | 15383438.253 |  | -1
node_8102604_200839036 |  |  | PQ | AN | 7199.557 | 8102604 | no | no |  |  | no |  |  | 1372241.055 | 15383232.467 |  | -1
node_8102604_200839039 |  |  | PQ | AN | 7199.557 | 8102604 | no | no |  |  | no |  |  | 1371704.81 | 15383338.965 |  | -1
node_8102604_200839044 |  |  | PQ | AN | 7199.557 | 8102604 | no | no |  |  | no |  |  | 1372775.855 | 15383230.4 |  | -1
node_8102604_200839048 |  |  | PQ | AN | 2771.281 | 8102604 | no | no |  |  | no |  |  | 1369327.527 | 15388504.005 |  | -1
node_8102604_200839049 |  |  | PQ | ABCD | 2771.281 | 8102604 | no | no |  |  | no |  |  | 1367719.683 | 15388633.748 |  | -1
node_8102604_200839050 |  |  | PQ | ABCN | 2771.281 | 8102604 | no | no |  |  | no |  |  | 1365749.165 | 15389064.002 |  | -1
node_8102604_200839061 |  |  | PQ | ABCD | 2771.281 | 8102604 | no | no |  |  | no |  |  | 1365585.3 | 15389282.283 |  | -1
node_8102604_200839075 |  |  | PQ | ABCN | 2771.281 | 8102604 | no | no |  |  | no |  |  | 1365425.225 | 15389489.847 |  | -1
node_8102604_200839077 |  |  | PQ | ABCD | 2771.281 | 8102604 | no | no |  |  | no |  |  | 1365298.055 | 15389627.867 |  | -1
node_8102604_200839078 |  |  | PQ | ABCD | 2771.281 | 8102604 | no | no |  |  | no |  |  | 1365156.483 | 15389746.705 |  | -1
node_8102604_200839079 |  |  | PQ | ABCN | 2771.281 | 8102604 | no | no |  |  | no |  |  | 1364994.735 | 15389916.22 |  | -1
node_8102604_200839080 |  |  | PQ | ABCD | 2771.281 | 8102604 | no | no |  |  | no |  |  | 1364820.248 | 15389969.753 |  | -1
node_8102604_200839081 |  |  | PQ | ABCD | 2771.281 | 8102604 | no | no |  |  | no |  |  | 1364624.35 | 15390051.234 |  | -1
node_8102604_200839082 |  |  | PQ | ABCN | 2771.281 | 8102604 | no | no |  |  | no |  |  | 1364438.182 | 15390120.023 |  | -1
node_8102604_200839083 |  |  | PQ | ABCN | 2771.281 | 8102604 | no | no |  |  | no |  |  | 1364241.218 | 15390074.083 |  | -1
node_8102604_200839085 |  |  | PQ | ABCN | 2771.281 | 8102604 | no | no |  |  | no |  |  | 1367518.066 | 15388620.767 |  | -1
node_8102604_200839086 |  |  | PQ | ABCD | 2771.281 | 8102604 | no | no |  |  | no |  |  | 1367354.06 | 15388616.94 |  | -1
node_8102604_200839087 |  |  | PQ | AN | 2771.281 | 8102604 | no | no |  |  | no |  |  | 1367364.483 | 15388434.107 |  | -1
node_8102604_200839088 |  |  | PQ | AN | 2771.281 | 8102604 | no | no |  |  | no |  |  | 1367370.003 | 15388159.145 |  | -1
node_8102604_200839089 |  |  | PQ | ABCD | 2771.281 | 8102604 | no | no |  |  | no |  |  | 1364040.983 | 15390085.677 |  | -1
node_8102604_200839090 |  |  | PQ | ABCN | 2771.281 | 8102604 | no | no |  |  | no |  |  | 1363898.251 | 15390099.288 |  | -1
node_8102604_200839091 |  |  | PQ | ABCN | 2771.281 | 8102604 | no | no |  |  | no |  |  | 1363638.4 | 15390050.542 |  | -1
node_8102604_200839092 |  |  | PQ | ABCD | 2771.281 | 8102604 | no | no |  |  | no |  |  | 1363485.309 | 15390063.521 |  | -1
node_8102604_200839093 |  |  | PQ | ABCN | 2771.281 | 8102604 | no | no |  |  | no |  |  | 1363298.025 | 15390075.625 |  | -1
node_8102604_200839095 |  |  | PQ | ABCD | 2771.281 | 8102604 | no | no |  |  | no |  |  | 1363082.504 | 15390089.117 |  | -1
node_8102604_200839096 |  |  | PQ | ABCD | 2771.281 | 8102604 | no | no |  |  | no |  |  | 1362861.893 | 15390107.882 |  | -1
node_8102604_200839097 |  |  | PQ | ABCN | 2771.281 | 8102604 | no | no |  |  | no |  |  | 1362723.036 | 15390158.252 |  | -1
node_8102604_200839098 |  |  | PQ | ABCD | 2771.281 | 8102604 | no | no |  |  | no |  |  | 1362488.975 | 15390173.442 |  | -1
node_8102604_200839099 |  |  | PQ | ABCN | 2771.281 | 8102604 | no | no |  |  | no |  |  | 1362275.529 | 15390192.03 |  | -1
node_8102604_200839100 |  |  | PQ | ABCN | 2771.281 | 8102604 | no | no |  |  | no |  |  | 1367217.687 | 15388598.443 |  | -1
node_8102604_200839101 |  |  | PQ | AN | 2771.281 | 8102604 | no | no |  |  | no |  |  | 1367197.661 | 15388786.297 |  | -1
node_8102604_200839103 |  |  | PQ | ABCD | 2771.281 | 8102604 | no | no |  |  | no |  |  | 1362074.57 | 15390120.734 |  | -1
node_8102604_200839105 |  |  | PQ | ABCD | 2771.281 | 8102604 | no | no |  |  | no |  |  | 1361726.304 | 15389839.492 |  | -1
node_8102604_200839106 |  |  | PQ | ABCN | 2771.281 | 8102604 | no | no |  |  | no |  |  | 1361567.083 | 15389713.906 |  | -1
node_8102604_200839107 |  |  | PQ | ABCD | 2771.281 | 8102604 | no | no |  |  | no |  |  | 1361456.389 | 15389621.273 |  | -1
node_8102604_200839108 |  |  | PQ | ABCD | 2771.281 | 8102604 | no | no |  |  | no |  |  | 1361373.11 | 15389502.627 |  | -1
node_8102604_200839109 |  |  | PQ | ABCD | 2771.281 | 8102604 | no | no |  |  | no |  |  | 1361243.619 | 15389397.907 |  | -1
node_8102604_200839110 |  |  | PQ | ABCD | 2771.281 | 8102604 | no | no |  |  | no |  |  | 1361070.452 | 15389258.663 |  | -1
node_8102604_200839111 |  |  | PQ | ABCN | 2771.281 | 8102604 | no | no |  |  | no |  |  | 1360838.041 | 15389070.626 |  | -1
node_8102604_200839112 |  |  | PQ | ABCN | 2771.281 | 8102604 | no | no |  |  | no |  |  | 1360703.879 | 15388954.649 |  | -1
node_8102604_200839113 |  |  | PQ | ABCD | 2771.281 | 8102604 | no | no |  |  | no |  |  | 1366925.58 | 15388591.774 |  | -1
node_8102604_200839114 |  |  | PQ | ABCD | 2771.281 | 8102604 | no | no |  |  | no |  |  | 1360517.194 | 15388791.037 |  | -1
node_8102604_200839115 |  |  | PQ | ABCN | 2771.281 | 8102604 | no | no |  |  | no |  |  | 1360328.286 | 15388621.835 |  | -1
node_8102604_200839116 |  |  | PQ | ABCN | 2771.281 | 8102604 | no | no |  |  | no |  |  | 1360161.026 | 15388527.535 |  | -1
node_8102604_200839117 |  |  | PQ | ABCN | 2771.281 | 8102604 | no | no |  |  | no |  |  | 1359967.376 | 15388191.492 |  | -1
node_8102604_200839118 |  |  | PQ | ABCN | 2771.281 | 8102604 | no | no |  |  | no |  |  | 1359811.405 | 15387915.473 |  | -1
node_8102604_200839120 |  |  | PQ | ABCD | 2771.281 | 8102604 | no | no |  |  | no |  |  | 1359541.162 | 15387960.545 |  | -1
node_8102604_200839121 |  |  | PQ | ABCN | 2771.281 | 8102604 | no | no |  |  | no |  |  | 1359260.745 | 15388077.097 |  | -1
node_8102604_200839122 |  |  | PQ | ABCD | 2771.281 | 8102604 | no | no |  |  | no |  |  | 1359046.994 | 15387931.701 |  | -1
node_8102604_200839123 |  |  | PQ | ABCD | 2771.281 | 8102604 | no | no |  |  | no |  |  | 1358759.754 | 15387805.061 |  | -1
node_8102604_200839124 |  |  | PQ | ABCD | 2771.281 | 8102604 | no | no |  |  | no |  |  | 1366743.967 | 15388661.557 |  | -1
node_8102604_200839125 |  |  | PQ | ABCD | 2771.281 | 8102604 | no | no |  |  | no |  |  | 1358557.983 | 15387727.041 |  | -1
node_8102604_200839126 |  |  | PQ | ABCD | 2771.281 | 8102604 | no | no |  |  | no |  |  | 1358275.657 | 15387613.076 |  | -1
node_8102604_200839127 |  |  | PQ | ABCN | 2771.281 | 8102604 | no | no |  |  | no |  |  | 1358117.676 | 15387551.255 |  | -1
node_8102604_200839143 |  |  | PQ | ABCD | 2771.281 | 8102604 | no | no |  |  | no |  |  | 1366541.135 | 15388743.724 |  | -1
node_8102604_200839156 |  |  | PQ | ABCN | 2771.281 | 8102604 | no | no |  |  | no |  |  | 1366348.363 | 15388835.604 |  | -1
node_8102604_200839157 |  |  | PQ | AN | 2771.281 | 8102604 | no | no |  |  | no |  |  | 1366255.065 | 15388625.179 |  | -1
node_8102604_200839158 |  |  | PQ | AN | 2771.281 | 8102604 | no | no |  |  | no |  |  | 1366172.6 | 15388402.169 |  | -1
node_8102604_200839176 |  |  | PQ | ABCD | 2771.281 | 8102604 | no | no |  |  | no |  |  | 1366133.42 | 15388920.891 |  | -1
node_8102604_200839185 |  |  | PQ | ABCD | 2771.281 | 8102604 | no | no |  |  | no |  |  | 1365858.97 | 15389029.044 |  | -1
node_8102604_200839391 |  |  | PQ | ABCD | 2771.281 | 8102604 | no | no |  |  | no |  |  | 1373861.261 | 15377996.838 |  | -1
node_8102604_200839392 |  |  | PQ | ABCD | 2771.281 | 8102604 | no | no |  |  | no |  |  | 1373694.497 | 15377966.616 |  | -1
node_8102604_200839393 |  |  | PQ | ABCD | 2771.281 | 8102604 | no | no |  |  | no |  |  | 1373692.716 | 15377974.401 |  | -1
node_8102604_200839394 |  |  | PQ | ABCN | 2771.281 | 8102604 | no | no |  |  | no |  |  | 1373624.964 | 15378170.741 |  | -1
node_8102604_200839395 |  |  | PQ | ABCD | 2771.281 | 8102604 | no | no |  |  | no |  |  | 1373539.949 | 15378285.146 |  | -1
node_8102604_200839396 |  |  | PQ | ABCD | 2771.281 | 8102604 | no | no |  |  | no |  |  | 1373455.193 | 15378407.396 |  | -1
node_8102604_200839397 |  |  | PQ | ABCD | 2771.281 | 8102604 | no | no |  |  | no |  |  | 1373376.768 | 15378514.618 |  | -1
node_8102604_200839398 |  |  | PQ | ABCD | 2771.281 | 8102604 | no | no |  |  | no |  |  | 1373306.591 | 15378607.703 |  | -1
node_8102604_200839399 |  |  | PQ | ABCD | 2771.281 | 8102604 | no | no |  |  | no |  |  | 1373209.8 | 15378752.093 |  | -1
node_8102604_200839400 |  |  | PQ | ABCD | 2771.281 | 8102604 | no | no |  |  | no |  |  | 1373089.448 | 15378926.099 |  | -1
node_8102604_200839401 |  |  | PQ | ABCD | 2771.281 | 8102604 | no | no |  |  | no |  |  | 1372961.984 | 15379095.983 |  | -1
node_8102604_200839402 |  |  | PQ | ABCD | 2771.281 | 8102604 | no | no |  |  | no |  |  | 1372831.239 | 15379274.327 |  | -1
node_8102604_200839403 |  |  | PQ | ABCD | 2771.281 | 8102604 | no | no |  |  | no |  |  | 1372718.166 | 15379432.531 |  | -1
node_8102604_200839404 |  |  | PQ | ABCD | 2771.281 | 8102604 | no | no |  |  | no |  |  | 1372510.635 | 15379719.972 |  | -1
node_8102604_200839405 |  |  | PQ | ABCD | 2771.281 | 8102604 | no | no |  |  | no |  |  | 1372372.656 | 15379913.772 |  | -1
node_8102604_200839406 |  |  | PQ | ABCD | 2771.281 | 8102604 | no | no |  |  | no |  |  | 1372270.366 | 15380058.808 |  | -1
node_8102604_200839407 |  |  | PQ | ABCD | 2771.281 | 8102604 | no | no |  |  | no |  |  | 1372141.159 | 15380234.313 |  | -1
node_8102604_200839408 |  |  | PQ | AD | 2771.281 | 8102604 | no | no |  |  | no |  |  | 1372274.529 | 15380369.244 |  | -1
node_8102604_200839409 |  |  | PQ | AN | 2771.281 | 8102604 | no | no |  |  | no |  |  | 1372381.927 | 15380491.284 |  | -1
node_8102604_200839410 |  |  | PQ | ABCD | 2771.281 | 8102604 | no | no |  |  | no |  |  | 1372065.412 | 15380336.49 |  | -1
node_8102604_200839411 |  |  | PQ | ABCD | 2771.281 | 8102604 | no | no |  |  | no |  |  | 1371988.586 | 15380464.509 |  | -1
node_8102604_200839412 |  |  | PQ | ABCD | 2771.281 | 8102604 | no | no |  |  | no |  |  | 1371889.129 | 15380594.315 |  | -1
node_8102604_200839413 |  |  | PQ | ABCN | 2771.281 | 8102604 | no | no |  |  | no |  |  | 1371798.703 | 15380713.469 |  | -1
node_8102604_200839414 |  |  | PQ | ABCD | 2771.281 | 8102604 | no | no |  |  | no |  |  | 1371702.304 | 15380849.262 |  | -1
node_8102604_200839415 |  |  | PQ | ABCD | 2771.281 | 8102604 | no | no |  |  | no |  |  | 1371601.205 | 15380994.553 |  | -1
node_8102604_200839416 |  |  | PQ | AN | 2771.281 | 8102604 | no | no |  |  | no |  |  | 1371855.19 | 15381251.998 |  | -1
node_8102604_200839418 |  |  | PQ | AD | 2771.281 | 8102604 | no | no |  |  | no |  |  | 1371731.116 | 15381114.853 |  | -1
node_8102604_200839419 |  |  | PQ | ABCD | 2771.281 | 8102604 | no | no |  |  | no |  |  | 1371504.883 | 15381144.381 |  | -1
node_8102604_200839420 |  |  | PQ | ABCD | 2771.281 | 8102604 | no | no |  |  | no |  |  | 1371398.254 | 15381256.171 |  | -1
node_8102604_200839421 |  |  | PQ | ABCD | 2771.281 | 8102604 | no | no |  |  | no |  |  | 1371278.759 | 15381443.438 |  | -1
node_8102604_200839422 |  |  | PQ | ABCD | 2771.281 | 8102604 | no | no |  |  | no |  |  | 1371096.489 | 15381509.025 |  | -1
node_8102604_200839423 |  |  | PQ | ABCD | 2771.281 | 8102604 | no | no |  |  | no |  |  | 1370937.327 | 15381576.777 |  | -1
node_8102604_200839424 |  |  | PQ | AN | 2771.281 | 8102604 | no | no |  |  | no |  |  | 1371136.873 | 15381661.129 |  | -1
node_8102604_200839425 |  |  | PQ | ABCD | 2771.281 | 8102604 | no | no |  |  | no |  |  | 1370750.613 | 15381657.604 |  | -1
node_8102604_200839426 |  |  | PQ | ABCD | 2771.281 | 8102604 | no | no |  |  | no |  |  | 1367731.992 | 15386776.378 |  | -1
node_8102604_200839427 |  |  | PQ | ABCD | 2771.281 | 8102604 | no | no |  |  | no |  |  | 1367741.797 | 15386979.446 |  | -1
node_8102604_200839428 |  |  | PQ | ABCD | 2771.281 | 8102604 | no | no |  |  | no |  |  | 1367753.595 | 15387196.295 |  | -1
node_8102604_200839429 |  |  | PQ | ABCD | 2771.281 | 8102604 | no | no |  |  | no |  |  | 1367767.228 | 15387402.709 |  | -1
node_8102604_200839430 |  |  | PQ | ABCN | 2771.281 | 8102604 | no | no |  |  | no |  |  | 1367781.537 | 15387657.719 |  | -1
node_8102604_200839431 |  |  | PQ | ABCD | 2771.281 | 8102604 | no | no |  |  | no |  |  | 1367802.093 | 15387917.362 |  | -1
node_8102604_200839432 |  |  | PQ | ABCD | 2771.281 | 8102604 | no | no |  |  | no |  |  | 1367824.353 | 15388211.838 |  | -1
node_8102604_200839433 |  |  | PQ | ABCD | 2771.281 | 8102604 | no | no |  |  | no |  |  | 1367845.713 | 15388491.463 |  | -1
node_8102604_200839434 |  |  | PQ | ABCD | 2771.281 | 8102604 | no | no |  |  | no |  |  | 1367861.271 | 15388648.567 |  | -1
node_8102604_200839435 |  |  | PQ | AD | 2771.281 | 8102604 | no | no |  |  | no |  |  | 1367881.207 | 15388904.782 |  | -1
node_8102604_200839436 |  |  | PQ | AD | 2771.281 | 8102604 | no | no |  |  | no |  |  | 1367898.345 | 15389098.352 |  | -1
node_8102604_200839437 |  |  | PQ | AD | 2771.281 | 8102604 | no | no |  |  | no |  |  | 1367919.539 | 15389347.587 |  | -1
node_8102604_200839438 |  |  | PQ | AD | 2771.281 | 8102604 | no | no |  |  | no |  |  | 1367942.575 | 15389594.099 |  | -1
node_8102604_200839439 |  |  | PQ | AD | 2771.281 | 8102604 | no | no |  |  | no |  |  | 1367962.239 | 15389798.609 |  | -1
node_8102604_200839440 |  |  | PQ | AD | 2771.281 | 8102604 | no | no |  |  | no |  |  | 1367978.819 | 15390049.988 |  | -1
node_8102604_200839441 |  |  | PQ | AD | 2771.281 | 8102604 | no | no |  |  | no |  |  | 1368000.135 | 15390292.724 |  | -1
node_8102604_200839442 |  |  | PQ | AD | 2771.281 | 8102604 | no | no |  |  | no |  |  | 1368017.685 | 15390518.147 |  | -1
node_8102604_200839443 |  |  | PQ | AN | 2771.281 | 8102604 | no | no |  |  | no |  |  | 1368036.202 | 15390739.063 |  | -1
node_8102604_200839444 |  |  | PQ | AD | 2771.281 | 8102604 | no | no |  |  | no |  |  | 1368059.546 | 15390982.911 |  | -1
node_8102604_200839445 |  |  | PQ | AD | 2771.281 | 8102604 | no | no |  |  | no |  |  | 1368078.237 | 15391239.151 |  | -1
node_8102604_200839446 |  |  | PQ | AD | 2771.281 | 8102604 | no | no |  |  | no |  |  | 1368100.387 | 15391472.689 |  | -1
node_8102604_200839447 |  |  | PQ | AD | 2771.281 | 8102604 | no | no |  |  | no |  |  | 1368120.214 | 15391720.033 |  | -1
node_8102604_200839448 |  |  | PQ | AD | 2771.281 | 8102604 | no | no |  |  | no |  |  | 1368103.516 | 15391845.866 |  | -1
node_8102604_200839449 |  |  | PQ | AD | 2771.281 | 8102604 | no | no |  |  | no |  |  | 1368090.469 | 15391977.113 |  | -1
node_8102604_200839450 |  |  | PQ | AD | 2771.281 | 8102604 | no | no |  |  | no |  |  | 1367974.134 | 15392931.12 |  | -1
node_8102604_200839451 |  |  | PQ | AD | 2771.281 | 8102604 | no | no |  |  | no |  |  | 1367944.919 | 15393132.33 |  | -1
node_8102604_200839452 |  |  | PQ | AD | 2771.281 | 8102604 | no | no |  |  | no |  |  | 1367925.776 | 15393332.369 |  | -1
node_8102604_200839453 |  |  | PQ | AD | 2771.281 | 8102604 | no | no |  |  | no |  |  | 1367886.743 | 15393610.16 |  | -1
node_8102604_200839454 |  |  | PQ | AD | 2771.281 | 8102604 | no | no |  |  | no |  |  | 1367851.993 | 15393854.603 |  | -1
node_8102604_200839455 |  |  | PQ | AN | 2771.281 | 8102604 | no | no |  |  | no |  |  | 1367836.59 | 15393986.451 |  | -1
node_8102604_200839456 |  |  | PQ | AD | 2771.281 | 8102604 | no | no |  |  | no |  |  | 1367822.503 | 15394196.143 |  | -1
node_8102604_200839457 |  |  | PQ | AD | 2771.281 | 8102604 | no | no |  |  | no |  |  | 1367803.185 | 15394396.184 |  | -1
node_8102604_200839458 |  |  | PQ | AN | 2771.281 | 8102604 | no | no |  |  | no |  |  | 1367790.097 | 15394596.899 |  | -1
node_8102604_200839460 |  |  | PQ | AD | 2771.281 | 8102604 | no | no |  |  | no |  |  | 1367722.502 | 15395006.417 |  | -1
node_8102604_200839472 |  |  | PQ | AN | 2771.281 | 8102604 | no | no |  |  | no |  |  | 1372438.321 | 15380201.698 |  | -1
node_8102604_200839473 |  |  | PQ | AD | 2771.281 | 8102604 | no | no |  |  | no |  |  | 1367982.271 | 15389342.302 |  | -1
node_8102604_200839474 |  |  | PQ | AD | 2771.281 | 8102604 | no | no |  |  | no |  |  | 1368520.719 | 15389405.069 |  | -1
node_8102604_200839475 |  |  | PQ | AN | 2771.281 | 8102604 | no | no |  |  | no |  |  | 1368736.984 | 15389425.184 |  | -1
node_8102604_200839476 |  |  | PQ | AD | 2771.281 | 8102604 | no | no |  |  | no |  |  | 1367834.797 | 15392183.889 |  | -1
node_8102604_200839478 |  |  | PQ | AD | 2771.281 | 8102604 | no | no |  |  | no |  |  | 1367652.085 | 15392692.762 |  | -1
node_8102604_200839480 |  |  | PQ | AD | 2771.281 | 8102604 | no | no |  |  | no |  |  | 1367644.415 | 15392941.27 |  | -1
node_8102604_200839481 |  |  | PQ | AN | 2771.281 | 8102604 | no | no |  |  | no |  |  | 1367434.501 | 15392935.613 |  | -1
node_8102604_200839610 |  |  | PQ | AD | 2771.281 | 8102604 | no | no |  |  | no |  |  | 1361347.362 | 15389812.432 |  | -1
node_8102604_200839611 |  |  | PQ | AD | 2771.281 | 8102604 | no | no |  |  | no |  |  | 1361324.135 | 15390103.328 |  | -1
node_8102604_200839612 |  |  | PQ | AD | 2771.281 | 8102604 | no | no |  |  | no |  |  | 1358522.985 | 15392182.933 |  | -1
node_8102604_200839613 |  |  | PQ | AD | 2771.281 | 8102604 | no | no |  |  | no |  |  | 1358517.046 | 15392541.868 |  | -1
node_8102604_200839614 |  |  | PQ | AD | 2771.281 | 8102604 | no | no |  |  | no |  |  | 1358504.506 | 15392947.433 |  | -1
node_8102604_200839615 |  |  | PQ | AD | 2771.281 | 8102604 | no | no |  |  | no |  |  | 1358440.105 | 15392957.343 |  | -1
node_8102604_200839616 |  |  | PQ | AD | 2771.281 | 8102604 | no | no |  |  | no |  |  | 1358121.059 | 15393003.261 |  | -1
node_8102604_200839617 |  |  | PQ | AN | 2771.281 | 8102604 | no | no |  |  | no |  |  | 1357782.861 | 15393014.769 |  | -1
node_8102604_200839618 |  |  | PQ | AD | 2771.281 | 8102604 | no | no |  |  | no |  |  | 1358494.829 | 15393234.646 |  | -1
node_8102604_200839619 |  |  | PQ | AD | 2771.281 | 8102604 | no | no |  |  | no |  |  | 1358494.548 | 15393556.328 |  | -1
node_8102604_200839620 |  |  | PQ | AD | 2771.281 | 8102604 | no | no |  |  | no |  |  | 1358378.175 | 15393947.641 |  | -1
node_8102604_200839621 |  |  | PQ | AD | 2771.281 | 8102604 | no | no |  |  | no |  |  | 1358275.395 | 15394299.183 |  | -1
node_8102604_200839622 |  |  | PQ | AD | 2771.281 | 8102604 | no | no |  |  | no |  |  | 1358187.216 | 15394608.594 |  | -1
node_8102604_200839623 |  |  | PQ | AD | 2771.281 | 8102604 | no | no |  |  | no |  |  | 1358086.55 | 15394963.315 |  | -1
node_8102604_200839624 |  |  | PQ | AD | 2771.281 | 8102604 | no | no |  |  | no |  |  | 1357802.817 | 15394948.901 |  | -1
node_8102604_200839625 |  |  | PQ | AN | 2771.281 | 8102604 | no | no |  |  | no |  |  | 1357632.484 | 15394941.481 |  | -1
node_8102604_200839627 |  |  | PQ | AD | 2771.281 | 8102604 | no | no |  |  | no |  |  | 1358011.653 | 15395219.7 |  | -1
node_8102604_200839628 |  |  | PQ | AD | 2771.281 | 8102604 | no | no |  |  | no |  |  | 1361304.538 | 15390406.004 |  | -1
node_8102604_200839629 |  |  | PQ | AN | 2771.281 | 8102604 | no | no |  |  | no |  |  | 1357856.693 | 15395744.92 |  | -1
node_8102604_200839630 |  |  | PQ | AN | 2771.281 | 8102604 | no | no |  |  | no |  |  | 1357587.793 | 15395799.164 |  | -1
node_8102604_200839635 |  |  | PQ | AD | 2771.281 | 8102604 | no | no |  |  | no |  |  | 1357553.783 | 15397403.875 |  | -1
node_8102604_200839636 |  |  | PQ | AD | 2771.281 | 8102604 | no | no |  |  | no |  |  | 1357601.536 | 15397960.889 |  | -1
node_8102604_200839637 |  |  | PQ | AN | 2771.281 | 8102604 | no | no |  |  | no |  |  | 1357649.85 | 15398480.803 |  | -1
node_8102604_200839638 |  |  | PQ | AD | 2771.281 | 8102604 | no | no |  |  | no |  |  | 1357669.189 | 15398683.756 |  | -1
node_8102604_200839639 |  |  | PQ | AN | 2771.281 | 8102604 | no | no |  |  | no |  |  | 1357853.12 | 15398985.761 |  | -1
node_8102604_200839640 |  |  | PQ | AD | 2771.281 | 8102604 | no | no |  |  | no |  |  | 1358037.018 | 15399285.666 |  | -1
node_8102604_200839641 |  |  | PQ | AN | 2771.281 | 8102604 | no | no |  |  | no |  |  | 1361271.619 | 15390741.321 |  | -1
node_8102604_200839643 |  |  | PQ | AN | 2771.281 | 8102604 | no | no |  |  | no |  |  | 1358219.988 | 15399580.942 |  | -1
node_8102604_200839644 |  |  | PQ | AD | 2771.281 | 8102604 | no | no |  |  | no |  |  | 1358335.318 | 15399814.022 |  | -1
node_8102604_200839645 |  |  | PQ | AN | 2771.281 | 8102604 | no | no |  |  | no |  |  | 1358427.058 | 15400036.848 |  | -1
node_8102604_200839646 |  |  | PQ | AN | 2771.281 | 8102604 | no | no |  |  | no |  |  | 1358510.384 | 15400317.335 |  | -1
node_8102604_200839647 |  |  | PQ | AD | 2771.281 | 8102604 | no | no |  |  | no |  |  | 1358640.038 | 15400504.292 |  | -1
node_8102604_200839648 |  |  | PQ | AD | 2771.281 | 8102604 | no | no |  |  | no |  |  | 1358749.453 | 15400756.365 |  | -1
node_8102604_200839649 |  |  | PQ | AD | 2771.281 | 8102604 | no | no |  |  | no |  |  | 1358890.064 | 15400981.824 |  | -1
node_8102604_200839650 |  |  | PQ | AD | 2771.281 | 8102604 | no | no |  |  | no |  |  | 1359055.381 | 15401183.537 |  | -1
node_8102604_200839651 |  |  | PQ | AD | 2771.281 | 8102604 | no | no |  |  | no |  |  | 1359134.887 | 15401432.585 |  | -1
node_8102604_200839652 |  |  | PQ | AN | 2771.281 | 8102604 | no | no |  |  | no |  |  | 1360998.357 | 15391108.619 |  | -1
node_8102604_200839654 |  |  | PQ | AD | 2771.281 | 8102604 | no | no |  |  | no |  |  | 1359306.976 | 15401660.833 |  | -1
node_8102604_200839655 |  |  | PQ | AD | 2771.281 | 8102604 | no | no |  |  | no |  |  | 1359391.925 | 15401906.785 |  | -1
node_8102604_200839656 |  |  | PQ | AN | 2771.281 | 8102604 | no | no |  |  | no |  |  | 1359566.758 | 15402070.845 |  | -1
node_8102604_200839658 |  |  | PQ | AD | 2771.281 | 8102604 | no | no |  |  | no |  |  | 1359726.232 | 15402300.201 |  | -1
node_8102604_200839659 |  |  | PQ | AN | 2771.281 | 8102604 | no | no |  |  | no |  |  | 1360038.151 | 15402354.9 |  | -1
node_8102604_200839660 |  |  | PQ | AD | 2771.281 | 8102604 | no | no |  |  | no |  |  | 1359868.855 | 15402688.452 |  | -1
node_8102604_200839661 |  |  | PQ | AD | 2771.281 | 8102604 | no | no |  |  | no |  |  | 1359763.021 | 15402937.81 |  | -1
node_8102604_200839662 |  |  | PQ | AD | 2771.281 | 8102604 | no | no |  |  | no |  |  | 1359453.254 | 15403582.351 |  | -1
node_8102604_200839663 |  |  | PQ | AD | 2771.281 | 8102604 | no | no |  |  | no |  |  | 1359276.604 | 15403996.078 |  | -1
node_8102604_200839664 |  |  | PQ | AD | 2771.281 | 8102604 | no | no |  |  | no |  |  | 1359115.32 | 15404330.015 |  | -1
node_8102604_200839665 |  |  | PQ | AN | 2771.281 | 8102604 | no | no |  |  | no |  |  | 1360626.155 | 15391250.193 |  | -1
node_8102604_200839667 |  |  | PQ | AN | 2771.281 | 8102604 | no | no |  |  | no |  |  | 1358787.079 | 15404387.295 |  | -1
node_8102604_200839669 |  |  | PQ | AN | 2771.281 | 8102604 | no | no |  |  | no |  |  | 1358514.223 | 15404380.831 |  | -1
node_8102604_200839670 |  |  | PQ | AN | 2771.281 | 8102604 | no | no |  |  | no |  |  | 1358245.827 | 15404369.693 |  | -1
node_8102604_200839673 |  |  | PQ | AN | 2771.281 | 8102604 | no | no |  |  | no |  |  | 1357425.357 | 15403931.646 |  | -1
node_8102604_200839674 |  |  | PQ | AD | 2771.281 | 8102604 | no | no |  |  | no |  |  | 1357070.627 | 15403920.972 |  | -1
node_8102604_200839675 |  |  | PQ | AD | 2771.281 | 8102604 | no | no |  |  | no |  |  | 1356666.113 | 15403916.596 |  | -1
node_8102604_200839676 |  |  | PQ | AN | 2771.281 | 8102604 | no | no |  |  | no |  |  | 1356251.447 | 15404105.15 |  | -1
node_8102604_200839677 |  |  | PQ | AD | 2771.281 | 8102604 | no | no |  |  | no |  |  | 1355907.854 | 15404406.724 |  | -1
node_8102604_200839679 |  |  | PQ | AN | 2771.281 | 8102604 | no | no |  |  | no |  |  | 1355989.779 | 15404118.419 |  | -1
node_8102604_200839680 |  |  | PQ | AN | 2771.281 | 8102604 | no | no |  |  | no |  |  | 1360099.099 | 15391443.428 |  | -1
node_8102604_200839682 |  |  | PQ | AD | 2771.281 | 8102604 | no | no |  |  | no |  |  | 1355951.756 | 15404008.867 |  | -1
node_8102604_200839683 |  |  | PQ | AD | 2771.281 | 8102604 | no | no |  |  | no |  |  | 1355711.331 | 15404031.305 |  | -1
node_8102604_200839684 |  |  | PQ | AD | 2771.281 | 8102604 | no | no |  |  | no |  |  | 1355451 | 15404126.162 |  | -1
node_8102604_200839685 |  |  | PQ | AD | 2771.281 | 8102604 | no | no |  |  | no |  |  | 1355229.123 | 15404265.239 |  | -1
node_8102604_200839686 |  |  | PQ | AD | 2771.281 | 8102604 | no | no |  |  | no |  |  | 1354989.776 | 15404406.709 |  | -1
node_8102604_200839687 |  |  | PQ | AN | 2771.281 | 8102604 | no | no |  |  | no |  |  | 1354860.49 | 15404643.942 |  | -1
node_8102604_200839688 |  |  | PQ | AD | 2771.281 | 8102604 | no | no |  |  | no |  |  | 1354629.938 | 15404865.693 |  | -1
node_8102604_200839689 |  |  | PQ | AN | 2771.281 | 8102604 | no | no |  |  | no |  |  | 1354749.003 | 15405092.368 |  | -1
node_8102604_200839690 |  |  | PQ | AN | 2771.281 | 8102604 | no | no |  |  | no |  |  | 1354875.923 | 15405346.718 |  | -1
node_8102604_200839692 |  |  | PQ | AN | 2771.281 | 8102604 | no | no |  |  | no |  |  | 1359636.737 | 15391827.864 |  | -1
node_8102604_200839695 |  |  | PQ | AD | 2771.281 | 8102604 | no | no |  |  | no |  |  | 1363666.08 | 15390270.871 |  | -1
node_8102604_200839696 |  |  | PQ | AD | 2771.281 | 8102604 | no | no |  |  | no |  |  | 1363713.773 | 15390683.809 |  | -1
node_8102604_200839697 |  |  | PQ | AN | 2771.281 | 8102604 | no | no |  |  | no |  |  | 1363767.577 | 15391152.004 |  | -1
node_8102604_200839698 |  |  | PQ | AD | 2771.281 | 8102604 | no | no |  |  | no |  |  | 1363795.318 | 15391379.044 |  | -1
node_8102604_200839699 |  |  | PQ | AD | 2771.281 | 8102604 | no | no |  |  | no |  |  | 1363821.07 | 15391607.941 |  | -1
node_8102604_200839700 |  |  | PQ | AN | 2771.281 | 8102604 | no | no |  |  | no |  |  | 1363851.233 | 15391879.186 |  | -1
node_8102604_200839701 |  |  | PQ | AD | 2771.281 | 8102604 | no | no |  |  | no |  |  | 1363835.789 | 15392196.911 |  | -1
node_8102604_200839702 |  |  | PQ | AD | 2771.281 | 8102604 | no | no |  |  | no |  |  | 1363836.599 | 15392416.159 |  | -1
node_8102604_200839703 |  |  | PQ | AD | 2771.281 | 8102604 | no | no |  |  | no |  |  | 1363809.422 | 15392611.106 |  | -1
node_8102604_200839704 |  |  | PQ | AD | 2771.281 | 8102604 | no | no |  |  | no |  |  | 1363792.015 | 15392877.585 |  | -1
node_8102604_200839705 |  |  | PQ | AN | 2771.281 | 8102604 | no | no |  |  | no |  |  | 1363773.424 | 15393168.171 |  | -1
node_8102604_200839707 |  |  | PQ | AD | 2771.281 | 8102604 | no | no |  |  | no |  |  | 1363750.768 | 15393562.376 |  | -1
node_8102604_200839708 |  |  | PQ | AD | 2771.281 | 8102604 | no | no |  |  | no |  |  | 1363745.66 | 15393734.986 |  | -1
node_8102604_200839709 |  |  | PQ | AN | 2771.281 | 8102604 | no | no |  |  | no |  |  | 1363728.705 | 15393967.419 |  | -1
node_8102604_200839710 |  |  | PQ | AN | 2771.281 | 8102604 | no | no |  |  | no |  |  | 1363716.717 | 15394180.545 |  | -1
node_8102604_200839712 |  |  | PQ | AD | 2771.281 | 8102604 | no | no |  |  | no |  |  | 1363532.598 | 15394414.308 |  | -1
node_8102604_200839713 |  |  | PQ | AD | 2771.281 | 8102604 | no | no |  |  | no |  |  | 1363157.059 | 15394827.654 |  | -1
node_8102604_200839714 |  |  | PQ | AN | 2771.281 | 8102604 | no | no |  |  | no |  |  | 1362857.808 | 15395175.85 |  | -1
node_8102604_200839996 |  |  | PQ | AN | 2771.281 | 8102604 | no | no |  |  | no |  |  | 1362356.242 | 15374994.463 |  | -1
node_8102604_200839997 |  |  | PQ | AN | 2771.281 | 8102604 | no | no |  |  | no |  |  | 1362329.872 | 15375439.197 |  | -1
node_8102604_200840000 |  |  | PQ | AN | 2771.281 | 8102604 | no | no |  |  | no |  |  | 1362325.095 | 15375740.69 |  | -1
node_8102604_200840002 |  |  | PQ | ABCD | 2771.281 | 8102604 | no | no |  |  | no |  |  | 1374086.101 | 15378041.338 |  | -1
node_8102604_200840003 |  |  | PQ | ABCD | 2771.281 | 8102604 | no | no |  |  | no |  |  | 1374333.841 | 15378076.954 |  | -1
node_8102604_200840004 |  |  | PQ | ABCD | 2771.281 | 8102604 | no | no |  |  | no |  |  | 1374540.528 | 15378111.774 |  | -1
node_8102604_200840006 |  |  | PQ | ABCD | 2771.281 | 8102604 | no | no |  |  | no |  |  | 1374724.922 | 15378202.021 |  | -1
node_8102604_200840115 |  |  | PQ | AD | 2771.281 | 8102604 | no | no |  |  | no |  |  | 1367720.282 | 15387615.416 |  | -1
node_8102604_200840116 |  |  | PQ | AN | 2771.281 | 8102604 | no | no |  |  | no |  |  | 1367545.841 | 15387728.417 |  | -1
node_8102604_200840117 |  |  | PQ | AN | 2771.281 | 8102604 | no | no |  |  | no |  |  | 1367284.347 | 15387801.547 |  | -1
node_8102604_200840119 |  |  | PQ | AN | 2771.281 | 8102604 | no | no |  |  | no |  |  | 1367016.715 | 15387880.718 |  | -1
node_8102604_200840120 |  |  | PQ | AN | 2771.281 | 8102604 | no | no |  |  | no |  |  | 1366761.471 | 15387989.527 |  | -1
node_8102604_200840121 |  |  | PQ | AN | 2771.281 | 8102604 | no | no |  |  | no |  |  | 1366476.995 | 15388127.018 |  | -1
node_8102604_200840150 |  |  | PQ | AN | 2771.281 | 8102604 | no | no |  |  | no |  |  | 1371726.225 | 15384420.511 |  | -1
node_8102604_200840151 |  |  | PQ | AN | 2771.281 | 8102604 | no | no |  |  | no |  |  | 1371706.562 | 15384659.988 |  | -1
node_8102604_200840153 |  |  | PQ | AN | 2771.281 | 8102604 | no | no |  |  | no |  |  | 1371749.831 | 15384887.714 |  | -1
node_8102604_200840154 |  |  | PQ | AN | 2771.281 | 8102604 | no | no |  |  | no |  |  | 1371792.006 | 15385115.808 |  | -1
node_8102604_200840155 |  |  | PQ | AD | 2771.281 | 8102604 | no | no |  |  | no |  |  | 1371946.034 | 15385339.871 |  | -1
node_8102604_200840156 |  |  | PQ | AN | 2771.281 | 8102604 | no | no |  |  | no |  |  | 1372023.471 | 15385362.338 |  | -1
node_8102604_200840218 |  |  | PQ | AN | 2771.281 | 8102604 | no | no |  |  | no |  |  | 1370829.19 | 15384388.406 |  | -1
node_8102604_200840220 |  |  | PQ | AN | 2771.281 | 8102604 | no | no |  |  | no |  |  | 1371033.67 | 15384308.042 |  | -1
node_8102604_200840223 |  |  | PQ | AN | 2771.281 | 8102604 | no | no |  |  | no |  |  | 1371427.224 | 15384223.314 |  | -1
node_8102604_200840225 |  |  | PQ | AN | 2771.281 | 8102604 | no | no |  |  | no |  |  | 1371644.814 | 15384178.831 |  | -1
node_8102604_200840226 |  |  | PQ | AD | 2771.281 | 8102604 | no | no |  |  | no |  |  | 1371520.833 | 15383851.999 |  | -1
node_8102604_200840227 |  |  | PQ | AD | 2771.281 | 8102604 | no | no |  |  | no |  |  | 1371855.345 | 15384139.089 |  | -1
node_8102604_200840228 |  |  | PQ | AN | 2771.281 | 8102604 | no | no |  |  | no |  |  | 1372071.627 | 15384101.145 |  | -1
node_8102604_200840229 |  |  | PQ | AD | 2771.281 | 8102604 | no | no |  |  | no |  |  | 1372066.115 | 15384171.193 |  | -1
node_8102604_200840230 |  |  | PQ | AN | 2771.281 | 8102604 | no | no |  |  | no |  |  | 1372060.922 | 15384339.582 |  | -1
node_8102604_200840232 |  |  | PQ | AN | 2771.281 | 8102604 | no | no |  |  | no |  |  | 1372393.892 | 15384031.777 |  | -1
node_8102604_200840235 |  |  | PQ | AN | 2771.281 | 8102604 | no | no |  |  | no |  |  | 1372556.929 | 15383992.497 |  | -1
node_8102604_200840239 |  |  | PQ | AN | 2771.281 | 8102604 | no | no |  |  | no |  |  | 1372896.878 | 15383952.892 |  | -1
node_8102604_200840241 |  |  | PQ | AN | 7199.557 | 8102604 | no | no |  |  | no |  |  | 1372734.835 | 15383953.714 |  | -1
node_8102604_200840242 |  |  | PQ | AN | 2771.281 | 8102604 | no | no |  |  | no |  |  | 1373190.625 | 15383862.253 |  | -1
node_8102604_200840245 |  |  | PQ | AN | 2771.281 | 8102604 | no | no |  |  | no |  |  | 1373444.587 | 15383778.216 |  | -1
node_8102604_200840273 |  |  | PQ | AN | 2771.281 | 8102604 | no | no |  |  | no |  |  | 1367402.707 | 15380297.863 |  | -1
node_8102604_200840274 |  |  | PQ | AD | 2771.281 | 8102604 | no | no |  |  | no |  |  | 1367045.803 | 15380239.438 |  | -1
node_8102604_200840275 |  |  | PQ | AD | 2771.281 | 8102604 | no | no |  |  | no |  |  | 1366889.738 | 15380038.077 |  | -1
node_8102604_200840276 |  |  | PQ | AN | 2771.281 | 8102604 | no | no |  |  | no |  |  | 1366724.664 | 15379796.062 |  | -1
node_8102604_200840278 |  |  | PQ | AD | 2771.281 | 8102604 | no | no |  |  | no |  |  | 1366606.704 | 15379643.071 |  | -1
node_8102604_200840279 |  |  | PQ | AD | 2771.281 | 8102604 | no | no |  |  | no |  |  | 1366457.214 | 15379442.878 |  | -1
node_8102604_200840280 |  |  | PQ | AD | 2771.281 | 8102604 | no | no |  |  | no |  |  | 1366285.612 | 15379231.745 |  | -1
node_8102604_200840281 |  |  | PQ | AD | 2771.281 | 8102604 | no | no |  |  | no |  |  | 1366086.666 | 15379044.249 |  | -1
node_8102604_200840282 |  |  | PQ | AD | 2771.281 | 8102604 | no | no |  |  | no |  |  | 1366048.393 | 15379046.57 |  | -1
node_8102604_200840283 |  |  | PQ | AD | 2771.281 | 8102604 | no | no |  |  | no |  |  | 1366041.344 | 15378890.049 |  | -1
node_8102604_200840284 |  |  | PQ | AN | 2771.281 | 8102604 | no | no |  |  | no |  |  | 1366319.604 | 15378860.721 |  | -1
node_8102604_200840285 |  |  | PQ | AD | 2771.281 | 8102604 | no | no |  |  | no |  |  | 1365945.617 | 15378649.537 |  | -1
node_8102604_200840286 |  |  | PQ | AD | 2771.281 | 8102604 | no | no |  |  | no |  |  | 1365842.216 | 15378407.744 |  | -1
node_8102604_200840287 |  |  | PQ | AN | 2771.281 | 8102604 | no | no |  |  | no |  |  | 1365687.355 | 15378421.38 |  | -1
node_8102604_200840288 |  |  | PQ | AD | 2771.281 | 8102604 | no | no |  |  | no |  |  | 1365706.4 | 15378072.737 |  | -1
node_8102604_200840289 |  |  | PQ | AD | 2771.281 | 8102604 | no | no |  |  | no |  |  | 1365574.089 | 15377734.749 |  | -1
node_8102604_200840290 |  |  | PQ | AN | 2771.281 | 8102604 | no | no |  |  | no |  |  | 1365550.458 | 15377857.684 |  | -1
node_8102604_200840291 |  |  | PQ | AN | 2771.281 | 8102604 | no | no |  |  | no |  |  | 1365516.57 | 15377397.426 |  | -1
node_8102604_200840293 |  |  | PQ | AD | 2771.281 | 8102604 | no | no |  |  | no |  |  | 1365463.752 | 15377020.433 |  | -1
node_8102604_200840294 |  |  | PQ | AN | 2771.281 | 8102604 | no | no |  |  | no |  |  | 1365399.034 | 15376603.124 |  | -1
node_8102604_200840295 |  |  | PQ | AN | 2771.281 | 8102604 | no | no |  |  | no |  |  | 1365342.64 | 15376254.422 |  | -1
node_8102604_200840298 |  |  | PQ | AN | 2771.281 | 8102604 | no | no |  |  | no |  |  | 1365315.18 | 15376087.665 |  | -1
node_8102604_200840299 |  |  | PQ | AD | 2771.281 | 8102604 | no | no |  |  | no |  |  | 1365261.345 | 15375719.034 |  | -1
node_8102604_200840300 |  |  | PQ | AN | 2771.281 | 8102604 | no | no |  |  | no |  |  | 1365198.889 | 15375373.236 |  | -1
node_8102604_200840301 |  |  | PQ | AD | 2771.281 | 8102604 | no | no |  |  | no |  |  | 1364975.54 | 15375092.475 |  | -1
node_8102604_200840302 |  |  | PQ | AN | 2771.281 | 8102604 | no | no |  |  | no |  |  | 1364765.613 | 15374831.444 |  | -1
node_8102604_200840303 |  |  | PQ | AD | 2771.281 | 8102604 | no | no |  |  | no |  |  | 1364555.41 | 15374564.556 |  | -1
node_8102604_200840304 |  |  | PQ | AN | 2771.281 | 8102604 | no | no |  |  | no |  |  | 1364426.349 | 15374408.163 |  | -1
node_8102604_200840305 |  |  | PQ | AN | 2771.281 | 8102604 | no | no |  |  | no |  |  | 1364349.052 | 15374298.595 |  | -1
node_8102604_200840306 |  |  | PQ | AN | 2771.281 | 8102604 | no | no |  |  | no |  |  | 1364172.164 | 15374083.225 |  | -1
node_8102604_200840307 |  |  | PQ | AN | 2771.281 | 8102604 | no | no |  |  | no |  |  | 1363953.009 | 15373807.083 |  | -1
node_8102604_200840308 |  |  | PQ | AD | 2771.281 | 8102604 | no | no |  |  | no |  |  | 1360740.801 | 15372052.124 |  | -1
node_8102604_200840309 |  |  | PQ | AN | 2771.281 | 8102604 | no | no |  |  | no |  |  | 1360483.23 | 15372034.063 |  | -1
node_8102604_200840310 |  |  | PQ | AD | 2771.281 | 8102604 | no | no |  |  | no |  |  | 1360287.057 | 15372053.85 |  | -1
node_8102604_200840311 |  |  | PQ | AD | 2771.281 | 8102604 | no | no |  |  | no |  |  | 1359996.697 | 15372194.68 |  | -1
node_8102604_200840312 |  |  | PQ | AN | 2771.281 | 8102604 | no | no |  |  | no |  |  | 1359652.82 | 15372173.887 |  | -1
node_8102604_200840315 |  |  | PQ | ABCN | 2771.281 | 8102604 | no | no |  |  | no |  |  | 1370431.238 | 15384313.847 |  | -1
node_8102604_200840366 |  |  | PQ | ABCD | 2771.281 | 8102604 | no | no |  |  | no |  |  | 1370549.681 | 15384360.792 |  | -1
node_8102604_200840367 |  |  | PQ | ABCN | 2771.281 | 8102604 | no | no |  |  | no |  |  | 1370582.834 | 15384157.679 |  | -1
node_8102604_200840369 |  |  | PQ | AD | 2771.281 | 8102604 | no | no |  |  | no |  |  | 1370392.602 | 15386518.643 |  | -1
node_8102604_200840371 |  |  | PQ | AN | 2771.281 | 8102604 | no | no |  |  | no |  |  | 1370273.752 | 15386487.808 |  | -1
node_8102604_200840372 |  |  | PQ | AD | 2771.281 | 8102604 | no | no |  |  | no |  |  | 1370270.801 | 15386702.296 |  | -1
node_8102604_200840373 |  |  | PQ | AD | 2771.281 | 8102604 | no | no |  |  | no |  |  | 1370315.519 | 15387040.58 |  | -1
node_8102604_200840374 |  |  | PQ | AD | 2771.281 | 8102604 | no | no |  |  | no |  |  | 1370318.462 | 15387224.431 |  | -1
node_8102604_200840375 |  |  | PQ | AD | 2771.281 | 8102604 | no | no |  |  | no |  |  | 1370334.321 | 15387454.736 |  | -1
node_8102604_200840376 |  |  | PQ | AN | 2771.281 | 8102604 | no | no |  |  | no |  |  | 1370403.317 | 15387655.438 |  | -1
node_8102604_200840377 |  |  | PQ | AN | 2771.281 | 8102604 | no | no |  |  | no |  |  | 1370544.029 | 15384521.912 |  | -1
node_8102604_200840378 |  |  | PQ | AD | 2771.281 | 8102604 | no | no |  |  | no |  |  | 1370523.3 | 15384657.39 |  | -1
node_8102604_200840379 |  |  | PQ | AD | 2771.281 | 8102604 | no | no |  |  | no |  |  | 1370503.118 | 15384856.402 |  | -1
node_8102604_200840380 |  |  | PQ | AN | 2771.281 | 8102604 | no | no |  |  | no |  |  | 1370512.991 | 15385190.38 |  | -1
node_8102604_200840381 |  |  | PQ | AD | 2771.281 | 8102604 | no | no |  |  | no |  |  | 1370359.154 | 15385476.677 |  | -1
node_8102604_200840382 |  |  | PQ | AD | 2771.281 | 8102604 | no | no |  |  | no |  |  | 1370549.705 | 15385804.419 |  | -1
node_8102604_200840383 |  |  | PQ | AD | 2771.281 | 8102604 | no | no |  |  | no |  |  | 1370472.272 | 15386167.646 |  | -1
node_8102604_200840384 |  |  | PQ | AD | 2771.281 | 8102604 | no | no |  |  | no |  |  | 1370414.748 | 15386423.798 |  | -1
node_8102604_200840388 |  |  | PQ | ABCN | 2771.281 | 8102604 | no | no |  |  | no |  |  | 1368813.238 | 15386203.133 |  | -1
node_8102604_200840389 |  |  | PQ | ABCD | 2771.281 | 8102604 | no | no |  |  | no |  |  | 1368882.133 | 15386327.473 |  | -1
node_8102604_200840390 |  |  | PQ | ABCD | 2771.281 | 8102604 | no | no |  |  | no |  |  | 1368954.405 | 15386487.461 |  | -1
node_8102604_200840391 |  |  | PQ | ABCN | 2771.281 | 8102604 | no | no |  |  | no |  |  | 1368981.599 | 15386631.531 |  | -1
node_8102604_200840392 |  |  | PQ | ABCD | 2771.281 | 8102604 | no | no |  |  | no |  |  | 1369023.546 | 15386827.669 |  | -1
node_8102604_200840393 |  |  | PQ | ABCD | 2771.281 | 8102604 | no | no |  |  | no |  |  | 1369062.023 | 15387028.277 |  | -1
node_8102604_200840394 |  |  | PQ | ABCD | 2771.281 | 8102604 | no | no |  |  | no |  |  | 1369077.06 | 15387120.713 |  | -1
node_8102604_200840395 |  |  | PQ | ABCD | 2771.281 | 8102604 | no | no |  |  | no |  |  | 1368432.428 | 15385393.177 |  | -1
node_8102604_200840396 |  |  | PQ | ABCD | 2771.281 | 8102604 | no | no |  |  | no |  |  | 1369087.449 | 15387209.715 |  | -1
node_8102604_200840397 |  |  | PQ | ABCD | 2771.281 | 8102604 | no | no |  |  | no |  |  | 1369118.46 | 15387407.204 |  | -1
node_8102604_200840398 |  |  | PQ | ABCD | 2771.281 | 8102604 | no | no |  |  | no |  |  | 1369087.794 | 15387375.936 |  | -1
node_8102604_200840399 |  |  | PQ | ABCN | 2771.281 | 8102604 | no | no |  |  | no |  |  | 1368884 | 15387515.38 |  | -1
node_8102604_200840400 |  |  | PQ | ABCD | 2771.281 | 8102604 | no | no |  |  | no |  |  | 1368793.284 | 15387578.719 |  | -1
node_8102604_200840401 |  |  | PQ | ABCN | 2771.281 | 8102604 | no | no |  |  | no |  |  | 1368595.086 | 15387456.576 |  | -1
node_8102604_200840403 |  |  | PQ | AN | 2771.281 | 8102604 | no | no |  |  | no |  |  | 1369225.246 | 15387786.985 |  | -1
node_8102604_200840404 |  |  | PQ | AD | 2771.281 | 8102604 | no | no |  |  | no |  |  | 1369238.087 | 15387952.976 |  | -1
node_8102604_200840405 |  |  | PQ | AN | 2771.281 | 8102604 | no | no |  |  | no |  |  | 1369268.454 | 15388203.611 |  | -1
node_8102604_200840406 |  |  | PQ | ABCD | 2771.281 | 8102604 | no | no |  |  | no |  |  | 1368487.183 | 15385512.378 |  | -1
node_8102604_200840407 |  |  | PQ | ABCD | 2771.281 | 8102604 | no | no |  |  | no |  |  | 1368531.394 | 15385594.416 |  | -1
node_8102604_200840410 |  |  | PQ | ABCN | 2771.281 | 8102604 | no | no |  |  | no |  |  | 1368580.715 | 15385701.119 |  | -1
node_8102604_200840411 |  |  | PQ | ABCD | 2771.281 | 8102604 | no | no |  |  | no |  |  | 1368622.405 | 15385787.897 |  | -1
node_8102604_200840412 |  |  | PQ | ABCD | 2771.281 | 8102604 | no | no |  |  | no |  |  | 1368671.929 | 15385890.1 |  | -1
node_8102604_200840413 |  |  | PQ | ABCD | 2771.281 | 8102604 | no | no |  |  | no |  |  | 1368722.9 | 15386002.502 |  | -1
node_8102604_200840417 |  |  | PQ | AN | 2771.281 | 8102604 | no | no |  |  | no |  |  | 1368126.925 | 15385664.105 |  | -1
node_8102604_200840421 |  |  | PQ | ABCD | 2771.281 | 8102604 | no | no |  |  | no |  |  | 1370571.896 | 15381723.684 |  | -1
node_8102604_200840422 |  |  | PQ | ABCD | 2771.281 | 8102604 | no | no |  |  | no |  |  | 1370428.274 | 15381785.681 |  | -1
node_8102604_200840423 |  |  | PQ | ABCD | 2771.281 | 8102604 | no | no |  |  | no |  |  | 1370321.581 | 15381828.239 |  | -1
node_8102604_200840424 |  |  | PQ | ABCD | 2771.281 | 8102604 | no | no |  |  | no |  |  | 1370204.716 | 15381876.804 |  | -1
node_8102604_200840425 |  |  | PQ | ABCD | 2771.281 | 8102604 | no | no |  |  | no |  |  | 1370079.564 | 15381933.06 |  | -1
node_8102604_200840426 |  |  | PQ | ABCD | 2771.281 | 8102604 | no | no |  |  | no |  |  | 1369970.698 | 15381971.539 |  | -1
node_8102604_200840427 |  |  | PQ | ABCD | 2771.281 | 8102604 | no | no |  |  | no |  |  | 1369857.541 | 15382015.725 |  | -1
node_8102604_200840428 |  |  | PQ | ABCD | 2771.281 | 8102604 | no | no |  |  | no |  |  | 1369591.314 | 15382117.845 |  | -1
node_8102604_200840429 |  |  | PQ | ABCD | 2771.281 | 8102604 | no | no |  |  | no |  |  | 1369437.406 | 15382176.055 |  | -1
node_8102604_200840430 |  |  | PQ | ABCD | 2771.281 | 8102604 | no | no |  |  | no |  |  | 1369324.464 | 15382209.742 |  | -1
node_8102604_200840431 |  |  | PQ | ABCD | 2771.281 | 8102604 | no | no |  |  | no |  |  | 1369215.195 | 15382252.68 |  | -1
node_8102604_200840432 |  |  | PQ | ABCD | 2771.281 | 8102604 | no | no |  |  | no |  |  | 1369099.977 | 15382291.876 |  | -1
node_8102604_200840433 |  |  | PQ | ABCD | 2771.281 | 8102604 | no | no |  |  | no |  |  | 1368990.298 | 15382329.205 |  | -1
node_8102604_200840434 |  |  | PQ | ABCD | 2771.281 | 8102604 | no | no |  |  | no |  |  | 1368786.913 | 15382401.845 |  | -1
node_8102604_200840435 |  |  | PQ | ABCD | 2771.281 | 8102604 | no | no |  |  | no |  |  | 1368579.94 | 15382466.504 |  | -1
node_8102604_200840436 |  |  | PQ | ABCD | 2771.281 | 8102604 | no | no |  |  | no |  |  | 1368380.178 | 15382535.759 |  | -1
node_8102604_200840437 |  |  | PQ | ABCD | 2771.281 | 8102604 | no | no |  |  | no |  |  | 1368196.078 | 15382598.167 |  | -1
node_8102604_200840438 |  |  | PQ | ABCD | 2771.281 | 8102604 | no | no |  |  | no |  |  | 1367987.619 | 15382669.241 |  | -1
node_8102604_200840439 |  |  | PQ | ABCD | 2771.281 | 8102604 | no | no |  |  | no |  |  | 1367786.593 | 15382738.063 |  | -1
node_8102604_200840440 |  |  | PQ | ABCD | 2771.281 | 8102604 | no | no |  |  | no |  |  | 1367764.343 | 15382918.926 |  | -1
node_8102604_200840441 |  |  | PQ | ABCD | 2771.281 | 8102604 | no | no |  |  | no |  |  | 1367739.574 | 15383152.151 |  | -1
node_8102604_200840442 |  |  | PQ | ABCD | 2771.281 | 8102604 | no | no |  |  | no |  |  | 1367713.603 | 15383377.535 |  | -1
node_8102604_200840443 |  |  | PQ | ABCD | 2771.281 | 8102604 | no | no |  |  | no |  |  | 1367656.176 | 15383576.651 |  | -1
node_8102604_200840444 |  |  | PQ | ABCD | 2771.281 | 8102604 | no | no |  |  | no |  |  | 1367616.539 | 15383747.489 |  | -1
node_8102604_200840445 |  |  | PQ | ABCD | 2771.281 | 8102604 | no | no |  |  | no |  |  | 1367609.524 | 15383914.287 |  | -1
node_8102604_200840446 |  |  | PQ | ABCN | 2771.281 | 8102604 | no | no |  |  | no |  |  | 1367613.79 | 15383985.809 |  | -1
node_8102604_200840447 |  |  | PQ | ABCD | 2771.281 | 8102604 | no | no |  |  | no |  |  | 1367608.351 | 15384085.329 |  | -1
node_8102604_200840448 |  |  | PQ | ABCD | 2771.281 | 8102604 | no | no |  |  | no |  |  | 1367613.473 | 15384157.372 |  | -1
node_8102604_200840449 |  |  | PQ | ABCN | 2771.281 | 8102604 | no | no |  |  | no |  |  | 1367625.621 | 15384206.452 |  | -1
node_8102604_200840450 |  |  | PQ | ABCD | 2771.281 | 8102604 | no | no |  |  | no |  |  | 1367651.756 | 15384396.444 |  | -1
node_8102604_200840451 |  |  | PQ | ABCD | 2771.281 | 8102604 | no | no |  |  | no |  |  | 1367680.554 | 15384597.729 |  | -1
node_8102604_200840452 |  |  | PQ | ABCD | 2771.281 | 8102604 | no | no |  |  | no |  |  | 1367707.646 | 15384796.029 |  | -1
node_8102604_200840453 |  |  | PQ | ABCN | 2771.281 | 8102604 | no | no |  |  | no |  |  | 1367738.835 | 15384990.547 |  | -1
node_8102604_200840454 |  |  | PQ | ABCD | 2771.281 | 8102604 | no | no |  |  | no |  |  | 1367765.998 | 15385214.444 |  | -1
node_8102604_200840455 |  |  | PQ | ABCD | 2771.281 | 8102604 | no | no |  |  | no |  |  | 1367777.635 | 15385211.548 |  | -1
node_8102604_200840458 |  |  | PQ | AN | 2771.281 | 8102604 | no | no |  |  | no |  |  | 1370669.418 | 15381963.284 |  | -1
node_8102604_200840459 |  |  | PQ | ABCD | 2771.281 | 8102604 | no | no |  |  | no |  |  | 1367781.229 | 15385354.391 |  | -1
node_8102604_200840460 |  |  | PQ | ABCD | 2771.281 | 8102604 | no | no |  |  | no |  |  | 1367944.181 | 15385561.788 |  | -1
node_8102604_200840461 |  |  | PQ | ABCD | 2771.281 | 8102604 | no | no |  |  | no |  |  | 1367719.171 | 15385956.44 |  | -1
node_8102604_200840464 |  |  | PQ | AN | 2771.281 | 8102604 | no | no |  |  | no |  |  | 1368374.436 | 15381522.485 |  | -1
node_8102604_200840465 |  |  | PQ | AN | 2771.281 | 8102604 | no | no |  |  | no |  |  | 1368274.03 | 15381295.816 |  | -1
node_8102604_200840466 |  |  | PQ | AN | 2771.281 | 8102604 | no | no |  |  | no |  |  | 1368108.001 | 15381008.393 |  | -1
node_8102604_200840468 |  |  | PQ | AD | 2771.281 | 8102604 | no | no |  |  | no |  |  | 1367933.096 | 15380706.266 |  | -1
node_8102604_200840469 |  |  | PQ | AN | 2771.281 | 8102604 | no | no |  |  | no |  |  | 1367903.089 | 15380753.612 |  | -1
node_8102604_200840470 |  |  | PQ | AN | 2771.281 | 8102604 | no | no |  |  | no |  |  | 1367733.717 | 15380945.398 |  | -1
node_8102604_200840471 |  |  | PQ | AN | 2771.281 | 8102604 | no | no |  |  | no |  |  | 1367727.323 | 15380355.895 |  | -1
node_8102604_200840477 |  |  | PQ | AD | 2771.281 | 8102604 | no | no |  |  | no |  |  | 1369694.043 | 15382139.954 |  | -1
node_8102604_200840478 |  |  | PQ | AD | 2771.281 | 8102604 | no | no |  |  | no |  |  | 1369618.423 | 15382012.573 |  | -1
node_8102604_200840479 |  |  | PQ | AD | 2771.281 | 8102604 | no | no |  |  | no |  |  | 1369479.187 | 15381848.029 |  | -1
node_8102604_200840480 |  |  | PQ | AD | 2771.281 | 8102604 | no | no |  |  | no |  |  | 1369263.377 | 15381844.296 |  | -1
node_8102604_200840481 |  |  | PQ | AD | 2771.281 | 8102604 | no | no |  |  | no |  |  | 1369054.849 | 15381864.411 |  | -1
node_8102604_200840482 |  |  | PQ | AD | 2771.281 | 8102604 | no | no |  |  | no |  |  | 1368809.01 | 15381889.301 |  | -1
node_8102604_200840483 |  |  | PQ | AD | 2771.281 | 8102604 | no | no |  |  | no |  |  | 1368579.347 | 15381709.094 |  | -1
node_8102604_200840484 |  |  | PQ | ABCN | 2771.281 | 8102604 | no | no |  |  | no |  |  | 1369756.247 | 15384198.659 |  | -1
node_8102604_200840485 |  |  | PQ | ABCN | 2771.281 | 8102604 | no | no |  |  | no |  |  | 1369806.52 | 15384047.953 |  | -1
node_8102604_200840486 |  |  | PQ | ABCD | 2771.281 | 8102604 | no | no |  |  | no |  |  | 1369861.019 | 15383877.936 |  | -1
node_8102604_200840487 |  |  | PQ | ABCN | 2771.281 | 8102604 | no | no |  |  | no |  |  | 1369907.68 | 15383733.541 |  | -1
node_8102604_200840488 |  |  | PQ | ABCN | 2771.281 | 8102604 | no | no |  |  | no |  |  | 1369954.878 | 15383631.21 |  | -1
node_8102604_200840489 |  |  | PQ | AD | 2771.281 | 8102604 | no | no |  |  | no |  |  | 1369985.693 | 15383474.48 |  | -1
node_8102604_200840490 |  |  | PQ | AD | 2771.281 | 8102604 | no | no |  |  | no |  |  | 1370020.601 | 15383390.107 |  | -1
node_8102604_200840491 |  |  | PQ | AD | 2771.281 | 8102604 | no | no |  |  | no |  |  | 1370059.615 | 15383324.257 |  | -1
node_8102604_200840492 |  |  | PQ | AD | 2771.281 | 8102604 | no | no |  |  | no |  |  | 1370163.178 | 15383049.002 |  | -1
node_8102604_200840493 |  |  | PQ | AN | 2771.281 | 8102604 | no | no |  |  | no |  |  | 1370210.412 | 15382948.947 |  | -1
node_8102604_200840495 |  |  | PQ | AD | 2771.281 | 8102604 | no | no |  |  | no |  |  | 1370230.872 | 15382735.54 |  | -1
node_8102604_200840496 |  |  | PQ | AN | 2771.281 | 8102604 | no | no |  |  | no |  |  | 1370329.164 | 15382635.756 |  | -1
node_8102604_200840511 |  |  | PQ | AD | 2771.281 | 8102604 | no | no |  |  | no |  |  | 1368005.014 | 15384130.382 |  | -1
node_8102604_200840512 |  |  | PQ | ABCD | 2771.281 | 8102604 | no | no |  |  | no |  |  | 1370196.29 | 15384268.902 |  | -1
node_8102604_200840514 |  |  | PQ | AD | 2771.281 | 8102604 | no | no |  |  | no |  |  | 1367792.356 | 15384125.831 |  | -1
node_8102604_200840527 |  |  | PQ | ABCN | 2771.281 | 8102604 | no | no |  |  | no |  |  | 1370010.4 | 15384235.562 |  | -1
node_8102604_200840529 |  |  | PQ | ABCD | 2771.281 | 8102604 | no | no |  |  | no |  |  | 1369891.002 | 15384223.867 |  | -1
node_8102604_200840530 |  |  | PQ | ABCD | 2771.281 | 8102604 | no | no |  |  | no |  |  | 1369740.208 | 15384211.169 |  | -1
node_8102604_200840531 |  |  | PQ | ABCD | 2771.281 | 8102604 | no | no |  |  | no |  |  | 1369602.118 | 15384187.152 |  | -1
node_8102604_200840532 |  |  | PQ | ABCN | 2771.281 | 8102604 | no | no |  |  | no |  |  | 1369618.031 | 15384110.315 |  | -1
node_8102604_200840533 |  |  | PQ | AD | 2771.281 | 8102604 | no | no |  |  | no |  |  | 1369463.59 | 15384175.238 |  | -1
node_8102604_200840534 |  |  | PQ | AD | 2771.281 | 8102604 | no | no |  |  | no |  |  | 1369341.714 | 15384150.301 |  | -1
node_8102604_200840538 |  |  | PQ | AN | 2771.281 | 8102604 | no | no |  |  | no |  |  | 1369199.159 | 15384140.229 |  | -1
node_8102604_200840541 |  |  | PQ | ABCD | 2771.281 | 8102604 | no | no |  |  | no |  |  | 1369729.149 | 15384274.481 |  | -1
node_8102604_200840542 |  |  | PQ | ABCN | 2771.281 | 8102604 | no | no |  |  | no |  |  | 1368890.153 | 15384928.698 |  | -1
node_8102604_200840543 |  |  | PQ | ABCD | 2771.281 | 8102604 | no | no |  |  | no |  |  | 1368751.754 | 15385017.131 |  | -1
node_8102604_200840544 |  |  | PQ | ABCD | 2771.281 | 8102604 | no | no |  |  | no |  |  | 1368817.238 | 15385121.474 |  | -1
node_8102604_200840546 |  |  | PQ | ABCD | 2771.281 | 8102604 | no | no |  |  | no |  |  | 1368634.084 | 15385111.626 |  | -1
node_8102604_200840547 |  |  | PQ | ABCN | 2771.281 | 8102604 | no | no |  |  | no |  |  | 1368494.249 | 15385212.05 |  | -1
node_8102604_200840548 |  |  | PQ | ABCD | 2771.281 | 8102604 | no | no |  |  | no |  |  | 1368409.149 | 15385276.665 |  | -1
node_8102604_200840555 |  |  | PQ | ABCN | 2771.281 | 8102604 | no | no |  |  | no |  |  | 1369700.919 | 15384338.786 |  | -1
node_8102604_200840559 |  |  | PQ | ABCD | 2771.281 | 8102604 | no | no |  |  | no |  |  | 1367377.781 | 15385479.312 |  | -1
node_8102604_200840560 |  |  | PQ | ABCN | 2771.281 | 8102604 | no | no |  |  | no |  |  | 1367126.005 | 15385410.223 |  | -1
node_8102604_200840561 |  |  | PQ | ABCD | 2771.281 | 8102604 | no | no |  |  | no |  |  | 1369597.373 | 15384422.768 |  | -1
node_8102604_200840563 |  |  | PQ | ABCD | 2771.281 | 8102604 | no | no |  |  | no |  |  | 1369503.963 | 15384489.983 |  | -1
node_8102604_200840564 |  |  | PQ | ABCN | 2771.281 | 8102604 | no | no |  |  | no |  |  | 1369417.76 | 15384548.849 |  | -1
node_8102604_200840566 |  |  | PQ | ABCD | 2771.281 | 8102604 | no | no |  |  | no |  |  | 1369312.631 | 15384626.234 |  | -1
node_8102604_200840567 |  |  | PQ | ABCD | 2771.281 | 8102604 | no | no |  |  | no |  |  | 1369210.813 | 15384698.632 |  | -1
node_8102604_200840569 |  |  | PQ | ABCN | 2771.281 | 8102604 | no | no |  |  | no |  |  | 1369066.444 | 15384799.05 |  | -1
node_8102604_200840570 |  |  | PQ | ABCD | 2771.281 | 8102604 | no | no |  |  | no |  |  | 1368983.106 | 15384864.46 |  | -1
node_8102604_200840572 |  |  | PQ | ABCN | 2771.281 | 8102604 | no | no |  |  | no |  |  | 1369142.892 | 15385049.123 |  | -1
node_8102604_200840575 |  |  | PQ | AN | 2771.281 | 8102604 | no | no |  |  | no |  |  | 1369673.377 | 15384575.576 |  | -1
node_8102604_200840576 |  |  | PQ | AD | 2771.281 | 8102604 | no | no |  |  | no |  |  | 1369765.05 | 15384713.093 |  | -1
node_8102604_200840577 |  |  | PQ | AD | 2771.281 | 8102604 | no | no |  |  | no |  |  | 1369848.99 | 15384864.422 |  | -1
node_8102604_200840578 |  |  | PQ | AN | 2771.281 | 8102604 | no | no |  |  | no |  |  | 1369764.288 | 15385045.727 |  | -1
node_8102604_200840579 |  |  | PQ | AD | 2771.281 | 8102604 | no | no |  |  | no |  |  | 1369650.157 | 15385096.149 |  | -1
node_8102604_200840580 |  |  | PQ | AD | 2771.281 | 8102604 | no | no |  |  | no |  |  | 1369560.217 | 15385044.586 |  | -1
node_8102604_200840581 |  |  | PQ | AN | 2771.281 | 8102604 | no | no |  |  | no |  |  | 1369429.803 | 15384971.855 |  | -1
node_8102604_200840584 |  |  | PQ | AD | 2771.281 | 8102604 | no | no |  |  | no |  |  | 1368679.936 | 15385583.264 |  | -1
node_8102604_200840586 |  |  | PQ | AN | 2771.281 | 8102604 | no | no |  |  | no |  |  | 1368957.5 | 15385553.796 |  | -1
node_8102604_200844525 |  |  | PQ | AD | 2771.281 | 8102604 | no | no |  |  | no |  |  | 1362928.795 | 15372953.134 |  | -1
node_8102604_200844526 |  |  | PQ | AN | 2771.281 | 8102604 | no | no |  |  | no |  |  | 1362813.924 | 15373254.287 |  | -1
node_8102604_200844528 |  |  | PQ | AN | 2771.281 | 8102604 | no | no |  |  | no |  |  | 1362672.346 | 15373779.249 |  | -1
node_8102604_200844530 |  |  | PQ | AN | 2771.281 | 8102604 | no | no |  |  | no |  |  | 1362581.381 | 15374108.766 |  | -1
node_8102604_200844531 |  |  | PQ | AD | 2771.281 | 8102604 | no | no |  |  | no |  |  | 1362477.631 | 15374499.303 |  | -1
node_8102604_200844532 |  |  | PQ | AN | 2771.281 | 8102604 | no | no |  |  | no |  |  | 1362518.858 | 15374553.304 |  | -1
node_8102604_200844537 |  |  | PQ | AD | 2771.281 | 8102604 | no | no |  |  | no |  |  | 1362963.145 | 15372218.634 |  | -1
node_8102604_200844538 |  |  | PQ | AD | 2771.281 | 8102604 | no | no |  |  | no |  |  | 1363429.687 | 15369366.698 |  | -1
node_8102604_200844539 |  |  | PQ | AD | 2771.281 | 8102604 | no | no |  |  | no |  |  | 1363315.302 | 15369014.582 |  | -1
node_8102604_200844540 |  |  | PQ | AN | 2771.281 | 8102604 | no | no |  |  | no |  |  | 1363209.083 | 15368684.995 |  | -1
node_8102604_200844541 |  |  | PQ | AD | 2771.281 | 8102604 | no | no |  |  | no |  |  | 1363711.87 | 15368566.429 |  | -1
node_8102604_200844542 |  |  | PQ | AD | 2771.281 | 8102604 | no | no |  |  | no |  |  | 1364072.922 | 15368494.611 |  | -1
node_8102604_200844543 |  |  | PQ | AN | 2771.281 | 8102604 | no | no |  |  | no |  |  | 1364751.169 | 15368328.047 |  | -1
node_8102604_200844544 |  |  | PQ | AN | 2771.281 | 8102604 | no | no |  |  | no |  |  | 1364594.872 | 15368577.82 |  | -1
node_8102604_200844545 |  |  | PQ | AN | 2771.281 | 8102604 | no | no |  |  | no |  |  | 1363122.829 | 15368367.026 |  | -1
node_8102604_200844546 |  |  | PQ | AD | 2771.281 | 8102604 | no | no |  |  | no |  |  | 1363090.045 | 15371921.254 |  | -1
node_8102604_200844547 |  |  | PQ | AD | 2771.281 | 8102604 | no | no |  |  | no |  |  | 1363230.516 | 15371608.987 |  | -1
node_8102604_200844548 |  |  | PQ | AD | 2771.281 | 8102604 | no | no |  |  | no |  |  | 1363370.204 | 15371308.68 |  | -1
node_8102604_200844550 |  |  | PQ | AN | 2771.281 | 8102604 | no | no |  |  | no |  |  | 1363526.662 | 15370955.684 |  | -1
node_8102604_200844551 |  |  | PQ | AD | 2771.281 | 8102604 | no | no |  |  | no |  |  | 1363652.153 | 15370690.163 |  | -1
node_8102604_200844552 |  |  | PQ | AN | 2771.281 | 8102604 | no | no |  |  | no |  |  | 1363765.51 | 15370430.899 |  | -1
node_8102604_200844553 |  |  | PQ | AD | 2771.281 | 8102604 | no | no |  |  | no |  |  | 1363659.987 | 15370086.681 |  | -1
node_8102604_200844554 |  |  | PQ | AD | 2771.281 | 8102604 | no | no |  |  | no |  |  | 1363544.673 | 15369731.168 |  | -1
node_8102604_200844758 |  |  | PQ | AD | 2771.281 | 8102604 | no | no |  |  | no |  |  | 1363957.88 | 15370016.469 |  | -1
node_8102604_200844759 |  |  | PQ | AN | 2771.281 | 8102604 | no | no |  |  | no |  |  | 1364167.428 | 15370088.573 |  | -1
node_8102604_200844761 |  |  | PQ | AN | 2771.281 | 8102604 | no | no |  |  | no |  |  | 1364302.382 | 15370145.932 |  | -1
node_8102604_200844762 |  |  | PQ | AD | 2771.281 | 8102604 | no | no |  |  | no |  |  | 1364305.085 | 15370073.371 |  | -1
node_8102604_200844763 |  |  | PQ | AD | 2771.281 | 8102604 | no | no |  |  | no |  |  | 1364315.437 | 15369803.625 |  | -1
node_8102604_200844764 |  |  | PQ | AN | 2771.281 | 8102604 | no | no |  |  | no |  |  | 1364327.207 | 15369510.888 |  | -1
node_8102604_200844765 |  |  | PQ | AN | 2771.281 | 8102604 | no | no |  |  | no |  |  | 1364352.476 | 15369292.749 |  | -1
node_8102604_200844766 |  |  | PQ | AN | 2771.281 | 8102604 | no | no |  |  | no |  |  | 1363735.709 | 15370858.368 |  | -1
node_8102604_200844767 |  |  | PQ | AN | 2771.281 | 8102604 | no | no |  |  | no |  |  | 1364074.612 | 15370871.863 |  | -1
node_8102604_200844768 |  |  | PQ | AD | 2771.281 | 8102604 | no | no |  |  | no |  |  | 1364421.577 | 15370888.076 |  | -1
node_8102604_200844769 |  |  | PQ | AN | 2771.281 | 8102604 | no | no |  |  | no |  |  | 1364728.298 | 15370950.109 |  | -1
node_8102604_200844770 |  |  | PQ | AD | 2771.281 | 8102604 | no | no |  |  | no |  |  | 1364965.012 | 15370958.344 |  | -1
node_8102604_200844771 |  |  | PQ | AD | 2771.281 | 8102604 | no | no |  |  | no |  |  | 1365197.851 | 15370969.69 |  | -1
node_8102604_200844772 |  |  | PQ | AD | 2771.281 | 8102604 | no | no |  |  | no |  |  | 1365277.154 | 15371194.334 |  | -1
node_8102604_200844773 |  |  | PQ | AN | 2771.281 | 8102604 | no | no |  |  | no |  |  | 1365355.365 | 15371446.493 |  | -1
node_8102604_200844774 |  |  | PQ | AN | 2771.281 | 8102604 | no | no |  |  | no |  |  | 1365110.501 | 15371464.135 |  | -1
node_8102604_200844816 |  |  | PQ | AN | 2771.281 | 8102604 | no | no |  |  | no |  |  | 1363707.894 | 15373499.079 |  | -1
node_8102604_200844817 |  |  | PQ | AD | 2771.281 | 8102604 | no | no |  |  | no |  |  | 1363554.763 | 15373304.452 |  | -1
node_8102604_200844818 |  |  | PQ | AN | 2771.281 | 8102604 | no | no |  |  | no |  |  | 1363580.369 | 15373255.354 |  | -1
node_8102604_200844819 |  |  | PQ | AD | 2771.281 | 8102604 | no | no |  |  | no |  |  | 1363297.063 | 15372982.042 |  | -1
node_8102604_200844820 |  |  | PQ | AN | 2771.281 | 8102604 | no | no |  |  | no |  |  | 1363042.989 | 15372660.09 |  | -1
node_8102604_200844821 |  |  | PQ | AD | 2771.281 | 8102604 | no | no |  |  | no |  |  | 1362896.41 | 15372481.756 |  | -1
node_8102604_200844822 |  |  | PQ | AN | 2771.281 | 8102604 | no | no |  |  | no |  |  | 1362739.812 | 15372286.677 |  | -1
node_8102604_200844824 |  |  | PQ | AD | 2771.281 | 8102604 | no | no |  |  | no |  |  | 1362877.661 | 15372241.617 |  | -1
node_8102604_200844825 |  |  | PQ | AD | 2771.281 | 8102604 | no | no |  |  | no |  |  | 1362562.872 | 15372273.263 |  | -1
node_8102604_200844826 |  |  | PQ | AN | 2771.281 | 8102604 | no | no |  |  | no |  |  | 1362394.201 | 15372269.529 |  | -1
node_8102604_200844827 |  |  | PQ | AN | 2771.281 | 8102604 | no | no |  |  | no |  |  | 1361981.917 | 15372169.639 |  | -1
node_8102604_200844828 |  |  | PQ | AD | 2771.281 | 8102604 | no | no |  |  | no |  |  | 1361747.659 | 15372093.615 |  | -1
node_8102604_200844829 |  |  | PQ | AD | 2771.281 | 8102604 | no | no |  |  | no |  |  | 1361207.176 | 15372083.575 |  | -1
node_8102604_200911536 |  |  | PQ | ABCD | 2771.281 | 8102604 | no | no |  |  | no |  |  | 1374714.333 | 15378183.347 |  | -1
node_8102604_200946450 |  |  | PQ | ABCD | 2771.281 | 8102604 | no | no |  |  | no |  |  | 1368072.019 | 15385543.643 |  | -1
node_8102604_200948277 |  |  | PQ | AN | 2771.281 | 8102604 | no | no |  |  | no |  |  | 1363063.983 | 15394675.05 |  | -1
node_8102604_200949188 |  |  | PQ | ABCN | 2771.281 | 8102604 | no | no |  |  | no |  |  | 1368209.958 | 15385428.495 |  | -1
node_8102604_200949190 |  |  | PQ | ABCD | 2771.281 | 8102604 | no | no |  |  | no |  |  | 1367965.062 | 15385496.851 |  | -1
node_8102604_200949191 |  |  | PQ | ABCD | 2771.281 | 8102604 | no | no |  |  | no |  |  | 1367675.778 | 15385540.392 |  | -1
node_8102604_200951028 |  |  | PQ | AN | 2771.281 | 8102604 | no | no |  |  | no |  |  | 1368168.838 | 15384140.48 |  | -1
node_8102604_200952204 |  |  | PQ | AD | 2771.281 | 8102604 | no | no |  |  | no |  |  | 1365347.746 | 15376081.964 |  | -1
node_8102604_200957525 |  |  | PQ | AN | 2771.281 | 8102604 | no | no |  |  | no |  |  | 1367751.048 | 15392919.2 |  | -1
node_8102604_200967462 |  |  | PQ | AN | 2771.281 | 8102604 | no | no |  |  | no |  |  | 1374151.334 | 15378343.638 |  | -1
node_8102604_200968064 |  |  | PQ | AD | 2771.281 | 8102604 | no | no |  |  | no |  |  | 1365441.686 | 15370924.82 |  | -1
node_8102604_200968065 |  |  | PQ | AD | 2771.281 | 8102604 | no | no |  |  | no |  |  | 1365690.205 | 15371039.71 |  | -1
node_8102604_200968066 |  |  | PQ | AN | 2771.281 | 8102604 | no | no |  |  | no |  |  | 1365876.384 | 15371098.096 |  | -1
node_8102604_200973499 |  |  | PQ | AN | 2771.281 | 8102604 | no | no |  |  | no |  |  | 1366138.692 | 15371480.204 |  | -1
node_8102604_200977752 |  |  | PQ | AD | 2771.281 | 8102604 | no | no |  |  | no |  |  | 1362835.663 | 15395503.653 |  | -1
node_8102604_200977753 |  |  | PQ | AD | 2771.281 | 8102604 | no | no |  |  | no |  |  | 1362624.972 | 15395515.482 |  | -1
node_8102604_200977754 |  |  | PQ | AN | 2771.281 | 8102604 | no | no |  |  | no |  |  | 1362400.004 | 15395536.015 |  | -1
node_8102604_201008698 |  |  | PQ | AN | 2771.281 | 8102604 | no | no |  |  | no |  |  | 1373709.821 | 15377612.992 |  | -1
node_8102604_201010009 |  |  | PQ | AD | 2771.281 | 8102604 | no | no |  |  | no |  |  | 1373777.14 | 15377740.01 |  | -1
node_8102604_201010350 |  |  | PQ | AD | 2771.281 | 8102604 | no | no |  |  | no |  |  | 1367769.322 | 15394804.173 |  | -1
node_8102604_201011206 |  |  | PQ | ABCD | 2771.281 | 8102604 | no | no |  |  | no |  |  | 1361927.232 | 15390001.074 |  | -1
node_8102604_201021355 |  |  | PQ | ABCD | 2771.281 | 8102604 | no | no |  |  | no |  |  | 1369039.057 | 15384911.889 |  | -1
node_8102604_201027273 |  |  | PQ | AN | 7199.557 | 8102604 | no | no |  |  | no |  |  | 1372685.828 | 15383646.962 |  | -1
node_8102604_201027284 |  |  | PQ | AN | 2771.281 | 8102604 | no | no |  |  | no |  |  | 1362927.944 | 15374652.844 |  | -1
node_8102604_201027287 |  |  | PQ | AN | 2771.281 | 8102604 | no | no |  |  | no |  |  | 1372040.734 | 15383988.493 |  | -1
node_8102604_201027294 |  |  | PQ | AN | 2771.281 | 8102604 | no | no |  |  | no |  |  | 1364121.571 | 15373041.94 |  | -1
node_8102604_201027298 |  |  | PQ | AN | 2771.281 | 8102604 | no | no |  |  | no |  |  | 1365722.4 | 15379030.167 |  | -1
node_8102604_201031110 |  |  | PQ | AN | 7199.557 | 8102604 | no | no |  |  | no |  |  | 1372909.437 | 15383441.586 |  | -1
node_8102604_201032450 |  |  | PQ | AD | 2771.281 | 8102604 | no | no |  |  | no |  |  | 1368814.972 | 15385567.428 |  | -1
node_8102604_201036181 |  |  | PQ | AD | 2771.281 | 8102604 | no | no |  |  | no |  |  | 1370586.018 | 15384343.925 |  | -1
node_8102604_201037699 |  |  | PQ | AD | 2771.281 | 8102604 | no | no |  |  | no |  |  | 1370803.996 | 15384368.86 |  | -1
node_8102604_201047157 |  |  | PQ | AN | 2771.281 | 8102604 | no | no |  |  | no |  |  | 1367584.229 | 15392426.071 |  | -1
node_8102604_201048828 |  |  | PQ | AN | 2771.281 | 8102604 | no | no |  |  | no |  |  | 1369162.264 | 15387602.585 |  | -1
node_8102604_201048832 |  |  | PQ | AN | 2771.281 | 8102604 | no | no |  |  | no |  |  | 1372249.636 | 15384059.069 |  | -1
node_8102604_201050585 |  |  | PQ | AN | 2771.281 | 8102604 | no | no |  |  | no |  |  | 1357848.654 | 15404155.673 |  | -1
node_8102604_201051681 |  |  | PQ | ABCD | 2771.281 | 8102604 | no | no |  |  | no |  |  | 1367718.258 | 15386476.232 |  | -1
node_8102604_201051682 |  |  | PQ | ABCD | 2771.281 | 8102604 | no | no |  |  | no |  |  | 1367695.752 | 15386221.539 |  | -1
node_8102604_201052720 |  |  | PQ | AN | 2771.281 | 8102604 | no | no |  |  | no |  |  | 1358526.637 | 15391769.597 |  | -1
node_8102604_201052721 |  |  | PQ | AD | 2771.281 | 8102604 | no | no |  |  | no |  |  | 1358814.459 | 15391840.257 |  | -1
node_8102604_201052722 |  |  | PQ | AD | 2771.281 | 8102604 | no | no |  |  | no |  |  | 1359158.954 | 15391673.973 |  | -1
node_8102604_201052723 |  |  | PQ | AD | 2771.281 | 8102604 | no | no |  |  | no |  |  | 1359388.017 | 15391966.056 |  | -1
node_8102604_201052725 |  |  | PQ | AN | 2771.281 | 8102604 | no | no |  |  | no |  |  | 1359742.478 | 15391581.202 |  | -1
node_8102604_201058112 |  |  | PQ | AD | 2771.281 | 8102604 | no | no |  |  | no |  |  | 1357617.877 | 15396562.47 |  | -1
node_8102604_201058113 |  |  | PQ | AD | 2771.281 | 8102604 | no | no |  |  | no |  |  | 1357796.754 | 15395948.22 |  | -1
node_8102604_201058114 |  |  | PQ | AN | 2771.281 | 8102604 | no | no |  |  | no |  |  | 1357680.842 | 15396345.055 |  | -1
node_8102604_201058115 |  |  | PQ | AN | 2771.281 | 8102604 | no | no |  |  | no |  |  | 1357570.111 | 15396726.814 |  | -1
node_8102604_201058198 |  |  | PQ | AD | 2771.281 | 8102604 | no | no |  |  | no |  |  | 1357562.027 | 15396926.38 |  | -1
node_8102604_201058199 |  |  | PQ | AD | 2771.281 | 8102604 | no | no |  |  | no |  |  | 1357550.342 | 15397193.104 |  | -1
node_8102604_310041449 |  |  | PQ | AN | 7199.557 | 8102604 | no | no |  |  | no |  |  | 1371367.171 | 15383506.347 |  | -1
node_8102604_311851017 |  |  | PQ | ABCN | 2771.281 | 8102604 | no | no |  |  | no |  |  | 1368910.639 | 15385217.883 |  | -1
node_8102604_311872786 |  |  | PQ | AN | 2771.281 | 8102604 | no | no |  |  | no |  |  | 1372070.895 | 15384964.717 |  | -1
node_8102604_311872787 |  |  | PQ | AN | 2771.281 | 8102604 | no | no |  |  | no |  |  | 1372258.69 | 15384608.811 |  | -1
node_8102604_311872788 |  |  | PQ | AN | 2771.281 | 8102604 | no | no |  |  | no |  |  | 1371820.126 | 15384966.346 |  | -1
node_8102604_311897261 |  |  | PQ | ABCN | 2771.281 | 8102604 | no | no |  |  | no |  |  | 1374734.5 | 15378215.237 |  | -1
node_8102604_311922720 |  |  | PQ | ABCD | 2771.281 | 8102604 | no | no |  |  | no |  |  | 1372583.887 | 15379615.281 |  | -1
node_8102604_311922721 |  |  | PQ | ABCD | 2771.281 | 8102604 | no | no |  |  | no |  |  | 1372444.602 | 15379815.221 |  | -1
node_8102604_311932133 |  |  | PQ | AN | 2771.281 | 8102604 | no | no |  |  | no |  |  | 1370274.047 | 15382891.457 |  | -1
node_8102604_311932134 |  |  | PQ | AN | 2771.281 | 8102604 | no | no |  |  | no |  |  | 1370676.635 | 15382919.239 |  | -1
node_8102604_312036339 |  |  | PQ | AN | 2771.281 | 8102604 | no | no |  |  | no |  |  | 1361296.823 | 15390484.586 |  | -1
node_8102604_312111814 |  |  | PQ | AD | 2771.281 | 8102604 | no | no |  |  | no |  |  | 1366078.856 | 15371134.26 |  | -1
node_8102604_312111815 |  |  | PQ | AN | 2771.281 | 8102604 | no | no |  |  | no |  |  | 1366271.754 | 15371177.042 |  | -1
node_8102604_312122204 |  |  | PQ | AN | 2771.281 | 8102604 | no | no |  |  | no |  |  | 1366350.275 | 15371346.374 |  | -1
node_8102604_312124472 |  |  | PQ | ABCN | 2771.281 | 8102604 | no | no |  |  | no |  |  | 1374797.111 | 15378229.039 |  | -1
node_8102604_312124473 |  |  | PQ | ABCN | 2771.281 | 8102604 | no | no |  |  | no |  |  | 1374821.149 | 15378205.094 |  | -1
node_8102604_312124474 |  |  | PQ | ABCN | 2771.281 | 8102604 | no | no |  |  | no |  |  | 1374841.169 | 15378184.23 |  | -1
node_8102604_312124478 |  |  | PQ | ABCN | 2771.281 | 8102604 | no | no |  |  | no |  |  | 1374854.507 | 15378169.511 |  | -1
node_8102604_312126391 |  |  | PQ | ABCN | 2771.281 | 8102604 | no | no |  |  | no |  |  | 1374808.757 | 15378217.438 |  | -1
node_8102604_312135249 |  |  | PQ | AN | 7199.557 | 8102604 | no | no |  |  | no |  |  | 1371136.954 | 15383726.646 |  | -1
node_8102604_312153300 |  |  | PQ | ABCN | 2771.281 | 8102604 | no | no |  |  | no |  |  | 1365631.461 | 15389220.792 |  | -1
node_8102604_312153305 |  |  | PQ | ABCN | 2771.281 | 8102604 | no | no |  |  | no |  |  | 1365538.26 | 15389142.817 |  | -1
node_8102604_312153306 |  |  | PQ | ABCN | 2771.281 | 8102604 | no | no |  |  | no |  |  | 1365449.412 | 15389078.859 |  | -1
node_220388716 |  |  | PQ | AD | 2771.281 | 8102604 | no | no |  |  | no |  |  | 1356674.225 | 15403916.614 |  | -1
node_220388760 |  |  | PQ | AD | 2771.281 | 8102604 | no | no |  |  | no |  |  | 1372759.82 | 15383953.587 |  | -1
node_220416992 |  |  | PQ | AD | 7199.557 | 8102604 | no | no |  |  | no |  |  | 1372744.856 | 15383953.663 |  | -1
node_220465361 |  |  | PQ | AN | 7199.557 | 8102604 | no | no |  |  | no |  |  | 1372752.051 | 15383953.626 |  | -1
node_220644324 |  |  | PQ | AD | 2771.281 | 8102604 | no | no |  |  | no |  |  | 1357795.353 | 15395953.018 |  | -1
node_312038180 |  |  | PQ | AD | 2771.281 | 8102604 | no | no |  |  | no |  |  | 1357063.691 | 15403920.896 |  | -1
node_312124475 |  |  | PQ | ABCN | 2771.281 | 8102604 | no | no |  |  | no |  |  | 1374823.422 | 15378202.725 |  | -1
node_312124497 |  |  | PQ | ABCN | 2771.281 | 8102604 | no | no |  |  | no |  |  | 1374825.336 | 15378200.731 |  | -1
node_SOURCE_8102604 |  |  | SWING | ABCN | 2771.281 | 8102604 | no | no |  |  | no |  |  | 1374677.494 | 15378137.352 |  | -1
node_intto1_8102604_200839081 |  |  | PQ | ABCD | 2771.281 | 8102604 | no | no |  |  | no |  |  | 1364624.35 | 15390051.234 |  | -1
node_intto1_8102604_200839431 |  |  | PQ | ABCD | 2771.281 | 8102604 | no | no |  |  | no |  |  | 1367802.093 | 15387917.362 |  | -1
node_intto1_8102604_200839435 |  |  | PQ | AD | 2771.281 | 8102604 | no | no |  |  | no |  |  | 1367881.207 | 15388904.782 |  | -1
node_intto1_8102604_200839476 |  |  | PQ | AD | 2771.281 | 8102604 | no | no |  |  | no |  |  | 1367834.797 | 15392183.889 |  | -1
node_intto1_8102604_200839610 |  |  | PQ | AD | 2771.281 | 8102604 | no | no |  |  | no |  |  | 1361347.362 | 15389812.432 |  | -1
node_intto1_8102604_200839615 |  |  | PQ | AD | 2771.281 | 8102604 | no | no |  |  | no |  |  | 1358440.105 | 15392957.343 |  | -1
node_intto1_8102604_200839647 |  |  | PQ | AD | 2771.281 | 8102604 | no | no |  |  | no |  |  | 1358640.038 | 15400504.292 |  | -1
node_intto1_8102604_200839697 |  |  | PQ | AD | 2771.281 | 8102604 | no | no |  |  | no |  |  | 1363767.577 | 15391152.004 |  | -1
node_intto1_8102604_200840116 |  |  | PQ | AD | 2771.281 | 8102604 | no | no |  |  | no |  |  | 1367545.841 | 15387728.417 |  | -1
node_intto1_8102604_200840150 |  |  | PQ | AD | 2771.281 | 8102604 | no | no |  |  | no |  |  | 1371726.225 | 15384420.511 |  | -1
node_intto1_8102604_200840230 |  |  | PQ | AD | 2771.281 | 8102604 | no | no |  |  | no |  |  | 1372060.922 | 15384339.582 |  | -1
node_intto1_8102604_200840288 |  |  | PQ | AD | 2771.281 | 8102604 | no | no |  |  | no |  |  | 1365706.4 | 15378072.737 |  | -1
node_intto1_8102604_200840366 |  |  | PQ | ABCD | 2771.281 | 8102604 | no | no |  |  | no |  |  | 1370549.681 | 15384360.792 |  | -1
node_intto1_8102604_200840377 |  |  | PQ | AD | 2771.281 | 8102604 | no | no |  |  | no |  |  | 1370544.029 | 15384521.912 |  | -1
node_intto1_8102604_200840406 |  |  | PQ | ABCD | 2771.281 | 8102604 | no | no |  |  | no |  |  | 1368487.183 | 15385512.378 |  | -1
node_intto1_8102604_200840429 |  |  | PQ | ABCD | 2771.281 | 8102604 | no | no |  |  | no |  |  | 1369437.406 | 15382176.055 |  | -1
node_intto1_8102604_200840451 |  |  | PQ | ABCD | 2771.281 | 8102604 | no | no |  |  | no |  |  | 1367680.554 | 15384597.729 |  | -1
node_intto1_8102604_200840478 |  |  | PQ | AD | 2771.281 | 8102604 | no | no |  |  | no |  |  | 1369618.423 | 15382012.573 |  | -1
node_intto1_8102604_200840485 |  |  | PQ | ABCD | 2771.281 | 8102604 | no | no |  |  | no |  |  | 1369806.52 | 15384047.953 |  | -1
node_intto1_8102604_200840532 |  |  | PQ | ABCD | 2771.281 | 8102604 | no | no |  |  | no |  |  | 1369618.031 | 15384110.315 |  | -1
node_intto1_8102604_200840575 |  |  | PQ | AD | 2771.281 | 8102604 | no | no |  |  | no |  |  | 1369673.377 | 15384575.576 |  | -1
node_intto1_8102604_200844525 |  |  | PQ | AD | 2771.281 | 8102604 | no | no |  |  | no |  |  | 1362928.795 | 15372953.134 |  | -1
node_intto1_8102604_200844537 |  |  | PQ | AD | 2771.281 | 8102604 | no | no |  |  | no |  |  | 1362963.145 | 15372218.634 |  | -1
node_intto1_8102604_200844541 |  |  | PQ | AD | 2771.281 | 8102604 | no | no |  |  | no |  |  | 1363711.87 | 15368566.429 |  | -1
node_intto1_8102604_200844759 |  |  | PQ | AD | 2771.281 | 8102604 | no | no |  |  | no |  |  | 1364167.428 | 15370088.573 |  | -1
node_intto1_8102604_200844766 |  |  | PQ | AD | 2771.281 | 8102604 | no | no |  |  | no |  |  | 1363735.709 | 15370858.368 |  | -1
node_intto1_8102604_200844824 |  |  | PQ | AD | 2771.281 | 8102604 | no | no |  |  | no |  |  | 1362877.661 | 15372241.617 |  | -1
node_intto1_8102604_200946450 |  |  | PQ | ABCD | 2771.281 | 8102604 | no | no |  |  | no |  |  | 1368072.019 | 15385543.643 |  | -1
node_intto1_8102604_200952204 |  |  | PQ | AD | 2771.281 | 8102604 | no | no |  |  | no |  |  | 1365347.746 | 15376081.964 |  | -1
node_intto1_8102604_200973499 |  |  | PQ | AN | 2771.281 | 8102604 | no | no |  |  | no |  |  | 1366138.692 | 15371480.204 |  | -1
node_intto1_8102604_201027284 |  |  | PQ | AN | 2771.281 | 8102604 | no | no |  |  | no |  |  | 1362927.944 | 15374652.844 |  | -1
node_intto1_8102604_201027287 |  |  | PQ | AN | 2771.281 | 8102604 | no | no |  |  | no |  |  | 1372040.734 | 15383988.493 |  | -1
node_intto1_8102604_201027294 |  |  | PQ | AN | 2771.281 | 8102604 | no | no |  |  | no |  |  | 1364121.571 | 15373041.94 |  | -1
node_intto1_8102604_201027298 |  |  | PQ | AD | 2771.281 | 8102604 | no | no |  |  | no |  |  | 1365722.4 | 15379030.167 |  | -1
node_intto1_8102604_201037699 |  |  | PQ | AD | 2771.281 | 8102604 | no | no |  |  | no |  |  | 1370803.996 | 15384368.86 |  | -1
node_intto1_8102604_201048828 |  |  | PQ | AD | 2771.281 | 8102604 | no | no |  |  | no |  |  | 1369162.264 | 15387602.585 |  | -1
node_intto1_8102604_311872786 |  |  | PQ | AN | 2771.281 | 8102604 | no | no |  |  | no |  |  | 1372070.895 | 15384964.717 |  | -1
node_intto1_8102604_311897261 |  |  | PQ | ABCD | 2771.281 | 8102604 | no | no |  |  | no |  |  | 1374734.5 | 15378215.237 |  | -1
node_intto1_8102604_311932134 |  |  | PQ | AN | 2771.281 | 8102604 | no | no |  |  | no |  |  | 1370676.635 | 15382919.239 |  | -1
node_intto1_8102604_312111815 |  |  | PQ | AD | 2771.281 | 8102604 | no | no |  |  | no |  |  | 1366271.754 | 15371177.042 |  | -1
node_intto1_8102604_312124473 |  |  | PQ | ABCN | 2771.281 | 8102604 | no | no |  |  | no |  |  | 1374821.149 | 15378205.094 |  | -1
node_intto1_8102604_312124478 |  |  | PQ | ABCN | 2771.281 | 8102604 | no | no |  |  | no |  |  | 1374854.507 | 15378169.511 |  | -1
node_intto1_8102604_312153305 |  |  | PQ | ABCN | 2771.281 | 8102604 | no | no |  |  | no |  |  | 1365538.26 | 15389142.817 |  | -1
node_intto1_220388716 |  |  | PQ | AD | 2771.281 | 8102604 | no | no |  |  | no |  |  | 1356674.225 | 15403916.614 |  | -1
node_intto1_220388760 |  |  | PQ | AD | 2771.281 | 8102604 | no | no |  |  | no |  |  | 1372759.82 | 15383953.587 |  | -1
node_intto1_220416992 |  |  | PQ | AD | 7199.557 | 8102604 | no | no |  |  | no |  |  | 1372744.856 | 15383953.663 |  | -1
node_intto1_220465361 |  |  | PQ | AD | 2771.281 | 8102604 | no | no |  |  | no |  |  | 1372752.051 | 15383953.626 |  | -1
node_intto1_220644324 |  |  | PQ | AD | 2771.281 | 8102604 | no | no |  |  | no |  |  | 1357795.353 | 15395953.018 |  | -1
node_intto1_312038180 |  |  | PQ | AD | 2771.281 | 8102604 | no | no |  |  | no |  |  | 1357063.691 | 15403920.896 |  | -1
node_intto1_312124475 |  |  | PQ | ABCN | 2771.281 | 8102604 | no | no |  |  | no |  |  | 1374823.422 | 15378202.725 |  | -1
node_intto1_312124497 |  |  | PQ | ABCN | 2771.281 | 8102604 | no | no |  |  | no |  |  | 1374825.336 | 15378200.731 |  | -1

## overhead_line
data_type | static
owner_type | feeder
owner | 8102604
object | overhead_line
name | groupid | phases | fr | to | length | configuration | dcircuit | selected | monitored | monitored_fields | class_monitored_fields | played | played_fields | comments | R | X | B | lim_kw
oh_line_8102604_200839048 |  | AD | node_8102604_200840405 | node_8102604_200839048 | 306.148 | bal_1P_2AC | 8102604 | no | no |  |  | no |  |  | 0 | 0 | 0 | 0
oh_line_8102604_200839049 |  | ABCD | node_8102604_200839434 | node_8102604_200839049 | 142.362 | bal_3P_4CU | 8102604 | no | no |  |  | no |  |  | 0 | 0 | 0 | 0
oh_line_8102604_200839050 |  | ABCD | node_8102604_200839185 | node_8102604_200839050 | 115.236 | bal_3P_4CU | 8102604 | no | no |  |  | no |  |  | 0 | 0 | 0 | 0
oh_line_8102604_200839061 |  | ABCD | node_8102604_312153300 | node_8102604_200839061 | 76.889 | bal_3P_4CU | 8102604 | no | no |  |  | no |  |  | 0 | 0 | 0 | 0
oh_line_8102604_200839075 |  | ABCD | node_8102604_200839061 | node_8102604_200839075 | 262.119 | bal_3P_4CU | 8102604 | no | no |  |  | no |  |  | 0 | 0 | 0 | 0
oh_line_8102604_200839077 |  | ABCD | node_8102604_200839075 | node_8102604_200839077 | 187.675 | bal_3P_4CU | 8102604 | no | no |  |  | no |  |  | 0 | 0 | 0 | 0
oh_line_8102604_200839078 |  | ABCD | node_8102604_200839077 | node_8102604_200839078 | 184.838 | bal_3P_4CU | 8102604 | no | no |  |  | no |  |  | 0 | 0 | 0 | 0
oh_line_8102604_200839079 |  | ABCD | node_8102604_200839078 | node_8102604_200839079 | 234.303 | bal_3P_4CU | 8102604 | no | no |  |  | no |  |  | 0 | 0 | 0 | 0
oh_line_8102604_200839080 |  | ABCD | node_8102604_200839079 | node_8102604_200839080 | 182.514 | bal_3P_4CU | 8102604 | no | no |  |  | no |  |  | 0 | 0 | 0 | 0
oh_line_8102604_200839081 |  | ABCD | node_8102604_200839080 | node_intto1_8102604_200839081 | 212.172 | bal_3P_4CU | 8102604 | no | no |  |  | no |  |  | 0 | 0 | 0 | 0
oh_line_8102604_200839082 |  | ABCD | node_8102604_200839081 | node_8102604_200839082 | 198.47 | bal_3P_4CU | 8102604 | no | no |  |  | no |  |  | 0 | 0 | 0 | 0
oh_line_8102604_200839083 |  | ABCD | node_8102604_200839082 | node_8102604_200839083 | 202.25 | bal_3P_4CU | 8102604 | no | no |  |  | no |  |  | 0 | 0 | 0 | 0
oh_line_8102604_200839085 |  | ABCD | node_8102604_200839049 | node_8102604_200839085 | 202.034 | bal_3P_4CU | 8102604 | no | no |  |  | no |  |  | 0 | 0 | 0 | 0
oh_line_8102604_200839086 |  | ABCD | node_8102604_200839085 | node_8102604_200839086 | 164.051 | bal_3P_4CU | 8102604 | no | no |  |  | no |  |  | 0 | 0 | 0 | 0
oh_line_8102604_200839087 |  | AD | node_8102604_200839086 | node_8102604_200839087 | 183.13 | bal_1P_1/0AC | 8102604 | no | no |  |  | no |  |  | 0 | 0 | 0 | 0
oh_line_8102604_200839088 |  | AD | node_8102604_200839087 | node_8102604_200839088 | 275.017 | bal_1P_1/0AC | 8102604 | no | no |  |  | no |  |  | 0 | 0 | 0 | 0
oh_line_8102604_200839089 |  | ABCD | node_8102604_200839083 | node_8102604_200839089 | 200.57 | bal_3P_4CU | 8102604 | no | no |  |  | no |  |  | 0 | 0 | 0 | 0
oh_line_8102604_200839090 |  | ABCD | node_8102604_200839089 | node_8102604_200839090 | 143.38 | bal_3P_4CU | 8102604 | no | no |  |  | no |  |  | 0 | 0 | 0 | 0
oh_line_8102604_200839091 |  | ABCD | node_8102604_200839090 | node_8102604_200839091 | 264.384 | bal_3P_4CU | 8102604 | no | no |  |  | no |  |  | 0 | 0 | 0 | 0
oh_line_8102604_200839092 |  | ABCD | node_8102604_200839091 | node_8102604_200839092 | 153.64 | bal_3P_4CU | 8102604 | no | no |  |  | no |  |  | 0 | 0 | 0 | 0
oh_line_8102604_200839093 |  | ABCD | node_8102604_200839092 | node_8102604_200839093 | 187.674 | bal_3P_4CU | 8102604 | no | no |  |  | no |  |  | 0 | 0 | 0 | 0
oh_line_8102604_200839095 |  | ABCD | node_8102604_200839093 | node_8102604_200839095 | 215.943 | bal_3P_4CU | 8102604 | no | no |  |  | no |  |  | 0 | 0 | 0 | 0
oh_line_8102604_200839096 |  | ABCD | node_8102604_200839095 | node_8102604_200839096 | 221.407 | bal_3P_4CU | 8102604 | no | no |  |  | no |  |  | 0 | 0 | 0 | 0
oh_line_8102604_200839097 |  | ABCD | node_8102604_200839096 | node_8102604_200839097 | 147.711 | bal_3P_4CU | 8102604 | no | no |  |  | no |  |  | 0 | 0 | 0 | 0
oh_line_8102604_200839098 |  | ABCD | node_8102604_200839097 | node_8102604_200839098 | 234.553 | bal_3P_4CU | 8102604 | no | no |  |  | no |  |  | 0 | 0 | 0 | 0
oh_line_8102604_200839099 |  | ABCD | node_8102604_200839098 | node_8102604_200839099 | 214.254 | bal_3P_4CU | 8102604 | no | no |  |  | no |  |  | 0 | 0 | 0 | 0
oh_line_8102604_200839100 |  | ABCD | node_8102604_200839086 | node_8102604_200839100 | 137.622 | bal_3P_4CU | 8102604 | no | no |  |  | no |  |  | 0 | 0 | 0 | 0
oh_line_8102604_200839101 |  | AD | node_8102604_200839100 | node_8102604_200839101 | 188.919 | bal_1P_1/0AC | 8102604 | no | no |  |  | no |  |  | 0 | 0 | 0 | 0
oh_line_8102604_200839103 |  | ABCD | node_8102604_200839099 | node_8102604_200839103 | 213.231 | bal_3P_4CU | 8102604 | no | no |  |  | no |  |  | 0 | 0 | 0 | 0
oh_line_8102604_200839105 |  | ABCD | node_8102604_201011206 | node_8102604_200839105 | 257.839 | bal_3P_4CU | 8102604 | no | no |  |  | no |  |  | 0 | 0 | 0 | 0
oh_line_8102604_200839106 |  | ABCD | node_8102604_200839105 | node_8102604_200839106 | 202.788 | bal_3P_4CU | 8102604 | no | no |  |  | no |  |  | 0 | 0 | 0 | 0
oh_line_8102604_200839107 |  | ABCD | node_8102604_200839106 | node_8102604_200839107 | 144.34 | bal_3P_4CU | 8102604 | no | no |  |  | no |  |  | 0 | 0 | 0 | 0
oh_line_8102604_200839108 |  | ABCD | node_8102604_200839107 | node_8102604_200839108 | 144.956 | bal_3P_4CU | 8102604 | no | no |  |  | no |  |  | 0 | 0 | 0 | 0
oh_line_8102604_200839109 |  | ABCD | node_8102604_200839108 | node_8102604_200839109 | 166.536 | bal_3P_4CU | 8102604 | no | no |  |  | no |  |  | 0 | 0 | 0 | 0
oh_line_8102604_200839110 |  | ABCD | node_8102604_200839109 | node_8102604_200839110 | 222.206 | bal_3P_4CU | 8102604 | no | no |  |  | no |  |  | 0 | 0 | 0 | 0
oh_line_8102604_200839111 |  | ABCD | node_8102604_200839110 | node_8102604_200839111 | 298.953 | bal_3P_4CU | 8102604 | no | no |  |  | no |  |  | 0 | 0 | 0 | 0
oh_line_8102604_200839112 |  | ABCD | node_8102604_200839111 | node_8102604_200839112 | 177.342 | bal_3P_4CU | 8102604 | no | no |  |  | no |  |  | 0 | 0 | 0 | 0
oh_line_8102604_200839113 |  | ABCD | node_8102604_200839100 | node_8102604_200839113 | 292.183 | bal_3P_4CU | 8102604 | no | no |  |  | no |  |  | 0 | 0 | 0 | 0
oh_line_8102604_200839114 |  | ABCD | node_8102604_200839112 | node_8102604_200839114 | 248.234 | bal_3P_4CU | 8102604 | no | no |  |  | no |  |  | 0 | 0 | 0 | 0
oh_line_8102604_200839115 |  | ABCD | node_8102604_200839114 | node_8102604_200839115 | 253.606 | bal_3P_4CU | 8102604 | no | no |  |  | no |  |  | 0 | 0 | 0 | 0
oh_line_8102604_200839116 |  | ABCD | node_8102604_200839115 | node_8102604_200839116 | 192.011 | bal_3P_4CU | 8102604 | no | no |  |  | no |  |  | 0 | 0 | 0 | 0
oh_line_8102604_200839117 |  | ABCD | node_8102604_200839116 | node_8102604_200839117 | 387.847 | bal_3P_2AC | 8102604 | no | no |  |  | no |  |  | 0 | 0 | 0 | 0
oh_line_8102604_200839118 |  | ABCD | node_8102604_200839117 | node_8102604_200839118 | 317.038 | bal_3P_2AC | 8102604 | no | no |  |  | no |  |  | 0 | 0 | 0 | 0
oh_line_8102604_200839120 |  | ABCD | node_8102604_200839118 | node_8102604_200839120 | 273.977 | bal_3P_2AC | 8102604 | no | no |  |  | no |  |  | 0 | 0 | 0 | 0
oh_line_8102604_200839121 |  | ABCD | node_8102604_200839120 | node_8102604_200839121 | 303.674 | bal_3P_1/0AA | 8102604 | no | no |  |  | no |  |  | 0 | 0 | 0 | 0
oh_line_8102604_200839122 |  | ABCD | node_8102604_200839121 | node_8102604_200839122 | 258.514 | bal_3P_1/0AA | 8102604 | no | no |  |  | no |  |  | 0 | 0 | 0 | 0
oh_line_8102604_200839123 |  | ABCD | node_8102604_200839122 | node_8102604_200839123 | 313.918 | bal_3P_4CU | 8102604 | no | no |  |  | no |  |  | 0 | 0 | 0 | 0
oh_line_8102604_200839124 |  | ABCD | node_8102604_200839113 | node_8102604_200839124 | 194.558 | bal_3P_4CU | 8102604 | no | no |  |  | no |  |  | 0 | 0 | 0 | 0
oh_line_8102604_200839125 |  | ABCD | node_8102604_200839123 | node_8102604_200839125 | 216.33 | bal_3P_4CU | 8102604 | no | no |  |  | no |  |  | 0 | 0 | 0 | 0
oh_line_8102604_200839126 |  | ABCD | node_8102604_200839125 | node_8102604_200839126 | 304.46 | bal_3P_4CU | 8102604 | no | no |  |  | no |  |  | 0 | 0 | 0 | 0
oh_line_8102604_200839127 |  | ABCD | node_8102604_200839126 | node_8102604_200839127 | 169.647 | bal_3P_4CU | 8102604 | no | no |  |  | no |  |  | 0 | 0 | 0 | 0
oh_line_8102604_200839143 |  | ABCD | node_8102604_200839124 | node_8102604_200839143 | 218.843 | bal_3P_4CU | 8102604 | no | no |  |  | no |  |  | 0 | 0 | 0 | 0
oh_line_8102604_200839156 |  | ABCD | node_8102604_200839143 | node_8102604_200839156 | 213.549 | bal_3P_4CU | 8102604 | no | no |  |  | no |  |  | 0 | 0 | 0 | 0
oh_line_8102604_200839157 |  | AD | node_8102604_200839156 | node_8102604_200839157 | 230.181 | bal_1P_4CU | 8102604 | no | no |  |  | no |  |  | 0 | 0 | 0 | 0
oh_line_8102604_200839158 |  | AD | node_8102604_200839157 | node_8102604_200839158 | 237.768 | bal_1P_4CU | 8102604 | no | no |  |  | no |  |  | 0 | 0 | 0 | 0
oh_line_8102604_200839176 |  | ABCD | node_8102604_200839156 | node_8102604_200839176 | 231.246 | bal_3P_4CU | 8102604 | no | no |  |  | no |  |  | 0 | 0 | 0 | 0
oh_line_8102604_200839185 |  | ABCD | node_8102604_200839176 | node_8102604_200839185 | 294.991 | bal_3P_4CU | 8102604 | no | no |  |  | no |  |  | 0 | 0 | 0 | 0
oh_line_8102604_200839391 |  | ABCD | node_8102604_200840002 | node_8102604_200839391 | 229.201 | bal_3P_336AC | 8102604 | no | no |  |  | no |  |  | 0 | 0 | 0 | 0
oh_line_8102604_200839392 |  | ABCD | node_8102604_200839391 | node_8102604_200839392 | 169.48 | bal_3P_477AL | 8102604 | no | no |  |  | no |  |  | 0 | 0 | 0 | 0
oh_line_8102604_200839393 |  | ABCD | node_8102604_200839392 | node_8102604_200839393 | 7.986 | bal_3P_477AL | 8102604 | no | no |  |  | no |  |  | 0 | 0 | 0 | 0
oh_line_8102604_200839394 |  | ABCD | node_8102604_200839393 | node_8102604_200839394 | 207.702 | bal_3P_477AL | 8102604 | no | no |  |  | no |  |  | 0 | 0 | 0 | 0
oh_line_8102604_200839395 |  | ABCD | node_8102604_200839394 | node_8102604_200839395 | 142.534 | bal_3P_477AL | 8102604 | no | no |  |  | no |  |  | 0 | 0 | 0 | 0
oh_line_8102604_200839396 |  | ABCD | node_8102604_200839395 | node_8102604_200839396 | 148.758 | bal_3P_477AL | 8102604 | no | no |  |  | no |  |  | 0 | 0 | 0 | 0
oh_line_8102604_200839397 |  | ABCD | node_8102604_200839396 | node_8102604_200839397 | 132.842 | bal_3P_477AL | 8102604 | no | no |  |  | no |  |  | 0 | 0 | 0 | 0
oh_line_8102604_200839398 |  | ABCD | node_8102604_200839397 | node_8102604_200839398 | 116.574 | bal_3P_477AL | 8102604 | no | no |  |  | no |  |  | 0 | 0 | 0 | 0
oh_line_8102604_200839399 |  | ABCD | node_8102604_200839398 | node_8102604_200839399 | 173.83 | bal_3P_477AL | 8102604 | no | no |  |  | no |  |  | 0 | 0 | 0 | 0
oh_line_8102604_200839400 |  | ABCD | node_8102604_200839399 | node_8102604_200839400 | 211.572 | bal_3P_477AL | 8102604 | no | no |  |  | no |  |  | 0 | 0 | 0 | 0
oh_line_8102604_200839401 |  | ABCD | node_8102604_200839400 | node_8102604_200839401 | 212.386 | bal_3P_477AL | 8102604 | no | no |  |  | no |  |  | 0 | 0 | 0 | 0
oh_line_8102604_200839402 |  | ABCD | node_8102604_200839401 | node_8102604_200839402 | 221.136 | bal_3P_477AL | 8102604 | no | no |  |  | no |  |  | 0 | 0 | 0 | 0
oh_line_8102604_200839403 |  | ABCD | node_8102604_200839402 | node_8102604_200839403 | 194.458 | bal_3P_477AL | 8102604 | no | no |  |  | no |  |  | 0 | 0 | 0 | 0
oh_line_8102604_200839404 |  | ABCD | node_8102604_311922720 | node_8102604_200839404 | 127.775 | bal_3P_477AL | 8102604 | no | no |  |  | no |  |  | 0 | 0 | 0 | 0
oh_line_8102604_200839405 |  | ABCD | node_8102604_311922721 | node_8102604_200839405 | 122.019 | bal_3P_477AL | 8102604 | no | no |  |  | no |  |  | 0 | 0 | 0 | 0
oh_line_8102604_200839406 |  | ABCD | node_8102604_200839405 | node_8102604_200839406 | 177.478 | bal_3P_477AL | 8102604 | no | no |  |  | no |  |  | 0 | 0 | 0 | 0
oh_line_8102604_200839407 |  | ABCD | node_8102604_200839406 | node_8102604_200839407 | 217.937 | bal_3P_477AL | 8102604 | no | no |  |  | no |  |  | 0 | 0 | 0 | 0
oh_line_8102604_200839408 |  | AD | node_8102604_200839407 | node_8102604_200839408 | 189.72 | bal_1P_2AC | 8102604 | no | no |  |  | no |  |  | 0 | 0 | 0 | 0
oh_line_8102604_200839409 |  | AD | node_8102604_200839408 | node_8102604_200839409 | 162.567 | bal_1P_2AC | 8102604 | no | no |  |  | no |  |  | 0 | 0 | 0 | 0
oh_line_8102604_200839410 |  | ABCD | node_8102604_200839407 | node_8102604_200839410 | 127.192 | bal_3P_477AL | 8102604 | no | no |  |  | no |  |  | 0 | 0 | 0 | 0
oh_line_8102604_200839411 |  | ABCD | node_8102604_200839410 | node_8102604_200839411 | 149.302 | bal_3P_477AL | 8102604 | no | no |  |  | no |  |  | 0 | 0 | 0 | 0
oh_line_8102604_200839412 |  | ABCD | node_8102604_200839411 | node_8102604_200839412 | 163.527 | bal_3P_477AL | 8102604 | no | no |  |  | no |  |  | 0 | 0 | 0 | 0
oh_line_8102604_200839413 |  | ABCD | node_8102604_200839412 | node_8102604_200839413 | 149.581 | bal_3P_477AL | 8102604 | no | no |  |  | no |  |  | 0 | 0 | 0 | 0
oh_line_8102604_200839414 |  | ABCD | node_8102604_200839413 | node_8102604_200839414 | 166.531 | bal_3P_477AL | 8102604 | no | no |  |  | no |  |  | 0 | 0 | 0 | 0
oh_line_8102604_200839415 |  | ABCD | node_8102604_200839414 | node_8102604_200839415 | 177.004 | bal_3P_477AL | 8102604 | no | no |  |  | no |  |  | 0 | 0 | 0 | 0
oh_line_8102604_200839416 |  | AD | node_8102604_200839418 | node_8102604_200839416 | 184.941 | bal_1P_4CU | 8102604 | no | no |  |  | no |  |  | 0 | 0 | 0 | 0
oh_line_8102604_200839418 |  | AD | node_8102604_200839415 | node_8102604_200839418 | 177.056 | bal_1P_4CU | 8102604 | no | no |  |  | no |  |  | 0 | 0 | 0 | 0
oh_line_8102604_200839419 |  | ABCD | node_8102604_200839415 | node_8102604_200839419 | 178.118 | bal_3P_477AL | 8102604 | no | no |  |  | no |  |  | 0 | 0 | 0 | 0
oh_line_8102604_200839420 |  | ABCD | node_8102604_200839419 | node_8102604_200839420 | 154.489 | bal_3P_477AL | 8102604 | no | no |  |  | no |  |  | 0 | 0 | 0 | 0
oh_line_8102604_200839421 |  | ABCD | node_8102604_200839420 | node_8102604_200839421 | 222.144 | bal_3P_477AL | 8102604 | no | no |  |  | no |  |  | 0 | 0 | 0 | 0
oh_line_8102604_200839422 |  | ABCD | node_8102604_200839421 | node_8102604_200839422 | 193.712 | bal_3P_477AL | 8102604 | no | no |  |  | no |  |  | 0 | 0 | 0 | 0
oh_line_8102604_200839423 |  | ABCD | node_8102604_200839422 | node_8102604_200839423 | 172.982 | bal_3P_477AL | 8102604 | no | no |  |  | no |  |  | 0 | 0 | 0 | 0
oh_line_8102604_200839424 |  | AD | node_8102604_200839423 | node_8102604_200839424 | 216.642 | bal_1P_2AC | 8102604 | no | no |  |  | no |  |  | 0 | 0 | 0 | 0
oh_line_8102604_200839425 |  | ABCD | node_8102604_200839423 | node_8102604_200839425 | 203.458 | bal_3P_477AL | 8102604 | no | no |  |  | no |  |  | 0 | 0 | 0 | 0
oh_line_8102604_200839426 |  | ABCD | node_8102604_201051681 | node_8102604_200839426 | 300.46 | bal_3P_4/0AC | 8102604 | no | no |  |  | no |  |  | 0 | 0 | 0 | 0
oh_line_8102604_200839427 |  | ABCD | node_8102604_200839426 | node_8102604_200839427 | 203.305 | bal_3P_4CU | 8102604 | no | no |  |  | no |  |  | 0 | 0 | 0 | 0
oh_line_8102604_200839428 |  | ABCD | node_8102604_200839427 | node_8102604_200839428 | 217.169 | bal_3P_4CU | 8102604 | no | no |  |  | no |  |  | 0 | 0 | 0 | 0
oh_line_8102604_200839429 |  | ABCD | node_8102604_200839428 | node_8102604_200839429 | 206.864 | bal_3P_4CU | 8102604 | no | no |  |  | no |  |  | 0 | 0 | 0 | 0
oh_line_8102604_200839430 |  | ABCD | node_8102604_200839429 | node_8102604_200839430 | 255.411 | bal_3P_4CU | 8102604 | no | no |  |  | no |  |  | 0 | 0 | 0 | 0
oh_line_8102604_200839431 |  | ABCD | node_8102604_200839430 | node_intto1_8102604_200839431 | 260.458 | bal_3P_4CU | 8102604 | no | no |  |  | no |  |  | 0 | 0 | 0 | 0
oh_line_8102604_200839432 |  | ABCD | node_8102604_200839431 | node_8102604_200839432 | 295.317 | bal_3P_4CU | 8102604 | no | no |  |  | no |  |  | 0 | 0 | 0 | 0
oh_line_8102604_200839433 |  | ABCD | node_8102604_200839432 | node_8102604_200839433 | 280.439 | bal_3P_4CU | 8102604 | no | no |  |  | no |  |  | 0 | 0 | 0 | 0
oh_line_8102604_200839434 |  | ABCD | node_8102604_200839433 | node_8102604_200839434 | 157.873 | bal_3P_4CU | 8102604 | no | no |  |  | no |  |  | 0 | 0 | 0 | 0
oh_line_8102604_200839435 |  | AD | node_8102604_200839434 | node_intto1_8102604_200839435 | 256.99 | bal_1P_8DCW | 8102604 | no | no |  |  | no |  |  | 0 | 0 | 0 | 0
oh_line_8102604_200839436 |  | AD | node_8102604_200839435 | node_8102604_200839436 | 194.327 | bal_1P_8DCW | 8102604 | no | no |  |  | no |  |  | 0 | 0 | 0 | 0
oh_line_8102604_200839437 |  | AD | node_8102604_200839436 | node_8102604_200839437 | 250.134 | bal_1P_8DCW | 8102604 | no | no |  |  | no |  |  | 0 | 0 | 0 | 0
oh_line_8102604_200839438 |  | AD | node_8102604_200839437 | node_8102604_200839438 | 247.587 | bal_1P_8DCW | 8102604 | no | no |  |  | no |  |  | 0 | 0 | 0 | 0
oh_line_8102604_200839439 |  | AD | node_8102604_200839438 | node_8102604_200839439 | 205.453 | bal_1P_8DCW | 8102604 | no | no |  |  | no |  |  | 0 | 0 | 0 | 0
oh_line_8102604_200839440 |  | AD | node_8102604_200839439 | node_8102604_200839440 | 251.925 | bal_1P_8DCW | 8102604 | no | no |  |  | no |  |  | 0 | 0 | 0 | 0
oh_line_8102604_200839441 |  | AD | node_8102604_200839440 | node_8102604_200839441 | 243.67 | bal_1P_8DCW | 8102604 | no | no |  |  | no |  |  | 0 | 0 | 0 | 0
oh_line_8102604_200839442 |  | AD | node_8102604_200839441 | node_8102604_200839442 | 226.105 | bal_1P_8DCW | 8102604 | no | no |  |  | no |  |  | 0 | 0 | 0 | 0
oh_line_8102604_200839443 |  | AD | node_8102604_200839442 | node_8102604_200839443 | 221.69 | bal_1P_8DCW | 8102604 | no | no |  |  | no |  |  | 0 | 0 | 0 | 0
oh_line_8102604_200839444 |  | AD | node_8102604_200839443 | node_8102604_200839444 | 244.962 | bal_1P_8DCW | 8102604 | no | no |  |  | no |  |  | 0 | 0 | 0 | 0
oh_line_8102604_200839445 |  | AD | node_8102604_200839444 | node_8102604_200839445 | 256.921 | bal_1P_8DCW | 8102604 | no | no |  |  | no |  |  | 0 | 0 | 0 | 0
oh_line_8102604_200839446 |  | AD | node_8102604_200839445 | node_8102604_200839446 | 234.586 | bal_1P_8DCW | 8102604 | no | no |  |  | no |  |  | 0 | 0 | 0 | 0
oh_line_8102604_200839447 |  | AD | node_8102604_200839446 | node_8102604_200839447 | 248.138 | bal_1P_8DCW | 8102604 | no | no |  |  | no |  |  | 0 | 0 | 0 | 0
oh_line_8102604_200839448 |  | AD | node_8102604_200839447 | node_8102604_200839448 | 126.936 | bal_1P_8DCW | 8102604 | no | no |  |  | no |  |  | 0 | 0 | 0 | 0
oh_line_8102604_200839449 |  | AD | node_8102604_200839448 | node_8102604_200839449 | 131.894 | bal_1P_8DCW | 8102604 | no | no |  |  | no |  |  | 0 | 0 | 0 | 0
oh_line_8102604_200839450 |  | AD | node_8102604_200957525 | node_8102604_200839450 | 223.405 | bal_1P_6CCW | 8102604 | no | no |  |  | no |  |  | 0 | 0 | 0 | 0
oh_line_8102604_200839451 |  | AD | node_8102604_200839450 | node_8102604_200839451 | 203.321 | bal_1P_1/0AC | 8102604 | no | no |  |  | no |  |  | 0 | 0 | 0 | 0
oh_line_8102604_200839452 |  | AD | node_8102604_200839451 | node_8102604_200839452 | 200.953 | bal_1P_1/0AC | 8102604 | no | no |  |  | no |  |  | 0 | 0 | 0 | 0
oh_line_8102604_200839453 |  | AD | node_8102604_200839452 | node_8102604_200839453 | 280.519 | bal_1P_1/0AC | 8102604 | no | no |  |  | no |  |  | 0 | 0 | 0 | 0
oh_line_8102604_200839454 |  | AD | node_8102604_200839453 | node_8102604_200839454 | 246.901 | bal_1P_1/0AC | 8102604 | no | no |  |  | no |  |  | 0 | 0 | 0 | 0
oh_line_8102604_200839455 |  | AD | node_8102604_200839454 | node_8102604_200839455 | 132.745 | bal_1P_1/0AC | 8102604 | no | no |  |  | no |  |  | 0 | 0 | 0 | 0
oh_line_8102604_200839456 |  | AD | node_8102604_200839455 | node_8102604_200839456 | 210.165 | bal_1P_1/0AC | 8102604 | no | no |  |  | no |  |  | 0 | 0 | 0 | 0
oh_line_8102604_200839457-1 |  | AD | node_8102604_200839456 | node_1367805_12_15394378_005 | 182.691 | bal_1P_1/0AC | 8102604 | no | no |  |  | no |  |  | 0 | 0 | 0 | 0
oh_line_8102604_200839457-2 |  | AD | node_1367805_12_15394378_005 | node_8102604_200839457 | 18.282 | bal_1P_1/0AC | 8102604 | no | no |  |  | no |  |  | 0 | 0 | 0 | 0
oh_line_8102604_200839458 |  | AD | node_8102604_200839457 | node_8102604_200839458 | 201.141 | bal_1P_1/0AC | 8102604 | no | no |  |  | no |  |  | 0 | 0 | 0 | 0
oh_line_8102604_200839460 |  | AD | node_8102604_201010350 | node_8102604_200839460 | 207.593 | bal_1P_1/0AC | 8102604 | no | no |  |  | no |  |  | 0 | 0 | 0 | 0
oh_line_8102604_200839472 |  | AD | node_8102604_200839406 | node_8102604_200839472 | 220.514 | bal_1P_1/0AA | 8102604 | no | no |  |  | no |  |  | 0 | 0 | 0 | 0
oh_line_8102604_200839473 |  | AD | node_8102604_200839437 | node_8102604_200839473 | 62.955 | bal_1P_2AC | 8102604 | no | no |  |  | no |  |  | 0 | 0 | 0 | 0
oh_line_8102604_200839474 |  | AD | node_8102604_200839473 | node_8102604_200839474 | 542.094 | bal_1P_2AC | 8102604 | no | no |  |  | no |  |  | 0 | 0 | 0 | 0
oh_line_8102604_200839475 |  | AD | node_8102604_200839474 | node_8102604_200839475 | 217.198 | bal_1P_2AC | 8102604 | no | no |  |  | no |  |  | 0 | 0 | 0 | 0
oh_line_8102604_200839476 |  | AD | node_8102604_200839449 | node_intto1_8102604_200839476 | 328.825 | bal_1P_8DCW | 8102604 | no | no |  |  | no |  |  | 0 | 0 | 0 | 0
oh_line_8102604_200839478 |  | AD | node_8102604_201047157 | node_8102604_200839478 | 275.189 | bal_1P_6CCW | 8102604 | no | no |  |  | no |  |  | 0 | 0 | 0 | 0
oh_line_8102604_200839480 |  | AD | node_8102604_200957525 | node_8102604_200839480 | 108.893 | bal_1P_6CCW | 8102604 | no | no |  |  | no |  |  | 0 | 0 | 0 | 0
oh_line_8102604_200839481 |  | AD | node_8102604_200839480 | node_8102604_200839481 | 209.99 | bal_1P_1/0AC | 8102604 | no | no |  |  | no |  |  | 0 | 0 | 0 | 0
oh_line_8102604_200839610 |  | AD | node_8102604_200839108 | node_intto1_8102604_200839610 | 310.874 | bal_1P_4ACW | 8102604 | no | no |  |  | no |  |  | 0 | 0 | 0 | 0
oh_line_8102604_200839611 |  | AD | node_8102604_200839610 | node_8102604_200839611 | 291.822 | bal_1P_4ACW | 8102604 | no | no |  |  | no |  |  | 0 | 0 | 0 | 0
oh_line_8102604_200839612 |  | AD | node_8102604_201052720 | node_8102604_200839612 | 413.353 | bal_1P_4AC | 8102604 | no | no |  |  | no |  |  | 0 | 0 | 0 | 0
oh_line_8102604_200839613 |  | AD | node_8102604_200839612 | node_8102604_200839613 | 358.985 | bal_1P_4AC | 8102604 | no | no |  |  | no |  |  | 0 | 0 | 0 | 0
oh_line_8102604_200839614 |  | AD | node_8102604_200839613 | node_8102604_200839614 | 405.758 | bal_1P_4AC | 8102604 | no | no |  |  | no |  |  | 0 | 0 | 0 | 0
oh_line_8102604_200839615 |  | AD | node_8102604_200839614 | node_intto1_8102604_200839615 | 65.178 | bal_1P_1/0AA | 8102604 | no | no |  |  | no |  |  | 0 | 0 | 0 | 0
oh_line_8102604_200839616 |  | AD | node_8102604_200839615 | node_8102604_200839616 | 322.333 | bal_1P_1/0AA | 8102604 | no | no |  |  | no |  |  | 0 | 0 | 0 | 0
oh_line_8102604_200839617 |  | AD | node_8102604_200839616 | node_8102604_200839617 | 338.393 | bal_1P_1/0AA | 8102604 | no | no |  |  | no |  |  | 0 | 0 | 0 | 0
oh_line_8102604_200839618 |  | AD | node_8102604_200839614 | node_8102604_200839618 | 287.376 | bal_1P_4AC | 8102604 | no | no |  |  | no |  |  | 0 | 0 | 0 | 0
oh_line_8102604_200839619 |  | AD | node_8102604_200839618 | node_8102604_200839619 | 321.682 | bal_1P_4AC | 8102604 | no | no |  |  | no |  |  | 0 | 0 | 0 | 0
oh_line_8102604_200839620 |  | AD | node_8102604_200839619 | node_8102604_200839620 | 408.251 | bal_1P_4AC | 8102604 | no | no |  |  | no |  |  | 0 | 0 | 0 | 0
oh_line_8102604_200839621 |  | AD | node_8102604_200839620 | node_8102604_200839621 | 366.259 | bal_1P_4AC | 8102604 | no | no |  |  | no |  |  | 0 | 0 | 0 | 0
oh_line_8102604_200839622 |  | AD | node_8102604_200839621 | node_8102604_200839622 | 321.731 | bal_1P_4AC | 8102604 | no | no |  |  | no |  |  | 0 | 0 | 0 | 0
oh_line_8102604_200839623 |  | AD | node_8102604_200839622 | node_8102604_200839623 | 368.728 | bal_1P_4AC | 8102604 | no | no |  |  | no |  |  | 0 | 0 | 0 | 0
oh_line_8102604_200839624 |  | AD | node_8102604_200839623 | node_8102604_200839624 | 284.099 | bal_1P_2AC | 8102604 | no | no |  |  | no |  |  | 0 | 0 | 0 | 0
oh_line_8102604_200839625 |  | AD | node_8102604_200839624 | node_8102604_200839625 | 170.495 | bal_1P_2AC | 8102604 | no | no |  |  | no |  |  | 0 | 0 | 0 | 0
oh_line_8102604_200839627 |  | AD | node_8102604_200839623 | node_8102604_200839627 | 267.101 | bal_1P_4AC | 8102604 | no | no |  |  | no |  |  | 0 | 0 | 0 | 0
oh_line_8102604_200839628 |  | AD | node_8102604_200839611 | node_8102604_200839628 | 303.31 | bal_1P_4ACW | 8102604 | no | no |  |  | no |  |  | 0 | 0 | 0 | 0
oh_line_8102604_200839629 |  | AD | node_8102604_200839627 | node_8102604_200839629 | 547.602 | bal_1P_4AC | 8102604 | no | no |  |  | no |  |  | 0 | 0 | 0 | 0
oh_line_8102604_200839630 |  | AD | node_8102604_200839629 | node_8102604_200839630 | 274.317 | bal_1P_1/0AA | 8102604 | no | no |  |  | no |  |  | 0 | 0 | 0 | 0
oh_line_8102604_200839635 |  | AD | node_8102604_201058199 | node_8102604_200839635 | 210.799 | bal_1P_2AC | 8102604 | no | no |  |  | no |  |  | 0 | 0 | 0 | 0
oh_line_8102604_200839636 |  | AD | node_8102604_200839635 | node_8102604_200839636 | 559.057 | bal_1P_2AC | 8102604 | no | no |  |  | no |  |  | 0 | 0 | 0 | 0
oh_line_8102604_200839637 |  | AD | node_8102604_200839636 | node_8102604_200839637 | 522.154 | bal_1P_2AC | 8102604 | no | no |  |  | no |  |  | 0 | 0 | 0 | 0
oh_line_8102604_200839638 |  | AD | node_8102604_200839637 | node_8102604_200839638 | 203.872 | bal_1P_1/0AC | 8102604 | no | no |  |  | no |  |  | 0 | 0 | 0 | 0
oh_line_8102604_200839639 |  | AD | node_8102604_200839638 | node_8102604_200839639 | 353.607 | bal_1P_1/0AC | 8102604 | no | no |  |  | no |  |  | 0 | 0 | 0 | 0
oh_line_8102604_200839640 |  | AD | node_8102604_200839639 | node_8102604_200839640 | 351.798 | bal_1P_1/0AC | 8102604 | no | no |  |  | no |  |  | 0 | 0 | 0 | 0
oh_line_8102604_200839641 |  | AD | node_8102604_312036339 | node_8102604_200839641 | 257.969 | bal_1P_4ACW | 8102604 | no | no |  |  | no |  |  | 0 | 0 | 0 | 0
oh_line_8102604_200839643 |  | AD | node_8102604_200839640 | node_8102604_200839643 | 347.369 | bal_1P_1/0AC | 8102604 | no | no |  |  | no |  |  | 0 | 0 | 0 | 0
oh_line_8102604_200839644 |  | AD | node_8102604_200839643 | node_8102604_200839644 | 260.052 | bal_1P_1/0AC | 8102604 | no | no |  |  | no |  |  | 0 | 0 | 0 | 0
oh_line_8102604_200839645 |  | AD | node_8102604_200839644 | node_8102604_200839645 | 240.973 | bal_1P_1/0AC | 8102604 | no | no |  |  | no |  |  | 0 | 0 | 0 | 0
oh_line_8102604_200839646 |  | AD | node_8102604_200839645 | node_8102604_200839646 | 292.603 | bal_1P_1/0AA | 8102604 | no | no |  |  | no |  |  | 0 | 0 | 0 | 0
oh_line_8102604_200839647 |  | AD | node_8102604_200839646 | node_intto1_8102604_200839647 | 227.515 | bal_1P_1/0AA | 8102604 | no | no |  |  | no |  |  | 0 | 0 | 0 | 0
oh_line_8102604_200839648 |  | AD | node_8102604_200839647 | node_8102604_200839648 | 274.795 | bal_1P_1/0AA | 8102604 | no | no |  |  | no |  |  | 0 | 0 | 0 | 0
oh_line_8102604_200839649 |  | AD | node_8102604_200839648 | node_8102604_200839649 | 265.713 | bal_1P_1/0AA | 8102604 | no | no |  |  | no |  |  | 0 | 0 | 0 | 0
oh_line_8102604_200839650 |  | AD | node_8102604_200839649 | node_8102604_200839650 | 260.802 | bal_1P_1/0AA | 8102604 | no | no |  |  | no |  |  | 0 | 0 | 0 | 0
oh_line_8102604_200839651 |  | AD | node_8102604_200839650 | node_8102604_200839651 | 261.431 | bal_1P_1/0AA | 8102604 | no | no |  |  | no |  |  | 0 | 0 | 0 | 0
oh_line_8102604_200839652 |  | AD | node_8102604_200839641 | node_8102604_200839652 | 457.799 | bal_1P_4ACW | 8102604 | no | no |  |  | no |  |  | 0 | 0 | 0 | 0
oh_line_8102604_200839654 |  | AD | node_8102604_200839651 | node_8102604_200839654 | 285.853 | bal_1P_2AC | 8102604 | no | no |  |  | no |  |  | 0 | 0 | 0 | 0
oh_line_8102604_200839655 |  | AD | node_8102604_200839654 | node_8102604_200839655 | 260.208 | bal_1P_2AC | 8102604 | no | no |  |  | no |  |  | 0 | 0 | 0 | 0
oh_line_8102604_200839656 |  | AD | node_8102604_200839655 | node_8102604_200839656 | 239.755 | bal_1P_2AC | 8102604 | no | no |  |  | no |  |  | 0 | 0 | 0 | 0
oh_line_8102604_200839658 |  | AD | node_8102604_200839656 | node_8102604_200839658 | 279.349 | bal_1P_2AC | 8102604 | no | no |  |  | no |  |  | 0 | 0 | 0 | 0
oh_line_8102604_200839659 |  | AD | node_8102604_200839658 | node_8102604_200839659 | 316.679 | bal_1P_2AC | 8102604 | no | no |  |  | no |  |  | 0 | 0 | 0 | 0
oh_line_8102604_200839660 |  | AD | node_8102604_200839659 | node_8102604_200839660 | 374.056 | bal_1P_2AC | 8102604 | no | no |  |  | no |  |  | 0 | 0 | 0 | 0
oh_line_8102604_200839661 |  | AD | node_8102604_200839660 | node_8102604_200839661 | 270.888 | bal_1P_2AC | 8102604 | no | no |  |  | no |  |  | 0 | 0 | 0 | 0
oh_line_8102604_200839662 |  | AD | node_8102604_200839661 | node_8102604_200839662 | 715.114 | bal_1P_2AC | 8102604 | no | no |  |  | no |  |  | 0 | 0 | 0 | 0
oh_line_8102604_200839663 |  | AD | node_8102604_200839662 | node_8102604_200839663 | 449.861 | bal_1P_2AC | 8102604 | no | no |  |  | no |  |  | 0 | 0 | 0 | 0
oh_line_8102604_200839664 |  | AD | node_8102604_200839663 | node_8102604_200839664 | 370.846 | bal_1P_2AC | 8102604 | no | no |  |  | no |  |  | 0 | 0 | 0 | 0
oh_line_8102604_200839665 |  | AD | node_8102604_200839652 | node_8102604_200839665 | 398.218 | bal_1P_4ACW | 8102604 | no | no |  |  | no |  |  | 0 | 0 | 0 | 0
oh_line_8102604_200839667 |  | AD | node_8102604_200839664 | node_8102604_200839667 | 333.202 | bal_1P_2AC | 8102604 | no | no |  |  | no |  |  | 0 | 0 | 0 | 0
oh_line_8102604_200839669 |  | AD | node_8102604_200839667 | node_8102604_200839669 | 272.932 | bal_1P_2AC | 8102604 | no | no |  |  | no |  |  | 0 | 0 | 0 | 0
oh_line_8102604_200839670 |  | AD | node_8102604_200839669 | node_8102604_200839670 | 268.627 | bal_1P_2AC | 8102604 | no | no |  |  | no |  |  | 0 | 0 | 0 | 0
oh_line_8102604_200839673 |  | AD | node_8102604_201050585 | node_8102604_200839673 | 478.925 | bal_1P_2AC | 8102604 | no | no |  |  | no |  |  | 0 | 0 | 0 | 0
oh_line_8102604_200839674 |  | AD | node_8102604_200839673 | node_8102604_200839674 | 354.891 | bal_1P_2AC | 8102604 | no | no |  |  | no |  |  | 0 | 0 | 0 | 0
oh_line_8102604_200839675-1 |  | AD | node_8102604_200839674 | node_intto1_312038180 | 6.936 | bal_1P_2AC | 8102604 | no | no |  |  | no |  |  | 0 | 0 | 0 | 0
oh_line_8102604_200839675-2 |  | AD | node_312038180 | node_intto1_220388716 | 389.49 | bal_1P_2AC | 8102604 | no | no |  |  | no |  |  | 0 | 0 | 0 | 0
oh_line_8102604_200839675-3 |  | AD | node_220388716 | node_8102604_200839675 | 8.112 | bal_1P_2AC | 8102604 | no | no |  |  | no |  |  | 0 | 0 | 0 | 0
oh_line_8102604_200839676 |  | AD | node_8102604_200839675 | node_8102604_200839676 | 455.522 | bal_1P_2AC | 8102604 | no | no |  |  | no |  |  | 0 | 0 | 0 | 0
oh_line_8102604_200839677 |  | AD | node_8102604_200839676 | node_8102604_200839677 | 457.169 | bal_1P_2AC | 8102604 | no | no |  |  | no |  |  | 0 | 0 | 0 | 0
oh_line_8102604_200839679 |  | AD | node_8102604_200839677 | node_8102604_200839679 | 299.719 | bal_1P_1/0AA | 8102604 | no | no |  |  | no |  |  | 0 | 0 | 0 | 0
oh_line_8102604_200839680 |  | AD | node_8102604_200839665 | node_8102604_200839680 | 561.362 | bal_1P_4ACW | 8102604 | no | no |  |  | no |  |  | 0 | 0 | 0 | 0
oh_line_8102604_200839682 |  | AD | node_8102604_200839679 | node_8102604_200839682 | 115.962 | bal_1P_1/0AA | 8102604 | no | no |  |  | no |  |  | 0 | 0 | 0 | 0
oh_line_8102604_200839683 |  | AD | node_8102604_200839682 | node_8102604_200839683 | 241.47 | bal_1P_1/0AA | 8102604 | no | no |  |  | no |  |  | 0 | 0 | 0 | 0
oh_line_8102604_200839684 |  | AD | node_8102604_200839683 | node_8102604_200839684 | 277.074 | bal_1P_1/0AA | 8102604 | no | no |  |  | no |  |  | 0 | 0 | 0 | 0
oh_line_8102604_200839685 |  | AD | node_8102604_200839684 | node_8102604_200839685 | 261.862 | bal_1P_1/0AA | 8102604 | no | no |  |  | no |  |  | 0 | 0 | 0 | 0
oh_line_8102604_200839686 |  | AD | node_8102604_200839685 | node_8102604_200839686 | 278.03 | bal_1P_1/0AA | 8102604 | no | no |  |  | no |  |  | 0 | 0 | 0 | 0
oh_line_8102604_200839687 |  | AD | node_8102604_200839686 | node_8102604_200839687 | 270.174 | bal_1P_1/0AA | 8102604 | no | no |  |  | no |  |  | 0 | 0 | 0 | 0
oh_line_8102604_200839688 |  | AD | node_8102604_200839687 | node_8102604_200839688 | 319.888 | bal_1P_2AC | 8102604 | no | no |  |  | no |  |  | 0 | 0 | 0 | 0
oh_line_8102604_200839689 |  | AD | node_8102604_200839688 | node_8102604_200839689 | 256.043 | bal_1P_2AC | 8102604 | no | no |  |  | no |  |  | 0 | 0 | 0 | 0
oh_line_8102604_200839690 |  | AD | node_8102604_200839689 | node_8102604_200839690 | 284.258 | bal_1P_2AC | 8102604 | no | no |  |  | no |  |  | 0 | 0 | 0 | 0
oh_line_8102604_200839692 |  | AD | node_8102604_201052725 | node_8102604_200839692 | 268.372 | bal_1P_1/0AA | 8102604 | no | no |  |  | no |  |  | 0 | 0 | 0 | 0
oh_line_8102604_200839695 |  | AD | node_8102604_200839091 | node_8102604_200839695 | 222.061 | bal_1P_2AC | 8102604 | no | no |  |  | no |  |  | 0 | 0 | 0 | 0
oh_line_8102604_200839696 |  | AD | node_8102604_200839695 | node_8102604_200839696 | 415.683 | bal_1P_2AC | 8102604 | no | no |  |  | no |  |  | 0 | 0 | 0 | 0
oh_line_8102604_200839697 |  | AD | node_8102604_200839696 | node_intto1_8102604_200839697 | 471.28 | bal_1P_1/0AA | 8102604 | no | no |  |  | no |  |  | 0 | 0 | 0 | 0
oh_line_8102604_200839698 |  | AD | node_8102604_200839697 | node_8102604_200839698 | 228.729 | bal_1P_1/0AA | 8102604 | no | no |  |  | no |  |  | 0 | 0 | 0 | 0
oh_line_8102604_200839699 |  | AD | node_8102604_200839698 | node_8102604_200839699 | 230.341 | bal_1P_1/0AA | 8102604 | no | no |  |  | no |  |  | 0 | 0 | 0 | 0
oh_line_8102604_200839700 |  | AD | node_8102604_200839699 | node_8102604_200839700 | 272.917 | bal_1P_1/0AA | 8102604 | no | no |  |  | no |  |  | 0 | 0 | 0 | 0
oh_line_8102604_200839701 |  | AD | node_8102604_200839700 | node_8102604_200839701 | 318.1 | bal_1P_1/0AA | 8102604 | no | no |  |  | no |  |  | 0 | 0 | 0 | 0
oh_line_8102604_200839702 |  | AD | node_8102604_200839701 | node_8102604_200839702 | 219.25 | bal_1P_1/0AA | 8102604 | no | no |  |  | no |  |  | 0 | 0 | 0 | 0
oh_line_8102604_200839703 |  | AD | node_8102604_200839702 | node_8102604_200839703 | 196.832 | bal_1P_1/0AA | 8102604 | no | no |  |  | no |  |  | 0 | 0 | 0 | 0
oh_line_8102604_200839704-1 |  | AD | node_8102604_200839703 | node_1363793_074_15392861_799 | 251.225 | bal_1P_1/0AA | 8102604 | no | no |  |  | no |  |  | 0 | 0 | 0 | 0
oh_line_8102604_200839704-2 |  | AD | node_1363793_074_15392861_799 | node_8102604_200839704 | 15.821 | bal_1P_1/0AA | 8102604 | no | no |  |  | no |  |  | 0 | 0 | 0 | 0
oh_line_8102604_200839705 |  | AD | node_8102604_200839704 | node_8102604_200839705 | 291.18 | bal_1P_1/0AA | 8102604 | no | no |  |  | no |  |  | 0 | 0 | 0 | 0
oh_line_8102604_200839707 |  | AD | node_8102604_200839705 | node_8102604_200839707 | 394.856 | bal_1P_1/0AA | 8102604 | no | no |  |  | no |  |  | 0 | 0 | 0 | 0
oh_line_8102604_200839708 |  | AD | node_8102604_200839707 | node_8102604_200839708 | 172.686 | bal_1P_1/0AA | 8102604 | no | no |  |  | no |  |  | 0 | 0 | 0 | 0
oh_line_8102604_200839709 |  | AD | node_8102604_200839708 | node_8102604_200839709 | 233.05 | bal_1P_1/0AA | 8102604 | no | no |  |  | no |  |  | 0 | 0 | 0 | 0
oh_line_8102604_200839710 |  | AD | node_8102604_200839709 | node_8102604_200839710 | 213.463 | bal_1P_1/0AA | 8102604 | no | no |  |  | no |  |  | 0 | 0 | 0 | 0
oh_line_8102604_200839712 |  | AD | node_8102604_200839710 | node_8102604_200839712 | 297.565 | bal_1P_3-104CW | 8102604 | no | no |  |  | no |  |  | 0 | 0 | 0 | 0
oh_line_8102604_200839713 |  | AD | node_8102604_200839712 | node_8102604_200839713 | 558.466 | bal_1P_3-104CW | 8102604 | no | no |  |  | no |  |  | 0 | 0 | 0 | 0
oh_line_8102604_200839714 |  | AD | node_8102604_200839713 | node_8102604_200839714 | 459.12 | bal_1P_3-104CW | 8102604 | no | no |  |  | no |  |  | 0 | 0 | 0 | 0
oh_line_8102604_200839996 |  | AD | node_8102604_200844531 | node_8102604_200839996 | 509.823 | bal_1P_8DCW | 8102604 | no | no |  |  | no |  |  | 0 | 0 | 0 | 0
oh_line_8102604_200839997 |  | AD | node_8102604_200839996 | node_8102604_200839997 | 445.514 | bal_1P_2AC | 8102604 | no | no |  |  | no |  |  | 0 | 0 | 0 | 0
oh_line_8102604_200840000 |  | AD | node_8102604_200839997 | node_8102604_200840000 | 301.531 | bal_1P_2AC | 8102604 | no | no |  |  | no |  |  | 0 | 0 | 0 | 0
oh_line_8102604_200840002 |  | ABCD | node_8102604_200840003 | node_8102604_200840002 | 250.287 | bal_3P_336AC | 8102604 | no | no |  |  | no |  |  | 0 | 0 | 0 | 0
oh_line_8102604_200840003 |  | ABCD | node_8102604_200840004 | node_8102604_200840003 | 209.6 | bal_3P_336AC | 8102604 | no | no |  |  | no |  |  | 0 | 0 | 0 | 0
oh_line_8102604_200840004 |  | ABCD | node_8102604_200840006 | node_8102604_200840004 | 205.294 | bal_3P_336AC | 8102604 | no | no |  |  | no |  |  | 0 | 0 | 0 | 0
oh_line_8102604_200840006 |  | ABCD | node_8102604_200911536 | node_8102604_200840006 | 21.467 | bal_3P_336AC | 8102604 | no | no |  |  | no |  |  | 0 | 0 | 0 | 0
oh_line_8102604_200840115 |  | AD | node_8102604_200839430 | node_8102604_200840115 | 74.443 | bal_1P_1/0AC | 8102604 | no | no |  |  | no |  |  | 0 | 0 | 0 | 0
oh_line_8102604_200840116 |  | AD | node_8102604_200840115 | node_intto1_8102604_200840116 | 207.848 | bal_1P_1/0AA | 8102604 | no | no |  |  | no |  |  | 0 | 0 | 0 | 0
oh_line_8102604_200840117 |  | AD | node_8102604_200840116 | node_8102604_200840117 | 271.528 | bal_1P_1/0AA | 8102604 | no | no |  |  | no |  |  | 0 | 0 | 0 | 0
oh_line_8102604_200840119 |  | AD | node_8102604_200840117 | node_8102604_200840119 | 279.096 | bal_1P_1/0AA | 8102604 | no | no |  |  | no |  |  | 0 | 0 | 0 | 0
oh_line_8102604_200840120 |  | AD | node_8102604_200840119 | node_8102604_200840120 | 277.469 | bal_1P_1/0AA | 8102604 | no | no |  |  | no |  |  | 0 | 0 | 0 | 0
oh_line_8102604_200840121 |  | AD | node_8102604_200840120 | node_8102604_200840121 | 315.959 | bal_1P_1/0AA | 8102604 | no | no |  |  | no |  |  | 0 | 0 | 0 | 0
oh_line_8102604_200840150 |  | AD | node_8102604_200840225 | node_intto1_8102604_200840150 | 255.033 | bal_1P_1/0AA | 8102604 | no | no |  |  | no |  |  | 0 | 0 | 0 | 0
oh_line_8102604_200840151 |  | AD | node_8102604_200840150 | node_8102604_200840151 | 240.283 | bal_1P_1/0AA | 8102604 | no | no |  |  | no |  |  | 0 | 0 | 0 | 0
oh_line_8102604_200840153 |  | AD | node_8102604_200840151 | node_8102604_200840153 | 231.8 | bal_1P_1/0AA | 8102604 | no | no |  |  | no |  |  | 0 | 0 | 0 | 0
oh_line_8102604_200840154 |  | AD | node_8102604_200840153 | node_8102604_200840154 | 231.96 | bal_1P_1/0AA | 8102604 | no | no |  |  | no |  |  | 0 | 0 | 0 | 0
oh_line_8102604_200840155 |  | AD | node_8102604_200840154 | node_8102604_200840155 | 271.898 | bal_1P_1/0AA | 8102604 | no | no |  |  | no |  |  | 0 | 0 | 0 | 0
oh_line_8102604_200840156 |  | AD | node_8102604_200840155 | node_8102604_200840156 | 80.63 | bal_1P_1/0AA | 8102604 | no | no |  |  | no |  |  | 0 | 0 | 0 | 0
oh_line_8102604_200840218 |  | AD | node_8102604_200840366 | node_8102604_200840218 | 280.87 | bal_1P_2AC | 8102604 | no | no |  |  | no |  |  | 0 | 0 | 0 | 0
oh_line_8102604_200840220 |  | AD | node_8102604_200840218 | node_8102604_200840220 | 219.706 | bal_1P_2AC | 8102604 | no | no |  |  | no |  |  | 0 | 0 | 0 | 0
oh_line_8102604_200840223 |  | AD | node_8102604_200840220 | node_8102604_200840223 | 402.571 | bal_1P_2AC | 8102604 | no | no |  |  | no |  |  | 0 | 0 | 0 | 0
oh_line_8102604_200840225 |  | AD | node_8102604_200840223 | node_8102604_200840225 | 222.09 | bal_1P_2AC | 8102604 | no | no |  |  | no |  |  | 0 | 0 | 0 | 0
oh_line_8102604_200840226 |  | AD | node_8102604_200840225 | node_8102604_200840226 | 349.557 | bal_1P_1/0AA | 8102604 | no | no |  |  | no |  |  | 0 | 0 | 0 | 0
oh_line_8102604_200840227 |  | AD | node_8102604_200840225 | node_8102604_200840227 | 214.249 | bal_1P_2AC | 8102604 | no | no |  |  | no |  |  | 0 | 0 | 0 | 0
oh_line_8102604_200840228 |  | AD | node_8102604_200840227 | node_8102604_200840228 | 219.585 | bal_1P_2AC | 8102604 | no | no |  |  | no |  |  | 0 | 0 | 0 | 0
oh_line_8102604_200840229 |  | AD | node_8102604_200840228 | node_8102604_200840229 | 70.264 | bal_1P_2AC | 8102604 | no | no |  |  | no |  |  | 0 | 0 | 0 | 0
oh_line_8102604_200840230 |  | AD | node_8102604_200840229 | node_intto1_8102604_200840230 | 168.47 | bal_1P_2AC | 8102604 | no | no |  |  | no |  |  | 0 | 0 | 0 | 0
oh_line_8102604_200840232 |  | AD | node_8102604_201048832 | node_8102604_200840232 | 146.814 | bal_1P_2AC | 8102604 | no | no |  |  | no |  |  | 0 | 0 | 0 | 0
oh_line_8102604_200840235 |  | AD | node_8102604_200840232 | node_8102604_200840235 | 167.702 | bal_1P_2AC | 8102604 | no | no |  |  | no |  |  | 0 | 0 | 0 | 0
oh_line_8102604_200840239 |  | AD | node_8102604_200840235 | node_8102604_200840239 | 342.249 | bal_1P_2AC | 8102604 | no | no |  |  | no |  |  | 0 | 0 | 0 | 0
oh_line_8102604_200840241-1 |  | AD | node_8102604_200840239 | node_intto1_220388760 | 137.06 | bal_1P_1/0AA | 8102604 | no | no |  |  | no |  |  | 0 | 0 | 0 | 0
oh_line_8102604_200840241-2 |  | AD | node_220388760 | node_intto1_220465361 | 7.769 | bal_1P_1/0AA | 8102604 | no | no |  |  | no |  |  | 0 | 0 | 0 | 0
oh_line_8102604_200840241-3 |  | AD | node_220465361 | node_intto1_220416992 | 7.195 | bal_1P_1/0AA | 8102604 | no | no |  |  | no |  |  | 0 | 0 | 0 | 0
oh_line_8102604_200840241-4 |  | AD | node_220416992 | node_8102604_200840241 | 10.021 | bal_1P_1/0AA | 8102604 | no | no |  |  | no |  |  | 0 | 0 | 0 | 0
oh_line_8102604_200840242 |  | AD | node_8102604_200840239 | node_8102604_200840242 | 307.413 | bal_1P_2AC | 8102604 | no | no |  |  | no |  |  | 0 | 0 | 0 | 0
oh_line_8102604_200840245 |  | AD | node_8102604_200840242 | node_8102604_200840245 | 267.505 | bal_1P_2AC | 8102604 | no | no |  |  | no |  |  | 0 | 0 | 0 | 0
oh_line_8102604_200840273 |  | AD | node_8102604_200840471 | node_8102604_200840273 | 329.763 | bal_1P_4AC | 8102604 | no | no |  |  | no |  |  | 0 | 0 | 0 | 0
oh_line_8102604_200840274 |  | AD | node_8102604_200840273 | node_8102604_200840274 | 361.654 | bal_1P_4AC | 8102604 | no | no |  |  | no |  |  | 0 | 0 | 0 | 0
oh_line_8102604_200840275 |  | AD | node_8102604_200840274 | node_8102604_200840275 | 254.76 | bal_1P_4AC | 8102604 | no | no |  |  | no |  |  | 0 | 0 | 0 | 0
oh_line_8102604_200840276 |  | AD | node_8102604_200840275 | node_8102604_200840276 | 292.952 | bal_1P_4AC | 8102604 | no | no |  |  | no |  |  | 0 | 0 | 0 | 0
oh_line_8102604_200840278 |  | AD | node_8102604_200840276 | node_8102604_200840278 | 193.185 | bal_1P_4AC | 8102604 | no | no |  |  | no |  |  | 0 | 0 | 0 | 0
oh_line_8102604_200840279 |  | AD | node_8102604_200840278 | node_8102604_200840279 | 249.849 | bal_1P_4AC | 8102604 | no | no |  |  | no |  |  | 0 | 0 | 0 | 0
oh_line_8102604_200840280 |  | AD | node_8102604_200840279 | node_8102604_200840280 | 272.074 | bal_1P_4AC | 8102604 | no | no |  |  | no |  |  | 0 | 0 | 0 | 0
oh_line_8102604_200840281 |  | AD | node_8102604_200840280 | node_8102604_200840281 | 273.375 | bal_1P_1/0AA | 8102604 | no | no |  |  | no |  |  | 0 | 0 | 0 | 0
oh_line_8102604_200840282 |  | AD | node_8102604_200840281 | node_8102604_200840282 | 38.343 | bal_1P_1/0AA | 8102604 | no | no |  |  | no |  |  | 0 | 0 | 0 | 0
oh_line_8102604_200840283 |  | AD | node_8102604_200840280 | node_8102604_200840283 | 420.027 | bal_1P_4AC | 8102604 | no | no |  |  | no |  |  | 0 | 0 | 0 | 0
oh_line_8102604_200840284 |  | AD | node_8102604_200840283 | node_8102604_200840284 | 279.802 | bal_1P_2AC | 8102604 | no | no |  |  | no |  |  | 0 | 0 | 0 | 0
oh_line_8102604_200840285 |  | AD | node_8102604_200840283 | node_8102604_200840285 | 258.862 | bal_1P_4AC | 8102604 | no | no |  |  | no |  |  | 0 | 0 | 0 | 0
oh_line_8102604_200840286 |  | AD | node_8102604_200840285 | node_8102604_200840286 | 262.975 | bal_1P_4AC | 8102604 | no | no |  |  | no |  |  | 0 | 0 | 0 | 0
oh_line_8102604_200840287 |  | AD | node_8102604_200840286 | node_8102604_200840287 | 155.46 | bal_1P_1/0AA | 8102604 | no | no |  |  | no |  |  | 0 | 0 | 0 | 0
oh_line_8102604_200840288 |  | AD | node_8102604_200840286 | node_intto1_8102604_200840288 | 361.49 | bal_1P_4AC | 8102604 | no | no |  |  | no |  |  | 0 | 0 | 0 | 0
oh_line_8102604_200840289 |  | AD | node_8102604_200840288 | node_8102604_200840289 | 362.963 | bal_1P_4AC | 8102604 | no | no |  |  | no |  |  | 0 | 0 | 0 | 0
oh_line_8102604_200840290 |  | AD | node_8102604_200840289 | node_8102604_200840290 | 125.186 | bal_1P_1/0AA | 8102604 | no | no |  |  | no |  |  | 0 | 0 | 0 | 0
oh_line_8102604_200840291 |  | AD | node_8102604_200840289 | node_8102604_200840291 | 342.192 | bal_1P_4AC | 8102604 | no | no |  |  | no |  |  | 0 | 0 | 0 | 0
oh_line_8102604_200840293 |  | AD | node_8102604_200840291 | node_8102604_200840293 | 380.675 | bal_1P_4AC | 8102604 | no | no |  |  | no |  |  | 0 | 0 | 0 | 0
oh_line_8102604_200840294 |  | AD | node_8102604_200840293 | node_8102604_200840294 | 422.297 | bal_1P_4AC | 8102604 | no | no |  |  | no |  |  | 0 | 0 | 0 | 0
oh_line_8102604_200840295 |  | AD | node_8102604_200840294 | node_8102604_200840295 | 353.233 | bal_1P_4AC | 8102604 | no | no |  |  | no |  |  | 0 | 0 | 0 | 0
oh_line_8102604_200840298 |  | AD | node_8102604_200840295 | node_8102604_200840298 | 169.003 | bal_1P_4AC | 8102604 | no | no |  |  | no |  |  | 0 | 0 | 0 | 0
oh_line_8102604_200840299 |  | AD | node_8102604_200840298 | node_8102604_200840299 | 372.541 | bal_1P_4AC | 8102604 | no | no |  |  | no |  |  | 0 | 0 | 0 | 0
oh_line_8102604_200840300 |  | AD | node_8102604_200840299 | node_8102604_200840300 | 351.394 | bal_1P_4AC | 8102604 | no | no |  |  | no |  |  | 0 | 0 | 0 | 0
oh_line_8102604_200840301 |  | AD | node_8102604_200840300 | node_8102604_200840301 | 358.763 | bal_1P_4AC | 8102604 | no | no |  |  | no |  |  | 0 | 0 | 0 | 0
oh_line_8102604_200840302 |  | AD | node_8102604_200840301 | node_8102604_200840302 | 334.972 | bal_1P_4AC | 8102604 | no | no |  |  | no |  |  | 0 | 0 | 0 | 0
oh_line_8102604_200840303 |  | AD | node_8102604_200840302 | node_8102604_200840303 | 339.727 | bal_1P_4AC | 8102604 | no | no |  |  | no |  |  | 0 | 0 | 0 | 0
oh_line_8102604_200840304 |  | AD | node_8102604_200840303 | node_8102604_200840304 | 202.77 | bal_1P_4AC | 8102604 | no | no |  |  | no |  |  | 0 | 0 | 0 | 0
oh_line_8102604_200840305 |  | AD | node_8102604_200840304 | node_8102604_200840305 | 134.09 | bal_1P_4AC | 8102604 | no | no |  |  | no |  |  | 0 | 0 | 0 | 0
oh_line_8102604_200840306 |  | AD | node_8102604_200840305 | node_8102604_200840306 | 278.7 | bal_1P_4AC | 8102604 | no | no |  |  | no |  |  | 0 | 0 | 0 | 0
oh_line_8102604_200840307 |  | AD | node_8102604_200840306 | node_8102604_200840307 | 352.538 | bal_1P_4AC | 8102604 | no | no |  |  | no |  |  | 0 | 0 | 0 | 0
oh_line_8102604_200840308 |  | AD | node_8102604_200844829 | node_8102604_200840308 | 467.434 | bal_1P_8DCW | 8102604 | no | no |  |  | no |  |  | 0 | 0 | 0 | 0
oh_line_8102604_200840309 |  | AD | node_8102604_200840308 | node_8102604_200840309 | 258.203 | bal_1P_8DCW | 8102604 | no | no |  |  | no |  |  | 0 | 0 | 0 | 0
oh_line_8102604_200840310 |  | AD | node_8102604_200840309 | node_8102604_200840310 | 197.168 | bal_1P_1/0AA | 8102604 | no | no |  |  | no |  |  | 0 | 0 | 0 | 0
oh_line_8102604_200840311 |  | AD | node_8102604_200840310 | node_8102604_200840311 | 322.711 | bal_1P_1/0AA | 8102604 | no | no |  |  | no |  |  | 0 | 0 | 0 | 0
oh_line_8102604_200840312 |  | AD | node_8102604_200840311 | node_8102604_200840312 | 344.506 | bal_1P_1/0AA | 8102604 | no | no |  |  | no |  |  | 0 | 0 | 0 | 0
oh_line_8102604_200840315 |  | ABCD | node_8102604_200840512 | node_8102604_200840315 | 239.208 | bal_3P_4/0AC | 8102604 | no | no |  |  | no |  |  | 0 | 0 | 0 | 0
oh_line_8102604_200840366 |  | ABCD | node_8102604_200840315 | node_intto1_8102604_200840366 | 127.407 | bal_3P_4/0AC | 8102604 | no | no |  |  | no |  |  | 0 | 0 | 0 | 0
oh_line_8102604_200840367 |  | ABCD | node_8102604_200840366 | node_8102604_200840367 | 205.801 | bal_3P_1/0AA | 8102604 | no | no |  |  | no |  |  | 0 | 0 | 0 | 0
oh_line_8102604_200840369 |  | AD | node_8102604_200840384 | node_8102604_200840369 | 97.396 | bal_1P_2AC | 8102604 | no | no |  |  | no |  |  | 0 | 0 | 0 | 0
oh_line_8102604_200840371 |  | AD | node_8102604_200840369 | node_8102604_200840371 | 122.786 | bal_1P_1/0AA | 8102604 | no | no |  |  | no |  |  | 0 | 0 | 0 | 0
oh_line_8102604_200840372 |  | AD | node_8102604_200840371 | node_8102604_200840372 | 214.508 | bal_1P_1/0AA | 8102604 | no | no |  |  | no |  |  | 0 | 0 | 0 | 0
oh_line_8102604_200840373 |  | AD | node_8102604_200840372 | node_8102604_200840373 | 341.226 | bal_1P_1/0AA | 8102604 | no | no |  |  | no |  |  | 0 | 0 | 0 | 0
oh_line_8102604_200840374 |  | AD | node_8102604_200840373 | node_8102604_200840374 | 183.875 | bal_1P_1/0AA | 8102604 | no | no |  |  | no |  |  | 0 | 0 | 0 | 0
oh_line_8102604_200840375 |  | AD | node_8102604_200840374 | node_8102604_200840375 | 230.85 | bal_1P_1/0AA | 8102604 | no | no |  |  | no |  |  | 0 | 0 | 0 | 0
oh_line_8102604_200840376 |  | AD | node_8102604_200840375 | node_8102604_200840376 | 212.23 | bal_1P_1/0AA | 8102604 | no | no |  |  | no |  |  | 0 | 0 | 0 | 0
oh_line_8102604_200840377 |  | AD | node_8102604_200840366 | node_intto1_8102604_200840377 | 161.219 | bal_1P_2AC | 8102604 | no | no |  |  | no |  |  | 0 | 0 | 0 | 0
oh_line_8102604_200840378 |  | AD | node_8102604_200840377 | node_8102604_200840378 | 137.055 | bal_1P_2AC | 8102604 | no | no |  |  | no |  |  | 0 | 0 | 0 | 0
oh_line_8102604_200840379 |  | AD | node_8102604_200840378 | node_8102604_200840379 | 200.033 | bal_1P_2AC | 8102604 | no | no |  |  | no |  |  | 0 | 0 | 0 | 0
oh_line_8102604_200840380 |  | AD | node_8102604_200840379 | node_8102604_200840380 | 334.123 | bal_1P_2AC | 8102604 | no | no |  |  | no |  |  | 0 | 0 | 0 | 0
oh_line_8102604_200840381 |  | AD | node_8102604_200840380 | node_8102604_200840381 | 325.01 | bal_1P_1/0AA | 8102604 | no | no |  |  | no |  |  | 0 | 0 | 0 | 0
oh_line_8102604_200840382 |  | AD | node_8102604_200840381 | node_8102604_200840382 | 379.11 | bal_1P_1/0AA | 8102604 | no | no |  |  | no |  |  | 0 | 0 | 0 | 0
oh_line_8102604_200840383 |  | AD | node_8102604_200840382 | node_8102604_200840383 | 371.389 | bal_1P_2AC | 8102604 | no | no |  |  | no |  |  | 0 | 0 | 0 | 0
oh_line_8102604_200840384 |  | AD | node_8102604_200840383 | node_8102604_200840384 | 262.532 | bal_1P_2AC | 8102604 | no | no |  |  | no |  |  | 0 | 0 | 0 | 0
oh_line_8102604_200840388 |  | ABCD | node_8102604_200840413 | node_8102604_200840388 | 220.032 | bal_3P_1/0AA | 8102604 | no | no |  |  | no |  |  | 0 | 0 | 0 | 0
oh_line_8102604_200840389 |  | ABCD | node_8102604_200840388 | node_8102604_200840389 | 142.15 | bal_3P_1/0AA | 8102604 | no | no |  |  | no |  |  | 0 | 0 | 0 | 0
oh_line_8102604_200840390 |  | ABCD | node_8102604_200840389 | node_8102604_200840390 | 175.555 | bal_3P_1/0AA | 8102604 | no | no |  |  | no |  |  | 0 | 0 | 0 | 0
oh_line_8102604_200840391 |  | ABCD | node_8102604_200840390 | node_8102604_200840391 | 146.614 | bal_3P_1/0AA | 8102604 | no | no |  |  | no |  |  | 0 | 0 | 0 | 0
oh_line_8102604_200840392 |  | ABCD | node_8102604_200840391 | node_8102604_200840392 | 200.573 | bal_3P_1/0AC | 8102604 | no | no |  |  | no |  |  | 0 | 0 | 0 | 0
oh_line_8102604_200840393 |  | ABCD | node_8102604_200840392 | node_8102604_200840393 | 204.264 | bal_3P_1/0AC | 8102604 | no | no |  |  | no |  |  | 0 | 0 | 0 | 0
oh_line_8102604_200840394 |  | ABCD | node_8102604_200840393 | node_8102604_200840394 | 93.652 | bal_3P_1/0AC | 8102604 | no | no |  |  | no |  |  | 0 | 0 | 0 | 0
oh_line_8102604_200840395 |  | ABCD | node_8102604_200840548 | node_8102604_200840395 | 118.815 | bal_3P_1/0AA | 8102604 | no | no |  |  | no |  |  | 0 | 0 | 0 | 0
oh_line_8102604_200840396 |  | ABCD | node_8102604_200840394 | node_8102604_200840396 | 89.606 | bal_3P_1/0AC | 8102604 | no | no |  |  | no |  |  | 0 | 0 | 0 | 0
oh_line_8102604_200840397 |  | ABCD | node_8102604_200840396 | node_8102604_200840397 | 199.909 | bal_3P_1/0AC | 8102604 | no | no |  |  | no |  |  | 0 | 0 | 0 | 0
oh_line_8102604_200840398 |  | ABCD | node_8102604_200840397 | node_8102604_200840398 | 43.796 | bal_3P_1/0AA | 8102604 | no | no |  |  | no |  |  | 0 | 0 | 0 | 0
oh_line_8102604_200840399 |  | ABCD | node_8102604_200840398 | node_8102604_200840399 | 246.934 | bal_3P_1/0AA | 8102604 | no | no |  |  | no |  |  | 0 | 0 | 0 | 0
oh_line_8102604_200840400 |  | ABCD | node_8102604_200840399 | node_8102604_200840400 | 110.64 | bal_3P_1/0AA | 8102604 | no | no |  |  | no |  |  | 0 | 0 | 0 | 0
oh_line_8102604_200840401 |  | ABCD | node_8102604_200840400 | node_8102604_200840401 | 232.812 | bal_3P_1/0AA | 8102604 | no | no |  |  | no |  |  | 0 | 0 | 0 | 0
oh_line_8102604_200840403 |  | AD | node_8102604_201048828 | node_8102604_200840403 | 194.859 | bal_1P_2AC | 8102604 | no | no |  |  | no |  |  | 0 | 0 | 0 | 0
oh_line_8102604_200840404 |  | AD | node_8102604_200840403 | node_8102604_200840404 | 166.488 | bal_1P_2AC | 8102604 | no | no |  |  | no |  |  | 0 | 0 | 0 | 0
oh_line_8102604_200840405 |  | AD | node_8102604_200840404 | node_8102604_200840405 | 252.467 | bal_1P_2AC | 8102604 | no | no |  |  | no |  |  | 0 | 0 | 0 | 0
oh_line_8102604_200840406 |  | ABCD | node_8102604_200840395 | node_intto1_8102604_200840406 | 131.176 | bal_3P_1/0AA | 8102604 | no | no |  |  | no |  |  | 0 | 0 | 0 | 0
oh_line_8102604_200840407 |  | ABCD | node_8102604_200840406 | node_8102604_200840407 | 93.193 | bal_3P_1/0AA | 8102604 | no | no |  |  | no |  |  | 0 | 0 | 0 | 0
oh_line_8102604_200840410 |  | ABCD | node_8102604_200840407 | node_8102604_200840410 | 117.55 | bal_3P_1/0AA | 8102604 | no | no |  |  | no |  |  | 0 | 0 | 0 | 0
oh_line_8102604_200840411 |  | ABCD | node_8102604_200840410 | node_8102604_200840411 | 96.274 | bal_3P_1/0AA | 8102604 | no | no |  |  | no |  |  | 0 | 0 | 0 | 0
oh_line_8102604_200840412 |  | ABCD | node_8102604_200840411 | node_8102604_200840412 | 113.569 | bal_3P_1/0AA | 8102604 | no | no |  |  | no |  |  | 0 | 0 | 0 | 0
oh_line_8102604_200840413 |  | ABCD | node_8102604_200840412 | node_8102604_200840413 | 123.419 | bal_3P_1/0AA | 8102604 | no | no |  |  | no |  |  | 0 | 0 | 0 | 0
oh_line_8102604_200840417 |  | AD | node_8102604_200946450 | node_8102604_200840417 | 132.386 | bal_1P_2AC | 8102604 | no | no |  |  | no |  |  | 0 | 0 | 0 | 0
oh_line_8102604_200840421 |  | ABCD | node_8102604_200839425 | node_8102604_200840421 | 190.542 | bal_3P_477AL | 8102604 | no | no |  |  | no |  |  | 0 | 0 | 0 | 0
oh_line_8102604_200840422 |  | ABCD | node_8102604_200840421 | node_8102604_200840422 | 156.432 | bal_3P_477AL | 8102604 | no | no |  |  | no |  |  | 0 | 0 | 0 | 0
oh_line_8102604_200840423 |  | ABCD | node_8102604_200840422 | node_8102604_200840423 | 114.868 | bal_3P_477AL | 8102604 | no | no |  |  | no |  |  | 0 | 0 | 0 | 0
oh_line_8102604_200840424 |  | ABCD | node_8102604_200840423 | node_8102604_200840424 | 126.555 | bal_3P_477AL | 8102604 | no | no |  |  | no |  |  | 0 | 0 | 0 | 0
oh_line_8102604_200840425 |  | ABCD | node_8102604_200840424 | node_8102604_200840425 | 137.213 | bal_3P_477AL | 8102604 | no | no |  |  | no |  |  | 0 | 0 | 0 | 0
oh_line_8102604_200840426 |  | ABCD | node_8102604_200840425 | node_8102604_200840426 | 115.467 | bal_3P_477AL | 8102604 | no | no |  |  | no |  |  | 0 | 0 | 0 | 0
oh_line_8102604_200840427 |  | ABCD | node_8102604_200840426 | node_8102604_200840427 | 121.479 | bal_3P_477AL | 8102604 | no | no |  |  | no |  |  | 0 | 0 | 0 | 0
oh_line_8102604_200840428 |  | ABCD | node_8102604_200840427 | node_8102604_200840428 | 285.165 | bal_3P_477AL | 8102604 | no | no |  |  | no |  |  | 0 | 0 | 0 | 0
oh_line_8102604_200840429 |  | ABCD | node_8102604_200840428 | node_intto1_8102604_200840429 | 164.55 | bal_3P_477AL | 8102604 | no | no |  |  | no |  |  | 0 | 0 | 0 | 0
oh_line_8102604_200840430 |  | ABCD | node_8102604_200840429 | node_8102604_200840430 | 117.859 | bal_3P_477AL | 8102604 | no | no |  |  | no |  |  | 0 | 0 | 0 | 0
oh_line_8102604_200840431 |  | ABCD | node_8102604_200840430 | node_8102604_200840431 | 117.402 | bal_3P_477AL | 8102604 | no | no |  |  | no |  |  | 0 | 0 | 0 | 0
oh_line_8102604_200840432 |  | ABCD | node_8102604_200840431 | node_8102604_200840432 | 121.702 | bal_3P_477AL | 8102604 | no | no |  |  | no |  |  | 0 | 0 | 0 | 0
oh_line_8102604_200840433 |  | ABCD | node_8102604_200840432 | node_8102604_200840433 | 115.858 | bal_3P_477AL | 8102604 | no | no |  |  | no |  |  | 0 | 0 | 0 | 0
oh_line_8102604_200840434 |  | ABCD | node_8102604_200840433 | node_8102604_200840434 | 215.967 | bal_3P_477AL | 8102604 | no | no |  |  | no |  |  | 0 | 0 | 0 | 0
oh_line_8102604_200840435 |  | ABCD | node_8102604_200840434 | node_8102604_200840435 | 216.838 | bal_3P_477AL | 8102604 | no | no |  |  | no |  |  | 0 | 0 | 0 | 0
oh_line_8102604_200840436 |  | ABCD | node_8102604_200840435 | node_8102604_200840436 | 211.426 | bal_3P_477AL | 8102604 | no | no |  |  | no |  |  | 0 | 0 | 0 | 0
oh_line_8102604_200840437 |  | ABCD | node_8102604_200840436 | node_8102604_200840437 | 194.39 | bal_3P_477AL | 8102604 | no | no |  |  | no |  |  | 0 | 0 | 0 | 0
oh_line_8102604_200840438 |  | ABCD | node_8102604_200840437 | node_8102604_200840438 | 220.242 | bal_3P_477AL | 8102604 | no | no |  |  | no |  |  | 0 | 0 | 0 | 0
oh_line_8102604_200840439 |  | ABCD | node_8102604_200840438 | node_8102604_200840439 | 212.481 | bal_3P_477AL | 8102604 | no | no |  |  | no |  |  | 0 | 0 | 0 | 0
oh_line_8102604_200840440 |  | ABCD | node_8102604_200840439 | node_8102604_200840440 | 182.226 | bal_3P_477AL | 8102604 | no | no |  |  | no |  |  | 0 | 0 | 0 | 0
oh_line_8102604_200840441 |  | ABCD | node_8102604_200840440 | node_8102604_200840441 | 234.537 | bal_3P_477AL | 8102604 | no | no |  |  | no |  |  | 0 | 0 | 0 | 0
oh_line_8102604_200840442 |  | ABCD | node_8102604_200840441 | node_8102604_200840442 | 226.875 | bal_3P_477AL | 8102604 | no | no |  |  | no |  |  | 0 | 0 | 0 | 0
oh_line_8102604_200840443 |  | ABCD | node_8102604_200840442 | node_8102604_200840443 | 207.232 | bal_3P_477AL | 8102604 | no | no |  |  | no |  |  | 0 | 0 | 0 | 0
oh_line_8102604_200840444 |  | ABCD | node_8102604_200840443 | node_8102604_200840444 | 175.376 | bal_3P_477AL | 8102604 | no | no |  |  | no |  |  | 0 | 0 | 0 | 0
oh_line_8102604_200840445 |  | ABCD | node_8102604_200840444 | node_8102604_200840445 | 166.946 | bal_3P_477AL | 8102604 | no | no |  |  | no |  |  | 0 | 0 | 0 | 0
oh_line_8102604_200840446 |  | ABCD | node_8102604_200840445 | node_8102604_200840446 | 71.649 | bal_3P_477AL | 8102604 | no | no |  |  | no |  |  | 0 | 0 | 0 | 0
oh_line_8102604_200840447 |  | ABCD | node_8102604_200840446 | node_8102604_200840447 | 99.669 | bal_3P_477AL | 8102604 | no | no |  |  | no |  |  | 0 | 0 | 0 | 0
oh_line_8102604_200840448 |  | ABCD | node_8102604_200840447 | node_8102604_200840448 | 72.224 | bal_3P_477AL | 8102604 | no | no |  |  | no |  |  | 0 | 0 | 0 | 0
oh_line_8102604_200840449 |  | ABCD | node_8102604_200840448 | node_8102604_200840449 | 50.561 | bal_3P_477AL | 8102604 | no | no |  |  | no |  |  | 0 | 0 | 0 | 0
oh_line_8102604_200840450 |  | ABCD | node_8102604_200840449 | node_8102604_200840450 | 191.781 | bal_3P_477AL | 8102604 | no | no |  |  | no |  |  | 0 | 0 | 0 | 0
oh_line_8102604_200840451 |  | ABCD | node_8102604_200840450 | node_intto1_8102604_200840451 | 203.334 | bal_3P_477AL | 8102604 | no | no |  |  | no |  |  | 0 | 0 | 0 | 0
oh_line_8102604_200840452 |  | ABCD | node_8102604_200840451 | node_8102604_200840452 | 200.143 | bal_3P_477AL | 8102604 | no | no |  |  | no |  |  | 0 | 0 | 0 | 0
oh_line_8102604_200840453 |  | ABCD | node_8102604_200840452 | node_8102604_200840453 | 197.002 | bal_3P_477AL | 8102604 | no | no |  |  | no |  |  | 0 | 0 | 0 | 0
oh_line_8102604_200840454 |  | ABCD | node_8102604_200840453 | node_8102604_200840454 | 225.539 | bal_3P_477AL | 8102604 | no | no |  |  | no |  |  | 0 | 0 | 0 | 0
oh_line_8102604_200840455 |  | ABCD | node_8102604_200840454 | node_8102604_200840455 | 11.992 | bal_3P_477AL | 8102604 | no | no |  |  | no |  |  | 0 | 0 | 0 | 0
oh_line_8102604_200840458 |  | AD | node_8102604_200840421 | node_8102604_200840458 | 258.686 | bal_1P_6CU | 8102604 | no | no |  |  | no |  |  | 0 | 0 | 0 | 0
oh_line_8102604_200840459 |  | ABCD | node_8102604_200840455 | node_8102604_200840459 | 142.888 | bal_3P_477AL | 8102604 | no | no |  |  | no |  |  | 0 | 0 | 0 | 0
oh_line_8102604_200840460 |  | ABCD | node_8102604_200949190 | node_8102604_200840460 | 68.211 | bal_3P_4/0AC | 8102604 | no | no |  |  | no |  |  | 0 | 0 | 0 | 0
oh_line_8102604_200840461 |  | ABCD | node_8102604_200840460 | node_8102604_200840461 | 454.291 | bal_3P_4/0AC | 8102604 | no | no |  |  | no |  |  | 0 | 0 | 0 | 0
oh_line_8102604_200840464 |  | AD | node_8102604_200840483 | node_8102604_200840464 | 277.149 | bal_1P_1/0AA | 8102604 | no | no |  |  | no |  |  | 0 | 0 | 0 | 0
oh_line_8102604_200840465 |  | AD | node_8102604_200840464 | node_8102604_200840465 | 247.911 | bal_1P_1/0AA | 8102604 | no | no |  |  | no |  |  | 0 | 0 | 0 | 0
oh_line_8102604_200840466 |  | AD | node_8102604_200840465 | node_8102604_200840466 | 331.931 | bal_1P_1/0AA | 8102604 | no | no |  |  | no |  |  | 0 | 0 | 0 | 0
oh_line_8102604_200840468 |  | AD | node_8102604_200840466 | node_8102604_200840468 | 349.103 | bal_1P_4AC | 8102604 | no | no |  |  | no |  |  | 0 | 0 | 0 | 0
oh_line_8102604_200840469 |  | AD | node_8102604_200840468 | node_8102604_200840469 | 56.054 | bal_1P_1/0AA | 8102604 | no | no |  |  | no |  |  | 0 | 0 | 0 | 0
oh_line_8102604_200840470 |  | AD | node_8102604_200840469 | node_8102604_200840470 | 255.869 | bal_1P_1/0AA | 8102604 | no | no |  |  | no |  |  | 0 | 0 | 0 | 0
oh_line_8102604_200840471 |  | AD | node_8102604_200840468 | node_8102604_200840471 | 406.328 | bal_1P_4AC | 8102604 | no | no |  |  | no |  |  | 0 | 0 | 0 | 0
oh_line_8102604_200840477 |  | AD | node_8102604_200840428 | node_8102604_200840477 | 105.081 | bal_1P_1/0AA | 8102604 | no | no |  |  | no |  |  | 0 | 0 | 0 | 0
oh_line_8102604_200840478-1 |  | AD | node_8102604_200840477 | node_intto1_8102604_200840478 | 148.137 | bal_1P_1/0AA | 8102604 | no | no |  |  | no |  |  | 0 | 0 | 0 | 0
oh_line_8102604_200840479 |  | AD | node_8102604_200840478 | node_8102604_200840479 | 215.55 | bal_1P_1/0AA | 8102604 | no | no |  |  | no |  |  | 0 | 0 | 0 | 0
oh_line_8102604_200840480 |  | AD | node_8102604_200840479 | node_8102604_200840480 | 215.842 | bal_1P_1/0AA | 8102604 | no | no |  |  | no |  |  | 0 | 0 | 0 | 0
oh_line_8102604_200840481 |  | AD | node_8102604_200840480 | node_8102604_200840481 | 209.496 | bal_1P_1/0AA | 8102604 | no | no |  |  | no |  |  | 0 | 0 | 0 | 0
oh_line_8102604_200840482 |  | AD | node_8102604_200840481 | node_8102604_200840482 | 247.096 | bal_1P_1/0AA | 8102604 | no | no |  |  | no |  |  | 0 | 0 | 0 | 0
oh_line_8102604_200840483 |  | AD | node_8102604_200840482 | node_8102604_200840483 | 291.924 | bal_1P_1/0AA | 8102604 | no | no |  |  | no |  |  | 0 | 0 | 0 | 0
oh_line_8102604_200840484 |  | ABCD | node_8102604_200840541 | node_8102604_200840484 | 80.519 | bal_3P_4/0AC | 8102604 | no | no |  |  | no |  |  | 0 | 0 | 0 | 0
oh_line_8102604_200840485 |  | ABCD | node_8102604_200840484 | node_intto1_8102604_200840485 | 158.87 | unb_3P_2-1/0AC_1/0AA | 8102604 | no | no |  |  | no |  |  | 0 | 0 | 0 | 0
oh_line_8102604_200840486 |  | ABCD | node_8102604_200840485 | node_8102604_200840486 | 178.539 | unb_3P_2-1/0AC_1/0AA | 8102604 | no | no |  |  | no |  |  | 0 | 0 | 0 | 0
oh_line_8102604_200840487 |  | ABCD | node_8102604_200840486 | node_8102604_200840487 | 151.746 | unb_3P_2-1/0AC_1/0AA | 8102604 | no | no |  |  | no |  |  | 0 | 0 | 0 | 0
oh_line_8102604_200840488 |  | ABCD | node_8102604_200840487 | node_8102604_200840488 | 112.692 | bal_3P_1/0AC | 8102604 | no | no |  |  | no |  |  | 0 | 0 | 0 | 0
oh_line_8102604_200840489 |  | AD | node_8102604_200840488 | node_8102604_200840489 | 159.731 | bal_1P_1/0AC | 8102604 | no | no |  |  | no |  |  | 0 | 0 | 0 | 0
oh_line_8102604_200840490 |  | AD | node_8102604_200840489 | node_8102604_200840490 | 91.309 | bal_1P_1/0AC | 8102604 | no | no |  |  | no |  |  | 0 | 0 | 0 | 0
oh_line_8102604_200840491 |  | AD | node_8102604_200840490 | node_8102604_200840491 | 76.539 | bal_1P_1/0AC | 8102604 | no | no |  |  | no |  |  | 0 | 0 | 0 | 0
oh_line_8102604_200840492 |  | AD | node_8102604_200840491 | node_8102604_200840492 | 294.093 | bal_1P_1/0AC | 8102604 | no | no |  |  | no |  |  | 0 | 0 | 0 | 0
oh_line_8102604_200840493 |  | AD | node_8102604_200840492 | node_8102604_200840493 | 110.645 | bal_1P_1/0AC | 8102604 | no | no |  |  | no |  |  | 0 | 0 | 0 | 0
oh_line_8102604_200840495 |  | AD | node_8102604_200840493 | node_8102604_200840495 | 214.386 | bal_1P_2AC | 8102604 | no | no |  |  | no |  |  | 0 | 0 | 0 | 0
oh_line_8102604_200840496 |  | AD | node_8102604_200840495 | node_8102604_200840496 | 140.065 | bal_1P_2AC | 8102604 | no | no |  |  | no |  |  | 0 | 0 | 0 | 0
oh_line_8102604_200840511 |  | AD | node_8102604_200840514 | node_8102604_200840511 | 212.707 | bal_1P_1/0AA | 8102604 | no | no |  |  | no |  |  | 0 | 0 | 0 | 0
oh_line_8102604_200840512 |  | ABCD | node_8102604_200840527 | node_8102604_200840512 | 188.856 | bal_3P_4/0AA | 8102604 | no | no |  |  | no |  |  | 0 | 0 | 0 | 0
oh_line_8102604_200840514 |  | AD | node_8102604_200840447 | node_8102604_200840514 | 188.409 | bal_1P_1/0AA | 8102604 | no | no |  |  | no |  |  | 0 | 0 | 0 | 0
oh_line_8102604_200840527 |  | ABCD | node_8102604_200840529 | node_8102604_200840527 | 119.97 | bal_3P_4/0AA | 8102604 | no | no |  |  | no |  |  | 0 | 0 | 0 | 0
oh_line_8102604_200840529 |  | ABCD | node_8102604_200840484 | node_8102604_200840529 | 137.093 | bal_3P_4/0AA | 8102604 | no | no |  |  | no |  |  | 0 | 0 | 0 | 0
oh_line_8102604_200840530 |  | ABCD | node_8102604_200840484 | node_8102604_200840530 | 20.341 | bal_3P_1/0AC | 8102604 | no | no |  |  | no |  |  | 0 | 0 | 0 | 0
oh_line_8102604_200840531 |  | ABCD | node_8102604_200840530 | node_8102604_200840531 | 140.162 | bal_3P_1/0AC | 8102604 | no | no |  |  | no |  |  | 0 | 0 | 0 | 0
oh_line_8102604_200840532 |  | ABCD | node_8102604_200840531 | node_intto1_8102604_200840532 | 78.469 | bal_3P_1/0AC | 8102604 | no | no |  |  | no |  |  | 0 | 0 | 0 | 0
oh_line_8102604_200840533 |  | AD | node_8102604_200840531 | node_8102604_200840533 | 139.04 | bal_1P_4CU | 8102604 | no | no |  |  | no |  |  | 0 | 0 | 0 | 0
oh_line_8102604_200840534 |  | AD | node_8102604_200840533 | node_8102604_200840534 | 124.401 | bal_1P_4CU | 8102604 | no | no |  |  | no |  |  | 0 | 0 | 0 | 0
oh_line_8102604_200840538 |  | AD | node_8102604_200840534 | node_8102604_200840538 | 142.91 | bal_1P_4CU | 8102604 | no | no |  |  | no |  |  | 0 | 0 | 0 | 0
oh_line_8102604_200840541 |  | ABCD | node_8102604_200840555 | node_8102604_200840541 | 70.228 | bal_3P_4/0AC | 8102604 | no | no |  |  | no |  |  | 0 | 0 | 0 | 0
oh_line_8102604_200840542 |  | ABCD | node_8102604_200840543 | node_8102604_200840542 | 164.239 | bal_3P_4/0AC | 8102604 | no | no |  |  | no |  |  | 0 | 0 | 0 | 0
oh_line_8102604_200840543 |  | ABCD | node_8102604_200840546 | node_8102604_200840543 | 150.916 | bal_3P_4/0AC | 8102604 | no | no |  |  | no |  |  | 0 | 0 | 0 | 0
oh_line_8102604_200840544 |  | ABCD | node_8102604_200840543 | node_8102604_200840544 | 123.189 | bal_3P_1/0AA | 8102604 | no | no |  |  | no |  |  | 0 | 0 | 0 | 0
oh_line_8102604_200840546 |  | ABCD | node_8102604_200840547 | node_8102604_200840546 | 172.159 | bal_3P_4/0AC | 8102604 | no | no |  |  | no |  |  | 0 | 0 | 0 | 0
oh_line_8102604_200840547 |  | ABCD | node_8102604_200840548 | node_8102604_200840547 | 106.851 | bal_3P_4/0AC | 8102604 | no | no |  |  | no |  |  | 0 | 0 | 0 | 0
oh_line_8102604_200840548 |  | ABCD | node_8102604_200949188 | node_8102604_200840548 | 250.458 | bal_3P_4/0AA | 8102604 | no | no |  |  | no |  |  | 0 | 0 | 0 | 0
oh_line_8102604_200840555 |  | ABCD | node_8102604_200840561 | node_8102604_200840555 | 133.322 | bal_3P_4/0AC | 8102604 | no | no |  |  | no |  |  | 0 | 0 | 0 | 0
oh_line_8102604_200840559 |  | ABCD | node_8102604_200949191 | node_8102604_200840559 | 304.192 | bal_3P_4/0AA | 8102604 | no | no |  |  | no |  |  | 0 | 0 | 0 | 0
oh_line_8102604_200840560 |  | ABCD | node_8102604_200840559 | node_8102604_200840560 | 261.083 | bal_3P_1/0AA | 8102604 | no | no |  |  | no |  |  | 0 | 0 | 0 | 0
oh_line_8102604_200840561 |  | ABCD | node_8102604_200840563 | node_8102604_200840561 | 115.08 | bal_3P_4/0AC | 8102604 | no | no |  |  | no |  |  | 0 | 0 | 0 | 0
oh_line_8102604_200840563 |  | ABCD | node_8102604_200840564 | node_8102604_200840563 | 104.384 | bal_3P_4/0AC | 8102604 | no | no |  |  | no |  |  | 0 | 0 | 0 | 0
oh_line_8102604_200840564 |  | ABCD | node_8102604_200840566 | node_8102604_200840564 | 130.54 | bal_3P_4/0AC | 8102604 | no | no |  |  | no |  |  | 0 | 0 | 0 | 0
oh_line_8102604_200840566 |  | ABCD | node_8102604_200840567 | node_8102604_200840566 | 124.933 | bal_3P_4/0AC | 8102604 | no | no |  |  | no |  |  | 0 | 0 | 0 | 0
oh_line_8102604_200840567 |  | ABCD | node_8102604_200840569 | node_8102604_200840567 | 175.859 | bal_3P_4/0AC | 8102604 | no | no |  |  | no |  |  | 0 | 0 | 0 | 0
oh_line_8102604_200840569 |  | ABCD | node_8102604_200840570 | node_8102604_200840569 | 105.942 | bal_3P_4/0AC | 8102604 | no | no |  |  | no |  |  | 0 | 0 | 0 | 0
oh_line_8102604_200840570 |  | ABCD | node_8102604_200840542 | node_8102604_200840570 | 112.99 | bal_3P_4/0AC | 8102604 | no | no |  |  | no |  |  | 0 | 0 | 0 | 0
oh_line_8102604_200840572 |  | ABCD | node_8102604_201021355 | node_8102604_200840572 | 172.09 | bal_3P_4CU | 8102604 | no | no |  |  | no |  |  | 0 | 0 | 0 | 0
oh_line_8102604_200840575 |  | AD | node_8102604_200840561 | node_intto1_8102604_200840575 | 170.666 | bal_1P_1/0AA | 8102604 | no | no |  |  | no |  |  | 0 | 0 | 0 | 0
oh_line_8102604_200840576 |  | AD | node_8102604_200840575 | node_8102604_200840576 | 165.271 | bal_1P_1/0AA | 8102604 | no | no |  |  | no |  |  | 0 | 0 | 0 | 0
oh_line_8102604_200840577 |  | AD | node_8102604_200840576 | node_8102604_200840577 | 173.051 | bal_1P_1/0AA | 8102604 | no | no |  |  | no |  |  | 0 | 0 | 0 | 0
oh_line_8102604_200840578 |  | AD | node_8102604_200840577 | node_8102604_200840578 | 200.114 | bal_1P_1/0AC | 8102604 | no | no |  |  | no |  |  | 0 | 0 | 0 | 0
oh_line_8102604_200840579 |  | AD | node_8102604_200840578 | node_8102604_200840579 | 124.773 | bal_1P_1/0AC | 8102604 | no | no |  |  | no |  |  | 0 | 0 | 0 | 0
oh_line_8102604_200840580 |  | AD | node_8102604_200840579 | node_8102604_200840580 | 103.672 | bal_1P_1/0AC | 8102604 | no | no |  |  | no |  |  | 0 | 0 | 0 | 0
oh_line_8102604_200840581 |  | AD | node_8102604_200840580 | node_8102604_200840581 | 149.324 | bal_1P_1/0AC | 8102604 | no | no |  |  | no |  |  | 0 | 0 | 0 | 0
oh_line_8102604_200840584 |  | AD | node_8102604_200840407 | node_8102604_200840584 | 148.959 | bal_1P_1/0AC | 8102604 | no | no |  |  | no |  |  | 0 | 0 | 0 | 0
oh_line_8102604_200840586 |  | AD | node_8102604_201032450 | node_8102604_200840586 | 143.178 | bal_1P_1/0AC | 8102604 | no | no |  |  | no |  |  | 0 | 0 | 0 | 0
oh_line_8102604_200844525 |  | AD | node_8102604_200844820 | node_intto1_8102604_200844525 | 314.507 | bal_1P_8DCW | 8102604 | no | no |  |  | no |  |  | 0 | 0 | 0 | 0
oh_line_8102604_200844526 |  | AD | node_8102604_200844525 | node_8102604_200844526 | 322.318 | bal_1P_8DCW | 8102604 | no | no |  |  | no |  |  | 0 | 0 | 0 | 0
oh_line_8102604_200844528 |  | AD | node_8102604_200844526 | node_8102604_200844528 | 543.718 | bal_1P_8DCW | 8102604 | no | no |  |  | no |  |  | 0 | 0 | 0 | 0
oh_line_8102604_200844530 |  | AD | node_8102604_200844528 | node_8102604_200844530 | 341.842 | bal_1P_8DCW | 8102604 | no | no |  |  | no |  |  | 0 | 0 | 0 | 0
oh_line_8102604_200844531 |  | AD | node_8102604_200844530 | node_8102604_200844531 | 404.083 | bal_1P_8DCW | 8102604 | no | no |  |  | no |  |  | 0 | 0 | 0 | 0
oh_line_8102604_200844532 |  | AD | node_8102604_200844531 | node_8102604_200844532 | 67.94 | bal_1P_1/0AA | 8102604 | no | no |  |  | no |  |  | 0 | 0 | 0 | 0
oh_line_8102604_200844537 |  | AD | node_8102604_200844824 | node_intto1_8102604_200844537 | 88.52 | bal_1P_2AC | 8102604 | no | no |  |  | no |  |  | 0 | 0 | 0 | 0
oh_line_8102604_200844538 |  | AD | node_8102604_200844554 | node_8102604_200844538 | 382.178 | bal_1P_2AC | 8102604 | no | no |  |  | no |  |  | 0 | 0 | 0 | 0
oh_line_8102604_200844539 |  | AD | node_8102604_200844538 | node_8102604_200844539 | 370.229 | bal_1P_2AC | 8102604 | no | no |  |  | no |  |  | 0 | 0 | 0 | 0
oh_line_8102604_200844540 |  | AD | node_8102604_200844539 | node_8102604_200844540 | 346.28 | bal_1P_2AC | 8102604 | no | no |  |  | no |  |  | 0 | 0 | 0 | 0
oh_line_8102604_200844541 |  | AD | node_8102604_200844540 | node_intto1_8102604_200844541 | 516.577 | bal_1P_2AC | 8102604 | no | no |  |  | no |  |  | 0 | 0 | 0 | 0
oh_line_8102604_200844542 |  | AD | node_8102604_200844541 | node_8102604_200844542 | 368.126 | bal_1P_2AC | 8102604 | no | no |  |  | no |  |  | 0 | 0 | 0 | 0
oh_line_8102604_200844543 |  | AD | node_8102604_200844542 | node_8102604_200844543 | 698.4 | bal_1P_2AC | 8102604 | no | no |  |  | no |  |  | 0 | 0 | 0 | 0
oh_line_8102604_200844544 |  | AD | node_8102604_200844543 | node_8102604_200844544 | 294.645 | bal_1P_1/0AA | 8102604 | no | no |  |  | no |  |  | 0 | 0 | 0 | 0
oh_line_8102604_200844545 |  | AD | node_8102604_200844540 | node_8102604_200844545 | 329.461 | bal_1P_2AC | 8102604 | no | no |  |  | no |  |  | 0 | 0 | 0 | 0
oh_line_8102604_200844546 |  | AD | node_8102604_200844537 | node_8102604_200844546 | 323.323 | bal_1P_2AC | 8102604 | no | no |  |  | no |  |  | 0 | 0 | 0 | 0
oh_line_8102604_200844547 |  | AD | node_8102604_200844546 | node_8102604_200844547 | 342.407 | bal_1P_2AC | 8102604 | no | no |  |  | no |  |  | 0 | 0 | 0 | 0
oh_line_8102604_200844548 |  | AD | node_8102604_200844547 | node_8102604_200844548 | 331.206 | bal_1P_2AC | 8102604 | no | no |  |  | no |  |  | 0 | 0 | 0 | 0
oh_line_8102604_200844550 |  | AD | node_8102604_200844548 | node_8102604_200844550 | 386.115 | bal_1P_2AC | 8102604 | no | no |  |  | no |  |  | 0 | 0 | 0 | 0
oh_line_8102604_200844551 |  | AD | node_8102604_200844550 | node_8102604_200844551 | 293.683 | bal_1P_2AC | 8102604 | no | no |  |  | no |  |  | 0 | 0 | 0 | 0
oh_line_8102604_200844552 |  | AD | node_8102604_200844551 | node_8102604_200844552 | 282.963 | bal_1P_2AC | 8102604 | no | no |  |  | no |  |  | 0 | 0 | 0 | 0
oh_line_8102604_200844553 |  | AD | node_8102604_200844552 | node_8102604_200844553 | 360.029 | bal_1P_2AC | 8102604 | no | no |  |  | no |  |  | 0 | 0 | 0 | 0
oh_line_8102604_200844554 |  | AD | node_8102604_200844553 | node_8102604_200844554 | 373.748 | bal_1P_2AC | 8102604 | no | no |  |  | no |  |  | 0 | 0 | 0 | 0
oh_line_8102604_200844758 |  | AD | node_8102604_200844552 | node_8102604_200844758 | 456.901 | bal_1P_2AC | 8102604 | no | no |  |  | no |  |  | 0 | 0 | 0 | 0
oh_line_8102604_200844759 |  | AD | node_8102604_200844758 | node_intto1_8102604_200844759 | 221.608 | bal_1P_2AC | 8102604 | no | no |  |  | no |  |  | 0 | 0 | 0 | 0
oh_line_8102604_200844761 |  | AD | node_8102604_200844759 | node_8102604_200844761 | 146.638 | bal_1P_1/0AA | 8102604 | no | no |  |  | no |  |  | 0 | 0 | 0 | 0
oh_line_8102604_200844762 |  | AD | node_8102604_200844761 | node_8102604_200844762 | 72.611 | bal_1P_1/0AA | 8102604 | no | no |  |  | no |  |  | 0 | 0 | 0 | 0
oh_line_8102604_200844763 |  | AD | node_8102604_200844762 | node_8102604_200844763 | 269.945 | bal_1P_1/0AA | 8102604 | no | no |  |  | no |  |  | 0 | 0 | 0 | 0
oh_line_8102604_200844764 |  | AD | node_8102604_200844763 | node_8102604_200844764 | 292.974 | bal_1P_1/0AA | 8102604 | no | no |  |  | no |  |  | 0 | 0 | 0 | 0
oh_line_8102604_200844765 |  | AD | node_8102604_200844764 | node_8102604_200844765 | 219.597 | bal_1P_1/0AA | 8102604 | no | no |  |  | no |  |  | 0 | 0 | 0 | 0
oh_line_8102604_200844766 |  | AD | node_8102604_200844551 | node_intto1_8102604_200844766 | 187.85 | bal_1P_2AC | 8102604 | no | no |  |  | no |  |  | 0 | 0 | 0 | 0
oh_line_8102604_200844767 |  | AD | node_8102604_200844766 | node_8102604_200844767 | 339.172 | bal_1P_2AC | 8102604 | no | no |  |  | no |  |  | 0 | 0 | 0 | 0
oh_line_8102604_200844768 |  | AD | node_8102604_200844767 | node_8102604_200844768 | 347.344 | bal_1P_2AC | 8102604 | no | no |  |  | no |  |  | 0 | 0 | 0 | 0
oh_line_8102604_200844769 |  | AD | node_8102604_200844768 | node_8102604_200844769 | 312.931 | bal_1P_2AC | 8102604 | no | no |  |  | no |  |  | 0 | 0 | 0 | 0
oh_line_8102604_200844770 |  | AD | node_8102604_200844769 | node_8102604_200844770 | 236.857 | bal_1P_1/0AA | 8102604 | no | no |  |  | no |  |  | 0 | 0 | 0 | 0
oh_line_8102604_200844771 |  | AD | node_8102604_200844770 | node_8102604_200844771 | 233.115 | bal_1P_1/0AA | 8102604 | no | no |  |  | no |  |  | 0 | 0 | 0 | 0
oh_line_8102604_200844772 |  | AD | node_8102604_200844771 | node_8102604_200844772 | 238.23 | bal_1P_1/0AA | 8102604 | no | no |  |  | no |  |  | 0 | 0 | 0 | 0
oh_line_8102604_200844773 |  | AD | node_8102604_200844772 | node_8102604_200844773 | 264.01 | bal_1P_1/0AA | 8102604 | no | no |  |  | no |  |  | 0 | 0 | 0 | 0
oh_line_8102604_200844774 |  | AD | node_8102604_200844773 | node_8102604_200844774 | 245.499 | bal_1P_1/0AA | 8102604 | no | no |  |  | no |  |  | 0 | 0 | 0 | 0
oh_line_8102604_200844816 |  | AD | node_8102604_200840307 | node_8102604_200844816 | 393.634 | bal_1P_4AC | 8102604 | no | no |  |  | no |  |  | 0 | 0 | 0 | 0
oh_line_8102604_200844817-1 |  | AD | node_8102604_200844816 | node_1363571_195_15373325_494 | 220.949 | bal_1P_4AC | 8102604 | no | no |  |  | no |  |  | 0 | 0 | 0 | 0
oh_line_8102604_200844817-2 |  | AD | node_1363571_195_15373325_494 | node_8102604_200844817 | 26.698 | bal_1P_4AC | 8102604 | no | no |  |  | no |  |  | 0 | 0 | 0 | 0
oh_line_8102604_200844818 |  | AD | node_8102604_200844817 | node_8102604_200844818 | 55.374 | bal_1P_1/0AA | 8102604 | no | no |  |  | no |  |  | 0 | 0 | 0 | 0
oh_line_8102604_200844819 |  | AD | node_8102604_200844817 | node_8102604_200844819 | 412.744 | bal_1P_4AC | 8102604 | no | no |  |  | no |  |  | 0 | 0 | 0 | 0
oh_line_8102604_200844820 |  | AD | node_8102604_200844819 | node_8102604_200844820 | 410.13 | bal_1P_4AC | 8102604 | no | no |  |  | no |  |  | 0 | 0 | 0 | 0
oh_line_8102604_200844821 |  | AD | node_8102604_200844820 | node_8102604_200844821 | 230.843 | bal_1P_4AC | 8102604 | no | no |  |  | no |  |  | 0 | 0 | 0 | 0
oh_line_8102604_200844822 |  | AD | node_8102604_200844821 | node_8102604_200844822 | 250.157 | bal_1P_4AC | 8102604 | no | no |  |  | no |  |  | 0 | 0 | 0 | 0
oh_line_8102604_200844824 |  | AD | node_8102604_200844822 | node_intto1_8102604_200844824 | 145.076 | bal_1P_2AC | 8102604 | no | no |  |  | no |  |  | 0 | 0 | 0 | 0
oh_line_8102604_200844825 |  | AD | node_8102604_200844822 | node_8102604_200844825 | 177.448 | bal_1P_8DCW | 8102604 | no | no |  |  | no |  |  | 0 | 0 | 0 | 0
oh_line_8102604_200844826 |  | AD | node_8102604_200844825 | node_8102604_200844826 | 168.713 | bal_1P_8DCW | 8102604 | no | no |  |  | no |  |  | 0 | 0 | 0 | 0
oh_line_8102604_200844827 |  | AD | node_8102604_200844826 | node_8102604_200844827 | 424.212 | bal_1P_8DCW | 8102604 | no | no |  |  | no |  |  | 0 | 0 | 0 | 0
oh_line_8102604_200844828 |  | AD | node_8102604_200844827 | node_8102604_200844828 | 246.285 | bal_1P_8DCW | 8102604 | no | no |  |  | no |  |  | 0 | 0 | 0 | 0
oh_line_8102604_200844829 |  | AD | node_8102604_200844828 | node_8102604_200844829 | 540.577 | bal_1P_8DCW | 8102604 | no | no |  |  | no |  |  | 0 | 0 | 0 | 0
oh_line_8102604_200911536 |  | ABCD | node_SOURCE_8102604 | node_8102604_200911536 | 58.929 | bal_3P_336AC | 8102604 | no | no |  |  | no |  |  | 0 | 0 | 0 | 0
oh_line_8102604_200946450 |  | ABCD | node_8102604_200949190 | node_intto1_8102604_200946450 | 116.751 | bal_3P_4/0AA | 8102604 | no | no |  |  | no |  |  | 0 | 0 | 0 | 0
oh_line_8102604_200948277 |  | AD | node_8102604_200839713 | node_8102604_200948277 | 178.749 | bal_1P_1/0AA | 8102604 | no | no |  |  | no |  |  | 0 | 0 | 0 | 0
oh_line_8102604_200949188 |  | ABCD | node_8102604_200946450 | node_8102604_200949188 | 179.684 | bal_3P_4/0AC | 8102604 | no | no |  |  | no |  |  | 0 | 0 | 0 | 0
oh_line_8102604_200949190 |  | ABCD | node_8102604_200840459 | node_8102604_200949190 | 232.571 | bal_3P_477AL | 8102604 | no | no |  |  | no |  |  | 0 | 0 | 0 | 0
oh_line_8102604_200949191 |  | ABCD | node_8102604_200949190 | node_8102604_200949191 | 292.543 | bal_3P_4/0AA | 8102604 | no | no |  |  | no |  |  | 0 | 0 | 0 | 0
oh_line_8102604_200951028 |  | AD | node_8102604_200840511 | node_8102604_200951028 | 164.135 | bal_1P_1/0AA | 8102604 | no | no |  |  | no |  |  | 0 | 0 | 0 | 0
oh_line_8102604_200952204 |  | AD | node_8102604_200840298 | node_intto1_8102604_200952204 | 33.061 | bal_1P_4AC | 8102604 | no | no |  |  | no |  |  | 0 | 0 | 0 | 0
oh_line_8102604_200957525 |  | AD | node_8102604_200839478 | node_8102604_200957525 | 247.119 | bal_1P_6CCW | 8102604 | no | no |  |  | no |  |  | 0 | 0 | 0 | 0
oh_line_8102604_200967462 |  | AD | node_8102604_200840003 | node_8102604_200967462 | 323.155 | bal_1P_1/0AA | 8102604 | no | no |  |  | no |  |  | 0 | 0 | 0 | 0
oh_line_8102604_200968064 |  | AD | node_8102604_200844771 | node_8102604_200968064 | 247.929 | bal_1P_1/0AA | 8102604 | no | no |  |  | no |  |  | 0 | 0 | 0 | 0
oh_line_8102604_200968065 |  | AD | node_8102604_200968064 | node_8102604_200968065 | 273.791 | bal_1P_1/0AA | 8102604 | no | no |  |  | no |  |  | 0 | 0 | 0 | 0
oh_line_8102604_200968066 |  | AD | node_8102604_200968065 | node_8102604_200968066 | 195.12 | bal_1P_1/0AA | 8102604 | no | no |  |  | no |  |  | 0 | 0 | 0 | 0
oh_line_8102604_200977752 |  | AD | node_8102604_200839714 | node_8102604_200977752 | 328.55 | bal_1P_1/0AA | 8102604 | no | no |  |  | no |  |  | 0 | 0 | 0 | 0
oh_line_8102604_200977753 |  | AD | node_8102604_200977752 | node_8102604_200977753 | 211.023 | bal_1P_1/0AA | 8102604 | no | no |  |  | no |  |  | 0 | 0 | 0 | 0
oh_line_8102604_200977754 |  | AD | node_8102604_200977753 | node_8102604_200977754 | 225.903 | bal_1P_1/0AA | 8102604 | no | no |  |  | no |  |  | 0 | 0 | 0 | 0
oh_line_8102604_201008698 |  | AD | node_8102604_201010009 | node_8102604_201008698 | 143.755 | bal_1P_1/0AA | 8102604 | no | no |  |  | no |  |  | 0 | 0 | 0 | 0
oh_line_8102604_201010009 |  | AD | node_8102604_200839391 | node_8102604_201010009 | 270.254 | bal_1P_1/0AA | 8102604 | no | no |  |  | no |  |  | 0 | 0 | 0 | 0
oh_line_8102604_201010350 |  | AD | node_8102604_200839458 | node_8102604_201010350 | 208.312 | bal_1P_1/0AC | 8102604 | no | no |  |  | no |  |  | 0 | 0 | 0 | 0
oh_line_8102604_201011206 |  | ABCD | node_8102604_200839103 | node_8102604_201011206 | 189.808 | bal_3P_4CU | 8102604 | no | no |  |  | no |  |  | 0 | 0 | 0 | 0
oh_line_8102604_201021355 |  | ABCD | node_8102604_200840570 | node_8102604_201021355 | 73.349 | bal_3P_4CU | 8102604 | no | no |  |  | no |  |  | 0 | 0 | 0 | 0
oh_line_8102604_201027298 |  | AD | node_8102604_200840282 | node_intto1_8102604_201027298 | 326.407 | bal_1P_1/0AA | 8102604 | no | no |  |  | no |  |  | 0 | 0 | 0 | 0
oh_line_8102604_201032450 |  | AD | node_8102604_200840584 | node_8102604_201032450 | 135.962 | bal_1P_1/0AC | 8102604 | no | no |  |  | no |  |  | 0 | 0 | 0 | 0
oh_line_8102604_201036181 |  | AD | node_8102604_200840366 | node_8102604_201036181 | 40.061 | bal_1P_1/0AA | 8102604 | no | no |  |  | no |  |  | 0 | 0 | 0 | 0
oh_line_8102604_201037699 |  | AD | node_8102604_201036181 | node_intto1_8102604_201037699 | 219.402 | bal_1P_1/0AA | 8102604 | no | no |  |  | no |  |  | 0 | 0 | 0 | 0
oh_line_8102604_201047157 |  | AD | node_8102604_200839476 | node_8102604_201047157 | 348.477 | bal_1P_8DCW | 8102604 | no | no |  |  | no |  |  | 0 | 0 | 0 | 0
oh_line_8102604_201048828 |  | AD | node_8102604_200840397 | node_intto1_8102604_201048828 | 200.24 | bal_1P_1/0AC | 8102604 | no | no |  |  | no |  |  | 0 | 0 | 0 | 0
oh_line_8102604_201048832 |  | AD | node_8102604_200840228 | node_8102604_201048832 | 182.914 | bal_1P_2AC | 8102604 | no | no |  |  | no |  |  | 0 | 0 | 0 | 0
oh_line_8102604_201050585 |  | AD | node_8102604_200839670 | node_8102604_201050585 | 451.166 | bal_1P_2AC | 8102604 | no | no |  |  | no |  |  | 0 | 0 | 0 | 0
oh_line_8102604_201051681 |  | ABCD | node_8102604_201051682 | node_8102604_201051681 | 255.686 | bal_3P_4/0AC | 8102604 | no | no |  |  | no |  |  | 0 | 0 | 0 | 0
oh_line_8102604_201051682 |  | ABCD | node_8102604_200840461 | node_8102604_201051682 | 266.131 | bal_3P_4/0AC | 8102604 | no | no |  |  | no |  |  | 0 | 0 | 0 | 0
oh_line_8102604_201052720 |  | AD | node_8102604_201052721 | node_8102604_201052720 | 296.368 | bal_1P_1/0AA | 8102604 | no | no |  |  | no |  |  | 0 | 0 | 0 | 0
oh_line_8102604_201052721 |  | AD | node_8102604_201052722 | node_8102604_201052721 | 382.527 | bal_1P_1/0AA | 8102604 | no | no |  |  | no |  |  | 0 | 0 | 0 | 0
oh_line_8102604_201052722 |  | AD | node_8102604_201052723 | node_8102604_201052722 | 371.19 | bal_1P_1/0AA | 8102604 | no | no |  |  | no |  |  | 0 | 0 | 0 | 0
oh_line_8102604_201052723 |  | AD | node_8102604_200839692 | node_8102604_201052723 | 284.532 | bal_1P_1/0AA | 8102604 | no | no |  |  | no |  |  | 0 | 0 | 0 | 0
oh_line_8102604_201052725 |  | AD | node_8102604_200839680 | node_8102604_201052725 | 382.309 | bal_1P_4ACW | 8102604 | no | no |  |  | no |  |  | 0 | 0 | 0 | 0
oh_line_8102604_201058112 |  | AD | node_8102604_201058114 | node_8102604_201058112 | 226.349 | bal_1P_1/0AA | 8102604 | no | no |  |  | no |  |  | 0 | 0 | 0 | 0
oh_line_8102604_201058113 |  | AD | node_8102604_200839629 | node_8102604_201058113 | 211.951 | bal_1P_4AC | 8102604 | no | no |  |  | no |  |  | 0 | 0 | 0 | 0
oh_line_8102604_201058114-1 |  | AD | node_8102604_201058113 | node_intto1_220644324 | 4.998 | bal_1P_4AC | 8102604 | no | no |  |  | no |  |  | 0 | 0 | 0 | 0
oh_line_8102604_201058114-2 |  | AD | node_220644324 | node_1357792_55_15395962_614 | 9.997 | bal_1P_4AC | 8102604 | no | no |  |  | no |  |  | 0 | 0 | 0 | 0
oh_line_8102604_201058114-3 |  | AD | node_1357792_55_15395962_614 | node_8102604_201058114 | 398.422 | bal_1P_4AC | 8102604 | no | no |  |  | no |  |  | 0 | 0 | 0 | 0
oh_line_8102604_201058115 |  | AD | node_8102604_201058112 | node_8102604_201058115 | 171.145 | bal_1P_1/0AA | 8102604 | no | no |  |  | no |  |  | 0 | 0 | 0 | 0
oh_line_8102604_201058198 |  | AD | node_8102604_201058115 | node_8102604_201058198 | 199.729 | bal_1P_2AC | 8102604 | no | no |  |  | no |  |  | 0 | 0 | 0 | 0
oh_line_8102604_201058199 |  | AD | node_8102604_201058198 | node_8102604_201058199 | 266.98 | bal_1P_2AC | 8102604 | no | no |  |  | no |  |  | 0 | 0 | 0 | 0
oh_line_8102604_311851017 |  | ABCD | node_8102604_200840544 | node_8102604_311851017 | 134.233 | bal_3P_1/0AA | 8102604 | no | no |  |  | no |  |  | 0 | 0 | 0 | 0
oh_line_8102604_311872788 |  | AD | node_8102604_200840153 | node_8102604_311872788 | 105.472 | bal_1P_1/0AA | 8102604 | no | no |  |  | no |  |  | 0 | 0 | 0 | 0
oh_line_8102604_311897261 |  | ABCD | node_8102604_200840006 | node_intto1_8102604_311897261 | 16.322 | bal_3P_336AC | 8102604 | no | no |  |  | no |  |  | 0 | 0 | 0 | 0
oh_line_8102604_311922720 |  | ABCD | node_8102604_200839403 | node_8102604_311922720 | 226.777 | bal_3P_477AL | 8102604 | no | no |  |  | no |  |  | 0 | 0 | 0 | 0
oh_line_8102604_311922721 |  | ABCD | node_8102604_200839404 | node_8102604_311922721 | 115.899 | bal_3P_477AL | 8102604 | no | no |  |  | no |  |  | 0 | 0 | 0 | 0
oh_line_8102604_311932133 |  | AD | node_8102604_200840493 | node_8102604_311932133 | 85.758 | bal_1P_1/0AA | 8102604 | no | no |  |  | no |  |  | 0 | 0 | 0 | 0
oh_line_8102604_312036339 |  | AD | node_8102604_200839628 | node_8102604_312036339 | 78.96 | bal_1P_4ACW | 8102604 | no | no |  |  | no |  |  | 0 | 0 | 0 | 0
oh_line_8102604_312111814 |  | AD | node_8102604_200968066 | node_8102604_312111814 | 205.676 | bal_1P_1/0AA | 8102604 | no | no |  |  | no |  |  | 0 | 0 | 0 | 0
oh_line_8102604_312111815 |  | AD | node_8102604_312111814 | node_intto1_8102604_312111815 | 197.585 | bal_1P_1/0AA | 8102604 | no | no |  |  | no |  |  | 0 | 0 | 0 | 0
oh_line_8102604_312124472 |  | ABCN | node_8102604_311897261 | node_8102604_312124472 | 64.114 | bal_3P_4/0AA_1/0AA(N) | 8102604 | no | no |  |  | no |  |  | 0 | 0 | 0 | 0
oh_line_8102604_312124473 |  | ABCN | node_8102604_312126391 | node_intto1_8102604_312124473 | 17.49 | bal_3P_4/0AA_1/0AA(N) | 8102604 | no | no |  |  | no |  |  | 0 | 0 | 0 | 0
oh_line_8102604_312124474-1 |  | ABCN | node_312124497 | node_8102604_312124474 | 22.869 | bal_3P_4/0AA_1/0AA(N) | 8102604 | no | no |  |  | no |  |  | 0 | 0 | 0 | 0
oh_line_8102604_312124474-2 |  | ABCN | node_312124475 | node_intto1_312124497 | 2.764 | bal_3P_4/0AA_1/0AA(N) | 8102604 | no | no |  |  | no |  |  | 0 | 0 | 0 | 0
oh_line_8102604_312124474-3 |  | ABCN | node_8102604_312124473 | node_intto1_312124475 | 3.283 | bal_3P_4/0AA_1/0AA(N) | 8102604 | no | no |  |  | no |  |  | 0 | 0 | 0 | 0
oh_line_8102604_312124478 |  | ABCN | node_8102604_312124474 | node_intto1_8102604_312124478 | 19.863 | bal_3P_4/0AA_1/0AA(N) | 8102604 | no | no |  |  | no |  |  | 0 | 0 | 0 | 0
oh_line_8102604_312126391 |  | ABCN | node_8102604_312124472 | node_8102604_312126391 | 16.438 | bal_3P_4/0AA_1/0AA(N) | 8102604 | no | no |  |  | no |  |  | 0 | 0 | 0 | 0
oh_line_8102604_312153300 |  | ABCD | node_8102604_200839050 | node_8102604_312153300 | 196.054 | bal_3P_4CU | 8102604 | no | no |  |  | no |  |  | 0 | 0 | 0 | 0
oh_line_8102604_312153305 |  | ABCN | node_8102604_312153300 | node_intto1_8102604_312153305 | 121.518 | bal_3P_DELTACUST | 8102604 | no | no |  |  | no |  |  | 0 | 0 | 0 | 0
oh_line_8102604_312153306 |  | ABCN | node_8102604_312153305 | node_8102604_312153306 | 109.474 | bal_3P_DELTACUST | 8102604 | no | no |  |  | no |  |  | 0 | 0 | 0 | 0
oh_line_TAP_OH_899955 |  | AN | node_8102604_200839048 | node_1369336_06_15388545_638 | 0.033 | unb_TAPWIRE_OH | 8102604 | no | no |  |  | no |  |  | 0 | 0 | 0 | 0
oh_line_TAP_OH_899962 |  | ABCN | node_8102604_200839075 | node_1365447_166_15389498_102 | 0.033 | unb_TAPWIRE_OH | 8102604 | no | no |  |  | no |  |  | 0 | 0 | 0 | 0
oh_line_TAP_OH_899964 |  | ABCN | node_8102604_200839079 | node_1365003_27_15389937_976 | 0.033 | unb_TAPWIRE_OH | 8102604 | no | no |  |  | no |  |  | 0 | 0 | 0 | 0
oh_line_TAP_OH_899965 |  | ABCN | node_8102604_200839082 | node_1364435_125_15390143_311 | 0.033 | unb_TAPWIRE_OH | 8102604 | no | no |  |  | no |  |  | 0 | 0 | 0 | 0
oh_line_TAP_OH_899966 |  | ABCN | node_8102604_200839083 | node_1364239_669_15390096_748 | 0.033 | unb_TAPWIRE_OH | 8102604 | no | no |  |  | no |  |  | 0 | 0 | 0 | 0
oh_line_TAP_OH_899967 |  | ABCN | node_8102604_200839085 | node_1367516_533_15388662_326 | 0.033 | unb_TAPWIRE_OH | 8102604 | no | no |  |  | no |  |  | 0 | 0 | 0 | 0
oh_line_TAP_OH_899968 |  | AN | node_8102604_200839087 | node_1367324_939_15388434_632 | 0.033 | unb_TAPWIRE_OH | 8102604 | no | no |  |  | no |  |  | 0 | 0 | 0 | 0
oh_line_TAP_OH_899969 |  | AN | node_8102604_200839088 | node_1367369_334_15388133_224 | 0.033 | unb_TAPWIRE_OH | 8102604 | no | no |  |  | no |  |  | 0 | 0 | 0 | 0
oh_line_TAP_OH_899970 |  | ABCN | node_8102604_200839090 | node_1363894_13_15390124_629 | 0.033 | unb_TAPWIRE_OH | 8102604 | no | no |  |  | no |  |  | 0 | 0 | 0 | 0
oh_line_TAP_OH_899971 |  | ABCN | node_8102604_200839091 | node_1363640_725_15390016_806 | 0.033 | unb_TAPWIRE_OH | 8102604 | no | no |  |  | no |  |  | 0 | 0 | 0 | 0
oh_line_TAP_OH_899972 |  | ABCN | node_8102604_200839093 | node_1363296_639_15390042_997 | 0.033 | unb_TAPWIRE_OH | 8102604 | no | no |  |  | no |  |  | 0 | 0 | 0 | 0
oh_line_TAP_OH_899973 |  | ABCN | node_8102604_200839097 | node_1362722_153_15390183_927 | 0.033 | unb_TAPWIRE_OH | 8102604 | no | no |  |  | no |  |  | 0 | 0 | 0 | 0
oh_line_TAP_OH_899975 |  | ABCN | node_8102604_200839100 | node_1367203_359_15388578_188 | 0.033 | unb_TAPWIRE_OH | 8102604 | no | no |  |  | no |  |  | 0 | 0 | 0 | 0
oh_line_TAP_OH_899976 |  | AN | node_8102604_200839101 | node_1367171_212_15388811_283 | 0.033 | unb_TAPWIRE_OH | 8102604 | no | no |  |  | no |  |  | 0 | 0 | 0 | 0
oh_line_TAP_OH_899977 |  | ABCN | node_8102604_200839106 | node_1361551_434_15389739_677 | 0.033 | unb_TAPWIRE_OH | 8102604 | no | no |  |  | no |  |  | 0 | 0 | 0 | 0
oh_line_TAP_OH_899978 |  | ABCN | node_8102604_200839111 | node_1360820_163_15389095_736 | 0.033 | unb_TAPWIRE_OH | 8102604 | no | no |  |  | no |  |  | 0 | 0 | 0 | 0
oh_line_TAP_OH_899979 |  | ABCN | node_8102604_200839112 | node_1360682_15_15388980_216 | 0.033 | unb_TAPWIRE_OH | 8102604 | no | no |  |  | no |  |  | 0 | 0 | 0 | 0
oh_line_TAP_OH_899980 |  | ABCN | node_8102604_200839115 | node_1360352_057_15388602_831 | 0.033 | unb_TAPWIRE_OH | 8102604 | no | no |  |  | no |  |  | 0 | 0 | 0 | 0
oh_line_TAP_OH_899981 |  | ABCN | node_8102604_200839117 | node_1359938_087_15388200_679 | 0.033 | unb_TAPWIRE_OH | 8102604 | no | no |  |  | no |  |  | 0 | 0 | 0 | 0
oh_line_TAP_OH_899982 |  | ABCN | node_8102604_200839118 | node_1359825_008_15387885_165 | 0.033 | unb_TAPWIRE_OH | 8102604 | no | no |  |  | no |  |  | 0 | 0 | 0 | 0
oh_line_TAP_OH_899983 |  | ABCN | node_8102604_200839121 | node_1359259_104_15388106_545 | 0.033 | unb_TAPWIRE_OH | 8102604 | no | no |  |  | no |  |  | 0 | 0 | 0 | 0
oh_line_TAP_OH_899984 |  | ABCN | node_8102604_200839127 | node_1358092_46_15387530_055 | 0.033 | unb_TAPWIRE_OH | 8102604 | no | no |  |  | no |  |  | 0 | 0 | 0 | 0
oh_line_TAP_OH_899997 |  | ABCN | node_8102604_200839156 | node_1366340_934_15388886_446 | 0.033 | unb_TAPWIRE_OH | 8102604 | no | no |  |  | no |  |  | 0 | 0 | 0 | 0
oh_line_TAP_OH_899998 |  | AN | node_8102604_200839157 | node_1366226_684_15388629_5 | 0.033 | unb_TAPWIRE_OH | 8102604 | no | no |  |  | no |  |  | 0 | 0 | 0 | 0
oh_line_TAP_OH_899999 |  | AN | node_8102604_200839158 | node_1366163_399_15388401_839 | 0.033 | unb_TAPWIRE_OH | 8102604 | no | no |  |  | no |  |  | 0 | 0 | 0 | 0
oh_line_TAP_OH_900081 |  | ABCN | node_8102604_200839394 | node_1373660_03_15378198_813 | 0.033 | unb_TAPWIRE_OH | 8102604 | no | no |  |  | no |  |  | 0 | 0 | 0 | 0
oh_line_TAP_OH_900082 |  | AN | node_8102604_200839409 | node_1372409_686_15380510_318 | 0.033 | unb_TAPWIRE_OH | 8102604 | no | no |  |  | no |  |  | 0 | 0 | 0 | 0
oh_line_TAP_OH_900083 |  | ABCN | node_8102604_200839413 | node_1371822_159_15380734_737 | 0.033 | unb_TAPWIRE_OH | 8102604 | no | no |  |  | no |  |  | 0 | 0 | 0 | 0
oh_line_TAP_OH_900084 |  | AN | node_8102604_200839416 | node_1371858_73_15381286_899 | 0.033 | unb_TAPWIRE_OH | 8102604 | no | no |  |  | no |  |  | 0 | 0 | 0 | 0
oh_line_TAP_OH_900085 |  | AN | node_8102604_200839424 | node_1371171_296_15381671_428 | 0.033 | unb_TAPWIRE_OH | 8102604 | no | no |  |  | no |  |  | 0 | 0 | 0 | 0
oh_line_TAP_OH_900086 |  | ABCN | node_8102604_200839430 | node_1367817_654_15387645_102 | 0.033 | unb_TAPWIRE_OH | 8102604 | no | no |  |  | no |  |  | 0 | 0 | 0 | 0
oh_line_TAP_OH_900087 |  | AN | node_8102604_200839443 | node_1368071_85_15390726_905 | 0.033 | unb_TAPWIRE_OH | 8102604 | no | no |  |  | no |  |  | 0 | 0 | 0 | 0
oh_line_TAP_OH_900088 |  | AN | node_8102604_200839455 | node_1367868_017_15393985_911 | 0.033 | unb_TAPWIRE_OH | 8102604 | no | no |  |  | no |  |  | 0 | 0 | 0 | 0
oh_line_TAP_OH_900089 |  | AN | node_8102604_200839458 | node_1367821_917_15394592_384 | 0.033 | unb_TAPWIRE_OH | 8102604 | no | no |  |  | no |  |  | 0 | 0 | 0 | 0
oh_line_TAP_OH_900093 |  | AN | node_8102604_200839472 | node_1372457_546_15380214_636 | 0.033 | unb_TAPWIRE_OH | 8102604 | no | no |  |  | no |  |  | 0 | 0 | 0 | 0
oh_line_TAP_OH_900094 |  | AN | node_8102604_200839475 | node_1368728_227_15389532_545 | 0.033 | unb_TAPWIRE_OH | 8102604 | no | no |  |  | no |  |  | 0 | 0 | 0 | 0
oh_line_TAP_OH_900095 |  | AN | node_8102604_200839481 | node_1367402_965_15392933_33 | 0.033 | unb_TAPWIRE_OH | 8102604 | no | no |  |  | no |  |  | 0 | 0 | 0 | 0
oh_line_TAP_OH_900146 |  | AN | node_8102604_200839617 | node_1357747_495_15393009_382 | 0.033 | unb_TAPWIRE_OH | 8102604 | no | no |  |  | no |  |  | 0 | 0 | 0 | 0
oh_line_TAP_OH_900147 |  | AN | node_8102604_200839625 | node_1357609_469_15394915_191 | 0.033 | unb_TAPWIRE_OH | 8102604 | no | no |  |  | no |  |  | 0 | 0 | 0 | 0
oh_line_TAP_OH_900148 |  | AN | node_8102604_200839629 | node_1357887_402_15395751_803 | 0.033 | unb_TAPWIRE_OH | 8102604 | no | no |  |  | no |  |  | 0 | 0 | 0 | 0
oh_line_TAP_OH_900149 |  | AN | node_8102604_200839630 | node_1357554_403_15395799_354 | 0.033 | unb_TAPWIRE_OH | 8102604 | no | no |  |  | no |  |  | 0 | 0 | 0 | 0
oh_line_TAP_OH_900150 |  | AN | node_8102604_200839637 | node_1357682_342_15398475_587 | 0.033 | unb_TAPWIRE_OH | 8102604 | no | no |  |  | no |  |  | 0 | 0 | 0 | 0
oh_line_TAP_OH_900151 |  | AN | node_8102604_200839639 | node_1357882_914_15398963_367 | 0.033 | unb_TAPWIRE_OH | 8102604 | no | no |  |  | no |  |  | 0 | 0 | 0 | 0
oh_line_TAP_OH_900152 |  | AN | node_8102604_200839641 | node_1361238_847_15390728_648 | 0.033 | unb_TAPWIRE_OH | 8102604 | no | no |  |  | no |  |  | 0 | 0 | 0 | 0
oh_line_TAP_OH_900153 |  | AN | node_8102604_200839643 | node_1358249_351_15399566_578 | 0.033 | unb_TAPWIRE_OH | 8102604 | no | no |  |  | no |  |  | 0 | 0 | 0 | 0
oh_line_TAP_OH_900154 |  | AN | node_8102604_200839645 | node_1358453_257_15400021_728 | 0.033 | unb_TAPWIRE_OH | 8102604 | no | no |  |  | no |  |  | 0 | 0 | 0 | 0
oh_line_TAP_OH_900155 |  | AN | node_8102604_200839646 | node_1358470_523_15400345_326 | 0.033 | unb_TAPWIRE_OH | 8102604 | no | no |  |  | no |  |  | 0 | 0 | 0 | 0
oh_line_TAP_OH_900156 |  | AN | node_8102604_200839652 | node_1361024_237_15391140_555 | 0.033 | unb_TAPWIRE_OH | 8102604 | no | no |  |  | no |  |  | 0 | 0 | 0 | 0
oh_line_TAP_OH_900157 |  | AN | node_8102604_200839656 | node_1359604_798_15402060_782 | 0.033 | unb_TAPWIRE_OH | 8102604 | no | no |  |  | no |  |  | 0 | 0 | 0 | 0
oh_line_TAP_OH_900158 |  | AN | node_8102604_200839659 | node_1360057_288_15402343_128 | 0.033 | unb_TAPWIRE_OH | 8102604 | no | no |  |  | no |  |  | 0 | 0 | 0 | 0
oh_line_TAP_OH_900159 |  | AN | node_8102604_200839665 | node_1360634_397_15391282_301 | 0.033 | unb_TAPWIRE_OH | 8102604 | no | no |  |  | no |  |  | 0 | 0 | 0 | 0
oh_line_TAP_OH_900160 |  | AN | node_8102604_200839667 | node_1358780_182_15404348_029 | 0.033 | unb_TAPWIRE_OH | 8102604 | no | no |  |  | no |  |  | 0 | 0 | 0 | 0
oh_line_TAP_OH_900161 |  | AN | node_8102604_200839669 | node_1358518_575_15404405_271 | 0.033 | unb_TAPWIRE_OH | 8102604 | no | no |  |  | no |  |  | 0 | 0 | 0 | 0
oh_line_TAP_OH_900162 |  | AN | node_8102604_200839670 | node_1358236_453_15404392_988 | 0.033 | unb_TAPWIRE_OH | 8102604 | no | no |  |  | no |  |  | 0 | 0 | 0 | 0
oh_line_TAP_OH_900163 |  | AN | node_8102604_200839673 | node_1357436_762_15403897_962 | 0.033 | unb_TAPWIRE_OH | 8102604 | no | no |  |  | no |  |  | 0 | 0 | 0 | 0
oh_line_TAP_OH_900164 |  | AN | node_8102604_200839676 | node_1356229_359_15404080_68 | 0.033 | unb_TAPWIRE_OH | 8102604 | no | no |  |  | no |  |  | 0 | 0 | 0 | 0
oh_line_TAP_OH_900166 |  | AN | node_8102604_200839679 | node_1356014_368_15404116_887 | 0.033 | unb_TAPWIRE_OH | 8102604 | no | no |  |  | no |  |  | 0 | 0 | 0 | 0
oh_line_TAP_OH_900167 |  | AN | node_8102604_200839680 | node_1360115_07_15391470_258 | 0.033 | unb_TAPWIRE_OH | 8102604 | no | no |  |  | no |  |  | 0 | 0 | 0 | 0
oh_line_TAP_OH_900168 |  | AN | node_8102604_200839687 | node_1354885_618_15404664_175 | 0.033 | unb_TAPWIRE_OH | 8102604 | no | no |  |  | no |  |  | 0 | 0 | 0 | 0
oh_line_TAP_OH_900169 |  | AN | node_8102604_200839689 | node_1354777_856_15405080_008 | 0.033 | unb_TAPWIRE_OH | 8102604 | no | no |  |  | no |  |  | 0 | 0 | 0 | 0
oh_line_TAP_OH_900170 |  | AN | node_8102604_200839690 | node_1354896_662_15405375_818 | 0.033 | unb_TAPWIRE_OH | 8102604 | no | no |  |  | no |  |  | 0 | 0 | 0 | 0
oh_line_TAP_OH_900171 |  | AN | node_8102604_200839692 | node_1359654_604_15391857_052 | 0.033 | unb_TAPWIRE_OH | 8102604 | no | no |  |  | no |  |  | 0 | 0 | 0 | 0
oh_line_TAP_OH_900172 |  | AN | node_8102604_200839697 | node_1363802_341_15391150_691 | 0.033 | unb_TAPWIRE_OH | 8102604 | no | no |  |  | no |  |  | 0 | 0 | 0 | 0
oh_line_TAP_OH_900173 |  | AN | node_8102604_200839700 | node_1363893_333_15391879_759 | 0.033 | unb_TAPWIRE_OH | 8102604 | no | no |  |  | no |  |  | 0 | 0 | 0 | 0
oh_line_TAP_OH_900174 |  | AN | node_8102604_200839705 | node_1363813_127_15393172_938 | 0.033 | unb_TAPWIRE_OH | 8102604 | no | no |  |  | no |  |  | 0 | 0 | 0 | 0
oh_line_TAP_OH_900175 |  | AN | node_8102604_200839709 | node_1363763_186_15393968_99 | 0.033 | unb_TAPWIRE_OH | 8102604 | no | no |  |  | no |  |  | 0 | 0 | 0 | 0
oh_line_TAP_OH_900176 |  | AN | node_8102604_200839710 | node_1363744_277_15394174_274 | 0.033 | unb_TAPWIRE_OH | 8102604 | no | no |  |  | no |  |  | 0 | 0 | 0 | 0
oh_line_TAP_OH_900177 |  | AN | node_8102604_200839714 | node_1362832_134_15395167_062 | 0.033 | unb_TAPWIRE_OH | 8102604 | no | no |  |  | no |  |  | 0 | 0 | 0 | 0
oh_line_TAP_OH_900293 |  | AN | node_8102604_200839996 | node_1362319_982_15374994_946 | 0.033 | unb_TAPWIRE_OH | 8102604 | no | no |  |  | no |  |  | 0 | 0 | 0 | 0
oh_line_TAP_OH_900294 |  | AN | node_8102604_200839997 | node_1362363_874_15375443_455 | 0.033 | unb_TAPWIRE_OH | 8102604 | no | no |  |  | no |  |  | 0 | 0 | 0 | 0
oh_line_TAP_OH_900295 |  | AN | node_8102604_200840000 | node_1362319_767_15375775_869 | 0.033 | unb_TAPWIRE_OH | 8102604 | no | no |  |  | no |  |  | 0 | 0 | 0 | 0
oh_line_TAP_OH_900343 |  | AN | node_8102604_200840116 | node_1367571_206_15387757_435 | 0.033 | unb_TAPWIRE_OH | 8102604 | no | no |  |  | no |  |  | 0 | 0 | 0 | 0
oh_line_TAP_OH_900344 |  | AN | node_8102604_200840117 | node_1367273_901_15387772_812 | 0.033 | unb_TAPWIRE_OH | 8102604 | no | no |  |  | no |  |  | 0 | 0 | 0 | 0
oh_line_TAP_OH_900345 |  | AN | node_8102604_200840119 | node_1367028_074_15387914_167 | 0.033 | unb_TAPWIRE_OH | 8102604 | no | no |  |  | no |  |  | 0 | 0 | 0 | 0
oh_line_TAP_OH_900346 |  | AN | node_8102604_200840120 | node_1366775_14_15388022_56 | 0.033 | unb_TAPWIRE_OH | 8102604 | no | no |  |  | no |  |  | 0 | 0 | 0 | 0
oh_line_TAP_OH_900347 |  | AN | node_8102604_200840121 | node_1366449_404_15388136_239 | 0.033 | unb_TAPWIRE_OH | 8102604 | no | no |  |  | no |  |  | 0 | 0 | 0 | 0
oh_line_TAP_OH_900358 |  | AN | node_8102604_200840150 | node_1371755_312_15384417_29 | 0.033 | unb_TAPWIRE_OH | 8102604 | no | no |  |  | no |  |  | 0 | 0 | 0 | 0
oh_line_TAP_OH_900359 |  | AN | node_8102604_200840151 | node_1371676_684_15384653_767 | 0.033 | unb_TAPWIRE_OH | 8102604 | no | no |  |  | no |  |  | 0 | 0 | 0 | 0
oh_line_TAP_OH_900360 |  | AN | node_8102604_200840153 | node_1371718_746_15384895_988 | 0.033 | unb_TAPWIRE_OH | 8102604 | no | no |  |  | no |  |  | 0 | 0 | 0 | 0
oh_line_TAP_OH_900361 |  | AN | node_8102604_200840154 | node_1371759_765_15385130_441 | 0.033 | unb_TAPWIRE_OH | 8102604 | no | no |  |  | no |  |  | 0 | 0 | 0 | 0
oh_line_TAP_OH_900362 |  | AN | node_8102604_200840156 | node_1372057_16_15385363_595 | 0.033 | unb_TAPWIRE_OH | 8102604 | no | no |  |  | no |  |  | 0 | 0 | 0 | 0
oh_line_TAP_OH_900382 |  | AN | node_8102604_200840218 | node_1370830_305_15384435_717 | 0.033 | unb_TAPWIRE_OH | 8102604 | no | no |  |  | no |  |  | 0 | 0 | 0 | 0
oh_line_TAP_OH_900383 |  | AN | node_8102604_200840220 | node_1371058_043_15384341_184 | 0.033 | unb_TAPWIRE_OH | 8102604 | no | no |  |  | no |  |  | 0 | 0 | 0 | 0
oh_line_TAP_OH_900384 |  | AN | node_8102604_200840223 | node_1371422_452_15384200_182 | 0.033 | unb_TAPWIRE_OH | 8102604 | no | no |  |  | no |  |  | 0 | 0 | 0 | 0
oh_line_TAP_OH_900385 |  | AN | node_8102604_200840225 | node_1371666_293_15384156_119 | 0.033 | unb_TAPWIRE_OH | 8102604 | no | no |  |  | no |  |  | 0 | 0 | 0 | 0
oh_line_TAP_OH_900386 |  | AN | node_8102604_200840230 | node_1372065_49_15384373_649 | 0.033 | unb_TAPWIRE_OH | 8102604 | no | no |  |  | no |  |  | 0 | 0 | 0 | 0
oh_line_TAP_OH_900387 |  | AN | node_8102604_200840232 | node_1372389_292_15384000_402 | 0.033 | unb_TAPWIRE_OH | 8102604 | no | no |  |  | no |  |  | 0 | 0 | 0 | 0
oh_line_TAP_OH_900388 |  | AN | node_8102604_200840235 | node_1372554_005_15383961_431 | 0.033 | unb_TAPWIRE_OH | 8102604 | no | no |  |  | no |  |  | 0 | 0 | 0 | 0
oh_line_TAP_OH_900389 |  | AN | node_8102604_200840239 | node_1372960_881_15383989_658 | 0.033 | unb_TAPWIRE_OH | 8102604 | no | no |  |  | no |  |  | 0 | 0 | 0 | 0
oh_line_TAP_OH_900390 |  | AN | node_8102604_200840242 | node_1373204_094_15383895_278 | 0.033 | unb_TAPWIRE_OH | 8102604 | no | no |  |  | no |  |  | 0 | 0 | 0 | 0
oh_line_TAP_OH_900391 |  | AN | node_8102604_200840245 | node_1373473_94_15383766_901 | 0.033 | unb_TAPWIRE_OH | 8102604 | no | no |  |  | no |  |  | 0 | 0 | 0 | 0
oh_line_TAP_OH_900399 |  | AN | node_8102604_200840273 | node_1367394_139_15380328_43 | 0.033 | unb_TAPWIRE_OH | 8102604 | no | no |  |  | no |  |  | 0 | 0 | 0 | 0
oh_line_TAP_OH_900400 |  | AN | node_8102604_200840276 | node_1366690_938_15379816_627 | 0.033 | unb_TAPWIRE_OH | 8102604 | no | no |  |  | no |  |  | 0 | 0 | 0 | 0
oh_line_TAP_OH_900401 |  | AN | node_8102604_200840284 | node_1366345_379_15378856_782 | 0.033 | unb_TAPWIRE_OH | 8102604 | no | no |  |  | no |  |  | 0 | 0 | 0 | 0
oh_line_TAP_OH_900402 |  | AN | node_8102604_200840287 | node_1365656_463_15378420_694 | 0.033 | unb_TAPWIRE_OH | 8102604 | no | no |  |  | no |  |  | 0 | 0 | 0 | 0
oh_line_TAP_OH_900403 |  | AN | node_8102604_200840290 | node_1365546_6_15377888_021 | 0.033 | unb_TAPWIRE_OH | 8102604 | no | no |  |  | no |  |  | 0 | 0 | 0 | 0
oh_line_TAP_OH_900404 |  | AN | node_8102604_200840291 | node_1365549_337_15377394_369 | 0.033 | unb_TAPWIRE_OH | 8102604 | no | no |  |  | no |  |  | 0 | 0 | 0 | 0
oh_line_TAP_OH_900405 |  | AN | node_8102604_200840294 | node_1365366_966_15376609_935 | 0.033 | unb_TAPWIRE_OH | 8102604 | no | no |  |  | no |  |  | 0 | 0 | 0 | 0
oh_line_TAP_OH_900406 |  | AN | node_8102604_200840295 | node_1365304_435_15376241_099 | 0.033 | unb_TAPWIRE_OH | 8102604 | no | no |  |  | no |  |  | 0 | 0 | 0 | 0
oh_line_TAP_OH_900407 |  | AN | node_8102604_200840298 | node_1365282_802_15376078_498 | 0.033 | unb_TAPWIRE_OH | 8102604 | no | no |  |  | no |  |  | 0 | 0 | 0 | 0
oh_line_TAP_OH_900408 |  | AN | node_8102604_200840300 | node_1365233_693_15375354_546 | 0.033 | unb_TAPWIRE_OH | 8102604 | no | no |  |  | no |  |  | 0 | 0 | 0 | 0
oh_line_TAP_OH_900410 |  | AN | node_8102604_200840304 | node_1364404_036_15374419_234 | 0.033 | unb_TAPWIRE_OH | 8102604 | no | no |  |  | no |  |  | 0 | 0 | 0 | 0
oh_line_TAP_OH_900411 |  | AN | node_8102604_200840305 | node_1364317_16_15374308_508 | 0.033 | unb_TAPWIRE_OH | 8102604 | no | no |  |  | no |  |  | 0 | 0 | 0 | 0
oh_line_TAP_OH_900412 |  | AN | node_8102604_200840306 | node_1364143_916_15374097_818 | 0.033 | unb_TAPWIRE_OH | 8102604 | no | no |  |  | no |  |  | 0 | 0 | 0 | 0
oh_line_TAP_OH_900413 |  | AN | node_8102604_200840307 | node_1363924_087_15373816_048 | 0.033 | unb_TAPWIRE_OH | 8102604 | no | no |  |  | no |  |  | 0 | 0 | 0 | 0
oh_line_TAP_OH_900414 |  | AN | node_8102604_200840309 | node_1360478_425_15372074_417 | 0.033 | unb_TAPWIRE_OH | 8102604 | no | no |  |  | no |  |  | 0 | 0 | 0 | 0
oh_line_TAP_OH_900415 |  | AN | node_8102604_200840312 | node_1359623_617_15372174_116 | 0.033 | unb_TAPWIRE_OH | 8102604 | no | no |  |  | no |  |  | 0 | 0 | 0 | 0
oh_line_TAP_OH_900418 |  | ABCN | node_8102604_200840315 | node_1370429_446_15384366_314 | 0.033 | unb_TAPWIRE_OH | 8102604 | no | no |  |  | no |  |  | 0 | 0 | 0 | 0
oh_line_TAP_OH_900438 |  | AN | node_8102604_200840371 | node_1370260_715_15386461_527 | 0.033 | unb_TAPWIRE_OH | 8102604 | no | no |  |  | no |  |  | 0 | 0 | 0 | 0
oh_line_TAP_OH_900439 |  | AN | node_8102604_200840376 | node_1370414_418_15387693_038 | 0.033 | unb_TAPWIRE_OH | 8102604 | no | no |  |  | no |  |  | 0 | 0 | 0 | 0
oh_line_TAP_OH_900440 |  | AN | node_8102604_200840377 | node_1370583_111_15384531_747 | 0.033 | unb_TAPWIRE_OH | 8102604 | no | no |  |  | no |  |  | 0 | 0 | 0 | 0
oh_line_TAP_OH_900441 |  | AN | node_8102604_200840380 | node_1370542_598_15385181_805 | 0.033 | unb_TAPWIRE_OH | 8102604 | no | no |  |  | no |  |  | 0 | 0 | 0 | 0
oh_line_TAP_OH_900442 |  | ABCN | node_8102604_200840388 | node_1368843_382_15386181_803 | 0.033 | unb_TAPWIRE_OH | 8102604 | no | no |  |  | no |  |  | 0 | 0 | 0 | 0
oh_line_TAP_OH_900443 |  | ABCN | node_8102604_200840391 | node_1369017_28_15386616_73 | 0.033 | unb_TAPWIRE_OH | 8102604 | no | no |  |  | no |  |  | 0 | 0 | 0 | 0
oh_line_TAP_OH_900444 |  | ABCN | node_8102604_200840399 | node_1368903_829_15387547_974 | 0.033 | unb_TAPWIRE_OH | 8102604 | no | no |  |  | no |  |  | 0 | 0 | 0 | 0
oh_line_TAP_OH_900446 |  | AN | node_8102604_200840403 | node_1369257_545_15387790_809 | 0.033 | unb_TAPWIRE_OH | 8102604 | no | no |  |  | no |  |  | 0 | 0 | 0 | 0
oh_line_TAP_OH_900447 |  | AN | node_8102604_200840405 | node_1369299_559_15388201_162 | 0.033 | unb_TAPWIRE_OH | 8102604 | no | no |  |  | no |  |  | 0 | 0 | 0 | 0
oh_line_TAP_OH_900448 |  | ABCN | node_8102604_200840410 | node_1368612_544_15385682_135 | 0.033 | unb_TAPWIRE_OH | 8102604 | no | no |  |  | no |  |  | 0 | 0 | 0 | 0
oh_line_TAP_OH_900449 |  | AN | node_8102604_200840417 | node_1368157_271_15385636_009 | 0.033 | unb_TAPWIRE_OH | 8102604 | no | no |  |  | no |  |  | 0 | 0 | 0 | 0
oh_line_TAP_OH_900450 |  | ABCN | node_8102604_200840446 | node_1367644_159_15383980_029 | 0.033 | unb_TAPWIRE_OH | 8102604 | no | no |  |  | no |  |  | 0 | 0 | 0 | 0
oh_line_TAP_OH_900451 |  | ABCN | node_8102604_200840449 | node_1367655_97_15384198_446 | 0.033 | unb_TAPWIRE_OH | 8102604 | no | no |  |  | no |  |  | 0 | 0 | 0 | 0
oh_line_TAP_OH_900452 |  | ABCN | node_8102604_200840453 | node_1367770_248_15384985_337 | 0.033 | unb_TAPWIRE_OH | 8102604 | no | no |  |  | no |  |  | 0 | 0 | 0 | 0
oh_line_TAP_OH_900453 |  | AN | node_8102604_200840458 | node_1370677_662_15381995_151 | 0.033 | unb_TAPWIRE_OH | 8102604 | no | no |  |  | no |  |  | 0 | 0 | 0 | 0
oh_line_TAP_OH_900454 |  | AN | node_8102604_200840464 | node_1368346_51_15381542_825 | 0.033 | unb_TAPWIRE_OH | 8102604 | no | no |  |  | no |  |  | 0 | 0 | 0 | 0
oh_line_TAP_OH_900455 |  | AN | node_8102604_200840465 | node_1368336_758_15381275_769 | 0.033 | unb_TAPWIRE_OH | 8102604 | no | no |  |  | no |  |  | 0 | 0 | 0 | 0
oh_line_TAP_OH_900456 |  | AN | node_8102604_200840466 | node_1368136_629_15380985_933 | 0.033 | unb_TAPWIRE_OH | 8102604 | no | no |  |  | no |  |  | 0 | 0 | 0 | 0
oh_line_TAP_OH_900457 |  | AN | node_8102604_200840469 | node_1367935_716_15380769_531 | 0.033 | unb_TAPWIRE_OH | 8102604 | no | no |  |  | no |  |  | 0 | 0 | 0 | 0
oh_line_TAP_OH_900458 |  | AN | node_8102604_200840470 | node_1367714_04_15380968_492 | 0.033 | unb_TAPWIRE_OH | 8102604 | no | no |  |  | no |  |  | 0 | 0 | 0 | 0
oh_line_TAP_OH_900459 |  | AN | node_8102604_200840471 | node_1367745_506_15380330_441 | 0.033 | unb_TAPWIRE_OH | 8102604 | no | no |  |  | no |  |  | 0 | 0 | 0 | 0
oh_line_TAP_OH_900460 |  | ABCN | node_8102604_200840484 | node_1369728_66_15384175_538 | 0.033 | unb_TAPWIRE_OH | 8102604 | no | no |  |  | no |  |  | 0 | 0 | 0 | 0
oh_line_TAP_OH_900461 |  | ABCN | node_8102604_200840485 | node_1369770_984_15384039_344 | 0.033 | unb_TAPWIRE_OH | 8102604 | no | no |  |  | no |  |  | 0 | 0 | 0 | 0
oh_line_TAP_OH_900462 |  | ABCN | node_8102604_200840487 | node_1369882_126_15383722_758 | 0.033 | unb_TAPWIRE_OH | 8102604 | no | no |  |  | no |  |  | 0 | 0 | 0 | 0
oh_line_TAP_OH_900464 |  | AN | node_8102604_200840493 | node_1370207_601_15382990_722 | 0.033 | unb_TAPWIRE_OH | 8102604 | no | no |  |  | no |  |  | 0 | 0 | 0 | 0
oh_line_TAP_OH_900465 |  | AN | node_8102604_200840496 | node_1370357_251_15382652_263 | 0.033 | unb_TAPWIRE_OH | 8102604 | no | no |  |  | no |  |  | 0 | 0 | 0 | 0
oh_line_TAP_OH_900470 |  | ABCN | node_8102604_200840527 | node_1370001_576_15384266_149 | 0.033 | unb_TAPWIRE_OH | 8102604 | no | no |  |  | no |  |  | 0 | 0 | 0 | 0
oh_line_TAP_OH_900472 |  | AN | node_8102604_200840538 | node_1369189_667_15384147_745 | 0.033 | unb_TAPWIRE_OH | 8102604 | no | no |  |  | no |  |  | 0 | 0 | 0 | 0
oh_line_TAP_OH_900473 |  | ABCN | node_8102604_200840542 | node_1368867_673_15384901_517 | 0.033 | unb_TAPWIRE_OH | 8102604 | no | no |  |  | no |  |  | 0 | 0 | 0 | 0
oh_line_TAP_OH_900474 |  | ABCN | node_8102604_200840547 | node_1368474_377_15385178_347 | 0.033 | unb_TAPWIRE_OH | 8102604 | no | no |  |  | no |  |  | 0 | 0 | 0 | 0
oh_line_TAP_OH_900475 |  | ABCN | node_8102604_200840555 | node_1369677_232_15384311_955 | 0.033 | unb_TAPWIRE_OH | 8102604 | no | no |  |  | no |  |  | 0 | 0 | 0 | 0
oh_line_TAP_OH_900479 |  | ABCN | node_8102604_200840572 | node_1369160_106_15385076_275 | 0.033 | unb_TAPWIRE_OH | 8102604 | no | no |  |  | no |  |  | 0 | 0 | 0 | 0
oh_line_TAP_OH_900480 |  | AN | node_8102604_200840575 | node_1369710_301_15384549_326 | 0.033 | unb_TAPWIRE_OH | 8102604 | no | no |  |  | no |  |  | 0 | 0 | 0 | 0
oh_line_TAP_OH_900481 |  | AN | node_8102604_200840578 | node_1369786_304_15385071_374 | 0.033 | unb_TAPWIRE_OH | 8102604 | no | no |  |  | no |  |  | 0 | 0 | 0 | 0
oh_line_TAP_OH_900482 |  | AN | node_8102604_200840581 | node_1369446_971_15384947_876 | 0.033 | unb_TAPWIRE_OH | 8102604 | no | no |  |  | no |  |  | 0 | 0 | 0 | 0
oh_line_TAP_OH_900483 |  | AN | node_8102604_200840586 | node_1368954_377_15385521_146 | 0.033 | unb_TAPWIRE_OH | 8102604 | no | no |  |  | no |  |  | 0 | 0 | 0 | 0
oh_line_TAP_OH_901828 |  | AN | node_8102604_200844526 | node_1362777_506_15373251_656 | 0.033 | unb_TAPWIRE_OH | 8102604 | no | no |  |  | no |  |  | 0 | 0 | 0 | 0
oh_line_TAP_OH_901829 |  | AN | node_8102604_200844528 | node_1362638_824_15373775_344 | 0.033 | unb_TAPWIRE_OH | 8102604 | no | no |  |  | no |  |  | 0 | 0 | 0 | 0
oh_line_TAP_OH_901830 |  | AN | node_8102604_200844530 | node_1362610_07_15374123_841 | 0.033 | unb_TAPWIRE_OH | 8102604 | no | no |  |  | no |  |  | 0 | 0 | 0 | 0
oh_line_TAP_OH_901833 |  | AN | node_8102604_200844540 | node_1363179_346_15368690_943 | 0.033 | unb_TAPWIRE_OH | 8102604 | no | no |  |  | no |  |  | 0 | 0 | 0 | 0
oh_line_TAP_OH_901834 |  | AN | node_8102604_200844543 | node_1364785_199_15368309_254 | 0.033 | unb_TAPWIRE_OH | 8102604 | no | no |  |  | no |  |  | 0 | 0 | 0 | 0
oh_line_TAP_OH_901835 |  | AN | node_8102604_200844544 | node_1364575_151_15368595_88 | 0.033 | unb_TAPWIRE_OH | 8102604 | no | no |  |  | no |  |  | 0 | 0 | 0 | 0
oh_line_TAP_OH_901836 |  | AN | node_8102604_200844545 | node_1363118_174_15368339_69 | 0.033 | unb_TAPWIRE_OH | 8102604 | no | no |  |  | no |  |  | 0 | 0 | 0 | 0
oh_line_TAP_OH_901837 |  | AN | node_8102604_200844550 | node_1363501_707_15370943_163 | 0.033 | unb_TAPWIRE_OH | 8102604 | no | no |  |  | no |  |  | 0 | 0 | 0 | 0
oh_line_TAP_OH_901838 |  | AN | node_8102604_200844552 | node_1363799_787_15370442_702 | 0.033 | unb_TAPWIRE_OH | 8102604 | no | no |  |  | no |  |  | 0 | 0 | 0 | 0
oh_line_TAP_OH_901912 |  | AN | node_8102604_200844759 | node_1364178_236_15370058_77 | 0.033 | unb_TAPWIRE_OH | 8102604 | no | no |  |  | no |  |  | 0 | 0 | 0 | 0
oh_line_TAP_OH_901913 |  | AN | node_8102604_200844761 | node_1364329_169_15370170_879 | 0.033 | unb_TAPWIRE_OH | 8102604 | no | no |  |  | no |  |  | 0 | 0 | 0 | 0
oh_line_TAP_OH_901914 |  | AN | node_8102604_200844764 | node_1364296_834_15369512_402 | 0.033 | unb_TAPWIRE_OH | 8102604 | no | no |  |  | no |  |  | 0 | 0 | 0 | 0
oh_line_TAP_OH_901915 |  | AN | node_8102604_200844765 | node_1364351_877_15369261_433 | 0.033 | unb_TAPWIRE_OH | 8102604 | no | no |  |  | no |  |  | 0 | 0 | 0 | 0
oh_line_TAP_OH_901916 |  | AN | node_8102604_200844766 | node_1363718_743_15370892_966 | 0.033 | unb_TAPWIRE_OH | 8102604 | no | no |  |  | no |  |  | 0 | 0 | 0 | 0
oh_line_TAP_OH_901917 |  | AN | node_8102604_200844767 | node_1364078_266_15370837_821 | 0.033 | unb_TAPWIRE_OH | 8102604 | no | no |  |  | no |  |  | 0 | 0 | 0 | 0
oh_line_TAP_OH_901918 |  | AN | node_8102604_200844769 | node_1364734_939_15370915_049 | 0.033 | unb_TAPWIRE_OH | 8102604 | no | no |  |  | no |  |  | 0 | 0 | 0 | 0
oh_line_TAP_OH_901919 |  | AN | node_8102604_200844773 | node_1365372_493_15371457_283 | 0.033 | unb_TAPWIRE_OH | 8102604 | no | no |  |  | no |  |  | 0 | 0 | 0 | 0
oh_line_TAP_OH_901920 |  | AN | node_8102604_200844774 | node_1365088_676_15371466_035 | 0.033 | unb_TAPWIRE_OH | 8102604 | no | no |  |  | no |  |  | 0 | 0 | 0 | 0
oh_line_TAP_OH_901933 |  | AN | node_8102604_200844816 | node_1363678_55_15373512_572 | 0.033 | unb_TAPWIRE_OH | 8102604 | no | no |  |  | no |  |  | 0 | 0 | 0 | 0
oh_line_TAP_OH_901934 |  | AN | node_8102604_200844820 | node_1363064_868_15372639_504 | 0.033 | unb_TAPWIRE_OH | 8102604 | no | no |  |  | no |  |  | 0 | 0 | 0 | 0
oh_line_TAP_OH_901935 |  | AN | node_8102604_200844822 | node_1362726_33_15372309_067 | 0.033 | unb_TAPWIRE_OH | 8102604 | no | no |  |  | no |  |  | 0 | 0 | 0 | 0
oh_line_TAP_OH_901936 |  | AN | node_8102604_200844826 | node_1362390_222_15372297_3 | 0.033 | unb_TAPWIRE_OH | 8102604 | no | no |  |  | no |  |  | 0 | 0 | 0 | 0
oh_line_TAP_OH_901937 |  | AN | node_8102604_200844827 | node_1361964_566_15372197_961 | 0.033 | unb_TAPWIRE_OH | 8102604 | no | no |  |  | no |  |  | 0 | 0 | 0 | 0
oh_line_TAP_OH_920480 |  | AN | node_8102604_200948277 | node_1363051_528_15394639_098 | 0.033 | unb_TAPWIRE_OH | 8102604 | no | no |  |  | no |  |  | 0 | 0 | 0 | 0
oh_line_TAP_OH_920657 |  | ABCN | node_8102604_200949188 | node_1368226_727_15385445_125 | 0.033 | unb_TAPWIRE_OH | 8102604 | no | no |  |  | no |  |  | 0 | 0 | 0 | 0
oh_line_TAP_OH_920879 |  | AN | node_8102604_200951028 | node_1368164_246_15384112_23 | 0.033 | unb_TAPWIRE_OH | 8102604 | no | no |  |  | no |  |  | 0 | 0 | 0 | 0
oh_line_TAP_OH_921602 |  | AN | node_8102604_200957525 | node_1367758_222_15392954_145 | 0.033 | unb_TAPWIRE_OH | 8102604 | no | no |  |  | no |  |  | 0 | 0 | 0 | 0
oh_line_TAP_OH_923667 |  | AN | node_8102604_200967462 | node_1374130_181_15378369_885 | 0.033 | unb_TAPWIRE_OH | 8102604 | no | no |  |  | no |  |  | 0 | 0 | 0 | 0
oh_line_TAP_OH_925432 |  | AN | node_8102604_200977754 | node_1362392_818_15395616_319 | 0.033 | unb_TAPWIRE_OH | 8102604 | no | no |  |  | no |  |  | 0 | 0 | 0 | 0
oh_line_TAP_OH_928290 |  | AN | node_8102604_201008698 | node_1373703_091_15377565_967 | 0.033 | unb_TAPWIRE_OH | 8102604 | no | no |  |  | no |  |  | 0 | 0 | 0 | 0
oh_line_TAP_OH_932237 |  | AN | node_8102604_201027298 | node_1365684_549_15379037_964 | 0.033 | unb_TAPWIRE_OH | 8102604 | no | no |  |  | no |  |  | 0 | 0 | 0 | 0
oh_line_TAP_OH_935093 |  | AN | node_8102604_201047157 | node_1367550_677_15392421_235 | 0.033 | unb_TAPWIRE_OH | 8102604 | no | no |  |  | no |  |  | 0 | 0 | 0 | 0
oh_line_TAP_OH_935324 |  | AN | node_8102604_201048828 | node_1369139_375_15387611_134 | 0.033 | unb_TAPWIRE_OH | 8102604 | no | no |  |  | no |  |  | 0 | 0 | 0 | 0
oh_line_TAP_OH_935326 |  | AN | node_8102604_201048832 | node_1372245_26_15384027_077 | 0.033 | unb_TAPWIRE_OH | 8102604 | no | no |  |  | no |  |  | 0 | 0 | 0 | 0
oh_line_TAP_OH_935517 |  | AN | node_8102604_201050585 | node_1357835_049_15404182_392 | 0.033 | unb_TAPWIRE_OH | 8102604 | no | no |  |  | no |  |  | 0 | 0 | 0 | 0
oh_line_TAP_OH_935825 |  | AN | node_8102604_201052720 | node_1358506_685_15391750_325 | 0.033 | unb_TAPWIRE_OH | 8102604 | no | no |  |  | no |  |  | 0 | 0 | 0 | 0
oh_line_TAP_OH_935826 |  | AN | node_8102604_201052725 | node_1359729_643_15391581_112 | 0.033 | unb_TAPWIRE_OH | 8102604 | no | no |  |  | no |  |  | 0 | 0 | 0 | 0
oh_line_TAP_OH_936426 |  | AN | node_8102604_201058114 | node_1357712_325_15396354_25 | 0.033 | unb_TAPWIRE_OH | 8102604 | no | no |  |  | no |  |  | 0 | 0 | 0 | 0
oh_line_TAP_OH_936427 |  | AN | node_8102604_201058115 | node_1357538_722_15396719_949 | 0.033 | unb_TAPWIRE_OH | 8102604 | no | no |  |  | no |  |  | 0 | 0 | 0 | 0
oh_line_TAP_OH_1506038 |  | AN | node_8102604_200840302 | node_1364806_142_15374778_784 | 0.033 | unb_TAPWIRE_OH | 8102604 | no | no |  |  | no |  |  | 0 | 0 | 0 | 0
oh_line_TAP_OH_2138533 |  | ABCN | node_8102604_200840532 | node_1369639_299_15384008_468 | 0.033 | unb_TAPWIRE_OH | 8102604 | no | no |  |  | no |  |  | 0 | 0 | 0 | 0
oh_line_TAP_OH_2138534 |  | ABCN | node_8102604_200840532 | node_1369657_437_15384019_19 | 0.033 | unb_TAPWIRE_OH | 8102604 | no | no |  |  | no |  |  | 0 | 0 | 0 | 0
oh_line_TAP_OH_2138535 |  | ABCN | node_8102604_200840532 | node_1369619_753_15384004_419 | 0.033 | unb_TAPWIRE_OH | 8102604 | no | no |  |  | no |  |  | 0 | 0 | 0 | 0
oh_line_TAP_OH_2138569 |  | ABCN | node_8102604_200840569 | node_1369019_508_15384720_668 | 0.033 | unb_TAPWIRE_OH | 8102604 | no | no |  |  | no |  |  | 0 | 0 | 0 | 0
oh_line_TAP_OH_2138570 |  | ABCN | node_8102604_200840569 | node_1369035_616_15384705_41 | 0.033 | unb_TAPWIRE_OH | 8102604 | no | no |  |  | no |  |  | 0 | 0 | 0 | 0
oh_line_TAP_OH_2138695 |  | ABCN | node_8102604_200839050 | node_1365676_036_15389061_477 | 0.033 | unb_TAPWIRE_OH | 8102604 | no | no |  |  | no |  |  | 0 | 0 | 0 | 0
oh_line_TAP_OH_2138696 |  | ABCN | node_8102604_200839050 | node_1365679_037_15389035_187 | 0.033 | unb_TAPWIRE_OH | 8102604 | no | no |  |  | no |  |  | 0 | 0 | 0 | 0
oh_line_TAP_OH_2141320 |  | ABCN | node_8102604_200840564 | node_1369368_734_15384478_38 | 0.033 | unb_TAPWIRE_OH | 8102604 | no | no |  |  | no |  |  | 0 | 0 | 0 | 0
oh_line_TAP_OH_2141321 |  | ABCN | node_8102604_200840564 | node_1369384_558_15384462_594 | 0.033 | unb_TAPWIRE_OH | 8102604 | no | no |  |  | no |  |  | 0 | 0 | 0 | 0
oh_line_TAP_OH_2141369 |  | ABCN | node_8102604_200840488 | node_1369872_927_15383576_065 | 0.033 | unb_TAPWIRE_OH | 8102604 | no | no |  |  | no |  |  | 0 | 0 | 0 | 0
oh_line_TAP_OH_2141370 |  | ABCN | node_8102604_200840488 | node_1369878_866_15383550_726 | 0.033 | unb_TAPWIRE_OH | 8102604 | no | no |  |  | no |  |  | 0 | 0 | 0 | 0
oh_line_TAP_OH_2141371 |  | ABCN | node_8102604_200840488 | node_1369872_066_15383602_66 | 0.033 | unb_TAPWIRE_OH | 8102604 | no | no |  |  | no |  |  | 0 | 0 | 0 | 0
oh_line_TAP_OH_2141375 |  | ABCN | node_8102604_200840401 | node_1368524_909_15387453_571 | 0.033 | unb_TAPWIRE_OH | 8102604 | no | no |  |  | no |  |  | 0 | 0 | 0 | 0
oh_line_TAP_OH_2141376 |  | ABCN | node_8102604_200840401 | node_1368534_218_15387430_176 | 0.033 | unb_TAPWIRE_OH | 8102604 | no | no |  |  | no |  |  | 0 | 0 | 0 | 0
oh_line_TAP_OH_2141377 |  | ABCN | node_8102604_200840401 | node_1368520_426_15387479_461 | 0.033 | unb_TAPWIRE_OH | 8102604 | no | no |  |  | no |  |  | 0 | 0 | 0 | 0
oh_line_TAP_OH_2141398 |  | ABCN | node_8102604_200840367 | node_1370610_665_15384060_659 | 0.033 | unb_TAPWIRE_OH | 8102604 | no | no |  |  | no |  |  | 0 | 0 | 0 | 0
oh_line_TAP_OH_2141399 |  | ABCN | node_8102604_200840367 | node_1370628_728_15384071_611 | 0.033 | unb_TAPWIRE_OH | 8102604 | no | no |  |  | no |  |  | 0 | 0 | 0 | 0
oh_line_TAP_OH_2141400 |  | ABCN | node_8102604_200840367 | node_1370591_147_15384056_362 | 0.033 | unb_TAPWIRE_OH | 8102604 | no | no |  |  | no |  |  | 0 | 0 | 0 | 0
oh_line_TAP_OH_2141427 |  | ABCN | node_8102604_200840560 | node_1367051_831_15385383_21 | 0.033 | unb_TAPWIRE_OH | 8102604 | no | no |  |  | no |  |  | 0 | 0 | 0 | 0
oh_line_TAP_OH_2141428 |  | ABCN | node_8102604_200840560 | node_1367058_206_15385358_068 | 0.033 | unb_TAPWIRE_OH | 8102604 | no | no |  |  | no |  |  | 0 | 0 | 0 | 0
oh_line_TAP_OH_2141429 |  | ABCN | node_8102604_200840560 | node_1367050_512_15385409_766 | 0.033 | unb_TAPWIRE_OH | 8102604 | no | no |  |  | no |  |  | 0 | 0 | 0 | 0
oh_line_TAP_OH_2329721 |  | ABCN | node_8102604_200839099 | node_1362263_517_15390229_551 | 0.033 | unb_TAPWIRE_OH | 8102604 | no | no |  |  | no |  |  | 0 | 0 | 0 | 0
oh_line_TAP_OH_2329722 |  | ABCN | node_8102604_200839116 | node_1360141_88_15388562_034 | 0.033 | unb_TAPWIRE_OH | 8102604 | no | no |  |  | no |  |  | 0 | 0 | 0 | 0
oh_line_TAP_OH_2692975 |  | ABCN | node_8102604_311851017 | node_1368934_374_15385220_232 | 0.033 | unb_TAPWIRE_OH | 8102604 | no | no |  |  | no |  |  | 0 | 0 | 0 | 0
oh_line_TAP_OH_2692976 |  | ABCN | node_8102604_311851017 | node_1368931_663_15385208_56 | 0.033 | unb_TAPWIRE_OH | 8102604 | no | no |  |  | no |  |  | 0 | 0 | 0 | 0
oh_line_TAP_OH_4158716 |  | AN | node_8102604_312036339 | node_1361256_711_15390484_972 | 0.033 | unb_TAPWIRE_OH | 8102604 | no | no |  |  | no |  |  | 0 | 0 | 0 | 0
oh_line_TAP_OH_5723259 |  | ABCN | node_8102604_312153306 | node_1365419_178_15389077_487 | 0.033 | unb_TAPWIRE_OH | 8102604 | no | no |  |  | no |  |  | 0 | 0 | 0 | 0

## overhead_line_conductor
data_type | static
owner_type | feeder
owner | 8102604
object | overhead_line_conductor
name | groupid | geometric_mean_radius | resistance | diameter | rating_summer_continuous | rating_summer_emergency | rating_winter_continuous | rating_winter_emergency | dcircuit | selected | comments
oh_cond_1/0_AAAC |  | 0.012 | 0.876 | 0.398 | 235 | 235 | 310 | 310 |  | no
oh_cond_1/0_ACSR |  | 0.012 | 0.888 | 0.398 | 265 | 265 | 330 | 330 |  | no
oh_cond_2/0_CU |  | 0.013 | 0.44 | 0.414 | 295 | 295 | 425 | 425 |  | no
oh_cond_2_ACSR |  | 0.01 | 1.41 | 0.325 | 195 | 195 | 245 | 245 |  | no
oh_cond_3_#7_CWD_30% |  | 0.005 | 3.07 | 0.311 | 125 | 125 | 195 | 195 |  | no
oh_cond_3_#104_CWD |  | 0.003 | 5.945 | 0.224 | 90 | 90 | 130 | 130 |  | no
oh_cond_4/0_AAAC |  | 0.017 | 0.439 | 0.563 | 365 | 365 | 480 | 480 |  | no
oh_cond_4/0_ACSR |  | 0.017 | 0.445 | 0.563 | 410 | 410 | 515 | 515 |  | no
oh_cond_4A_CWD |  | 0.006 | 1.395 | 0.29 | 150 | 150 | 220 | 220 |  | no
oh_cond_4_ACSR |  | 0.008 | 2.24 | 0.25 | 145 | 145 | 185 | 185 |  | no
oh_cond_4_CU |  | 0.007 | 1.388 | 0.232 | 140 | 140 | 200 | 200 |  | no
oh_cond_6C_CWD |  | 0.005 | 2.21 | 0.225 | 105 | 105 | 155 | 155 |  | no
oh_cond_6_CU |  | 0.006 | 2.18 | 0.184 | 110 | 110 | 150 | 150 |  | no
oh_cond_8D_CWD |  | 0.004 | 3.51 | 0.219 | 85 | 85 | 135 | 135 |  | no
oh_cond_336_5_ACSR |  | 0.024 | 0.278 | 0.684 | 555 | 555 | 705 | 705 |  | no
oh_cond_477_MCM_AL |  | 0.025 | 0.198 | 0.792 | 605 | 605 | 810 | 810 |  | no
oh_cond_WP-4/0-CU |  | 0.015 | 0.273 | 0.81 | 340 | 340 | 390 | 390 |  | no

## regulator
data_type | static
owner_type | feeder
owner | 8102604
object | regulator
name | groupid | phases | fr | to | configuration | sense_node | dcircuit | selected | monitored | monitored_fields | class_monitored_fields | played | played_fields | comments
regulator_312124497 |  | ABCD | node_intto1_312124497 | node_312124497 | config_regulator_312124497 |  | 8102604 | no | no |  |  | no

## regulator_configuration
data_type | static
owner_type | feeder
owner | 8102604
object | regulator_configuration
name | groupid | connect_type | band_center | band_width | time_delay | dwell_time | raise_taps | lower_taps | current_transducer_ratio | power_transducer_ratio | compensator_r_setting_A | compensator_x_setting_A | compensator_r_setting_B | compensator_x_setting_B | compensator_r_setting_C | compensator_x_setting_C | CT_phase | PT_phase | regulation | control_level | Control | Type | tap_pos_A | tap_pos_B | tap_pos_C | dcircuit | selected | comments
config_regulator_312124497 |  | WYE_WYE | 123 | 3 |  |  | 16 | 16 | 400 | 166 | 0 | 0 | 0 | 0 | 0 | 0 | A | A | 0.1 | INDIVIDUAL | OUTPUT_VOLTAGE | A | 0 | 0 | 0 |  | no

## switch
data_type | static
owner_type | feeder
owner | 8102604
object | switch
name | groupid | phases | fr | to | phase_A_state | phase_B_state | phase_C_state | operating_mode | status | dcircuit | selected | monitored | monitored_fields | class_monitored_fields | played | played_fields | comments
switch_220416897 |  | AD | node_intto1_8102604_200839476 | node_8102604_200839476 | CLOSED | CLOSED | CLOSED | INDIVIDUAL |  | 8102604 | no | no |  |  | no
switch_220416992 |  | AD | node_intto1_220416992 | node_220416992 | CLOSED | CLOSED | CLOSED | INDIVIDUAL |  | 8102604 | no | no |  |  | no
switch_220417017 |  | ABCD | node_intto1_8102604_200840429 | node_8102604_200840429 | CLOSED | CLOSED | CLOSED | INDIVIDUAL |  | 8102604 | no | no |  |  | no
switch_220417026 |  | ABCD | node_intto1_8102604_200840451 | node_8102604_200840451 | CLOSED | CLOSED | CLOSED | INDIVIDUAL |  | 8102604 | no | no |  |  | no
switch_311897262 |  | ABCD | node_intto1_8102604_311897261 | node_8102604_311897261 | CLOSED | CLOSED | CLOSED | INDIVIDUAL |  | 8102604 | no | no |  |  | no
switch_312124475 |  | ABCN | node_intto1_312124475 | node_312124475 | CLOSED | CLOSED | CLOSED | INDIVIDUAL |  | 8102604 | no | no |  |  | no
switch_312126388 |  | ABCN | node_intto1_8102604_312124478 | node_8102604_312124478 | CLOSED | CLOSED | CLOSED | INDIVIDUAL |  | 8102604 | no | no |  |  | no
switch_312126392 |  | ABCN | node_intto1_8102604_312124473 | node_8102604_312124473 | CLOSED | CLOSED | CLOSED | INDIVIDUAL |  | 8102604 | no | no |  |  | no

## transformer
data_type | static
owner_type | feeder
owner | 8102604
object | transformer
name | groupid | phases | fr | to | configuration | climate | aging_constant | use_thermal_model | aging_granularity | dcircuit | selected | monitored | monitored_fields | class_monitored_fields | played | played_fields | comments
transformer_220465361 |  | AD | node_intto1_220465361 | node_220465361 | config_transformer_220465361 |  | 0 |  | 0 | 8102604 | no | no |  |  | no

## transformer_configuration
data_type | static
owner_type | feeder
owner | 8102604
object | transformer_configuration
name | groupid | connect_type | install_type | coolant_type | cooling_type | primary_voltage | secondary_voltage | power_rating | powerA_rating | powerB_rating | powerC_rating | impedance | shunt_impedance | core_coil_weight | tank_fittings_weight | oil_volume | rated_winding_time_constant | rated_winding_hot_spot_rise | rated_top_oil_rise | no_load_loss | full_load_loss | reactance_resistance_ratio | installed_insulation_life | dcircuit | selected | comments
config_transformer_220465361 |  | DELTA_GWYE |  |  |  | 4800 | 12470 | 167 | 0 | 0 | 0 | 0.004+0.04j | 0 | 0 | 0 | 0 | 0 | 0 | 0 | 0 | 0 | 10 | 0 |  | no

## underground_line
data_type | static
owner_type | feeder
owner | 8102604
object | underground_line
name | groupid | phases | fr | to | length | configuration | dcircuit | selected | monitored | monitored_fields | class_monitored_fields | played | played_fields | comments
und_line_8102604_200839028 |  | AN | node_8102604_201027273 | node_8102604_200839028 | 155.461 | und_1P_1/0ALURD_1/0AL(N) | 8102604 | no | no |  |  | no
und_line_8102604_200839031 |  | AN | node_8102604_200839028 | node_8102604_200839031 | 176.976 | und_1P_1/0ALURD_1/0AL(N) | 8102604 | no | no |  |  | no
und_line_8102604_200839034 |  | AN | node_8102604_200839031 | node_8102604_200839034 | 230.887 | und_1P_1/0ALURD_1/0AL(N) | 8102604 | no | no |  |  | no
und_line_8102604_200839036 |  | AN | node_8102604_200839034 | node_8102604_200839036 | 206.622 | und_1P_1/0ALURD_1/0AL(N) | 8102604 | no | no |  |  | no
und_line_8102604_200839039 |  | AN | node_8102604_200839036 | node_8102604_200839039 | 546.718 | und_1P_1/0ALURD_1/0AL(N) | 8102604 | no | no |  |  | no
und_line_8102604_200839044 |  | AN | node_8102604_201031110 | node_8102604_200839044 | 249.927 | und_1P_1/0ALURD_1/0AL(N) | 8102604 | no | no |  |  | no
und_line_8102604_200973499 |  | AN | node_8102604_200968066 | node_intto1_8102604_200973499 | 463.49 | und_1P_DELTACUST | 8102604 | no | no |  |  | no
und_line_8102604_201027273 |  | AN | node_8102604_200840241 | node_8102604_201027273 | 310.642 | und_1P_1/0ALURD_1/0AL(N) | 8102604 | no | no |  |  | no
und_line_8102604_201027284 |  | AN | node_8102604_200844532 | node_intto1_8102604_201027284 | 421.034 | und_1P_DELTACUST | 8102604 | no | no |  |  | no
und_line_8102604_201027287 |  | AN | node_8102604_200840228 | node_intto1_8102604_201027287 | 116.814 | und_1P_DELTACUST | 8102604 | no | no |  |  | no
und_line_8102604_201027294 |  | AN | node_8102604_200844818 | node_intto1_8102604_201027294 | 581.761 | und_1P_DELTACUST | 8102604 | no | no |  |  | no
und_line_8102604_201031110 |  | AN | node_8102604_200839028 | node_8102604_201031110 | 280.792 | und_1P_1/0ALURD_1/0AL(N) | 8102604 | no | no |  |  | no
und_line_8102604_310041449 |  | AN | node_8102604_200839039 | node_8102604_310041449 | 376.852 | und_1P_2ALURD_2AL(N) | 8102604 | no | no |  |  | no
und_line_8102604_311872786 |  | AN | node_8102604_311872788 | node_intto1_8102604_311872786 | 250.775 | und_1P_DELTACUST | 8102604 | no | no |  |  | no
und_line_8102604_311872787 |  | AN | node_8102604_311872786 | node_8102604_311872787 | 402.412 | und_1P_DELTACUST | 8102604 | no | no |  |  | no
und_line_8102604_311932134 |  | AN | node_8102604_311932133 | node_intto1_8102604_311932134 | 403.546 | und_1P_DELTACUST | 8102604 | no | no |  |  | no
und_line_8102604_312122204 |  | AN | node_8102604_312111815 | node_8102604_312122204 | 186.652 | und_1P_DELTACUST | 8102604 | no | no |  |  | no
und_line_8102604_312135249 |  | AN | node_8102604_310041449 | node_8102604_312135249 | 318.64 | und_2P_2ALURD_2AL(N) | 8102604 | no | no |  |  | no
und_line_TAP_UG_59072 |  | AN | node_8102604_200839028 | node_1372622_698_15383474_68 | 0.033 | und_TAPWIRE_UG | 8102604 | no | no |  |  | no
und_line_TAP_UG_59073 |  | AN | node_8102604_200839031 | node_1372479_094_15383572_622 | 0.033 | und_TAPWIRE_UG | 8102604 | no | no |  |  | no
und_line_TAP_UG_59074 |  | AN | node_8102604_200839034 | node_1372259_233_15383469_727 | 0.033 | und_TAPWIRE_UG | 8102604 | no | no |  |  | no
und_line_TAP_UG_59075 |  | AN | node_8102604_200839036 | node_1372234_228_15383200_432 | 0.033 | und_TAPWIRE_UG | 8102604 | no | no |  |  | no
und_line_TAP_UG_59076 |  | AN | node_8102604_200839039 | node_1371742_205_15383266_754 | 0.033 | und_TAPWIRE_UG | 8102604 | no | no |  |  | no
und_line_TAP_UG_59077 |  | AN | node_8102604_200839044 | node_1372798_028_15383207_644 | 0.033 | und_TAPWIRE_UG | 8102604 | no | no |  |  | no
und_line_TAP_UG_61882 |  | AN | node_8102604_200973499 | node_1366154_355_15371539_314 | 0.033 | und_TAPWIRE_UG | 8102604 | no | no |  |  | no
und_line_TAP_UG_65340 |  | AN | node_8102604_201027284 | node_1362957_482_15374662_538 | 0.033 | und_TAPWIRE_UG | 8102604 | no | no |  |  | no
und_line_TAP_UG_65341 |  | AN | node_8102604_201027287 | node_1372027_51_15383954_773 | 0.033 | und_TAPWIRE_UG | 8102604 | no | no |  |  | no
und_line_TAP_UG_65345 |  | AN | node_8102604_201027294 | node_1364162_041_15373038_453 | 0.033 | und_TAPWIRE_UG | 8102604 | no | no |  |  | no
und_line_TAP_UG_786622 |  | AN | node_8102604_310041449 | node_1371310_088_15383508_837 | 0.033 | und_TAPWIRE_UG | 8102604 | no | no |  |  | no
und_line_TAP_UG_1243262 |  | AN | node_8102604_311872787 | node_1372280_449_15384577_781 | 0.033 | und_TAPWIRE_UG | 8102604 | no | no |  |  | no
und_line_TAP_UG_1387090 |  | AN | node_8102604_311872786 | node_1372078_007_15385031_366 | 0.033 | und_TAPWIRE_UG | 8102604 | no | no |  |  | no
und_line_TAP_UG_1597943 |  | AN | node_8102604_311932134 | node_1370681_171_15382965_935 | 0.033 | und_TAPWIRE_UG | 8102604 | no | no |  |  | no
und_line_TAP_UG_2650626 |  | AN | node_8102604_312122204 | node_1366376_764_15371382_47 | 0.033 | und_TAPWIRE_UG | 8102604 | no | no |  |  | no
und_line_TAP_UG_2756242 |  | AN | node_8102604_312135249 | node_1371117_258_15383747_033 | 0.033 | und_TAPWIRE_UG | 8102604 | no | no |  |  | no

## underground_line_conductor
data_type | static
owner_type | feeder
owner | 8102604
object | underground_line_conductor
name | groupid | outer_diameter | conductor_gmr | conductor_diameter | conductor_resistance | neutral_gmr | neutral_diameter | neutral_resistance | neutral_strands | insulation_relative_permitivitty | shield_gmr | shield_resistance | rating_summer_continuous | rating_summer_emergency | rating_winter_continuous | rating_winter_emergency | dcircuit | selected | comments
und_cond_1P_1/0ALURD_1/0AL(N) | [12 empty] | 160 | 160 | 180 | 180 |  | no
und_cond_1P_2ALURD_2AL(N) | [12 empty] | 125 | 125 | 140 | 140 |  | no
und_cond_1P_DELTACUST | [12 empty] | 685 | 685 | 685 | 685 |  | no
und_cond_2P_2ALURD_2AL(N) | [12 empty] | 125 | 125 | 140 | 140 |  | no
und_cond_TAPWIRE_UG | [12 empty] | 99999999 | 99999999 | 99999999 | 99999999 |  | no