## capacitor
data_type | static
owner_type | feeder
owner | 8104404
object | capacitor
name | groupid | parent | phases | nominal_voltage | pt_phase | phases_connected | switchA | switchB | switchC | control | voltage_set_high | voltage_set_low | VAr_set_high | VAr_set_low | current_set_high | current_set_low | capacitor_A | capacitor_B | capacitor_C | cap_nominal_voltage | time_delay | dwell_time | lockout_time | remote_sense | remote_sense_B | control_level | dcircuit | selected | monitored | monitored_fields | class_monitored_fields | played | played_fields | comments
cap_220369502 |  | node_1377992_785_15435097_632 | AN | 0 |  | AN | CLOSED |  |  | MANUAL | [6 empty] | 50000 |  |  | 4800 | [6 empty] | 8104404 | no | no |  |  | no
cap_220369504 |  | node_1357260_534_15455303_004 | AN | 0 |  | AN | CLOSED |  |  | MANUAL | [6 empty] | 100000 |  |  | 4800 | [6 empty] | 8104404 | no | no |  |  | no
cap_220369511 |  | node_1374657_943_15411167_268 | AN | 0 |  | AN | CLOSED |  |  | MANUAL | [6 empty] | 50000 |  |  | 4800 | [6 empty] | 8104404 | no | no |  |  | no
cap_220369514 |  | node_1367159_607_15420360_188 | AN | 0 |  | AN | CLOSED |  |  | MANUAL | [6 empty] | 100000 |  |  | 4800 | [6 empty] | 8104404 | no | no |  |  | no
cap_220369534 |  | node_1389822_015_15418343_018 | AN | 0 |  | AN | CLOSED |  |  | MANUAL | [6 empty] | 50000 |  |  | 4800 | [6 empty] | 8104404 | no | no |  |  | no
cap_220369535 |  | node_1382514_852_15410819_894 | AN | 0 |  | AN | CLOSED |  |  | MANUAL | [6 empty] | 100000 |  |  | 4800 | [6 empty] | 8104404 | no | no |  |  | no
cap_220369536 |  | node_1384700_949_15411824_17 | AN | 0 |  | AN | CLOSED |  |  | MANUAL | [6 empty] | 50000 |  |  | 4800 | [6 empty] | 8104404 | no | no |  |  | no
cap_220618757 |  | node_1377183_236_15432140_715 | AN | 0 |  | AN | CLOSED |  |  | MANUAL | [6 empty] | 50000 |  |  | 4800 | [6 empty] | 8104404 | no | no |  |  | no
cap_220656112 |  | node_1366002_471_15433183_665 | AN | 0 |  | AN | CLOSED |  |  | MANUAL | [6 empty] | 50000 |  |  | 4800 | [6 empty] | 8104404 | no | no |  |  | no
cap_310012053 |  | node_1360854_68_15423910_114 | ABCN | 0 |  | ABCN | CLOSED | CLOSED | CLOSED | MANUAL | [6 empty] | 200000 | 200000 | 200000 | 19920 | [6 empty] | 8104404 | no | no |  |  | no

## feeder
data_type | static
owner_type | feeder
owner | 8104404
object | feeder
name | transmission_bus | ARC | ADR | slack_bus | nom_voltages | num_nodes | num_ohlines | num_uglines | num_transformers | num_generators | num_pvs | num_storages | num_loads | miles | mw | mvar | losses_mw | losses_mvar | comments | use_feeder_load_shape | load_shape_scale | use_feeder_pv_shape | pv_shape_scale | description | restore_time | griddisconnect_scenario_probability | gridconnect_scenario_probability | use_energy_not_served | VOLL | discount_rate | yearly_load_growth_percent | planning_horizon | enable_traditional_project_deferral | lifetime_of_investment_years | start_year | base_year | year_the_investment_is_committed | revenue_requirement_scaling_factor | discount_rate | inflation_rate_for_investment | traditional_project_invested_capital | periodicity_of_investment_in_years | priority | maximum_total_investment_cost | DER_portfolio_NPV | DER_portfolio_BC_ratio | total_system_energy_avoided_cost_NPV | total_system_capacity_avoided_cost_NPV | total_system_ancillary_services_avoided_cost_NPV | total_system_CO2_avoided_cost_NPV | total_system_loss_of_load_avoided_cost_NPV | total_system_distribution_capacity_avoided_cost_NPV | total_system_investment_and_operational_cost_NPV | feeder_solar_pv_operating_cost_USdollarperkWh | feeder_energy_storage_operating_cost_USdollarperkWh | feeder_distributed_generator_operating_cost_USdollarperkWh | feeder_distributed_generator_CO2_cost_USdollarperkWh | feeder_demand_response_operating_cost_USdollarperkWh | feeder_solar_pv_investment_cost_USdollarperkW | feeder_energy_storage_investment_cost_USdollarperkW | feeder_distributed_generator_investment_cost_USdollarperkW | feeder_demand_response_investment_cost_USdollarperkW
8104404 |  | ts_slack | none | node_SOURCE_8104404 | 19918.584,2771.281 | 2081 | 1919 | 16 | 12 | 0 | 0 | 0 | 521 | 78.592 | 4.784 | 2.038 | 0 | 0 |  | 0 | 0 | 1 | 0 |  | 0 | 0 | 0 | 0 | 0 | 0 | 0 | 0 | 0 | 0 | 0 | 0 | 0 | 0 | 0 | 0 | 0 | 0 | 0 | 999999999 | 0 | 0 | 0 | 0 | 0 | 0 | 0 | 0 | 0 | 0 | 0 | 0 | 0 | 0 | 0 | 0 | 0 | 0

## fuse
data_type | static
owner_type | feeder
owner | 8104404
object | fuse
name | groupid | phases | fr | to | phase_A_status | phase_B_status | phase_C_status | repair_dist_type | current_limit | mean_replacement_time | status | dcircuit | selected | monitored | monitored_fields | class_monitored_fields | played | played_fields | comments
fuse_220387380 |  | AN | node_intto1_8104404_200885513 | node_8104404_200885513 | GOOD | GOOD | GOOD |  | 300 |  |  | 8104404 | no | no |  |  | no
fuse_220387385 |  | AN | node_intto1_220387385 | node_220387385 | GOOD | GOOD | GOOD |  | 100 |  |  | 8104404 | no | no |  |  | no
fuse_220387412 |  | AN | node_intto1_220387412 | node_220387412 | GOOD | GOOD | GOOD |  | 12 |  |  | 8104404 | no | no |  |  | no
fuse_220387415 |  | AN | node_intto1_8104404_200885190 | node_8104404_200885190 | GOOD | GOOD | GOOD |  | 40 |  |  | 8104404 | no | no |  |  | no
fuse_220387425 |  | AN | node_intto1_220387425 | node_220387425 | GOOD | GOOD | GOOD |  | 20 |  |  | 8104404 | no | no |  |  | no
fuse_220387426 |  | AN | node_intto1_220387426 | node_220387426 | GOOD | GOOD | GOOD |  | 12 |  |  | 8104404 | no | no |  |  | no
fuse_220387432 |  | AN | node_intto1_220387432 | node_220387432 | GOOD | GOOD | GOOD |  | 12 |  |  | 8104404 | no | no |  |  | no
fuse_220387440 |  | AD | node_intto1_8104404_200884902 | node_8104404_200884902 | GOOD | GOOD | GOOD |  | 30 |  |  | 8104404 | no | no |  |  | no
fuse_220387442 |  | AN | node_intto1_220387442 | node_220387442 | GOOD | GOOD | GOOD |  | 25 |  |  | 8104404 | no | no |  |  | no
fuse_220387443 |  | ABN | node_intto1_8104404_200885185 | node_8104404_200885185 | GOOD | GOOD | GOOD |  | 100 |  |  | 8104404 | no | no |  |  | no
fuse_220387451 |  | AN | node_intto1_220387451 | node_220387451 | GOOD | GOOD | GOOD |  | 8 |  |  | 8104404 | no | no |  |  | no
fuse_220387456 |  | AN | node_intto1_220387456 | node_220387456 | GOOD | GOOD | GOOD |  | 12 |  |  | 8104404 | no | no |  |  | no
fuse_220387474 |  | AN | node_intto1_220387474 | node_220387474 | GOOD | GOOD | GOOD |  | 8 |  |  | 8104404 | no | no |  |  | no
fuse_220387515 |  | AN | node_intto1_220387515 | node_220387515 | GOOD | GOOD | GOOD |  | 8 |  |  | 8104404 | no | no |  |  | no
fuse_220387594 |  | AN | node_intto1_220387594 | node_220387594 | GOOD | GOOD | GOOD |  | 20 |  |  | 8104404 | no | no |  |  | no
fuse_220387600 |  | AD | node_intto1_8104404_200883984 | node_8104404_200883984 | GOOD | GOOD | GOOD |  | 65 |  |  | 8104404 | no | no |  |  | no
fuse_220387601 |  | AD | node_intto1_8104404_200883438 | node_8104404_200883438 | GOOD | GOOD | GOOD |  | 40 |  |  | 8104404 | no | no |  |  | no
fuse_220387621 |  | AD | node_intto1_8104404_200883716 | node_8104404_200883716 | GOOD | GOOD | GOOD |  | 25 |  |  | 8104404 | no | no |  |  | no
fuse_220387628 |  | AD | node_intto1_8104404_200883963 | node_8104404_200883963 | GOOD | GOOD | GOOD |  | 65 |  |  | 8104404 | no | no |  |  | no
fuse_220387630 |  | AD | node_intto1_8104404_200883553 | node_8104404_200883553 | GOOD | GOOD | GOOD |  | 30 |  |  | 8104404 | no | no |  |  | no
fuse_220387639 |  | AD | node_intto1_8104404_200883636 | node_8104404_200883636 | GOOD | GOOD | GOOD |  | 25 |  |  | 8104404 | no | no |  |  | no
fuse_220387641 |  | AD | node_intto1_8104404_200883887 | node_8104404_200883887 | GOOD | GOOD | GOOD |  | 300 |  |  | 8104404 | no | no |  |  | no
fuse_220387642 |  | AD | node_intto1_8104404_200883877 | node_8104404_200883877 | GOOD | GOOD | GOOD |  | 25 |  |  | 8104404 | no | no |  |  | no
fuse_220387643 |  | AD | node_intto1_8104404_200961020 | node_8104404_200961020 | GOOD | GOOD | GOOD |  | 40 |  |  | 8104404 | no | no |  |  | no
fuse_220387646 |  | AN | node_intto1_8104404_200883798 | node_8104404_200883798 | GOOD | GOOD | GOOD |  | 65 |  |  | 8104404 | no | no |  |  | no
fuse_220387649 |  | AD | node_intto1_8104404_200883544 | node_8104404_200883544 | GOOD | GOOD | GOOD |  | 300 |  |  | 8104404 | no | no |  |  | no
fuse_220387650 |  | AN | node_intto1_220387650 | node_220387650 | GOOD | GOOD | GOOD |  | 8 |  |  | 8104404 | no | no |  |  | no
fuse_220387651 |  | AD | node_intto1_8104404_200883623 | node_8104404_200883623 | GOOD | GOOD | GOOD |  | 25 |  |  | 8104404 | no | no |  |  | no
fuse_220387652 |  | AD | node_intto1_8104404_200883565 | node_8104404_200883565 | GOOD | GOOD | GOOD |  | 25 |  |  | 8104404 | no | no |  |  | no
fuse_220387653 |  | AD | node_intto1_8104404_201009557 | node_8104404_201009557 | GOOD | GOOD | GOOD |  | 40 |  |  | 8104404 | no | no |  |  | no
fuse_220387654 |  | AD | node_intto1_8104404_200883837 | node_8104404_200883837 | GOOD | GOOD | GOOD |  | 30 |  |  | 8104404 | no | no |  |  | no
fuse_220387655 |  | AD | node_intto1_8104404_200883524 | node_8104404_200883524 | GOOD | GOOD | GOOD |  | 30 |  |  | 8104404 | no | no |  |  | no
fuse_220436633 |  | AN | node_intto1_8104404_200886555 | node_8104404_200886555 | GOOD | GOOD | GOOD |  | 65 |  |  | 8104404 | no | no |  |  | no
fuse_220436634 |  | AN | node_intto1_8104404_201046868 | node_8104404_201046868 | GOOD | GOOD | GOOD |  | 65 |  |  | 8104404 | no | no |  |  | no
fuse_220436637 |  | AN | node_intto1_8104404_200887022 | node_8104404_200887022 | GOOD | GOOD | GOOD |  | 40 |  |  | 8104404 | no | no |  |  | no
fuse_220436640 |  | AN | node_intto1_8104404_200886938 | node_8104404_200886938 | GOOD | GOOD | GOOD |  | 65 |  |  | 8104404 | no | no |  |  | no
fuse_220436641 |  | AN | node_intto1_8104404_200887335 | node_8104404_200887335 | GOOD | GOOD | GOOD |  | 65 |  |  | 8104404 | no | no |  |  | no
fuse_220436642 |  | AN | node_intto1_8104404_200887312 | node_8104404_200887312 | GOOD | GOOD | GOOD |  | 40 |  |  | 8104404 | no | no |  |  | no
fuse_220512560 |  | AD | node_intto1_8104404_200962865 | node_8104404_200962865 | GOOD | GOOD | GOOD |  | 40 |  |  | 8104404 | no | no |  |  | no
fuse_220512562 |  | AN | node_intto1_8104404_200968855 | node_8104404_200968855 | GOOD | GOOD | GOOD |  | 25 |  |  | 8104404 | no | no |  |  | no
fuse_220522257 |  | AD | node_intto1_8104404_200969475 | node_8104404_200969475 | GOOD | GOOD | GOOD |  | 30 |  |  | 8104404 | no | no |  |  | no
fuse_220524507 |  | AN | node_intto1_8104404_200983590 | node_8104404_200983590 | GOOD | GOOD | GOOD |  | 25 |  |  | 8104404 | no | no |  |  | no
fuse_220584082 |  | AD | node_intto1_8104404_200886440 | node_8104404_200886440 | GOOD | GOOD | GOOD |  | 15 |  |  | 8104404 | no | no |  |  | no
fuse_220584083 |  | AD | node_intto1_8104404_200886563 | node_8104404_200886563 | GOOD | GOOD | GOOD |  | 25 |  |  | 8104404 | no | no |  |  | no
fuse_220584084 |  | AD | node_intto1_8104404_200886800 | node_8104404_200886800 | GOOD | GOOD | GOOD |  | 25 |  |  | 8104404 | no | no |  |  | no
fuse_220584085 |  | AD | node_intto1_8104404_200886804 | node_8104404_200886804 | GOOD | GOOD | GOOD |  | 25 |  |  | 8104404 | no | no |  |  | no
fuse_220584087 |  | AD | node_intto1_8104404_200886866 | node_8104404_200886866 | GOOD | GOOD | GOOD |  | 25 |  |  | 8104404 | no | no |  |  | no
fuse_220584168 |  | AD | node_intto1_8104404_200886874 | node_8104404_200886874 | GOOD | GOOD | GOOD |  | 15 |  |  | 8104404 | no | no |  |  | no
fuse_220584169 |  | AD | node_intto1_8104404_200886925 | node_8104404_200886925 | GOOD | GOOD | GOOD |  | 25 |  |  | 8104404 | no | no |  |  | no
fuse_220584170 |  | AD | node_intto1_8104404_200886933 | node_8104404_200886933 | GOOD | GOOD | GOOD |  | 25 |  |  | 8104404 | no | no |  |  | no
fuse_220584171 |  | AD | node_intto1_8104404_200886988 | node_8104404_200886988 | GOOD | GOOD | GOOD |  | 15 |  |  | 8104404 | no | no |  |  | no
fuse_220584173 |  | AD | node_intto1_8104404_200887336 | node_8104404_200887336 | GOOD | GOOD | GOOD |  | 25 |  |  | 8104404 | no | no |  |  | no
fuse_220584175 |  | AN | node_intto1_8104404_200970590 | node_8104404_200970590 | GOOD | GOOD | GOOD |  | 25 |  |  | 8104404 | no | no |  |  | no
fuse_220584176 |  | AD | node_intto1_8104404_200885091 | node_8104404_200885091 | GOOD | GOOD | GOOD |  | 40 |  |  | 8104404 | no | no |  |  | no
fuse_220584177 |  | AD | node_intto1_8104404_200884779 | node_8104404_200884779 | GOOD | GOOD | GOOD |  | 40 |  |  | 8104404 | no | no |  |  | no
fuse_220584179 |  | AD | node_intto1_8104404_200884812 | node_8104404_200884812 | GOOD | GOOD | GOOD |  | 40 |  |  | 8104404 | no | no |  |  | no
fuse_220584182 |  | AD | node_intto1_8104404_200884804 | node_8104404_200884804 | GOOD | GOOD | GOOD |  | 25 |  |  | 8104404 | no | no |  |  | no
fuse_220584189 |  | AD | node_intto1_8104404_200884830 | node_8104404_200884830 | GOOD | GOOD | GOOD |  | 40 |  |  | 8104404 | no | no |  |  | no
fuse_220584190 |  | AD | node_intto1_8104404_200884919 | node_8104404_200884919 | GOOD | GOOD | GOOD |  | 80 |  |  | 8104404 | no | no |  |  | no
fuse_220584194 |  | AD | node_intto1_8104404_200884952 | node_8104404_200884952 | GOOD | GOOD | GOOD |  | 30 |  |  | 8104404 | no | no |  |  | no
fuse_220584195 |  | AD | node_intto1_8104404_200885207 | node_8104404_200885207 | GOOD | GOOD | GOOD |  | 30 |  |  | 8104404 | no | no |  |  | no
fuse_220584196 |  | AD | node_intto1_8104404_200885262 | node_8104404_200885262 | GOOD | GOOD | GOOD |  | 50 |  |  | 8104404 | no | no |  |  | no
fuse_220584197 |  | AD | node_intto1_8104404_200884991 | node_8104404_200884991 | GOOD | GOOD | GOOD |  | 40 |  |  | 8104404 | no | no |  |  | no
fuse_220584199 |  | AD | node_intto1_8104404_200885129 | node_8104404_200885129 | GOOD | GOOD | GOOD |  | 25 |  |  | 8104404 | no | no |  |  | no
fuse_220584202 |  | AD | node_intto1_8104404_200885005 | node_8104404_200885005 | GOOD | GOOD | GOOD |  | 25 |  |  | 8104404 | no | no |  |  | no
fuse_220584203 |  | AD | node_intto1_8104404_200885027 | node_8104404_200885027 | GOOD | GOOD | GOOD |  | 15 |  |  | 8104404 | no | no |  |  | no
fuse_220584204 |  | AD | node_intto1_8104404_200885074 | node_8104404_200885074 | GOOD | GOOD | GOOD |  | 40 |  |  | 8104404 | no | no |  |  | no
fuse_220584205 |  | AD | node_intto1_8104404_200885061 | node_8104404_200885061 | GOOD | GOOD | GOOD |  | 25 |  |  | 8104404 | no | no |  |  | no
fuse_220584206 |  | AD | node_intto1_8104404_200885069 | node_8104404_200885069 | GOOD | GOOD | GOOD |  | 25 |  |  | 8104404 | no | no |  |  | no
fuse_220584207 |  | AD | node_intto1_8104404_200885104 | node_8104404_200885104 | GOOD | GOOD | GOOD |  | 25 |  |  | 8104404 | no | no |  |  | no
fuse_220584208 |  | AD | node_intto1_8104404_200885151 | node_8104404_200885151 | GOOD | GOOD | GOOD |  | 25 |  |  | 8104404 | no | no |  |  | no
fuse_220584211 |  | AD | node_intto1_8104404_200885282 | node_8104404_200885282 | GOOD | GOOD | GOOD |  | 25 |  |  | 8104404 | no | no |  |  | no
fuse_220584212 |  | AD | node_intto1_8104404_200885286 | node_8104404_200885286 | GOOD | GOOD | GOOD |  | 40 |  |  | 8104404 | no | no |  |  | no
fuse_220584214 |  | AD | node_intto1_8104404_200883317 | node_8104404_200883317 | GOOD | GOOD | GOOD |  | 25 |  |  | 8104404 | no | no |  |  | no
fuse_220584222 |  | AD | node_intto1_8104404_200909372 | node_8104404_200909372 | GOOD | GOOD | GOOD |  | 25 |  |  | 8104404 | no | no |  |  | no
fuse_220584224 |  | AD | node_intto1_8104404_200884032 | node_8104404_200884032 | GOOD | GOOD | GOOD |  | 25 |  |  | 8104404 | no | no |  |  | no
fuse_220584227 |  | AD | node_intto1_8104404_200883447 | node_8104404_200883447 | GOOD | GOOD | GOOD |  | 25 |  |  | 8104404 | no | no |  |  | no
fuse_220584228 |  | AD | node_intto1_8104404_200883509 | node_8104404_200883509 | GOOD | GOOD | GOOD |  | 30 |  |  | 8104404 | no | no |  |  | no
fuse_220584231 |  | AD | node_intto1_8104404_200883853 | node_8104404_200883853 | GOOD | GOOD | GOOD |  | 25 |  |  | 8104404 | no | no |  |  | no
fuse_220584254 |  | AN | node_intto1_8104404_200887300 | node_8104404_200887300 | GOOD | GOOD | GOOD |  | 40 |  |  | 8104404 | no | no |  |  | no
fuse_220584255 |  | AD | node_intto1_8104404_200886896 | node_8104404_200886896 | GOOD | GOOD | GOOD |  | 15 |  |  | 8104404 | no | no |  |  | no
fuse_220584261 |  | AN | node_intto1_8104404_200883932 | node_8104404_200883932 | GOOD | GOOD | GOOD |  | 65 |  |  | 8104404 | no | no |  |  | no
fuse_220584266 |  | AD | node_intto1_8104404_200884936 | node_8104404_200884936 | GOOD | GOOD | GOOD |  | 30 |  |  | 8104404 | no | no |  |  | no
fuse_220584268 |  | AD | node_intto1_8104404_200884013 | node_8104404_200884013 | GOOD | GOOD | GOOD |  | 40 |  |  | 8104404 | no | no |  |  | no
fuse_220584269 |  | AN | node_intto1_8104404_200885383 | node_8104404_200885383 | GOOD | GOOD | GOOD |  | 40 |  |  | 8104404 | no | no |  |  | no
fuse_220584290 |  | AD | node_intto1_8104404_200884733 | node_8104404_200884733 | GOOD | GOOD | GOOD |  | 25 |  |  | 8104404 | no | no |  |  | no
fuse_220584291 |  | AD | node_intto1_8104404_200909384 | node_8104404_200909384 | GOOD | GOOD | GOOD |  | 20 |  |  | 8104404 | no | no |  |  | no
fuse_220584294 |  | AD | node_intto1_8104404_200885051 | node_8104404_200885051 | GOOD | GOOD | GOOD |  | 25 |  |  | 8104404 | no | no |  |  | no
fuse_220584296 |  | AN | node_intto1_8104404_200885248 | node_8104404_200885248 | GOOD | GOOD | GOOD |  | 40 |  |  | 8104404 | no | no |  |  | no
fuse_220584357 |  | AD | node_intto1_8104404_200883678 | node_8104404_200883678 | GOOD | GOOD | GOOD |  | 30 |  |  | 8104404 | no | no |  |  | no
fuse_220584389 |  | AD | node_intto1_8104404_200846049 | node_8104404_200846049 | GOOD | GOOD | GOOD |  | 25 |  |  | 8104404 | no | no |  |  | no
fuse_220584392 |  | AD | node_intto1_8104404_200883587 | node_8104404_200883587 | GOOD | GOOD | GOOD |  | 100 |  |  | 8104404 | no | no |  |  | no
fuse_220584394 |  | AD | node_intto1_8104404_200883645 | node_8104404_200883645 | GOOD | GOOD | GOOD |  | 15 |  |  | 8104404 | no | no |  |  | no
fuse_220584395 |  | AD | node_intto1_8104404_200883898 | node_8104404_200883898 | GOOD | GOOD | GOOD |  | 25 |  |  | 8104404 | no | no |  |  | no
fuse_220602489 |  | AN | node_intto1_8104404_201017839 | node_8104404_201017839 | GOOD | GOOD | GOOD |  | 2 |  |  | 8104404 | no | no |  |  | no
fuse_220637082 |  | AN | node_intto1_8104404_311920066 | node_8104404_311920066 | GOOD | GOOD | GOOD |  | 40 |  |  | 8104404 | no | no |  |  | no
fuse_220642697 |  | AD | node_intto1_8104404_201057779 | node_8104404_201057779 | GOOD | GOOD | GOOD |  | 30 |  |  | 8104404 | no | no |  |  | no
fuse_220646390 |  | AD | node_intto1_8104404_200884969 | node_8104404_200884969 | GOOD | GOOD | GOOD |  | 300 |  |  | 8104404 | no | no |  |  | no
fuse_310014553 |  | AN | node_intto1_8104404_310014552 | node_8104404_310014552 | GOOD | GOOD | GOOD |  | 15 |  |  | 8104404 | no | no |  |  | no
fuse_310014597 |  | AD | node_intto1_8104404_200886816 | node_8104404_200886816 | GOOD | GOOD | GOOD |  | 40 |  |  | 8104404 | no | no |  |  | no
fuse_310045229 |  | AD | node_intto1_8104404_200884714 | node_8104404_200884714 | GOOD | GOOD | GOOD |  | 65 |  |  | 8104404 | no | no |  |  | no
fuse_311901548 |  | AN | node_intto1_8104404_311901547 | node_8104404_311901547 | GOOD | GOOD | GOOD |  | 20 |  |  | 8104404 | no | no |  |  | no
fuse_311920068 |  | AN | node_intto1_8104404_201055279 | node_8104404_201055279 | GOOD | GOOD | GOOD |  | 1 |  |  | 8104404 | no | no |  |  | no
fuse_311930486 |  | AD | node_intto1_8104404_200885154 | node_8104404_200885154 | GOOD | GOOD | GOOD |  | 3 |  |  | 8104404 | no | no |  |  | no
fuse_312012104 |  | AN | node_intto1_312012104 | node_312012104 | GOOD | GOOD | GOOD |  | 20 |  |  | 8104404 | no | no |  |  | no
fuse_312069011 |  | AN | node_intto1_8104404_312069009 | node_8104404_312069009 | GOOD | GOOD | GOOD |  | 20 |  |  | 8104404 | no | no |  |  | no
fuse_312083429 |  | AD | node_intto1_8104404_200886590 | node_8104404_200886590 | GOOD | GOOD | GOOD |  | 100 |  |  | 8104404 | no | no |  |  | no
fuse_312103480 |  | AN | node_intto1_8104404_312103482 | node_8104404_312103482 | GOOD | GOOD | GOOD |  | 10 |  |  | 8104404 | no | no |  |  | no
fuse_312135656 |  | AD | node_intto1_8104404_312135658 | node_8104404_312135658 | GOOD | GOOD | GOOD |  | 20 |  |  | 8104404 | no | no |  |  | no

## line_configuration
data_type | static
owner_type | feeder
owner | 8104404
object | line_configuration
name | groupid | conductor_A | conductor_B | conductor_C | conductor_N | spacing | z11 | z12 | z13 | z21 | z22 | z23 | z31 | z32 | z33 | c11 | c12 | c13 | c21 | c22 | c23 | c31 | c32 | c33 | dcircuit | selected | comments
bal_1P_1/0AA |  | oh_cond_1/0_AAAC | oh_cond_1/0_AAAC | oh_cond_1/0_AAAC |  |  | 0.972+1.499j | 0.095+0.781j | 0.095+0.781j | 0.095+0.781j | 0.972+1.499j | 0.095+0.781j | 0.095+0.781j | 0.095+0.781j | 0.972+1.499j | 12.796 | -3.172 | -3.172 | -3.172 | 12.796 | -3.172 | -3.172 | -3.172 | 12.796 |  | no
bal_1P_1/0AA_1/0AA(N) |  | oh_cond_1/0_AAAC | oh_cond_1/0_AAAC | oh_cond_1/0_AAAC | oh_cond_1/0_AAAC |  | 1.078+1.186j | 0.201+0.467j | 0.201+0.467j | 0.201+0.467j | 1.078+1.186j | 0.201+0.467j | 0.201+0.467j | 0.201+0.467j | 1.078+1.186j | 13.243 | -2.726 | -2.726 | -2.726 | 13.243 | -2.726 | -2.726 | -2.726 | 13.243 |  | no
bal_1P_1/0AC |  | oh_cond_1/0_ACSR | oh_cond_1/0_ACSR | oh_cond_1/0_ACSR |  |  | 0.983+1.218j | 0.095+0.781j | 0.095+0.781j | 0.095+0.781j | 0.983+1.218j | 0.095+0.781j | 0.095+0.781j | 0.095+0.781j | 0.983+1.218j | 12.796 | -3.172 | -3.172 | -3.172 | 12.796 | -3.172 | -3.172 | -3.172 | 12.796 |  | no
bal_1P_1/0AC_1/0AC(N) |  | oh_cond_1/0_ACSR | oh_cond_1/0_ACSR | oh_cond_1/0_ACSR | oh_cond_1/0_ACSR |  | 1.091+1.185j | 0.203+0.469j | 0.203+0.469j | 0.203+0.469j | 1.091+1.185j | 0.203+0.469j | 0.203+0.469j | 0.203+0.469j | 1.091+1.185j | 13.243 | -2.726 | -2.726 | -2.726 | 13.243 | -2.726 | -2.726 | -2.726 | 13.243 |  | no
bal_1P_1/0AL_1/0AL(N) |  | oh_cond_1/0_AL | oh_cond_1/0_AL | oh_cond_1/0_AL | oh_cond_1/0_AL |  | 1.086+1.198j | 0.201+0.47j | 0.201+0.47j | 0.201+0.47j | 1.086+1.198j | 0.201+0.47j | 0.201+0.47j | 0.201+0.47j | 1.086+1.198j | 13.073 | -2.675 | -2.675 | -2.675 | 13.073 | -2.675 | -2.675 | -2.675 | 13.073 |  | no
bal_1P_2AC |  | oh_cond_2_ACSR | oh_cond_2_ACSR | oh_cond_2_ACSR |  |  | 1.505+1.527j | 0.095+0.781j | 0.095+0.781j | 0.095+0.781j | 1.505+1.527j | 0.095+0.781j | 0.095+0.781j | 0.095+0.781j | 1.505+1.527j | 12.393 | -3.017 | -3.017 | -3.017 | 12.393 | -3.017 | -3.017 | -3.017 | 12.393 |  | no
bal_1P_2AC_2AC(N) |  | oh_cond_2_ACSR | oh_cond_2_ACSR | oh_cond_2_ACSR | oh_cond_2_ACSR |  | 1.645+1.289j | 0.235+0.543j | 0.235+0.543j | 0.235+0.543j | 1.645+1.289j | 0.235+0.543j | 0.235+0.543j | 0.235+0.543j | 1.645+1.289j | 12.813 | -2.597 | -2.597 | -2.597 | 12.813 | -2.597 | -2.597 | -2.597 | 12.813 |  | no
bal_1P_3-7CW-30 |  | oh_cond_3_#7_CWD_30% | oh_cond_3_#7_CWD_30% | oh_cond_3_#7_CWD_30% |  |  | 3.165+1.608j | 0.095+0.781j | 0.095+0.781j | 0.095+0.781j | 3.165+1.608j | 0.095+0.781j | 0.095+0.781j | 0.095+0.781j | 3.165+1.608j | 12.309 | -2.985 | -2.985 | -2.985 | 12.309 | -2.985 | -2.985 | -2.985 | 12.309 |  | no
bal_1P_3-104CW |  | oh_cond_3_#104_CWD | oh_cond_3_#104_CWD | oh_cond_3_#104_CWD |  |  | 6.041+1.65j | 0.095+0.781j | 0.095+0.781j | 0.095+0.781j | 6.041+1.65j | 0.095+0.781j | 0.095+0.781j | 0.095+0.781j | 6.041+1.65j | 11.719 | -2.762 | -2.762 | -2.762 | 11.719 | -2.762 | -2.762 | -2.762 | 11.719 |  | no
bal_1P_4/0AA_1/0AC(N) |  | oh_cond_4/0_AAAC | oh_cond_4/0_AAAC | oh_cond_4/0_AAAC | oh_cond_1/0_ACSR |  | 0.642+1.145j | 0.203+0.469j | 0.203+0.469j | 0.203+0.469j | 0.642+1.145j | 0.203+0.469j | 0.203+0.469j | 0.203+0.469j | 0.642+1.145j | 14.027 | -2.996 | -2.996 | -2.996 | 14.027 | -2.996 | -2.996 | -2.996 | 14.027 |  | no
bal_1P_4/0AC |  | oh_cond_4/0_ACSR | oh_cond_4/0_ACSR | oh_cond_4/0_ACSR |  |  | 0.54+1.457j | 0.095+0.781j | 0.095+0.781j | 0.095+0.781j | 0.54+1.457j | 0.095+0.781j | 0.095+0.781j | 0.095+0.781j | 0.54+1.457j | 13.554 | -3.469 | -3.469 | -3.469 | 13.554 | -3.469 | -3.469 | -3.469 | 13.554 |  | no
bal_1P_4/0AC_1/0AC(N) |  | oh_cond_4/0_ACSR | oh_cond_4/0_ACSR | oh_cond_4/0_ACSR | oh_cond_1/0_ACSR |  | 0.648+1.145j | 0.203+0.469j | 0.203+0.469j | 0.203+0.469j | 0.648+1.145j | 0.203+0.469j | 0.203+0.469j | 0.203+0.469j | 0.648+1.145j | 14.027 | -2.996 | -2.996 | -2.996 | 14.027 | -2.996 | -2.996 | -2.996 | 14.027 |  | no
bal_1P_4/0AC_4/0AC(N) |  | oh_cond_4/0_ACSR | oh_cond_4/0_ACSR | oh_cond_4/0_ACSR | oh_cond_4/0_ACSR |  | 0.581+1.079j | 0.136+0.403j | 0.136+0.403j | 0.136+0.403j | 0.581+1.079j | 0.136+0.403j | 0.136+0.403j | 0.136+0.403j | 0.581+1.079j | 14.052 | -2.971 | -2.971 | -2.971 | 14.052 | -2.971 | -2.971 | -2.971 | 14.052 |  | no
bal_1P_4AC |  | oh_cond_4_ACSR | oh_cond_4_ACSR | oh_cond_4_ACSR |  |  | 2.335+1.555j | 0.095+0.781j | 0.095+0.781j | 0.095+0.781j | 2.335+1.555j | 0.095+0.781j | 0.095+0.781j | 0.095+0.781j | 2.335+1.555j | 11.91 | -2.834 | -2.834 | -2.834 | 11.91 | -2.834 | -2.834 | -2.834 | 11.91 |  | no
bal_1P_4ACW |  | oh_cond_4A_CWD | oh_cond_4A_CWD | oh_cond_4A_CWD |  |  | 1.49+1.583j | 0.095+0.781j | 0.095+0.781j | 0.095+0.781j | 1.49+1.583j | 0.095+0.781j | 0.095+0.781j | 0.095+0.781j | 1.49+1.583j | 12.178 | -2.935 | -2.935 | -2.935 | 12.178 | -2.935 | -2.935 | -2.935 | 12.178 |  | no
bal_1P_4CU |  | oh_cond_4_CU | oh_cond_4_CU | oh_cond_4_CU |  |  | 1.483+1.565j | 0.095+0.781j | 0.095+0.781j | 0.095+0.781j | 1.483+1.565j | 0.095+0.781j | 0.095+0.781j | 0.095+0.781j | 1.483+1.565j | 11.78 | -2.785 | -2.785 | -2.785 | 11.78 | -2.785 | -2.785 | -2.785 | 11.78 |  | no
bal_1P_6ACW |  | oh_cond_6A_CWD | oh_cond_6A_CWD | oh_cond_6A_CWD |  |  | 2.305+1.611j | 0.095+0.781j | 0.095+0.781j | 0.095+0.781j | 2.305+1.611j | 0.095+0.781j | 0.095+0.781j | 0.095+0.781j | 2.305+1.611j | 11.765 | -2.779 | -2.779 | -2.779 | 11.765 | -2.779 | -2.779 | -2.779 | 11.765 |  | no
bal_1P_6ST |  | oh_cond_6_STEEL | oh_cond_6_STEEL | oh_cond_6_STEEL |  |  | 10.495+1.587j | 0.095+0.781j | 0.095+0.781j | 0.095+0.781j | 10.495+1.587j | 0.095+0.781j | 0.095+0.781j | 0.095+0.781j | 10.495+1.587j | 11.393 | -2.641 | -2.641 | -2.641 | 11.393 | -2.641 | -2.641 | -2.641 | 11.393 |  | no
bal_1P_8DCW |  | oh_cond_8D_CWD | oh_cond_8D_CWD | oh_cond_8D_CWD |  |  | 3.605+1.647j | 0.095+0.781j | 0.095+0.781j | 0.095+0.781j | 3.605+1.647j | 0.095+0.781j | 0.095+0.781j | 0.095+0.781j | 3.605+1.647j | 11.681 | -2.748 | -2.748 | -2.748 | 11.681 | -2.748 | -2.748 | -2.748 | 11.681 |  | no
bal_1P_477AL_4/0AC(N) |  | oh_cond_477_ACSR | oh_cond_477_ACSR | oh_cond_477_ACSR | oh_cond_4/0_ACSR |  | 0.332+1.017j | 0.136+0.403j | 0.136+0.403j | 0.136+0.403j | 0.332+1.017j | 0.136+0.403j | 0.136+0.403j | 0.136+0.403j | 0.332+1.017j | 15.118 | -3.347 | -3.347 | -3.347 | 15.118 | -3.347 | -3.347 | -3.347 | 15.118 |  | no
bal_1P_DELTACUST |  | oh_cond_2/0_CU | oh_cond_2/0_CU | oh_cond_2/0_CU | oh_cond_3_#7_CWD_30% |  | 0.66+1.378j | 0.22+0.666j | 0.22+0.666j | 0.22+0.666j | 0.66+1.378j | 0.22+0.666j | 0.22+0.666j | 0.22+0.666j | 0.66+1.378j | 13.24 | -2.712 | -2.712 | -2.712 | 13.24 | -2.712 | -2.712 | -2.712 | 13.24 |  | no
bal_1P_WYECUST |  | oh_cond_2/0_CU | oh_cond_2/0_CU | oh_cond_2/0_CU | oh_cond_3_#7_CWD_30% |  | 0.66+1.378j | 0.22+0.666j | 0.22+0.666j | 0.22+0.666j | 0.66+1.378j | 0.22+0.666j | 0.22+0.666j | 0.22+0.666j | 0.66+1.378j | 13.24 | -2.712 | -2.712 | -2.712 | 13.24 | -2.712 | -2.712 | -2.712 | 13.24 |  | no
bal_2P_1/0AA_1/0AA(N) |  | oh_cond_1/0_AAAC | oh_cond_1/0_AAAC | oh_cond_1/0_AAAC | oh_cond_1/0_AAAC |  | 1.078+1.186j | 0.201+0.467j | 0.201+0.467j | 0.201+0.467j | 1.078+1.186j | 0.201+0.467j | 0.201+0.467j | 0.201+0.467j | 1.078+1.186j | 13.243 | -2.726 | -2.726 | -2.726 | 13.243 | -2.726 | -2.726 | -2.726 | 13.243 |  | no
bal_2P_2AC_1/0AA(N) |  | oh_cond_2_ACSR | oh_cond_2_ACSR | oh_cond_2_ACSR | oh_cond_1/0_AAAC |  | 1.611+1.214j | 0.201+0.467j | 0.201+0.467j | 0.201+0.467j | 1.611+1.214j | 0.201+0.467j | 0.201+0.467j | 0.201+0.467j | 1.611+1.214j | 12.826 | -2.585 | -2.585 | -2.585 | 12.826 | -2.585 | -2.585 | -2.585 | 12.826 |  | no
bal_3P_1/0AA_1/0AA(N) |  | oh_cond_1/0_AAAC | oh_cond_1/0_AAAC | oh_cond_1/0_AAAC | oh_cond_1/0_AAAC |  | 1.078+1.186j | 0.201+0.467j | 0.201+0.467j | 0.201+0.467j | 1.078+1.186j | 0.201+0.467j | 0.201+0.467j | 0.201+0.467j | 1.078+1.186j | 13.243 | -2.726 | -2.726 | -2.726 | 13.243 | -2.726 | -2.726 | -2.726 | 13.243 |  | no
bal_3P_336AC_4/0AA(N) |  | oh_cond_336_5_ACSR | oh_cond_336_5_ACSR | oh_cond_336_5_ACSR | oh_cond_4/0_AAAC |  | 0.412+1.034j | 0.134+0.402j | 0.134+0.402j | 0.134+0.402j | 0.412+1.034j | 0.134+0.402j | 0.134+0.402j | 0.134+0.402j | 0.412+1.034j | 14.538 | -3.14 | -3.14 | -3.14 | 14.538 | -3.14 | -3.14 | -3.14 | 14.538 |  | no
bal_3P_336AC_336AC(N) |  | oh_cond_336_5_ACSR | oh_cond_336_5_ACSR | oh_cond_336_5_ACSR | oh_cond_336_5_ACSR |  | 0.377+1.009j | 0.099+0.376j | 0.099+0.376j | 0.099+0.376j | 0.377+1.009j | 0.099+0.376j | 0.099+0.376j | 0.099+0.376j | 0.377+1.009j | 14.554 | -3.124 | -3.124 | -3.124 | 14.554 | -3.124 | -3.124 | -3.124 | 14.554 |  | no
bal_3P_477AL_1/0AA(N) |  | oh_cond_477_MCM_AL | oh_cond_477_MCM_AL | oh_cond_477_MCM_AL | oh_cond_1/0_AAAC |  | 0.399+1.097j | 0.201+0.467j | 0.201+0.467j | 0.201+0.467j | 0.399+1.097j | 0.201+0.467j | 0.201+0.467j | 0.201+0.467j | 0.399+1.097j | 14.9 | -3.306 | -3.306 | -3.306 | 14.9 | -3.306 | -3.306 | -3.306 | 14.9 |  | no
bal_3P_477AL_4/0AA(N) |  | oh_cond_477_MCM_AL | oh_cond_477_MCM_AL | oh_cond_477_MCM_AL | oh_cond_4/0_AAAC |  | 0.332+1.031j | 0.134+0.402j | 0.134+0.402j | 0.134+0.402j | 0.332+1.031j | 0.134+0.402j | 0.134+0.402j | 0.134+0.402j | 0.332+1.031j | 14.927 | -3.279 | -3.279 | -3.279 | 14.927 | -3.279 | -3.279 | -3.279 | 14.927 |  | no
bal_3P_477AL_4/0AC(N) |  | oh_cond_477_MCM_AL | oh_cond_477_MCM_AL | oh_cond_477_MCM_AL | oh_cond_4/0_ACSR |  | 0.334+1.032j | 0.136+0.403j | 0.136+0.403j | 0.136+0.403j | 0.334+1.032j | 0.136+0.403j | 0.136+0.403j | 0.136+0.403j | 0.334+1.032j | 14.927 | -3.279 | -3.279 | -3.279 | 14.927 | -3.279 | -3.279 | -3.279 | 14.927 |  | no
bal_3P_477AL_4/0AL(N) |  | oh_cond_477_MCM_AL | oh_cond_477_MCM_AL | oh_cond_477_MCM_AL | oh_cond_4/0_AL |  | 0.332+1.034j | 0.134+0.404j | 0.134+0.404j | 0.134+0.404j | 0.332+1.034j | 0.134+0.404j | 0.134+0.404j | 0.134+0.404j | 0.332+1.034j | 14.921 | -3.285 | -3.285 | -3.285 | 14.921 | -3.285 | -3.285 | -3.285 | 14.921 |  | no
bal_3P_477AL_477AL(N) |  | oh_cond_477_MCM_AL | oh_cond_477_MCM_AL | oh_cond_477_MCM_AL | oh_cond_477_MCM_AL |  | 0.275+1j | 0.077+0.371j | 0.077+0.371j | 0.077+0.371j | 0.275+1j | 0.077+0.371j | 0.077+0.371j | 0.077+0.371j | 0.275+1j | 14.957 | -3.249 | -3.249 | -3.249 | 14.957 | -3.249 | -3.249 | -3.249 | 14.957 |  | no
unb_TAPWIRE_OH |  | oh_cond_WP-4/0-CU | oh_cond_WP-4/0-CU | oh_cond_WP-4/0-CU | oh_cond_WP-4/0-CU |  | 0.365+1.097j | 0.093+0.433j | 0.094+0.34j | 0.093+0.433j | 0.368+1.078j | 0.095+0.401j | 0.094+0.34j | 0.095+0.401j | 0.368+1.077j | 14.911 | -4.341 | -1.953 | -4.341 | 15.781 | -3.724 | -1.953 | -3.724 | 14.818 |  | no
und_1P_1/0ALURD |  | und_cond_1P_1/0ALURD | und_cond_1P_1/0ALURD | und_cond_1P_1/0ALURD |  |  | 0.518+0.155j | 0.0+0.0j | 0.0+0.0j | 0.0+0.0j | 0.518+0.155j | 0.0+0.0j | 0.0+0.0j | 0.0+0.0j | 0.518+0.155j | 512.874 | 0 | 0 | 0 | 512.874 | 0 | 0 | 0 | 512.874 |  | no
und_1P_DELTACUST |  | und_cond_1P_DELTACUST | und_cond_1P_DELTACUST | und_cond_1P_DELTACUST |  |  | 0.179+0.233j | 0.061-0.024j | 0.061-0.024j | 0.061-0.024j | 0.179+0.233j | 0.061-0.024j | 0.061-0.024j | 0.061-0.024j | 0.179+0.233j | 324.124 | 0 | 0 | 0 | 324.124 | 0 | 0 | 0 | 324.124 |  | no
und_1P_WYECUST |  | und_cond_1P_WYECUST | und_cond_1P_WYECUST | und_cond_1P_WYECUST |  |  | 0.179+0.233j | 0.061-0.024j | 0.061-0.024j | 0.061-0.024j | 0.179+0.233j | 0.061-0.024j | 0.061-0.024j | 0.061-0.024j | 0.179+0.233j | 324.124 | 0 | 0 | 0 | 324.124 | 0 | 0 | 0 | 324.124 |  | no
und_TAPWIRE_UG |  | und_cond_TAPWIRE_UG | und_cond_TAPWIRE_UG | und_cond_TAPWIRE_UG |  |  | 0.001+0.001j | 0.0+0.0j | 0.0+0.0j | 0.0+0.0j | 0.001+0.001j | 0.0+0.0j | 0.0+0.0j | 0.0+0.0j | 0.001+0.001j | 0 | 0 | 0 | 0 | 0 | 0 | 0 | 0 | 0 |  | no

## load
data_type | static
owner_type | feeder
owner | 8104404
object | load
name | groupid | parent | bustype | phases | nominal_voltage | load_class | constant_power_A | constant_power_B | constant_power_C | constant_current_A | constant_current_B | constant_current_C | constant_impedance_A | constant_impedance_B | constant_impedance_C | base_power_A | base_power_B | base_power_C | power_pf_A | power_pf_B | power_pf_C | current_pf_A | current_pf_B | current_pf_C | impedance_pf_A | impedance_pf_B | impedance_pf_C | power_fraction_A | power_fraction_B | power_fraction_C | current_fraction_A | current_fraction_B | current_fraction_C | impedance_fraction_A | impedance_fraction_B | impedance_fraction_C | dcircuit | selected | monitored | monitored_fields | class_monitored_fields | played | played_fields | base_kw_A | base_kw_B | base_kw_C | kw_A | kw_B | kw_C | comments | critical_load | dem_resp_lb | dem_resp_ub | dem_resp_shortage_cost | dem_resp_surplus_cost | num_customers
load_220341661 |  | node_1373102_038_15404726_246 |  | AN | 0 | NonResidential | 2800.8+1193.136j | 0 | 0 | 0 | 0 | 0 | [24 empty] | 8104404 | no | no |  |  | no |  | 0 | 0 | 0 | 0 | 0 | 0 |  | 1 | 1 | 1 | 0 | 0 | 0
load_220341663 |  | node_1371793_73_15404424_743 |  | AN | 0 | Residential | 43228.8+18415.392j | 0 | 0 | 0 | 0 | 0 | [24 empty] | 8104404 | no | no |  |  | no |  | 0 | 0 | 0 | 0 | 0 | 0 |  | 1 | 1 | 1 | 0 | 0 | 0
load_220341664 |  | node_1372228_422_15403724_471 |  | AN | 0 | Residential | 16869.6+7186.42j | 0 | 0 | 0 | 0 | 0 | [24 empty] | 8104404 | no | no |  |  | no |  | 0 | 0 | 0 | 0 | 0 | 0 |  | 1 | 1 | 1 | 0 | 0 | 0
load_220341665 |  | node_1370138_278_15403735_104 |  | AN | 0 | Residential | 9943.2+4235.785j | 0 | 0 | 0 | 0 | 0 | [24 empty] | 8104404 | no | no |  |  | no |  | 0 | 0 | 0 | 0 | 0 | 0 |  | 1 | 1 | 1 | 0 | 0 | 0
load_220341666 |  | node_1369901_529_15403525_861 |  | AN | 0 | Residential | 532.8+226.972j | 0 | 0 | 0 | 0 | 0 | [24 empty] | 8104404 | no | no |  |  | no |  | 0 | 0 | 0 | 0 | 0 | 0 |  | 1 | 1 | 1 | 0 | 0 | 0
load_220341667 |  | node_1373808_717_15404740_605 |  | AN | 0 | Residential | 0 | 0 | 0 | 0 | 0 | 0 | [24 empty] | 8104404 | no | no |  |  | no |  | 0 | 0 | 0 | 0 | 0 | 0 |  | 1 | 1 | 1 | 0 | 0 | 0
load_220343581 |  | node_1375471_072_15405954_372 |  | AN | 0 | Residential | 4485.6+1910.858j | 0 | 0 | 0 | 0 | 0 | [24 empty] | 8104404 | no | no |  |  | no |  | 0 | 0 | 0 | 0 | 0 | 0 |  | 1 | 1 | 1 | 0 | 0 | 0
load_220343583 |  | node_1376034_58_15404600_901 |  | AN | 0 | Other | 0 | 0 | 0 | 0 | 0 | 0 | [24 empty] | 8104404 | no | no |  |  | no |  | 0 | 0 | 0 | 0 | 0 | 0 |  | 1 | 1 | 1 | 0 | 0 | 0
load_220343584 |  | node_1376195_29_15404395_336 |  | AN | 0 | Residential | 8272.8+3524.198j | 0 | 0 | 0 | 0 | 0 | [24 empty] | 8104404 | no | no |  |  | no |  | 0 | 0 | 0 | 0 | 0 | 0 |  | 1 | 1 | 1 | 0 | 0 | 0
load_220343861 |  | node_1379014_802_15405394_073 |  | AN | 0 | Residential | 1231.2+524.489j | 0 | 0 | 0 | 0 | 0 | [24 empty] | 8104404 | no | no |  |  | no |  | 0 | 0 | 0 | 0 | 0 | 0 |  | 1 | 1 | 1 | 0 | 0 | 0
load_220343926 |  | node_1374665_959_15404953_1 |  | AN | 0 | Residential | 4586.4+1953.798j | 0 | 0 | 0 | 0 | 0 | [24 empty] | 8104404 | no | no |  |  | no |  | 0 | 0 | 0 | 0 | 0 | 0 |  | 1 | 1 | 1 | 0 | 0 | 0
load_220343927 |  | node_1374225_319_15404937_595 |  | AN | 0 | Residential | 12571.2+5355.309j | 0 | 0 | 0 | 0 | 0 | [24 empty] | 8104404 | no | no |  |  | no |  | 0 | 0 | 0 | 0 | 0 | 0 |  | 1 | 1 | 1 | 0 | 0 | 0
load_220355929 |  | node_1381325_32_15437488_46 |  | AN | 0 | Residential | 7862.4+3349.368j | 0 | 0 | 0 | 0 | 0 | [24 empty] | 8104404 | no | no |  |  | no |  | 0 | 0 | 0 | 0 | 0 | 0 |  | 1 | 1 | 1 | 0 | 0 | 0
load_220355930 |  | node_1383656_604_15436836_968 |  | AN | 0 | Residential | 0 | 0 | 0 | 0 | 0 | 0 | [24 empty] | 8104404 | no | no |  |  | no |  | 0 | 0 | 0 | 0 | 0 | 0 |  | 1 | 1 | 1 | 0 | 0 | 0
load_220355931 |  | node_1383793_032_15436411_573 |  | AN | 0 | Residential | 7.2+3.067j | 0 | 0 | 0 | 0 | 0 | [24 empty] | 8104404 | no | no |  |  | no |  | 0 | 0 | 0 | 0 | 0 | 0 |  | 1 | 1 | 1 | 0 | 0 | 0
load_220355932 |  | node_1384291_848_15436374_341 |  | AN | 0 | Residential | 6004.8+2558.034j | 0 | 0 | 0 | 0 | 0 | [24 empty] | 8104404 | no | no |  |  | no |  | 0 | 0 | 0 | 0 | 0 | 0 |  | 1 | 1 | 1 | 0 | 0 | 0
load_220355933 |  | node_1384481_624_15436405_333 |  | AN | 0 | Residential | 6667.2+2840.215j | 0 | 0 | 0 | 0 | 0 | [24 empty] | 8104404 | no | no |  |  | no |  | 0 | 0 | 0 | 0 | 0 | 0 |  | 1 | 1 | 1 | 0 | 0 | 0
load_220355934 |  | node_1384570_187_15436651_134 |  | AN | 0 | Residential | 12672+5398.249j | 0 | 0 | 0 | 0 | 0 | [24 empty] | 8104404 | no | no |  |  | no |  | 0 | 0 | 0 | 0 | 0 | 0 |  | 1 | 1 | 1 | 0 | 0 | 0
load_220355936 |  | node_1380030_446_15437615_763 |  | AN | 0 | Residential | 19987.2+8514.512j | 0 | 0 | 0 | 0 | 0 | [24 empty] | 8104404 | no | no |  |  | no |  | 0 | 0 | 0 | 0 | 0 | 0 |  | 1 | 1 | 1 | 0 | 0 | 0
load_220356027 |  | node_1378054_265_15434408_814 |  | AN | 0 | Residential | 3470.4+1478.384j | 0 | 0 | 0 | 0 | 0 | [24 empty] | 8104404 | no | no |  |  | no |  | 0 | 0 | 0 | 0 | 0 | 0 |  | 1 | 1 | 1 | 0 | 0 | 0
load_220356028 |  | node_1378074_854_15434730_806 |  | AN | 0 | NonResidential | 9662.4+4116.165j | 0 | 0 | 0 | 0 | 0 | [24 empty] | 8104404 | no | no |  |  | no |  | 0 | 0 | 0 | 0 | 0 | 0 |  | 1 | 1 | 1 | 0 | 0 | 0
load_220356029 |  | node_1377874_014_15436235_825 |  | AN | 0 | Residential | 6048+2576.437j | 0 | 0 | 0 | 0 | 0 | [24 empty] | 8104404 | no | no |  |  | no |  | 0 | 0 | 0 | 0 | 0 | 0 |  | 1 | 1 | 1 | 0 | 0 | 0
load_220356030 |  | node_1374842_92_15433838_752 |  | AN | 0 | Residential | 7279.2+3100.926j | 0 | 0 | 0 | 0 | 0 | [24 empty] | 8104404 | no | no |  |  | no |  | 0 | 0 | 0 | 0 | 0 | 0 |  | 1 | 1 | 1 | 0 | 0 | 0
load_220356032 |  | node_1375725_476_15433858_159 |  | AN | 0 | Residential | 33789.6+14394.309j | 0 | 0 | 0 | 0 | 0 | [24 empty] | 8104404 | no | no |  |  | no |  | 0 | 0 | 0 | 0 | 0 | 0 |  | 1 | 1 | 1 | 0 | 0 | 0
load_220356033 |  | node_1375146_622_15433838_706 |  | AN | 0 | Residential | 540+230.039j | 0 | 0 | 0 | 0 | 0 | [24 empty] | 8104404 | no | no |  |  | no |  | 0 | 0 | 0 | 0 | 0 | 0 |  | 1 | 1 | 1 | 0 | 0 | 0
load_220356077 |  | node_1357452_039_15454553_449 |  | AN | 0 | Residential | 28094.4+11968.164j | 0 | 0 | 0 | 0 | 0 | [24 empty] | 8104404 | no | no |  |  | no |  | 0 | 0 | 0 | 0 | 0 | 0 |  | 1 | 1 | 1 | 0 | 0 | 0
load_220356078 |  | node_1357245_461_15454940_115 |  | AN | 0 | Residential | 6264+2668.453j | 0 | 0 | 0 | 0 | 0 | [24 empty] | 8104404 | no | no |  |  | no |  | 0 | 0 | 0 | 0 | 0 | 0 |  | 1 | 1 | 1 | 0 | 0 | 0
load_220356079 |  | node_1357258_945_15455782_684 |  | AN | 0 | Residential | 0 | 0 | 0 | 0 | 0 | 0 | [24 empty] | 8104404 | no | no |  |  | no |  | 0 | 0 | 0 | 0 | 0 | 0 |  | 1 | 1 | 1 | 0 | 0 | 0
load_220356080 |  | node_1357240_439_15456113_093 |  | AN | 0 | Residential | 10166.4+4330.868j | 0 | 0 | 0 | 0 | 0 | [24 empty] | 8104404 | no | no |  |  | no |  | 0 | 0 | 0 | 0 | 0 | 0 |  | 1 | 1 | 1 | 0 | 0 | 0
load_220356081 |  | node_1358087_84_15459348_775 |  | AN | 0 | Residential | 14090.4+6002.485j | 0 | 0 | 0 | 0 | 0 | [24 empty] | 8104404 | no | no |  |  | no |  | 0 | 0 | 0 | 0 | 0 | 0 |  | 1 | 1 | 1 | 0 | 0 | 0
load_220356082 |  | node_1358081_504_15459694_372 |  | AN | 0 | Residential | 17452.8+7434.862j | 0 | 0 | 0 | 0 | 0 | [24 empty] | 8104404 | no | no |  |  | no |  | 0 | 0 | 0 | 0 | 0 | 0 |  | 1 | 1 | 1 | 0 | 0 | 0
load_220356083 |  | node_1358060_291_15460087_207 |  | AN | 0 | Residential | 25927.2+11044.941j | 0 | 0 | 0 | 0 | 0 | [24 empty] | 8104404 | no | no |  |  | no |  | 0 | 0 | 0 | 0 | 0 | 0 |  | 1 | 1 | 1 | 0 | 0 | 0
load_220356084 |  | node_1359569_6_15450989_614 |  | AN | 0 | Residential | 12096+5152.874j | 0 | 0 | 0 | 0 | 0 | [24 empty] | 8104404 | no | no |  |  | no |  | 0 | 0 | 0 | 0 | 0 | 0 |  | 1 | 1 | 1 | 0 | 0 | 0
load_220356086 |  | node_1358563_349_15452129_288 |  | AN | 0 | Other | 0 | 0 | 0 | 0 | 0 | 0 | [24 empty] | 8104404 | no | no |  |  | no |  | 0 | 0 | 0 | 0 | 0 | 0 |  | 1 | 1 | 1 | 0 | 0 | 0
load_220356087 |  | node_1358298_418_15452569_185 |  | AN | 0 | Residential | 2469.6+1052.045j | 0 | 0 | 0 | 0 | 0 | [24 empty] | 8104404 | no | no |  |  | no |  | 0 | 0 | 0 | 0 | 0 | 0 |  | 1 | 1 | 1 | 0 | 0 | 0
load_220356101 |  | node_1371911_049_15434169_736 |  | AN | 0 | Residential | 10526.4+4484.228j | 0 | 0 | 0 | 0 | 0 | [24 empty] | 8104404 | no | no |  |  | no |  | 0 | 0 | 0 | 0 | 0 | 0 |  | 1 | 1 | 1 | 0 | 0 | 0
load_220356102 |  | node_1365336_152_15433574_008 |  | AN | 0 | Residential | 14997.6+6388.951j | 0 | 0 | 0 | 0 | 0 | [24 empty] | 8104404 | no | no |  |  | no |  | 0 | 0 | 0 | 0 | 0 | 0 |  | 1 | 1 | 1 | 0 | 0 | 0
load_220356104 |  | node_1372273_573_15434403_44 |  | AN | 0 | Residential | 4363.2+1858.715j | 0 | 0 | 0 | 0 | 0 | [24 empty] | 8104404 | no | no |  |  | no |  | 0 | 0 | 0 | 0 | 0 | 0 |  | 1 | 1 | 1 | 0 | 0 | 0
load_220356105 |  | node_1372934_487_15434306_099 |  | AN | 0 | Residential | 4593.6+1956.865j | 0 | 0 | 0 | 0 | 0 | [24 empty] | 8104404 | no | no |  |  | no |  | 0 | 0 | 0 | 0 | 0 | 0 |  | 1 | 1 | 1 | 0 | 0 | 0
load_220356106 |  | node_1360903_17_15447081_961 |  | AN | 0 | Residential | 15811.2+6735.543j | 0 | 0 | 0 | 0 | 0 | [24 empty] | 8104404 | no | no |  |  | no |  | 0 | 0 | 0 | 0 | 0 | 0 |  | 1 | 1 | 1 | 0 | 0 | 0
load_220356107 |  | node_1357205_493_15446534_994 |  | AN | 0 | Residential | 21031.2+8959.254j | 0 | 0 | 0 | 0 | 0 | [24 empty] | 8104404 | no | no |  |  | no |  | 0 | 0 | 0 | 0 | 0 | 0 |  | 1 | 1 | 1 | 0 | 0 | 0
load_220356108 |  | node_1356847_152_15445103_894 |  | AN | 0 | Residential | 20894.4+8900.977j | 0 | 0 | 0 | 0 | 0 | [24 empty] | 8104404 | no | no |  |  | no |  | 0 | 0 | 0 | 0 | 0 | 0 |  | 1 | 1 | 1 | 0 | 0 | 0
load_220356109 |  | node_1357203_111_15443637_749 |  | AN | 0 | Residential | 9057.6+3858.521j | 0 | 0 | 0 | 0 | 0 | [24 empty] | 8104404 | no | no |  |  | no |  | 0 | 0 | 0 | 0 | 0 | 0 |  | 1 | 1 | 1 | 0 | 0 | 0
load_220356110 |  | node_1356945_294_15443150_95 |  | AN | 0 | Residential | 6732+2867.82j | 0 | 0 | 0 | 0 | 0 | [24 empty] | 8104404 | no | no |  |  | no |  | 0 | 0 | 0 | 0 | 0 | 0 |  | 1 | 1 | 1 | 0 | 0 | 0
load_220356111 |  | node_1356622_102_15443334_622 |  | AN | 0 | Residential | 8100+3450.586j | 0 | 0 | 0 | 0 | 0 | [24 empty] | 8104404 | no | no |  |  | no |  | 0 | 0 | 0 | 0 | 0 | 0 |  | 1 | 1 | 1 | 0 | 0 | 0
load_220356112 |  | node_1356447_384_15442920_296 |  | AN | 0 | Other | 0 | 0 | 0 | 0 | 0 | 0 | [24 empty] | 8104404 | no | no |  |  | no |  | 0 | 0 | 0 | 0 | 0 | 0 |  | 1 | 1 | 1 | 0 | 0 | 0
load_220356115 |  | node_1356989_922_15442227_86 |  | AN | 0 | Residential | 2469.6+1052.045j | 0 | 0 | 0 | 0 | 0 | [24 empty] | 8104404 | no | no |  |  | no |  | 0 | 0 | 0 | 0 | 0 | 0 |  | 1 | 1 | 1 | 0 | 0 | 0
load_220356116 |  | node_1360223_185_15447067_339 |  | AN | 0 | Residential | 5205.6+2217.576j | 0 | 0 | 0 | 0 | 0 | [24 empty] | 8104404 | no | no |  |  | no |  | 0 | 0 | 0 | 0 | 0 | 0 |  | 1 | 1 | 1 | 0 | 0 | 0
load_220356117 |  | node_1359372_242_15447054_606 |  | AN | 0 | Residential | 4982.4+2122.494j | 0 | 0 | 0 | 0 | 0 | [24 empty] | 8104404 | no | no |  |  | no |  | 0 | 0 | 0 | 0 | 0 | 0 |  | 1 | 1 | 1 | 0 | 0 | 0
load_220356118 |  | node_1358996_774_15447023_019 |  | AN | 0 | Residential | 4032+1717.625j | 0 | 0 | 0 | 0 | 0 | [24 empty] | 8104404 | no | no |  |  | no |  | 0 | 0 | 0 | 0 | 0 | 0 |  | 1 | 1 | 1 | 0 | 0 | 0
load_220356119 |  | node_1358543_547_15448034_171 |  | AN | 0 | Residential | 11462.4+4882.962j | 0 | 0 | 0 | 0 | 0 | [24 empty] | 8104404 | no | no |  |  | no |  | 0 | 0 | 0 | 0 | 0 | 0 |  | 1 | 1 | 1 | 0 | 0 | 0
load_220356122 |  | node_1368310_222_15460663_305 |  | AN | 0 | Other | 0 | 0 | 0 | 0 | 0 | 0 | [24 empty] | 8104404 | no | no |  |  | no |  | 0 | 0 | 0 | 0 | 0 | 0 |  | 1 | 1 | 1 | 0 | 0 | 0
load_220356123 |  | node_1367171_824_15457158_954 |  | AN | 0 | Residential | 79.2+33.739j | 0 | 0 | 0 | 0 | 0 | [24 empty] | 8104404 | no | no |  |  | no |  | 0 | 0 | 0 | 0 | 0 | 0 |  | 1 | 1 | 1 | 0 | 0 | 0
load_220356124 |  | node_1366439_793_15448295_865 |  | AN | 0 | Other | 0 | 0 | 0 | 0 | 0 | 0 | [24 empty] | 8104404 | no | no |  |  | no |  | 0 | 0 | 0 | 0 | 0 | 0 |  | 1 | 1 | 1 | 0 | 0 | 0
load_220356125 |  | node_1366292_885_15448539_98 |  | AN | 0 | Residential | 8683.2+3699.028j | 0 | 0 | 0 | 0 | 0 | [24 empty] | 8104404 | no | no |  |  | no |  | 0 | 0 | 0 | 0 | 0 | 0 |  | 1 | 1 | 1 | 0 | 0 | 0
load_220356126 |  | node_1366161_434_15448751_768 |  | AN | 0 | Residential | 16228.8+6913.44j | 0 | 0 | 0 | 0 | 0 | [24 empty] | 8104404 | no | no |  |  | no |  | 0 | 0 | 0 | 0 | 0 | 0 |  | 1 | 1 | 1 | 0 | 0 | 0
load_220356127 |  | node_1365253_741_15450887_091 |  | AN | 0 | Residential | 1216.8+518.355j | 0 | 0 | 0 | 0 | 0 | [24 empty] | 8104404 | no | no |  |  | no |  | 0 | 0 | 0 | 0 | 0 | 0 |  | 1 | 1 | 1 | 0 | 0 | 0
load_220356128 |  | node_1365311_675_15450540_236 |  | AN | 0 | Residential | 6062.4+2582.572j | 0 | 0 | 0 | 0 | 0 | [24 empty] | 8104404 | no | no |  |  | no |  | 0 | 0 | 0 | 0 | 0 | 0 |  | 1 | 1 | 1 | 0 | 0 | 0
load_220356130 |  | node_1365278_838_15453369_258 |  | AN | 0 | Residential | 7869.6+3352.436j | 0 | 0 | 0 | 0 | 0 | [24 empty] | 8104404 | no | no |  |  | no |  | 0 | 0 | 0 | 0 | 0 | 0 |  | 1 | 1 | 1 | 0 | 0 | 0
load_220356133 |  | node_1365838_686_15455803_591 |  | AN | 0 | Residential | 16149.6+6879.701j | 0 | 0 | 0 | 0 | 0 | [24 empty] | 8104404 | no | no |  |  | no |  | 0 | 0 | 0 | 0 | 0 | 0 |  | 1 | 1 | 1 | 0 | 0 | 0
load_220356134 |  | node_1365890_619_15456073_592 |  | AN | 0 | Other | 0 | 0 | 0 | 0 | 0 | 0 | [24 empty] | 8104404 | no | no |  |  | no |  | 0 | 0 | 0 | 0 | 0 | 0 |  | 1 | 1 | 1 | 0 | 0 | 0
load_220356135 |  | node_1366004_655_15456340_192 |  | AN | 0 | Residential | 17395.2+7410.324j | 0 | 0 | 0 | 0 | 0 | [24 empty] | 8104404 | no | no |  |  | no |  | 0 | 0 | 0 | 0 | 0 | 0 |  | 1 | 1 | 1 | 0 | 0 | 0
load_220356136 |  | node_1365896_114_15457496_797 |  | AN | 0 | Residential | 5580+2377.07j | 0 | 0 | 0 | 0 | 0 | [24 empty] | 8104404 | no | no |  |  | no |  | 0 | 0 | 0 | 0 | 0 | 0 |  | 1 | 1 | 1 | 0 | 0 | 0
load_220356137 |  | node_1365742_792_15457841_062 |  | AN | 0 | Residential | 26028+11087.882j | 0 | 0 | 0 | 0 | 0 | [24 empty] | 8104404 | no | no |  |  | no |  | 0 | 0 | 0 | 0 | 0 | 0 |  | 1 | 1 | 1 | 0 | 0 | 0
load_220356138 |  | node_1365729_93_15458156_981 |  | AN | 0 | Other | 0 | 0 | 0 | 0 | 0 | 0 | [24 empty] | 8104404 | no | no |  |  | no |  | 0 | 0 | 0 | 0 | 0 | 0 |  | 1 | 1 | 1 | 0 | 0 | 0
load_220356141 |  | node_1367263_248_15446943_635 |  | AN | 0 | Residential | 20160+8588.124j | 0 | 0 | 0 | 0 | 0 | [24 empty] | 8104404 | no | no |  |  | no |  | 0 | 0 | 0 | 0 | 0 | 0 |  | 1 | 1 | 1 | 0 | 0 | 0
load_220356143 |  | node_1364299_996_15437632_297 |  | AN | 0 | Residential | 37209.6+15851.223j | 0 | 0 | 0 | 0 | 0 | [24 empty] | 8104404 | no | no |  |  | no |  | 0 | 0 | 0 | 0 | 0 | 0 |  | 1 | 1 | 1 | 0 | 0 | 0
load_220356144 |  | node_1364360_5_15437848_998 |  | AN | 0 | Residential | 2678.4+1140.994j | 0 | 0 | 0 | 0 | 0 | [24 empty] | 8104404 | no | no |  |  | no |  | 0 | 0 | 0 | 0 | 0 | 0 |  | 1 | 1 | 1 | 0 | 0 | 0
load_220356145 |  | node_1363310_81_15434879_669 |  | AN | 0 | Residential | 2016+858.812j | 0 | 0 | 0 | 0 | 0 | [24 empty] | 8104404 | no | no |  |  | no |  | 0 | 0 | 0 | 0 | 0 | 0 |  | 1 | 1 | 1 | 0 | 0 | 0
load_220356146 |  | node_1364085_583_15435971_808 |  | AN | 0 | Residential | 2995.2+1275.95j | 0 | 0 | 0 | 0 | 0 | [24 empty] | 8104404 | no | no |  |  | no |  | 0 | 0 | 0 | 0 | 0 | 0 |  | 1 | 1 | 1 | 0 | 0 | 0
load_220356147 |  | node_1364183_654_15436151_332 |  | AN | 0 | Residential | 3067.2+1306.622j | 0 | 0 | 0 | 0 | 0 | [24 empty] | 8104404 | no | no |  |  | no |  | 0 | 0 | 0 | 0 | 0 | 0 |  | 1 | 1 | 1 | 0 | 0 | 0
load_220356148 |  | node_1364462_392_15436674_461 |  | AN | 0 | Residential | 4737.6+2018.209j | 0 | 0 | 0 | 0 | 0 | [24 empty] | 8104404 | no | no |  |  | no |  | 0 | 0 | 0 | 0 | 0 | 0 |  | 1 | 1 | 1 | 0 | 0 | 0
load_220356149 |  | node_1364415_264_15437440_848 |  | AN | 0 | Other | 0 | 0 | 0 | 0 | 0 | 0 | [24 empty] | 8104404 | no | no |  |  | no |  | 0 | 0 | 0 | 0 | 0 | 0 |  | 1 | 1 | 1 | 0 | 0 | 0
load_220356150 |  | node_1357399_98_15448055_665 |  | AN | 0 | Residential | 27396+11670.647j | 0 | 0 | 0 | 0 | 0 | [24 empty] | 8104404 | no | no |  |  | no |  | 0 | 0 | 0 | 0 | 0 | 0 |  | 1 | 1 | 1 | 0 | 0 | 0
load_220356151 |  | node_1350167_971_15454468_271 |  | AN | 0 | Residential | 20354.4+8670.938j | 0 | 0 | 0 | 0 | 0 | [24 empty] | 8104404 | no | no |  |  | no |  | 0 | 0 | 0 | 0 | 0 | 0 |  | 1 | 1 | 1 | 0 | 0 | 0
load_220356152 |  | node_1357220_31_15448277_734 |  | AN | 0 | Residential | 7120.8+3033.448j | 0 | 0 | 0 | 0 | 0 | [24 empty] | 8104404 | no | no |  |  | no |  | 0 | 0 | 0 | 0 | 0 | 0 |  | 1 | 1 | 1 | 0 | 0 | 0
load_220356153 |  | node_1357118_392_15448592_391 |  | AN | 0 | Other | 0 | 0 | 0 | 0 | 0 | 0 | [24 empty] | 8104404 | no | no |  |  | no |  | 0 | 0 | 0 | 0 | 0 | 0 |  | 1 | 1 | 1 | 0 | 0 | 0
load_220356198 |  | node_1358296_374_15433915_037 |  | AN | 0 | Residential | 1432.8+610.37j | 0 | 0 | 0 | 0 | 0 | [24 empty] | 8104404 | no | no |  |  | no |  | 0 | 0 | 0 | 0 | 0 | 0 |  | 1 | 1 | 1 | 0 | 0 | 0
load_220356199 |  | node_1361756_139_15433628_95 |  | AN | 0 | Residential | 17308.8+7373.518j | 0 | 0 | 0 | 0 | 0 | [24 empty] | 8104404 | no | no |  |  | no |  | 0 | 0 | 0 | 0 | 0 | 0 |  | 1 | 1 | 1 | 0 | 0 | 0
load_220356200 |  | node_1361428_729_15433620_459 |  | AN | 0 | Residential | 86.4+36.806j | 0 | 0 | 0 | 0 | 0 | [24 empty] | 8104404 | no | no |  |  | no |  | 0 | 0 | 0 | 0 | 0 | 0 |  | 1 | 1 | 1 | 0 | 0 | 0
load_220356201 |  | node_1360756_602_15433598_034 |  | AN | 0 | Residential | 3132+1334.226j | 0 | 0 | 0 | 0 | 0 | [24 empty] | 8104404 | no | no |  |  | no |  | 0 | 0 | 0 | 0 | 0 | 0 |  | 1 | 1 | 1 | 0 | 0 | 0
load_220356202 |  | node_1365200_671_15460349_421 |  | AN | 0 | Residential | 15444+6579.116j | 0 | 0 | 0 | 0 | 0 | [24 empty] | 8104404 | no | no |  |  | no |  | 0 | 0 | 0 | 0 | 0 | 0 |  | 1 | 1 | 1 | 0 | 0 | 0
load_220356205 |  | node_1359033_12_15453298_455 |  | AN | 0 | NonResidential | 6760.8+2880.089j | 0 | 0 | 0 | 0 | 0 | [24 empty] | 8104404 | no | no |  |  | no |  | 0 | 0 | 0 | 0 | 0 | 0 |  | 1 | 1 | 1 | 0 | 0 | 0
load_220356214 |  | node_1365567_325_15453073_661 |  | AN | 0 | Residential | 4766.4+2030.478j | 0 | 0 | 0 | 0 | 0 | [24 empty] | 8104404 | no | no |  |  | no |  | 0 | 0 | 0 | 0 | 0 | 0 |  | 1 | 1 | 1 | 0 | 0 | 0
load_220356215 |  | node_1365824_296_15453075_131 |  | AN | 0 | Residential | 16005.6+6818.357j | 0 | 0 | 0 | 0 | 0 | [24 empty] | 8104404 | no | no |  |  | no |  | 0 | 0 | 0 | 0 | 0 | 0 |  | 1 | 1 | 1 | 0 | 0 | 0
load_220356216 |  | node_1359291_498_15433832_377 |  | AN | 0 | Residential | 8964+3818.648j | 0 | 0 | 0 | 0 | 0 | [24 empty] | 8104404 | no | no |  |  | no |  | 0 | 0 | 0 | 0 | 0 | 0 |  | 1 | 1 | 1 | 0 | 0 | 0
load_220356217 |  | node_1359241_747_15434115_101 |  | AN | 0 | Residential | 7020+2990.507j | 0 | 0 | 0 | 0 | 0 | [24 empty] | 8104404 | no | no |  |  | no |  | 0 | 0 | 0 | 0 | 0 | 0 |  | 1 | 1 | 1 | 0 | 0 | 0
load_220356218 |  | node_1359031_369_15434973_996 |  | AN | 0 | Residential | 10648.8+4536.37j | 0 | 0 | 0 | 0 | 0 | [24 empty] | 8104404 | no | no |  |  | no |  | 0 | 0 | 0 | 0 | 0 | 0 |  | 1 | 1 | 1 | 0 | 0 | 0
load_220356219 |  | node_1358863_886_15435381_978 |  | AN | 0 | Other | 0 | 0 | 0 | 0 | 0 | 0 | [24 empty] | 8104404 | no | no |  |  | no |  | 0 | 0 | 0 | 0 | 0 | 0 |  | 1 | 1 | 1 | 0 | 0 | 0
load_220356220 |  | node_1363532_353_15448044_086 |  | AN | 0 | Residential | 15033.6+6404.287j | 0 | 0 | 0 | 0 | 0 | [24 empty] | 8104404 | no | no |  |  | no |  | 0 | 0 | 0 | 0 | 0 | 0 |  | 1 | 1 | 1 | 0 | 0 | 0
load_220356222 |  | node_1364471_403_15448332_461 |  | AN | 0 | Residential | 4334.4+1846.447j | 0 | 0 | 0 | 0 | 0 | [24 empty] | 8104404 | no | no |  |  | no |  | 0 | 0 | 0 | 0 | 0 | 0 |  | 1 | 1 | 1 | 0 | 0 | 0
load_220356223 |  | node_1363971_518_15448347_125 |  | AN | 0 | Residential | 4240.8+1806.573j | 0 | 0 | 0 | 0 | 0 | [24 empty] | 8104404 | no | no |  |  | no |  | 0 | 0 | 0 | 0 | 0 | 0 |  | 1 | 1 | 1 | 0 | 0 | 0
load_220356224 |  | node_1361763_469_15459421_488 |  | AN | 0 | Residential | 8006.4+3410.712j | 0 | 0 | 0 | 0 | 0 | [24 empty] | 8104404 | no | no |  |  | no |  | 0 | 0 | 0 | 0 | 0 | 0 |  | 1 | 1 | 1 | 0 | 0 | 0
load_220356225 |  | node_1361539_912_15460292_848 |  | AN | 0 | Other | 0 | 0 | 0 | 0 | 0 | 0 | [24 empty] | 8104404 | no | no |  |  | no |  | 0 | 0 | 0 | 0 | 0 | 0 |  | 1 | 1 | 1 | 0 | 0 | 0
load_220356226 |  | node_1361877_286_15451093_552 |  | AN | 0 | Residential | 8445.6+3597.811j | 0 | 0 | 0 | 0 | 0 | [24 empty] | 8104404 | no | no |  |  | no |  | 0 | 0 | 0 | 0 | 0 | 0 |  | 1 | 1 | 1 | 0 | 0 | 0
load_220356228 |  | node_1361708_875_15453925_147 |  | AN | 0 | Residential | 9684+4125.367j | 0 | 0 | 0 | 0 | 0 | [24 empty] | 8104404 | no | no |  |  | no |  | 0 | 0 | 0 | 0 | 0 | 0 |  | 1 | 1 | 1 | 0 | 0 | 0
load_220356229 |  | node_1362767_473_15455401_998 |  | AN | 0 | Residential | 18266.4+7781.454j | 0 | 0 | 0 | 0 | 0 | [24 empty] | 8104404 | no | no |  |  | no |  | 0 | 0 | 0 | 0 | 0 | 0 |  | 1 | 1 | 1 | 0 | 0 | 0
load_220356230 |  | node_1362631_314_15455937_186 |  | AN | 0 | Residential | 45957.6+19577.856j | 0 | 0 | 0 | 0 | 0 | [24 empty] | 8104404 | no | no |  |  | no |  | 0 | 0 | 0 | 0 | 0 | 0 |  | 1 | 1 | 1 | 0 | 0 | 0
load_220356231 |  | node_1362231_804_15457688_997 |  | AN | 0 | Residential | 18050.4+7689.438j | 0 | 0 | 0 | 0 | 0 | [24 empty] | 8104404 | no | no |  |  | no |  | 0 | 0 | 0 | 0 | 0 | 0 |  | 1 | 1 | 1 | 0 | 0 | 0
load_220356232 |  | node_1362113_249_15458127_179 |  | AN | 0 | Other | 0 | 0 | 0 | 0 | 0 | 0 | [24 empty] | 8104404 | no | no |  |  | no |  | 0 | 0 | 0 | 0 | 0 | 0 |  | 1 | 1 | 1 | 0 | 0 | 0
load_220356233 |  | node_1361975_063_15459014_614 |  | AN | 0 | Residential | 8733.6+3720.498j | 0 | 0 | 0 | 0 | 0 | [24 empty] | 8104404 | no | no |  |  | no |  | 0 | 0 | 0 | 0 | 0 | 0 |  | 1 | 1 | 1 | 0 | 0 | 0
load_220356235 |  | node_1361833_915_15434411_577 |  | AN | 0 | Residential | 18043.2+7686.371j | 0 | 0 | 0 | 0 | 0 | [24 empty] | 8104404 | no | no |  |  | no |  | 0 | 0 | 0 | 0 | 0 | 0 |  | 1 | 1 | 1 | 0 | 0 | 0
load_220356236 |  | node_1361779_999_15434654_428 |  | AN | 0 | Residential | 3967.2+1690.02j | 0 | 0 | 0 | 0 | 0 | [24 empty] | 8104404 | no | no |  |  | no |  | 0 | 0 | 0 | 0 | 0 | 0 |  | 1 | 1 | 1 | 0 | 0 | 0
load_220356237 |  | node_1361705_148_15434925_94 |  | AN | 0 | Residential | 1785.6+760.662j | 0 | 0 | 0 | 0 | 0 | [24 empty] | 8104404 | no | no |  |  | no |  | 0 | 0 | 0 | 0 | 0 | 0 |  | 1 | 1 | 1 | 0 | 0 | 0
load_220356239 |  | node_1361639_697_15437836_899 |  | AN | 0 | Residential | 6624+2821.812j | 0 | 0 | 0 | 0 | 0 | [24 empty] | 8104404 | no | no |  |  | no |  | 0 | 0 | 0 | 0 | 0 | 0 |  | 1 | 1 | 1 | 0 | 0 | 0
load_220356240 |  | node_1361612_989_15438782_425 |  | AN | 0 | Residential | 1857.6+791.334j | 0 | 0 | 0 | 0 | 0 | [24 empty] | 8104404 | no | no |  |  | no |  | 0 | 0 | 0 | 0 | 0 | 0 |  | 1 | 1 | 1 | 0 | 0 | 0
load_220356241 |  | node_1361542_396_15439220_384 |  | AN | 0 | Residential | 68414.4+29144.412j | 0 | 0 | 0 | 0 | 0 | [24 empty] | 8104404 | no | no |  |  | no |  | 0 | 0 | 0 | 0 | 0 | 0 |  | 1 | 1 | 1 | 0 | 0 | 0
load_220356242 |  | node_1361359_728_15439511_619 |  | AN | 0 | Residential | 7804.8+3324.831j | 0 | 0 | 0 | 0 | 0 | [24 empty] | 8104404 | no | no |  |  | no |  | 0 | 0 | 0 | 0 | 0 | 0 |  | 1 | 1 | 1 | 0 | 0 | 0
load_220356243 |  | node_1361235_266_15441262_62 |  | AN | 0 | Residential | 2635.2+1122.59j | 0 | 0 | 0 | 0 | 0 | [24 empty] | 8104404 | no | no |  |  | no |  | 0 | 0 | 0 | 0 | 0 | 0 |  | 1 | 1 | 1 | 0 | 0 | 0
load_220356244 |  | node_1361195_397_15441829_23 |  | AN | 0 | Residential | 2707.2+1153.262j | 0 | 0 | 0 | 0 | 0 | [24 empty] | 8104404 | no | no |  |  | no |  | 0 | 0 | 0 | 0 | 0 | 0 |  | 1 | 1 | 1 | 0 | 0 | 0
load_220356245 |  | node_1361236_575_15442800_919 |  | AN | 0 | Residential | 9043.2+3852.387j | 0 | 0 | 0 | 0 | 0 | [24 empty] | 8104404 | no | no |  |  | no |  | 0 | 0 | 0 | 0 | 0 | 0 |  | 1 | 1 | 1 | 0 | 0 | 0
load_220356246 |  | node_1361379_279_15443324_588 |  | AN | 0 | Residential | 8416.8+3585.542j | 0 | 0 | 0 | 0 | 0 | [24 empty] | 8104404 | no | no |  |  | no |  | 0 | 0 | 0 | 0 | 0 | 0 |  | 1 | 1 | 1 | 0 | 0 | 0
load_220356248 |  | node_1361278_683_15444974_734 |  | AN | 0 | Residential | 7603.2+3238.95j | 0 | 0 | 0 | 0 | 0 | [24 empty] | 8104404 | no | no |  |  | no |  | 0 | 0 | 0 | 0 | 0 | 0 |  | 1 | 1 | 1 | 0 | 0 | 0
load_220356250 |  | node_1361190_325_15445791_401 |  | AN | 0 | Residential | 11808+5030.187j | 0 | 0 | 0 | 0 | 0 | [24 empty] | 8104404 | no | no |  |  | no |  | 0 | 0 | 0 | 0 | 0 | 0 |  | 1 | 1 | 1 | 0 | 0 | 0
load_220356251 |  | node_1361183_364_15446053_283 |  | AN | 0 | Residential | 18518.4+7888.805j | 0 | 0 | 0 | 0 | 0 | [24 empty] | 8104404 | no | no |  |  | no |  | 0 | 0 | 0 | 0 | 0 | 0 |  | 1 | 1 | 1 | 0 | 0 | 0
load_220356252 |  | node_1361300_324_15446557_385 |  | AN | 0 | Residential | 18784.8+8002.291j | 0 | 0 | 0 | 0 | 0 | [24 empty] | 8104404 | no | no |  |  | no |  | 0 | 0 | 0 | 0 | 0 | 0 |  | 1 | 1 | 1 | 0 | 0 | 0
load_220356253 |  | node_1361286_405_15446854_595 |  | AN | 0 | NonResidential | 0 | 0 | 0 | 0 | 0 | 0 | [24 empty] | 8104404 | no | no |  |  | no |  | 0 | 0 | 0 | 0 | 0 | 0 |  | 1 | 1 | 1 | 0 | 0 | 0
load_220356254 |  | node_1361147_237_15447090_821 |  | AN | 0 | NonResidential | 4442.4+1892.454j | 0 | 0 | 0 | 0 | 0 | [24 empty] | 8104404 | no | no |  |  | no |  | 0 | 0 | 0 | 0 | 0 | 0 |  | 1 | 1 | 1 | 0 | 0 | 0
load_220356255 |  | node_1361284_174_15447281_623 |  | AN | 0 | Residential | 28497.6+12139.927j | 0 | 0 | 0 | 0 | 0 | [24 empty] | 8104404 | no | no |  |  | no |  | 0 | 0 | 0 | 0 | 0 | 0 |  | 1 | 1 | 1 | 0 | 0 | 0
load_220356258 |  | node_1361258_914_15447993_281 |  | AN | 0 | Residential | 18403.2+7839.73j | 0 | 0 | 0 | 0 | 0 | [24 empty] | 8104404 | no | no |  |  | no |  | 0 | 0 | 0 | 0 | 0 | 0 |  | 1 | 1 | 1 | 0 | 0 | 0
load_220356259 |  | node_1361263_004_15448424_599 |  | AN | 0 | Residential | 1404+598.101j | 0 | 0 | 0 | 0 | 0 | [24 empty] | 8104404 | no | no |  |  | no |  | 0 | 0 | 0 | 0 | 0 | 0 |  | 1 | 1 | 1 | 0 | 0 | 0
load_220356260 |  | node_1361275_613_15449381_777 |  | AN | 0 | Other | 0 | 0 | 0 | 0 | 0 | 0 | [24 empty] | 8104404 | no | no |  |  | no |  | 0 | 0 | 0 | 0 | 0 | 0 |  | 1 | 1 | 1 | 0 | 0 | 0
load_220356262 |  | node_1361428_741_15445245_478 |  | AN | 0 | Residential | 1425.6+607.303j | 0 | 0 | 0 | 0 | 0 | [24 empty] | 8104404 | no | no |  |  | no |  | 0 | 0 | 0 | 0 | 0 | 0 |  | 1 | 1 | 1 | 0 | 0 | 0
load_220356263 |  | node_1361662_673_15445310_972 |  | AN | 0 | Residential | 10324.8+4398.346j | 0 | 0 | 0 | 0 | 0 | [24 empty] | 8104404 | no | no |  |  | no |  | 0 | 0 | 0 | 0 | 0 | 0 |  | 1 | 1 | 1 | 0 | 0 | 0
load_220356264 |  | node_1361644_515_15445599_02 |  | AN | 0 | Residential | 3340.8+1423.175j | 0 | 0 | 0 | 0 | 0 | [24 empty] | 8104404 | no | no |  |  | no |  | 0 | 0 | 0 | 0 | 0 | 0 |  | 1 | 1 | 1 | 0 | 0 | 0
load_220356265 |  | node_1361889_79_15445175_628 |  | AN | 0 | Residential | 6667.2+2840.215j | 0 | 0 | 0 | 0 | 0 | [24 empty] | 8104404 | no | no |  |  | no |  | 0 | 0 | 0 | 0 | 0 | 0 |  | 1 | 1 | 1 | 0 | 0 | 0
load_220356266 |  | node_1362592_693_15444967_01 |  | AN | 0 | Residential | 20109.6+8566.654j | 0 | 0 | 0 | 0 | 0 | [24 empty] | 8104404 | no | no |  |  | no |  | 0 | 0 | 0 | 0 | 0 | 0 |  | 1 | 1 | 1 | 0 | 0 | 0
load_220356267 |  | node_1363996_98_15444293_908 |  | AN | 0 | Residential | 3585.6+1527.459j | 0 | 0 | 0 | 0 | 0 | [24 empty] | 8104404 | no | no |  |  | no |  | 0 | 0 | 0 | 0 | 0 | 0 |  | 1 | 1 | 1 | 0 | 0 | 0
load_220356268 |  | node_1364078_429_15444704_682 |  | AN | 0 | Other | 0 | 0 | 0 | 0 | 0 | 0 | [24 empty] | 8104404 | no | no |  |  | no |  | 0 | 0 | 0 | 0 | 0 | 0 |  | 1 | 1 | 1 | 0 | 0 | 0
load_220356270 |  | node_1367663_733_15443651_747 |  | AN | 0 | Other | 0 | 0 | 0 | 0 | 0 | 0 | [24 empty] | 8104404 | no | no |  |  | no |  | 0 | 0 | 0 | 0 | 0 | 0 |  | 1 | 1 | 1 | 0 | 0 | 0
load_220356273 |  | node_1368666_143_15441546_59 |  | AN | 0 | Residential | 14479.2+6168.113j | 0 | 0 | 0 | 0 | 0 | [24 empty] | 8104404 | no | no |  |  | no |  | 0 | 0 | 0 | 0 | 0 | 0 |  | 1 | 1 | 1 | 0 | 0 | 0
load_220356274 |  | node_1368967_563_15440948_767 |  | AN | 0 | Residential | 10778.4+4591.579j | 0 | 0 | 0 | 0 | 0 | [24 empty] | 8104404 | no | no |  |  | no |  | 0 | 0 | 0 | 0 | 0 | 0 |  | 1 | 1 | 1 | 0 | 0 | 0
load_220356275 |  | node_1369303_5_15440591_614 |  | AN | 0 | Other | 0 | 0 | 0 | 0 | 0 | 0 | [24 empty] | 8104404 | no | no |  |  | no |  | 0 | 0 | 0 | 0 | 0 | 0 |  | 1 | 1 | 1 | 0 | 0 | 0
load_220356276 |  | node_1369802_945_15440049_341 |  | AN | 0 | Residential | 38887.2+16565.878j | 0 | 0 | 0 | 0 | 0 | [24 empty] | 8104404 | no | no |  |  | no |  | 0 | 0 | 0 | 0 | 0 | 0 |  | 1 | 1 | 1 | 0 | 0 | 0
load_220356277 |  | node_1370032_567_15439808_644 |  | AN | 0 | Residential | 5284.8+2251.315j | 0 | 0 | 0 | 0 | 0 | [24 empty] | 8104404 | no | no |  |  | no |  | 0 | 0 | 0 | 0 | 0 | 0 |  | 1 | 1 | 1 | 0 | 0 | 0
load_220356278 |  | node_1370312_365_15439501_844 |  | AN | 0 | Residential | 18784.8+8002.291j | 0 | 0 | 0 | 0 | 0 | [24 empty] | 8104404 | no | no |  |  | no |  | 0 | 0 | 0 | 0 | 0 | 0 |  | 1 | 1 | 1 | 0 | 0 | 0
load_220356279 |  | node_1370592_72_15439244_585 |  | AN | 0 | Other | 0 | 0 | 0 | 0 | 0 | 0 | [24 empty] | 8104404 | no | no |  |  | no |  | 0 | 0 | 0 | 0 | 0 | 0 |  | 1 | 1 | 1 | 0 | 0 | 0
load_220356280 |  | node_1371156_659_15439216_051 |  | AN | 0 | Residential | 8553.6+3643.818j | 0 | 0 | 0 | 0 | 0 | [24 empty] | 8104404 | no | no |  |  | no |  | 0 | 0 | 0 | 0 | 0 | 0 |  | 1 | 1 | 1 | 0 | 0 | 0
load_220356281 |  | node_1372072_125_15437520_336 |  | AN | 0 | Residential | 10454.4+4453.556j | 0 | 0 | 0 | 0 | 0 | [24 empty] | 8104404 | no | no |  |  | no |  | 0 | 0 | 0 | 0 | 0 | 0 |  | 1 | 1 | 1 | 0 | 0 | 0
load_220356282 |  | node_1372400_812_15437203_709 |  | AN | 0 | Residential | 8114.4+3456.72j | 0 | 0 | 0 | 0 | 0 | [24 empty] | 8104404 | no | no |  |  | no |  | 0 | 0 | 0 | 0 | 0 | 0 |  | 1 | 1 | 1 | 0 | 0 | 0
load_220356514 |  | node_1373616_726_15425386_316 |  | AN | 0 | NonResidential | 388.8+165.628j | 0 | 0 | 0 | 0 | 0 | [24 empty] | 8104404 | no | no |  |  | no |  | 0 | 0 | 0 | 0 | 0 | 0 |  | 1 | 1 | 1 | 0 | 0 | 0
load_220356516 |  | node_1373767_566_15423688_34 |  | AN | 0 | Residential | 11088+4723.468j | 0 | 0 | 0 | 0 | 0 | [24 empty] | 8104404 | no | no |  |  | no |  | 0 | 0 | 0 | 0 | 0 | 0 |  | 1 | 1 | 1 | 0 | 0 | 0
load_220356517 |  | node_1373770_121_15423460_356 |  | AN | 0 | Residential | 13190.4+5619.087j | 0 | 0 | 0 | 0 | 0 | [24 empty] | 8104404 | no | no |  |  | no |  | 0 | 0 | 0 | 0 | 0 | 0 |  | 1 | 1 | 1 | 0 | 0 | 0
load_220356521 |  | node_1373558_177_15422443_498 |  | AN | 0 | Residential | 4060.8+1729.894j | 0 | 0 | 0 | 0 | 0 | [24 empty] | 8104404 | no | no |  |  | no |  | 0 | 0 | 0 | 0 | 0 | 0 |  | 1 | 1 | 1 | 0 | 0 | 0
load_220356522 |  | node_1373662_659_15421866_495 |  | AN | 0 | Residential | 2124+904.82j | 0 | 0 | 0 | 0 | 0 | [24 empty] | 8104404 | no | no |  |  | no |  | 0 | 0 | 0 | 0 | 0 | 0 |  | 1 | 1 | 1 | 0 | 0 | 0
load_220356523 |  | node_1373618_896_15421200_39 |  | AN | 0 | NonResidential | 6000+2555.989j | 0 | 0 | 0 | 0 | 0 | [24 empty] | 8104404 | no | no |  |  | no |  | 0 | 0 | 0 | 0 | 0 | 0 |  | 1 | 1 | 1 | 0 | 0 | 0
load_220356524 |  | node_1373509_263_15420793_714 |  | AN | 0 | Residential | 943.2+401.802j | 0 | 0 | 0 | 0 | 0 | [24 empty] | 8104404 | no | no |  |  | no |  | 0 | 0 | 0 | 0 | 0 | 0 |  | 1 | 1 | 1 | 0 | 0 | 0
load_220356526 |  | node_1373432_584_15419110_868 |  | AN | 0 | Residential | 31348.8+13354.533j | 0 | 0 | 0 | 0 | 0 | [24 empty] | 8104404 | no | no |  |  | no |  | 0 | 0 | 0 | 0 | 0 | 0 |  | 1 | 1 | 1 | 0 | 0 | 0
load_220356527 |  | node_1373365_767_15418939_953 |  | AN | 0 | Residential | 18619.2+7931.746j | 0 | 0 | 0 | 0 | 0 | [24 empty] | 8104404 | no | no |  |  | no |  | 0 | 0 | 0 | 0 | 0 | 0 |  | 1 | 1 | 1 | 0 | 0 | 0
load_220356530 |  | node_1373783_352_15417828_488 |  | AN | 0 | Residential | 5263.2+2242.114j | 0 | 0 | 0 | 0 | 0 | [24 empty] | 8104404 | no | no |  |  | no |  | 0 | 0 | 0 | 0 | 0 | 0 |  | 1 | 1 | 1 | 0 | 0 | 0
load_220356531 |  | node_1373870_351_15417445_116 |  | AN | 0 | Residential | 5191.2+2211.442j | 0 | 0 | 0 | 0 | 0 | [24 empty] | 8104404 | no | no |  |  | no |  | 0 | 0 | 0 | 0 | 0 | 0 |  | 1 | 1 | 1 | 0 | 0 | 0
load_220356532 |  | node_1374226_626_15417499_465 |  | AN | 0 | Residential | 554.4+236.173j | 0 | 0 | 0 | 0 | 0 | [24 empty] | 8104404 | no | no |  |  | no |  | 0 | 0 | 0 | 0 | 0 | 0 |  | 1 | 1 | 1 | 0 | 0 | 0
load_220356533 |  | node_1374021_661_15416793_875 |  | AN | 0 | Residential | 14594.4+6217.188j | 0 | 0 | 0 | 0 | 0 | [24 empty] | 8104404 | no | no |  |  | no |  | 0 | 0 | 0 | 0 | 0 | 0 |  | 1 | 1 | 1 | 0 | 0 | 0
load_220356534 |  | node_1373947_415_15416382_232 |  | AN | 0 | Residential | 2707.2+1153.262j | 0 | 0 | 0 | 0 | 0 | [24 empty] | 8104404 | no | no |  |  | no |  | 0 | 0 | 0 | 0 | 0 | 0 |  | 1 | 1 | 1 | 0 | 0 | 0
load_220356535 |  | node_1374055_238_15416075_011 |  | AN | 0 | Residential | 12038.4+5128.337j | 0 | 0 | 0 | 0 | 0 | [24 empty] | 8104404 | no | no |  |  | no |  | 0 | 0 | 0 | 0 | 0 | 0 |  | 1 | 1 | 1 | 0 | 0 | 0
load_220356536 |  | node_1374242_654_15415757_95 |  | AN | 0 | Residential | 7466.4+3180.673j | 0 | 0 | 0 | 0 | 0 | [24 empty] | 8104404 | no | no |  |  | no |  | 0 | 0 | 0 | 0 | 0 | 0 |  | 1 | 1 | 1 | 0 | 0 | 0
load_220356537 |  | node_1374326_915_15415315_183 |  | AN | 0 | Other | 0 | 0 | 0 | 0 | 0 | 0 | [24 empty] | 8104404 | no | no |  |  | no |  | 0 | 0 | 0 | 0 | 0 | 0 |  | 1 | 1 | 1 | 0 | 0 | 0
load_220356538 |  | node_1374362_24_15415023_592 |  | AN | 0 | Residential | 18878.4+8042.165j | 0 | 0 | 0 | 0 | 0 | [24 empty] | 8104404 | no | no |  |  | no |  | 0 | 0 | 0 | 0 | 0 | 0 |  | 1 | 1 | 1 | 0 | 0 | 0
load_220356539 |  | node_1374410_55_15414484_068 |  | AN | 0 | Residential | 5320.8+2266.651j | 0 | 0 | 0 | 0 | 0 | [24 empty] | 8104404 | no | no |  |  | no |  | 0 | 0 | 0 | 0 | 0 | 0 |  | 1 | 1 | 1 | 0 | 0 | 0
load_220356540 |  | node_1374355_988_15414250_474 |  | AN | 0 | Residential | 18108+7713.976j | 0 | 0 | 0 | 0 | 0 | [24 empty] | 8104404 | no | no |  |  | no |  | 0 | 0 | 0 | 0 | 0 | 0 |  | 1 | 1 | 1 | 0 | 0 | 0
load_220356541 |  | node_1374433_751_15413177_747 |  | AN | 0 | Residential | 4442.4+1892.454j | 0 | 0 | 0 | 0 | 0 | [24 empty] | 8104404 | no | no |  |  | no |  | 0 | 0 | 0 | 0 | 0 | 0 |  | 1 | 1 | 1 | 0 | 0 | 0
load_220356542 |  | node_1374523_2_15412985_105 |  | AN | 0 | NonResidential | 0 | 0 | 0 | 0 | 0 | 0 | [24 empty] | 8104404 | no | no |  |  | no |  | 0 | 0 | 0 | 0 | 0 | 0 |  | 1 | 1 | 1 | 0 | 0 | 0
load_220356543 |  | node_1374601_517_15412306_67 |  | AN | 0 | Other | 0 | 0 | 0 | 0 | 0 | 0 | [24 empty] | 8104404 | no | no |  |  | no |  | 0 | 0 | 0 | 0 | 0 | 0 |  | 1 | 1 | 1 | 0 | 0 | 0
load_220356544 |  | node_1374655_064_15411561_435 |  | AN | 0 | Residential | 24156+10290.413j | 0 | 0 | 0 | 0 | 0 | [24 empty] | 8104404 | no | no |  |  | no |  | 0 | 0 | 0 | 0 | 0 | 0 |  | 1 | 1 | 1 | 0 | 0 | 0
load_220356545 |  | node_1374729_099_15410744_41 |  | AN | 0 | Residential | 6465.6+2754.334j | 0 | 0 | 0 | 0 | 0 | [24 empty] | 8104404 | no | no |  |  | no |  | 0 | 0 | 0 | 0 | 0 | 0 |  | 1 | 1 | 1 | 0 | 0 | 0
load_220356546 |  | node_1374757_422_15410416_129 |  | AN | 0 | Residential | 6631.2+2824.879j | 0 | 0 | 0 | 0 | 0 | [24 empty] | 8104404 | no | no |  |  | no |  | 0 | 0 | 0 | 0 | 0 | 0 |  | 1 | 1 | 1 | 0 | 0 | 0
load_220356547 |  | node_1374762_893_15409783_365 |  | AN | 0 | Residential | 18734.4+7980.821j | 0 | 0 | 0 | 0 | 0 | [24 empty] | 8104404 | no | no |  |  | no |  | 0 | 0 | 0 | 0 | 0 | 0 |  | 1 | 1 | 1 | 0 | 0 | 0
load_220356548 |  | node_1374107_51_15409278_475 |  | AN | 0 | Residential | 7567.2+3223.614j | 0 | 0 | 0 | 0 | 0 | [24 empty] | 8104404 | no | no |  |  | no |  | 0 | 0 | 0 | 0 | 0 | 0 |  | 1 | 1 | 1 | 0 | 0 | 0
load_220356549 |  | node_1374871_244_15408647_419 |  | AN | 0 | Residential | 5349.6+2278.92j | 0 | 0 | 0 | 0 | 0 | [24 empty] | 8104404 | no | no |  |  | no |  | 0 | 0 | 0 | 0 | 0 | 0 |  | 1 | 1 | 1 | 0 | 0 | 0
load_220356550 |  | node_1374923_779_15408288_738 |  | AN | 0 | Residential | 6955.2+2962.903j | 0 | 0 | 0 | 0 | 0 | [24 empty] | 8104404 | no | no |  |  | no |  | 0 | 0 | 0 | 0 | 0 | 0 |  | 1 | 1 | 1 | 0 | 0 | 0
load_220356551 |  | node_1374982_901_15407928_818 |  | AN | 0 | Residential | 4730.4+2015.142j | 0 | 0 | 0 | 0 | 0 | [24 empty] | 8104404 | no | no |  |  | no |  | 0 | 0 | 0 | 0 | 0 | 0 |  | 1 | 1 | 1 | 0 | 0 | 0
load_220356552 |  | node_1375050_173_15407533_471 |  | AN | 0 | Residential | 5270.4+2245.181j | 0 | 0 | 0 | 0 | 0 | [24 empty] | 8104404 | no | no |  |  | no |  | 0 | 0 | 0 | 0 | 0 | 0 |  | 1 | 1 | 1 | 0 | 0 | 0
load_220356553 |  | node_1375122_625_15407090_441 |  | AN | 0 | Residential | 2606.4+1110.322j | 0 | 0 | 0 | 0 | 0 | [24 empty] | 8104404 | no | no |  |  | no |  | 0 | 0 | 0 | 0 | 0 | 0 |  | 1 | 1 | 1 | 0 | 0 | 0
load_220356554 |  | node_1375198_468_15406649_146 |  | AN | 0 | Residential | 35568+15151.905j | 0 | 0 | 0 | 0 | 0 | [24 empty] | 8104404 | no | no |  |  | no |  | 0 | 0 | 0 | 0 | 0 | 0 |  | 1 | 1 | 1 | 0 | 0 | 0
load_220356555 |  | node_1375337_061_15406322_245 |  | AN | 0 | Residential | 3909.6+1665.483j | 0 | 0 | 0 | 0 | 0 | [24 empty] | 8104404 | no | no |  |  | no |  | 0 | 0 | 0 | 0 | 0 | 0 |  | 1 | 1 | 1 | 0 | 0 | 0
load_220356557 |  | node_1375122_019_15429411_741 |  | AN | 0 | Residential | 10411.2+4435.153j | 0 | 0 | 0 | 0 | 0 | [24 empty] | 8104404 | no | no |  |  | no |  | 0 | 0 | 0 | 0 | 0 | 0 |  | 1 | 1 | 1 | 0 | 0 | 0
load_220356559 |  | node_1376529_007_15431381_524 |  | AN | 0 | Residential | 2620.8+1116.456j | 0 | 0 | 0 | 0 | 0 | [24 empty] | 8104404 | no | no |  |  | no |  | 0 | 0 | 0 | 0 | 0 | 0 |  | 1 | 1 | 1 | 0 | 0 | 0
load_220356560 |  | node_1377619_803_15432550_49 |  | AN | 0 | NonResidential | 1195.2+509.153j | 0 | 0 | 0 | 0 | 0 | [24 empty] | 8104404 | no | no |  |  | no |  | 0 | 0 | 0 | 0 | 0 | 0 |  | 1 | 1 | 1 | 0 | 0 | 0
load_220356561 |  | node_1377910_937_15432868_282 |  | AN | 0 | Residential | 0 | 0 | 0 | 0 | 0 | 0 | [24 empty] | 8104404 | no | no |  |  | no |  | 0 | 0 | 0 | 0 | 0 | 0 |  | 1 | 1 | 1 | 0 | 0 | 0
load_220356561-L-1 |  | node_1377910_937_15432868_282 |  | AN | 0 | Residential | 0 | 0 | 0 | 0 | 0 | 0 | [24 empty] | 8104404 | no | no |  |  | no |  | 0 | 0 | 0 | 0 | 0 | 0 |  | 1 | 1 | 1 | 0 | 0 | 0
load_220356562 |  | node_1378009_475_15433265_042 |  | AN | 0 | Residential | 52646.4+22427.272j | 0 | 0 | 0 | 0 | 0 | [24 empty] | 8104404 | no | no |  |  | no |  | 0 | 0 | 0 | 0 | 0 | 0 |  | 1 | 1 | 1 | 0 | 0 | 0
load_220356563 |  | node_1378098_593_15433694_554 |  | AN | 0 | Residential | 25135.2+10707.55j | 0 | 0 | 0 | 0 | 0 | [24 empty] | 8104404 | no | no |  |  | no |  | 0 | 0 | 0 | 0 | 0 | 0 |  | 1 | 1 | 1 | 0 | 0 | 0
load_220356564 |  | node_1374011_981_15427476_386 |  | AN | 0 | Residential | 32666.4+13915.828j | 0 | 0 | 0 | 0 | 0 | [24 empty] | 8104404 | no | no |  |  | no |  | 0 | 0 | 0 | 0 | 0 | 0 |  | 1 | 1 | 1 | 0 | 0 | 0
load_220356565 |  | node_1373499_182_15429953_39 |  | AN | 0 | Other | 0 | 0 | 0 | 0 | 0 | 0 | [24 empty] | 8104404 | no | no |  |  | no |  | 0 | 0 | 0 | 0 | 0 | 0 |  | 1 | 1 | 1 | 0 | 0 | 0
load_220356566 |  | node_1373510_833_15430493_949 |  | AN | 0 | Residential | 29728.8+12664.416j | 0 | 0 | 0 | 0 | 0 | [24 empty] | 8104404 | no | no |  |  | no |  | 0 | 0 | 0 | 0 | 0 | 0 |  | 1 | 1 | 1 | 0 | 0 | 0
load_220356587 |  | node_1365932_991_15431771_826 |  | AN | 0 | NonResidential | 10000+4259.982j | 0 | 0 | 0 | 0 | 0 | [24 empty] | 8104404 | no | no |  |  | no |  | 0 | 0 | 0 | 0 | 0 | 0 |  | 1 | 1 | 1 | 0 | 0 | 0
load_220356589 |  | node_1364635_243_15428967_896 |  | AN | 0 | Residential | 25524+10873.178j | 0 | 0 | 0 | 0 | 0 | [24 empty] | 8104404 | no | no |  |  | no |  | 0 | 0 | 0 | 0 | 0 | 0 |  | 1 | 1 | 1 | 0 | 0 | 0
load_220356590 |  | node_1365374_373_15428068_492 |  | AN | 0 | Residential | 8035.2+3422.981j | 0 | 0 | 0 | 0 | 0 | [24 empty] | 8104404 | no | no |  |  | no |  | 0 | 0 | 0 | 0 | 0 | 0 |  | 1 | 1 | 1 | 0 | 0 | 0
load_220356591 |  | node_1364654_87_15429148_675 |  | AN | 0 | Residential | 11851.2+5048.59j | 0 | 0 | 0 | 0 | 0 | [24 empty] | 8104404 | no | no |  |  | no |  | 0 | 0 | 0 | 0 | 0 | 0 |  | 1 | 1 | 1 | 0 | 0 | 0
load_220356592 |  | node_1362884_14_15425341_622 |  | AN | 0 | Residential | 20498.4+8732.282j | 0 | 0 | 0 | 0 | 0 | [24 empty] | 8104404 | no | no |  |  | no |  | 0 | 0 | 0 | 0 | 0 | 0 |  | 1 | 1 | 1 | 0 | 0 | 0
load_220356593 |  | node_1363220_975_15425537_141 |  | AN | 0 | Residential | 16574.4+7060.665j | 0 | 0 | 0 | 0 | 0 | [24 empty] | 8104404 | no | no |  |  | no |  | 0 | 0 | 0 | 0 | 0 | 0 |  | 1 | 1 | 1 | 0 | 0 | 0
load_220356594 |  | node_1365994_919_15431246_732 |  | AN | 0 | Residential | 11044.8+4705.065j | 0 | 0 | 0 | 0 | 0 | [24 empty] | 8104404 | no | no |  |  | no |  | 0 | 0 | 0 | 0 | 0 | 0 |  | 1 | 1 | 1 | 0 | 0 | 0
load_220356599 |  | node_1366410_257_15433588_219 |  | AN | 0 | Residential | 5846.4+2490.556j | 0 | 0 | 0 | 0 | 0 | [24 empty] | 8104404 | no | no |  |  | no |  | 0 | 0 | 0 | 0 | 0 | 0 |  | 1 | 1 | 1 | 0 | 0 | 0
load_220356600 |  | node_1363450_592_15425852_148 |  | AN | 0 | Residential | 22752+9692.311j | 0 | 0 | 0 | 0 | 0 | [24 empty] | 8104404 | no | no |  |  | no |  | 0 | 0 | 0 | 0 | 0 | 0 |  | 1 | 1 | 1 | 0 | 0 | 0
load_220356601 |  | node_1368058_732_15433585_963 |  | AN | 0 | NonResidential | 22615.2+9634.035j | 0 | 0 | 0 | 0 | 0 | [24 empty] | 8104404 | no | no |  |  | no |  | 0 | 0 | 0 | 0 | 0 | 0 |  | 1 | 1 | 1 | 0 | 0 | 0
load_220356602 |  | node_1368772_013_15433599_099 |  | AN | 0 | Other | 0 | 0 | 0 | 0 | 0 | 0 | [24 empty] | 8104404 | no | no |  |  | no |  | 0 | 0 | 0 | 0 | 0 | 0 |  | 1 | 1 | 1 | 0 | 0 | 0
load_220356604 |  | node_1365287_411_15426609_299 |  | AN | 0 | Residential | 31464+13403.608j | 0 | 0 | 0 | 0 | 0 | [24 empty] | 8104404 | no | no |  |  | no |  | 0 | 0 | 0 | 0 | 0 | 0 |  | 1 | 1 | 1 | 0 | 0 | 0
load_220356605 |  | node_1365289_398_15427217_79 |  | AN | 0 | Residential | 3765.6+1604.139j | 0 | 0 | 0 | 0 | 0 | [24 empty] | 8104404 | no | no |  |  | no |  | 0 | 0 | 0 | 0 | 0 | 0 |  | 1 | 1 | 1 | 0 | 0 | 0
load_220356606 |  | node_1363810_014_15426577_115 |  | AN | 0 | Residential | 10180.8+4337.003j | 0 | 0 | 0 | 0 | 0 | [24 empty] | 8104404 | no | no |  |  | no |  | 0 | 0 | 0 | 0 | 0 | 0 |  | 1 | 1 | 1 | 0 | 0 | 0
load_220356607 |  | node_1363935_61_15426734_778 |  | AN | 0 | Residential | 4730.4+2015.142j | 0 | 0 | 0 | 0 | 0 | [24 empty] | 8104404 | no | no |  |  | no |  | 0 | 0 | 0 | 0 | 0 | 0 |  | 1 | 1 | 1 | 0 | 0 | 0
load_220356611 |  | node_1365080_171_15427438_796 |  | AN | 0 | Residential | 45115.2+19218.995j | 0 | 0 | 0 | 0 | 0 | [24 empty] | 8104404 | no | no |  |  | no |  | 0 | 0 | 0 | 0 | 0 | 0 |  | 1 | 1 | 1 | 0 | 0 | 0
load_220356612 |  | node_1364979_082_15427673_074 |  | AN | 0 | Residential | 4730.4+2015.142j | 0 | 0 | 0 | 0 | 0 | [24 empty] | 8104404 | no | no |  |  | no |  | 0 | 0 | 0 | 0 | 0 | 0 |  | 1 | 1 | 1 | 0 | 0 | 0
load_220356614 |  | node_1368956_194_15421180_97 |  | AN | 0 | Residential | 8971.2+3821.715j | 0 | 0 | 0 | 0 | 0 | [24 empty] | 8104404 | no | no |  |  | no |  | 0 | 0 | 0 | 0 | 0 | 0 |  | 1 | 1 | 1 | 0 | 0 | 0
load_220356615 |  | node_1368653_934_15421016_385 |  | AN | 0 | Residential | 20858.4+8885.641j | 0 | 0 | 0 | 0 | 0 | [24 empty] | 8104404 | no | no |  |  | no |  | 0 | 0 | 0 | 0 | 0 | 0 |  | 1 | 1 | 1 | 0 | 0 | 0
load_220356616 |  | node_1368849_627_15420520_475 |  | AN | 0 | Residential | 0 | 0 | 0 | 0 | 0 | 0 | [24 empty] | 8104404 | no | no |  |  | no |  | 0 | 0 | 0 | 0 | 0 | 0 |  | 1 | 1 | 1 | 0 | 0 | 0
load_220356617 |  | node_1368298_683_15420766_51 |  | AN | 0 | Residential | 9439.2+4021.082j | 0 | 0 | 0 | 0 | 0 | [24 empty] | 8104404 | no | no |  |  | no |  | 0 | 0 | 0 | 0 | 0 | 0 |  | 1 | 1 | 1 | 0 | 0 | 0
load_220356618 |  | node_1367789_938_15420478_018 |  | AN | 0 | Residential | 28468.8+12127.658j | 0 | 0 | 0 | 0 | 0 | [24 empty] | 8104404 | no | no |  |  | no |  | 0 | 0 | 0 | 0 | 0 | 0 |  | 1 | 1 | 1 | 0 | 0 | 0
load_220356619 |  | node_1367443_613_15420455_727 |  | AN | 0 | NonResidential | 3268.8+1392.503j | 0 | 0 | 0 | 0 | 0 | [24 empty] | 8104404 | no | no |  |  | no |  | 0 | 0 | 0 | 0 | 0 | 0 |  | 1 | 1 | 1 | 0 | 0 | 0
load_220356620 |  | node_1366866_035_15420242_749 |  | AN | 0 | Residential | 20865.6+8888.708j | 0 | 0 | 0 | 0 | 0 | [24 empty] | 8104404 | no | no |  |  | no |  | 0 | 0 | 0 | 0 | 0 | 0 |  | 1 | 1 | 1 | 0 | 0 | 0
load_220356621 |  | node_1366622_286_15420100_566 |  | AN | 0 | Residential | 9460.8+4030.284j | 0 | 0 | 0 | 0 | 0 | [24 empty] | 8104404 | no | no |  |  | no |  | 0 | 0 | 0 | 0 | 0 | 0 |  | 1 | 1 | 1 | 0 | 0 | 0
load_220356623 |  | node_1373119_728_15422362_217 |  | AN | 0 | Residential | 3016.8+1285.151j | 0 | 0 | 0 | 0 | 0 | [24 empty] | 8104404 | no | no |  |  | no |  | 0 | 0 | 0 | 0 | 0 | 0 |  | 1 | 1 | 1 | 0 | 0 | 0
load_220356624 |  | node_1364500_503_15419615_352 |  | AN | 0 | Residential | 8323.2+3545.668j | 0 | 0 | 0 | 0 | 0 | [24 empty] | 8104404 | no | no |  |  | no |  | 0 | 0 | 0 | 0 | 0 | 0 |  | 1 | 1 | 1 | 0 | 0 | 0
load_220356625 |  | node_1364163_039_15419583_599 |  | AN | 0 | Residential | 7581.6+3229.748j | 0 | 0 | 0 | 0 | 0 | [24 empty] | 8104404 | no | no |  |  | no |  | 0 | 0 | 0 | 0 | 0 | 0 |  | 1 | 1 | 1 | 0 | 0 | 0
load_220356626 |  | node_1363857_265_15419547_153 |  | AN | 0 | Residential | 3225.6+1374.1j | 0 | 0 | 0 | 0 | 0 | [24 empty] | 8104404 | no | no |  |  | no |  | 0 | 0 | 0 | 0 | 0 | 0 |  | 1 | 1 | 1 | 0 | 0 | 0
load_220356628 |  | node_1364210_695_15420727_532 |  | AN | 0 | Residential | 9496.8+4045.62j | 0 | 0 | 0 | 0 | 0 | [24 empty] | 8104404 | no | no |  |  | no |  | 0 | 0 | 0 | 0 | 0 | 0 |  | 1 | 1 | 1 | 0 | 0 | 0
load_220356629 |  | node_1364600_295_15421063_26 |  | AN | 0 | Residential | 7272+3097.859j | 0 | 0 | 0 | 0 | 0 | [24 empty] | 8104404 | no | no |  |  | no |  | 0 | 0 | 0 | 0 | 0 | 0 |  | 1 | 1 | 1 | 0 | 0 | 0
load_220356630 |  | node_1364607_44_15421513_002 |  | AN | 0 | Residential | 18900+8051.366j | 0 | 0 | 0 | 0 | 0 | [24 empty] | 8104404 | no | no |  |  | no |  | 0 | 0 | 0 | 0 | 0 | 0 |  | 1 | 1 | 1 | 0 | 0 | 0
load_220356631 |  | node_1371430_699_15422416_645 |  | AN | 0 | Residential | 25034.4+10664.61j | 0 | 0 | 0 | 0 | 0 | [24 empty] | 8104404 | no | no |  |  | no |  | 0 | 0 | 0 | 0 | 0 | 0 |  | 1 | 1 | 1 | 0 | 0 | 0
load_220356634 |  | node_1379774_492_15421097_59 |  | AN | 0 | NonResidential | 518.4+220.837j | 0 | 0 | 0 | 0 | 0 | [24 empty] | 8104404 | no | no |  |  | no |  | 0 | 0 | 0 | 0 | 0 | 0 |  | 1 | 1 | 1 | 0 | 0 | 0
load_220356635 |  | node_1379923_049_15420416_248 |  | AN | 0 | Residential | 7344+3128.531j | 0 | 0 | 0 | 0 | 0 | [24 empty] | 8104404 | no | no |  |  | no |  | 0 | 0 | 0 | 0 | 0 | 0 |  | 1 | 1 | 1 | 0 | 0 | 0
load_220356636 |  | node_1380020_97_15420069_794 |  | AN | 0 | Residential | 13744.8+5855.26j | 0 | 0 | 0 | 0 | 0 | [24 empty] | 8104404 | no | no |  |  | no |  | 0 | 0 | 0 | 0 | 0 | 0 |  | 1 | 1 | 1 | 0 | 0 | 0
load_220356637 |  | node_1378164_631_15433055_4 |  | AN | 0 | Residential | 7430.4+3165.337j | 0 | 0 | 0 | 0 | 0 | [24 empty] | 8104404 | no | no |  |  | no |  | 0 | 0 | 0 | 0 | 0 | 0 |  | 1 | 1 | 1 | 0 | 0 | 0
load_220356639 |  | node_1370062_368_15428398_128 |  | AN | 0 | Residential | 1238.4+527.556j | 0 | 0 | 0 | 0 | 0 | [24 empty] | 8104404 | no | no |  |  | no |  | 0 | 0 | 0 | 0 | 0 | 0 |  | 1 | 1 | 1 | 0 | 0 | 0
load_220356640 |  | node_1369516_638_15429443_999 |  | AN | 0 | Residential | 1195.2+509.153j | 0 | 0 | 0 | 0 | 0 | [24 empty] | 8104404 | no | no |  |  | no |  | 0 | 0 | 0 | 0 | 0 | 0 |  | 1 | 1 | 1 | 0 | 0 | 0
load_220356641 |  | node_1369453_204_15428258_452 |  | AN | 0 | NonResidential | 1144.8+487.683j | 0 | 0 | 0 | 0 | 0 | [24 empty] | 8104404 | no | no |  |  | no |  | 0 | 0 | 0 | 0 | 0 | 0 |  | 1 | 1 | 1 | 0 | 0 | 0
load_220356642 |  | node_1369070_286_15428238_72 |  | AN | 0 | Other | 0 | 0 | 0 | 0 | 0 | 0 | [24 empty] | 8104404 | no | no |  |  | no |  | 0 | 0 | 0 | 0 | 0 | 0 |  | 1 | 1 | 1 | 0 | 0 | 0
load_220356643 |  | node_1368504_092_15427470_925 |  | AN | 0 | Residential | 2469.6+1052.045j | 0 | 0 | 0 | 0 | 0 | [24 empty] | 8104404 | no | no |  |  | no |  | 0 | 0 | 0 | 0 | 0 | 0 |  | 1 | 1 | 1 | 0 | 0 | 0
load_220356644 |  | node_1367459_321_15427495_455 |  | AN | 0 | Residential | 10202.4+4346.204j | 0 | 0 | 0 | 0 | 0 | [24 empty] | 8104404 | no | no |  |  | no |  | 0 | 0 | 0 | 0 | 0 | 0 |  | 1 | 1 | 1 | 0 | 0 | 0
load_220356646 |  | node_1366576_41_15427429_925 |  | AN | 0 | Residential | 44733.6+19056.434j | 0 | 0 | 0 | 0 | 0 | [24 empty] | 8104404 | no | no |  |  | no |  | 0 | 0 | 0 | 0 | 0 | 0 |  | 1 | 1 | 1 | 0 | 0 | 0
load_220356647 |  | node_1366291_85_15427556_284 |  | AN | 0 | Residential | 13694.4+5833.79j | 0 | 0 | 0 | 0 | 0 | [24 empty] | 8104404 | no | no |  |  | no |  | 0 | 0 | 0 | 0 | 0 | 0 |  | 1 | 1 | 1 | 0 | 0 | 0
load_220356650 |  | node_1371131_656_15428024_437 |  | AN | 0 | Residential | 3139.2+1337.294j | 0 | 0 | 0 | 0 | 0 | [24 empty] | 8104404 | no | no |  |  | no |  | 0 | 0 | 0 | 0 | 0 | 0 |  | 1 | 1 | 1 | 0 | 0 | 0
load_220356652 |  | node_1376336_477_15418691_199 |  | AN | 0 | Residential | 8301.6+3536.467j | 0 | 0 | 0 | 0 | 0 | [24 empty] | 8104404 | no | no |  |  | no |  | 0 | 0 | 0 | 0 | 0 | 0 |  | 1 | 1 | 1 | 0 | 0 | 0
load_220356653 |  | node_1376461_258_15419393_537 |  | AN | 0 | Residential | 7106.4+3027.314j | 0 | 0 | 0 | 0 | 0 | [24 empty] | 8104404 | no | no |  |  | no |  | 0 | 0 | 0 | 0 | 0 | 0 |  | 1 | 1 | 1 | 0 | 0 | 0
load_220356654 |  | node_1375177_851_15414690_486 |  | AN | 0 | Residential | 1231.2+524.489j | 0 | 0 | 0 | 0 | 0 | [24 empty] | 8104404 | no | no |  |  | no |  | 0 | 0 | 0 | 0 | 0 | 0 |  | 1 | 1 | 1 | 0 | 0 | 0
load_220356655 |  | node_1375600_321_15414751_084 |  | AN | 0 | Residential | 9648+4110.031j | 0 | 0 | 0 | 0 | 0 | [24 empty] | 8104404 | no | no |  |  | no |  | 0 | 0 | 0 | 0 | 0 | 0 |  | 1 | 1 | 1 | 0 | 0 | 0
load_220356656 |  | node_1375486_356_15415137_904 |  | AN | 0 | Residential | 8654.4+3686.759j | 0 | 0 | 0 | 0 | 0 | [24 empty] | 8104404 | no | no |  |  | no |  | 0 | 0 | 0 | 0 | 0 | 0 |  | 1 | 1 | 1 | 0 | 0 | 0
load_220356657 |  | node_1375327_432_15415488_641 |  | AN | 0 | Residential | 13212+5628.288j | 0 | 0 | 0 | 0 | 0 | [24 empty] | 8104404 | no | no |  |  | no |  | 0 | 0 | 0 | 0 | 0 | 0 |  | 1 | 1 | 1 | 0 | 0 | 0
load_220356666 |  | node_1368262_548_15420077_325 |  | AN | 0 | Residential | 16401.6+6987.052j | 0 | 0 | 0 | 0 | 0 | [24 empty] | 8104404 | no | no |  |  | no |  | 0 | 0 | 0 | 0 | 0 | 0 |  | 1 | 1 | 1 | 0 | 0 | 0
load_220356667 |  | node_1369575_684_15419098_536 |  | AN | 0 | Residential | 15753.6+6711.005j | 0 | 0 | 0 | 0 | 0 | [24 empty] | 8104404 | no | no |  |  | no |  | 0 | 0 | 0 | 0 | 0 | 0 |  | 1 | 1 | 1 | 0 | 0 | 0
load_220356673 |  | node_1364507_743_15418227_587 |  | AN | 0 | Residential | 16135.2+6873.566j | 0 | 0 | 0 | 0 | 0 | [24 empty] | 8104404 | no | no |  |  | no |  | 0 | 0 | 0 | 0 | 0 | 0 |  | 1 | 1 | 1 | 0 | 0 | 0
load_220356674 |  | node_1364690_334_15416430_276 |  | AN | 0 | Residential | 9453.6+4027.217j | 0 | 0 | 0 | 0 | 0 | [24 empty] | 8104404 | no | no |  |  | no |  | 0 | 0 | 0 | 0 | 0 | 0 |  | 1 | 1 | 1 | 0 | 0 | 0
load_220356675 |  | node_1364815_173_15416283_232 |  | AN | 0 | Other | 0 | 0 | 0 | 0 | 0 | 0 | [24 empty] | 8104404 | no | no |  |  | no |  | 0 | 0 | 0 | 0 | 0 | 0 |  | 1 | 1 | 1 | 0 | 0 | 0
load_220356676 |  | node_1377294_651_15426459_61 |  | AN | 0 | Residential | 36223.2+15431.019j | 0 | 0 | 0 | 0 | 0 | [24 empty] | 8104404 | no | no |  |  | no |  | 0 | 0 | 0 | 0 | 0 | 0 |  | 1 | 1 | 1 | 0 | 0 | 0
load_220356677 |  | node_1376852_785_15427121_226 |  | AN | 0 | Residential | 0 | 0 | 0 | 0 | 0 | 0 | [24 empty] | 8104404 | no | no |  |  | no |  | 0 | 0 | 0 | 0 | 0 | 0 |  | 1 | 1 | 1 | 0 | 0 | 0
load_220356678 |  | node_1377156_327_15427184_691 |  | AN | 0 | Residential | 7509.6+3199.076j | 0 | 0 | 0 | 0 | 0 | [24 empty] | 8104404 | no | no |  |  | no |  | 0 | 0 | 0 | 0 | 0 | 0 |  | 1 | 1 | 1 | 0 | 0 | 0
load_220356679 |  | node_1379873_48_15423613_672 |  | AN | 0 | Residential | 6595.2+2809.543j | 0 | 0 | 0 | 0 | 0 | [24 empty] | 8104404 | no | no |  |  | no |  | 0 | 0 | 0 | 0 | 0 | 0 |  | 1 | 1 | 1 | 0 | 0 | 0
load_220356680 |  | node_1379545_019_15424215_425 |  | AN | 0 | NonResidential | 316.8+134.956j | 0 | 0 | 0 | 0 | 0 | [24 empty] | 8104404 | no | no |  |  | no |  | 0 | 0 | 0 | 0 | 0 | 0 |  | 1 | 1 | 1 | 0 | 0 | 0
load_220356681 |  | node_1362014_555_15426623_128 |  | AN | 0 | Other | 0 | 0 | 0 | 0 | 0 | 0 | [24 empty] | 8104404 | no | no |  |  | no |  | 0 | 0 | 0 | 0 | 0 | 0 |  | 1 | 1 | 1 | 0 | 0 | 0
load_220356682 |  | node_1362369_562_15424233_192 |  | AN | 0 | Residential | 3657.6+1558.131j | 0 | 0 | 0 | 0 | 0 | [24 empty] | 8104404 | no | no |  |  | no |  | 0 | 0 | 0 | 0 | 0 | 0 |  | 1 | 1 | 1 | 0 | 0 | 0
load_220356683 |  | node_1362120_86_15424563_86 |  | BN | 0 | NonResidential | 0 | 23666.667+10081.958j | 0 | 0 | 0 | 0 | [24 empty] | 8104404 | no | no |  |  | no |  | 0 | 0 | 0 | 0 | 0 | 0 |  | 1 | 1 | 1 | 0 | 0 | 0
load_220356684 |  | node_1362131_15424541_123 |  | CN | 0 | NonResidential | 0 | 0 | 23666.667+10081.958j | 0 | 0 | 0 | [24 empty] | 8104404 | no | no |  |  | no |  | 0 | 0 | 0 | 0 | 0 | 0 |  | 1 | 1 | 1 | 0 | 0 | 0
load_220356685 |  | node_1362115_443_15424589_41 |  | AN | 0 | NonResidential | 23666.667+10081.958j | 0 | 0 | 0 | 0 | 0 | [24 empty] | 8104404 | no | no |  |  | no |  | 0 | 0 | 0 | 0 | 0 | 0 |  | 1 | 1 | 1 | 0 | 0 | 0
load_220356686 |  | node_1361883_467_15425108_641 |  | AN | 0 | Residential | 11678.4+4974.978j | 0 | 0 | 0 | 0 | 0 | [24 empty] | 8104404 | no | no |  |  | no |  | 0 | 0 | 0 | 0 | 0 | 0 |  | 1 | 1 | 1 | 0 | 0 | 0
load_220356687 |  | node_1361746_968_15425451_141 |  | AN | 0 | Residential | 4723.2+2012.075j | 0 | 0 | 0 | 0 | 0 | [24 empty] | 8104404 | no | no |  |  | no |  | 0 | 0 | 0 | 0 | 0 | 0 |  | 1 | 1 | 1 | 0 | 0 | 0
load_220356688 |  | node_1361677_082_15425802_692 |  | AN | 0 | Residential | 11462.4+4882.962j | 0 | 0 | 0 | 0 | 0 | [24 empty] | 8104404 | no | no |  |  | no |  | 0 | 0 | 0 | 0 | 0 | 0 |  | 1 | 1 | 1 | 0 | 0 | 0
load_220356689 |  | node_1361905_348_15426077 |  | AN | 0 | Residential | 9756+4156.039j | 0 | 0 | 0 | 0 | 0 | [24 empty] | 8104404 | no | no |  |  | no |  | 0 | 0 | 0 | 0 | 0 | 0 |  | 1 | 1 | 1 | 0 | 0 | 0
load_220356690 |  | node_1362410_691_15423936_618 |  | AN | 0 | Residential | 29440.8+12541.728j | 0 | 0 | 0 | 0 | 0 | [24 empty] | 8104404 | no | no |  |  | no |  | 0 | 0 | 0 | 0 | 0 | 0 |  | 1 | 1 | 1 | 0 | 0 | 0
load_220356692 |  | node_1362356_044_15423390_619 |  | AN | 0 | Residential | 20728.8+8830.432j | 0 | 0 | 0 | 0 | 0 | [24 empty] | 8104404 | no | no |  |  | no |  | 0 | 0 | 0 | 0 | 0 | 0 |  | 1 | 1 | 1 | 0 | 0 | 0
load_220356693 |  | node_1362367_392_15423219_716 |  | AN | 0 | Residential | 12024+5122.203j | 0 | 0 | 0 | 0 | 0 | [24 empty] | 8104404 | no | no |  |  | no |  | 0 | 0 | 0 | 0 | 0 | 0 |  | 1 | 1 | 1 | 0 | 0 | 0
load_220356694 |  | node_1362245_046_15423034_842 |  | AN | 0 | Residential | 17913.6+7631.162j | 0 | 0 | 0 | 0 | 0 | [24 empty] | 8104404 | no | no |  |  | no |  | 0 | 0 | 0 | 0 | 0 | 0 |  | 1 | 1 | 1 | 0 | 0 | 0
load_220356695 |  | node_1365007_972_15429919_501 |  | AN | 0 | Residential | 20462.4+8716.946j | 0 | 0 | 0 | 0 | 0 | [24 empty] | 8104404 | no | no |  |  | no |  | 0 | 0 | 0 | 0 | 0 | 0 |  | 1 | 1 | 1 | 0 | 0 | 0
load_220356696 |  | node_1357106_927_15433229_522 |  | AN | 0 | Residential | 5472+2331.062j | 0 | 0 | 0 | 0 | 0 | [24 empty] | 8104404 | no | no |  |  | no |  | 0 | 0 | 0 | 0 | 0 | 0 |  | 1 | 1 | 1 | 0 | 0 | 0
load_220356697 |  | node_1359300_817_15433351_269 |  | AN | 0 | Residential | 22262.4+9483.743j | 0 | 0 | 0 | 0 | 0 | [24 empty] | 8104404 | no | no |  |  | no |  | 0 | 0 | 0 | 0 | 0 | 0 |  | 1 | 1 | 1 | 0 | 0 | 0
load_220356698 |  | node_1358836_759_15433343_14 |  | AN | 0 | Residential | 6660+2837.148j | 0 | 0 | 0 | 0 | 0 | [24 empty] | 8104404 | no | no |  |  | no |  | 0 | 0 | 0 | 0 | 0 | 0 |  | 1 | 1 | 1 | 0 | 0 | 0
load_220356699 |  | node_1357861_986_15433510_821 |  | AN | 0 | Residential | 8200.8+3493.526j | 0 | 0 | 0 | 0 | 0 | [24 empty] | 8104404 | no | no |  |  | no |  | 0 | 0 | 0 | 0 | 0 | 0 |  | 1 | 1 | 1 | 0 | 0 | 0
load_220356700 |  | node_1357221_349_15433087_229 |  | AN | 0 | Residential | 950.4+404.869j | 0 | 0 | 0 | 0 | 0 | [24 empty] | 8104404 | no | no |  |  | no |  | 0 | 0 | 0 | 0 | 0 | 0 |  | 1 | 1 | 1 | 0 | 0 | 0
load_220356701 |  | node_1356694_66_15432797_561 |  | AN | 0 | Residential | 3146.4+1340.361j | 0 | 0 | 0 | 0 | 0 | [24 empty] | 8104404 | no | no |  |  | no |  | 0 | 0 | 0 | 0 | 0 | 0 |  | 1 | 1 | 1 | 0 | 0 | 0
load_220356702 |  | node_1356393_044_15432626_579 |  | AN | 0 | Residential | 14241.6+6066.896j | 0 | 0 | 0 | 0 | 0 | [24 empty] | 8104404 | no | no |  |  | no |  | 0 | 0 | 0 | 0 | 0 | 0 |  | 1 | 1 | 1 | 0 | 0 | 0
load_220356703 |  | node_1356058_184_15432472_197 |  | AN | 0 | Residential | 10749.6+4579.31j | 0 | 0 | 0 | 0 | 0 | [24 empty] | 8104404 | no | no |  |  | no |  | 0 | 0 | 0 | 0 | 0 | 0 |  | 1 | 1 | 1 | 0 | 0 | 0
load_220356704 |  | node_1379711_569_15422577_706 |  | AN | 0 | Residential | 7675.2+3269.622j | 0 | 0 | 0 | 0 | 0 | [24 empty] | 8104404 | no | no |  |  | no |  | 0 | 0 | 0 | 0 | 0 | 0 |  | 1 | 1 | 1 | 0 | 0 | 0
load_220356705 |  | node_1378175_306_15422522_03 |  | AN | 0 | Residential | 3628.8+1545.862j | 0 | 0 | 0 | 0 | 0 | [24 empty] | 8104404 | no | no |  |  | no |  | 0 | 0 | 0 | 0 | 0 | 0 |  | 1 | 1 | 1 | 0 | 0 | 0
load_220356706 |  | node_1377693_329_15422587_423 |  | AN | 0 | Residential | 10065.6+4287.928j | 0 | 0 | 0 | 0 | 0 | [24 empty] | 8104404 | no | no |  |  | no |  | 0 | 0 | 0 | 0 | 0 | 0 |  | 1 | 1 | 1 | 0 | 0 | 0
load_220356707 |  | node_1375809_61_15422912_123 |  | AN | 0 | Residential | 9144+3895.328j | 0 | 0 | 0 | 0 | 0 | [24 empty] | 8104404 | no | no |  |  | no |  | 0 | 0 | 0 | 0 | 0 | 0 |  | 1 | 1 | 1 | 0 | 0 | 0
load_220356708 |  | node_1374983_867_15423008_208 |  | AN | 0 | Residential | 7466.4+3180.673j | 0 | 0 | 0 | 0 | 0 | [24 empty] | 8104404 | no | no |  |  | no |  | 0 | 0 | 0 | 0 | 0 | 0 |  | 1 | 1 | 1 | 0 | 0 | 0
load_220356709 |  | node_1374447_445_15422961_779 |  | AN | 0 | Residential | 6861.6+2923.029j | 0 | 0 | 0 | 0 | 0 | [24 empty] | 8104404 | no | no |  |  | no |  | 0 | 0 | 0 | 0 | 0 | 0 |  | 1 | 1 | 1 | 0 | 0 | 0
load_220356711 |  | node_1366440_601_15430922_438 |  | AN | 0 | Residential | 6796.8+2895.425j | 0 | 0 | 0 | 0 | 0 | [24 empty] | 8104404 | no | no |  |  | no |  | 0 | 0 | 0 | 0 | 0 | 0 |  | 1 | 1 | 1 | 0 | 0 | 0
load_220356712 |  | node_1366801_551_15430981_043 |  | AN | 0 | Residential | 9093.6+3873.857j | 0 | 0 | 0 | 0 | 0 | [24 empty] | 8104404 | no | no |  |  | no |  | 0 | 0 | 0 | 0 | 0 | 0 |  | 1 | 1 | 1 | 0 | 0 | 0
load_220356714 |  | node_1367359_061_15430995_608 |  | AN | 0 | Residential | 5551.2+2364.801j | 0 | 0 | 0 | 0 | 0 | [24 empty] | 8104404 | no | no |  |  | no |  | 0 | 0 | 0 | 0 | 0 | 0 |  | 1 | 1 | 1 | 0 | 0 | 0
load_220356715 |  | node_1367646_372_15431064_295 |  | AN | 0 | Residential | 4248+1809.64j | 0 | 0 | 0 | 0 | 0 | [24 empty] | 8104404 | no | no |  |  | no |  | 0 | 0 | 0 | 0 | 0 | 0 |  | 1 | 1 | 1 | 0 | 0 | 0
load_220356716 |  | node_1367713_266_15423159_375 |  | AN | 0 | Residential | 10065.6+4287.928j | 0 | 0 | 0 | 0 | 0 | [24 empty] | 8104404 | no | no |  |  | no |  | 0 | 0 | 0 | 0 | 0 | 0 |  | 1 | 1 | 1 | 0 | 0 | 0
load_220356717 |  | node_1367701_698_15421345_242 |  | AN | 0 | Residential | 6156+2622.445j | 0 | 0 | 0 | 0 | 0 | [24 empty] | 8104404 | no | no |  |  | no |  | 0 | 0 | 0 | 0 | 0 | 0 |  | 1 | 1 | 1 | 0 | 0 | 0
load_220356719 |  | node_1367768_804_15422705_195 |  | AN | 0 | Other | 0 | 0 | 0 | 0 | 0 | 0 | [24 empty] | 8104404 | no | no |  |  | no |  | 0 | 0 | 0 | 0 | 0 | 0 |  | 1 | 1 | 1 | 0 | 0 | 0
load_220356721 |  | node_1372840_131_15419038_2 |  | AN | 0 | Other | 0 | 0 | 0 | 0 | 0 | 0 | [24 empty] | 8104404 | no | no |  |  | no |  | 0 | 0 | 0 | 0 | 0 | 0 |  | 1 | 1 | 1 | 0 | 0 | 0
load_220356722 |  | node_1372536_242_15419002_614 |  | AN | 0 | Residential | 590.4+251.509j | 0 | 0 | 0 | 0 | 0 | [24 empty] | 8104404 | no | no |  |  | no |  | 0 | 0 | 0 | 0 | 0 | 0 |  | 1 | 1 | 1 | 0 | 0 | 0
load_220356725 |  | node_1370677_935_15419350_622 |  | AN | 0 | Residential | 705.6+300.584j | 0 | 0 | 0 | 0 | 0 | [24 empty] | 8104404 | no | no |  |  | no |  | 0 | 0 | 0 | 0 | 0 | 0 |  | 1 | 1 | 1 | 0 | 0 | 0
load_220356745 |  | node_1361218_546_15424091_216 |  | AN | 0 | Residential | 5961.6+2539.631j | 0 | 0 | 0 | 0 | 0 | [24 empty] | 8104404 | no | no |  |  | no |  | 0 | 0 | 0 | 0 | 0 | 0 |  | 1 | 1 | 1 | 0 | 0 | 0
load_220356746 |  | node_1359975_97_15423192_928 |  | AN | 0 | Residential | 1224+521.422j | 0 | 0 | 0 | 0 | 0 | [24 empty] | 8104404 | no | no |  |  | no |  | 0 | 0 | 0 | 0 | 0 | 0 |  | 1 | 1 | 1 | 0 | 0 | 0
load_220356749 |  | node_1364787_249_15424932_309 |  | AN | 0 | Residential | 3801.6+1619.475j | 0 | 0 | 0 | 0 | 0 | [24 empty] | 8104404 | no | no |  |  | no |  | 0 | 0 | 0 | 0 | 0 | 0 |  | 1 | 1 | 1 | 0 | 0 | 0
load_220356750 |  | node_1364633_945_15424669_73 |  | AN | 0 | Residential | 9288+3956.671j | 0 | 0 | 0 | 0 | 0 | [24 empty] | 8104404 | no | no |  |  | no |  | 0 | 0 | 0 | 0 | 0 | 0 |  | 1 | 1 | 1 | 0 | 0 | 0
load_220356751 |  | node_1364504_814_15424397_202 |  | AN | 0 | Residential | 4219.2+1797.372j | 0 | 0 | 0 | 0 | 0 | [24 empty] | 8104404 | no | no |  |  | no |  | 0 | 0 | 0 | 0 | 0 | 0 |  | 1 | 1 | 1 | 0 | 0 | 0
load_220356754 |  | node_1367168_761_15425669_827 |  | AN | 0 | NonResidential | 2000+851.996j | 0 | 0 | 0 | 0 | 0 | [24 empty] | 8104404 | no | no |  |  | no |  | 0 | 0 | 0 | 0 | 0 | 0 |  | 1 | 1 | 1 | 0 | 0 | 0
load_220356755 |  | node_1360081_615_15423526_937 |  | AN | 0 | Residential | 10634.4+4530.235j | 0 | 0 | 0 | 0 | 0 | [24 empty] | 8104404 | no | no |  |  | no |  | 0 | 0 | 0 | 0 | 0 | 0 |  | 1 | 1 | 1 | 0 | 0 | 0
load_220356782 |  | node_1361735_188_15427631_32 |  | AN | 0 | Residential | 2656.8+1131.792j | 0 | 0 | 0 | 0 | 0 | [24 empty] | 8104404 | no | no |  |  | no |  | 0 | 0 | 0 | 0 | 0 | 0 |  | 1 | 1 | 1 | 0 | 0 | 0
load_220356783 |  | node_1361799_295_15428221_469 |  | AN | 0 | Other | 0 | 0 | 0 | 0 | 0 | 0 | [24 empty] | 8104404 | no | no |  |  | no |  | 0 | 0 | 0 | 0 | 0 | 0 |  | 1 | 1 | 1 | 0 | 0 | 0
load_220356784 |  | node_1361837_495_15429152_291 |  | AN | 0 | Residential | 6343.2+2702.192j | 0 | 0 | 0 | 0 | 0 | [24 empty] | 8104404 | no | no |  |  | no |  | 0 | 0 | 0 | 0 | 0 | 0 |  | 1 | 1 | 1 | 0 | 0 | 0
load_220356785 |  | node_1361171_662_15424534_319 |  | AN | 0 | Residential | 6228+2653.117j | 0 | 0 | 0 | 0 | 0 | [24 empty] | 8104404 | no | no |  |  | no |  | 0 | 0 | 0 | 0 | 0 | 0 |  | 1 | 1 | 1 | 0 | 0 | 0
load_220356786 |  | node_1362042_122_15430253_584 |  | AN | 0 | Residential | 3009.6+1282.084j | 0 | 0 | 0 | 0 | 0 | [24 empty] | 8104404 | no | no |  |  | no |  | 0 | 0 | 0 | 0 | 0 | 0 |  | 1 | 1 | 1 | 0 | 0 | 0
load_220356788 |  | node_1362378_348_15430932_736 |  | AN | 0 | Residential | 17690.4+7536.079j | 0 | 0 | 0 | 0 | 0 | [24 empty] | 8104404 | no | no |  |  | no |  | 0 | 0 | 0 | 0 | 0 | 0 |  | 1 | 1 | 1 | 0 | 0 | 0
load_220356789 |  | node_1362375_584_15431160_417 |  | AN | 0 | Residential | 11865.6+5054.724j | 0 | 0 | 0 | 0 | 0 | [24 empty] | 8104404 | no | no |  |  | no |  | 0 | 0 | 0 | 0 | 0 | 0 |  | 1 | 1 | 1 | 0 | 0 | 0
load_220356790 |  | node_1362425_34_15432887_665 |  | AN | 0 | Residential | 3808.8+1622.542j | 0 | 0 | 0 | 0 | 0 | [24 empty] | 8104404 | no | no |  |  | no |  | 0 | 0 | 0 | 0 | 0 | 0 |  | 1 | 1 | 1 | 0 | 0 | 0
load_220356792 |  | node_1361146_994_15425333_484 |  | AN | 0 | Residential | 15048+6410.421j | 0 | 0 | 0 | 0 | 0 | [24 empty] | 8104404 | no | no |  |  | no |  | 0 | 0 | 0 | 0 | 0 | 0 |  | 1 | 1 | 1 | 0 | 0 | 0
load_220357011 |  | node_1386939_202_15427169_801 |  | AN | 0 | Residential | 5472+2331.062j | 0 | 0 | 0 | 0 | 0 | [24 empty] | 8104404 | no | no |  |  | no |  | 0 | 0 | 0 | 0 | 0 | 0 |  | 1 | 1 | 1 | 0 | 0 | 0
load_220357012 |  | node_1380188_864_15427558_732 |  | AN | 0 | Residential | 8877.6+3781.842j | 0 | 0 | 0 | 0 | 0 | [24 empty] | 8104404 | no | no |  |  | no |  | 0 | 0 | 0 | 0 | 0 | 0 |  | 1 | 1 | 1 | 0 | 0 | 0
load_220357013 |  | node_1386692_036_15430836_851 |  | AN | 0 | Residential | 3211.2+1367.965j | 0 | 0 | 0 | 0 | 0 | [24 empty] | 8104404 | no | no |  |  | no |  | 0 | 0 | 0 | 0 | 0 | 0 |  | 1 | 1 | 1 | 0 | 0 | 0
load_220357014 |  | node_1387956_667_15430712_682 |  | AN | 0 | Residential | 2347.2+999.903j | 0 | 0 | 0 | 0 | 0 | [24 empty] | 8104404 | no | no |  |  | no |  | 0 | 0 | 0 | 0 | 0 | 0 |  | 1 | 1 | 1 | 0 | 0 | 0
load_220357015 |  | node_1388407_979_15430663_15 |  | AN | 0 | Residential | 17236.8+7342.846j | 0 | 0 | 0 | 0 | 0 | [24 empty] | 8104404 | no | no |  |  | no |  | 0 | 0 | 0 | 0 | 0 | 0 |  | 1 | 1 | 1 | 0 | 0 | 0
load_220357016 |  | node_1388437_393_15430320_184 |  | AN | 0 | Residential | 0 | 0 | 0 | 0 | 0 | 0 | [24 empty] | 8104404 | no | no |  |  | no |  | 0 | 0 | 0 | 0 | 0 | 0 |  | 1 | 1 | 1 | 0 | 0 | 0
load_220357017 |  | node_1384386_492_15427993_276 |  | AN | 0 | Residential | 583.2+248.442j | 0 | 0 | 0 | 0 | 0 | [24 empty] | 8104404 | no | no |  |  | no |  | 0 | 0 | 0 | 0 | 0 | 0 |  | 1 | 1 | 1 | 0 | 0 | 0
load_220357018 |  | node_1384322_252_15428246_789 |  | AN | 0 | Residential | 11397.6+4855.357j | 0 | 0 | 0 | 0 | 0 | [24 empty] | 8104404 | no | no |  |  | no |  | 0 | 0 | 0 | 0 | 0 | 0 |  | 1 | 1 | 1 | 0 | 0 | 0
load_220357019 |  | node_1384389_804_15428511_583 |  | AN | 0 | Residential | 5623.2+2395.473j | 0 | 0 | 0 | 0 | 0 | [24 empty] | 8104404 | no | no |  |  | no |  | 0 | 0 | 0 | 0 | 0 | 0 |  | 1 | 1 | 1 | 0 | 0 | 0
load_220357020 |  | node_1384664_686_15428525_119 |  | AN | 0 | Residential | 1684.8+717.722j | 0 | 0 | 0 | 0 | 0 | [24 empty] | 8104404 | no | no |  |  | no |  | 0 | 0 | 0 | 0 | 0 | 0 |  | 1 | 1 | 1 | 0 | 0 | 0
load_220357021 |  | node_1384913_449_15429995_537 |  | AN | 0 | Residential | 0 | 0 | 0 | 0 | 0 | 0 | [24 empty] | 8104404 | no | no |  |  | no |  | 0 | 0 | 0 | 0 | 0 | 0 |  | 1 | 1 | 1 | 0 | 0 | 0
load_220357022 |  | node_1385081_986_15430449_356 |  | AN | 0 | Residential | 7149.6+3045.717j | 0 | 0 | 0 | 0 | 0 | [24 empty] | 8104404 | no | no |  |  | no |  | 0 | 0 | 0 | 0 | 0 | 0 |  | 1 | 1 | 1 | 0 | 0 | 0
load_220357062 |  | node_1391519_151_15425667_09 |  | AN | 0 | NonResidential | 446.4+190.166j | 0 | 0 | 0 | 0 | 0 | [24 empty] | 8104404 | no | no |  |  | no |  | 0 | 0 | 0 | 0 | 0 | 0 |  | 1 | 1 | 1 | 0 | 0 | 0
load_220357064 |  | node_1391546_384_15424896_253 |  | AN | 0 | NonResidential | 0 | 0 | 0 | 0 | 0 | 0 | [24 empty] | 8104404 | no | no |  |  | no |  | 0 | 0 | 0 | 0 | 0 | 0 |  | 1 | 1 | 1 | 0 | 0 | 0
load_220357066 |  | node_1391596_776_15423763_096 |  | AN | 0 | Residential | 5068.8+2159.3j | 0 | 0 | 0 | 0 | 0 | [24 empty] | 8104404 | no | no |  |  | no |  | 0 | 0 | 0 | 0 | 0 | 0 |  | 1 | 1 | 1 | 0 | 0 | 0
load_220357067 |  | node_1391675_636_15423317_922 |  | AN | 0 | Residential | 4795.2+2042.747j | 0 | 0 | 0 | 0 | 0 | [24 empty] | 8104404 | no | no |  |  | no |  | 0 | 0 | 0 | 0 | 0 | 0 |  | 1 | 1 | 1 | 0 | 0 | 0
load_220357069 |  | node_1391320_779_15422102_743 |  | AN | 0 | Residential | 4269.6+1818.842j | 0 | 0 | 0 | 0 | 0 | [24 empty] | 8104404 | no | no |  |  | no |  | 0 | 0 | 0 | 0 | 0 | 0 |  | 1 | 1 | 1 | 0 | 0 | 0
load_220357070 |  | node_1390694_039_15421030_062 |  | AN | 0 | Residential | 2181.6+929.358j | 0 | 0 | 0 | 0 | 0 | [24 empty] | 8104404 | no | no |  |  | no |  | 0 | 0 | 0 | 0 | 0 | 0 |  | 1 | 1 | 1 | 0 | 0 | 0
load_220357071 |  | node_1390495_615_15420840_514 |  | AN | 0 | Residential | 9072+3864.656j | 0 | 0 | 0 | 0 | 0 | [24 empty] | 8104404 | no | no |  |  | no |  | 0 | 0 | 0 | 0 | 0 | 0 |  | 1 | 1 | 1 | 0 | 0 | 0
load_220357072 |  | node_1390147_615_15420419_653 |  | AN | 0 | Other | 0 | 0 | 0 | 0 | 0 | 0 | [24 empty] | 8104404 | no | no |  |  | no |  | 0 | 0 | 0 | 0 | 0 | 0 |  | 1 | 1 | 1 | 0 | 0 | 0
load_220357073 |  | node_1389891_506_15419787_034 |  | AN | 0 | Residential | 5104.8+2174.636j | 0 | 0 | 0 | 0 | 0 | [24 empty] | 8104404 | no | no |  |  | no |  | 0 | 0 | 0 | 0 | 0 | 0 |  | 1 | 1 | 1 | 0 | 0 | 0
load_220357074 |  | node_1389743_042_15418084_624 |  | AN | 0 | Residential | 4593.6+1956.865j | 0 | 0 | 0 | 0 | 0 | [24 empty] | 8104404 | no | no |  |  | no |  | 0 | 0 | 0 | 0 | 0 | 0 |  | 1 | 1 | 1 | 0 | 0 | 0
load_220357075 |  | node_1389685_887_15417857_223 |  | AN | 0 | Residential | 7920+3373.906j | 0 | 0 | 0 | 0 | 0 | [24 empty] | 8104404 | no | no |  |  | no |  | 0 | 0 | 0 | 0 | 0 | 0 |  | 1 | 1 | 1 | 0 | 0 | 0
load_220357076 |  | node_1389260_873_15415519_073 |  | AN | 0 | Residential | 122.4+52.142j | 0 | 0 | 0 | 0 | 0 | [24 empty] | 8104404 | no | no |  |  | no |  | 0 | 0 | 0 | 0 | 0 | 0 |  | 1 | 1 | 1 | 0 | 0 | 0
load_220357077 |  | node_1388108_307_15415691_067 |  | AN | 0 | Residential | 11908.8+5073.128j | 0 | 0 | 0 | 0 | 0 | [24 empty] | 8104404 | no | no |  |  | no |  | 0 | 0 | 0 | 0 | 0 | 0 |  | 1 | 1 | 1 | 0 | 0 | 0
load_220357078 |  | node_1387905_126_15415827_728 |  | AN | 0 | NonResidential | 1000+425.998j | 0 | 0 | 0 | 0 | 0 | [24 empty] | 8104404 | no | no |  |  | no |  | 0 | 0 | 0 | 0 | 0 | 0 |  | 1 | 1 | 1 | 0 | 0 | 0
load_220357080 |  | node_1391525_489_15425447_881 |  | AN | 0 | Residential | 2426.4+1033.642j | 0 | 0 | 0 | 0 | 0 | [24 empty] | 8104404 | no | no |  |  | no |  | 0 | 0 | 0 | 0 | 0 | 0 |  | 1 | 1 | 1 | 0 | 0 | 0
load_220357156 |  | node_1380691_335_15419663_771 |  | AN | 0 | Other | 0 | 0 | 0 | 0 | 0 | 0 | [24 empty] | 8104404 | no | no |  |  | no |  | 0 | 0 | 0 | 0 | 0 | 0 |  | 1 | 1 | 1 | 0 | 0 | 0
load_220357157 |  | node_1381582_614_15419118_162 |  | AN | 0 | Residential | 5004+2131.695j | 0 | 0 | 0 | 0 | 0 | [24 empty] | 8104404 | no | no |  |  | no |  | 0 | 0 | 0 | 0 | 0 | 0 |  | 1 | 1 | 1 | 0 | 0 | 0
load_220357158 |  | node_1383164_954_15418143_435 |  | AN | 0 | Residential | 9122.4+3886.126j | 0 | 0 | 0 | 0 | 0 | [24 empty] | 8104404 | no | no |  |  | no |  | 0 | 0 | 0 | 0 | 0 | 0 |  | 1 | 1 | 1 | 0 | 0 | 0
load_220357159 |  | node_1383109_19_15417725_57 |  | AN | 0 | Other | 0 | 0 | 0 | 0 | 0 | 0 | [24 empty] | 8104404 | no | no |  |  | no |  | 0 | 0 | 0 | 0 | 0 | 0 |  | 1 | 1 | 1 | 0 | 0 | 0
load_220357160 |  | node_1383150_116_15417328_026 |  | AN | 0 | Residential | 5140.8+2189.972j | 0 | 0 | 0 | 0 | 0 | [24 empty] | 8104404 | no | no |  |  | no |  | 0 | 0 | 0 | 0 | 0 | 0 |  | 1 | 1 | 1 | 0 | 0 | 0
load_220357161 |  | node_1383132_443_15418795_981 |  | AN | 0 | Residential | 9684+4125.367j | 0 | 0 | 0 | 0 | 0 | [24 empty] | 8104404 | no | no |  |  | no |  | 0 | 0 | 0 | 0 | 0 | 0 |  | 1 | 1 | 1 | 0 | 0 | 0
load_220357162 |  | node_1382996_59_15419254_111 |  | AN | 0 | Residential | 338.4+144.158j | 0 | 0 | 0 | 0 | 0 | [24 empty] | 8104404 | no | no |  |  | no |  | 0 | 0 | 0 | 0 | 0 | 0 |  | 1 | 1 | 1 | 0 | 0 | 0
load_220357163 |  | node_1383134_577_15419658_128 |  | AN | 0 | Other | 0 | 0 | 0 | 0 | 0 | 0 | [24 empty] | 8104404 | no | no |  |  | no |  | 0 | 0 | 0 | 0 | 0 | 0 |  | 1 | 1 | 1 | 0 | 0 | 0
load_220357164 |  | node_1383805_161_15420440_94 |  | AN | 0 | Residential | 2440.8+1039.776j | 0 | 0 | 0 | 0 | 0 | [24 empty] | 8104404 | no | no |  |  | no |  | 0 | 0 | 0 | 0 | 0 | 0 |  | 1 | 1 | 1 | 0 | 0 | 0
load_220357165 |  | node_1383697_282_15421126_011 |  | AN | 0 | Other | 0 | 0 | 0 | 0 | 0 | 0 | [24 empty] | 8104404 | no | no |  |  | no |  | 0 | 0 | 0 | 0 | 0 | 0 |  | 1 | 1 | 1 | 0 | 0 | 0
load_220357166 |  | node_1383687_131_15420783_664 |  | AN | 0 | Residential | 2901.6+1236.076j | 0 | 0 | 0 | 0 | 0 | [24 empty] | 8104404 | no | no |  |  | no |  | 0 | 0 | 0 | 0 | 0 | 0 |  | 1 | 1 | 1 | 0 | 0 | 0
load_220357167 |  | node_1383472_355_15421824_341 |  | AN | 0 | Residential | 5263.2+2242.114j | 0 | 0 | 0 | 0 | 0 | [24 empty] | 8104404 | no | no |  |  | no |  | 0 | 0 | 0 | 0 | 0 | 0 |  | 1 | 1 | 1 | 0 | 0 | 0
load_220357168 |  | node_1383520_015_15421988_748 |  | AN | 0 | NonResidential | 1994.4+849.611j | 0 | 0 | 0 | 0 | 0 | [24 empty] | 8104404 | no | no |  |  | no |  | 0 | 0 | 0 | 0 | 0 | 0 |  | 1 | 1 | 1 | 0 | 0 | 0
load_220357176 |  | node_1381942_479_15414822_071 |  | AN | 0 | Residential | 14400+6134.374j | 0 | 0 | 0 | 0 | 0 | [24 empty] | 8104404 | no | no |  |  | no |  | 0 | 0 | 0 | 0 | 0 | 0 |  | 1 | 1 | 1 | 0 | 0 | 0
load_220357177 |  | node_1382785_851_15412902_864 |  | AN | 0 | Residential | 0 | 0 | 0 | 0 | 0 | 0 | [24 empty] | 8104404 | no | no |  |  | no |  | 0 | 0 | 0 | 0 | 0 | 0 |  | 1 | 1 | 1 | 0 | 0 | 0
load_220357178 |  | node_1383092_202_15412860_811 |  | AN | 0 | Residential | 17841.6+7600.49j | 0 | 0 | 0 | 0 | 0 | [24 empty] | 8104404 | no | no |  |  | no |  | 0 | 0 | 0 | 0 | 0 | 0 |  | 1 | 1 | 1 | 0 | 0 | 0
load_220357180 |  | node_1382420_166_15418081_673 |  | AN | 0 | Residential | 2426.4+1033.642j | 0 | 0 | 0 | 0 | 0 | [24 empty] | 8104404 | no | no |  |  | no |  | 0 | 0 | 0 | 0 | 0 | 0 |  | 1 | 1 | 1 | 0 | 0 | 0
load_220357181 |  | node_1382608_076_15410554_583 |  | AN | 0 | Residential | 1245.6+530.623j | 0 | 0 | 0 | 0 | 0 | [24 empty] | 8104404 | no | no |  |  | no |  | 0 | 0 | 0 | 0 | 0 | 0 |  | 1 | 1 | 1 | 0 | 0 | 0
load_220357182 |  | node_1382969_753_15409629_155 |  | AN | 0 | Residential | 14335.2+6106.77j | 0 | 0 | 0 | 0 | 0 | [24 empty] | 8104404 | no | no |  |  | no |  | 0 | 0 | 0 | 0 | 0 | 0 |  | 1 | 1 | 1 | 0 | 0 | 0
load_220357183 |  | node_1383410_593_15409268_635 |  | AN | 0 | Residential | 4471.2+1904.723j | 0 | 0 | 0 | 0 | 0 | [24 empty] | 8104404 | no | no |  |  | no |  | 0 | 0 | 0 | 0 | 0 | 0 |  | 1 | 1 | 1 | 0 | 0 | 0
load_220357184 |  | node_1383534_381_15409526_111 |  | AN | 0 | Residential | 7552.8+3217.479j | 0 | 0 | 0 | 0 | 0 | [24 empty] | 8104404 | no | no |  |  | no |  | 0 | 0 | 0 | 0 | 0 | 0 |  | 1 | 1 | 1 | 0 | 0 | 0
load_220357185 |  | node_1382208_48_15417164_812 |  | AN | 0 | Residential | 14601.6+6220.256j | 0 | 0 | 0 | 0 | 0 | [24 empty] | 8104404 | no | no |  |  | no |  | 0 | 0 | 0 | 0 | 0 | 0 |  | 1 | 1 | 1 | 0 | 0 | 0
load_220357186 |  | node_1385497_659_15410946_754 |  | AN | 0 | Other | 0 | 0 | 0 | 0 | 0 | 0 | [24 empty] | 8104404 | no | no |  |  | no |  | 0 | 0 | 0 | 0 | 0 | 0 |  | 1 | 1 | 1 | 0 | 0 | 0
load_220357187 |  | node_1386140_922_15410998_337 |  | AN | 0 | Residential | 0 | 0 | 0 | 0 | 0 | 0 | [24 empty] | 8104404 | no | no |  |  | no |  | 0 | 0 | 0 | 0 | 0 | 0 |  | 1 | 1 | 1 | 0 | 0 | 0
load_220357188 |  | node_1384573_358_15411697_736 |  | AN | 0 | Residential | 16711.2+7118.941j | 0 | 0 | 0 | 0 | 0 | [24 empty] | 8104404 | no | no |  |  | no |  | 0 | 0 | 0 | 0 | 0 | 0 |  | 1 | 1 | 1 | 0 | 0 | 0
load_220357189 |  | node_1384808_64_15412021_214 |  | AN | 0 | Residential | 44582.4+18992.023j | 0 | 0 | 0 | 0 | 0 | [24 empty] | 8104404 | no | no |  |  | no |  | 0 | 0 | 0 | 0 | 0 | 0 |  | 1 | 1 | 1 | 0 | 0 | 0
load_220357190 |  | node_1385081_209_15412293_94 |  | AN | 0 | Residential | 20152.8+8585.057j | 0 | 0 | 0 | 0 | 0 | [24 empty] | 8104404 | no | no |  |  | no |  | 0 | 0 | 0 | 0 | 0 | 0 |  | 1 | 1 | 1 | 0 | 0 | 0
load_220357191 |  | node_1385257_208_15412580_844 |  | AN | 0 | Residential | 6393.6+2723.662j | 0 | 0 | 0 | 0 | 0 | [24 empty] | 8104404 | no | no |  |  | no |  | 0 | 0 | 0 | 0 | 0 | 0 |  | 1 | 1 | 1 | 0 | 0 | 0
load_220357192 |  | node_1385623_354_15412689_884 |  | AN | 0 | Residential | 41313.6+17599.52j | 0 | 0 | 0 | 0 | 0 | [24 empty] | 8104404 | no | no |  |  | no |  | 0 | 0 | 0 | 0 | 0 | 0 |  | 1 | 1 | 1 | 0 | 0 | 0
load_220357193 |  | node_1381919_775_15416863_858 |  | AN | 0 | Residential | 8172+3481.257j | 0 | 0 | 0 | 0 | 0 | [24 empty] | 8104404 | no | no |  |  | no |  | 0 | 0 | 0 | 0 | 0 | 0 |  | 1 | 1 | 1 | 0 | 0 | 0
load_220357194 |  | node_1385871_725_15413002_618 |  | AN | 0 | Residential | 7783.2+3315.629j | 0 | 0 | 0 | 0 | 0 | [24 empty] | 8104404 | no | no |  |  | no |  | 0 | 0 | 0 | 0 | 0 | 0 |  | 1 | 1 | 1 | 0 | 0 | 0
load_220357202 |  | node_1383093_851_15408565_129 |  | AN | 0 | Residential | 19195.2+8177.121j | 0 | 0 | 0 | 0 | 0 | [24 empty] | 8104404 | no | no |  |  | no |  | 0 | 0 | 0 | 0 | 0 | 0 |  | 1 | 1 | 1 | 0 | 0 | 0
load_220357204 |  | node_1382682_158_15407321_558 |  | AN | 0 | Residential | 2210.4+941.626j | 0 | 0 | 0 | 0 | 0 | [24 empty] | 8104404 | no | no |  |  | no |  | 0 | 0 | 0 | 0 | 0 | 0 |  | 1 | 1 | 1 | 0 | 0 | 0
load_220357206 |  | node_1387721_163_15423755_922 |  | AN | 0 | Residential | 8488.8+3616.214j | 0 | 0 | 0 | 0 | 0 | [24 empty] | 8104404 | no | no |  |  | no |  | 0 | 0 | 0 | 0 | 0 | 0 |  | 1 | 1 | 1 | 0 | 0 | 0
load_220357207 |  | node_1387606_844_15423314_492 |  | AN | 0 | Residential | 4140+1763.633j | 0 | 0 | 0 | 0 | 0 | [24 empty] | 8104404 | no | no |  |  | no |  | 0 | 0 | 0 | 0 | 0 | 0 |  | 1 | 1 | 1 | 0 | 0 | 0
load_220357209 |  | node_1387582_815_15426323_865 |  | AN | 0 | Residential | 144+61.344j | 0 | 0 | 0 | 0 | 0 | [24 empty] | 8104404 | no | no |  |  | no |  | 0 | 0 | 0 | 0 | 0 | 0 |  | 1 | 1 | 1 | 0 | 0 | 0
load_220357210 |  | node_1387381_963_15425612_237 |  | AN | 0 | Residential | 5068.8+2159.3j | 0 | 0 | 0 | 0 | 0 | [24 empty] | 8104404 | no | no |  |  | no |  | 0 | 0 | 0 | 0 | 0 | 0 |  | 1 | 1 | 1 | 0 | 0 | 0
load_220357211 |  | node_1387636_673_15424735_54 |  | AN | 0 | Residential | 4089.6+1742.162j | 0 | 0 | 0 | 0 | 0 | [24 empty] | 8104404 | no | no |  |  | no |  | 0 | 0 | 0 | 0 | 0 | 0 |  | 1 | 1 | 1 | 0 | 0 | 0
load_220357212 |  | node_1387296_371_15426970_189 |  | AN | 0 | Residential | 48780+20780.193j | 0 | 0 | 0 | 0 | 0 | [24 empty] | 8104404 | no | no |  |  | no |  | 0 | 0 | 0 | 0 | 0 | 0 |  | 1 | 1 | 1 | 0 | 0 | 0
load_220357227 |  | node_1382603_132_15431934_305 |  | AN | 0 | Residential | 13982.4+5956.477j | 0 | 0 | 0 | 0 | 0 | [24 empty] | 8104404 | no | no |  |  | no |  | 0 | 0 | 0 | 0 | 0 | 0 |  | 1 | 1 | 1 | 0 | 0 | 0
load_220357228 |  | node_1384161_579_15430921_161 |  | AN | 0 | Residential | 3398.4+1447.712j | 0 | 0 | 0 | 0 | 0 | [24 empty] | 8104404 | no | no |  |  | no |  | 0 | 0 | 0 | 0 | 0 | 0 |  | 1 | 1 | 1 | 0 | 0 | 0
load_220357229 |  | node_1383178_67_15430772_29 |  | AN | 0 | Residential | 0 | 0 | 0 | 0 | 0 | 0 | [24 empty] | 8104404 | no | no |  |  | no |  | 0 | 0 | 0 | 0 | 0 | 0 |  | 1 | 1 | 1 | 0 | 0 | 0
load_220357230 |  | node_1382618_768_15431282_79 |  | AN | 0 | Residential | 13831.2+5892.067j | 0 | 0 | 0 | 0 | 0 | [24 empty] | 8104404 | no | no |  |  | no |  | 0 | 0 | 0 | 0 | 0 | 0 |  | 1 | 1 | 1 | 0 | 0 | 0
load_220357240 |  | node_1380003_353_15423142_369 |  | AN | 0 | Residential | 26517.6+11296.45j | 0 | 0 | 0 | 0 | 0 | [24 empty] | 8104404 | no | no |  |  | no |  | 0 | 0 | 0 | 0 | 0 | 0 |  | 1 | 1 | 1 | 0 | 0 | 0
load_220357296 |  | node_1391429_228_15423120_632 |  | AN | 0 | Residential | 23198.4+9882.477j | 0 | 0 | 0 | 0 | 0 | [24 empty] | 8104404 | no | no |  |  | no |  | 0 | 0 | 0 | 0 | 0 | 0 |  | 1 | 1 | 1 | 0 | 0 | 0
load_220357297 |  | node_1389082_555_15421868_88 |  | AN | 0 | Residential | 25394.4+10817.969j | 0 | 0 | 0 | 0 | 0 | [24 empty] | 8104404 | no | no |  |  | no |  | 0 | 0 | 0 | 0 | 0 | 0 |  | 1 | 1 | 1 | 0 | 0 | 0
load_220357298 |  | node_1387997_355_15421906_152 |  | AN | 0 | Residential | 9122.4+3886.126j | 0 | 0 | 0 | 0 | 0 | [24 empty] | 8104404 | no | no |  |  | no |  | 0 | 0 | 0 | 0 | 0 | 0 |  | 1 | 1 | 1 | 0 | 0 | 0
load_220357299 |  | node_1387456_641_15422151_531 |  | AN | 0 | Residential | 2498.4+1064.314j | 0 | 0 | 0 | 0 | 0 | [24 empty] | 8104404 | no | no |  |  | no |  | 0 | 0 | 0 | 0 | 0 | 0 |  | 1 | 1 | 1 | 0 | 0 | 0
load_220357300 |  | node_1385732_465_15422196_205 |  | AN | 0 | Residential | 2059.2+877.216j | 0 | 0 | 0 | 0 | 0 | [24 empty] | 8104404 | no | no |  |  | no |  | 0 | 0 | 0 | 0 | 0 | 0 |  | 1 | 1 | 1 | 0 | 0 | 0
load_220357301 |  | node_1385515_115_15422205_473 |  | AN | 0 | Residential | 3758.4+1601.072j | 0 | 0 | 0 | 0 | 0 | [24 empty] | 8104404 | no | no |  |  | no |  | 0 | 0 | 0 | 0 | 0 | 0 |  | 1 | 1 | 1 | 0 | 0 | 0
load_220357302 |  | node_1385344_238_15422468_738 |  | AN | 0 | Residential | 12513.6+5330.771j | 0 | 0 | 0 | 0 | 0 | [24 empty] | 8104404 | no | no |  |  | no |  | 0 | 0 | 0 | 0 | 0 | 0 |  | 1 | 1 | 1 | 0 | 0 | 0
load_220357303 |  | node_1384394_883_15422409_267 |  | AN | 0 | Residential | 5140.8+2189.972j | 0 | 0 | 0 | 0 | 0 | [24 empty] | 8104404 | no | no |  |  | no |  | 0 | 0 | 0 | 0 | 0 | 0 |  | 1 | 1 | 1 | 0 | 0 | 0
load_220357304 |  | node_1384109_941_15422423_274 |  | AN | 0 | Residential | 4968+2116.359j | 0 | 0 | 0 | 0 | 0 | [24 empty] | 8104404 | no | no |  |  | no |  | 0 | 0 | 0 | 0 | 0 | 0 |  | 1 | 1 | 1 | 0 | 0 | 0
load_220357305 |  | node_1383563_055_15422463_881 |  | AN | 0 | NonResidential | 1692+720.789j | 0 | 0 | 0 | 0 | 0 | [24 empty] | 8104404 | no | no |  |  | no |  | 0 | 0 | 0 | 0 | 0 | 0 |  | 1 | 1 | 1 | 0 | 0 | 0
load_220357306 |  | node_1382905_055_15422443_108 |  | AN | 0 | Other | 0 | 0 | 0 | 0 | 0 | 0 | [24 empty] | 8104404 | no | no |  |  | no |  | 0 | 0 | 0 | 0 | 0 | 0 |  | 1 | 1 | 1 | 0 | 0 | 0
load_220357307 |  | node_1382576_897_15423548_369 |  | AN | 0 | NonResidential | 2311.2+984.567j | 0 | 0 | 0 | 0 | 0 | [24 empty] | 8104404 | no | no |  |  | no |  | 0 | 0 | 0 | 0 | 0 | 0 |  | 1 | 1 | 1 | 0 | 0 | 0
load_220357308 |  | node_1382612_439_15422468_352 |  | AN | 0 | Residential | 11332.8+4827.753j | 0 | 0 | 0 | 0 | 0 | [24 empty] | 8104404 | no | no |  |  | no |  | 0 | 0 | 0 | 0 | 0 | 0 |  | 1 | 1 | 1 | 0 | 0 | 0
load_220357309 |  | node_1382044_07_15422516_597 |  | AN | 0 | Residential | 5968.8+2542.698j | 0 | 0 | 0 | 0 | 0 | [24 empty] | 8104404 | no | no |  |  | no |  | 0 | 0 | 0 | 0 | 0 | 0 |  | 1 | 1 | 1 | 0 | 0 | 0
load_220357310 |  | node_1380001_594_15422595_308 |  | AN | 0 | Residential | 6984+2975.172j | 0 | 0 | 0 | 0 | 0 | [24 empty] | 8104404 | no | no |  |  | no |  | 0 | 0 | 0 | 0 | 0 | 0 |  | 1 | 1 | 1 | 0 | 0 | 0
load_220357311 |  | node_1390544_26_15422184_126 |  | AN | 0 | Residential | 2728.8+1162.464j | 0 | 0 | 0 | 0 | 0 | [24 empty] | 8104404 | no | no |  |  | no |  | 0 | 0 | 0 | 0 | 0 | 0 |  | 1 | 1 | 1 | 0 | 0 | 0
load_220357314 |  | node_1383877_747_15425410_016 |  | AN | 0 | Residential | 8604+3665.289j | 0 | 0 | 0 | 0 | 0 | [24 empty] | 8104404 | no | no |  |  | no |  | 0 | 0 | 0 | 0 | 0 | 0 |  | 1 | 1 | 1 | 0 | 0 | 0
load_220357315 |  | node_1384116_074_15426281_339 |  | AN | 0 | Residential | 1807.2+769.864j | 0 | 0 | 0 | 0 | 0 | [24 empty] | 8104404 | no | no |  |  | no |  | 0 | 0 | 0 | 0 | 0 | 0 |  | 1 | 1 | 1 | 0 | 0 | 0
load_220357316 |  | node_1384211_54_15426601_072 |  | AN | 0 | Residential | 11512.8+4904.432j | 0 | 0 | 0 | 0 | 0 | [24 empty] | 8104404 | no | no |  |  | no |  | 0 | 0 | 0 | 0 | 0 | 0 |  | 1 | 1 | 1 | 0 | 0 | 0
load_220357317 |  | node_1384306_484_15426863_771 |  | AN | 0 | Residential | 5846.4+2490.556j | 0 | 0 | 0 | 0 | 0 | [24 empty] | 8104404 | no | no |  |  | no |  | 0 | 0 | 0 | 0 | 0 | 0 |  | 1 | 1 | 1 | 0 | 0 | 0
load_220357318 |  | node_1383735_311_15423122_231 |  | AN | 0 | Residential | 12708+5413.585j | 0 | 0 | 0 | 0 | 0 | [24 empty] | 8104404 | no | no |  |  | no |  | 0 | 0 | 0 | 0 | 0 | 0 |  | 1 | 1 | 1 | 0 | 0 | 0
load_220357319 |  | node_1383721_27_15423536_728 |  | AN | 0 | Residential | 13903.2+5922.738j | 0 | 0 | 0 | 0 | 0 | [24 empty] | 8104404 | no | no |  |  | no |  | 0 | 0 | 0 | 0 | 0 | 0 |  | 1 | 1 | 1 | 0 | 0 | 0
load_220357321 |  | node_1383652_48_15424958_737 |  | AN | 0 | Residential | 20858.4+8885.641j | 0 | 0 | 0 | 0 | 0 | [24 empty] | 8104404 | no | no |  |  | no |  | 0 | 0 | 0 | 0 | 0 | 0 |  | 1 | 1 | 1 | 0 | 0 | 0
load_220428567 |  | node_1369955_176_15439303_663 |  | AN | 0 | Residential | 3470.4+1478.384j | 0 | 0 | 0 | 0 | 0 | [24 empty] | 8104404 | no | no |  |  | no |  | 0 | 0 | 0 | 0 | 0 | 0 |  | 1 | 1 | 1 | 0 | 0 | 0
load_220432010 |  | node_1375605_268_15407985_767 |  | AN | 0 | Residential | 914.4+389.533j | 0 | 0 | 0 | 0 | 0 | [24 empty] | 8104404 | no | no |  |  | no |  | 0 | 0 | 0 | 0 | 0 | 0 |  | 1 | 1 | 1 | 0 | 0 | 0
load_220432426 |  | node_1365579_809_15413506_442 |  | AN | 0 | NonResidential | 907.2+386.466j | 0 | 0 | 0 | 0 | 0 | [24 empty] | 8104404 | no | no |  |  | no |  | 0 | 0 | 0 | 0 | 0 | 0 |  | 1 | 1 | 1 | 0 | 0 | 0
load_220432492 |  | node_1379223_354_15421199_11 |  | AN | 0 | Residential | 11836.8+5042.456j | 0 | 0 | 0 | 0 | 0 | [24 empty] | 8104404 | no | no |  |  | no |  | 0 | 0 | 0 | 0 | 0 | 0 |  | 1 | 1 | 1 | 0 | 0 | 0
load_220432751 |  | node_1373472_167_15417408_157 |  | AN | 0 | Residential | 6177.6+2631.647j | 0 | 0 | 0 | 0 | 0 | [24 empty] | 8104404 | no | no |  |  | no |  | 0 | 0 | 0 | 0 | 0 | 0 |  | 1 | 1 | 1 | 0 | 0 | 0
load_220432839 |  | node_1366343_625_15452930_601 |  | AN | 0 | Residential | 1094.4+466.212j | 0 | 0 | 0 | 0 | 0 | [24 empty] | 8104404 | no | no |  |  | no |  | 0 | 0 | 0 | 0 | 0 | 0 |  | 1 | 1 | 1 | 0 | 0 | 0
load_220433205 |  | node_1371455_884_15418438_867 |  | AN | 0 | Residential | 4968+2116.359j | 0 | 0 | 0 | 0 | 0 | [24 empty] | 8104404 | no | no |  |  | no |  | 0 | 0 | 0 | 0 | 0 | 0 |  | 1 | 1 | 1 | 0 | 0 | 0
load_220433901 |  | node_1373661_043_15418440_285 |  | AN | 0 | Other | 0 | 0 | 0 | 0 | 0 | 0 | [24 empty] | 8104404 | no | no |  |  | no |  | 0 | 0 | 0 | 0 | 0 | 0 |  | 1 | 1 | 1 | 0 | 0 | 0
load_220436756 |  | node_1373375_291_15420066_689 |  | AN | 0 | Residential | 9914.4+4223.517j | 0 | 0 | 0 | 0 | 0 | [24 empty] | 8104404 | no | no |  |  | no |  | 0 | 0 | 0 | 0 | 0 | 0 |  | 1 | 1 | 1 | 0 | 0 | 0
load_220436944 |  | node_1380471_165_15419799_524 |  | AN | 0 | Residential | 8388+3573.273j | 0 | 0 | 0 | 0 | 0 | [24 empty] | 8104404 | no | no |  |  | no |  | 0 | 0 | 0 | 0 | 0 | 0 |  | 1 | 1 | 1 | 0 | 0 | 0
load_220439479 |  | node_1366042_812_15460047_769 |  | AN | 0 | Residential | 7.2+3.067j | 0 | 0 | 0 | 0 | 0 | [24 empty] | 8104404 | no | no |  |  | no |  | 0 | 0 | 0 | 0 | 0 | 0 |  | 1 | 1 | 1 | 0 | 0 | 0
load_220440277 |  | node_1365415_604_15425416_017 |  | AN | 0 | Residential | 8488.8+3616.214j | 0 | 0 | 0 | 0 | 0 | [24 empty] | 8104404 | no | no |  |  | no |  | 0 | 0 | 0 | 0 | 0 | 0 |  | 1 | 1 | 1 | 0 | 0 | 0
load_220440700 |  | node_1362101_887_15433637_94 |  | AN | 0 | Other | 0 | 0 | 0 | 0 | 0 | 0 | [24 empty] | 8104404 | no | no |  |  | no |  | 0 | 0 | 0 | 0 | 0 | 0 |  | 1 | 1 | 1 | 0 | 0 | 0
load_220440784 |  | node_1371326_732_15418970_336 |  | AN | 0 | Residential | 19245.6+8198.591j | 0 | 0 | 0 | 0 | 0 | [24 empty] | 8104404 | no | no |  |  | no |  | 0 | 0 | 0 | 0 | 0 | 0 |  | 1 | 1 | 1 | 0 | 0 | 0
load_220440840 |  | node_1387103_235_15422192_602 |  | AN | 0 | Other | 0 | 0 | 0 | 0 | 0 | 0 | [24 empty] | 8104404 | no | no |  |  | no |  | 0 | 0 | 0 | 0 | 0 | 0 |  | 1 | 1 | 1 | 0 | 0 | 0
load_220445968 |  | node_1372264_715_15426611_827 |  | AN | 0 | Residential | 25437.6+10836.372j | 0 | 0 | 0 | 0 | 0 | [24 empty] | 8104404 | no | no |  |  | no |  | 0 | 0 | 0 | 0 | 0 | 0 |  | 1 | 1 | 1 | 0 | 0 | 0
load_220445970 |  | node_1371665_45_15427373_541 |  | AN | 0 | Residential | 5846.4+2490.556j | 0 | 0 | 0 | 0 | 0 | [24 empty] | 8104404 | no | no |  |  | no |  | 0 | 0 | 0 | 0 | 0 | 0 |  | 1 | 1 | 1 | 0 | 0 | 0
load_220445971 |  | node_1375923_725_15430697_513 |  | AN | 0 | Residential | 1663.2+708.52j | 0 | 0 | 0 | 0 | 0 | [24 empty] | 8104404 | no | no |  |  | no |  | 0 | 0 | 0 | 0 | 0 | 0 |  | 1 | 1 | 1 | 0 | 0 | 0
load_220461832 |  | node_1366089_221_15432314_385 |  | AN | 0 | Residential | 5104.8+2174.636j | 0 | 0 | 0 | 0 | 0 | [24 empty] | 8104404 | no | no |  |  | no |  | 0 | 0 | 0 | 0 | 0 | 0 |  | 1 | 1 | 1 | 0 | 0 | 0
load_220466268 |  | node_1367080_992_15430986_063 |  | AN | 0 | Residential | 16488+7023.859j | 0 | 0 | 0 | 0 | 0 | [24 empty] | 8104404 | no | no |  |  | no |  | 0 | 0 | 0 | 0 | 0 | 0 |  | 1 | 1 | 1 | 0 | 0 | 0
load_220467362 |  | node_1357363_05_15433335_312 |  | AN | 0 | Residential | 3708+1579.601j | 0 | 0 | 0 | 0 | 0 | [24 empty] | 8104404 | no | no |  |  | no |  | 0 | 0 | 0 | 0 | 0 | 0 |  | 1 | 1 | 1 | 0 | 0 | 0
load_220472308 |  | node_1387549_338_15423975_261 |  | AN | 0 | NonResidential | 158.4+67.478j | 0 | 0 | 0 | 0 | 0 | [24 empty] | 8104404 | no | no |  |  | no |  | 0 | 0 | 0 | 0 | 0 | 0 |  | 1 | 1 | 1 | 0 | 0 | 0
load_220498194 |  | node_1379163_737_15436846_422 |  | AN | 0 | Other | 0 | 0 | 0 | 0 | 0 | 0 | [24 empty] | 8104404 | no | no |  |  | no |  | 0 | 0 | 0 | 0 | 0 | 0 |  | 1 | 1 | 1 | 0 | 0 | 0
load_220498804 |  | node_1368114_199_15443690_993 |  | AN | 0 | NonResidential | 16135.2+6873.566j | 0 | 0 | 0 | 0 | 0 | [24 empty] | 8104404 | no | no |  |  | no |  | 0 | 0 | 0 | 0 | 0 | 0 |  | 1 | 1 | 1 | 0 | 0 | 0
load_220502929 |  | node_1386897_008_15416189_359 |  | AN | 0 | Residential | 7171.2+3054.918j | 0 | 0 | 0 | 0 | 0 | [24 empty] | 8104404 | no | no |  |  | no |  | 0 | 0 | 0 | 0 | 0 | 0 |  | 1 | 1 | 1 | 0 | 0 | 0
load_220512392 |  | node_1370988_819_15418944_454 |  | AN | 0 | Residential | 12412.8+5287.831j | 0 | 0 | 0 | 0 | 0 | [24 empty] | 8104404 | no | no |  |  | no |  | 0 | 0 | 0 | 0 | 0 | 0 |  | 1 | 1 | 1 | 0 | 0 | 0
load_220518536 |  | node_1361371_505_15444083_529 |  | AN | 0 | Residential | 532.8+226.972j | 0 | 0 | 0 | 0 | 0 | [24 empty] | 8104404 | no | no |  |  | no |  | 0 | 0 | 0 | 0 | 0 | 0 |  | 1 | 1 | 1 | 0 | 0 | 0
load_220521478 |  | node_1383775_704_15425210_181 |  | AN | 0 | Residential | 19252.8+8201.658j | 0 | 0 | 0 | 0 | 0 | [24 empty] | 8104404 | no | no |  |  | no |  | 0 | 0 | 0 | 0 | 0 | 0 |  | 1 | 1 | 1 | 0 | 0 | 0
load_220522370 |  | node_1364493_599_15427519_048 |  | AN | 0 | Residential | 18280.8+7787.588j | 0 | 0 | 0 | 0 | 0 | [24 empty] | 8104404 | no | no |  |  | no |  | 0 | 0 | 0 | 0 | 0 | 0 |  | 1 | 1 | 1 | 0 | 0 | 0
load_220525729 |  | node_1390076_318_15422024_58 |  | AN | 0 | Residential | 4284+1824.976j | 0 | 0 | 0 | 0 | 0 | [24 empty] | 8104404 | no | no |  |  | no |  | 0 | 0 | 0 | 0 | 0 | 0 |  | 1 | 1 | 1 | 0 | 0 | 0
load_220530126 |  | node_1380361_045_15433767_251 |  | AN | 0 | Residential | 10533.6+4487.295j | 0 | 0 | 0 | 0 | 0 | [24 empty] | 8104404 | no | no |  |  | no |  | 0 | 0 | 0 | 0 | 0 | 0 |  | 1 | 1 | 1 | 0 | 0 | 0
load_220535548 |  | node_1387425_871_15423695_106 |  | AN | 0 | Other | 0 | 0 | 0 | 0 | 0 | 0 | [24 empty] | 8104404 | no | no |  |  | no |  | 0 | 0 | 0 | 0 | 0 | 0 |  | 1 | 1 | 1 | 0 | 0 | 0
load_220535557 |  | node_1389130_933_15416540_278 |  | AN | 0 | Other | 0 | 0 | 0 | 0 | 0 | 0 | [24 empty] | 8104404 | no | no |  |  | no |  | 0 | 0 | 0 | 0 | 0 | 0 |  | 1 | 1 | 1 | 0 | 0 | 0
load_220535582 |  | node_1368679_459_15440939_759 |  | AN | 0 | Other | 0 | 0 | 0 | 0 | 0 | 0 | [24 empty] | 8104404 | no | no |  |  | no |  | 0 | 0 | 0 | 0 | 0 | 0 |  | 1 | 1 | 1 | 0 | 0 | 0
load_220537235 |  | node_1366879_337_15426044_058 |  | AN | 0 | Residential | 20390.4+8686.274j | 0 | 0 | 0 | 0 | 0 | [24 empty] | 8104404 | no | no |  |  | no |  | 0 | 0 | 0 | 0 | 0 | 0 |  | 1 | 1 | 1 | 0 | 0 | 0
load_220537442 |  | node_1384813_184_15436804_394 |  | AN | 0 | Other | 0 | 0 | 0 | 0 | 0 | 0 | [24 empty] | 8104404 | no | no |  |  | no |  | 0 | 0 | 0 | 0 | 0 | 0 |  | 1 | 1 | 1 | 0 | 0 | 0
load_220540991 |  | node_1370163_093_15433679_305 |  | AN | 0 | Residential | 18532.8+7894.94j | 0 | 0 | 0 | 0 | 0 | [24 empty] | 8104404 | no | no |  |  | no |  | 0 | 0 | 0 | 0 | 0 | 0 |  | 1 | 1 | 1 | 0 | 0 | 0
load_220543033 |  | node_1356104_442_15432742_939 |  | AN | 0 | Residential | 5385.6+2294.256j | 0 | 0 | 0 | 0 | 0 | [24 empty] | 8104404 | no | no |  |  | no |  | 0 | 0 | 0 | 0 | 0 | 0 |  | 1 | 1 | 1 | 0 | 0 | 0
load_220543902 |  | node_1372138_968_15404152_387 |  | AN | 0 | Residential | 10994.4+4683.595j | 0 | 0 | 0 | 0 | 0 | [24 empty] | 8104404 | no | no |  |  | no |  | 0 | 0 | 0 | 0 | 0 | 0 |  | 1 | 1 | 1 | 0 | 0 | 0
load_220544100 |  | node_1370898_736_15422161_074 |  | AN | 0 | Residential | 5688+2423.078j | 0 | 0 | 0 | 0 | 0 | [24 empty] | 8104404 | no | no |  |  | no |  | 0 | 0 | 0 | 0 | 0 | 0 |  | 1 | 1 | 1 | 0 | 0 | 0
load_220546648 |  | node_1387610_219_15426616_08 |  | AN | 0 | Other | 0 | 0 | 0 | 0 | 0 | 0 | [24 empty] | 8104404 | no | no |  |  | no |  | 0 | 0 | 0 | 0 | 0 | 0 |  | 1 | 1 | 1 | 0 | 0 | 0
load_220551937 |  | node_1373341_427_15417962_52 |  | AN | 0 | Residential | 3528+1502.922j | 0 | 0 | 0 | 0 | 0 | [24 empty] | 8104404 | no | no |  |  | no |  | 0 | 0 | 0 | 0 | 0 | 0 |  | 1 | 1 | 1 | 0 | 0 | 0
load_220570262 |  | node_1370731_226_15428513_058 |  | AN | 0 | Residential | 4651.2+1981.403j | 0 | 0 | 0 | 0 | 0 | [24 empty] | 8104404 | no | no |  |  | no |  | 0 | 0 | 0 | 0 | 0 | 0 |  | 1 | 1 | 1 | 0 | 0 | 0
load_220571471 |  | node_1362044_161_15451545_185 |  | AN | 0 | Residential | 12096+5152.874j | 0 | 0 | 0 | 0 | 0 | [24 empty] | 8104404 | no | no |  |  | no |  | 0 | 0 | 0 | 0 | 0 | 0 |  | 1 | 1 | 1 | 0 | 0 | 0
load_220574171 |  | node_1365213_584_15453769_597 |  | AN | 0 | Residential | 42048+17912.373j | 0 | 0 | 0 | 0 | 0 | [24 empty] | 8104404 | no | no |  |  | no |  | 0 | 0 | 0 | 0 | 0 | 0 |  | 1 | 1 | 1 | 0 | 0 | 0
load_220577146 |  | node_1377159_732_15433874_611 |  | AN | 0 | Residential | 13240.8+5640.557j | 0 | 0 | 0 | 0 | 0 | [24 empty] | 8104404 | no | no |  |  | no |  | 0 | 0 | 0 | 0 | 0 | 0 |  | 1 | 1 | 1 | 0 | 0 | 0
load_220577756 |  | node_1373702_868_15422787_651 |  | AN | 0 | NonResidential | 4572+1947.664j | 0 | 0 | 0 | 0 | 0 | [24 empty] | 8104404 | no | no |  |  | no |  | 0 | 0 | 0 | 0 | 0 | 0 |  | 1 | 1 | 1 | 0 | 0 | 0
load_220583782 |  | node_1362225_902_15447526_059 |  | AN | 0 | Residential | 6235.2+2656.184j | 0 | 0 | 0 | 0 | 0 | [24 empty] | 8104404 | no | no |  |  | no |  | 0 | 0 | 0 | 0 | 0 | 0 |  | 1 | 1 | 1 | 0 | 0 | 0
load_220593617 |  | node_1364841_322_15427133_355 |  | AN | 0 | Other | 0 | 0 | 0 | 0 | 0 | 0 | [24 empty] | 8104404 | no | no |  |  | no |  | 0 | 0 | 0 | 0 | 0 | 0 |  | 1 | 1 | 1 | 0 | 0 | 0
load_220595024 |  | node_1368479_1_15442347_49 |  | AN | 0 | Residential | 4204.8+1791.237j | 0 | 0 | 0 | 0 | 0 | [24 empty] | 8104404 | no | no |  |  | no |  | 0 | 0 | 0 | 0 | 0 | 0 |  | 1 | 1 | 1 | 0 | 0 | 0
load_220595368 |  | node_1365052_161_15433638_326 |  | AN | 0 | Residential | 6508.8+2772.737j | 0 | 0 | 0 | 0 | 0 | [24 empty] | 8104404 | no | no |  |  | no |  | 0 | 0 | 0 | 0 | 0 | 0 |  | 1 | 1 | 1 | 0 | 0 | 0
load_220596328 |  | node_1392245_452_15424166_082 |  | AN | 0 | Residential | 0 | 0 | 0 | 0 | 0 | 0 | [24 empty] | 8104404 | no | no |  |  | no |  | 0 | 0 | 0 | 0 | 0 | 0 |  | 1 | 1 | 1 | 0 | 0 | 0
load_220596592 |  | node_1362410_199_15433475_77 |  | AN | 0 | Residential | 19418.4+8272.204j | 0 | 0 | 0 | 0 | 0 | [24 empty] | 8104404 | no | no |  |  | no |  | 0 | 0 | 0 | 0 | 0 | 0 |  | 1 | 1 | 1 | 0 | 0 | 0
load_220597023 |  | node_1382954_061_15413120_577 |  | AN | 0 | NonResidential | 4312.8+1837.245j | 0 | 0 | 0 | 0 | 0 | [24 empty] | 8104404 | no | no |  |  | no |  | 0 | 0 | 0 | 0 | 0 | 0 |  | 1 | 1 | 1 | 0 | 0 | 0
load_220597620 |  | node_1358834_127_15451549_551 |  | AN | 0 | Residential | 9720+4140.703j | 0 | 0 | 0 | 0 | 0 | [24 empty] | 8104404 | no | no |  |  | no |  | 0 | 0 | 0 | 0 | 0 | 0 |  | 1 | 1 | 1 | 0 | 0 | 0
load_220597723 |  | node_1368404_043_15442750_39 |  | AN | 0 | Residential | 12801.6+5453.459j | 0 | 0 | 0 | 0 | 0 | [24 empty] | 8104404 | no | no |  |  | no |  | 0 | 0 | 0 | 0 | 0 | 0 |  | 1 | 1 | 1 | 0 | 0 | 0
load_220597916 |  | node_1361902_208_15452343_048 |  | AN | 0 | Residential | 10396.8+4429.018j | 0 | 0 | 0 | 0 | 0 | [24 empty] | 8104404 | no | no |  |  | no |  | 0 | 0 | 0 | 0 | 0 | 0 |  | 1 | 1 | 1 | 0 | 0 | 0
load_220602449 |  | node_1364841_949_15423646_485 |  | AN | 0 | Other | 0 | 0 | 0 | 0 | 0 | 0 | [24 empty] | 8104404 | no | no |  |  | no |  | 0 | 0 | 0 | 0 | 0 | 0 |  | 1 | 1 | 1 | 0 | 0 | 0
load_220603033 |  | node_1362651_545_15453394_472 |  | AN | 0 | Residential | 7315.2+3116.262j | 0 | 0 | 0 | 0 | 0 | [24 empty] | 8104404 | no | no |  |  | no |  | 0 | 0 | 0 | 0 | 0 | 0 |  | 1 | 1 | 1 | 0 | 0 | 0
load_220603035 |  | node_1389542_933_15430570_993 |  | AN | 0 | Other | 0 | 0 | 0 | 0 | 0 | 0 | [24 empty] | 8104404 | no | no |  |  | no |  | 0 | 0 | 0 | 0 | 0 | 0 |  | 1 | 1 | 1 | 0 | 0 | 0
load_220607504 |  | node_1362580_316_15430691_05 |  | AN | 0 | NonResidential | 7250.4+3088.657j | 0 | 0 | 0 | 0 | 0 | [24 empty] | 8104404 | no | no |  |  | no |  | 0 | 0 | 0 | 0 | 0 | 0 |  | 1 | 1 | 1 | 0 | 0 | 0
load_220607506 |  | node_1380539_473_15432310_385 |  | AN | 0 | NonResidential | 554.4+236.173j | 0 | 0 | 0 | 0 | 0 | [24 empty] | 8104404 | no | no |  |  | no |  | 0 | 0 | 0 | 0 | 0 | 0 |  | 1 | 1 | 1 | 0 | 0 | 0
load_220612699 |  | node_1364827_534_15425145_249 |  | AN | 0 | Residential | 10915.2+4649.856j | 0 | 0 | 0 | 0 | 0 | [24 empty] | 8104404 | no | no |  |  | no |  | 0 | 0 | 0 | 0 | 0 | 0 |  | 1 | 1 | 1 | 0 | 0 | 0
load_220612700 |  | node_1364937_367_15425353_427 |  | AN | 0 | Residential | 3945.6+1680.819j | 0 | 0 | 0 | 0 | 0 | [24 empty] | 8104404 | no | no |  |  | no |  | 0 | 0 | 0 | 0 | 0 | 0 |  | 1 | 1 | 1 | 0 | 0 | 0
load_220612771 |  | node_1373743_897_15424366_888 |  | AN | 0 | Residential | 6552+2791.14j | 0 | 0 | 0 | 0 | 0 | [24 empty] | 8104404 | no | no |  |  | no |  | 0 | 0 | 0 | 0 | 0 | 0 |  | 1 | 1 | 1 | 0 | 0 | 0
load_220615703 |  | node_1382868_071_15407979_606 |  | AN | 0 | Residential | 5580+2377.07j | 0 | 0 | 0 | 0 | 0 | [24 empty] | 8104404 | no | no |  |  | no |  | 0 | 0 | 0 | 0 | 0 | 0 |  | 1 | 1 | 1 | 0 | 0 | 0
load_220617129 |  | node_1365968_064_15427425_68 |  | AN | 0 | Residential | 21182.4+9023.665j | 0 | 0 | 0 | 0 | 0 | [24 empty] | 8104404 | no | no |  |  | no |  | 0 | 0 | 0 | 0 | 0 | 0 |  | 1 | 1 | 1 | 0 | 0 | 0
load_220617564 |  | node_1387529_44_15422833_69 |  | AN | 0 | Residential | 10389.6+4425.951j | 0 | 0 | 0 | 0 | 0 | [24 empty] | 8104404 | no | no |  |  | no |  | 0 | 0 | 0 | 0 | 0 | 0 |  | 1 | 1 | 1 | 0 | 0 | 0
load_220622533 |  | node_1366019_349_15449114_95 |  | AN | 0 | Other | 0 | 0 | 0 | 0 | 0 | 0 | [24 empty] | 8104404 | no | no |  |  | no |  | 0 | 0 | 0 | 0 | 0 | 0 |  | 1 | 1 | 1 | 0 | 0 | 0
load_220636110 |  | node_1391891_296_15425451_455 |  | AN | 0 | Residential | 288+122.687j | 0 | 0 | 0 | 0 | 0 | [24 empty] | 8104404 | no | no |  |  | no |  | 0 | 0 | 0 | 0 | 0 | 0 |  | 1 | 1 | 1 | 0 | 0 | 0
load_220636999 |  | node_1358448_462_15433214_06 |  | AN | 0 | Other | 0 | 0 | 0 | 0 | 0 | 0 | [24 empty] | 8104404 | no | no |  |  | no |  | 0 | 0 | 0 | 0 | 0 | 0 |  | 1 | 1 | 1 | 0 | 0 | 0
load_220637958 |  | node_1380196_754_15427252_32 |  | AN | 0 | Other | 0 | 0 | 0 | 0 | 0 | 0 | [24 empty] | 8104404 | no | no |  |  | no |  | 0 | 0 | 0 | 0 | 0 | 0 |  | 1 | 1 | 1 | 0 | 0 | 0
load_220642677 |  | node_1365074_345_15426200_566 |  | AN | 0 | Residential | 9849.6+4195.912j | 0 | 0 | 0 | 0 | 0 | [24 empty] | 8104404 | no | no |  |  | no |  | 0 | 0 | 0 | 0 | 0 | 0 |  | 1 | 1 | 1 | 0 | 0 | 0
load_220643496 |  | node_1362389_436_15423697_734 |  | AN | 0 | Residential | 26676+11363.928j | 0 | 0 | 0 | 0 | 0 | [24 empty] | 8104404 | no | no |  |  | no |  | 0 | 0 | 0 | 0 | 0 | 0 |  | 1 | 1 | 1 | 0 | 0 | 0
load_220647733 |  | node_1382625_744_15423017_628 |  | AN | 0 | Residential | 1994.4+849.611j | 0 | 0 | 0 | 0 | 0 | [24 empty] | 8104404 | no | no |  |  | no |  | 0 | 0 | 0 | 0 | 0 | 0 |  | 1 | 1 | 1 | 0 | 0 | 0
load_220648045 |  | node_1367968_551_15430968_896 |  | AN | 0 | NonResidential | 2000+851.996j | 0 | 0 | 0 | 0 | 0 | [24 empty] | 8104404 | no | no |  |  | no |  | 0 | 0 | 0 | 0 | 0 | 0 |  | 1 | 1 | 1 | 0 | 0 | 0
load_220648385 |  | node_1361822_59_15428894_332 |  | AN | 0 | Residential | 10720.8+4567.042j | 0 | 0 | 0 | 0 | 0 | [24 empty] | 8104404 | no | no |  |  | no |  | 0 | 0 | 0 | 0 | 0 | 0 |  | 1 | 1 | 1 | 0 | 0 | 0
load_220649031 |  | node_1365616_301_15453698_071 |  | AN | 0 | Residential | 10087.2+4297.129j | 0 | 0 | 0 | 0 | 0 | [24 empty] | 8104404 | no | no |  |  | no |  | 0 | 0 | 0 | 0 | 0 | 0 |  | 1 | 1 | 1 | 0 | 0 | 0
load_220652298 |  | node_1360480_118_15453351_117 |  | AN | 0 | Residential | 4701.6+2002.873j | 0 | 0 | 0 | 0 | 0 | [24 empty] | 8104404 | no | no |  |  | no |  | 0 | 0 | 0 | 0 | 0 | 0 |  | 1 | 1 | 1 | 0 | 0 | 0
load_220655317 |  | node_1361240_922_15447573_655 |  | AN | 0 | Residential | 12744+5428.921j | 0 | 0 | 0 | 0 | 0 | [24 empty] | 8104404 | no | no |  |  | no |  | 0 | 0 | 0 | 0 | 0 | 0 |  | 1 | 1 | 1 | 0 | 0 | 0
load_220655319 |  | node_1361010_738_15447579_204 |  | AN | 0 | Other | 0 | 0 | 0 | 0 | 0 | 0 | [24 empty] | 8104404 | no | no |  |  | no |  | 0 | 0 | 0 | 0 | 0 | 0 |  | 1 | 1 | 1 | 0 | 0 | 0
load_220655591 |  | node_1370243_015_15421848_009 |  | AN | 0 | Residential | 44100+18786.521j | 0 | 0 | 0 | 0 | 0 | [24 empty] | 8104404 | no | no |  |  | no |  | 0 | 0 | 0 | 0 | 0 | 0 |  | 1 | 1 | 1 | 0 | 0 | 0
load_220655595 |  | node_1370174_975_15421387_471 |  | AN | 0 | NonResidential | 9000+3833.984j | 0 | 0 | 0 | 0 | 0 | [24 empty] | 8104404 | no | no |  |  | no |  | 0 | 0 | 0 | 0 | 0 | 0 |  | 1 | 1 | 1 | 0 | 0 | 0
load_220658224 |  | node_1364435_158_15428518_336 |  | AN | 0 | Other | 0 | 0 | 0 | 0 | 0 | 0 | [24 empty] | 8104404 | no | no |  |  | no |  | 0 | 0 | 0 | 0 | 0 | 0 |  | 1 | 1 | 1 | 0 | 0 | 0
load_220658890 |  | node_1366019_375_15432012_306 |  | AN | 0 | Residential | 24400.8+10394.697j | 0 | 0 | 0 | 0 | 0 | [24 empty] | 8104404 | no | no |  |  | no |  | 0 | 0 | 0 | 0 | 0 | 0 |  | 1 | 1 | 1 | 0 | 0 | 0
load_310014609 |  | node_1378902_106_15406515_862 |  | AN | 0 | Residential | 7149.6+3045.717j | 0 | 0 | 0 | 0 | 0 | [24 empty] | 8104404 | no | no |  |  | no |  | 0 | 0 | 0 | 0 | 0 | 0 |  | 1 | 1 | 1 | 0 | 0 | 0
load_310026888 |  | node_1365337_72_15459448_476 |  | AN | 0 | Residential | 3168+1349.562j | 0 | 0 | 0 | 0 | 0 | [24 empty] | 8104404 | no | no |  |  | no |  | 0 | 0 | 0 | 0 | 0 | 0 |  | 1 | 1 | 1 | 0 | 0 | 0
load_310027034 |  | node_1387686_766_15424271_769 |  | AN | 0 | NonResidential | 194.4+82.814j | 0 | 0 | 0 | 0 | 0 | [24 empty] | 8104404 | no | no |  |  | no |  | 0 | 0 | 0 | 0 | 0 | 0 |  | 1 | 1 | 1 | 0 | 0 | 0
load_310041136 |  | node_1363575_922_15419472_126 |  | AN | 0 | Residential | 33163.2+14127.464j | 0 | 0 | 0 | 0 | 0 | [24 empty] | 8104404 | no | no |  |  | no |  | 0 | 0 | 0 | 0 | 0 | 0 |  | 1 | 1 | 1 | 0 | 0 | 0
load_310049681 |  | node_1361734_761_15436213_635 |  | AN | 0 | Residential | 15156+6456.429j | 0 | 0 | 0 | 0 | 0 | [24 empty] | 8104404 | no | no |  |  | no |  | 0 | 0 | 0 | 0 | 0 | 0 |  | 1 | 1 | 1 | 0 | 0 | 0
load_310049856 |  | node_1366148_499_15444362_14 |  | AN | 0 | Residential | 4363.2+1858.715j | 0 | 0 | 0 | 0 | 0 | [24 empty] | 8104404 | no | no |  |  | no |  | 0 | 0 | 0 | 0 | 0 | 0 |  | 1 | 1 | 1 | 0 | 0 | 0
load_310057596 |  | node_1363488_63_15453334_891 |  | AN | 0 | Residential | 4327.2+1843.379j | 0 | 0 | 0 | 0 | 0 | [24 empty] | 8104404 | no | no |  |  | no |  | 0 | 0 | 0 | 0 | 0 | 0 |  | 1 | 1 | 1 | 0 | 0 | 0
load_310059291 |  | node_1361247_343_15447724_315 |  | AN | 0 | Residential | 3564+1518.258j | 0 | 0 | 0 | 0 | 0 | [24 empty] | 8104404 | no | no |  |  | no |  | 0 | 0 | 0 | 0 | 0 | 0 |  | 1 | 1 | 1 | 0 | 0 | 0
load_310059698 |  | node_1373468_046_15418715_147 |  | AN | 0 | Residential | 73951.2+31503.079j | 0 | 0 | 0 | 0 | 0 | [24 empty] | 8104404 | no | no |  |  | no |  | 0 | 0 | 0 | 0 | 0 | 0 |  | 1 | 1 | 1 | 0 | 0 | 0
load_310060693 |  | node_1365655_307_15419814_253 |  | AN | 0 | Residential | 7502.4+3196.009j | 0 | 0 | 0 | 0 | 0 | [24 empty] | 8104404 | no | no |  |  | no |  | 0 | 0 | 0 | 0 | 0 | 0 |  | 1 | 1 | 1 | 0 | 0 | 0
load_310060742 |  | node_1357091_225_15442722_339 |  | AN | 0 | Residential | 10015.2+4266.457j | 0 | 0 | 0 | 0 | 0 | [24 empty] | 8104404 | no | no |  |  | no |  | 0 | 0 | 0 | 0 | 0 | 0 |  | 1 | 1 | 1 | 0 | 0 | 0
load_310060743 |  | node_1375939_876_15417286_772 |  | AN | 0 | Residential | 4485.6+1910.858j | 0 | 0 | 0 | 0 | 0 | [24 empty] | 8104404 | no | no |  |  | no |  | 0 | 0 | 0 | 0 | 0 | 0 |  | 1 | 1 | 1 | 0 | 0 | 0
load_310060825 |  | node_1372312_968_15404683_87 |  | AN | 0 | Residential | 18424.8+7848.932j | 0 | 0 | 0 | 0 | 0 | [24 empty] | 8104404 | no | no |  |  | no |  | 0 | 0 | 0 | 0 | 0 | 0 |  | 1 | 1 | 1 | 0 | 0 | 0
load_310061521 |  | node_1364220_517_15438891_247 |  | AN | 0 | Residential | 1828.8+779.066j | 0 | 0 | 0 | 0 | 0 | [24 empty] | 8104404 | no | no |  |  | no |  | 0 | 0 | 0 | 0 | 0 | 0 |  | 1 | 1 | 1 | 0 | 0 | 0
load_311851022 |  | node_1360540_413_15447428_64 |  | AN | 0 | Residential | 67320+28678.2j | 0 | 0 | 0 | 0 | 0 | [24 empty] | 8104404 | no | no |  |  | no |  | 0 | 0 | 0 | 0 | 0 | 0 |  | 1 | 1 | 1 | 0 | 0 | 0
load_311901546 |  | node_1382620_703_15423466_658 |  | AN | 0 | NonResidential | 21000+8945.963j | 0 | 0 | 0 | 0 | 0 | [24 empty] | 8104404 | no | no |  |  | no |  | 0 | 0 | 0 | 0 | 0 | 0 |  | 1 | 1 | 1 | 0 | 0 | 0
load_311903841 |  | node_1369915_987_15420685_233 |  | AN | 0 | Residential | 7.2+3.067j | 0 | 0 | 0 | 0 | 0 | [24 empty] | 8104404 | no | no |  |  | no |  | 0 | 0 | 0 | 0 | 0 | 0 |  | 1 | 1 | 1 | 0 | 0 | 0
load_311904777 |  | node_1363809_84_15426388_766 |  | AN | 0 | NonResidential | 1000+425.998j | 0 | 0 | 0 | 0 | 0 | [24 empty] | 8104404 | no | no |  |  | no |  | 0 | 0 | 0 | 0 | 0 | 0 |  | 1 | 1 | 1 | 0 | 0 | 0
load_311909524 |  | node_1370638_248_15421941_32 |  | AN | 0 | NonResidential | 61000+25985.891j | 0 | 0 | 0 | 0 | 0 | [24 empty] | 8104404 | no | no |  |  | no |  | 0 | 0 | 0 | 0 | 0 | 0 |  | 1 | 1 | 1 | 0 | 0 | 0
load_311909655 |  | node_1367515_237_15422053_804 |  | AN | 0 | Other | 0 | 0 | 0 | 0 | 0 | 0 | [24 empty] | 8104404 | no | no |  |  | no |  | 0 | 0 | 0 | 0 | 0 | 0 |  | 1 | 1 | 1 | 0 | 0 | 0
load_311909685 |  | node_1364513_67_15433632_727 |  | AN | 0 | Residential | 9504+4048.687j | 0 | 0 | 0 | 0 | 0 | [24 empty] | 8104404 | no | no |  |  | no |  | 0 | 0 | 0 | 0 | 0 | 0 |  | 1 | 1 | 1 | 0 | 0 | 0
load_311914882 |  | node_1362002_499_15424813_47 |  | AN | 0 | NonResidential | 5000+2129.991j | 0 | 0 | 0 | 0 | 0 | [24 empty] | 8104404 | no | no |  |  | no |  | 0 | 0 | 0 | 0 | 0 | 0 |  | 1 | 1 | 1 | 0 | 0 | 0
load_311919263 |  | node_1373658_406_15421526_517 |  | AN | 0 | Other | 0 | 0 | 0 | 0 | 0 | 0 | [24 empty] | 8104404 | no | no |  |  | no |  | 0 | 0 | 0 | 0 | 0 | 0 |  | 1 | 1 | 1 | 0 | 0 | 0
load_311920067 |  | node_1358562_955_15433453_522 |  | AN | 0 | Residential | 5860.8+2496.69j | 0 | 0 | 0 | 0 | 0 | [24 empty] | 8104404 | no | no |  |  | no |  | 0 | 0 | 0 | 0 | 0 | 0 |  | 1 | 1 | 1 | 0 | 0 | 0
load_311926022 |  | node_1371825_63_15404732_413 |  | AN | 0 | Other | 0 | 0 | 0 | 0 | 0 | 0 | [24 empty] | 8104404 | no | no |  |  | no |  | 0 | 0 | 0 | 0 | 0 | 0 |  | 1 | 1 | 1 | 0 | 0 | 0
load_311930485 |  | node_1364516_242_15417918_029 |  | AN | 0 | NonResidential | 5493.6+2340.264j | 0 | 0 | 0 | 0 | 0 | [24 empty] | 8104404 | no | no |  |  | no |  | 0 | 0 | 0 | 0 | 0 | 0 |  | 1 | 1 | 1 | 0 | 0 | 0
load_311991168 |  | node_1370882_208_15418955_938 |  | AN | 0 | Residential | 2001.6+852.678j | 0 | 0 | 0 | 0 | 0 | [24 empty] | 8104404 | no | no |  |  | no |  | 0 | 0 | 0 | 0 | 0 | 0 |  | 1 | 1 | 1 | 0 | 0 | 0
load_312003326 |  | node_1371420_835_15427737_531 |  | AN | 0 | Residential | 5025.6+2140.897j | 0 | 0 | 0 | 0 | 0 | [24 empty] | 8104404 | no | no |  |  | no |  | 0 | 0 | 0 | 0 | 0 | 0 |  | 1 | 1 | 1 | 0 | 0 | 0
load_312010935 |  | node_1364985_212_15448308_58 |  | AN | 0 | Residential | 5176.8+2205.308j | 0 | 0 | 0 | 0 | 0 | [24 empty] | 8104404 | no | no |  |  | no |  | 0 | 0 | 0 | 0 | 0 | 0 |  | 1 | 1 | 1 | 0 | 0 | 0
load_312024070 |  | node_1377979_039_15422635_703 |  | AN | 0 | NonResidential | 597.6+254.577j | 0 | 0 | 0 | 0 | 0 | [24 empty] | 8104404 | no | no |  |  | no |  | 0 | 0 | 0 | 0 | 0 | 0 |  | 1 | 1 | 1 | 0 | 0 | 0
load_312035505 |  | node_1370338_691_15427411_22 |  | AN | 0 | Residential | 3852+1640.945j | 0 | 0 | 0 | 0 | 0 | [24 empty] | 8104404 | no | no |  |  | no |  | 0 | 0 | 0 | 0 | 0 | 0 |  | 1 | 1 | 1 | 0 | 0 | 0
load_312069010 |  | node_1367787_471_15436014_329 |  | AN | 0 | Other | 0 | 0 | 0 | 0 | 0 | 0 | [24 empty] | 8104404 | no | no |  |  | no |  | 0 | 0 | 0 | 0 | 0 | 0 |  | 1 | 1 | 1 | 0 | 0 | 0
load_312070044 |  | node_1379400_534_15417823_22 |  | AN | 0 | Other | 0 | 0 | 0 | 0 | 0 | 0 | [24 empty] | 8104404 | no | no |  |  | no |  | 0 | 0 | 0 | 0 | 0 | 0 |  | 1 | 1 | 1 | 0 | 0 | 0
load_312070736 |  | node_1384730_402_15409839_885 |  | AN | 0 | NonResidential | 2390.4+1018.306j | 0 | 0 | 0 | 0 | 0 | [24 empty] | 8104404 | no | no |  |  | no |  | 0 | 0 | 0 | 0 | 0 | 0 |  | 1 | 1 | 1 | 0 | 0 | 0
load_312076257 |  | node_1384695_844_15428097_547 |  | AN | 0 | Residential | 7632+3251.218j | 0 | 0 | 0 | 0 | 0 | [24 empty] | 8104404 | no | no |  |  | no |  | 0 | 0 | 0 | 0 | 0 | 0 |  | 1 | 1 | 1 | 0 | 0 | 0
load_312098879 |  | node_1373252_421_15426371_997 |  | AN | 0 | Other | 0 | 0 | 0 | 0 | 0 | 0 | [24 empty] | 8104404 | no | no |  |  | no |  | 0 | 0 | 0 | 0 | 0 | 0 |  | 1 | 1 | 1 | 0 | 0 | 0
load_312103483 |  | node_1364546_064_15434126_51 |  | AN | 0 | Other | 0 | 0 | 0 | 0 | 0 | 0 | [24 empty] | 8104404 | no | no |  |  | no |  | 0 | 0 | 0 | 0 | 0 | 0 |  | 1 | 1 | 1 | 0 | 0 | 0
load_312130218 |  | node_1373509_124_15426314_175 |  | AN | 0 | Residential | 5284.8+2251.315j | 0 | 0 | 0 | 0 | 0 | [24 empty] | 8104404 | no | no |  |  | no |  | 0 | 0 | 0 | 0 | 0 | 0 |  | 1 | 1 | 1 | 0 | 0 | 0
load_312135659 |  | node_1370473_517_15422208_898 |  | AN | 0 | Other | 0 | 0 | 0 | 0 | 0 | 0 | [24 empty] | 8104404 | no | no |  |  | no |  | 0 | 0 | 0 | 0 | 0 | 0 |  | 1 | 1 | 1 | 0 | 0 | 0
load_312136267 |  | node_1367653_357_15433726_347 |  | AN | 0 | Other | 0 | 0 | 0 | 0 | 0 | 0 | [24 empty] | 8104404 | no | no |  |  | no |  | 0 | 0 | 0 | 0 | 0 | 0 |  | 1 | 1 | 1 | 0 | 0 | 0
load_312140872 |  | node_1368932_758_15419919_789 |  | AN | 0 | Other | 0 | 0 | 0 | 0 | 0 | 0 | [24 empty] | 8104404 | no | no |  |  | no |  | 0 | 0 | 0 | 0 | 0 | 0 |  | 1 | 1 | 1 | 0 | 0 | 0

## node
data_type | static
owner_type | feeder
owner | 8104404
object | node
name | groupid | parent | bustype | phases | nominal_voltage | dcircuit | selected | monitored | monitored_fields | class_monitored_fields | played | played_fields | subsystem | x | y | comments | dist_to_slack
node_418X5-312098899 |  |  | PQ | ABCN | 19918.584 | 8104404 | no | no |  |  | no |  |  | 1372970.722 | 15426320.823 |  | -1
node_1350167_971_15454468_271 |  |  | PQ | AN | 2771.281 | 8104404 | no | no |  |  | no |  |  | 1350167.971 | 15454468.271 |  | -1
node_1356058_184_15432472_197 |  |  | PQ | AN | 19918.584 | 8104404 | no | no |  |  | no |  |  | 1356058.184 | 15432472.197 |  | -1
node_1356104_442_15432742_939 |  |  | PQ | AN | 19918.584 | 8104404 | no | no |  |  | no |  |  | 1356104.442 | 15432742.939 |  | -1
node_1356393_044_15432626_579 |  |  | PQ | AN | 19918.584 | 8104404 | no | no |  |  | no |  |  | 1356393.044 | 15432626.579 |  | -1
node_1356447_384_15442920_296 |  |  | PQ | AN | 2771.281 | 8104404 | no | no |  |  | no |  |  | 1356447.384 | 15442920.296 |  | -1
node_1356622_102_15443334_622 |  |  | PQ | AN | 2771.281 | 8104404 | no | no |  |  | no |  |  | 1356622.102 | 15443334.622 |  | -1
node_1356694_66_15432797_561 |  |  | PQ | AN | 19918.584 | 8104404 | no | no |  |  | no |  |  | 1356694.66 | 15432797.561 |  | -1
node_1356847_152_15445103_894 |  |  | PQ | AN | 2771.281 | 8104404 | no | no |  |  | no |  |  | 1356847.152 | 15445103.894 |  | -1
node_1356945_294_15443150_95 |  |  | PQ | AN | 2771.281 | 8104404 | no | no |  |  | no |  |  | 1356945.294 | 15443150.95 |  | -1
node_1356989_922_15442227_86 |  |  | PQ | AN | 2771.281 | 8104404 | no | no |  |  | no |  |  | 1356989.922 | 15442227.86 |  | -1
node_1357091_225_15442722_339 |  |  | PQ | AN | 2771.281 | 8104404 | no | no |  |  | no |  |  | 1357091.225 | 15442722.339 |  | -1
node_1357106_927_15433229_522 |  |  | PQ | AN | 19918.584 | 8104404 | no | no |  |  | no |  |  | 1357106.927 | 15433229.522 |  | -1
node_1357118_392_15448592_391 |  |  | PQ | AN | 2771.281 | 8104404 | no | no |  |  | no |  |  | 1357118.392 | 15448592.391 |  | -1
node_1357203_111_15443637_749 |  |  | PQ | AN | 2771.281 | 8104404 | no | no |  |  | no |  |  | 1357203.111 | 15443637.749 |  | -1
node_1357205_493_15446534_994 |  |  | PQ | AN | 2771.281 | 8104404 | no | no |  |  | no |  |  | 1357205.493 | 15446534.994 |  | -1
node_1357220_31_15448277_734 |  |  | PQ | AN | 2771.281 | 8104404 | no | no |  |  | no |  |  | 1357220.31 | 15448277.734 |  | -1
node_1357221_349_15433087_229 |  |  | PQ | AN | 19918.584 | 8104404 | no | no |  |  | no |  |  | 1357221.349 | 15433087.229 |  | -1
node_1357240_439_15456113_093 |  |  | PQ | AN | 2771.281 | 8104404 | no | no |  |  | no |  |  | 1357240.439 | 15456113.093 |  | -1
node_1357245_461_15454940_115 |  |  | PQ | AN | 2771.281 | 8104404 | no | no |  |  | no |  |  | 1357245.461 | 15454940.115 |  | -1
node_1357258_945_15455782_684 |  |  | PQ | AN | 2771.281 | 8104404 | no | no |  |  | no |  |  | 1357258.945 | 15455782.684 |  | -1
node_1357260_534_15455303_004 |  |  | PQ | AD | 2771.281 | 8104404 | no | no |  |  | no |  |  | 1357260.534 | 15455303.004 |  | -1
node_1357363_05_15433335_312 |  |  | PQ | AN | 19918.584 | 8104404 | no | no |  |  | no |  |  | 1357363.05 | 15433335.312 |  | -1
node_1357399_98_15448055_665 |  |  | PQ | AN | 2771.281 | 8104404 | no | no |  |  | no |  |  | 1357399.98 | 15448055.665 |  | -1
node_1357452_039_15454553_449 |  |  | PQ | AN | 2771.281 | 8104404 | no | no |  |  | no |  |  | 1357452.039 | 15454553.449 |  | -1
node_1357861_986_15433510_821 |  |  | PQ | AN | 19918.584 | 8104404 | no | no |  |  | no |  |  | 1357861.986 | 15433510.821 |  | -1
node_1358060_291_15460087_207 |  |  | PQ | AN | 2771.281 | 8104404 | no | no |  |  | no |  |  | 1358060.291 | 15460087.207 |  | -1
node_1358081_504_15459694_372 |  |  | PQ | AN | 2771.281 | 8104404 | no | no |  |  | no |  |  | 1358081.504 | 15459694.372 |  | -1
node_1358087_84_15459348_775 |  |  | PQ | AN | 2771.281 | 8104404 | no | no |  |  | no |  |  | 1358087.84 | 15459348.775 |  | -1
node_1358296_374_15433915_037 |  |  | PQ | AN | 19918.584 | 8104404 | no | no |  |  | no |  |  | 1358296.374 | 15433915.037 |  | -1
node_1358298_418_15452569_185 |  |  | PQ | AN | 2771.281 | 8104404 | no | no |  |  | no |  |  | 1358298.418 | 15452569.185 |  | -1
node_1358448_462_15433214_06 |  |  | PQ | AN | 19918.584 | 8104404 | no | no |  |  | no |  |  | 1358448.462 | 15433214.06 |  | -1
node_1358543_547_15448034_171 |  |  | PQ | AN | 2771.281 | 8104404 | no | no |  |  | no |  |  | 1358543.547 | 15448034.171 |  | -1
node_1358562_955_15433453_522 |  |  | PQ | AN | 19918.584 | 8104404 | no | no |  |  | no |  |  | 1358562.955 | 15433453.522 |  | -1
node_1358563_349_15452129_288 |  |  | PQ | AN | 2771.281 | 8104404 | no | no |  |  | no |  |  | 1358563.349 | 15452129.288 |  | -1
node_1358834_127_15451549_551 |  |  | PQ | AN | 2771.281 | 8104404 | no | no |  |  | no |  |  | 1358834.127 | 15451549.551 |  | -1
node_1358836_759_15433343_14 |  |  | PQ | AN | 19918.584 | 8104404 | no | no |  |  | no |  |  | 1358836.759 | 15433343.14 |  | -1
node_1358863_886_15435381_978 |  |  | PQ | AN | 19918.584 | 8104404 | no | no |  |  | no |  |  | 1358863.886 | 15435381.978 |  | -1
node_1358996_774_15447023_019 |  |  | PQ | AN | 2771.281 | 8104404 | no | no |  |  | no |  |  | 1358996.774 | 15447023.019 |  | -1
node_1359031_369_15434973_996 |  |  | PQ | AN | 19918.584 | 8104404 | no | no |  |  | no |  |  | 1359031.369 | 15434973.996 |  | -1
node_1359033_12_15453298_455 |  |  | PQ | AN | 2771.281 | 8104404 | no | no |  |  | no |  |  | 1359033.12 | 15453298.455 |  | -1
node_1359241_747_15434115_101 |  |  | PQ | AN | 19918.584 | 8104404 | no | no |  |  | no |  |  | 1359241.747 | 15434115.101 |  | -1
node_1359291_498_15433832_377 |  |  | PQ | AN | 19918.584 | 8104404 | no | no |  |  | no |  |  | 1359291.498 | 15433832.377 |  | -1
node_1359300_817_15433351_269 |  |  | PQ | AN | 19918.584 | 8104404 | no | no |  |  | no |  |  | 1359300.817 | 15433351.269 |  | -1
node_1359372_242_15447054_606 |  |  | PQ | AN | 2771.281 | 8104404 | no | no |  |  | no |  |  | 1359372.242 | 15447054.606 |  | -1
node_1359569_6_15450989_614 |  |  | PQ | AN | 2771.281 | 8104404 | no | no |  |  | no |  |  | 1359569.6 | 15450989.614 |  | -1
node_1359975_97_15423192_928 |  |  | PQ | ABCN | 19918.584 | 8104404 | no | no |  |  | no |  |  | 1359975.97 | 15423192.928 |  | -1
node_1360081_615_15423526_937 |  |  | PQ | ABCN | 19918.584 | 8104404 | no | no |  |  | no |  |  | 1360081.615 | 15423526.937 |  | -1
node_1360223_185_15447067_339 |  |  | PQ | AN | 2771.281 | 8104404 | no | no |  |  | no |  |  | 1360223.185 | 15447067.339 |  | -1
node_1360480_118_15453351_117 |  |  | PQ | AN | 2771.281 | 8104404 | no | no |  |  | no |  |  | 1360480.118 | 15453351.117 |  | -1
node_1360540_413_15447428_64 |  |  | PQ | AN | 2771.281 | 8104404 | no | no |  |  | no |  |  | 1360540.413 | 15447428.64 |  | -1
node_1360756_602_15433598_034 |  |  | PQ | AN | 19918.584 | 8104404 | no | no |  |  | no |  |  | 1360756.602 | 15433598.034 |  | -1
node_1360854_68_15423910_114 |  |  | PQ | ABCN | 19918.584 | 8104404 | no | no |  |  | no |  |  | 1360854.68 | 15423910.114 |  | -1
node_1360903_17_15447081_961 |  |  | PQ | AN | 2771.281 | 8104404 | no | no |  |  | no |  |  | 1360903.17 | 15447081.961 |  | -1
node_1361010_738_15447579_204 |  |  | PQ | AN | 2771.281 | 8104404 | no | no |  |  | no |  |  | 1361010.738 | 15447579.204 |  | -1
node_1361146_994_15425333_484 |  |  | PQ | AN | 19918.584 | 8104404 | no | no |  |  | no |  |  | 1361146.994 | 15425333.484 |  | -1
node_1361147_237_15447090_821 |  |  | PQ | AN | 2771.281 | 8104404 | no | no |  |  | no |  |  | 1361147.237 | 15447090.821 |  | -1
node_1361171_662_15424534_319 |  |  | PQ | AN | 19918.584 | 8104404 | no | no |  |  | no |  |  | 1361171.662 | 15424534.319 |  | -1
node_1361183_364_15446053_283 |  |  | PQ | AN | 2771.281 | 8104404 | no | no |  |  | no |  |  | 1361183.364 | 15446053.283 |  | -1
node_1361190_325_15445791_401 |  |  | PQ | AN | 2771.281 | 8104404 | no | no |  |  | no |  |  | 1361190.325 | 15445791.401 |  | -1
node_1361195_397_15441829_23 |  |  | PQ | AN | 19918.584 | 8104404 | no | no |  |  | no |  |  | 1361195.397 | 15441829.23 |  | -1
node_1361218_546_15424091_216 |  |  | PQ | ABCN | 19918.584 | 8104404 | no | no |  |  | no |  |  | 1361218.546 | 15424091.216 |  | -1
node_1361235_266_15441262_62 |  |  | PQ | AN | 19918.584 | 8104404 | no | no |  |  | no |  |  | 1361235.266 | 15441262.62 |  | -1
node_1361236_575_15442800_919 |  |  | PQ | AN | 19918.584 | 8104404 | no | no |  |  | no |  |  | 1361236.575 | 15442800.919 |  | -1
node_1361240_922_15447573_655 |  |  | PQ | AN | 2771.281 | 8104404 | no | no |  |  | no |  |  | 1361240.922 | 15447573.655 |  | -1
node_1361247_343_15447724_315 |  |  | PQ | AN | 2771.281 | 8104404 | no | no |  |  | no |  |  | 1361247.343 | 15447724.315 |  | -1
node_1361258_914_15447993_281 |  |  | PQ | AN | 2771.281 | 8104404 | no | no |  |  | no |  |  | 1361258.914 | 15447993.281 |  | -1
node_1361263_004_15448424_599 |  |  | PQ | AN | 2771.281 | 8104404 | no | no |  |  | no |  |  | 1361263.004 | 15448424.599 |  | -1
node_1361275_613_15449381_777 |  |  | PQ | AN | 2771.281 | 8104404 | no | no |  |  | no |  |  | 1361275.613 | 15449381.777 |  | -1
node_1361278_683_15444974_734 |  |  | PQ | AN | 19918.584 | 8104404 | no | no |  |  | no |  |  | 1361278.683 | 15444974.734 |  | -1
node_1361284_174_15447281_623 |  |  | PQ | AN | 2771.281 | 8104404 | no | no |  |  | no |  |  | 1361284.174 | 15447281.623 |  | -1
node_1361286_405_15446854_595 |  |  | PQ | AN | 2771.281 | 8104404 | no | no |  |  | no |  |  | 1361286.405 | 15446854.595 |  | -1
node_1361300_324_15446557_385 |  |  | PQ | AN | 2771.281 | 8104404 | no | no |  |  | no |  |  | 1361300.324 | 15446557.385 |  | -1
node_1361359_728_15439511_619 |  |  | PQ | AN | 19918.584 | 8104404 | no | no |  |  | no |  |  | 1361359.728 | 15439511.619 |  | -1
node_1361371_505_15444083_529 |  |  | PQ | AN | 19918.584 | 8104404 | no | no |  |  | no |  |  | 1361371.505 | 15444083.529 |  | -1
node_1361379_279_15443324_588 |  |  | PQ | AN | 19918.584 | 8104404 | no | no |  |  | no |  |  | 1361379.279 | 15443324.588 |  | -1
node_1361428_729_15433620_459 |  |  | PQ | AN | 19918.584 | 8104404 | no | no |  |  | no |  |  | 1361428.729 | 15433620.459 |  | -1
node_1361428_741_15445245_478 |  |  | PQ | AN | 2771.281 | 8104404 | no | no |  |  | no |  |  | 1361428.741 | 15445245.478 |  | -1
node_1361539_912_15460292_848 |  |  | PQ | AN | 2771.281 | 8104404 | no | no |  |  | no |  |  | 1361539.912 | 15460292.848 |  | -1
node_1361542_396_15439220_384 |  |  | PQ | AN | 19918.584 | 8104404 | no | no |  |  | no |  |  | 1361542.396 | 15439220.384 |  | -1
node_1361612_989_15438782_425 |  |  | PQ | AN | 19918.584 | 8104404 | no | no |  |  | no |  |  | 1361612.989 | 15438782.425 |  | -1
node_1361639_697_15437836_899 |  |  | PQ | AN | 19918.584 | 8104404 | no | no |  |  | no |  |  | 1361639.697 | 15437836.899 |  | -1
node_1361644_515_15445599_02 |  |  | PQ | AN | 2771.281 | 8104404 | no | no |  |  | no |  |  | 1361644.515 | 15445599.02 |  | -1
node_1361662_673_15445310_972 |  |  | PQ | AN | 2771.281 | 8104404 | no | no |  |  | no |  |  | 1361662.673 | 15445310.972 |  | -1
node_1361677_082_15425802_692 |  |  | PQ | AN | 19918.584 | 8104404 | no | no |  |  | no |  |  | 1361677.082 | 15425802.692 |  | -1
node_1361705_148_15434925_94 |  |  | PQ | AN | 19918.584 | 8104404 | no | no |  |  | no |  |  | 1361705.148 | 15434925.94 |  | -1
node_1361708_875_15453925_147 |  |  | PQ | AN | 2771.281 | 8104404 | no | no |  |  | no |  |  | 1361708.875 | 15453925.147 |  | -1
node_1361734_761_15436213_635 |  |  | PQ | AN | 19918.584 | 8104404 | no | no |  |  | no |  |  | 1361734.761 | 15436213.635 |  | -1
node_1361735_188_15427631_32 |  |  | PQ | AN | 19918.584 | 8104404 | no | no |  |  | no |  |  | 1361735.188 | 15427631.32 |  | -1
node_1361746_968_15425451_141 |  |  | PQ | AN | 19918.584 | 8104404 | no | no |  |  | no |  |  | 1361746.968 | 15425451.141 |  | -1
node_1361756_139_15433628_95 |  |  | PQ | AN | 19918.584 | 8104404 | no | no |  |  | no |  |  | 1361756.139 | 15433628.95 |  | -1
node_1361763_469_15459421_488 |  |  | PQ | AN | 2771.281 | 8104404 | no | no |  |  | no |  |  | 1361763.469 | 15459421.488 |  | -1
node_1361779_999_15434654_428 |  |  | PQ | AN | 19918.584 | 8104404 | no | no |  |  | no |  |  | 1361779.999 | 15434654.428 |  | -1
node_1361799_295_15428221_469 |  |  | PQ | AN | 19918.584 | 8104404 | no | no |  |  | no |  |  | 1361799.295 | 15428221.469 |  | -1
node_1361822_59_15428894_332 |  |  | PQ | AN | 19918.584 | 8104404 | no | no |  |  | no |  |  | 1361822.59 | 15428894.332 |  | -1
node_1361833_915_15434411_577 |  |  | PQ | AN | 19918.584 | 8104404 | no | no |  |  | no |  |  | 1361833.915 | 15434411.577 |  | -1
node_1361837_495_15429152_291 |  |  | PQ | AN | 19918.584 | 8104404 | no | no |  |  | no |  |  | 1361837.495 | 15429152.291 |  | -1
node_1361877_286_15451093_552 |  |  | PQ | AN | 2771.281 | 8104404 | no | no |  |  | no |  |  | 1361877.286 | 15451093.552 |  | -1
node_1361883_467_15425108_641 |  |  | PQ | AN | 19918.584 | 8104404 | no | no |  |  | no |  |  | 1361883.467 | 15425108.641 |  | -1
node_1361889_79_15445175_628 |  |  | PQ | AN | 2771.281 | 8104404 | no | no |  |  | no |  |  | 1361889.79 | 15445175.628 |  | -1
node_1361902_208_15452343_048 |  |  | PQ | AN | 2771.281 | 8104404 | no | no |  |  | no |  |  | 1361902.208 | 15452343.048 |  | -1
node_1361905_348_15426077 |  |  | PQ | AN | 19918.584 | 8104404 | no | no |  |  | no |  |  | 1361905.348 | 15426077 |  | -1
node_1361975_063_15459014_614 |  |  | PQ | AN | 2771.281 | 8104404 | no | no |  |  | no |  |  | 1361975.063 | 15459014.614 |  | -1
node_1362002_499_15424813_47 |  |  | PQ | AN | 19918.584 | 8104404 | no | no |  |  | no |  |  | 1362002.499 | 15424813.47 |  | -1
node_1362014_555_15426623_128 |  |  | PQ | AN | 19918.584 | 8104404 | no | no |  |  | no |  |  | 1362014.555 | 15426623.128 |  | -1
node_1362042_122_15430253_584 |  |  | PQ | AN | 19918.584 | 8104404 | no | no |  |  | no |  |  | 1362042.122 | 15430253.584 |  | -1
node_1362044_161_15451545_185 |  |  | PQ | AN | 2771.281 | 8104404 | no | no |  |  | no |  |  | 1362044.161 | 15451545.185 |  | -1
node_1362101_887_15433637_94 |  |  | PQ | AN | 19918.584 | 8104404 | no | no |  |  | no |  |  | 1362101.887 | 15433637.94 |  | -1
node_1362113_249_15458127_179 |  |  | PQ | AN | 2771.281 | 8104404 | no | no |  |  | no |  |  | 1362113.249 | 15458127.179 |  | -1
node_1362115_443_15424589_41 |  |  | PQ | ABCN | 19918.584 | 8104404 | no | no |  |  | no |  |  | 1362115.443 | 15424589.41 |  | -1
node_1362120_86_15424563_86 |  |  | PQ | ABCN | 19918.584 | 8104404 | no | no |  |  | no |  |  | 1362120.86 | 15424563.86 |  | -1
node_1362131_15424541_123 |  |  | PQ | ABCN | 19918.584 | 8104404 | no | no |  |  | no |  |  | 1362131 | 15424541.123 |  | -1
node_1362225_902_15447526_059 |  |  | PQ | AN | 2771.281 | 8104404 | no | no |  |  | no |  |  | 1362225.902 | 15447526.059 |  | -1
node_1362231_804_15457688_997 |  |  | PQ | AN | 2771.281 | 8104404 | no | no |  |  | no |  |  | 1362231.804 | 15457688.997 |  | -1
node_1362245_046_15423034_842 |  |  | PQ | ABN | 19918.584 | 8104404 | no | no |  |  | no |  |  | 1362245.046 | 15423034.842 |  | -1
node_1362356_044_15423390_619 |  |  | PQ | ABN | 19918.584 | 8104404 | no | no |  |  | no |  |  | 1362356.044 | 15423390.619 |  | -1
node_1362367_392_15423219_716 |  |  | PQ | ABN | 19918.584 | 8104404 | no | no |  |  | no |  |  | 1362367.392 | 15423219.716 |  | -1
node_1362369_562_15424233_192 |  |  | PQ | ABN | 19918.584 | 8104404 | no | no |  |  | no |  |  | 1362369.562 | 15424233.192 |  | -1
node_1362375_584_15431160_417 |  |  | PQ | AN | 19918.584 | 8104404 | no | no |  |  | no |  |  | 1362375.584 | 15431160.417 |  | -1
node_1362378_348_15430932_736 |  |  | PQ | AN | 19918.584 | 8104404 | no | no |  |  | no |  |  | 1362378.348 | 15430932.736 |  | -1
node_1362389_436_15423697_734 |  |  | PQ | ABN | 19918.584 | 8104404 | no | no |  |  | no |  |  | 1362389.436 | 15423697.734 |  | -1
node_1362410_199_15433475_77 |  |  | PQ | AN | 19918.584 | 8104404 | no | no |  |  | no |  |  | 1362410.199 | 15433475.77 |  | -1
node_1362410_691_15423936_618 |  |  | PQ | ABN | 19918.584 | 8104404 | no | no |  |  | no |  |  | 1362410.691 | 15423936.618 |  | -1
node_1362425_34_15432887_665 |  |  | PQ | AN | 19918.584 | 8104404 | no | no |  |  | no |  |  | 1362425.34 | 15432887.665 |  | -1
node_1362580_316_15430691_05 |  |  | PQ | AN | 19918.584 | 8104404 | no | no |  |  | no |  |  | 1362580.316 | 15430691.05 |  | -1
node_1362592_693_15444967_01 |  |  | PQ | AN | 2771.281 | 8104404 | no | no |  |  | no |  |  | 1362592.693 | 15444967.01 |  | -1
node_1362631_314_15455937_186 |  |  | PQ | AN | 2771.281 | 8104404 | no | no |  |  | no |  |  | 1362631.314 | 15455937.186 |  | -1
node_1362651_545_15453394_472 |  |  | PQ | AN | 2771.281 | 8104404 | no | no |  |  | no |  |  | 1362651.545 | 15453394.472 |  | -1
node_1362767_473_15455401_998 |  |  | PQ | AN | 2771.281 | 8104404 | no | no |  |  | no |  |  | 1362767.473 | 15455401.998 |  | -1
node_1362884_14_15425341_622 |  |  | PQ | AN | 2771.281 | 8104404 | no | no |  |  | no |  |  | 1362884.14 | 15425341.622 |  | -1
node_1363220_975_15425537_141 |  |  | PQ | AN | 2771.281 | 8104404 | no | no |  |  | no |  |  | 1363220.975 | 15425537.141 |  | -1
node_1363310_81_15434879_669 |  |  | PQ | AN | 2771.281 | 8104404 | no | no |  |  | no |  |  | 1363310.81 | 15434879.669 |  | -1
node_1363450_592_15425852_148 |  |  | PQ | AN | 2771.281 | 8104404 | no | no |  |  | no |  |  | 1363450.592 | 15425852.148 |  | -1
node_1363488_63_15453334_891 |  |  | PQ | AN | 2771.281 | 8104404 | no | no |  |  | no |  |  | 1363488.63 | 15453334.891 |  | -1
node_1363532_353_15448044_086 |  |  | PQ | AN | 2771.281 | 8104404 | no | no |  |  | no |  |  | 1363532.353 | 15448044.086 |  | -1
node_1363575_922_15419472_126 |  |  | PQ | AN | 2771.281 | 8104404 | no | no |  |  | no |  |  | 1363575.922 | 15419472.126 |  | -1
node_1363809_84_15426388_766 |  |  | PQ | AN | 2771.281 | 8104404 | no | no |  |  | no |  |  | 1363809.84 | 15426388.766 |  | -1
node_1363810_014_15426577_115 |  |  | PQ | AN | 2771.281 | 8104404 | no | no |  |  | no |  |  | 1363810.014 | 15426577.115 |  | -1
node_1363857_265_15419547_153 |  |  | PQ | AN | 2771.281 | 8104404 | no | no |  |  | no |  |  | 1363857.265 | 15419547.153 |  | -1
node_1363935_61_15426734_778 |  |  | PQ | AN | 2771.281 | 8104404 | no | no |  |  | no |  |  | 1363935.61 | 15426734.778 |  | -1
node_1363971_518_15448347_125 |  |  | PQ | AN | 2771.281 | 8104404 | no | no |  |  | no |  |  | 1363971.518 | 15448347.125 |  | -1
node_1363996_98_15444293_908 |  |  | PQ | AN | 2771.281 | 8104404 | no | no |  |  | no |  |  | 1363996.98 | 15444293.908 |  | -1
node_1364078_429_15444704_682 |  |  | PQ | AN | 2771.281 | 8104404 | no | no |  |  | no |  |  | 1364078.429 | 15444704.682 |  | -1
node_1364085_583_15435971_808 |  |  | PQ | AN | 2771.281 | 8104404 | no | no |  |  | no |  |  | 1364085.583 | 15435971.808 |  | -1
node_1364163_039_15419583_599 |  |  | PQ | AN | 2771.281 | 8104404 | no | no |  |  | no |  |  | 1364163.039 | 15419583.599 |  | -1
node_1364183_654_15436151_332 |  |  | PQ | AN | 2771.281 | 8104404 | no | no |  |  | no |  |  | 1364183.654 | 15436151.332 |  | -1
node_1364210_695_15420727_532 |  |  | PQ | AN | 2771.281 | 8104404 | no | no |  |  | no |  |  | 1364210.695 | 15420727.532 |  | -1
node_1364220_517_15438891_247 |  |  | PQ | AN | 2771.281 | 8104404 | no | no |  |  | no |  |  | 1364220.517 | 15438891.247 |  | -1
node_1364299_996_15437632_297 |  |  | PQ | AN | 2771.281 | 8104404 | no | no |  |  | no |  |  | 1364299.996 | 15437632.297 |  | -1
node_1364360_5_15437848_998 |  |  | PQ | AN | 2771.281 | 8104404 | no | no |  |  | no |  |  | 1364360.5 | 15437848.998 |  | -1
node_1364415_264_15437440_848 |  |  | PQ | AN | 2771.281 | 8104404 | no | no |  |  | no |  |  | 1364415.264 | 15437440.848 |  | -1
node_1364435_158_15428518_336 |  |  | PQ | AN | 2771.281 | 8104404 | no | no |  |  | no |  |  | 1364435.158 | 15428518.336 |  | -1
node_1364462_392_15436674_461 |  |  | PQ | AN | 2771.281 | 8104404 | no | no |  |  | no |  |  | 1364462.392 | 15436674.461 |  | -1
node_1364471_403_15448332_461 |  |  | PQ | AN | 2771.281 | 8104404 | no | no |  |  | no |  |  | 1364471.403 | 15448332.461 |  | -1
node_1364493_599_15427519_048 |  |  | PQ | AN | 2771.281 | 8104404 | no | no |  |  | no |  |  | 1364493.599 | 15427519.048 |  | -1
node_1364500_503_15419615_352 |  |  | PQ | AN | 2771.281 | 8104404 | no | no |  |  | no |  |  | 1364500.503 | 15419615.352 |  | -1
node_1364504_814_15424397_202 |  |  | PQ | AN | 19918.584 | 8104404 | no | no |  |  | no |  |  | 1364504.814 | 15424397.202 |  | -1
node_1364507_743_15418227_587 |  |  | PQ | AN | 2771.281 | 8104404 | no | no |  |  | no |  |  | 1364507.743 | 15418227.587 |  | -1
node_1364513_67_15433632_727 |  |  | PQ | AN | 2771.281 | 8104404 | no | no |  |  | no |  |  | 1364513.67 | 15433632.727 |  | -1
node_1364516_242_15417918_029 |  |  | PQ | AN | 2771.281 | 8104404 | no | no |  |  | no |  |  | 1364516.242 | 15417918.029 |  | -1
node_1364546_064_15434126_51 |  |  | PQ | AN | 2771.281 | 8104404 | no | no |  |  | no |  |  | 1364546.064 | 15434126.51 |  | -1
node_1364600_295_15421063_26 |  |  | PQ | AN | 2771.281 | 8104404 | no | no |  |  | no |  |  | 1364600.295 | 15421063.26 |  | -1
node_1364607_44_15421513_002 |  |  | PQ | AN | 2771.281 | 8104404 | no | no |  |  | no |  |  | 1364607.44 | 15421513.002 |  | -1
node_1364633_945_15424669_73 |  |  | PQ | AN | 19918.584 | 8104404 | no | no |  |  | no |  |  | 1364633.945 | 15424669.73 |  | -1
node_1364635_243_15428967_896 |  |  | PQ | AN | 2771.281 | 8104404 | no | no |  |  | no |  |  | 1364635.243 | 15428967.896 |  | -1
node_1364654_87_15429148_675 |  |  | PQ | AN | 2771.281 | 8104404 | no | no |  |  | no |  |  | 1364654.87 | 15429148.675 |  | -1
node_1364690_334_15416430_276 |  |  | PQ | AN | 2771.281 | 8104404 | no | no |  |  | no |  |  | 1364690.334 | 15416430.276 |  | -1
node_1364787_249_15424932_309 |  |  | PQ | AN | 19918.584 | 8104404 | no | no |  |  | no |  |  | 1364787.249 | 15424932.309 |  | -1
node_1364815_173_15416283_232 |  |  | PQ | AN | 2771.281 | 8104404 | no | no |  |  | no |  |  | 1364815.173 | 15416283.232 |  | -1
node_1364827_534_15425145_249 |  |  | PQ | AN | 19918.584 | 8104404 | no | no |  |  | no |  |  | 1364827.534 | 15425145.249 |  | -1
node_1364841_322_15427133_355 |  |  | PQ | AN | 2771.281 | 8104404 | no | no |  |  | no |  |  | 1364841.322 | 15427133.355 |  | -1
node_1364841_949_15423646_485 |  |  | PQ | AN | 19918.584 | 8104404 | no | no |  |  | no |  |  | 1364841.949 | 15423646.485 |  | -1
node_1364937_367_15425353_427 |  |  | PQ | ABCN | 19918.584 | 8104404 | no | no |  |  | no |  |  | 1364937.367 | 15425353.427 |  | -1
node_1364979_082_15427673_074 |  |  | PQ | AN | 2771.281 | 8104404 | no | no |  |  | no |  |  | 1364979.082 | 15427673.074 |  | -1
node_1364985_212_15448308_58 |  |  | PQ | AN | 2771.281 | 8104404 | no | no |  |  | no |  |  | 1364985.212 | 15448308.58 |  | -1
node_1365007_972_15429919_501 |  |  | PQ | AN | 2771.281 | 8104404 | no | no |  |  | no |  |  | 1365007.972 | 15429919.501 |  | -1
node_1365052_161_15433638_326 |  |  | PQ | AN | 2771.281 | 8104404 | no | no |  |  | no |  |  | 1365052.161 | 15433638.326 |  | -1
node_1365074_345_15426200_566 |  |  | PQ | AN | 2771.281 | 8104404 | no | no |  |  | no |  |  | 1365074.345 | 15426200.566 |  | -1
node_1365080_171_15427438_796 |  |  | PQ | AN | 2771.281 | 8104404 | no | no |  |  | no |  |  | 1365080.171 | 15427438.796 |  | -1
node_1365200_671_15460349_421 |  |  | PQ | AN | 2771.281 | 8104404 | no | no |  |  | no |  |  | 1365200.671 | 15460349.421 |  | -1
node_1365213_584_15453769_597 |  |  | PQ | AN | 2771.281 | 8104404 | no | no |  |  | no |  |  | 1365213.584 | 15453769.597 |  | -1
node_1365253_741_15450887_091 |  |  | PQ | AN | 2771.281 | 8104404 | no | no |  |  | no |  |  | 1365253.741 | 15450887.091 |  | -1
node_1365278_838_15453369_258 |  |  | PQ | AN | 2771.281 | 8104404 | no | no |  |  | no |  |  | 1365278.838 | 15453369.258 |  | -1
node_1365287_411_15426609_299 |  |  | PQ | AN | 2771.281 | 8104404 | no | no |  |  | no |  |  | 1365287.411 | 15426609.299 |  | -1
node_1365289_398_15427217_79 |  |  | PQ | AN | 2771.281 | 8104404 | no | no |  |  | no |  |  | 1365289.398 | 15427217.79 |  | -1
node_1365311_675_15450540_236 |  |  | PQ | AN | 2771.281 | 8104404 | no | no |  |  | no |  |  | 1365311.675 | 15450540.236 |  | -1
node_1365336_152_15433574_008 |  |  | PQ | AN | 2771.281 | 8104404 | no | no |  |  | no |  |  | 1365336.152 | 15433574.008 |  | -1
node_1365337_72_15459448_476 |  |  | PQ | AN | 2771.281 | 8104404 | no | no |  |  | no |  |  | 1365337.72 | 15459448.476 |  | -1
node_1365374_373_15428068_492 |  |  | PQ | AN | 2771.281 | 8104404 | no | no |  |  | no |  |  | 1365374.373 | 15428068.492 |  | -1
node_1365415_604_15425416_017 |  |  | PQ | ABCN | 19918.584 | 8104404 | no | no |  |  | no |  |  | 1365415.604 | 15425416.017 |  | -1
node_1365567_325_15453073_661 |  |  | PQ | AN | 2771.281 | 8104404 | no | no |  |  | no |  |  | 1365567.325 | 15453073.661 |  | -1
node_1365579_809_15413506_442 |  |  | PQ | AN | 2771.281 | 8104404 | no | no |  |  | no |  |  | 1365579.809 | 15413506.442 |  | -1
node_1365616_301_15453698_071 |  |  | PQ | AN | 2771.281 | 8104404 | no | no |  |  | no |  |  | 1365616.301 | 15453698.071 |  | -1
node_1365655_307_15419814_253 |  |  | PQ | AN | 2771.281 | 8104404 | no | no |  |  | no |  |  | 1365655.307 | 15419814.253 |  | -1
node_1365729_93_15458156_981 |  |  | PQ | AN | 2771.281 | 8104404 | no | no |  |  | no |  |  | 1365729.93 | 15458156.981 |  | -1
node_1365742_792_15457841_062 |  |  | PQ | AN | 2771.281 | 8104404 | no | no |  |  | no |  |  | 1365742.792 | 15457841.062 |  | -1
node_1365824_296_15453075_131 |  |  | PQ | AN | 2771.281 | 8104404 | no | no |  |  | no |  |  | 1365824.296 | 15453075.131 |  | -1
node_1365838_686_15455803_591 |  |  | PQ | AN | 2771.281 | 8104404 | no | no |  |  | no |  |  | 1365838.686 | 15455803.591 |  | -1
node_1365890_619_15456073_592 |  |  | PQ | AN | 2771.281 | 8104404 | no | no |  |  | no |  |  | 1365890.619 | 15456073.592 |  | -1
node_1365896_114_15457496_797 |  |  | PQ | AN | 2771.281 | 8104404 | no | no |  |  | no |  |  | 1365896.114 | 15457496.797 |  | -1
node_1365932_991_15431771_826 |  |  | PQ | AN | 2771.281 | 8104404 | no | no |  |  | no |  |  | 1365932.991 | 15431771.826 |  | -1
node_1365968_064_15427425_68 |  |  | PQ | AN | 2771.281 | 8104404 | no | no |  |  | no |  |  | 1365968.064 | 15427425.68 |  | -1
node_1365994_919_15431246_732 |  |  | PQ | AN | 2771.281 | 8104404 | no | no |  |  | no |  |  | 1365994.919 | 15431246.732 |  | -1
node_1366002_471_15433183_665 |  |  | PQ | AD | 2771.281 | 8104404 | no | no |  |  | no |  |  | 1366002.471 | 15433183.665 |  | -1
node_1366004_655_15456340_192 |  |  | PQ | AN | 2771.281 | 8104404 | no | no |  |  | no |  |  | 1366004.655 | 15456340.192 |  | -1
node_1366019_349_15449114_95 |  |  | PQ | AN | 2771.281 | 8104404 | no | no |  |  | no |  |  | 1366019.349 | 15449114.95 |  | -1
node_1366019_375_15432012_306 |  |  | PQ | AN | 2771.281 | 8104404 | no | no |  |  | no |  |  | 1366019.375 | 15432012.306 |  | -1
node_1366042_812_15460047_769 |  |  | PQ | AN | 2771.281 | 8104404 | no | no |  |  | no |  |  | 1366042.812 | 15460047.769 |  | -1
node_1366089_221_15432314_385 |  |  | PQ | AN | 2771.281 | 8104404 | no | no |  |  | no |  |  | 1366089.221 | 15432314.385 |  | -1
node_1366148_499_15444362_14 |  |  | PQ | AN | 2771.281 | 8104404 | no | no |  |  | no |  |  | 1366148.499 | 15444362.14 |  | -1
node_1366161_434_15448751_768 |  |  | PQ | AN | 2771.281 | 8104404 | no | no |  |  | no |  |  | 1366161.434 | 15448751.768 |  | -1
node_1366291_85_15427556_284 |  |  | PQ | AN | 2771.281 | 8104404 | no | no |  |  | no |  |  | 1366291.85 | 15427556.284 |  | -1
node_1366292_885_15448539_98 |  |  | PQ | AN | 2771.281 | 8104404 | no | no |  |  | no |  |  | 1366292.885 | 15448539.98 |  | -1
node_1366343_625_15452930_601 |  |  | PQ | AN | 2771.281 | 8104404 | no | no |  |  | no |  |  | 1366343.625 | 15452930.601 |  | -1
node_1366410_257_15433588_219 |  |  | PQ | AN | 2771.281 | 8104404 | no | no |  |  | no |  |  | 1366410.257 | 15433588.219 |  | -1
node_1366439_793_15448295_865 |  |  | PQ | AN | 2771.281 | 8104404 | no | no |  |  | no |  |  | 1366439.793 | 15448295.865 |  | -1
node_1366440_601_15430922_438 |  |  | PQ | AN | 2771.281 | 8104404 | no | no |  |  | no |  |  | 1366440.601 | 15430922.438 |  | -1
node_1366576_41_15427429_925 |  |  | PQ | AN | 2771.281 | 8104404 | no | no |  |  | no |  |  | 1366576.41 | 15427429.925 |  | -1
node_1366622_286_15420100_566 |  |  | PQ | AN | 2771.281 | 8104404 | no | no |  |  | no |  |  | 1366622.286 | 15420100.566 |  | -1
node_1366801_551_15430981_043 |  |  | PQ | AN | 2771.281 | 8104404 | no | no |  |  | no |  |  | 1366801.551 | 15430981.043 |  | -1
node_1366866_035_15420242_749 |  |  | PQ | AN | 2771.281 | 8104404 | no | no |  |  | no |  |  | 1366866.035 | 15420242.749 |  | -1
node_1366879_337_15426044_058 |  |  | PQ | AN | 19918.584 | 8104404 | no | no |  |  | no |  |  | 1366879.337 | 15426044.058 |  | -1
node_1367080_992_15430986_063 |  |  | PQ | AN | 2771.281 | 8104404 | no | no |  |  | no |  |  | 1367080.992 | 15430986.063 |  | -1
node_1367159_607_15420360_188 |  |  | PQ | AD | 2771.281 | 8104404 | no | no |  |  | no |  |  | 1367159.607 | 15420360.188 |  | -1
node_1367168_761_15425669_827 |  |  | PQ | ABCN | 19918.584 | 8104404 | no | no |  |  | no |  |  | 1367168.761 | 15425669.827 |  | -1
node_1367171_824_15457158_954 |  |  | PQ | AN | 2771.281 | 8104404 | no | no |  |  | no |  |  | 1367171.824 | 15457158.954 |  | -1
node_1367263_248_15446943_635 |  |  | PQ | AN | 2771.281 | 8104404 | no | no |  |  | no |  |  | 1367263.248 | 15446943.635 |  | -1
node_1367359_061_15430995_608 |  |  | PQ | AN | 2771.281 | 8104404 | no | no |  |  | no |  |  | 1367359.061 | 15430995.608 |  | -1
node_1367443_613_15420455_727 |  |  | PQ | AN | 2771.281 | 8104404 | no | no |  |  | no |  |  | 1367443.613 | 15420455.727 |  | -1
node_1367459_321_15427495_455 |  |  | PQ | AN | 2771.281 | 8104404 | no | no |  |  | no |  |  | 1367459.321 | 15427495.455 |  | -1
node_1367515_237_15422053_804 |  |  | PQ | AN | 2771.281 | 8104404 | no | no |  |  | no |  |  | 1367515.237 | 15422053.804 |  | -1
node_1367646_372_15431064_295 |  |  | PQ | AN | 2771.281 | 8104404 | no | no |  |  | no |  |  | 1367646.372 | 15431064.295 |  | -1
node_1367653_357_15433726_347 |  |  | PQ | AN | 2771.281 | 8104404 | no | no |  |  | no |  |  | 1367653.357 | 15433726.347 |  | -1
node_1367663_733_15443651_747 |  |  | PQ | AN | 2771.281 | 8104404 | no | no |  |  | no |  |  | 1367663.733 | 15443651.747 |  | -1
node_1367701_698_15421345_242 |  |  | PQ | AN | 2771.281 | 8104404 | no | no |  |  | no |  |  | 1367701.698 | 15421345.242 |  | -1
node_1367713_266_15423159_375 |  |  | PQ | AN | 2771.281 | 8104404 | no | no |  |  | no |  |  | 1367713.266 | 15423159.375 |  | -1
node_1367768_804_15422705_195 |  |  | PQ | AN | 2771.281 | 8104404 | no | no |  |  | no |  |  | 1367768.804 | 15422705.195 |  | -1
node_1367787_471_15436014_329 |  |  | PQ | AN | 2771.281 | 8104404 | no | no |  |  | no |  |  | 1367787.471 | 15436014.329 |  | -1
node_1367789_938_15420478_018 |  |  | PQ | AN | 2771.281 | 8104404 | no | no |  |  | no |  |  | 1367789.938 | 15420478.018 |  | -1
node_1367968_551_15430968_896 |  |  | PQ | AN | 2771.281 | 8104404 | no | no |  |  | no |  |  | 1367968.551 | 15430968.896 |  | -1
node_1368058_732_15433585_963 |  |  | PQ | AN | 2771.281 | 8104404 | no | no |  |  | no |  |  | 1368058.732 | 15433585.963 |  | -1
node_1368114_199_15443690_993 |  |  | PQ | AN | 2771.281 | 8104404 | no | no |  |  | no |  |  | 1368114.199 | 15443690.993 |  | -1
node_1368262_548_15420077_325 |  |  | PQ | AN | 2771.281 | 8104404 | no | no |  |  | no |  |  | 1368262.548 | 15420077.325 |  | -1
node_1368298_683_15420766_51 |  |  | PQ | AN | 2771.281 | 8104404 | no | no |  |  | no |  |  | 1368298.683 | 15420766.51 |  | -1
node_1368310_222_15460663_305 |  |  | PQ | AN | 2771.281 | 8104404 | no | no |  |  | no |  |  | 1368310.222 | 15460663.305 |  | -1
node_1368404_043_15442750_39 |  |  | PQ | AN | 2771.281 | 8104404 | no | no |  |  | no |  |  | 1368404.043 | 15442750.39 |  | -1
node_1368479_1_15442347_49 |  |  | PQ | AN | 2771.281 | 8104404 | no | no |  |  | no |  |  | 1368479.1 | 15442347.49 |  | -1
node_1368504_092_15427470_925 |  |  | PQ | AN | 2771.281 | 8104404 | no | no |  |  | no |  |  | 1368504.092 | 15427470.925 |  | -1
node_1368653_934_15421016_385 |  |  | PQ | AN | 2771.281 | 8104404 | no | no |  |  | no |  |  | 1368653.934 | 15421016.385 |  | -1
node_1368666_143_15441546_59 |  |  | PQ | AN | 2771.281 | 8104404 | no | no |  |  | no |  |  | 1368666.143 | 15441546.59 |  | -1
node_1368679_459_15440939_759 |  |  | PQ | AN | 2771.281 | 8104404 | no | no |  |  | no |  |  | 1368679.459 | 15440939.759 |  | -1
node_1368772_013_15433599_099 |  |  | PQ | AN | 2771.281 | 8104404 | no | no |  |  | no |  |  | 1368772.013 | 15433599.099 |  | -1
node_1368849_627_15420520_475 |  |  | PQ | AN | 2771.281 | 8104404 | no | no |  |  | no |  |  | 1368849.627 | 15420520.475 |  | -1
node_1368932_758_15419919_789 |  |  | PQ | AN | 2771.281 | 8104404 | no | no |  |  | no |  |  | 1368932.758 | 15419919.789 |  | -1
node_1368956_194_15421180_97 |  |  | PQ | AN | 2771.281 | 8104404 | no | no |  |  | no |  |  | 1368956.194 | 15421180.97 |  | -1
node_1368967_563_15440948_767 |  |  | PQ | AN | 2771.281 | 8104404 | no | no |  |  | no |  |  | 1368967.563 | 15440948.767 |  | -1
node_1369070_286_15428238_72 |  |  | PQ | AN | 2771.281 | 8104404 | no | no |  |  | no |  |  | 1369070.286 | 15428238.72 |  | -1
node_1369303_5_15440591_614 |  |  | PQ | AN | 2771.281 | 8104404 | no | no |  |  | no |  |  | 1369303.5 | 15440591.614 |  | -1
node_1369453_204_15428258_452 |  |  | PQ | AN | 2771.281 | 8104404 | no | no |  |  | no |  |  | 1369453.204 | 15428258.452 |  | -1
node_1369516_638_15429443_999 |  |  | PQ | AN | 2771.281 | 8104404 | no | no |  |  | no |  |  | 1369516.638 | 15429443.999 |  | -1
node_1369575_684_15419098_536 |  |  | PQ | AN | 2771.281 | 8104404 | no | no |  |  | no |  |  | 1369575.684 | 15419098.536 |  | -1
node_1369802_945_15440049_341 |  |  | PQ | AN | 2771.281 | 8104404 | no | no |  |  | no |  |  | 1369802.945 | 15440049.341 |  | -1
node_1369901_529_15403525_861 |  |  | PQ | AN | 2771.281 | 8104404 | no | no |  |  | no |  |  | 1369901.529 | 15403525.861 |  | -1
node_1369915_987_15420685_233 |  |  | PQ | AN | 2771.281 | 8104404 | no | no |  |  | no |  |  | 1369915.987 | 15420685.233 |  | -1
node_1369955_176_15439303_663 |  |  | PQ | AN | 2771.281 | 8104404 | no | no |  |  | no |  |  | 1369955.176 | 15439303.663 |  | -1
node_1370032_567_15439808_644 |  |  | PQ | AN | 2771.281 | 8104404 | no | no |  |  | no |  |  | 1370032.567 | 15439808.644 |  | -1
node_1370062_368_15428398_128 |  |  | PQ | AN | 2771.281 | 8104404 | no | no |  |  | no |  |  | 1370062.368 | 15428398.128 |  | -1
node_1370138_278_15403735_104 |  |  | PQ | AN | 2771.281 | 8104404 | no | no |  |  | no |  |  | 1370138.278 | 15403735.104 |  | -1
node_1370163_093_15433679_305 |  |  | PQ | AN | 2771.281 | 8104404 | no | no |  |  | no |  |  | 1370163.093 | 15433679.305 |  | -1
node_1370174_975_15421387_471 |  |  | PQ | AN | 2771.281 | 8104404 | no | no |  |  | no |  |  | 1370174.975 | 15421387.471 |  | -1
node_1370243_015_15421848_009 |  |  | PQ | AN | 2771.281 | 8104404 | no | no |  |  | no |  |  | 1370243.015 | 15421848.009 |  | -1
node_1370312_365_15439501_844 |  |  | PQ | AN | 2771.281 | 8104404 | no | no |  |  | no |  |  | 1370312.365 | 15439501.844 |  | -1
node_1370338_691_15427411_22 |  |  | PQ | AN | 2771.281 | 8104404 | no | no |  |  | no |  |  | 1370338.691 | 15427411.22 |  | -1
node_1370473_517_15422208_898 |  |  | PQ | AN | 2771.281 | 8104404 | no | no |  |  | no |  |  | 1370473.517 | 15422208.898 |  | -1
node_1370592_72_15439244_585 |  |  | PQ | AN | 2771.281 | 8104404 | no | no |  |  | no |  |  | 1370592.72 | 15439244.585 |  | -1
node_1370638_248_15421941_32 |  |  | PQ | AN | 2771.281 | 8104404 | no | no |  |  | no |  |  | 1370638.248 | 15421941.32 |  | -1
node_1370677_935_15419350_622 |  |  | PQ | AN | 2771.281 | 8104404 | no | no |  |  | no |  |  | 1370677.935 | 15419350.622 |  | -1
node_1370731_226_15428513_058 |  |  | PQ | AN | 2771.281 | 8104404 | no | no |  |  | no |  |  | 1370731.226 | 15428513.058 |  | -1
node_1370882_208_15418955_938 |  |  | PQ | AN | 2771.281 | 8104404 | no | no |  |  | no |  |  | 1370882.208 | 15418955.938 |  | -1
node_1370898_736_15422161_074 |  |  | PQ | AN | 2771.281 | 8104404 | no | no |  |  | no |  |  | 1370898.736 | 15422161.074 |  | -1
node_1370988_819_15418944_454 |  |  | PQ | AN | 2771.281 | 8104404 | no | no |  |  | no |  |  | 1370988.819 | 15418944.454 |  | -1
node_1371131_656_15428024_437 |  |  | PQ | AN | 2771.281 | 8104404 | no | no |  |  | no |  |  | 1371131.656 | 15428024.437 |  | -1
node_1371156_659_15439216_051 |  |  | PQ | AN | 2771.281 | 8104404 | no | no |  |  | no |  |  | 1371156.659 | 15439216.051 |  | -1
node_1371326_732_15418970_336 |  |  | PQ | AN | 2771.281 | 8104404 | no | no |  |  | no |  |  | 1371326.732 | 15418970.336 |  | -1
node_1371420_835_15427737_531 |  |  | PQ | AN | 2771.281 | 8104404 | no | no |  |  | no |  |  | 1371420.835 | 15427737.531 |  | -1
node_1371430_699_15422416_645 |  |  | PQ | AN | 2771.281 | 8104404 | no | no |  |  | no |  |  | 1371430.699 | 15422416.645 |  | -1
node_1371455_884_15418438_867 |  |  | PQ | AN | 2771.281 | 8104404 | no | no |  |  | no |  |  | 1371455.884 | 15418438.867 |  | -1
node_1371665_45_15427373_541 |  |  | PQ | AN | 2771.281 | 8104404 | no | no |  |  | no |  |  | 1371665.45 | 15427373.541 |  | -1
node_1371793_73_15404424_743 |  |  | PQ | AN | 2771.281 | 8104404 | no | no |  |  | no |  |  | 1371793.73 | 15404424.743 |  | -1
node_1371825_63_15404732_413 |  |  | PQ | AN | 2771.281 | 8104404 | no | no |  |  | no |  |  | 1371825.63 | 15404732.413 |  | -1
node_1371911_049_15434169_736 |  |  | PQ | AN | 2771.281 | 8104404 | no | no |  |  | no |  |  | 1371911.049 | 15434169.736 |  | -1
node_1372072_125_15437520_336 |  |  | PQ | AN | 2771.281 | 8104404 | no | no |  |  | no |  |  | 1372072.125 | 15437520.336 |  | -1
node_1372138_968_15404152_387 |  |  | PQ | AN | 2771.281 | 8104404 | no | no |  |  | no |  |  | 1372138.968 | 15404152.387 |  | -1
node_1372228_422_15403724_471 |  |  | PQ | AN | 2771.281 | 8104404 | no | no |  |  | no |  |  | 1372228.422 | 15403724.471 |  | -1
node_1372264_715_15426611_827 |  |  | PQ | AN | 2771.281 | 8104404 | no | no |  |  | no |  |  | 1372264.715 | 15426611.827 |  | -1
node_1372273_573_15434403_44 |  |  | PQ | AN | 2771.281 | 8104404 | no | no |  |  | no |  |  | 1372273.573 | 15434403.44 |  | -1
node_1372312_968_15404683_87 |  |  | PQ | AN | 2771.281 | 8104404 | no | no |  |  | no |  |  | 1372312.968 | 15404683.87 |  | -1
node_1372400_812_15437203_709 |  |  | PQ | AN | 2771.281 | 8104404 | no | no |  |  | no |  |  | 1372400.812 | 15437203.709 |  | -1
node_1372536_242_15419002_614 |  |  | PQ | AN | 2771.281 | 8104404 | no | no |  |  | no |  |  | 1372536.242 | 15419002.614 |  | -1
node_1372840_131_15419038_2 |  |  | PQ | AN | 2771.281 | 8104404 | no | no |  |  | no |  |  | 1372840.131 | 15419038.2 |  | -1
node_1372934_487_15434306_099 |  |  | PQ | AN | 2771.281 | 8104404 | no | no |  |  | no |  |  | 1372934.487 | 15434306.099 |  | -1
node_1373102_038_15404726_246 |  |  | PQ | AN | 2771.281 | 8104404 | no | no |  |  | no |  |  | 1373102.038 | 15404726.246 |  | -1
node_1373119_728_15422362_217 |  |  | PQ | AN | 2771.281 | 8104404 | no | no |  |  | no |  |  | 1373119.728 | 15422362.217 |  | -1
node_1373252_421_15426371_997 |  |  | PQ | ABCN | 19918.584 | 8104404 | no | no |  |  | no |  |  | 1373252.421 | 15426371.997 |  | -1
node_1373341_427_15417962_52 |  |  | PQ | AN | 2771.281 | 8104404 | no | no |  |  | no |  |  | 1373341.427 | 15417962.52 |  | -1
node_1373365_767_15418939_953 |  |  | PQ | AN | 2771.281 | 8104404 | no | no |  |  | no |  |  | 1373365.767 | 15418939.953 |  | -1
node_1373375_291_15420066_689 |  |  | PQ | AN | 2771.281 | 8104404 | no | no |  |  | no |  |  | 1373375.291 | 15420066.689 |  | -1
node_1373432_584_15419110_868 |  |  | PQ | AN | 2771.281 | 8104404 | no | no |  |  | no |  |  | 1373432.584 | 15419110.868 |  | -1
node_1373468_046_15418715_147 |  |  | PQ | AN | 2771.281 | 8104404 | no | no |  |  | no |  |  | 1373468.046 | 15418715.147 |  | -1
node_1373472_167_15417408_157 |  |  | PQ | AN | 2771.281 | 8104404 | no | no |  |  | no |  |  | 1373472.167 | 15417408.157 |  | -1
node_1373499_182_15429953_39 |  |  | PQ | AN | 2771.281 | 8104404 | no | no |  |  | no |  |  | 1373499.182 | 15429953.39 |  | -1
node_1373509_124_15426314_175 |  |  | PQ | ABCN | 19918.584 | 8104404 | no | no |  |  | no |  |  | 1373509.124 | 15426314.175 |  | -1
node_1373509_263_15420793_714 |  |  | PQ | AN | 2771.281 | 8104404 | no | no |  |  | no |  |  | 1373509.263 | 15420793.714 |  | -1
node_1373510_833_15430493_949 |  |  | PQ | AN | 2771.281 | 8104404 | no | no |  |  | no |  |  | 1373510.833 | 15430493.949 |  | -1
node_1373558_177_15422443_498 |  |  | PQ | AN | 2771.281 | 8104404 | no | no |  |  | no |  |  | 1373558.177 | 15422443.498 |  | -1
node_1373616_726_15425386_316 |  |  | PQ | ABCN | 19918.584 | 8104404 | no | no |  |  | no |  |  | 1373616.726 | 15425386.316 |  | -1
node_1373618_896_15421200_39 |  |  | PQ | AN | 2771.281 | 8104404 | no | no |  |  | no |  |  | 1373618.896 | 15421200.39 |  | -1
node_1373658_406_15421526_517 |  |  | PQ | AN | 2771.281 | 8104404 | no | no |  |  | no |  |  | 1373658.406 | 15421526.517 |  | -1
node_1373661_043_15418440_285 |  |  | PQ | AN | 2771.281 | 8104404 | no | no |  |  | no |  |  | 1373661.043 | 15418440.285 |  | -1
node_1373662_659_15421866_495 |  |  | PQ | AN | 2771.281 | 8104404 | no | no |  |  | no |  |  | 1373662.659 | 15421866.495 |  | -1
node_1373702_868_15422787_651 |  |  | PQ | ABCN | 19918.584 | 8104404 | no | no |  |  | no |  |  | 1373702.868 | 15422787.651 |  | -1
node_1373743_897_15424366_888 |  |  | PQ | ABCN | 19918.584 | 8104404 | no | no |  |  | no |  |  | 1373743.897 | 15424366.888 |  | -1
node_1373767_566_15423688_34 |  |  | PQ | ABCN | 19918.584 | 8104404 | no | no |  |  | no |  |  | 1373767.566 | 15423688.34 |  | -1
node_1373770_121_15423460_356 |  |  | PQ | ABCN | 19918.584 | 8104404 | no | no |  |  | no |  |  | 1373770.121 | 15423460.356 |  | -1
node_1373783_352_15417828_488 |  |  | PQ | AN | 2771.281 | 8104404 | no | no |  |  | no |  |  | 1373783.352 | 15417828.488 |  | -1
node_1373808_717_15404740_605 |  |  | PQ | AN | 2771.281 | 8104404 | no | no |  |  | no |  |  | 1373808.717 | 15404740.605 |  | -1
node_1373870_351_15417445_116 |  |  | PQ | AN | 2771.281 | 8104404 | no | no |  |  | no |  |  | 1373870.351 | 15417445.116 |  | -1
node_1373947_415_15416382_232 |  |  | PQ | AN | 2771.281 | 8104404 | no | no |  |  | no |  |  | 1373947.415 | 15416382.232 |  | -1
node_1374011_981_15427476_386 |  |  | PQ | AN | 2771.281 | 8104404 | no | no |  |  | no |  |  | 1374011.981 | 15427476.386 |  | -1
node_1374021_661_15416793_875 |  |  | PQ | AN | 2771.281 | 8104404 | no | no |  |  | no |  |  | 1374021.661 | 15416793.875 |  | -1
node_1374055_238_15416075_011 |  |  | PQ | AN | 2771.281 | 8104404 | no | no |  |  | no |  |  | 1374055.238 | 15416075.011 |  | -1
node_1374107_51_15409278_475 |  |  | PQ | AN | 2771.281 | 8104404 | no | no |  |  | no |  |  | 1374107.51 | 15409278.475 |  | -1
node_1374225_319_15404937_595 |  |  | PQ | AN | 2771.281 | 8104404 | no | no |  |  | no |  |  | 1374225.319 | 15404937.595 |  | -1
node_1374226_626_15417499_465 |  |  | PQ | AN | 2771.281 | 8104404 | no | no |  |  | no |  |  | 1374226.626 | 15417499.465 |  | -1
node_1374242_654_15415757_95 |  |  | PQ | AN | 2771.281 | 8104404 | no | no |  |  | no |  |  | 1374242.654 | 15415757.95 |  | -1
node_1374326_915_15415315_183 |  |  | PQ | AN | 2771.281 | 8104404 | no | no |  |  | no |  |  | 1374326.915 | 15415315.183 |  | -1
node_1374355_988_15414250_474 |  |  | PQ | AN | 2771.281 | 8104404 | no | no |  |  | no |  |  | 1374355.988 | 15414250.474 |  | -1
node_1374362_24_15415023_592 |  |  | PQ | AN | 2771.281 | 8104404 | no | no |  |  | no |  |  | 1374362.24 | 15415023.592 |  | -1
node_1374410_55_15414484_068 |  |  | PQ | AN | 2771.281 | 8104404 | no | no |  |  | no |  |  | 1374410.55 | 15414484.068 |  | -1
node_1374433_751_15413177_747 |  |  | PQ | AN | 2771.281 | 8104404 | no | no |  |  | no |  |  | 1374433.751 | 15413177.747 |  | -1
node_1374447_445_15422961_779 |  |  | PQ | ABCN | 19918.584 | 8104404 | no | no |  |  | no |  |  | 1374447.445 | 15422961.779 |  | -1
node_1374523_2_15412985_105 |  |  | PQ | AN | 2771.281 | 8104404 | no | no |  |  | no |  |  | 1374523.2 | 15412985.105 |  | -1
node_1374601_517_15412306_67 |  |  | PQ | AN | 2771.281 | 8104404 | no | no |  |  | no |  |  | 1374601.517 | 15412306.67 |  | -1
node_1374655_064_15411561_435 |  |  | PQ | AN | 2771.281 | 8104404 | no | no |  |  | no |  |  | 1374655.064 | 15411561.435 |  | -1
node_1374657_943_15411167_268 |  |  | PQ | AD | 2771.281 | 8104404 | no | no |  |  | no |  |  | 1374657.943 | 15411167.268 |  | -1
node_1374665_959_15404953_1 |  |  | PQ | AN | 2771.281 | 8104404 | no | no |  |  | no |  |  | 1374665.959 | 15404953.1 |  | -1
node_1374729_099_15410744_41 |  |  | PQ | AN | 2771.281 | 8104404 | no | no |  |  | no |  |  | 1374729.099 | 15410744.41 |  | -1
node_1374757_422_15410416_129 |  |  | PQ | AN | 2771.281 | 8104404 | no | no |  |  | no |  |  | 1374757.422 | 15410416.129 |  | -1
node_1374762_893_15409783_365 |  |  | PQ | AN | 2771.281 | 8104404 | no | no |  |  | no |  |  | 1374762.893 | 15409783.365 |  | -1
node_1374842_92_15433838_752 |  |  | PQ | AN | 2771.281 | 8104404 | no | no |  |  | no |  |  | 1374842.92 | 15433838.752 |  | -1
node_1374871_244_15408647_419 |  |  | PQ | AN | 2771.281 | 8104404 | no | no |  |  | no |  |  | 1374871.244 | 15408647.419 |  | -1
node_1374923_779_15408288_738 |  |  | PQ | AN | 2771.281 | 8104404 | no | no |  |  | no |  |  | 1374923.779 | 15408288.738 |  | -1
node_1374982_901_15407928_818 |  |  | PQ | AN | 2771.281 | 8104404 | no | no |  |  | no |  |  | 1374982.901 | 15407928.818 |  | -1
node_1374983_867_15423008_208 |  |  | PQ | ABCN | 19918.584 | 8104404 | no | no |  |  | no |  |  | 1374983.867 | 15423008.208 |  | -1
node_1375050_173_15407533_471 |  |  | PQ | AN | 2771.281 | 8104404 | no | no |  |  | no |  |  | 1375050.173 | 15407533.471 |  | -1
node_1375122_019_15429411_741 |  |  | PQ | AN | 2771.281 | 8104404 | no | no |  |  | no |  |  | 1375122.019 | 15429411.741 |  | -1
node_1375122_625_15407090_441 |  |  | PQ | AN | 2771.281 | 8104404 | no | no |  |  | no |  |  | 1375122.625 | 15407090.441 |  | -1
node_1375146_622_15433838_706 |  |  | PQ | AN | 2771.281 | 8104404 | no | no |  |  | no |  |  | 1375146.622 | 15433838.706 |  | -1
node_1375177_851_15414690_486 |  |  | PQ | AN | 2771.281 | 8104404 | no | no |  |  | no |  |  | 1375177.851 | 15414690.486 |  | -1
node_1375198_468_15406649_146 |  |  | PQ | AN | 2771.281 | 8104404 | no | no |  |  | no |  |  | 1375198.468 | 15406649.146 |  | -1
node_1375327_432_15415488_641 |  |  | PQ | AN | 2771.281 | 8104404 | no | no |  |  | no |  |  | 1375327.432 | 15415488.641 |  | -1
node_1375337_061_15406322_245 |  |  | PQ | AN | 2771.281 | 8104404 | no | no |  |  | no |  |  | 1375337.061 | 15406322.245 |  | -1
node_1375471_072_15405954_372 |  |  | PQ | AN | 2771.281 | 8104404 | no | no |  |  | no |  |  | 1375471.072 | 15405954.372 |  | -1
node_1375486_356_15415137_904 |  |  | PQ | AN | 2771.281 | 8104404 | no | no |  |  | no |  |  | 1375486.356 | 15415137.904 |  | -1
node_1375600_321_15414751_084 |  |  | PQ | AN | 2771.281 | 8104404 | no | no |  |  | no |  |  | 1375600.321 | 15414751.084 |  | -1
node_1375605_268_15407985_767 |  |  | PQ | AN | 2771.281 | 8104404 | no | no |  |  | no |  |  | 1375605.268 | 15407985.767 |  | -1
node_1375725_476_15433858_159 |  |  | PQ | AN | 2771.281 | 8104404 | no | no |  |  | no |  |  | 1375725.476 | 15433858.159 |  | -1
node_1375809_61_15422912_123 |  |  | PQ | AN | 19918.584 | 8104404 | no | no |  |  | no |  |  | 1375809.61 | 15422912.123 |  | -1
node_1375923_725_15430697_513 |  |  | PQ | AN | 2771.281 | 8104404 | no | no |  |  | no |  |  | 1375923.725 | 15430697.513 |  | -1
node_1375939_876_15417286_772 |  |  | PQ | AN | 2771.281 | 8104404 | no | no |  |  | no |  |  | 1375939.876 | 15417286.772 |  | -1
node_1376034_58_15404600_901 |  |  | PQ | AN | 2771.281 | 8104404 | no | no |  |  | no |  |  | 1376034.58 | 15404600.901 |  | -1
node_1376195_29_15404395_336 |  |  | PQ | AN | 2771.281 | 8104404 | no | no |  |  | no |  |  | 1376195.29 | 15404395.336 |  | -1
node_1376336_477_15418691_199 |  |  | PQ | AN | 2771.281 | 8104404 | no | no |  |  | no |  |  | 1376336.477 | 15418691.199 |  | -1
node_1376461_258_15419393_537 |  |  | PQ | AN | 2771.281 | 8104404 | no | no |  |  | no |  |  | 1376461.258 | 15419393.537 |  | -1
node_1376529_007_15431381_524 |  |  | PQ | AN | 2771.281 | 8104404 | no | no |  |  | no |  |  | 1376529.007 | 15431381.524 |  | -1
node_1376852_785_15427121_226 |  |  | PQ | AN | 19918.584 | 8104404 | no | no |  |  | no |  |  | 1376852.785 | 15427121.226 |  | -1
node_1377156_327_15427184_691 |  |  | PQ | AN | 19918.584 | 8104404 | no | no |  |  | no |  |  | 1377156.327 | 15427184.691 |  | -1
node_1377159_732_15433874_611 |  |  | PQ | AN | 2771.281 | 8104404 | no | no |  |  | no |  |  | 1377159.732 | 15433874.611 |  | -1
node_1377183_236_15432140_715 |  |  | PQ | AD | 2771.281 | 8104404 | no | no |  |  | no |  |  | 1377183.236 | 15432140.715 |  | -1
node_1377294_651_15426459_61 |  |  | PQ | AN | 19918.584 | 8104404 | no | no |  |  | no |  |  | 1377294.651 | 15426459.61 |  | -1
node_1377619_803_15432550_49 |  |  | PQ | AN | 2771.281 | 8104404 | no | no |  |  | no |  |  | 1377619.803 | 15432550.49 |  | -1
node_1377693_329_15422587_423 |  |  | PQ | ABCN | 19918.584 | 8104404 | no | no |  |  | no |  |  | 1377693.329 | 15422587.423 |  | -1
node_1377874_014_15436235_825 |  |  | PQ | AN | 2771.281 | 8104404 | no | no |  |  | no |  |  | 1377874.014 | 15436235.825 |  | -1
node_1377910_937_15432868_282 |  |  | PQ | AN | 2771.281 | 8104404 | no | no |  |  | no |  |  | 1377910.937 | 15432868.282 |  | -1
node_1377979_039_15422635_703 |  |  | PQ | ABCN | 19918.584 | 8104404 | no | no |  |  | no |  |  | 1377979.039 | 15422635.703 |  | -1
node_1377992_785_15435097_632 |  |  | PQ | AD | 2771.281 | 8104404 | no | no |  |  | no |  |  | 1377992.785 | 15435097.632 |  | -1
node_1378009_475_15433265_042 |  |  | PQ | AN | 2771.281 | 8104404 | no | no |  |  | no |  |  | 1378009.475 | 15433265.042 |  | -1
node_1378054_265_15434408_814 |  |  | PQ | AN | 2771.281 | 8104404 | no | no |  |  | no |  |  | 1378054.265 | 15434408.814 |  | -1
node_1378074_854_15434730_806 |  |  | PQ | AN | 2771.281 | 8104404 | no | no |  |  | no |  |  | 1378074.854 | 15434730.806 |  | -1
node_1378098_593_15433694_554 |  |  | PQ | AN | 2771.281 | 8104404 | no | no |  |  | no |  |  | 1378098.593 | 15433694.554 |  | -1
node_1378164_631_15433055_4 |  |  | PQ | AN | 2771.281 | 8104404 | no | no |  |  | no |  |  | 1378164.631 | 15433055.4 |  | -1
node_1378175_306_15422522_03 |  |  | PQ | ABCN | 19918.584 | 8104404 | no | no |  |  | no |  |  | 1378175.306 | 15422522.03 |  | -1
node_1378902_106_15406515_862 |  |  | PQ | AN | 2771.281 | 8104404 | no | no |  |  | no |  |  | 1378902.106 | 15406515.862 |  | -1
node_1379014_802_15405394_073 |  |  | PQ | AN | 2771.281 | 8104404 | no | no |  |  | no |  |  | 1379014.802 | 15405394.073 |  | -1
node_1379163_737_15436846_422 |  |  | PQ | AN | 2771.281 | 8104404 | no | no |  |  | no |  |  | 1379163.737 | 15436846.422 |  | -1
node_1379223_354_15421199_11 |  |  | PQ | AN | 2771.281 | 8104404 | no | no |  |  | no |  |  | 1379223.354 | 15421199.11 |  | -1
node_1379400_534_15417823_22 |  |  | PQ | AN | 2771.281 | 8104404 | no | no |  |  | no |  |  | 1379400.534 | 15417823.22 |  | -1
node_1379545_019_15424215_425 |  |  | PQ | AN | 19918.584 | 8104404 | no | no |  |  | no |  |  | 1379545.019 | 15424215.425 |  | -1
node_1379711_569_15422577_706 |  |  | PQ | ABCN | 19918.584 | 8104404 | no | no |  |  | no |  |  | 1379711.569 | 15422577.706 |  | -1
node_1379774_492_15421097_59 |  |  | PQ | AN | 2771.281 | 8104404 | no | no |  |  | no |  |  | 1379774.492 | 15421097.59 |  | -1
node_1379873_48_15423613_672 |  |  | PQ | AN | 19918.584 | 8104404 | no | no |  |  | no |  |  | 1379873.48 | 15423613.672 |  | -1
node_1379923_049_15420416_248 |  |  | PQ | AN | 2771.281 | 8104404 | no | no |  |  | no |  |  | 1379923.049 | 15420416.248 |  | -1
node_1380001_594_15422595_308 |  |  | PQ | ABCN | 19918.584 | 8104404 | no | no |  |  | no |  |  | 1380001.594 | 15422595.308 |  | -1
node_1380003_353_15423142_369 |  |  | PQ | AN | 19918.584 | 8104404 | no | no |  |  | no |  |  | 1380003.353 | 15423142.369 |  | -1
node_1380020_97_15420069_794 |  |  | PQ | AN | 2771.281 | 8104404 | no | no |  |  | no |  |  | 1380020.97 | 15420069.794 |  | -1
node_1380030_446_15437615_763 |  |  | PQ | AN | 2771.281 | 8104404 | no | no |  |  | no |  |  | 1380030.446 | 15437615.763 |  | -1
node_1380188_864_15427558_732 |  |  | PQ | AN | 19918.584 | 8104404 | no | no |  |  | no |  |  | 1380188.864 | 15427558.732 |  | -1
node_1380196_754_15427252_32 |  |  | PQ | AN | 19918.584 | 8104404 | no | no |  |  | no |  |  | 1380196.754 | 15427252.32 |  | -1
node_1380361_045_15433767_251 |  |  | PQ | AN | 2771.281 | 8104404 | no | no |  |  | no |  |  | 1380361.045 | 15433767.251 |  | -1
node_1380471_165_15419799_524 |  |  | PQ | AN | 2771.281 | 8104404 | no | no |  |  | no |  |  | 1380471.165 | 15419799.524 |  | -1
node_1380539_473_15432310_385 |  |  | PQ | AN | 2771.281 | 8104404 | no | no |  |  | no |  |  | 1380539.473 | 15432310.385 |  | -1
node_1380691_335_15419663_771 |  |  | PQ | AN | 2771.281 | 8104404 | no | no |  |  | no |  |  | 1380691.335 | 15419663.771 |  | -1
node_1381325_32_15437488_46 |  |  | PQ | AN | 2771.281 | 8104404 | no | no |  |  | no |  |  | 1381325.32 | 15437488.46 |  | -1
node_1381582_614_15419118_162 |  |  | PQ | AN | 2771.281 | 8104404 | no | no |  |  | no |  |  | 1381582.614 | 15419118.162 |  | -1
node_1381919_775_15416863_858 |  |  | PQ | AN | 2771.281 | 8104404 | no | no |  |  | no |  |  | 1381919.775 | 15416863.858 |  | -1
node_1381942_479_15414822_071 |  |  | PQ | AN | 2771.281 | 8104404 | no | no |  |  | no |  |  | 1381942.479 | 15414822.071 |  | -1
node_1382044_07_15422516_597 |  |  | PQ | ABCN | 19918.584 | 8104404 | no | no |  |  | no |  |  | 1382044.07 | 15422516.597 |  | -1
node_1382208_48_15417164_812 |  |  | PQ | AN | 2771.281 | 8104404 | no | no |  |  | no |  |  | 1382208.48 | 15417164.812 |  | -1
node_1382420_166_15418081_673 |  |  | PQ | AN | 2771.281 | 8104404 | no | no |  |  | no |  |  | 1382420.166 | 15418081.673 |  | -1
node_1382514_852_15410819_894 |  |  | PQ | AD | 2771.281 | 8104404 | no | no |  |  | no |  |  | 1382514.852 | 15410819.894 |  | -1
node_1382576_897_15423548_369 |  |  | PQ | AN | 19918.584 | 8104404 | no | no |  |  | no |  |  | 1382576.897 | 15423548.369 |  | -1
node_1382603_132_15431934_305 |  |  | PQ | AN | 2771.281 | 8104404 | no | no |  |  | no |  |  | 1382603.132 | 15431934.305 |  | -1
node_1382608_076_15410554_583 |  |  | PQ | AN | 2771.281 | 8104404 | no | no |  |  | no |  |  | 1382608.076 | 15410554.583 |  | -1
node_1382612_439_15422468_352 |  |  | PQ | ABCN | 19918.584 | 8104404 | no | no |  |  | no |  |  | 1382612.439 | 15422468.352 |  | -1
node_1382618_768_15431282_79 |  |  | PQ | AN | 2771.281 | 8104404 | no | no |  |  | no |  |  | 1382618.768 | 15431282.79 |  | -1
node_1382620_703_15423466_658 |  |  | PQ | AN | 19918.584 | 8104404 | no | no |  |  | no |  |  | 1382620.703 | 15423466.658 |  | -1
node_1382625_744_15423017_628 |  |  | PQ | AN | 19918.584 | 8104404 | no | no |  |  | no |  |  | 1382625.744 | 15423017.628 |  | -1
node_1382682_158_15407321_558 |  |  | PQ | AN | 2771.281 | 8104404 | no | no |  |  | no |  |  | 1382682.158 | 15407321.558 |  | -1
node_1382785_851_15412902_864 |  |  | PQ | AN | 2771.281 | 8104404 | no | no |  |  | no |  |  | 1382785.851 | 15412902.864 |  | -1
node_1382868_071_15407979_606 |  |  | PQ | AN | 2771.281 | 8104404 | no | no |  |  | no |  |  | 1382868.071 | 15407979.606 |  | -1
node_1382905_055_15422443_108 |  |  | PQ | ABCN | 19918.584 | 8104404 | no | no |  |  | no |  |  | 1382905.055 | 15422443.108 |  | -1
node_1382954_061_15413120_577 |  |  | PQ | AN | 2771.281 | 8104404 | no | no |  |  | no |  |  | 1382954.061 | 15413120.577 |  | -1
node_1382969_753_15409629_155 |  |  | PQ | AN | 2771.281 | 8104404 | no | no |  |  | no |  |  | 1382969.753 | 15409629.155 |  | -1
node_1382996_59_15419254_111 |  |  | PQ | AN | 2771.281 | 8104404 | no | no |  |  | no |  |  | 1382996.59 | 15419254.111 |  | -1
node_1383092_202_15412860_811 |  |  | PQ | AN | 2771.281 | 8104404 | no | no |  |  | no |  |  | 1383092.202 | 15412860.811 |  | -1
node_1383093_851_15408565_129 |  |  | PQ | AN | 2771.281 | 8104404 | no | no |  |  | no |  |  | 1383093.851 | 15408565.129 |  | -1
node_1383109_19_15417725_57 |  |  | PQ | AN | 2771.281 | 8104404 | no | no |  |  | no |  |  | 1383109.19 | 15417725.57 |  | -1
node_1383132_443_15418795_981 |  |  | PQ | AN | 2771.281 | 8104404 | no | no |  |  | no |  |  | 1383132.443 | 15418795.981 |  | -1
node_1383134_577_15419658_128 |  |  | PQ | AN | 2771.281 | 8104404 | no | no |  |  | no |  |  | 1383134.577 | 15419658.128 |  | -1
node_1383150_116_15417328_026 |  |  | PQ | AN | 2771.281 | 8104404 | no | no |  |  | no |  |  | 1383150.116 | 15417328.026 |  | -1
node_1383164_954_15418143_435 |  |  | PQ | AN | 2771.281 | 8104404 | no | no |  |  | no |  |  | 1383164.954 | 15418143.435 |  | -1
node_1383178_67_15430772_29 |  |  | PQ | AN | 2771.281 | 8104404 | no | no |  |  | no |  |  | 1383178.67 | 15430772.29 |  | -1
node_1383410_593_15409268_635 |  |  | PQ | AN | 2771.281 | 8104404 | no | no |  |  | no |  |  | 1383410.593 | 15409268.635 |  | -1
node_1383472_355_15421824_341 |  |  | PQ | AN | 2771.281 | 8104404 | no | no |  |  | no |  |  | 1383472.355 | 15421824.341 |  | -1
node_1383520_015_15421988_748 |  |  | PQ | AN | 2771.281 | 8104404 | no | no |  |  | no |  |  | 1383520.015 | 15421988.748 |  | -1
node_1383534_381_15409526_111 |  |  | PQ | AN | 2771.281 | 8104404 | no | no |  |  | no |  |  | 1383534.381 | 15409526.111 |  | -1
node_1383563_055_15422463_881 |  |  | PQ | ABCN | 19918.584 | 8104404 | no | no |  |  | no |  |  | 1383563.055 | 15422463.881 |  | -1
node_1383652_48_15424958_737 |  |  | PQ | AN | 2771.281 | 8104404 | no | no |  |  | no |  |  | 1383652.48 | 15424958.737 |  | -1
node_1383656_604_15436836_968 |  |  | PQ | AN | 2771.281 | 8104404 | no | no |  |  | no |  |  | 1383656.604 | 15436836.968 |  | -1
node_1383687_131_15420783_664 |  |  | PQ | AN | 2771.281 | 8104404 | no | no |  |  | no |  |  | 1383687.131 | 15420783.664 |  | -1
node_1383697_282_15421126_011 |  |  | PQ | AN | 2771.281 | 8104404 | no | no |  |  | no |  |  | 1383697.282 | 15421126.011 |  | -1
node_1383721_27_15423536_728 |  |  | PQ | AN | 19918.584 | 8104404 | no | no |  |  | no |  |  | 1383721.27 | 15423536.728 |  | -1
node_1383735_311_15423122_231 |  |  | PQ | AN | 19918.584 | 8104404 | no | no |  |  | no |  |  | 1383735.311 | 15423122.231 |  | -1
node_1383775_704_15425210_181 |  |  | PQ | AN | 2771.281 | 8104404 | no | no |  |  | no |  |  | 1383775.704 | 15425210.181 |  | -1
node_1383793_032_15436411_573 |  |  | PQ | AN | 2771.281 | 8104404 | no | no |  |  | no |  |  | 1383793.032 | 15436411.573 |  | -1
node_1383805_161_15420440_94 |  |  | PQ | AN | 2771.281 | 8104404 | no | no |  |  | no |  |  | 1383805.161 | 15420440.94 |  | -1
node_1383877_747_15425410_016 |  |  | PQ | AN | 2771.281 | 8104404 | no | no |  |  | no |  |  | 1383877.747 | 15425410.016 |  | -1
node_1384109_941_15422423_274 |  |  | PQ | ABCN | 19918.584 | 8104404 | no | no |  |  | no |  |  | 1384109.941 | 15422423.274 |  | -1
node_1384116_074_15426281_339 |  |  | PQ | AN | 2771.281 | 8104404 | no | no |  |  | no |  |  | 1384116.074 | 15426281.339 |  | -1
node_1384161_579_15430921_161 |  |  | PQ | AN | 2771.281 | 8104404 | no | no |  |  | no |  |  | 1384161.579 | 15430921.161 |  | -1
node_1384211_54_15426601_072 |  |  | PQ | AN | 2771.281 | 8104404 | no | no |  |  | no |  |  | 1384211.54 | 15426601.072 |  | -1
node_1384291_848_15436374_341 |  |  | PQ | AN | 2771.281 | 8104404 | no | no |  |  | no |  |  | 1384291.848 | 15436374.341 |  | -1
node_1384306_484_15426863_771 |  |  | PQ | AN | 2771.281 | 8104404 | no | no |  |  | no |  |  | 1384306.484 | 15426863.771 |  | -1
node_1384322_252_15428246_789 |  |  | PQ | AN | 2771.281 | 8104404 | no | no |  |  | no |  |  | 1384322.252 | 15428246.789 |  | -1
node_1384386_492_15427993_276 |  |  | PQ | AN | 2771.281 | 8104404 | no | no |  |  | no |  |  | 1384386.492 | 15427993.276 |  | -1
node_1384389_804_15428511_583 |  |  | PQ | AN | 2771.281 | 8104404 | no | no |  |  | no |  |  | 1384389.804 | 15428511.583 |  | -1
node_1384394_883_15422409_267 |  |  | PQ | ABCN | 19918.584 | 8104404 | no | no |  |  | no |  |  | 1384394.883 | 15422409.267 |  | -1
node_1384481_624_15436405_333 |  |  | PQ | AN | 2771.281 | 8104404 | no | no |  |  | no |  |  | 1384481.624 | 15436405.333 |  | -1
node_1384570_187_15436651_134 |  |  | PQ | AN | 2771.281 | 8104404 | no | no |  |  | no |  |  | 1384570.187 | 15436651.134 |  | -1
node_1384573_358_15411697_736 |  |  | PQ | AN | 2771.281 | 8104404 | no | no |  |  | no |  |  | 1384573.358 | 15411697.736 |  | -1
node_1384664_686_15428525_119 |  |  | PQ | AN | 2771.281 | 8104404 | no | no |  |  | no |  |  | 1384664.686 | 15428525.119 |  | -1
node_1384695_844_15428097_547 |  |  | PQ | AN | 2771.281 | 8104404 | no | no |  |  | no |  |  | 1384695.844 | 15428097.547 |  | -1
node_1384700_949_15411824_17 |  |  | PQ | AD | 2771.281 | 8104404 | no | no |  |  | no |  |  | 1384700.949 | 15411824.17 |  | -1
node_1384730_402_15409839_885 |  |  | PQ | AN | 2771.281 | 8104404 | no | no |  |  | no |  |  | 1384730.402 | 15409839.885 |  | -1
node_1384808_64_15412021_214 |  |  | PQ | AN | 2771.281 | 8104404 | no | no |  |  | no |  |  | 1384808.64 | 15412021.214 |  | -1
node_1384813_184_15436804_394 |  |  | PQ | AN | 2771.281 | 8104404 | no | no |  |  | no |  |  | 1384813.184 | 15436804.394 |  | -1
node_1384913_449_15429995_537 |  |  | PQ | AN | 2771.281 | 8104404 | no | no |  |  | no |  |  | 1384913.449 | 15429995.537 |  | -1
node_1385081_209_15412293_94 |  |  | PQ | AN | 2771.281 | 8104404 | no | no |  |  | no |  |  | 1385081.209 | 15412293.94 |  | -1
node_1385081_986_15430449_356 |  |  | PQ | AN | 2771.281 | 8104404 | no | no |  |  | no |  |  | 1385081.986 | 15430449.356 |  | -1
node_1385257_208_15412580_844 |  |  | PQ | AN | 2771.281 | 8104404 | no | no |  |  | no |  |  | 1385257.208 | 15412580.844 |  | -1
node_1385344_238_15422468_738 |  |  | PQ | AN | 19918.584 | 8104404 | no | no |  |  | no |  |  | 1385344.238 | 15422468.738 |  | -1
node_1385497_659_15410946_754 |  |  | PQ | AN | 2771.281 | 8104404 | no | no |  |  | no |  |  | 1385497.659 | 15410946.754 |  | -1
node_1385515_115_15422205_473 |  |  | PQ | ABCN | 19918.584 | 8104404 | no | no |  |  | no |  |  | 1385515.115 | 15422205.473 |  | -1
node_1385623_354_15412689_884 |  |  | PQ | AN | 2771.281 | 8104404 | no | no |  |  | no |  |  | 1385623.354 | 15412689.884 |  | -1
node_1385732_465_15422196_205 |  |  | PQ | ABCN | 19918.584 | 8104404 | no | no |  |  | no |  |  | 1385732.465 | 15422196.205 |  | -1
node_1385871_725_15413002_618 |  |  | PQ | AN | 2771.281 | 8104404 | no | no |  |  | no |  |  | 1385871.725 | 15413002.618 |  | -1
node_1386140_922_15410998_337 |  |  | PQ | AN | 2771.281 | 8104404 | no | no |  |  | no |  |  | 1386140.922 | 15410998.337 |  | -1
node_1386692_036_15430836_851 |  |  | PQ | AN | 2771.281 | 8104404 | no | no |  |  | no |  |  | 1386692.036 | 15430836.851 |  | -1
node_1386897_008_15416189_359 |  |  | PQ | AN | 2771.281 | 8104404 | no | no |  |  | no |  |  | 1386897.008 | 15416189.359 |  | -1
node_1386939_202_15427169_801 |  |  | PQ | AN | 2771.281 | 8104404 | no | no |  |  | no |  |  | 1386939.202 | 15427169.801 |  | -1
node_1387103_235_15422192_602 |  |  | PQ | ABCN | 19918.584 | 8104404 | no | no |  |  | no |  |  | 1387103.235 | 15422192.602 |  | -1
node_1387296_371_15426970_189 |  |  | PQ | AN | 2771.281 | 8104404 | no | no |  |  | no |  |  | 1387296.371 | 15426970.189 |  | -1
node_1387381_963_15425612_237 |  |  | PQ | AN | 2771.281 | 8104404 | no | no |  |  | no |  |  | 1387381.963 | 15425612.237 |  | -1
node_1387425_871_15423695_106 |  |  | PQ | AN | 2771.281 | 8104404 | no | no |  |  | no |  |  | 1387425.871 | 15423695.106 |  | -1
node_1387456_641_15422151_531 |  |  | PQ | ABCN | 19918.584 | 8104404 | no | no |  |  | no |  |  | 1387456.641 | 15422151.531 |  | -1
node_1387529_44_15422833_69 |  |  | PQ | AN | 19918.584 | 8104404 | no | no |  |  | no |  |  | 1387529.44 | 15422833.69 |  | -1
node_1387549_338_15423975_261 |  |  | PQ | AN | 2771.281 | 8104404 | no | no |  |  | no |  |  | 1387549.338 | 15423975.261 |  | -1
node_1387582_815_15426323_865 |  |  | PQ | AN | 2771.281 | 8104404 | no | no |  |  | no |  |  | 1387582.815 | 15426323.865 |  | -1
node_1387606_844_15423314_492 |  |  | PQ | AN | 2771.281 | 8104404 | no | no |  |  | no |  |  | 1387606.844 | 15423314.492 |  | -1
node_1387610_219_15426616_08 |  |  | PQ | AN | 2771.281 | 8104404 | no | no |  |  | no |  |  | 1387610.219 | 15426616.08 |  | -1
node_1387636_673_15424735_54 |  |  | PQ | AN | 2771.281 | 8104404 | no | no |  |  | no |  |  | 1387636.673 | 15424735.54 |  | -1
node_1387686_766_15424271_769 |  |  | PQ | AN | 2771.281 | 8104404 | no | no |  |  | no |  |  | 1387686.766 | 15424271.769 |  | -1
node_1387721_163_15423755_922 |  |  | PQ | AN | 2771.281 | 8104404 | no | no |  |  | no |  |  | 1387721.163 | 15423755.922 |  | -1
node_1387905_126_15415827_728 |  |  | PQ | AN | 2771.281 | 8104404 | no | no |  |  | no |  |  | 1387905.126 | 15415827.728 |  | -1
node_1387956_667_15430712_682 |  |  | PQ | AN | 2771.281 | 8104404 | no | no |  |  | no |  |  | 1387956.667 | 15430712.682 |  | -1
node_1387997_355_15421906_152 |  |  | PQ | ABCN | 19918.584 | 8104404 | no | no |  |  | no |  |  | 1387997.355 | 15421906.152 |  | -1
node_1388108_307_15415691_067 |  |  | PQ | AN | 2771.281 | 8104404 | no | no |  |  | no |  |  | 1388108.307 | 15415691.067 |  | -1
node_1388407_979_15430663_15 |  |  | PQ | AN | 2771.281 | 8104404 | no | no |  |  | no |  |  | 1388407.979 | 15430663.15 |  | -1
node_1388437_393_15430320_184 |  |  | PQ | AN | 2771.281 | 8104404 | no | no |  |  | no |  |  | 1388437.393 | 15430320.184 |  | -1
node_1389082_555_15421868_88 |  |  | PQ | ABCN | 19918.584 | 8104404 | no | no |  |  | no |  |  | 1389082.555 | 15421868.88 |  | -1
node_1389130_933_15416540_278 |  |  | PQ | AN | 2771.281 | 8104404 | no | no |  |  | no |  |  | 1389130.933 | 15416540.278 |  | -1
node_1389260_873_15415519_073 |  |  | PQ | AN | 2771.281 | 8104404 | no | no |  |  | no |  |  | 1389260.873 | 15415519.073 |  | -1
node_1389542_933_15430570_993 |  |  | PQ | AN | 2771.281 | 8104404 | no | no |  |  | no |  |  | 1389542.933 | 15430570.993 |  | -1
node_1389685_887_15417857_223 |  |  | PQ | AN | 2771.281 | 8104404 | no | no |  |  | no |  |  | 1389685.887 | 15417857.223 |  | -1
node_1389743_042_15418084_624 |  |  | PQ | AN | 2771.281 | 8104404 | no | no |  |  | no |  |  | 1389743.042 | 15418084.624 |  | -1
node_1389822_015_15418343_018 |  |  | PQ | AD | 2771.281 | 8104404 | no | no |  |  | no |  |  | 1389822.015 | 15418343.018 |  | -1
node_1389891_506_15419787_034 |  |  | PQ | AN | 2771.281 | 8104404 | no | no |  |  | no |  |  | 1389891.506 | 15419787.034 |  | -1
node_1390076_318_15422024_58 |  |  | PQ | ABCN | 19918.584 | 8104404 | no | no |  |  | no |  |  | 1390076.318 | 15422024.58 |  | -1
node_1390147_615_15420419_653 |  |  | PQ | AN | 2771.281 | 8104404 | no | no |  |  | no |  |  | 1390147.615 | 15420419.653 |  | -1
node_1390495_615_15420840_514 |  |  | PQ | AN | 2771.281 | 8104404 | no | no |  |  | no |  |  | 1390495.615 | 15420840.514 |  | -1
node_1390544_26_15422184_126 |  |  | PQ | ABCN | 19918.584 | 8104404 | no | no |  |  | no |  |  | 1390544.26 | 15422184.126 |  | -1
node_1390694_039_15421030_062 |  |  | PQ | AN | 2771.281 | 8104404 | no | no |  |  | no |  |  | 1390694.039 | 15421030.062 |  | -1
node_1391320_779_15422102_743 |  |  | PQ | AN | 2771.281 | 8104404 | no | no |  |  | no |  |  | 1391320.779 | 15422102.743 |  | -1
node_1391429_228_15423120_632 |  |  | PQ | ABCN | 19918.584 | 8104404 | no | no |  |  | no |  |  | 1391429.228 | 15423120.632 |  | -1
node_1391519_151_15425667_09 |  |  | PQ | AN | 19918.584 | 8104404 | no | no |  |  | no |  |  | 1391519.151 | 15425667.09 |  | -1
node_1391525_489_15425447_881 |  |  | PQ | ABCN | 19918.584 | 8104404 | no | no |  |  | no |  |  | 1391525.489 | 15425447.881 |  | -1
node_1391546_384_15424896_253 |  |  | PQ | ABCN | 19918.584 | 8104404 | no | no |  |  | no |  |  | 1391546.384 | 15424896.253 |  | -1
node_1391596_776_15423763_096 |  |  | PQ | ABCN | 19918.584 | 8104404 | no | no |  |  | no |  |  | 1391596.776 | 15423763.096 |  | -1
node_1391675_636_15423317_922 |  |  | PQ | ABCN | 19918.584 | 8104404 | no | no |  |  | no |  |  | 1391675.636 | 15423317.922 |  | -1
node_1391891_296_15425451_455 |  |  | PQ | AN | 19918.584 | 8104404 | no | no |  |  | no |  |  | 1391891.296 | 15425451.455 |  | -1
node_1392245_452_15424166_082 |  |  | PQ | AN | 19918.584 | 8104404 | no | no |  |  | no |  |  | 1392245.452 | 15424166.082 |  | -1
node_8104404_200840050 |  |  | PQ | AD | 2771.281 | 8104404 | no | no |  |  | no |  |  | 1373437.294 | 15404849.413 |  | -1
node_8104404_200840051 |  |  | PQ | AN | 2771.281 | 8104404 | no | no |  |  | no |  |  | 1373091.033 | 15404768.248 |  | -1
node_8104404_200840053 |  |  | PQ | AD | 2771.281 | 8104404 | no | no |  |  | no |  |  | 1372714.861 | 15404752.916 |  | -1
node_8104404_200840054 |  |  | PQ | AN | 2771.281 | 8104404 | no | no |  |  | no |  |  | 1372303.155 | 15404732.055 |  | -1
node_8104404_200840056 |  |  | PQ | AN | 2771.281 | 8104404 | no | no |  |  | no |  |  | 1371830.745 | 15404684.264 |  | -1
node_8104404_200840057 |  |  | PQ | AD | 2771.281 | 8104404 | no | no |  |  | no |  |  | 1371686.388 | 15404429.604 |  | -1
node_8104404_200840058 |  |  | PQ | AN | 2771.281 | 8104404 | no | no |  |  | no |  |  | 1371783.524 | 15404405.263 |  | -1
node_8104404_200840059 |  |  | PQ | AN | 2771.281 | 8104404 | no | no |  |  | no |  |  | 1372110.436 | 15404140.065 |  | -1
node_8104404_200840060 |  |  | PQ | AN | 2771.281 | 8104404 | no | no |  |  | no |  |  | 1372248.282 | 15403754.392 |  | -1
node_8104404_200840062 |  |  | PQ | AD | 2771.281 | 8104404 | no | no |  |  | no |  |  | 1371411.131 | 15404222.02 |  | -1
node_8104404_200840063 |  |  | PQ | AD | 2771.281 | 8104404 | no | no |  |  | no |  |  | 1370991.33 | 15404223.757 |  | -1
node_8104404_200840064 |  |  | PQ | AD | 2771.281 | 8104404 | no | no |  |  | no |  |  | 1370727.879 | 15404166.673 |  | -1
node_8104404_200840065 |  |  | PQ | AD | 2771.281 | 8104404 | no | no |  |  | no |  |  | 1370659.236 | 15403997.125 |  | -1
node_8104404_200840066 |  |  | PQ | AD | 2771.281 | 8104404 | no | no |  |  | no |  |  | 1370383.433 | 15403878.939 |  | -1
node_8104404_200840067 |  |  | PQ | AN | 2771.281 | 8104404 | no | no |  |  | no |  |  | 1370122.46 | 15403760.118 |  | -1
node_8104404_200840069 |  |  | PQ | AN | 2771.281 | 8104404 | no | no |  |  | no |  |  | 1369878.81 | 15403559.746 |  | -1
node_8104404_200840070 |  |  | PQ | AD | 2771.281 | 8104404 | no | no |  |  | no |  |  | 1369582.621 | 15403403.564 |  | -1
node_8104404_200840071 |  |  | PQ | AD | 2771.281 | 8104404 | no | no |  |  | no |  |  | 1369379.145 | 15403289.644 |  | -1
node_8104404_200840072 |  |  | PQ | AD | 2771.281 | 8104404 | no | no |  |  | no |  |  | 1369053.152 | 15403245.426 |  | -1
node_8104404_200840073 |  |  | PQ | AD | 2771.281 | 8104404 | no | no |  |  | no |  |  | 1374111.148 | 15404837.022 |  | -1
node_8104404_200840074 |  |  | PQ | AN | 2771.281 | 8104404 | no | no |  |  | no |  |  | 1373805.58 | 15404781.529 |  | -1
node_8104404_200845168 |  |  | PQ | AN | 2771.281 | 8104404 | no | no |  |  | no |  |  | 1375502.376 | 15405959.721 |  | -1
node_8104404_200845170 |  |  | PQ | AD | 2771.281 | 8104404 | no | no |  |  | no |  |  | 1375610.137 | 15405672.272 |  | -1
node_8104404_200845171 |  |  | PQ | AD | 2771.281 | 8104404 | no | no |  |  | no |  |  | 1375726.461 | 15405391.655 |  | -1
node_8104404_200845172 |  |  | PQ | AD | 2771.281 | 8104404 | no | no |  |  | no |  |  | 1375823.522 | 15405147.871 |  | -1
node_8104404_200845173 |  |  | PQ | AD | 2771.281 | 8104404 | no | no |  |  | no |  |  | 1375924.711 | 15404905.009 |  | -1
node_8104404_200845174 |  |  | PQ | AD | 2771.281 | 8104404 | no | no |  |  | no |  |  | 1375958.336 | 15404847.6 |  | -1
node_8104404_200845175 |  |  | PQ | AN | 2771.281 | 8104404 | no | no |  |  | no |  |  | 1376064.558 | 15404614.432 |  | -1
node_8104404_200845176 |  |  | PQ | AN | 2771.281 | 8104404 | no | no |  |  | no |  |  | 1376176.343 | 15404424.876 |  | -1
node_8104404_200845891 |  |  | PQ | AD | 2771.281 | 8104404 | no | no |  |  | no |  |  | 1380730.464 | 15406323.099 |  | -1
node_8104404_200845892 |  |  | PQ | AD | 2771.281 | 8104404 | no | no |  |  | no |  |  | 1380351.548 | 15406115.652 |  | -1
node_8104404_200845893 |  |  | PQ | AD | 2771.281 | 8104404 | no | no |  |  | no |  |  | 1380034.834 | 15405944.925 |  | -1
node_8104404_200845894 |  |  | PQ | AD | 2771.281 | 8104404 | no | no |  |  | no |  |  | 1379802.754 | 15405895.385 |  | -1
node_8104404_200845895 |  |  | PQ | AD | 2771.281 | 8104404 | no | no |  |  | no |  |  | 1379374.476 | 15405619.42 |  | -1
node_8104404_200845896 |  |  | PQ | AN | 2771.281 | 8104404 | no | no |  |  | no |  |  | 1379043.305 | 15405434.926 |  | -1
node_8104404_200846049 |  |  | PQ | AD | 2771.281 | 8104404 | no | no |  |  | no |  |  | 1375646.554 | 15404896.375 |  | -1
node_8104404_200846050 |  |  | PQ | AD | 2771.281 | 8104404 | no | no |  |  | no |  |  | 1375383.852 | 15404899.326 |  | -1
node_8104404_200846051 |  |  | PQ | AD | 2771.281 | 8104404 | no | no |  |  | no |  |  | 1375136.274 | 15404882.591 |  | -1
node_8104404_200846052 |  |  | PQ | AD | 2771.281 | 8104404 | no | no |  |  | no |  |  | 1374882.835 | 15404875.658 |  | -1
node_8104404_200846053 |  |  | PQ | AN | 2771.281 | 8104404 | no | no |  |  | no |  |  | 1374652.882 | 15404883.48 |  | -1
node_8104404_200846054 |  |  | PQ | AD | 2771.281 | 8104404 | no | no |  |  | no |  |  | 1374486.762 | 15404874.731 |  | -1
node_8104404_200846055 |  |  | PQ | AN | 2771.281 | 8104404 | no | no |  |  | no |  |  | 1374222.461 | 15404870.418 |  | -1
node_8104404_200882918 |  |  | PQ | AD | 2771.281 | 8104404 | no | no |  |  | no |  |  | 1380885.155 | 15437502.567 |  | -1
node_8104404_200882919 |  |  | PQ | AN | 2771.281 | 8104404 | no | no |  |  | no |  |  | 1381312.618 | 15437453.684 |  | -1
node_8104404_200882920 |  |  | PQ | AD | 2771.281 | 8104404 | no | no |  |  | no |  |  | 1381578.904 | 15437310.949 |  | -1
node_8104404_200882921 |  |  | PQ | AD | 2771.281 | 8104404 | no | no |  |  | no |  |  | 1382097.999 | 15437177.693 |  | -1
node_8104404_200882922 |  |  | PQ | AD | 2771.281 | 8104404 | no | no |  |  | no |  |  | 1382315.16 | 15437123.159 |  | -1
node_8104404_200882923 |  |  | PQ | AD | 2771.281 | 8104404 | no | no |  |  | no |  |  | 1382687.866 | 15436931.962 |  | -1
node_8104404_200882924 |  |  | PQ | AD | 2771.281 | 8104404 | no | no |  |  | no |  |  | 1383045.478 | 15436746.01 |  | -1
node_8104404_200882925 |  |  | PQ | AD | 2771.281 | 8104404 | no | no |  |  | no |  |  | 1383394.165 | 15436561.713 |  | -1
node_8104404_200882926 |  |  | PQ | AD | 2771.281 | 8104404 | no | no |  |  | no |  |  | 1383537.515 | 15436495.314 |  | -1
node_8104404_200882927 |  |  | PQ | AD | 2771.281 | 8104404 | no | no |  |  | no |  |  | 1383554.541 | 15436527.038 |  | -1
node_8104404_200882928 |  |  | PQ | AN | 2771.281 | 8104404 | no | no |  |  | no |  |  | 1383647.852 | 15436806.044 |  | -1
node_8104404_200882929 |  |  | PQ | AN | 2771.281 | 8104404 | no | no |  |  | no |  |  | 1383770.366 | 15436376.157 |  | -1
node_8104404_200882930 |  |  | PQ | AD | 2771.281 | 8104404 | no | no |  |  | no |  |  | 1384132.96 | 15436183.371 |  | -1
node_8104404_200882931 |  |  | PQ | AN | 2771.281 | 8104404 | no | no |  |  | no |  |  | 1384315.538 | 15436358.666 |  | -1
node_8104404_200882933 |  |  | PQ | AN | 2771.281 | 8104404 | no | no |  |  | no |  |  | 1384465.875 | 15436439.623 |  | -1
node_8104404_200882934 |  |  | PQ | AN | 2771.281 | 8104404 | no | no |  |  | no |  |  | 1384600.455 | 15436628.528 |  | -1
node_8104404_200882935 |  |  | PQ | AN | 2771.281 | 8104404 | no | no |  |  | no |  |  | 1384782.085 | 15436786.089 |  | -1
node_8104404_200882936 |  |  | PQ | AD | 2771.281 | 8104404 | no | no |  |  | no |  |  | 1379735.286 | 15437407.821 |  | -1
node_8104404_200882937 |  |  | PQ | AN | 2771.281 | 8104404 | no | no |  |  | no |  |  | 1380040.342 | 15437595.787 |  | -1
node_8104404_200882938 |  |  | PQ | AD | 2771.281 | 8104404 | no | no |  |  | no |  |  | 1380324.591 | 15437557.606 |  | -1
node_8104404_200882939 |  |  | PQ | AD | 2771.281 | 8104404 | no | no |  |  | no |  |  | 1380593.179 | 15437529.177 |  | -1
node_8104404_200883304 |  |  | PQ | AD | 2771.281 | 8104404 | no | no |  |  | no |  |  | 1378125.438 | 15433958.767 |  | -1
node_8104404_200883306 |  |  | PQ | AN | 2771.281 | 8104404 | no | no |  |  | no |  |  | 1378082.546 | 15434415.784 |  | -1
node_8104404_200883309 |  |  | PQ | AN | 2771.281 | 8104404 | no | no |  |  | no |  |  | 1378040.309 | 15434732.156 |  | -1
node_8104404_200883310 |  |  | PQ | AD | 2771.281 | 8104404 | no | no |  |  | no |  |  | 1377990.148 | 15435117.913 |  | -1
node_8104404_200883311 |  |  | PQ | AD | 2771.281 | 8104404 | no | no |  |  | no |  |  | 1377936.036 | 15435502.602 |  | -1
node_8104404_200883312 |  |  | PQ | AD | 2771.281 | 8104404 | no | no |  |  | no |  |  | 1377902.703 | 15435862.259 |  | -1
node_8104404_200883313 |  |  | PQ | AN | 2771.281 | 8104404 | no | no |  |  | no |  |  | 1377873.278 | 15436210.402 |  | -1
node_8104404_200883314 |  |  | PQ | AN | 2771.281 | 8104404 | no | no |  |  | no |  |  | 1374869.906 | 15433832.942 |  | -1
node_8104404_200883317 |  |  | PQ | AD | 2771.281 | 8104404 | no | no |  |  | no |  |  | 1376733.49 | 15433854.092 |  | -1
node_8104404_200883318 |  |  | PQ | AD | 2771.281 | 8104404 | no | no |  |  | no |  |  | 1376393.575 | 15433853.047 |  | -1
node_8104404_200883319 |  |  | PQ | AD | 2771.281 | 8104404 | no | no |  |  | no |  |  | 1376108.392 | 15433849.86 |  | -1
node_8104404_200883321 |  |  | PQ | AN | 2771.281 | 8104404 | no | no |  |  | no |  |  | 1375722.086 | 15433828.106 |  | -1
node_8104404_200883322 |  |  | PQ | AD | 2771.281 | 8104404 | no | no |  |  | no |  |  | 1375426.575 | 15433817.379 |  | -1
node_8104404_200883323 |  |  | PQ | AN | 2771.281 | 8104404 | no | no |  |  | no |  |  | 1375148.227 | 15433800.571 |  | -1
node_8104404_200883438 |  |  | PQ | AD | 2771.281 | 8104404 | no | no |  |  | no |  |  | 1361188.645 | 15450367.171 |  | -1
node_8104404_200883439 |  |  | PQ | AD | 2771.281 | 8104404 | no | no |  |  | no |  |  | 1358039.072 | 15452923.158 |  | -1
node_8104404_200883440 |  |  | PQ | AD | 2771.281 | 8104404 | no | no |  |  | no |  |  | 1357797.525 | 15453322.251 |  | -1
node_8104404_200883441 |  |  | PQ | AD | 2771.281 | 8104404 | no | no |  |  | no |  |  | 1357626.546 | 15453856.224 |  | -1
node_8104404_200883442 |  |  | PQ | AN | 2771.281 | 8104404 | no | no |  |  | no |  |  | 1357439.401 | 15454439.146 |  | -1
node_8104404_200883444 |  |  | PQ | AN | 2771.281 | 8104404 | no | no |  |  | no |  |  | 1357275.394 | 15454943.885 |  | -1
node_8104404_200883445 |  |  | PQ | AD | 2771.281 | 8104404 | no | no |  |  | no |  |  | 1357259.299 | 15455332.879 |  | -1
node_8104404_200883446 |  |  | PQ | AN | 2771.281 | 8104404 | no | no |  |  | no |  |  | 1357234.501 | 15455770.609 |  | -1
node_8104404_200883447 |  |  | PQ | AN | 2771.281 | 8104404 | no | no |  |  | no |  |  | 1357213.271 | 15456112.757 |  | -1
node_8104404_200883448 |  |  | PQ | AD | 2771.281 | 8104404 | no | no |  |  | no |  |  | 1357196.59 | 15456449.648 |  | -1
node_8104404_200883449 |  |  | PQ | AD | 2771.281 | 8104404 | no | no |  |  | no |  |  | 1357245.645 | 15456621.743 |  | -1
node_8104404_200883450 |  |  | PQ | AD | 2771.281 | 8104404 | no | no |  |  | no |  |  | 1357248.947 | 15456919.98 |  | -1
node_8104404_200883451 |  |  | PQ | AD | 2771.281 | 8104404 | no | no |  |  | no |  |  | 1360975.867 | 15450432.269 |  | -1
node_8104404_200883452 |  |  | PQ | AD | 2771.281 | 8104404 | no | no |  |  | no |  |  | 1357257.524 | 15457213.09 |  | -1
node_8104404_200883453 |  |  | PQ | AD | 2771.281 | 8104404 | no | no |  |  | no |  |  | 1357263.858 | 15457468.677 |  | -1
node_8104404_200883454 |  |  | PQ | AD | 2771.281 | 8104404 | no | no |  |  | no |  |  | 1357339.317 | 15457761.365 |  | -1
node_8104404_200883455 |  |  | PQ | AD | 2771.281 | 8104404 | no | no |  |  | no |  |  | 1357443.119 | 15457952.646 |  | -1
node_8104404_200883456 |  |  | PQ | AD | 2771.281 | 8104404 | no | no |  |  | no |  |  | 1357540.389 | 15458175.026 |  | -1
node_8104404_200883457 |  |  | PQ | AD | 2771.281 | 8104404 | no | no |  |  | no |  |  | 1357696.588 | 15458562.973 |  | -1
node_8104404_200883458 |  |  | PQ | AD | 2771.281 | 8104404 | no | no |  |  | no |  |  | 1357900.056 | 15459005.873 |  | -1
node_8104404_200883459 |  |  | PQ | AN | 2771.281 | 8104404 | no | no |  |  | no |  |  | 1358052.546 | 15459357.52 |  | -1
node_8104404_200883460 |  |  | PQ | AN | 2771.281 | 8104404 | no | no |  |  | no |  |  | 1358045.716 | 15459692.111 |  | -1
node_8104404_200883461 |  |  | PQ | AN | 2771.281 | 8104404 | no | no |  |  | no |  |  | 1358034.234 | 15460065.029 |  | -1
node_8104404_200883463 |  |  | PQ | AD | 2771.281 | 8104404 | no | no |  |  | no |  |  | 1360579.004 | 15450604.597 |  | -1
node_8104404_200883464 |  |  | PQ | AD | 2771.281 | 8104404 | no | no |  |  | no |  |  | 1360217.088 | 15450743.487 |  | -1
node_8104404_200883465 |  |  | PQ | AN | 2771.281 | 8104404 | no | no |  |  | no |  |  | 1359580.795 | 15451021.058 |  | -1
node_8104404_200883466 |  |  | PQ | AD | 2771.281 | 8104404 | no | no |  |  | no |  |  | 1359335.162 | 15451205.127 |  | -1
node_8104404_200883467 |  |  | PQ | AN | 2771.281 | 8104404 | no | no |  |  | no |  |  | 1358853.15 | 15451576.811 |  | -1
node_8104404_200883468 |  |  | PQ | AN | 2771.281 | 8104404 | no | no |  |  | no |  |  | 1358530.254 | 15452112.242 |  | -1
node_8104404_200883470 |  |  | PQ | AN | 2771.281 | 8104404 | no | no |  |  | no |  |  | 1358263.665 | 15452556.46 |  | -1
node_8104404_200883507 |  |  | PQ | AN | 2771.281 | 8104404 | no | no |  |  | no |  |  | 1371900.353 | 15434189.935 |  | -1
node_8104404_200883508 |  |  | PQ | AD | 2771.281 | 8104404 | no | no |  |  | no |  |  | 1365963.693 | 15433637.671 |  | -1
node_8104404_200883509 |  |  | PQ | AD | 2771.281 | 8104404 | no | no |  |  | no |  |  | 1365654.664 | 15433623.53 |  | -1
node_8104404_200883510 |  |  | PQ | AN | 2771.281 | 8104404 | no | no |  |  | no |  |  | 1365333.64 | 15433606.883 |  | -1
node_8104404_200883513 |  |  | PQ | AD | 2771.281 | 8104404 | no | no |  |  | no |  |  | 1370432.113 | 15433847.775 |  | -1
node_8104404_200883514 |  |  | PQ | AD | 2771.281 | 8104404 | no | no |  |  | no |  |  | 1370647.059 | 15434051.214 |  | -1
node_8104404_200883515 |  |  | PQ | AD | 2771.281 | 8104404 | no | no |  |  | no |  |  | 1370919.931 | 15434309.421 |  | -1
node_8104404_200883516 |  |  | PQ | AD | 2771.281 | 8104404 | no | no |  |  | no |  |  | 1371172.809 | 15434543.803 |  | -1
node_8104404_200883517 |  |  | PQ | AD | 2771.281 | 8104404 | no | no |  |  | no |  |  | 1371438.107 | 15434602.402 |  | -1
node_8104404_200883518 |  |  | PQ | AD | 2771.281 | 8104404 | no | no |  |  | no |  |  | 1371797.497 | 15434490.836 |  | -1
node_8104404_200883519 |  |  | PQ | AN | 2771.281 | 8104404 | no | no |  |  | no |  |  | 1372276.38 | 15434427.062 |  | -1
node_8104404_200883520 |  |  | PQ | AD | 2771.281 | 8104404 | no | no |  |  | no |  |  | 1372589.751 | 15434393.85 |  | -1
node_8104404_200883521 |  |  | PQ | AN | 2771.281 | 8104404 | no | no |  |  | no |  |  | 1372902.38 | 15434305.801 |  | -1
node_8104404_200883522 |  |  | PQ | AN | 2771.281 | 8104404 | no | no |  |  | no |  |  | 1360920.824 | 15447053.246 |  | -1
node_8104404_200883524 |  |  | PQ | AN | 2771.281 | 8104404 | no | no |  |  | no |  |  | 1357228.431 | 15446517.002 |  | -1
node_8104404_200883525 |  |  | PQ | AD | 2771.281 | 8104404 | no | no |  |  | no |  |  | 1357025.623 | 15445956.827 |  | -1
node_8104404_200883527 |  |  | PQ | AN | 2771.281 | 8104404 | no | no |  |  | no |  |  | 1356882.431 | 15445105.658 |  | -1
node_8104404_200883528 |  |  | PQ | AD | 2771.281 | 8104404 | no | no |  |  | no |  |  | 1356874.069 | 15444690.978 |  | -1
node_8104404_200883529 |  |  | PQ | AD | 2771.281 | 8104404 | no | no |  |  | no |  |  | 1356976.486 | 15444320.055 |  | -1
node_8104404_200883530 |  |  | PQ | AD | 2771.281 | 8104404 | no | no |  |  | no |  |  | 1357078.139 | 15443961.481 |  | -1
node_8104404_200883531 |  |  | PQ | AN | 2771.281 | 8104404 | no | no |  |  | no |  |  | 1357173.791 | 15443634.894 |  | -1
node_8104404_200883532 |  |  | PQ | AD | 2771.281 | 8104404 | no | no |  |  | no |  |  | 1357029.708 | 15443084.208 |  | -1
node_8104404_200883533 |  |  | PQ | AN | 2771.281 | 8104404 | no | no |  |  | no |  |  | 1356946.574 | 15443110.672 |  | -1
node_8104404_200883534 |  |  | PQ | AD | 2771.281 | 8104404 | no | no |  |  | no |  |  | 1356627.853 | 15443070.923 |  | -1
node_8104404_200883535 |  |  | PQ | AN | 2771.281 | 8104404 | no | no |  |  | no |  |  | 1356621.368 | 15443295.686 |  | -1
node_8104404_200883536 |  |  | PQ | AN | 2771.281 | 8104404 | no | no |  |  | no |  |  | 1356475.526 | 15442947.953 |  | -1
node_8104404_200883537 |  |  | PQ | AN | 2771.281 | 8104404 | no | no |  |  | no |  |  | 1357122.659 | 15442690.926 |  | -1
node_8104404_200883538 |  |  | PQ | AD | 2771.281 | 8104404 | no | no |  |  | no |  |  | 1360584.5 | 15447042.323 |  | -1
node_8104404_200883539 |  |  | PQ | AD | 2771.281 | 8104404 | no | no |  |  | no |  |  | 1360548.613 | 15447099.023 |  | -1
node_8104404_200883540 |  |  | PQ | AN | 2771.281 | 8104404 | no | no |  |  | no |  |  | 1360539.269 | 15447393.197 |  | -1
node_8104404_200883541 |  |  | PQ | AD | 2771.281 | 8104404 | no | no |  |  | no |  |  | 1357040.792 | 15442700.815 |  | -1
node_8104404_200883542 |  |  | PQ | AD | 2771.281 | 8104404 | no | no |  |  | no |  |  | 1356985.147 | 15442471.331 |  | -1
node_8104404_200883543 |  |  | PQ | AN | 2771.281 | 8104404 | no | no |  |  | no |  |  | 1356988.38 | 15442258.088 |  | -1
node_8104404_200883544 |  |  | PQ | AN | 2771.281 | 8104404 | no | no |  |  | no |  |  | 1360219.978 | 15447020.563 |  | -1
node_8104404_200883546 |  |  | PQ | AD | 2771.281 | 8104404 | no | no |  |  | no |  |  | 1359887.031 | 15447014.465 |  | -1
node_8104404_200883547 |  |  | PQ | AN | 2771.281 | 8104404 | no | no |  |  | no |  |  | 1359389.982 | 15447013.974 |  | -1
node_8104404_200883549 |  |  | PQ | AN | 2771.281 | 8104404 | no | no |  |  | no |  |  | 1358992.861 | 15446987.623 |  | -1
node_8104404_200883552 |  |  | PQ | AD | 2771.281 | 8104404 | no | no |  |  | no |  |  | 1358509.892 | 15446990.376 |  | -1
node_8104404_200883553 |  |  | PQ | AD | 2771.281 | 8104404 | no | no |  |  | no |  |  | 1358575.415 | 15447013.067 |  | -1
node_8104404_200883554 |  |  | PQ | AD | 2771.281 | 8104404 | no | no |  |  | no |  |  | 1358562.527 | 15447346.954 |  | -1
node_8104404_200883555 |  |  | PQ | AD | 2771.281 | 8104404 | no | no |  |  | no |  |  | 1358557.785 | 15447671.563 |  | -1
node_8104404_200883556 |  |  | PQ | AN | 2771.281 | 8104404 | no | no |  |  | no |  |  | 1358543.465 | 15448005.812 |  | -1
node_8104404_200883557 |  |  | PQ | AD | 2771.281 | 8104404 | no | no |  |  | no |  |  | 1358193.94 | 15446977.441 |  | -1
node_8104404_200883558 |  |  | PQ | AD | 2771.281 | 8104404 | no | no |  |  | no |  |  | 1357775.372 | 15446973.42 |  | -1
node_8104404_200883564 |  |  | PQ | AN | 2771.281 | 8104404 | no | no |  |  | no |  |  | 1368275.662 | 15460664.137 |  | -1
node_8104404_200883565 |  |  | PQ | AN | 2771.281 | 8104404 | no | no |  |  | no |  |  | 1367138.453 | 15457155.301 |  | -1
node_8104404_200883566 |  |  | PQ | AD | 2771.281 | 8104404 | no | no |  |  | no |  |  | 1367829.071 | 15444678.999 |  | -1
node_8104404_200883567 |  |  | PQ | AD | 2771.281 | 8104404 | no | no |  |  | no |  |  | 1366625.137 | 15447910.612 |  | -1
node_8104404_200883568 |  |  | PQ | AN | 2771.281 | 8104404 | no | no |  |  | no |  |  | 1366407.294 | 15448284.738 |  | -1
node_8104404_200883569 |  |  | PQ | AN | 2771.281 | 8104404 | no | no |  |  | no |  |  | 1366260.737 | 15448526.256 |  | -1
node_8104404_200883570 |  |  | PQ | AN | 2771.281 | 8104404 | no | no |  |  | no |  |  | 1366132.508 | 15448736.478 |  | -1
node_8104404_200883572 |  |  | PQ | AD | 2771.281 | 8104404 | no | no |  |  | no |  |  | 1365823.52 | 15449514.961 |  | -1
node_8104404_200883573 |  |  | PQ | AD | 2771.281 | 8104404 | no | no |  |  | no |  |  | 1365711.585 | 15449809.106 |  | -1
node_8104404_200883574 |  |  | PQ | AD | 2771.281 | 8104404 | no | no |  |  | no |  |  | 1365530.706 | 15450271.892 |  | -1
node_8104404_200883575 |  |  | PQ | AD | 2771.281 | 8104404 | no | no |  |  | no |  |  | 1365407.432 | 15450591.32 |  | -1
node_8104404_200883576 |  |  | PQ | AN | 2771.281 | 8104404 | no | no |  |  | no |  |  | 1365291.538 | 15450890.57 |  | -1
node_8104404_200883577 |  |  | PQ | AN | 2771.281 | 8104404 | no | no |  |  | no |  |  | 1365309.175 | 15450575.313 |  | -1
node_8104404_200883578 |  |  | PQ | AD | 2771.281 | 8104404 | no | no |  |  | no |  |  | 1367740.248 | 15445000.393 |  | -1
node_8104404_200883579 |  |  | PQ | AD | 2771.281 | 8104404 | no | no |  |  | no |  |  | 1365258.575 | 15451246.091 |  | -1
node_8104404_200883580 |  |  | PQ | AD | 2771.281 | 8104404 | no | no |  |  | no |  |  | 1365257.985 | 15451663.69 |  | -1
node_8104404_200883581 |  |  | PQ | AD | 2771.281 | 8104404 | no | no |  |  | no |  |  | 1365261.396 | 15452035.251 |  | -1
node_8104404_200883582 |  |  | PQ | AD | 2771.281 | 8104404 | no | no |  |  | no |  |  | 1365257.918 | 15452397.824 |  | -1
node_8104404_200883584 |  |  | PQ | AD | 2771.281 | 8104404 | no | no |  |  | no |  |  | 1365252.012 | 15453118.84 |  | -1
node_8104404_200883585 |  |  | PQ | AN | 2771.281 | 8104404 | no | no |  |  | no |  |  | 1365250.35 | 15453357.386 |  | -1
node_8104404_200883587 |  |  | PQ | AD | 2771.281 | 8104404 | no | no |  |  | no |  |  | 1364877.857 | 15453416.665 |  | -1
node_8104404_200883588 |  |  | PQ | AD | 2771.281 | 8104404 | no | no |  |  | no |  |  | 1364431.424 | 15453402.455 |  | -1
node_8104404_200883589 |  |  | PQ | AN | 2771.281 | 8104404 | no | no |  |  | no |  |  | 1363989.768 | 15453394.28 |  | -1
node_8104404_200883593 |  |  | PQ | AD | 2771.281 | 8104404 | no | no |  |  | no |  |  | 1365259.837 | 15454050.653 |  | -1
node_8104404_200883594 |  |  | PQ | AD | 2771.281 | 8104404 | no | no |  |  | no |  |  | 1365417.983 | 15454407.712 |  | -1
node_8104404_200883595 |  |  | PQ | AD | 2771.281 | 8104404 | no | no |  |  | no |  |  | 1365520.033 | 15454663.198 |  | -1
node_8104404_200883596 |  |  | PQ | AD | 2771.281 | 8104404 | no | no |  |  | no |  |  | 1367648.192 | 15445327.436 |  | -1
node_8104404_200883597 |  |  | PQ | AD | 2771.281 | 8104404 | no | no |  |  | no |  |  | 1365657.967 | 15454982.357 |  | -1
node_8104404_200883598 |  |  | PQ | AD | 2771.281 | 8104404 | no | no |  |  | no |  |  | 1365810.782 | 15455331.159 |  | -1
node_8104404_200883599 |  |  | PQ | AD | 2771.281 | 8104404 | no | no |  |  | no |  |  | 1365937.3 | 15455614.803 |  | -1
node_8104404_200883600 |  |  | PQ | AN | 2771.281 | 8104404 | no | no |  |  | no |  |  | 1365858.874 | 15455783.107 |  | -1
node_8104404_200883601 |  |  | PQ | AD | 2771.281 | 8104404 | no | no |  |  | no |  |  | 1365927.228 | 15455772.016 |  | -1
node_8104404_200883602 |  |  | PQ | AN | 2771.281 | 8104404 | no | no |  |  | no |  |  | 1365928.014 | 15456065.382 |  | -1
node_8104404_200883604 |  |  | PQ | AN | 2771.281 | 8104404 | no | no |  |  | no |  |  | 1365971.408 | 15456325.609 |  | -1
node_8104404_200883605 |  |  | PQ | AD | 2771.281 | 8104404 | no | no |  |  | no |  |  | 1365924.576 | 15456590.664 |  | -1
node_8104404_200883606 |  |  | PQ | AD | 2771.281 | 8104404 | no | no |  |  | no |  |  | 1365948.392 | 15456851.958 |  | -1
node_8104404_200883607 |  |  | PQ | AD | 2771.281 | 8104404 | no | no |  |  | no |  |  | 1365894.727 | 15457122.795 |  | -1
node_8104404_200883608 |  |  | PQ | AD | 2771.281 | 8104404 | no | no |  |  | no |  |  | 1365964.044 | 15457125.852 |  | -1
node_8104404_200883609 |  |  | PQ | AN | 2771.281 | 8104404 | no | no |  |  | no |  |  | 1365871.279 | 15457489.967 |  | -1
node_8104404_200883610 |  |  | PQ | AN | 2771.281 | 8104404 | no | no |  |  | no |  |  | 1365775.833 | 15457850.569 |  | -1
node_8104404_200883612 |  |  | PQ | AN | 2771.281 | 8104404 | no | no |  |  | no |  |  | 1365697.571 | 15458151.726 |  | -1
node_8104404_200883613 |  |  | PQ | AD | 2771.281 | 8104404 | no | no |  |  | no |  |  | 1367528.85 | 15445758.796 |  | -1
node_8104404_200883614 |  |  | PQ | AD | 2771.281 | 8104404 | no | no |  |  | no |  |  | 1365616.685 | 15458477.141 |  | -1
node_8104404_200883615 |  |  | PQ | AD | 2771.281 | 8104404 | no | no |  |  | no |  |  | 1365553.005 | 15458813.149 |  | -1
node_8104404_200883616 |  |  | PQ | AD | 2771.281 | 8104404 | no | no |  |  | no |  |  | 1365523.565 | 15458994.847 |  | -1
node_8104404_200883617 |  |  | PQ | AD | 2771.281 | 8104404 | no | no |  |  | no |  |  | 1365483.281 | 15459166.234 |  | -1
node_8104404_200883618 |  |  | PQ | AD | 2771.281 | 8104404 | no | no |  |  | no |  |  | 1365188.022 | 15459950.53 |  | -1
node_8104404_200883621 |  |  | PQ | AN | 2771.281 | 8104404 | no | no |  |  | no |  |  | 1366075.352 | 15460049.792 |  | -1
node_8104404_200883623 |  |  | PQ | AD | 2771.281 | 8104404 | no | no |  |  | no |  |  | 1366391.036 | 15460225.434 |  | -1
node_8104404_200883624 |  |  | PQ | AD | 2771.281 | 8104404 | no | no |  |  | no |  |  | 1366702.86 | 15460406.023 |  | -1
node_8104404_200883625 |  |  | PQ | AD | 2771.281 | 8104404 | no | no |  |  | no |  |  | 1367105.183 | 15460629.764 |  | -1
node_8104404_200883626 |  |  | PQ | AD | 2771.281 | 8104404 | no | no |  |  | no |  |  | 1367421.244 | 15446182.42 |  | -1
node_8104404_200883627 |  |  | PQ | AD | 2771.281 | 8104404 | no | no |  |  | no |  |  | 1367339.015 | 15446496.805 |  | -1
node_8104404_200883628 |  |  | PQ | AN | 2771.281 | 8104404 | no | no |  |  | no |  |  | 1367224.582 | 15446933.314 |  | -1
node_8104404_200883629 |  |  | PQ | AD | 2771.281 | 8104404 | no | no |  |  | no |  |  | 1367078.526 | 15447180.705 |  | -1
node_8104404_200883630 |  |  | PQ | AD | 2771.281 | 8104404 | no | no |  |  | no |  |  | 1366901.429 | 15447472.117 |  | -1
node_8104404_200883632 |  |  | PQ | AN | 2771.281 | 8104404 | no | no |  |  | no |  |  | 1362050.802 | 15434036.925 |  | -1
node_8104404_200883633 |  |  | PQ | AD | 2771.281 | 8104404 | no | no |  |  | no |  |  | 1362231.925 | 15434116.786 |  | -1
node_8104404_200883634 |  |  | PQ | AN | 2771.281 | 8104404 | no | no |  |  | no |  |  | 1364331.939 | 15437632.993 |  | -1
node_8104404_200883635 |  |  | PQ | AN | 2771.281 | 8104404 | no | no |  |  | no |  |  | 1364339.272 | 15437841.391 |  | -1
node_8104404_200883636 |  |  | PQ | AD | 2771.281 | 8104404 | no | no |  |  | no |  |  | 1362563.744 | 15434367.75 |  | -1
node_8104404_200883637 |  |  | PQ | AD | 2771.281 | 8104404 | no | no |  |  | no |  |  | 1363035.552 | 15434713.277 |  | -1
node_8104404_200883638 |  |  | PQ | AN | 2771.281 | 8104404 | no | no |  |  | no |  |  | 1363287.474 | 15434900.475 |  | -1
node_8104404_200883639 |  |  | PQ | AD | 2771.281 | 8104404 | no | no |  |  | no |  |  | 1363592.632 | 15435126.045 |  | -1
node_8104404_200883640 |  |  | PQ | AD | 2771.281 | 8104404 | no | no |  |  | no |  |  | 1363845.437 | 15435592.886 |  | -1
node_8104404_200883641 |  |  | PQ | AN | 2771.281 | 8104404 | no | no |  |  | no |  |  | 1364061.248 | 15435984.533 |  | -1
node_8104404_200883642 |  |  | PQ | AN | 2771.281 | 8104404 | no | no |  |  | no |  |  | 1364156.327 | 15436164.191 |  | -1
node_8104404_200883643 |  |  | PQ | AD | 2771.281 | 8104404 | no | no |  |  | no |  |  | 1364310.788 | 15436457.311 |  | -1
node_8104404_200883644 |  |  | PQ | AN | 2771.281 | 8104404 | no | no |  |  | no |  |  | 1364434.123 | 15436685.286 |  | -1
node_8104404_200883645 |  |  | PQ | AD | 2771.281 | 8104404 | no | no |  |  | no |  |  | 1364499.456 | 15436829.544 |  | -1
node_8104404_200883646 |  |  | PQ | AD | 2771.281 | 8104404 | no | no |  |  | no |  |  | 1364416.086 | 15437270.687 |  | -1
node_8104404_200883647 |  |  | PQ | AN | 2771.281 | 8104404 | no | no |  |  | no |  |  | 1364377.489 | 15437433.078 |  | -1
node_8104404_200883648 |  |  | PQ | AD | 2771.281 | 8104404 | no | no |  |  | no |  |  | 1357647.529 | 15447350.975 |  | -1
node_8104404_200883649 |  |  | PQ | AD | 2771.281 | 8104404 | no | no |  |  | no |  |  | 1356539.186 | 15450428.898 |  | -1
node_8104404_200883650 |  |  | PQ | AD | 2771.281 | 8104404 | no | no |  |  | no |  |  | 1356186.338 | 15450704.015 |  | -1
node_8104404_200883651 |  |  | PQ | AD | 2771.281 | 8104404 | no | no |  |  | no |  |  | 1356000.326 | 15450891.92 |  | -1
node_8104404_200883652 |  |  | PQ | AD | 2771.281 | 8104404 | no | no |  |  | no |  |  | 1355731.832 | 15451081.496 |  | -1
node_8104404_200883653 |  |  | PQ | AD | 2771.281 | 8104404 | no | no |  |  | no |  |  | 1355474.159 | 15451262.613 |  | -1
node_8104404_200883654 |  |  | PQ | AD | 2771.281 | 8104404 | no | no |  |  | no |  |  | 1355220.132 | 15451402.906 |  | -1
node_8104404_200883655 |  |  | PQ | AD | 2771.281 | 8104404 | no | no |  |  | no |  |  | 1354877.335 | 15451609.265 |  | -1
node_8104404_200883656 |  |  | PQ | AD | 2771.281 | 8104404 | no | no |  |  | no |  |  | 1354506.661 | 15451778.651 |  | -1
node_8104404_200883657 |  |  | PQ | AD | 2771.281 | 8104404 | no | no |  |  | no |  |  | 1354150.382 | 15451946.18 |  | -1
node_8104404_200883658 |  |  | PQ | AD | 2771.281 | 8104404 | no | no |  |  | no |  |  | 1353852.209 | 15452066.385 |  | -1
node_8104404_200883659 |  |  | PQ | AD | 2771.281 | 8104404 | no | no |  |  | no |  |  | 1357496.358 | 15447797.341 |  | -1
node_8104404_200883660 |  |  | PQ | AD | 2771.281 | 8104404 | no | no |  |  | no |  |  | 1353570.978 | 15452218.38 |  | -1
node_8104404_200883661 |  |  | PQ | AD | 2771.281 | 8104404 | no | no |  |  | no |  |  | 1353244.694 | 15452379.124 |  | -1
node_8104404_200883662 |  |  | PQ | AD | 2771.281 | 8104404 | no | no |  |  | no |  |  | 1352901.46 | 15452514.257 |  | -1
node_8104404_200883663 |  |  | PQ | AD | 2771.281 | 8104404 | no | no |  |  | no |  |  | 1352695.63 | 15452671.112 |  | -1
node_8104404_200883664 |  |  | PQ | AD | 2771.281 | 8104404 | no | no |  |  | no |  |  | 1352433.483 | 15452875.295 |  | -1
node_8104404_200883665 |  |  | PQ | AD | 2771.281 | 8104404 | no | no |  |  | no |  |  | 1352193.663 | 15453062.486 |  | -1
node_8104404_200883666 |  |  | PQ | AD | 2771.281 | 8104404 | no | no |  |  | no |  |  | 1351952.326 | 15453227.578 |  | -1
node_8104404_200883667 |  |  | PQ | AD | 2771.281 | 8104404 | no | no |  |  | no |  |  | 1351645.425 | 15453463.116 |  | -1
node_8104404_200883668 |  |  | PQ | AD | 2771.281 | 8104404 | no | no |  |  | no |  |  | 1351374.872 | 15453664.771 |  | -1
node_8104404_200883669 |  |  | PQ | AD | 2771.281 | 8104404 | no | no |  |  | no |  |  | 1351122.338 | 15453851.912 |  | -1
node_8104404_200883670 |  |  | PQ | AN | 2771.281 | 8104404 | no | no |  |  | no |  |  | 1357392.91 | 15448024.108 |  | -1
node_8104404_200883672 |  |  | PQ | AD | 2771.281 | 8104404 | no | no |  |  | no |  |  | 1351029.748 | 15453781.275 |  | -1
node_8104404_200883673 |  |  | PQ | AD | 2771.281 | 8104404 | no | no |  |  | no |  |  | 1350786.868 | 15453909.279 |  | -1
node_8104404_200883674 |  |  | PQ | AD | 2771.281 | 8104404 | no | no |  |  | no |  |  | 1350531.592 | 15454047.562 |  | -1
node_8104404_200883676 |  |  | PQ | AD | 2771.281 | 8104404 | no | no |  |  | no |  |  | 1350306.786 | 15454197.877 |  | -1
node_8104404_200883677 |  |  | PQ | AN | 2771.281 | 8104404 | no | no |  |  | no |  |  | 1350183.306 | 15454439.279 |  | -1
node_8104404_200883678 |  |  | PQ | AN | 2771.281 | 8104404 | no | no |  |  | no |  |  | 1357250.383 | 15448294.535 |  | -1
node_8104404_200883680 |  |  | PQ | AN | 2771.281 | 8104404 | no | no |  |  | no |  |  | 1357149.804 | 15448598.243 |  | -1
node_8104404_200883681 |  |  | PQ | AD | 2771.281 | 8104404 | no | no |  |  | no |  |  | 1357042.163 | 15448911.224 |  | -1
node_8104404_200883682 |  |  | PQ | AD | 2771.281 | 8104404 | no | no |  |  | no |  |  | 1356941.891 | 15449230.446 |  | -1
node_8104404_200883683 |  |  | PQ | AD | 2771.281 | 8104404 | no | no |  |  | no |  |  | 1356824.298 | 15449599.295 |  | -1
node_8104404_200883684 |  |  | PQ | AD | 2771.281 | 8104404 | no | no |  |  | no |  |  | 1356703.256 | 15449997.456 |  | -1
node_8104404_200883716 |  |  | PQ | AD | 2771.281 | 8104404 | no | no |  |  | no |  |  | 1378223.169 | 15436138.641 |  | -1
node_8104404_200883717 |  |  | PQ | AD | 2771.281 | 8104404 | no | no |  |  | no |  |  | 1378618.453 | 15436480.648 |  | -1
node_8104404_200883718 |  |  | PQ | AD | 2771.281 | 8104404 | no | no |  |  | no |  |  | 1378851.771 | 15436686.94 |  | -1
node_8104404_200883719 |  |  | PQ | AN | 2771.281 | 8104404 | no | no |  |  | no |  |  | 1379147.894 | 15436877.628 |  | -1
node_8104404_200883720 |  |  | PQ | AD | 2771.281 | 8104404 | no | no |  |  | no |  |  | 1379490.555 | 15437094.045 |  | -1
node_8104404_200883796 |  |  | PQ | AN | 19918.584 | 8104404 | no | no |  |  | no |  |  | 1358273.766 | 15433552.915 |  | -1
node_8104404_200883797 |  |  | PQ | AN | 19918.584 | 8104404 | no | no |  |  | no |  |  | 1358294.426 | 15433885.773 |  | -1
node_8104404_200883798 |  |  | PQ | AN | 19918.584 | 8104404 | no | no |  |  | no |  |  | 1361754.264 | 15433592.274 |  | -1
node_8104404_200883799 |  |  | PQ | AN | 19918.584 | 8104404 | no | no |  |  | no |  |  | 1361426.098 | 15433582.722 |  | -1
node_8104404_200883800 |  |  | PQ | AN | 19918.584 | 8104404 | no | no |  |  | no |  |  | 1361060.728 | 15433568.447 |  | -1
node_8104404_200883801 |  |  | PQ | AN | 19918.584 | 8104404 | no | no |  |  | no |  |  | 1360756.36 | 15433566.919 |  | -1
node_8104404_200883802 |  |  | PQ | AN | 19918.584 | 8104404 | no | no |  |  | no |  |  | 1359471.295 | 15433527.434 |  | -1
node_8104404_200883804 |  |  | PQ | AD | 2771.281 | 8104404 | no | no |  |  | no |  |  | 1365720.62 | 15460355.15 |  | -1
node_8104404_200883805 |  |  | PQ | AD | 2771.281 | 8104404 | no | no |  |  | no |  |  | 1365401.979 | 15460570.957 |  | -1
node_8104404_200883806 |  |  | PQ | AD | 2771.281 | 8104404 | no | no |  |  | no |  |  | 1365144.814 | 15460561.902 |  | -1
node_8104404_200883807 |  |  | PQ | AN | 2771.281 | 8104404 | no | no |  |  | no |  |  | 1365159.747 | 15460354.656 |  | -1
node_8104404_200883817 |  |  | PQ | AD | 2771.281 | 8104404 | no | no |  |  | no |  |  | 1358086.807 | 15453322.827 |  | -1
node_8104404_200883818 |  |  | PQ | AD | 2771.281 | 8104404 | no | no |  |  | no |  |  | 1358373.782 | 15453326.476 |  | -1
node_8104404_200883819 |  |  | PQ | AD | 2771.281 | 8104404 | no | no |  |  | no |  |  | 1358763.835 | 15453329.675 |  | -1
node_8104404_200883820 |  |  | PQ | AN | 2771.281 | 8104404 | no | no |  |  | no |  |  | 1359035.883 | 15453337.774 |  | -1
node_8104404_200883821 |  |  | PQ | AD | 2771.281 | 8104404 | no | no |  |  | no |  |  | 1359295.087 | 15453332.202 |  | -1
node_8104404_200883822 |  |  | PQ | AD | 2771.281 | 8104404 | no | no |  |  | no |  |  | 1359597.702 | 15453334.381 |  | -1
node_8104404_200883823 |  |  | PQ | AD | 2771.281 | 8104404 | no | no |  |  | no |  |  | 1359891.005 | 15453338.158 |  | -1
node_8104404_200883824 |  |  | PQ | AD | 2771.281 | 8104404 | no | no |  |  | no |  |  | 1360182.547 | 15453346.618 |  | -1
node_8104404_200883836 |  |  | PQ | AN | 2771.281 | 8104404 | no | no |  |  | no |  |  | 1366323.721 | 15452956.951 |  | -1
node_8104404_200883837 |  |  | PQ | AD | 2771.281 | 8104404 | no | no |  |  | no |  |  | 1365327.785 | 15453088.011 |  | -1
node_8104404_200883838 |  |  | PQ | AN | 2771.281 | 8104404 | no | no |  |  | no |  |  | 1365563.626 | 15453104.881 |  | -1
node_8104404_200883840 |  |  | PQ | AN | 2771.281 | 8104404 | no | no |  |  | no |  |  | 1365827.346 | 15453116.233 |  | -1
node_8104404_200883841 |  |  | PQ | AD | 2771.281 | 8104404 | no | no |  |  | no |  |  | 1366140.67 | 15453156.875 |  | -1
node_8104404_200883842 |  |  | PQ | AN | 19918.584 | 8104404 | no | no |  |  | no |  |  | 1359488.902 | 15433624.331 |  | -1
node_8104404_200883843 |  |  | PQ | AN | 19918.584 | 8104404 | no | no |  |  | no |  |  | 1359322.944 | 15433854.527 |  | -1
node_8104404_200883844 |  |  | PQ | AN | 19918.584 | 8104404 | no | no |  |  | no |  |  | 1359206.879 | 15434108.182 |  | -1
node_8104404_200883845 |  |  | PQ | AN | 19918.584 | 8104404 | no | no |  |  | no |  |  | 1359083.19 | 15434375.705 |  | -1
node_8104404_200883846 |  |  | PQ | AN | 19918.584 | 8104404 | no | no |  |  | no |  |  | 1359057.898 | 15434668.807 |  | -1
node_8104404_200883847 |  |  | PQ | AN | 19918.584 | 8104404 | no | no |  |  | no |  |  | 1359000.505 | 15434959.443 |  | -1
node_8104404_200883849 |  |  | PQ | AN | 19918.584 | 8104404 | no | no |  |  | no |  |  | 1358921.705 | 15435146.115 |  | -1
node_8104404_200883850 |  |  | PQ | AN | 19918.584 | 8104404 | no | no |  |  | no |  |  | 1358866.538 | 15435360.709 |  | -1
node_8104404_200883851 |  |  | PQ | AD | 2771.281 | 8104404 | no | no |  |  | no |  |  | 1363731.779 | 15448200.358 |  | -1
node_8104404_200883852 |  |  | PQ | AN | 2771.281 | 8104404 | no | no |  |  | no |  |  | 1363569.394 | 15448065.649 |  | -1
node_8104404_200883853 |  |  | PQ | AD | 2771.281 | 8104404 | no | no |  |  | no |  |  | 1365596.662 | 15448645.218 |  | -1
node_8104404_200883854 |  |  | PQ | AD | 2771.281 | 8104404 | no | no |  |  | no |  |  | 1365123.883 | 15448555.735 |  | -1
node_8104404_200883856 |  |  | PQ | AN | 2771.281 | 8104404 | no | no |  |  | no |  |  | 1364972.783 | 15448368.41 |  | -1
node_8104404_200883857 |  |  | PQ | AD | 2771.281 | 8104404 | no | no |  |  | no |  |  | 1364684.517 | 15448330.501 |  | -1
node_8104404_200883858 |  |  | PQ | AN | 2771.281 | 8104404 | no | no |  |  | no |  |  | 1364476.845 | 15448299.528 |  | -1
node_8104404_200883859 |  |  | PQ | AD | 2771.281 | 8104404 | no | no |  |  | no |  |  | 1364227.005 | 15448291.644 |  | -1
node_8104404_200883860 |  |  | PQ | AN | 2771.281 | 8104404 | no | no |  |  | no |  |  | 1363978.941 | 15448312.397 |  | -1
node_8104404_200883861 |  |  | PQ | AD | 2771.281 | 8104404 | no | no |  |  | no |  |  | 1361892.164 | 15458871.047 |  | -1
node_8104404_200883862 |  |  | PQ | AD | 2771.281 | 8104404 | no | no |  |  | no |  |  | 1361782.232 | 15459078.233 |  | -1
node_8104404_200883863 |  |  | PQ | AN | 2771.281 | 8104404 | no | no |  |  | no |  |  | 1361732.694 | 15459411.01 |  | -1
node_8104404_200883864 |  |  | PQ | AD | 2771.281 | 8104404 | no | no |  |  | no |  |  | 1361670.349 | 15459738.029 |  | -1
node_8104404_200883865 |  |  | PQ | AD | 2771.281 | 8104404 | no | no |  |  | no |  |  | 1361608.529 | 15460049.303 |  | -1
node_8104404_200883866 |  |  | PQ | AN | 2771.281 | 8104404 | no | no |  |  | no |  |  | 1361548.758 | 15460261.335 |  | -1
node_8104404_200883867 |  |  | PQ | AD | 2771.281 | 8104404 | no | no |  |  | no |  |  | 1361682.452 | 15450675.472 |  | -1
node_8104404_200883868 |  |  | PQ | AN | 2771.281 | 8104404 | no | no |  |  | no |  |  | 1361844.546 | 15451110.172 |  | -1
node_8104404_200883870 |  |  | PQ | AN | 2771.281 | 8104404 | no | no |  |  | no |  |  | 1362007.269 | 15451555.851 |  | -1
node_8104404_200883872 |  |  | PQ | AD | 2771.281 | 8104404 | no | no |  |  | no |  |  | 1362166.527 | 15452030.525 |  | -1
node_8104404_200883873 |  |  | PQ | AD | 2771.281 | 8104404 | no | no |  |  | no |  |  | 1362322.697 | 15452507.773 |  | -1
node_8104404_200883874 |  |  | PQ | AD | 2771.281 | 8104404 | no | no |  |  | no |  |  | 1362470.518 | 15452948.702 |  | -1
node_8104404_200883875 |  |  | PQ | AN | 2771.281 | 8104404 | no | no |  |  | no |  |  | 1362619.611 | 15453398.691 |  | -1
node_8104404_200883876 |  |  | PQ | AD | 2771.281 | 8104404 | no | no |  |  | no |  |  | 1362656.234 | 15453905.374 |  | -1
node_8104404_200883877 |  |  | PQ | AD | 2771.281 | 8104404 | no | no |  |  | no |  |  | 1362595.548 | 15453910.099 |  | -1
node_8104404_200883878 |  |  | PQ | AD | 2771.281 | 8104404 | no | no |  |  | no |  |  | 1362299.295 | 15453913.328 |  | -1
node_8104404_200883879 |  |  | PQ | AD | 2771.281 | 8104404 | no | no |  |  | no |  |  | 1361919.528 | 15453915.557 |  | -1
node_8104404_200883880 |  |  | PQ | AN | 2771.281 | 8104404 | no | no |  |  | no |  |  | 1361744.123 | 15453925.106 |  | -1
node_8104404_200883881 |  |  | PQ | AD | 2771.281 | 8104404 | no | no |  |  | no |  |  | 1362700.424 | 15454523.035 |  | -1
node_8104404_200883882 |  |  | PQ | AD | 2771.281 | 8104404 | no | no |  |  | no |  |  | 1362737.028 | 15455005.946 |  | -1
node_8104404_200883883 |  |  | PQ | AD | 2771.281 | 8104404 | no | no |  |  | no |  |  | 1362733.449 | 15455209.397 |  | -1
node_8104404_200883884 |  |  | PQ | AN | 2771.281 | 8104404 | no | no |  |  | no |  |  | 1362732.408 | 15455393.659 |  | -1
node_8104404_200883886 |  |  | PQ | AD | 2771.281 | 8104404 | no | no |  |  | no |  |  | 1362655.816 | 15455681.691 |  | -1
node_8104404_200883887 |  |  | PQ | AN | 2771.281 | 8104404 | no | no |  |  | no |  |  | 1362589.931 | 15455930.744 |  | -1
node_8104404_200883889 |  |  | PQ | AD | 2771.281 | 8104404 | no | no |  |  | no |  |  | 1362569.524 | 15456268.096 |  | -1
node_8104404_200883890 |  |  | PQ | AD | 2771.281 | 8104404 | no | no |  |  | no |  |  | 1362487.378 | 15456590.403 |  | -1
node_8104404_200883891 |  |  | PQ | AD | 2771.281 | 8104404 | no | no |  |  | no |  |  | 1362388.019 | 15456976.394 |  | -1
node_8104404_200883892 |  |  | PQ | AD | 2771.281 | 8104404 | no | no |  |  | no |  |  | 1362321.313 | 15457252.767 |  | -1
node_8104404_200883893 |  |  | PQ | AN | 2771.281 | 8104404 | no | no |  |  | no |  |  | 1362197.571 | 15457684.908 |  | -1
node_8104404_200883896 |  |  | PQ | AN | 2771.281 | 8104404 | no | no |  |  | no |  |  | 1362078.411 | 15458121.548 |  | -1
node_8104404_200883898 |  |  | PQ | AD | 2771.281 | 8104404 | no | no |  |  | no |  |  | 1362008.56 | 15458534.799 |  | -1
node_8104404_200883899 |  |  | PQ | AN | 2771.281 | 8104404 | no | no |  |  | no |  |  | 1361978.015 | 15458984.873 |  | -1
node_8104404_200883900 |  |  | PQ | AN | 19918.584 | 8104404 | no | no |  |  | no |  |  | 1362319.814 | 15433605.143 |  | -1
node_8104404_200883902 |  |  | PQ | AN | 19918.584 | 8104404 | no | no |  |  | no |  |  | 1362100.995 | 15433606.015 |  | -1
node_8104404_200883903 |  |  | PQ | AN | 19918.584 | 8104404 | no | no |  |  | no |  |  | 1362007.956 | 15433630.061 |  | -1
node_8104404_200883904 |  |  | PQ | AN | 19918.584 | 8104404 | no | no |  |  | no |  |  | 1362009.121 | 15433829.987 |  | -1
node_8104404_200883905 |  |  | PQ | AN | 19918.584 | 8104404 | no | no |  |  | no |  |  | 1361993.221 | 15434090.414 |  | -1
node_8104404_200883906 |  |  | PQ | AN | 19918.584 | 8104404 | no | no |  |  | no |  |  | 1361931.929 | 15434121.715 |  | -1
node_8104404_200883907 |  |  | PQ | AN | 19918.584 | 8104404 | no | no |  |  | no |  |  | 1361863.503 | 15434410.428 |  | -1
node_8104404_200883908 |  |  | PQ | AN | 19918.584 | 8104404 | no | no |  |  | no |  |  | 1361813.29 | 15434657.748 |  | -1
node_8104404_200883910 |  |  | PQ | AN | 19918.584 | 8104404 | no | no |  |  | no |  |  | 1361736.743 | 15434925.817 |  | -1
node_8104404_200883912 |  |  | PQ | AN | 19918.584 | 8104404 | no | no |  |  | no |  |  | 1361712.184 | 15435124.997 |  | -1
node_8104404_200883913 |  |  | PQ | AN | 19918.584 | 8104404 | no | no |  |  | no |  |  | 1361686.357 | 15435318.46 |  | -1
node_8104404_200883914 |  |  | PQ | AN | 19918.584 | 8104404 | no | no |  |  | no |  |  | 1361736.464 | 15435620.292 |  | -1
node_8104404_200883916 |  |  | PQ | AN | 19918.584 | 8104404 | no | no |  |  | no |  |  | 1361751.208 | 15435910.139 |  | -1
node_8104404_200883917 |  |  | PQ | AN | 19918.584 | 8104404 | no | no |  |  | no |  |  | 1361765.51 | 15436207.723 |  | -1
node_8104404_200883918 |  |  | PQ | AN | 19918.584 | 8104404 | no | no |  |  | no |  |  | 1361836.868 | 15436464.04 |  | -1
node_8104404_200883919 |  |  | PQ | AN | 19918.584 | 8104404 | no | no |  |  | no |  |  | 1361735.74 | 15436736.611 |  | -1
node_8104404_200883920 |  |  | PQ | AN | 19918.584 | 8104404 | no | no |  |  | no |  |  | 1361684.064 | 15437034.522 |  | -1
node_8104404_200883921 |  |  | PQ | AN | 19918.584 | 8104404 | no | no |  |  | no |  |  | 1361657.249 | 15437333.279 |  | -1
node_8104404_200883922 |  |  | PQ | AN | 19918.584 | 8104404 | no | no |  |  | no |  |  | 1361632.643 | 15437584.22 |  | -1
node_8104404_200883923 |  |  | PQ | AN | 19918.584 | 8104404 | no | no |  |  | no |  |  | 1361607.636 | 15437827.944 |  | -1
node_8104404_200883924 |  |  | PQ | AN | 19918.584 | 8104404 | no | no |  |  | no |  |  | 1361585.433 | 15438069.761 |  | -1
node_8104404_200883925 |  |  | PQ | AN | 19918.584 | 8104404 | no | no |  |  | no |  |  | 1361563.389 | 15438315.022 |  | -1
node_8104404_200883927 |  |  | PQ | AN | 19918.584 | 8104404 | no | no |  |  | no |  |  | 1361483.852 | 15438562.373 |  | -1
node_8104404_200883928 |  |  | PQ | AN | 19918.584 | 8104404 | no | no |  |  | no |  |  | 1361585.907 | 15438783.698 |  | -1
node_8104404_200883930 |  |  | PQ | AN | 19918.584 | 8104404 | no | no |  |  | no |  |  | 1361540.037 | 15438999.138 |  | -1
node_8104404_200883931 |  |  | PQ | AN | 19918.584 | 8104404 | no | no |  |  | no |  |  | 1361507.191 | 15439214.087 |  | -1
node_8104404_200883932 |  |  | PQ | AN | 19918.584 | 8104404 | no | no |  |  | no |  |  | 1361391.47 | 15439519.876 |  | -1
node_8104404_200883934 |  |  | PQ | AN | 19918.584 | 8104404 | no | no |  |  | no |  |  | 1361362.478 | 15439753.159 |  | -1
node_8104404_200883935 |  |  | PQ | AN | 19918.584 | 8104404 | no | no |  |  | no |  |  | 1361329.305 | 15439979.969 |  | -1
node_8104404_200883936 |  |  | PQ | AN | 19918.584 | 8104404 | no | no |  |  | no |  |  | 1361292.8 | 15440267.532 |  | -1
node_8104404_200883937 |  |  | PQ | AN | 19918.584 | 8104404 | no | no |  |  | no |  |  | 1361254.875 | 15440522.979 |  | -1
node_8104404_200883938 |  |  | PQ | AN | 19918.584 | 8104404 | no | no |  |  | no |  |  | 1361222.174 | 15440788.182 |  | -1
node_8104404_200883939 |  |  | PQ | AN | 19918.584 | 8104404 | no | no |  |  | no |  |  | 1361214.068 | 15441022.069 |  | -1
node_8104404_200883940 |  |  | PQ | AN | 19918.584 | 8104404 | no | no |  |  | no |  |  | 1361203.737 | 15441263.579 |  | -1
node_8104404_200883942 |  |  | PQ | AN | 19918.584 | 8104404 | no | no |  |  | no |  |  | 1361216.115 | 15441543.71 |  | -1
node_8104404_200883943 |  |  | PQ | AN | 19918.584 | 8104404 | no | no |  |  | no |  |  | 1361229.646 | 15441824.359 |  | -1
node_8104404_200883945 |  |  | PQ | AN | 19918.584 | 8104404 | no | no |  |  | no |  |  | 1361239.195 | 15442065.698 |  | -1
node_8104404_200883946 |  |  | PQ | AN | 19918.584 | 8104404 | no | no |  |  | no |  |  | 1361249.305 | 15442308.517 |  | -1
node_8104404_200883947 |  |  | PQ | AN | 19918.584 | 8104404 | no | no |  |  | no |  |  | 1361261.043 | 15442571.425 |  | -1
node_8104404_200883948 |  |  | PQ | AN | 19918.584 | 8104404 | no | no |  |  | no |  |  | 1361269.876 | 15442788.391 |  | -1
node_8104404_200883949 |  |  | PQ | AN | 19918.584 | 8104404 | no | no |  |  | no |  |  | 1361352.567 | 15443071.699 |  | -1
node_8104404_200883950 |  |  | PQ | AN | 19918.584 | 8104404 | no | no |  |  | no |  |  | 1361346.395 | 15443325.695 |  | -1
node_8104404_200883951 |  |  | PQ | AN | 19918.584 | 8104404 | no | no |  |  | no |  |  | 1361342.811 | 15443567.187 |  | -1
node_8104404_200883952 |  |  | PQ | AN | 19918.584 | 8104404 | no | no |  |  | no |  |  | 1361343.038 | 15443824.587 |  | -1
node_8104404_200883953 |  |  | PQ | AN | 19918.584 | 8104404 | no | no |  |  | no |  |  | 1361347.288 | 15444081.824 |  | -1
node_8104404_200883955 |  |  | PQ | AN | 19918.584 | 8104404 | no | no |  |  | no |  |  | 1361262.228 | 15444381.364 |  | -1
node_8104404_200883956 |  |  | PQ | AN | 19918.584 | 8104404 | no | no |  |  | no |  |  | 1361259.916 | 15444675.335 |  | -1
node_8104404_200883957 |  |  | PQ | AN | 19918.584 | 8104404 | no | no |  |  | no |  |  | 1361241.756 | 15444976.942 |  | -1
node_8104404_200883958 |  |  | PQ | AN | 19918.584 | 8104404 | no | no |  |  | no |  |  | 1361237.343 | 15445272.241 |  | -1
node_8104404_200883959 |  |  | PQ | AN | 2771.281 | 8104404 | no | no |  |  | no |  |  | 1361229.508 | 15445531.27 |  | -1
node_8104404_200883960 |  |  | PQ | AN | 2771.281 | 8104404 | no | no |  |  | no |  |  | 1361223.106 | 15445792.456 |  | -1
node_8104404_200883962 |  |  | PQ | AN | 2771.281 | 8104404 | no | no |  |  | no |  |  | 1361215.869 | 15446048.909 |  | -1
node_8104404_200883963 |  |  | PQ | AD | 2771.281 | 8104404 | no | no |  |  | no |  |  | 1361276.428 | 15446266.084 |  | -1
node_8104404_200883964 |  |  | PQ | AN | 2771.281 | 8104404 | no | no |  |  | no |  |  | 1361263.918 | 15446552.166 |  | -1
node_8104404_200883965 |  |  | PQ | AN | 2771.281 | 8104404 | no | no |  |  | no |  |  | 1361250.64 | 15446848.002 |  | -1
node_8104404_200883968 |  |  | PQ | AN | 2771.281 | 8104404 | no | no |  |  | no |  |  | 1361166.603 | 15447063.821 |  | -1
node_8104404_200883969 |  |  | PQ | AN | 2771.281 | 8104404 | no | no |  |  | no |  |  | 1361252.257 | 15447278.862 |  | -1
node_8104404_200883973 |  |  | PQ | AN | 2771.281 | 8104404 | no | no |  |  | no |  |  | 1361213.592 | 15447726.822 |  | -1
node_8104404_200883974 |  |  | PQ | AN | 2771.281 | 8104404 | no | no |  |  | no |  |  | 1361224.277 | 15447992.682 |  | -1
node_8104404_200883975 |  |  | PQ | AN | 2771.281 | 8104404 | no | no |  |  | no |  |  | 1361229.7 | 15448425.729 |  | -1
node_8104404_200883976 |  |  | PQ | AD | 2771.281 | 8104404 | no | no |  |  | no |  |  | 1361234.208 | 15448843.013 |  | -1
node_8104404_200883977 |  |  | PQ | AN | 2771.281 | 8104404 | no | no |  |  | no |  |  | 1361241.382 | 15449382.849 |  | -1
node_8104404_200883978 |  |  | PQ | AD | 2771.281 | 8104404 | no | no |  |  | no |  |  | 1361239.901 | 15449718.131 |  | -1
node_8104404_200883979 |  |  | PQ | AD | 2771.281 | 8104404 | no | no |  |  | no |  |  | 1361431.726 | 15450069.081 |  | -1
node_8104404_200883980 |  |  | PQ | AD | 2771.281 | 8104404 | no | no |  |  | no |  |  | 1361531.545 | 15450256.625 |  | -1
node_8104404_200883981 |  |  | PQ | AN | 2771.281 | 8104404 | no | no |  |  | no |  |  | 1369960.645 | 15439334.788 |  | -1
node_8104404_200883982 |  |  | PQ | AN | 2771.281 | 8104404 | no | no |  |  | no |  |  | 1361425.783 | 15445281.404 |  | -1
node_8104404_200883984 |  |  | PQ | AN | 2771.281 | 8104404 | no | no |  |  | no |  |  | 1361646.533 | 15445284.878 |  | -1
node_8104404_200883985 |  |  | PQ | AD | 2771.281 | 8104404 | no | no |  |  | no |  |  | 1361582.302 | 15445312.017 |  | -1
node_8104404_200883986 |  |  | PQ | AN | 2771.281 | 8104404 | no | no |  |  | no |  |  | 1361637.567 | 15445566.966 |  | -1
node_8104404_200883987 |  |  | PQ | AN | 2771.281 | 8104404 | no | no |  |  | no |  |  | 1361899.075 | 15445207.084 |  | -1
node_8104404_200883988 |  |  | PQ | AD | 2771.281 | 8104404 | no | no |  |  | no |  |  | 1362132.977 | 15445138.166 |  | -1
node_8104404_200883989 |  |  | PQ | AD | 2771.281 | 8104404 | no | no |  |  | no |  |  | 1362367.693 | 15445069.654 |  | -1
node_8104404_200883990 |  |  | PQ | AN | 2771.281 | 8104404 | no | no |  |  | no |  |  | 1362602.442 | 15445005.236 |  | -1
node_8104404_200883991 |  |  | PQ | AD | 2771.281 | 8104404 | no | no |  |  | no |  |  | 1362838.493 | 15444891.063 |  | -1
node_8104404_200883992 |  |  | PQ | AD | 2771.281 | 8104404 | no | no |  |  | no |  |  | 1363097.278 | 15444846.96 |  | -1
node_8104404_200883993 |  |  | PQ | AD | 2771.281 | 8104404 | no | no |  |  | no |  |  | 1363339.323 | 15444752.081 |  | -1
node_8104404_200883994 |  |  | PQ | AD | 2771.281 | 8104404 | no | no |  |  | no |  |  | 1363582.34 | 15444653.348 |  | -1
node_8104404_200883995 |  |  | PQ | AD | 2771.281 | 8104404 | no | no |  |  | no |  |  | 1363816.131 | 15444549.912 |  | -1
node_8104404_200883996 |  |  | PQ | AD | 2771.281 | 8104404 | no | no |  |  | no |  |  | 1364013.462 | 15444393.387 |  | -1
node_8104404_200883997 |  |  | PQ | AN | 2771.281 | 8104404 | no | no |  |  | no |  |  | 1364002.341 | 15444326.265 |  | -1
node_8104404_200883998 |  |  | PQ | AN | 2771.281 | 8104404 | no | no |  |  | no |  |  | 1364071.728 | 15444672.576 |  | -1
node_8104404_200883999 |  |  | PQ | AD | 2771.281 | 8104404 | no | no |  |  | no |  |  | 1364265.109 | 15444400.121 |  | -1
node_8104404_200884000 |  |  | PQ | AD | 2771.281 | 8104404 | no | no |  |  | no |  |  | 1364507.047 | 15444406.731 |  | -1
node_8104404_200884001 |  |  | PQ | AD | 2771.281 | 8104404 | no | no |  |  | no |  |  | 1364775.906 | 15444411.616 |  | -1
node_8104404_200884002 |  |  | PQ | AD | 2771.281 | 8104404 | no | no |  |  | no |  |  | 1365046.324 | 15444417.852 |  | -1
node_8104404_200884003 |  |  | PQ | AD | 2771.281 | 8104404 | no | no |  |  | no |  |  | 1365321.128 | 15444423.714 |  | -1
node_8104404_200884004 |  |  | PQ | AD | 2771.281 | 8104404 | no | no |  |  | no |  |  | 1365593.56 | 15444430.346 |  | -1
node_8104404_200884005 |  |  | PQ | AD | 2771.281 | 8104404 | no | no |  |  | no |  |  | 1365890.419 | 15444444.496 |  | -1
node_8104404_200884006 |  |  | PQ | AN | 2771.281 | 8104404 | no | no |  |  | no |  |  | 1366181.707 | 15444443.67 |  | -1
node_8104404_200884007 |  |  | PQ | AD | 2771.281 | 8104404 | no | no |  |  | no |  |  | 1366475.469 | 15444453.003 |  | -1
node_8104404_200884008 |  |  | PQ | AD | 2771.281 | 8104404 | no | no |  |  | no |  |  | 1366855.519 | 15444514.819 |  | -1
node_8104404_200884009 |  |  | PQ | AD | 2771.281 | 8104404 | no | no |  |  | no |  |  | 1367230.398 | 15444520.908 |  | -1
node_8104404_200884010 |  |  | PQ | AD | 2771.281 | 8104404 | no | no |  |  | no |  |  | 1367552.697 | 15444525.205 |  | -1
node_8104404_200884011 |  |  | PQ | AD | 2771.281 | 8104404 | no | no |  |  | no |  |  | 1367868.428 | 15444537.59 |  | -1
node_8104404_200884012 |  |  | PQ | AD | 2771.281 | 8104404 | no | no |  |  | no |  |  | 1367972.244 | 15444108.692 |  | -1
node_8104404_200884013 |  |  | PQ | AN | 2771.281 | 8104404 | no | no |  |  | no |  |  | 1368086.703 | 15443679.223 |  | -1
node_8104404_200884014 |  |  | PQ | AN | 2771.281 | 8104404 | no | no |  |  | no |  |  | 1367697.507 | 15443652.549 |  | -1
node_8104404_200884015 |  |  | PQ | AD | 2771.281 | 8104404 | no | no |  |  | no |  |  | 1368195.545 | 15443258.163 |  | -1
node_8104404_200884016 |  |  | PQ | AN | 2771.281 | 8104404 | no | no |  |  | no |  |  | 1368345.191 | 15442732.207 |  | -1
node_8104404_200884017 |  |  | PQ | AD | 2771.281 | 8104404 | no | no |  |  | no |  |  | 1368379.287 | 15442466.705 |  | -1
node_8104404_200884018 |  |  | PQ | AD | 2771.281 | 8104404 | no | no |  |  | no |  |  | 1368449.768 | 15442170.964 |  | -1
node_8104404_200884020 |  |  | PQ | AD | 2771.281 | 8104404 | no | no |  |  | no |  |  | 1368586.87 | 15441845.706 |  | -1
node_8104404_200884021 |  |  | PQ | AN | 2771.281 | 8104404 | no | no |  |  | no |  |  | 1368693.57 | 15441561.503 |  | -1
node_8104404_200884022 |  |  | PQ | AN | 2771.281 | 8104404 | no | no |  |  | no |  |  | 1368942.177 | 15440933.113 |  | -1
node_8104404_200884023 |  |  | PQ | AN | 2771.281 | 8104404 | no | no |  |  | no |  |  | 1369276.249 | 15440571.156 |  | -1
node_8104404_200884025 |  |  | PQ | AD | 2771.281 | 8104404 | no | no |  |  | no |  |  | 1369569.092 | 15440257.617 |  | -1
node_8104404_200884026 |  |  | PQ | AN | 2771.281 | 8104404 | no | no |  |  | no |  |  | 1369775.554 | 15440029.285 |  | -1
node_8104404_200884028 |  |  | PQ | AN | 2771.281 | 8104404 | no | no |  |  | no |  |  | 1370010.731 | 15439786.416 |  | -1
node_8104404_200884029 |  |  | PQ | AN | 2771.281 | 8104404 | no | no |  |  | no |  |  | 1370285.407 | 15439482.987 |  | -1
node_8104404_200884032 |  |  | PQ | AD | 2771.281 | 8104404 | no | no |  |  | no |  |  | 1370394.989 | 15439381.962 |  | -1
node_8104404_200884033 |  |  | PQ | AN | 2771.281 | 8104404 | no | no |  |  | no |  |  | 1370564.929 | 15439221.311 |  | -1
node_8104404_200884035 |  |  | PQ | AD | 2771.281 | 8104404 | no | no |  |  | no |  |  | 1370809.453 | 15438992.554 |  | -1
node_8104404_200884036 |  |  | PQ | AN | 2771.281 | 8104404 | no | no |  |  | no |  |  | 1371123.007 | 15439204.726 |  | -1
node_8104404_200884037 |  |  | PQ | AD | 2771.281 | 8104404 | no | no |  |  | no |  |  | 1370790.613 | 15438898.667 |  | -1
node_8104404_200884038 |  |  | PQ | AD | 2771.281 | 8104404 | no | no |  |  | no |  |  | 1371034.568 | 15438648.602 |  | -1
node_8104404_200884039 |  |  | PQ | AD | 2771.281 | 8104404 | no | no |  |  | no |  |  | 1371311.113 | 15438364.554 |  | -1
node_8104404_200884040 |  |  | PQ | AD | 2771.281 | 8104404 | no | no |  |  | no |  |  | 1371592 | 15438079.428 |  | -1
node_8104404_200884042 |  |  | PQ | AD | 2771.281 | 8104404 | no | no |  |  | no |  |  | 1371847.401 | 15437804.138 |  | -1
node_8104404_200884043 |  |  | PQ | AN | 2771.281 | 8104404 | no | no |  |  | no |  |  | 1372093.954 | 15437543.124 |  | -1
node_8104404_200884045 |  |  | PQ | AD | 2771.281 | 8104404 | no | no |  |  | no |  |  | 1372249.003 | 15437376.854 |  | -1
node_8104404_200884046 |  |  | PQ | AN | 2771.281 | 8104404 | no | no |  |  | no |  |  | 1372383.093 | 15437231.794 |  | -1
node_8104404_200884693 |  |  | PQ | ABCN | 19918.584 | 8104404 | no | no |  |  | no |  |  | 1373647.399 | 15426075.35 |  | -1
node_8104404_200884694 |  |  | PQ | ABCN | 19918.584 | 8104404 | no | no |  |  | no |  |  | 1373617.932 | 15425787.829 |  | -1
node_8104404_200884695 |  |  | PQ | ABCN | 19918.584 | 8104404 | no | no |  |  | no |  |  | 1373600.908 | 15425592.235 |  | -1
node_8104404_200884696 |  |  | PQ | ABCN | 19918.584 | 8104404 | no | no |  |  | no |  |  | 1373576.789 | 15425389.803 |  | -1
node_8104404_200884697 |  |  | PQ | ABCN | 19918.584 | 8104404 | no | no |  |  | no |  |  | 1373591.757 | 15425114.959 |  | -1
node_8104404_200884698 |  |  | PQ | ABCN | 19918.584 | 8104404 | no | no |  |  | no |  |  | 1373663.673 | 15424918.62 |  | -1
node_8104404_200884699 |  |  | PQ | ABCN | 19918.584 | 8104404 | no | no |  |  | no |  |  | 1373681.119 | 15424640.405 |  | -1
node_8104404_200884700 |  |  | PQ | ABCN | 19918.584 | 8104404 | no | no |  |  | no |  |  | 1373705.094 | 15424365.854 |  | -1
node_8104404_200884701 |  |  | PQ | ABCN | 19918.584 | 8104404 | no | no |  |  | no |  |  | 1373731.404 | 15424102.799 |  | -1
node_8104404_200884702 |  |  | PQ | ABCN | 19918.584 | 8104404 | no | no |  |  | no |  |  | 1373732.748 | 15423899.816 |  | -1
node_8104404_200884703 |  |  | PQ | ABCN | 19918.584 | 8104404 | no | no |  |  | no |  |  | 1373727.182 | 15423691.509 |  | -1
node_8104404_200884704 |  |  | PQ | ABCN | 19918.584 | 8104404 | no | no |  |  | no |  |  | 1373731.125 | 15423471.203 |  | -1
node_8104404_200884706 |  |  | PQ | ABCN | 19918.584 | 8104404 | no | no |  |  | no |  |  | 1373718.376 | 15423259.653 |  | -1
node_8104404_200884707 |  |  | PQ | ABCN | 19918.584 | 8104404 | no | no |  |  | no |  |  | 1373709.927 | 15423062.11 |  | -1
node_8104404_200884708 |  |  | PQ | AN | 2771.281 | 8104404 | no | no |  |  | no |  |  | 1373499.255 | 15417372.277 |  | -1
node_8104404_200884709 |  |  | PQ | AN | 2771.281 | 8104404 | no | no |  |  | no |  |  | 1375569.956 | 15407978.05 |  | -1
node_8104404_200884710 |  |  | PQ | ABCN | 19918.584 | 8104404 | no | no |  |  | no |  |  | 1373668.409 | 15422798.762 |  | -1
node_8104404_200884711 |  |  | PQ | AN | 2771.281 | 8104404 | no | no |  |  | no |  |  | 1373657.291 | 15422573.884 |  | -1
node_8104404_200884712 |  |  | PQ | AN | 2771.281 | 8104404 | no | no |  |  | no |  |  | 1373574.612 | 15422473.59 |  | -1
node_8104404_200884713 |  |  | PQ | AD | 2771.281 | 8104404 | no | no |  |  | no |  |  | 1373628.004 | 15422239.711 |  | -1
node_8104404_200884714 |  |  | PQ | AN | 2771.281 | 8104404 | no | no |  |  | no |  |  | 1373624.143 | 15421870.077 |  | -1
node_8104404_200884717 |  |  | PQ | AN | 2771.281 | 8104404 | no | no |  |  | no |  |  | 1373584.421 | 15421207.679 |  | -1
node_8104404_200884718 |  |  | PQ | AN | 2771.281 | 8104404 | no | no |  |  | no |  |  | 1373541.742 | 15420795.778 |  | -1
node_8104404_200884719 |  |  | PQ | AD | 2771.281 | 8104404 | no | no |  |  | no |  |  | 1373492.27 | 15420395.903 |  | -1
node_8104404_200884720 |  |  | PQ | AN | 2771.281 | 8104404 | no | no |  |  | no |  |  | 1373405.328 | 15420065.016 |  | -1
node_8104404_200884721 |  |  | PQ | AD | 2771.281 | 8104404 | no | no |  |  | no |  |  | 1373404.569 | 15419653.616 |  | -1
node_8104404_200884722 |  |  | PQ | AD | 2771.281 | 8104404 | no | no |  |  | no |  |  | 1373396.361 | 15419302.062 |  | -1
node_8104404_200884723 |  |  | PQ | AN | 2771.281 | 8104404 | no | no |  |  | no |  |  | 1373393.968 | 15419113.625 |  | -1
node_8104404_200884724 |  |  | PQ | AN | 2771.281 | 8104404 | no | no |  |  | no |  |  | 1373396.738 | 15418948.909 |  | -1
node_8104404_200884726 |  |  | PQ | AN | 2771.281 | 8104404 | no | no |  |  | no |  |  | 1373495.209 | 15418724.496 |  | -1
node_8104404_200884729 |  |  | PQ | AN | 2771.281 | 8104404 | no | no |  |  | no |  |  | 1373625.733 | 15418433.518 |  | -1
node_8104404_200884730 |  |  | PQ | AN | 2771.281 | 8104404 | no | no |  |  | no |  |  | 1373697.455 | 15418098.186 |  | -1
node_8104404_200884731 |  |  | PQ | AN | 2771.281 | 8104404 | no | no |  |  | no |  |  | 1373759.295 | 15417820.982 |  | -1
node_8104404_200884732 |  |  | PQ | AN | 2771.281 | 8104404 | no | no |  |  | no |  |  | 1373835.402 | 15417461.426 |  | -1
node_8104404_200884733 |  |  | PQ | AD | 2771.281 | 8104404 | no | no |  |  | no |  |  | 1373894.199 | 15417484.633 |  | -1
node_8104404_200884734 |  |  | PQ | AN | 2771.281 | 8104404 | no | no |  |  | no |  |  | 1374192.803 | 15417507.238 |  | -1
node_8104404_200884737 |  |  | PQ | AD | 2771.281 | 8104404 | no | no |  |  | no |  |  | 1373912.895 | 15417123.229 |  | -1
node_8104404_200884738 |  |  | PQ | AN | 2771.281 | 8104404 | no | no |  |  | no |  |  | 1373997.302 | 15416790.036 |  | -1
node_8104404_200884741 |  |  | PQ | AN | 2771.281 | 8104404 | no | no |  |  | no |  |  | 1373975.325 | 15416394.78 |  | -1
node_8104404_200884742 |  |  | PQ | AN | 2771.281 | 8104404 | no | no |  |  | no |  |  | 1374088.166 | 15416093.88 |  | -1
node_8104404_200884745 |  |  | PQ | AN | 2771.281 | 8104404 | no | no |  |  | no |  |  | 1374206.213 | 15415747.348 |  | -1
node_8104404_200884746 |  |  | PQ | AD | 2771.281 | 8104404 | no | no |  |  | no |  |  | 1374252.776 | 15415540.766 |  | -1
node_8104404_200884747 |  |  | PQ | AN | 2771.281 | 8104404 | no | no |  |  | no |  |  | 1374290.472 | 15415301.768 |  | -1
node_8104404_200884748 |  |  | PQ | AN | 2771.281 | 8104404 | no | no |  |  | no |  |  | 1374325.302 | 15415019.249 |  | -1
node_8104404_200884750 |  |  | PQ | AN | 2771.281 | 8104404 | no | no |  |  | no |  |  | 1374383.432 | 15414491.671 |  | -1
node_8104404_200884752 |  |  | PQ | AN | 2771.281 | 8104404 | no | no |  |  | no |  |  | 1374398.654 | 15414256.782 |  | -1
node_8104404_200884753 |  |  | PQ | AD | 2771.281 | 8104404 | no | no |  |  | no |  |  | 1374411.651 | 15413814.848 |  | -1
node_8104404_200884754 |  |  | PQ | AD | 2771.281 | 8104404 | no | no |  |  | no |  |  | 1374451.34 | 15413402.319 |  | -1
node_8104404_200884755 |  |  | PQ | AN | 2771.281 | 8104404 | no | no |  |  | no |  |  | 1374458.414 | 15413181.243 |  | -1
node_8104404_200884756 |  |  | PQ | AN | 2771.281 | 8104404 | no | no |  |  | no |  |  | 1374490.319 | 15412992.117 |  | -1
node_8104404_200884758 |  |  | PQ | AD | 2771.281 | 8104404 | no | no |  |  | no |  |  | 1374524.627 | 15412624.039 |  | -1
node_8104404_200884759 |  |  | PQ | AN | 2771.281 | 8104404 | no | no |  |  | no |  |  | 1374563.367 | 15412293.529 |  | -1
node_8104404_200884760 |  |  | PQ | AD | 2771.281 | 8104404 | no | no |  |  | no |  |  | 1374587.961 | 15411898.299 |  | -1
node_8104404_200884761 |  |  | PQ | AN | 2771.281 | 8104404 | no | no |  |  | no |  |  | 1374626.959 | 15411563.256 |  | -1
node_8104404_200884763 |  |  | PQ | AD | 2771.281 | 8104404 | no | no |  |  | no |  |  | 1374659.295 | 15411149.987 |  | -1
node_8104404_200884764 |  |  | PQ | AN | 2771.281 | 8104404 | no | no |  |  | no |  |  | 1374690.775 | 15410742.04 |  | -1
node_8104404_200884765 |  |  | PQ | AN | 2771.281 | 8104404 | no | no |  |  | no |  |  | 1374716.825 | 15410411.538 |  | -1
node_8104404_200884766 |  |  | PQ | AD | 2771.281 | 8104404 | no | no |  |  | no |  |  | 1374748.705 | 15410077.265 |  | -1
node_8104404_200884767 |  |  | PQ | AN | 2771.281 | 8104404 | no | no |  |  | no |  |  | 1374780.56 | 15409751.409 |  | -1
node_8104404_200884768 |  |  | PQ | AD | 2771.281 | 8104404 | no | no |  |  | no |  |  | 1374809.124 | 15409443.369 |  | -1
node_8104404_200884769 |  |  | PQ | AD | 2771.281 | 8104404 | no | no |  |  | no |  |  | 1374688.17 | 15409412.765 |  | -1
node_8104404_200884770 |  |  | PQ | AD | 2771.281 | 8104404 | no | no |  |  | no |  |  | 1374538.019 | 15409374.144 |  | -1
node_8104404_200884771 |  |  | PQ | AD | 2771.281 | 8104404 | no | no |  |  | no |  |  | 1374314.829 | 15409324.341 |  | -1
node_8104404_200884772 |  |  | PQ | AN | 2771.281 | 8104404 | no | no |  |  | no |  |  | 1374153.065 | 15409286.557 |  | -1
node_8104404_200884773 |  |  | PQ | AD | 2771.281 | 8104404 | no | no |  |  | no |  |  | 1374837.225 | 15409049.542 |  | -1
node_8104404_200884774 |  |  | PQ | AN | 2771.281 | 8104404 | no | no |  |  | no |  |  | 1374889.027 | 15408663.331 |  | -1
node_8104404_200884775 |  |  | PQ | AN | 2771.281 | 8104404 | no | no |  |  | no |  |  | 1374954.019 | 15408298.634 |  | -1
node_8104404_200884776 |  |  | PQ | AN | 2771.281 | 8104404 | no | no |  |  | no |  |  | 1375014.502 | 15407932.629 |  | -1
node_8104404_200884777 |  |  | PQ | AD | 2771.281 | 8104404 | no | no |  |  | no |  |  | 1375095.502 | 15407925.136 |  | -1
node_8104404_200884778 |  |  | PQ | AN | 2771.281 | 8104404 | no | no |  |  | no |  |  | 1375076.995 | 15407540.668 |  | -1
node_8104404_200884779 |  |  | PQ | AN | 2771.281 | 8104404 | no | no |  |  | no |  |  | 1375141.374 | 15407115.138 |  | -1
node_8104404_200884780 |  |  | PQ | AN | 2771.281 | 8104404 | no | no |  |  | no |  |  | 1375222.052 | 15406667.801 |  | -1
node_8104404_200884782 |  |  | PQ | AN | 2771.281 | 8104404 | no | no |  |  | no |  |  | 1375356.458 | 15406339.37 |  | -1
node_8104404_200884784 |  |  | PQ | AN | 2771.281 | 8104404 | no | no |  |  | no |  |  | 1373700.479 | 15426635.783 |  | -1
node_8104404_200884785 |  |  | PQ | AN | 2771.281 | 8104404 | no | no |  |  | no |  |  | 1375086.498 | 15429431.257 |  | -1
node_8104404_200884786 |  |  | PQ | AD | 2771.281 | 8104404 | no | no |  |  | no |  |  | 1375304.666 | 15429744.731 |  | -1
node_8104404_200884787 |  |  | PQ | AD | 2771.281 | 8104404 | no | no |  |  | no |  |  | 1375498.046 | 15430020.141 |  | -1
node_8104404_200884788 |  |  | PQ | AD | 2771.281 | 8104404 | no | no |  |  | no |  |  | 1375720.181 | 15430346.801 |  | -1
node_8104404_200884789 |  |  | PQ | AN | 2771.281 | 8104404 | no | no |  |  | no |  |  | 1375943.27 | 15430681.164 |  | -1
node_8104404_200884791 |  |  | PQ | AD | 2771.281 | 8104404 | no | no |  |  | no |  |  | 1376164.994 | 15431015.499 |  | -1
node_8104404_200884792 |  |  | PQ | AD | 2771.281 | 8104404 | no | no |  |  | no |  |  | 1376335.602 | 15431258.774 |  | -1
node_8104404_200884793 |  |  | PQ | AN | 2771.281 | 8104404 | no | no |  |  | no |  |  | 1376501.872 | 15431408.26 |  | -1
node_8104404_200884794 |  |  | PQ | AD | 2771.281 | 8104404 | no | no |  |  | no |  |  | 1376718.186 | 15431643.056 |  | -1
node_8104404_200884795 |  |  | PQ | AD | 2771.281 | 8104404 | no | no |  |  | no |  |  | 1376932.806 | 15431879.427 |  | -1
node_8104404_200884796 |  |  | PQ | AD | 2771.281 | 8104404 | no | no |  |  | no |  |  | 1373720.714 | 15426850.455 |  | -1
node_8104404_200884797 |  |  | PQ | AD | 2771.281 | 8104404 | no | no |  |  | no |  |  | 1377169.182 | 15432125.455 |  | -1
node_8104404_200884798 |  |  | PQ | AD | 2771.281 | 8104404 | no | no |  |  | no |  |  | 1377371.027 | 15432344.628 |  | -1
node_8104404_200884799 |  |  | PQ | AN | 2771.281 | 8104404 | no | no |  |  | no |  |  | 1377592.169 | 15432581.869 |  | -1
node_8104404_200884801 |  |  | PQ | AD | 2771.281 | 8104404 | no | no |  |  | no |  |  | 1377725.782 | 15432731.41 |  | -1
node_8104404_200884802 |  |  | PQ | AN | 2771.281 | 8104404 | no | no |  |  | no |  |  | 1377881.916 | 15432883.79 |  | -1
node_8104404_200884803 |  |  | PQ | AD | 2771.281 | 8104404 | no | no |  |  | no |  |  | 1377896.521 | 15433121.679 |  | -1
node_8104404_200884804 |  |  | PQ | AN | 2771.281 | 8104404 | no | no |  |  | no |  |  | 1377970.488 | 15433286.052 |  | -1
node_8104404_200884805 |  |  | PQ | AD | 2771.281 | 8104404 | no | no |  |  | no |  |  | 1378008.451 | 15433420.289 |  | -1
node_8104404_200884806 |  |  | PQ | AD | 2771.281 | 8104404 | no | no |  |  | no |  |  | 1378050.751 | 15433578.612 |  | -1
node_8104404_200884807 |  |  | PQ | AN | 2771.281 | 8104404 | no | no |  |  | no |  |  | 1378057.864 | 15433701.585 |  | -1
node_8104404_200884809 |  |  | PQ | AD | 2771.281 | 8104404 | no | no |  |  | no |  |  | 1373817.227 | 15427176.424 |  | -1
node_8104404_200884810 |  |  | PQ | AN | 2771.281 | 8104404 | no | no |  |  | no |  |  | 1373982.274 | 15427494.194 |  | -1
node_8104404_200884811 |  |  | PQ | AD | 2771.281 | 8104404 | no | no |  |  | no |  |  | 1374101.232 | 15427717.009 |  | -1
node_8104404_200884812 |  |  | PQ | AD | 2771.281 | 8104404 | no | no |  |  | no |  |  | 1374227.755 | 15427966.336 |  | -1
node_8104404_200884813 |  |  | PQ | AD | 2771.281 | 8104404 | no | no |  |  | no |  |  | 1374374.229 | 15428212.768 |  | -1
node_8104404_200884814 |  |  | PQ | AD | 2771.281 | 8104404 | no | no |  |  | no |  |  | 1374495.325 | 15428477.626 |  | -1
node_8104404_200884815 |  |  | PQ | AD | 2771.281 | 8104404 | no | no |  |  | no |  |  | 1374624.083 | 15428721.078 |  | -1
node_8104404_200884816 |  |  | PQ | AD | 2771.281 | 8104404 | no | no |  |  | no |  |  | 1374748.786 | 15428958.721 |  | -1
node_8104404_200884817 |  |  | PQ | AD | 2771.281 | 8104404 | no | no |  |  | no |  |  | 1374949.544 | 15429235.134 |  | -1
node_8104404_200884818 |  |  | PQ | AD | 2771.281 | 8104404 | no | no |  |  | no |  |  | 1377864.677 | 15433489.981 |  | -1
node_8104404_200884819 |  |  | PQ | AD | 2771.281 | 8104404 | no | no |  |  | no |  |  | 1377548.448 | 15433645.617 |  | -1
node_8104404_200884822 |  |  | PQ | AN | 19918.584 | 8104404 | no | no |  |  | no |  |  | 1378550.253 | 15426617.183 |  | -1
node_8104404_200884823 |  |  | PQ | AN | 19918.584 | 8104404 | no | no |  |  | no |  |  | 1378948.079 | 15426650.708 |  | -1
node_8104404_200884824 |  |  | PQ | AN | 19918.584 | 8104404 | no | no |  |  | no |  |  | 1379344.5 | 15426698.646 |  | -1
node_8104404_200884825 |  |  | PQ | AN | 19918.584 | 8104404 | no | no |  |  | no |  |  | 1379783.875 | 15426751.504 |  | -1
node_8104404_200884826 |  |  | PQ | AN | 19918.584 | 8104404 | no | no |  |  | no |  |  | 1379906.969 | 15426782.732 |  | -1
node_8104404_200884827 |  |  | PQ | AN | 19918.584 | 8104404 | no | no |  |  | no |  |  | 1380038.994 | 15426792.886 |  | -1
node_8104404_200884828 |  |  | PQ | ABCN | 19918.584 | 8104404 | no | no |  |  | no |  |  | 1373680.508 | 15426375.76 |  | -1
node_8104404_200884829 |  |  | PQ | AD | 2771.281 | 8104404 | no | no |  |  | no |  |  | 1373828.612 | 15427981.226 |  | -1
node_8104404_200884830 |  |  | PQ | AD | 2771.281 | 8104404 | no | no |  |  | no |  |  | 1373744.179 | 15428486.595 |  | -1
node_8104404_200884831 |  |  | PQ | AD | 2771.281 | 8104404 | no | no |  |  | no |  |  | 1373665.359 | 15429021.229 |  | -1
node_8104404_200884832 |  |  | PQ | AD | 2771.281 | 8104404 | no | no |  |  | no |  |  | 1373588.721 | 15429506.923 |  | -1
node_8104404_200884833 |  |  | PQ | AN | 2771.281 | 8104404 | no | no |  |  | no |  |  | 1373522.523 | 15429960.266 |  | -1
node_8104404_200884835 |  |  | PQ | AN | 2771.281 | 8104404 | no | no |  |  | no |  |  | 1373502.323 | 15430467.881 |  | -1
node_8104404_200884897 |  |  | PQ | AN | 2771.281 | 8104404 | no | no |  |  | no |  |  | 1365922.398 | 15431741.237 |  | -1
node_8104404_200884899 |  |  | PQ | AN | 2771.281 | 8104404 | no | no |  |  | no |  |  | 1362692.521 | 15424835.673 |  | -1
node_8104404_200884900 |  |  | PQ | AD | 2771.281 | 8104404 | no | no |  |  | no |  |  | 1362819.036 | 15425146.374 |  | -1
node_8104404_200884901 |  |  | PQ | AD | 2771.281 | 8104404 | no | no |  |  | no |  |  | 1365193.657 | 15427782.792 |  | -1
node_8104404_200884902 |  |  | PQ | AD | 2771.281 | 8104404 | no | no |  |  | no |  |  | 1365095.9 | 15428003.928 |  | -1
node_8104404_200884903 |  |  | PQ | AD | 2771.281 | 8104404 | no | no |  |  | no |  |  | 1364952.178 | 15428316.074 |  | -1
node_8104404_200884904 |  |  | PQ | AD | 2771.281 | 8104404 | no | no |  |  | no |  |  | 1364816.113 | 15428645.912 |  | -1
node_8104404_200884905 |  |  | PQ | AN | 2771.281 | 8104404 | no | no |  |  | no |  |  | 1364662.727 | 15428983.918 |  | -1
node_8104404_200884906 |  |  | PQ | AN | 2771.281 | 8104404 | no | no |  |  | no |  |  | 1365350.778 | 15428085.495 |  | -1
node_8104404_200884907 |  |  | PQ | AD | 2771.281 | 8104404 | no | no |  |  | no |  |  | 1365507.865 | 15428408.524 |  | -1
node_8104404_200884908 |  |  | PQ | AD | 2771.281 | 8104404 | no | no |  |  | no |  |  | 1365659.729 | 15428726.318 |  | -1
node_8104404_200884909 |  |  | PQ | AD | 2771.281 | 8104404 | no | no |  |  | no |  |  | 1365837.736 | 15429083.293 |  | -1
node_8104404_200884913 |  |  | PQ | AN | 2771.281 | 8104404 | no | no |  |  | no |  |  | 1364691.612 | 15429114.993 |  | -1
node_8104404_200884914 |  |  | PQ | AD | 2771.281 | 8104404 | no | no |  |  | no |  |  | 1365862.839 | 15429562.262 |  | -1
node_8104404_200884915 |  |  | PQ | AD | 2771.281 | 8104404 | no | no |  |  | no |  |  | 1365917.667 | 15429915.743 |  | -1
node_8104404_200884916 |  |  | PQ | AD | 2771.281 | 8104404 | no | no |  |  | no |  |  | 1365955.67 | 15430289.782 |  | -1
node_8104404_200884917 |  |  | PQ | AD | 2771.281 | 8104404 | no | no |  |  | no |  |  | 1365999.166 | 15430693.978 |  | -1
node_8104404_200884918 |  |  | PQ | AD | 2771.281 | 8104404 | no | no |  |  | no |  |  | 1366025.953 | 15431005.6 |  | -1
node_8104404_200884919 |  |  | PQ | AN | 2771.281 | 8104404 | no | no |  |  | no |  |  | 1362906.411 | 15425315.471 |  | -1
node_8104404_200884921 |  |  | PQ | AN | 2771.281 | 8104404 | no | no |  |  | no |  |  | 1363195.803 | 15425561.234 |  | -1
node_8104404_200884922 |  |  | PQ | AN | 2771.281 | 8104404 | no | no |  |  | no |  |  | 1366030.541 | 15431266.387 |  | -1
node_8104404_200884924 |  |  | PQ | AD | 2771.281 | 8104404 | no | no |  |  | no |  |  | 1366046.88 | 15431739.162 |  | -1
node_8104404_200884928 |  |  | PQ | AN | 2771.281 | 8104404 | no | no |  |  | no |  |  | 1366057.622 | 15432318.007 |  | -1
node_8104404_200884930 |  |  | PQ | AD | 2771.281 | 8104404 | no | no |  |  | no |  |  | 1366013.216 | 15432600.86 |  | -1
node_8104404_200884932 |  |  | PQ | AD | 2771.281 | 8104404 | no | no |  |  | no |  |  | 1366004.824 | 15433156.125 |  | -1
node_8104404_200884933 |  |  | PQ | AD | 2771.281 | 8104404 | no | no |  |  | no |  |  | 1365090.912 | 15433553.331 |  | -1
node_8104404_200884935 |  |  | PQ | AD | 2771.281 | 8104404 | no | no |  |  | no |  |  | 1364757.933 | 15433615.808 |  | -1
node_8104404_200884936 |  |  | PQ | AN | 2771.281 | 8104404 | no | no |  |  | no |  |  | 1366409.218 | 15433621.829 |  | -1
node_8104404_200884937 |  |  | PQ | AD | 2771.281 | 8104404 | no | no |  |  | no |  |  | 1366850.297 | 15433622.591 |  | -1
node_8104404_200884938 |  |  | PQ | AD | 2771.281 | 8104404 | no | no |  |  | no |  |  | 1367231.958 | 15433624.302 |  | -1
node_8104404_200884939 |  |  | PQ | AN | 2771.281 | 8104404 | no | no |  |  | no |  |  | 1363418.762 | 15425877.821 |  | -1
node_8104404_200884940 |  |  | PQ | AD | 2771.281 | 8104404 | no | no |  |  | no |  |  | 1363632.469 | 15426181.164 |  | -1
node_8104404_200884941 |  |  | PQ | AD | 2771.281 | 8104404 | no | no |  |  | no |  |  | 1367669.488 | 15433626.237 |  | -1
node_8104404_200884942 |  |  | PQ | AN | 2771.281 | 8104404 | no | no |  |  | no |  |  | 1368059.64 | 15433627.448 |  | -1
node_8104404_200884943 |  |  | PQ | AD | 2771.281 | 8104404 | no | no |  |  | no |  |  | 1368525.618 | 15433630.473 |  | -1
node_8104404_200884944 |  |  | PQ | AN | 2771.281 | 8104404 | no | no |  |  | no |  |  | 1368772.837 | 15433634.034 |  | -1
node_8104404_200884945 |  |  | PQ | AD | 2771.281 | 8104404 | no | no |  |  | no |  |  | 1368916.854 | 15433632.573 |  | -1
node_8104404_200884946 |  |  | PQ | AD | 2771.281 | 8104404 | no | no |  |  | no |  |  | 1369276.803 | 15433637.279 |  | -1
node_8104404_200884947 |  |  | PQ | AD | 2771.281 | 8104404 | no | no |  |  | no |  |  | 1369510.851 | 15433634.758 |  | -1
node_8104404_200884948 |  |  | PQ | AD | 2771.281 | 8104404 | no | no |  |  | no |  |  | 1369874.416 | 15433680.719 |  | -1
node_8104404_200884949 |  |  | PQ | AN | 2771.281 | 8104404 | no | no |  |  | no |  |  | 1363773.576 | 15426363.858 |  | -1
node_8104404_200884950 |  |  | PQ | AD | 2771.281 | 8104404 | no | no |  |  | no |  |  | 1364399.334 | 15426309.037 |  | -1
node_8104404_200884952 |  |  | PQ | AD | 2771.281 | 8104404 | no | no |  |  | no |  |  | 1365190.703 | 15426413.91 |  | -1
node_8104404_200884953 |  |  | PQ | AN | 2771.281 | 8104404 | no | no |  |  | no |  |  | 1365249.398 | 15426619.081 |  | -1
node_8104404_200884954 |  |  | PQ | AD | 2771.281 | 8104404 | no | no |  |  | no |  |  | 1365292.999 | 15426903.811 |  | -1
node_8104404_200884955 |  |  | PQ | AN | 2771.281 | 8104404 | no | no |  |  | no |  |  | 1365285.009 | 15427184.097 |  | -1
node_8104404_200884956 |  |  | PQ | AN | 2771.281 | 8104404 | no | no |  |  | no |  |  | 1363775.938 | 15426592.898 |  | -1
node_8104404_200884957 |  |  | PQ | AN | 2771.281 | 8104404 | no | no |  |  | no |  |  | 1363906.51 | 15426749.191 |  | -1
node_8104404_200884959 |  |  | PQ | AD | 2771.281 | 8104404 | no | no |  |  | no |  |  | 1364157.572 | 15426995.528 |  | -1
node_8104404_200884961 |  |  | PQ | AD | 2771.281 | 8104404 | no | no |  |  | no |  |  | 1364748.179 | 15427494.698 |  | -1
node_8104404_200884963 |  |  | PQ | AN | 2771.281 | 8104404 | no | no |  |  | no |  |  | 1364844.521 | 15427435.573 |  | -1
node_8104404_200884964 |  |  | PQ | AN | 2771.281 | 8104404 | no | no |  |  | no |  |  | 1365045.335 | 15427437.502 |  | -1
node_8104404_200884965 |  |  | PQ | AN | 2771.281 | 8104404 | no | no |  |  | no |  |  | 1364992.837 | 15427652.15 |  | -1
node_8104404_200884967 |  |  | PQ | AN | 2771.281 | 8104404 | no | no |  |  | no |  |  | 1373475.321 | 15422776.867 |  | -1
node_8104404_200884968 |  |  | PQ | AD | 2771.281 | 8104404 | no | no |  |  | no |  |  | 1373352.414 | 15422766.001 |  | -1
node_8104404_200884969 |  |  | PQ | AN | 2771.281 | 8104404 | no | no |  |  | no |  |  | 1368973.539 | 15421151.754 |  | -1
node_8104404_200884970 |  |  | PQ | AN | 2771.281 | 8104404 | no | no |  |  | no |  |  | 1368668.771 | 15420997.646 |  | -1
node_8104404_200884971 |  |  | PQ | AD | 2771.281 | 8104404 | no | no |  |  | no |  |  | 1368445.409 | 15420880.133 |  | -1
node_8104404_200884972 |  |  | PQ | AD | 2771.281 | 8104404 | no | no |  |  | no |  |  | 1368686.634 | 15420748.471 |  | -1
node_8104404_200884973 |  |  | PQ | AN | 2771.281 | 8104404 | no | no |  |  | no |  |  | 1368829.77 | 15420553.814 |  | -1
node_8104404_200884974 |  |  | PQ | AN | 2771.281 | 8104404 | no | no |  |  | no |  |  | 1368263.597 | 15420788.581 |  | -1
node_8104404_200884976 |  |  | PQ | AD | 2771.281 | 8104404 | no | no |  |  | no |  |  | 1368069.263 | 15420680.939 |  | -1
node_8104404_200884977 |  |  | PQ | AN | 2771.281 | 8104404 | no | no |  |  | no |  |  | 1367756.513 | 15420501.404 |  | -1
node_8104404_200884979 |  |  | PQ | AN | 2771.281 | 8104404 | no | no |  |  | no |  |  | 1367443.758 | 15420432.406 |  | -1
node_8104404_200884980 |  |  | PQ | AD | 2771.281 | 8104404 | no | no |  |  | no |  |  | 1367147.709 | 15420357.165 |  | -1
node_8104404_200884981 |  |  | PQ | AN | 2771.281 | 8104404 | no | no |  |  | no |  |  | 1366878.788 | 15420212.144 |  | -1
node_8104404_200884983 |  |  | PQ | AN | 2771.281 | 8104404 | no | no |  |  | no |  |  | 1366617.09 | 15420070.268 |  | -1
node_8104404_200884984 |  |  | PQ | AD | 2771.281 | 8104404 | no | no |  |  | no |  |  | 1366390.919 | 15420003.064 |  | -1
node_8104404_200884986 |  |  | PQ | AD | 2771.281 | 8104404 | no | no |  |  | no |  |  | 1366179.649 | 15419937.905 |  | -1
node_8104404_200884987 |  |  | PQ | AD | 2771.281 | 8104404 | no | no |  |  | no |  |  | 1365853.851 | 15419840.876 |  | -1
node_8104404_200884988 |  |  | PQ | AN | 2771.281 | 8104404 | no | no |  |  | no |  |  | 1365670.443 | 15419784.231 |  | -1
node_8104404_200884989 |  |  | PQ | AD | 2771.281 | 8104404 | no | no |  |  | no |  |  | 1365374.266 | 15419733.051 |  | -1
node_8104404_200884990 |  |  | PQ | AD | 2771.281 | 8104404 | no | no |  |  | no |  |  | 1365090.503 | 15419687.175 |  | -1
node_8104404_200884991 |  |  | PQ | AD | 2771.281 | 8104404 | no | no |  |  | no |  |  | 1373034.528 | 15422723.729 |  | -1
node_8104404_200884992 |  |  | PQ | AD | 2771.281 | 8104404 | no | no |  |  | no |  |  | 1372940.475 | 15422633.265 |  | -1
node_8104404_200884993 |  |  | PQ | AN | 2771.281 | 8104404 | no | no |  |  | no |  |  | 1373097.269 | 15422392.867 |  | -1
node_8104404_200884994 |  |  | PQ | AD | 2771.281 | 8104404 | no | no |  |  | no |  |  | 1372709.811 | 15422682.228 |  | -1
node_8104404_200884995 |  |  | PQ | AD | 2771.281 | 8104404 | no | no |  |  | no |  |  | 1372361.642 | 15422638.163 |  | -1
node_8104404_200884996 |  |  | PQ | AD | 2771.281 | 8104404 | no | no |  |  | no |  |  | 1364811.369 | 15419644.061 |  | -1
node_8104404_200884997 |  |  | PQ | AN | 2771.281 | 8104404 | no | no |  |  | no |  |  | 1364523.358 | 15419595.208 |  | -1
node_8104404_200884998 |  |  | PQ | AN | 2771.281 | 8104404 | no | no |  |  | no |  |  | 1364169.872 | 15419555.558 |  | -1
node_8104404_200884999 |  |  | PQ | AN | 2771.281 | 8104404 | no | no |  |  | no |  |  | 1363856.113 | 15419517.854 |  | -1
node_8104404_200885001 |  |  | PQ | AN | 2771.281 | 8104404 | no | no |  |  | no |  |  | 1363604.272 | 15419483.096 |  | -1
node_8104404_200885005 |  |  | PQ | AD | 2771.281 | 8104404 | no | no |  |  | no |  |  | 1364547.864 | 15420164.016 |  | -1
node_8104404_200885006 |  |  | PQ | AD | 2771.281 | 8104404 | no | no |  |  | no |  |  | 1364563.214 | 15420550.725 |  | -1
node_8104404_200885007 |  |  | PQ | AN | 2771.281 | 8104404 | no | no |  |  | no |  |  | 1364207.095 | 15420688.721 |  | -1
node_8104404_200885008 |  |  | PQ | AN | 2771.281 | 8104404 | no | no |  |  | no |  |  | 1364565.89 | 15421061.919 |  | -1
node_8104404_200885010 |  |  | PQ | AN | 2771.281 | 8104404 | no | no |  |  | no |  |  | 1364570.558 | 15421508.093 |  | -1
node_8104404_200885012 |  |  | PQ | AD | 2771.281 | 8104404 | no | no |  |  | no |  |  | 1364443.042 | 15421645.388 |  | -1
node_8104404_200885013 |  |  | PQ | AD | 2771.281 | 8104404 | no | no |  |  | no |  |  | 1372002.943 | 15422601.045 |  | -1
node_8104404_200885014 |  |  | PQ | AD | 2771.281 | 8104404 | no | no |  |  | no |  |  | 1371660.65 | 15422494.696 |  | -1
node_8104404_200885015 |  |  | PQ | AN | 2771.281 | 8104404 | no | no |  |  | no |  |  | 1371442.683 | 15422383.908 |  | -1
node_8104404_200885016 |  |  | PQ | AD | 2771.281 | 8104404 | no | no |  |  | no |  |  | 1371250.555 | 15422292.48 |  | -1
node_8104404_200885017 |  |  | PQ | AN | 2771.281 | 8104404 | no | no |  |  | no |  |  | 1370909.467 | 15422129.437 |  | -1
node_8104404_200885018 |  |  | PQ | AD | 2771.281 | 8104404 | no | no |  |  | no |  |  | 1370571.534 | 15421973.23 |  | -1
node_8104404_200885021 |  |  | PQ | AD | 2771.281 | 8104404 | no | no |  |  | no |  |  | 1369927.641 | 15421673.055 |  | -1
node_8104404_200885022 |  |  | PQ | AD | 2771.281 | 8104404 | no | no |  |  | no |  |  | 1369580.504 | 15421501.221 |  | -1
node_8104404_200885023 |  |  | PQ | AN | 2771.281 | 8104404 | no | no |  |  | no |  |  | 1369253.28 | 15421349.497 |  | -1
node_8104404_200885024 |  |  | PQ | AN | 2771.281 | 8104404 | no | no |  |  | no |  |  | 1379259.133 | 15421188.137 |  | -1
node_8104404_200885026 |  |  | PQ | AD | 2771.281 | 8104404 | no | no |  |  | no |  |  | 1380895.337 | 15419501.315 |  | -1
node_8104404_200885027 |  |  | PQ | AN | 2771.281 | 8104404 | no | no |  |  | no |  |  | 1379773.107 | 15421128.535 |  | -1
node_8104404_200885029 |  |  | PQ | AD | 2771.281 | 8104404 | no | no |  |  | no |  |  | 1380060.25 | 15421111.392 |  | -1
node_8104404_200885030 |  |  | PQ | AD | 2771.281 | 8104404 | no | no |  |  | no |  |  | 1380067.094 | 15420993.789 |  | -1
node_8104404_200885031 |  |  | PQ | AD | 2771.281 | 8104404 | no | no |  |  | no |  |  | 1380074.876 | 15420850.41 |  | -1
node_8104404_200885032 |  |  | PQ | AD | 2771.281 | 8104404 | no | no |  |  | no |  |  | 1380079.15 | 15420575.653 |  | -1
node_8104404_200885033 |  |  | PQ | AN | 2771.281 | 8104404 | no | no |  |  | no |  |  | 1379943.907 | 15420437.975 |  | -1
node_8104404_200885049 |  |  | PQ | AD | 2771.281 | 8104404 | no | no |  |  | no |  |  | 1380085.537 | 15420332.374 |  | -1
node_8104404_200885050 |  |  | PQ | AN | 2771.281 | 8104404 | no | no |  |  | no |  |  | 1380051.34 | 15420083.104 |  | -1
node_8104404_200885051 |  |  | PQ | AN | 2771.281 | 8104404 | no | no |  |  | no |  |  | 1378165.647 | 15433095.074 |  | -1
node_8104404_200885052 |  |  | PQ | AD | 2771.281 | 8104404 | no | no |  |  | no |  |  | 1378485.113 | 15433038.538 |  | -1
node_8104404_200885053 |  |  | PQ | AD | 2771.281 | 8104404 | no | no |  |  | no |  |  | 1378900.24 | 15432970.012 |  | -1
node_8104404_200885054 |  |  | PQ | AD | 2771.281 | 8104404 | no | no |  |  | no |  |  | 1379305.345 | 15432724.347 |  | -1
node_8104404_200885055 |  |  | PQ | AD | 2771.281 | 8104404 | no | no |  |  | no |  |  | 1379511.111 | 15432655.426 |  | -1
node_8104404_200885056 |  |  | PQ | AN | 19918.584 | 8104404 | no | no |  |  | no |  |  | 1372507.768 | 15426339.84 |  | -1
node_8104404_200885057 |  |  | PQ | AN | 2771.281 | 8104404 | no | no |  |  | no |  |  | 1372369.953 | 15426531.902 |  | -1
node_8104404_200885058 |  |  | PQ | AN | 2771.281 | 8104404 | no | no |  |  | no |  |  | 1370055.44 | 15428360.177 |  | -1
node_8104404_200885059 |  |  | PQ | AD | 2771.281 | 8104404 | no | no |  |  | no |  |  | 1369716.988 | 15428293.389 |  | -1
node_8104404_200885060 |  |  | PQ | AD | 2771.281 | 8104404 | no | no |  |  | no |  |  | 1369557.256 | 15428260.819 |  | -1
node_8104404_200885061 |  |  | PQ | AD | 2771.281 | 8104404 | no | no |  |  | no |  |  | 1369539.098 | 15428623.278 |  | -1
node_8104404_200885062 |  |  | PQ | AD | 2771.281 | 8104404 | no | no |  |  | no |  |  | 1369522.163 | 15428980.727 |  | -1
node_8104404_200885063 |  |  | PQ | AN | 2771.281 | 8104404 | no | no |  |  | no |  |  | 1369512.43 | 15429342.728 |  | -1
node_8104404_200885064 |  |  | PQ | AN | 2771.281 | 8104404 | no | no |  |  | no |  |  | 1369398.709 | 15428226.499 |  | -1
node_8104404_200885065 |  |  | PQ | AN | 2771.281 | 8104404 | no | no |  |  | no |  |  | 1369073.524 | 15428175.326 |  | -1
node_8104404_200885066 |  |  | PQ | AD | 2771.281 | 8104404 | no | no |  |  | no |  |  | 1368879.924 | 15427927.389 |  | -1
node_8104404_200885067 |  |  | PQ | AD | 2771.281 | 8104404 | no | no |  |  | no |  |  | 1368618.652 | 15427642.024 |  | -1
node_8104404_200885068 |  |  | PQ | AN | 2771.281 | 8104404 | no | no |  |  | no |  |  | 1368485.776 | 15427502.621 |  | -1
node_8104404_200885069 |  |  | PQ | AD | 2771.281 | 8104404 | no | no |  |  | no |  |  | 1367991.058 | 15427484.652 |  | -1
node_8104404_200885070 |  |  | PQ | AN | 2771.281 | 8104404 | no | no |  |  | no |  |  | 1367473.706 | 15427472.182 |  | -1
node_8104404_200885071 |  |  | PQ | AD | 2771.281 | 8104404 | no | no |  |  | no |  |  | 1367464.376 | 15427414.094 |  | -1
node_8104404_200885072 |  |  | PQ | AN | 2771.281 | 8104404 | no | no |  |  | no |  |  | 1372289.191 | 15426632.72 |  | -1
node_8104404_200885074 |  |  | PQ | AD | 2771.281 | 8104404 | no | no |  |  | no |  |  | 1372109.409 | 15426812.752 |  | -1
node_8104404_200885075 |  |  | PQ | AD | 2771.281 | 8104404 | no | no |  |  | no |  |  | 1367171.743 | 15427423.613 |  | -1
node_8104404_200885076 |  |  | PQ | AD | 2771.281 | 8104404 | no | no |  |  | no |  |  | 1366877.57 | 15427437.562 |  | -1
node_8104404_200885077 |  |  | PQ | AN | 2771.281 | 8104404 | no | no |  |  | no |  |  | 1366575.938 | 15427460.548 |  | -1
node_8104404_200885079 |  |  | PQ | AN | 2771.281 | 8104404 | no | no |  |  | no |  |  | 1366293.285 | 15427524.107 |  | -1
node_8104404_200885080 |  |  | PQ | AN | 2771.281 | 8104404 | no | no |  |  | no |  |  | 1365967.916 | 15427460.6 |  | -1
node_8104404_200885082 |  |  | PQ | AD | 2771.281 | 8104404 | no | no |  |  | no |  |  | 1371884.329 | 15427081.202 |  | -1
node_8104404_200885083 |  |  | PQ | AN | 2771.281 | 8104404 | no | no |  |  | no |  |  | 1371641.719 | 15427356.786 |  | -1
node_8104404_200885085 |  |  | PQ | AN | 2771.281 | 8104404 | no | no |  |  | no |  |  | 1371368.087 | 15427686.675 |  | -1
node_8104404_200885086 |  |  | PQ | AN | 2771.281 | 8104404 | no | no |  |  | no |  |  | 1371098.443 | 15428015.112 |  | -1
node_8104404_200885088 |  |  | PQ | AD | 2771.281 | 8104404 | no | no |  |  | no |  |  | 1370875.99 | 15428279.804 |  | -1
node_8104404_200885089 |  |  | PQ | AN | 2771.281 | 8104404 | no | no |  |  | no |  |  | 1370713.574 | 15428496.281 |  | -1
node_8104404_200885090 |  |  | PQ | AD | 2771.281 | 8104404 | no | no |  |  | no |  |  | 1370422.045 | 15428437.48 |  | -1
node_8104404_200885091 |  |  | PQ | AD | 2771.281 | 8104404 | no | no |  |  | no |  |  | 1374711.284 | 15414698.457 |  | -1
node_8104404_200885092 |  |  | PQ | AD | 2771.281 | 8104404 | no | no |  |  | no |  |  | 1374977.568 | 15414712.533 |  | -1
node_8104404_200885093 |  |  | PQ | AD | 2771.281 | 8104404 | no | no |  |  | no |  |  | 1375965.202 | 15417499.819 |  | -1
node_8104404_200885094 |  |  | PQ | AD | 2771.281 | 8104404 | no | no |  |  | no |  |  | 1376097.04 | 15417937.145 |  | -1
node_8104404_200885095 |  |  | PQ | AD | 2771.281 | 8104404 | no | no |  |  | no |  |  | 1376197.695 | 15418306.594 |  | -1
node_8104404_200885096 |  |  | PQ | AN | 2771.281 | 8104404 | no | no |  |  | no |  |  | 1376302.527 | 15418699.794 |  | -1
node_8104404_200885097 |  |  | PQ | AD | 2771.281 | 8104404 | no | no |  |  | no |  |  | 1376394.919 | 15419057.215 |  | -1
node_8104404_200885098 |  |  | PQ | AN | 2771.281 | 8104404 | no | no |  |  | no |  |  | 1376454.015 | 15419359.243 |  | -1
node_8104404_200885099 |  |  | PQ | AN | 2771.281 | 8104404 | no | no |  |  | no |  |  | 1375179.976 | 15414727.165 |  | -1
node_8104404_200885100 |  |  | PQ | AN | 2771.281 | 8104404 | no | no |  |  | no |  |  | 1375570.18 | 15414754.122 |  | -1
node_8104404_200885102 |  |  | PQ | AN | 2771.281 | 8104404 | no | no |  |  | no |  |  | 1375462.207 | 15415127.276 |  | -1
node_8104404_200885103 |  |  | PQ | AN | 2771.281 | 8104404 | no | no |  |  | no |  |  | 1375364.312 | 15415492.125 |  | -1
node_8104404_200885104 |  |  | PQ | AD | 2771.281 | 8104404 | no | no |  |  | no |  |  | 1375488.483 | 15415942.283 |  | -1
node_8104404_200885105 |  |  | PQ | AD | 2771.281 | 8104404 | no | no |  |  | no |  |  | 1375637.448 | 15416394.064 |  | -1
node_8104404_200885106 |  |  | PQ | AD | 2771.281 | 8104404 | no | no |  |  | no |  |  | 1375765.449 | 15416820.271 |  | -1
node_8104404_200885107 |  |  | PQ | AN | 2771.281 | 8104404 | no | no |  |  | no |  |  | 1375904.857 | 15417297.392 |  | -1
node_8104404_200885129 |  |  | PQ | AD | 2771.281 | 8104404 | no | no |  |  | no |  |  | 1368274.445 | 15420399.451 |  | -1
node_8104404_200885130 |  |  | PQ | AN | 2771.281 | 8104404 | no | no |  |  | no |  |  | 1368287.148 | 15420104.74 |  | -1
node_8104404_200885131 |  |  | PQ | AD | 2771.281 | 8104404 | no | no |  |  | no |  |  | 1368808.218 | 15419970.335 |  | -1
node_8104404_200885132 |  |  | PQ | AD | 2771.281 | 8104404 | no | no |  |  | no |  |  | 1369091.335 | 15419634.091 |  | -1
node_8104404_200885133 |  |  | PQ | AD | 2771.281 | 8104404 | no | no |  |  | no |  |  | 1369242.718 | 15419460.639 |  | -1
node_8104404_200885134 |  |  | PQ | AD | 2771.281 | 8104404 | no | no |  |  | no |  |  | 1369389.224 | 15419293.625 |  | -1
node_8104404_200885135 |  |  | PQ | AN | 2771.281 | 8104404 | no | no |  |  | no |  |  | 1369588.185 | 15419122.914 |  | -1
node_8104404_200885149 |  |  | PQ | AN | 2771.281 | 8104404 | no | no |  |  | no |  |  | 1365570.689 | 15413539.302 |  | -1
node_8104404_200885150 |  |  | PQ | AD | 2771.281 | 8104404 | no | no |  |  | no |  |  | 1364523.886 | 15419156.842 |  | -1
node_8104404_200885151 |  |  | PQ | AD | 2771.281 | 8104404 | no | no |  |  | no |  |  | 1364529.984 | 15418692.519 |  | -1
node_8104404_200885152 |  |  | PQ | AN | 2771.281 | 8104404 | no | no |  |  | no |  |  | 1364542.804 | 15418231.759 |  | -1
node_8104404_200885153 |  |  | PQ | AN | 2771.281 | 8104404 | no | no |  |  | no |  |  | 1364557.481 | 15417904.586 |  | -1
node_8104404_200885154 |  |  | PQ | AD | 2771.281 | 8104404 | no | no |  |  | no |  |  | 1364567.88 | 15417526.932 |  | -1
node_8104404_200885155 |  |  | PQ | AD | 2771.281 | 8104404 | no | no |  |  | no |  |  | 1364570.285 | 15417120.883 |  | -1
node_8104404_200885156 |  |  | PQ | AD | 2771.281 | 8104404 | no | no |  |  | no |  |  | 1364611.217 | 15416782.436 |  | -1
node_8104404_200885157 |  |  | PQ | AN | 2771.281 | 8104404 | no | no |  |  | no |  |  | 1364662.57 | 15416417.755 |  | -1
node_8104404_200885159 |  |  | PQ | AN | 2771.281 | 8104404 | no | no |  |  | no |  |  | 1364787.265 | 15416268.295 |  | -1
node_8104404_200885162 |  |  | PQ | AN | 19918.584 | 8104404 | no | no |  |  | no |  |  | 1378600.802 | 15425337.132 |  | -1
node_8104404_200885163 |  |  | PQ | AN | 19918.584 | 8104404 | no | no |  |  | no |  |  | 1378429.218 | 15425547.457 |  | -1
node_8104404_200885164 |  |  | PQ | AN | 19918.584 | 8104404 | no | no |  |  | no |  |  | 1378272.432 | 15425794.462 |  | -1
node_8104404_200885165 |  |  | PQ | AN | 19918.584 | 8104404 | no | no |  |  | no |  |  | 1378004.941 | 15425955.474 |  | -1
node_8104404_200885166 |  |  | PQ | AN | 19918.584 | 8104404 | no | no |  |  | no |  |  | 1377773.431 | 15426088.959 |  | -1
node_8104404_200885167 |  |  | PQ | AN | 19918.584 | 8104404 | no | no |  |  | no |  |  | 1377658.227 | 15426155.371 |  | -1
node_8104404_200885168 |  |  | PQ | AN | 19918.584 | 8104404 | no | no |  |  | no |  |  | 1377469.026 | 15426269.462 |  | -1
node_8104404_200885169 |  |  | PQ | AN | 19918.584 | 8104404 | no | no |  |  | no |  |  | 1377329.351 | 15426476.884 |  | -1
node_8104404_200885172 |  |  | PQ | AN | 19918.584 | 8104404 | no | no |  |  | no |  |  | 1377241.294 | 15426748.236 |  | -1
node_8104404_200885173 |  |  | PQ | AN | 19918.584 | 8104404 | no | no |  |  | no |  |  | 1377152.095 | 15427046.787 |  | -1
node_8104404_200885174 |  |  | PQ | AN | 19918.584 | 8104404 | no | no |  |  | no |  |  | 1376882.95 | 15427104.659 |  | -1
node_8104404_200885175 |  |  | PQ | AN | 19918.584 | 8104404 | no | no |  |  | no |  |  | 1377144.314 | 15427152.704 |  | -1
node_8104404_200885176 |  |  | PQ | AN | 19918.584 | 8104404 | no | no |  |  | no |  |  | 1379844.452 | 15423595.05 |  | -1
node_8104404_200885177 |  |  | PQ | AN | 19918.584 | 8104404 | no | no |  |  | no |  |  | 1379610.2 | 15423889.049 |  | -1
node_8104404_200885178 |  |  | PQ | AN | 19918.584 | 8104404 | no | no |  |  | no |  |  | 1379523.313 | 15424204.688 |  | -1
node_8104404_200885179 |  |  | PQ | AN | 19918.584 | 8104404 | no | no |  |  | no |  |  | 1379372.058 | 15424413.949 |  | -1
node_8104404_200885180 |  |  | PQ | AN | 19918.584 | 8104404 | no | no |  |  | no |  |  | 1379286.244 | 15424677.759 |  | -1
node_8104404_200885181 |  |  | PQ | AN | 19918.584 | 8104404 | no | no |  |  | no |  |  | 1379125.259 | 15424859.844 |  | -1
node_8104404_200885182 |  |  | PQ | ABN | 19918.584 | 8104404 | no | no |  |  | no |  |  | 1362506.436 | 15424081.282 |  | -1
node_8104404_200885183 |  |  | PQ | AN | 19918.584 | 8104404 | no | no |  |  | no |  |  | 1361979.5 | 15426346.683 |  | -1
node_8104404_200885184 |  |  | PQ | AN | 19918.584 | 8104404 | no | no |  |  | no |  |  | 1362012.773 | 15426587.495 |  | -1
node_8104404_200885185 |  |  | PQ | ABN | 19918.584 | 8104404 | no | no |  |  | no |  |  | 1362398.706 | 15424254.32 |  | -1
node_8104404_200885186 |  |  | PQ | ABN | 19918.584 | 8104404 | no | no |  |  | no |  |  | 1362288.84 | 15424438.927 |  | -1
node_8104404_200885187 |  |  | PQ | ABCN | 19918.584 | 8104404 | no | no |  |  | no |  |  | 1362192.002 | 15424605.618 |  | -1
node_8104404_200885189 |  |  | PQ | AN | 19918.584 | 8104404 | no | no |  |  | no |  |  | 1362044.45 | 15424854.963 |  | -1
node_8104404_200885190 |  |  | PQ | AN | 19918.584 | 8104404 | no | no |  |  | no |  |  | 1361911.33 | 15425096.753 |  | -1
node_8104404_200885192 |  |  | PQ | AN | 19918.584 | 8104404 | no | no |  |  | no |  |  | 1361717.451 | 15425449.558 |  | -1
node_8104404_200885194 |  |  | PQ | AN | 19918.584 | 8104404 | no | no |  |  | no |  |  | 1361713.737 | 15425785.939 |  | -1
node_8104404_200885195 |  |  | PQ | AN | 19918.584 | 8104404 | no | no |  |  | no |  |  | 1361875.958 | 15426090.871 |  | -1
node_8104404_200885196 |  |  | PQ | ABN | 19918.584 | 8104404 | no | no |  |  | no |  |  | 1362447.448 | 15423928.674 |  | -1
node_8104404_200885199 |  |  | PQ | ABN | 19918.584 | 8104404 | no | no |  |  | no |  |  | 1362390.094 | 15423388.347 |  | -1
node_8104404_200885200 |  |  | PQ | ABN | 19918.584 | 8104404 | no | no |  |  | no |  |  | 1362342.152 | 15423205.504 |  | -1
node_8104404_200885202 |  |  | PQ | ABN | 19918.584 | 8104404 | no | no |  |  | no |  |  | 1362313.12 | 15423126.208 |  | -1
node_8104404_200885204 |  |  | PQ | ABN | 19918.584 | 8104404 | no | no |  |  | no |  |  | 1362275.173 | 15423026.818 |  | -1
node_8104404_200885205 |  |  | PQ | ABN | 19918.584 | 8104404 | no | no |  |  | no |  |  | 1362122.653 | 15422574.872 |  | -1
node_8104404_200885206 |  |  | PQ | ABN | 19918.584 | 8104404 | no | no |  |  | no |  |  | 1361990.577 | 15422217.369 |  | -1
node_8104404_200885207 |  |  | PQ | AD | 2771.281 | 8104404 | no | no |  |  | no |  |  | 1364636.064 | 15429395.613 |  | -1
node_8104404_200885208 |  |  | PQ | AD | 2771.281 | 8104404 | no | no |  |  | no |  |  | 1364809.24 | 15429642.149 |  | -1
node_8104404_200885209 |  |  | PQ | AN | 2771.281 | 8104404 | no | no |  |  | no |  |  | 1364986.032 | 15429895.383 |  | -1
node_8104404_200885210 |  |  | PQ | AN | 19918.584 | 8104404 | no | no |  |  | no |  |  | 1357127.308 | 15433203.826 |  | -1
node_8104404_200885211 |  |  | PQ | AN | 19918.584 | 8104404 | no | no |  |  | no |  |  | 1359308.962 | 15433308.012 |  | -1
node_8104404_200885213 |  |  | PQ | AN | 19918.584 | 8104404 | no | no |  |  | no |  |  | 1359059.167 | 15433215.683 |  | -1
node_8104404_200885214 |  |  | PQ | AN | 19918.584 | 8104404 | no | no |  |  | no |  |  | 1358805.798 | 15433299.587 |  | -1
node_8104404_200885215 |  |  | PQ | AN | 19918.584 | 8104404 | no | no |  |  | no |  |  | 1358526.66 | 15433438.05 |  | -1
node_8104404_200885216 |  |  | PQ | AN | 19918.584 | 8104404 | no | no |  |  | no |  |  | 1358144.778 | 15433493.91 |  | -1
node_8104404_200885217 |  |  | PQ | AN | 19918.584 | 8104404 | no | no |  |  | no |  |  | 1357869.264 | 15433483.344 |  | -1
node_8104404_200885218 |  |  | PQ | AN | 19918.584 | 8104404 | no | no |  |  | no |  |  | 1357581.532 | 15433526.296 |  | -1
node_8104404_200885219 |  |  | PQ | AN | 19918.584 | 8104404 | no | no |  |  | no |  |  | 1357398.311 | 15433320.895 |  | -1
node_8104404_200885220 |  |  | PQ | AN | 19918.584 | 8104404 | no | no |  |  | no |  |  | 1357200.425 | 15433127.468 |  | -1
node_8104404_200885221 |  |  | PQ | AN | 19918.584 | 8104404 | no | no |  |  | no |  |  | 1356956.007 | 15432948.287 |  | -1
node_8104404_200885222 |  |  | PQ | AN | 19918.584 | 8104404 | no | no |  |  | no |  |  | 1356720.873 | 15432778.446 |  | -1
node_8104404_200885223 |  |  | PQ | AN | 19918.584 | 8104404 | no | no |  |  | no |  |  | 1356627.863 | 15432547.007 |  | -1
node_8104404_200885224 |  |  | PQ | AN | 19918.584 | 8104404 | no | no |  |  | no |  |  | 1356403.71 | 15432567.745 |  | -1
node_8104404_200885225 |  |  | PQ | AN | 19918.584 | 8104404 | no | no |  |  | no |  |  | 1356087.454 | 15432494.99 |  | -1
node_8104404_200885226 |  |  | PQ | AN | 19918.584 | 8104404 | no | no |  |  | no |  |  | 1360327.013 | 15433553.566 |  | -1
node_8104404_200885227 |  |  | PQ | AN | 19918.584 | 8104404 | no | no |  |  | no |  |  | 1360004.732 | 15433541.865 |  | -1
node_8104404_200885228 |  |  | PQ | AN | 19918.584 | 8104404 | no | no |  |  | no |  |  | 1359782.261 | 15433531.916 |  | -1
node_8104404_200885230 |  |  | PQ | ABCN | 19918.584 | 8104404 | no | no |  |  | no |  |  | 1379713.546 | 15422609.406 |  | -1
node_8104404_200885232 |  |  | PQ | ABCN | 19918.584 | 8104404 | no | no |  |  | no |  |  | 1379456.574 | 15422595.788 |  | -1
node_8104404_200885233 |  |  | PQ | ABCN | 19918.584 | 8104404 | no | no |  |  | no |  |  | 1379200.678 | 15422588.407 |  | -1
node_8104404_200885234 |  |  | PQ | ABCN | 19918.584 | 8104404 | no | no |  |  | no |  |  | 1378939.574 | 15422580.82 |  | -1
node_8104404_200885235 |  |  | PQ | ABCN | 19918.584 | 8104404 | no | no |  |  | no |  |  | 1378694.651 | 15422571.047 |  | -1
node_8104404_200885236 |  |  | PQ | ABCN | 19918.584 | 8104404 | no | no |  |  | no |  |  | 1378441.47 | 15422566.591 |  | -1
node_8104404_200885237 |  |  | PQ | ABCN | 19918.584 | 8104404 | no | no |  |  | no |  |  | 1378180.781 | 15422552.91 |  | -1
node_8104404_200885238 |  |  | PQ | ABCN | 19918.584 | 8104404 | no | no |  |  | no |  |  | 1377974.532 | 15422592.537 |  | -1
node_8104404_200885239 |  |  | PQ | ABCN | 19918.584 | 8104404 | no | no |  |  | no |  |  | 1377700.16 | 15422560.125 |  | -1
node_8104404_200885240 |  |  | PQ | ABCN | 19918.584 | 8104404 | no | no |  |  | no |  |  | 1377438.033 | 15422520.627 |  | -1
node_8104404_200885241 |  |  | PQ | ABCN | 19918.584 | 8104404 | no | no |  |  | no |  |  | 1377178.206 | 15422478.763 |  | -1
node_8104404_200885242 |  |  | PQ | ABCN | 19918.584 | 8104404 | no | no |  |  | no |  |  | 1376917.336 | 15422378.942 |  | -1
node_8104404_200885243 |  |  | PQ | ABCN | 19918.584 | 8104404 | no | no |  |  | no |  |  | 1376722.359 | 15422389.143 |  | -1
node_8104404_200885245 |  |  | PQ | ABCN | 19918.584 | 8104404 | no | no |  |  | no |  |  | 1376199.281 | 15422580.313 |  | -1
node_8104404_200885246 |  |  | PQ | ABCN | 19918.584 | 8104404 | no | no |  |  | no |  |  | 1375927.259 | 15422640.685 |  | -1
node_8104404_200885247 |  |  | PQ | ABCN | 19918.584 | 8104404 | no | no |  |  | no |  |  | 1375745.046 | 15422717.713 |  | -1
node_8104404_200885248 |  |  | PQ | AN | 19918.584 | 8104404 | no | no |  |  | no |  |  | 1375793.493 | 15422889.174 |  | -1
node_8104404_200885249 |  |  | PQ | ABCN | 19918.584 | 8104404 | no | no |  |  | no |  |  | 1375509.768 | 15422823.793 |  | -1
node_8104404_200885250 |  |  | PQ | ABCN | 19918.584 | 8104404 | no | no |  |  | no |  |  | 1375286.341 | 15422955.851 |  | -1
node_8104404_200885251 |  |  | PQ | ABCN | 19918.584 | 8104404 | no | no |  |  | no |  |  | 1374988.305 | 15422982.654 |  | -1
node_8104404_200885253 |  |  | PQ | ABCN | 19918.584 | 8104404 | no | no |  |  | no |  |  | 1374707.177 | 15422956.304 |  | -1
node_8104404_200885254 |  |  | PQ | ABCN | 19918.584 | 8104404 | no | no |  |  | no |  |  | 1374451.503 | 15422927.582 |  | -1
node_8104404_200885256 |  |  | PQ | ABCN | 19918.584 | 8104404 | no | no |  |  | no |  |  | 1374186.741 | 15422906.135 |  | -1
node_8104404_200885257 |  |  | PQ | ABCN | 19918.584 | 8104404 | no | no |  |  | no |  |  | 1373703.548 | 15422860.094 |  | -1
node_8104404_200885261 |  |  | PQ | AN | 2771.281 | 8104404 | no | no |  |  | no |  |  | 1367931.064 | 15430975.898 |  | -1
node_8104404_200885262 |  |  | PQ | AD | 2771.281 | 8104404 | no | no |  |  | no |  |  | 1366244.233 | 15431000.499 |  | -1
node_8104404_200885263 |  |  | PQ | AN | 2771.281 | 8104404 | no | no |  |  | no |  |  | 1366433.028 | 15430966.894 |  | -1
node_8104404_200885264 |  |  | PQ | AD | 2771.281 | 8104404 | no | no |  |  | no |  |  | 1366604.348 | 15431015.1 |  | -1
node_8104404_200885265 |  |  | PQ | AN | 2771.281 | 8104404 | no | no |  |  | no |  |  | 1366793.441 | 15431021.161 |  | -1
node_8104404_200885266 |  |  | PQ | AN | 2771.281 | 8104404 | no | no |  |  | no |  |  | 1367073.768 | 15431028.41 |  | -1
node_8104404_200885267 |  |  | PQ | AN | 2771.281 | 8104404 | no | no |  |  | no |  |  | 1367352.688 | 15431033.818 |  | -1
node_8104404_200885268 |  |  | PQ | AN | 2771.281 | 8104404 | no | no |  |  | no |  |  | 1367631.836 | 15431036.252 |  | -1
node_8104404_200885273 |  |  | PQ | AD | 2771.281 | 8104404 | no | no |  |  | no |  |  | 1367632.914 | 15420633.146 |  | -1
node_8104404_200885274 |  |  | PQ | AN | 2771.281 | 8104404 | no | no |  |  | no |  |  | 1367718.193 | 15423126.363 |  | -1
node_8104404_200885275 |  |  | PQ | AD | 2771.281 | 8104404 | no | no |  |  | no |  |  | 1367650.901 | 15420960.785 |  | -1
node_8104404_200885276 |  |  | PQ | AN | 2771.281 | 8104404 | no | no |  |  | no |  |  | 1367674.897 | 15421322.023 |  | -1
node_8104404_200885278 |  |  | PQ | AN | 2771.281 | 8104404 | no | no |  |  | no |  |  | 1367535.65 | 15421592.545 |  | -1
node_8104404_200885279 |  |  | PQ | AD | 2771.281 | 8104404 | no | no |  |  | no |  |  | 1367740.032 | 15421789.235 |  | -1
node_8104404_200885280 |  |  | PQ | AD | 2771.281 | 8104404 | no | no |  |  | no |  |  | 1367734.419 | 15422095.425 |  | -1
node_8104404_200885281 |  |  | PQ | AD | 2771.281 | 8104404 | no | no |  |  | no |  |  | 1367740.647 | 15422407.844 |  | -1
node_8104404_200885282 |  |  | PQ | AN | 2771.281 | 8104404 | no | no |  |  | no |  |  | 1367738.648 | 15422711.42 |  | -1
node_8104404_200885283 |  |  | PQ | AD | 2771.281 | 8104404 | no | no |  |  | no |  |  | 1367724.76 | 15422926.653 |  | -1
node_8104404_200885284 |  |  | PQ | AN | 2771.281 | 8104404 | no | no |  |  | no |  |  | 1371448.651 | 15418474.213 |  | -1
node_8104404_200885285 |  |  | PQ | AD | 2771.281 | 8104404 | no | no |  |  | no |  |  | 1373118.08 | 15419035.587 |  | -1
node_8104404_200885286 |  |  | PQ | AN | 2771.281 | 8104404 | no | no |  |  | no |  |  | 1372841.513 | 15419002.094 |  | -1
node_8104404_200885287 |  |  | PQ | AN | 2771.281 | 8104404 | no | no |  |  | no |  |  | 1372535.068 | 15418970.86 |  | -1
node_8104404_200885288 |  |  | PQ | AD | 2771.281 | 8104404 | no | no |  |  | no |  |  | 1372235.596 | 15418958.515 |  | -1
node_8104404_200885289 |  |  | PQ | AD | 2771.281 | 8104404 | no | no |  |  | no |  |  | 1371933.806 | 15418948.209 |  | -1
node_8104404_200885290 |  |  | PQ | AD | 2771.281 | 8104404 | no | no |  |  | no |  |  | 1371634.067 | 15418945.599 |  | -1
node_8104404_200885291 |  |  | PQ | AN | 2771.281 | 8104404 | no | no |  |  | no |  |  | 1371337.764 | 15418939.179 |  | -1
node_8104404_200885294 |  |  | PQ | AN | 2771.281 | 8104404 | no | no |  |  | no |  |  | 1370985.879 | 15418979.151 |  | -1
node_8104404_200885295 |  |  | PQ | AD | 2771.281 | 8104404 | no | no |  |  | no |  |  | 1370656.105 | 15419057.212 |  | -1
node_8104404_200885296 |  |  | PQ | AN | 2771.281 | 8104404 | no | no |  |  | no |  |  | 1370668.785 | 15419319.907 |  | -1
node_8104404_200885362 |  |  | PQ | ABCN | 19918.584 | 8104404 | no | no |  |  | no |  |  | 1359969.561 | 15423039.977 |  | -1
node_8104404_200885363 |  |  | PQ | ABCN | 19918.584 | 8104404 | no | no |  |  | no |  |  | 1360000.51 | 15423035.87 |  | -1
node_8104404_200885364 |  |  | PQ | ABCN | 19918.584 | 8104404 | no | no |  |  | no |  |  | 1361228.627 | 15424067.53 |  | -1
node_8104404_200885365 |  |  | PQ | ABCN | 19918.584 | 8104404 | no | no |  |  | no |  |  | 1361386.4 | 15424135.731 |  | -1
node_8104404_200885366 |  |  | PQ | ABCN | 19918.584 | 8104404 | no | no |  |  | no |  |  | 1361623.031 | 15424236.397 |  | -1
node_8104404_200885368 |  |  | PQ | ABCN | 19918.584 | 8104404 | no | no |  |  | no |  |  | 1362100.37 | 15424442.918 |  | -1
node_8104404_200885369 |  |  | PQ | ABCN | 19918.584 | 8104404 | no | no |  |  | no |  |  | 1362253.699 | 15424508.562 |  | -1
node_8104404_200885370 |  |  | PQ | ABCN | 19918.584 | 8104404 | no | no |  |  | no |  |  | 1362411.247 | 15424579.24 |  | -1
node_8104404_200885371 |  |  | PQ | ABCN | 19918.584 | 8104404 | no | no |  |  | no |  |  | 1362582.976 | 15424651.599 |  | -1
node_8104404_200885372 |  |  | PQ | ABCN | 19918.584 | 8104404 | no | no |  |  | no |  |  | 1362851.45 | 15424768.01 |  | -1
node_8104404_200885373 |  |  | PQ | ABCN | 19918.584 | 8104404 | no | no |  |  | no |  |  | 1363061.784 | 15424855.348 |  | -1
node_8104404_200885374 |  |  | PQ | ABCN | 19918.584 | 8104404 | no | no |  |  | no |  |  | 1360005.86 | 15423191.996 |  | -1
node_8104404_200885375 |  |  | PQ | ABCN | 19918.584 | 8104404 | no | no |  |  | no |  |  | 1363285.197 | 15424963.594 |  | -1
node_8104404_200885376 |  |  | PQ | ABCN | 19918.584 | 8104404 | no | no |  |  | no |  |  | 1363519.484 | 15425052.614 |  | -1
node_8104404_200885377 |  |  | PQ | ABCN | 19918.584 | 8104404 | no | no |  |  | no |  |  | 1363751.198 | 15425147.479 |  | -1
node_8104404_200885378 |  |  | PQ | ABCN | 19918.584 | 8104404 | no | no |  |  | no |  |  | 1363980.096 | 15425186.961 |  | -1
node_8104404_200885379 |  |  | PQ | ABCN | 19918.584 | 8104404 | no | no |  |  | no |  |  | 1364235.562 | 15425219.758 |  | -1
node_8104404_200885380 |  |  | PQ | ABCN | 19918.584 | 8104404 | no | no |  |  | no |  |  | 1364490.659 | 15425258.587 |  | -1
node_8104404_200885381 |  |  | PQ | ABCN | 19918.584 | 8104404 | no | no |  |  | no |  |  | 1364748.974 | 15425294.702 |  | -1
node_8104404_200885382 |  |  | PQ | ABCN | 19918.584 | 8104404 | no | no |  |  | no |  |  | 1364943.981 | 15425326.21 |  | -1
node_8104404_200885383 |  |  | PQ | AN | 19918.584 | 8104404 | no | no |  |  | no |  |  | 1364845.307 | 15425121.557 |  | -1
node_8104404_200885384 |  |  | PQ | AN | 19918.584 | 8104404 | no | no |  |  | no |  |  | 1364761.101 | 15424938.095 |  | -1
node_8104404_200885385 |  |  | PQ | AN | 19918.584 | 8104404 | no | no |  |  | no |  |  | 1364665.611 | 15424659.263 |  | -1
node_8104404_200885386 |  |  | PQ | AN | 19918.584 | 8104404 | no | no |  |  | no |  |  | 1364530.688 | 15424381.219 |  | -1
node_8104404_200885387 |  |  | PQ | ABCN | 19918.584 | 8104404 | no | no |  |  | no |  |  | 1365176.174 | 15425357.99 |  | -1
node_8104404_200885388 |  |  | PQ | ABCN | 19918.584 | 8104404 | no | no |  |  | no |  |  | 1365412.401 | 15425389.514 |  | -1
node_8104404_200885389 |  |  | PQ | ABCN | 19918.584 | 8104404 | no | no |  |  | no |  |  | 1360038.079 | 15423342.498 |  | -1
node_8104404_200885390 |  |  | PQ | ABCN | 19918.584 | 8104404 | no | no |  |  | no |  |  | 1365649.826 | 15425424.515 |  | -1
node_8104404_200885391 |  |  | PQ | ABCN | 19918.584 | 8104404 | no | no |  |  | no |  |  | 1365899.561 | 15425460.255 |  | -1
node_8104404_200885392 |  |  | PQ | ABCN | 19918.584 | 8104404 | no | no |  |  | no |  |  | 1366142.279 | 15425492.355 |  | -1
node_8104404_200885393 |  |  | PQ | ABCN | 19918.584 | 8104404 | no | no |  |  | no |  |  | 1366321.773 | 15425518.968 |  | -1
node_8104404_200885394 |  |  | PQ | ABCN | 19918.584 | 8104404 | no | no |  |  | no |  |  | 1366495.885 | 15425543.971 |  | -1
node_8104404_200885395 |  |  | PQ | ABCN | 19918.584 | 8104404 | no | no |  |  | no |  |  | 1366754.206 | 15425582.112 |  | -1
node_8104404_200885396 |  |  | PQ | ABCN | 19918.584 | 8104404 | no | no |  |  | no |  |  | 1367012.277 | 15425619.311 |  | -1
node_8104404_200885397 |  |  | PQ | AN | 19918.584 | 8104404 | no | no |  |  | no |  |  | 1366904.063 | 15425942.345 |  | -1
node_8104404_200885399 |  |  | PQ | ABCN | 19918.584 | 8104404 | no | no |  |  | no |  |  | 1367171.59 | 15425641.114 |  | -1
node_8104404_200885400 |  |  | PQ | ABCN | 19918.584 | 8104404 | no | no |  |  | no |  |  | 1367331.927 | 15425662.609 |  | -1
node_8104404_200885401 |  |  | PQ | ABCN | 19918.584 | 8104404 | no | no |  |  | no |  |  | 1367496.176 | 15425682.966 |  | -1
node_8104404_200885402 |  |  | PQ | ABCN | 19918.584 | 8104404 | no | no |  |  | no |  |  | 1360105.89 | 15423515.252 |  | -1
node_8104404_200885403 |  |  | PQ | ABCN | 19918.584 | 8104404 | no | no |  |  | no |  |  | 1367715.504 | 15425723.787 |  | -1
node_8104404_200885404 |  |  | PQ | ABCN | 19918.584 | 8104404 | no | no |  |  | no |  |  | 1367939.253 | 15425751.578 |  | -1
node_8104404_200885405 |  |  | PQ | ABCN | 19918.584 | 8104404 | no | no |  |  | no |  |  | 1368166.472 | 15425790.297 |  | -1
node_8104404_200885406 |  |  | PQ | ABCN | 19918.584 | 8104404 | no | no |  |  | no |  |  | 1368446.028 | 15425829.726 |  | -1
node_8104404_200885407 |  |  | PQ | ABCN | 19918.584 | 8104404 | no | no |  |  | no |  |  | 1368730.041 | 15425864.051 |  | -1
node_8104404_200885408 |  |  | PQ | ABCN | 19918.584 | 8104404 | no | no |  |  | no |  |  | 1369006.524 | 15425906.578 |  | -1
node_8104404_200885409 |  |  | PQ | ABCN | 19918.584 | 8104404 | no | no |  |  | no |  |  | 1369288.27 | 15425947.566 |  | -1
node_8104404_200885410 |  |  | PQ | ABCN | 19918.584 | 8104404 | no | no |  |  | no |  |  | 1369573.682 | 15425987.84 |  | -1
node_8104404_200885411 |  |  | PQ | ABCN | 19918.584 | 8104404 | no | no |  |  | no |  |  | 1369965.088 | 15426045.458 |  | -1
node_8104404_200885412 |  |  | PQ | ABCN | 19918.584 | 8104404 | no | no |  |  | no |  |  | 1370240.182 | 15426080.212 |  | -1
node_8104404_200885413 |  |  | PQ | ABCN | 19918.584 | 8104404 | no | no |  |  | no |  |  | 1360225.214 | 15423651.921 |  | -1
node_8104404_200885414 |  |  | PQ | ABCN | 19918.584 | 8104404 | no | no |  |  | no |  |  | 1370486.931 | 15426118.477 |  | -1
node_8104404_200885415 |  |  | PQ | ABCN | 19918.584 | 8104404 | no | no |  |  | no |  |  | 1370716.224 | 15426134.984 |  | -1
node_8104404_200885416 |  |  | PQ | ABCN | 19918.584 | 8104404 | no | no |  |  | no |  |  | 1370937.928 | 15426155.004 |  | -1
node_8104404_200885417 |  |  | PQ | ABCN | 19918.584 | 8104404 | no | no |  |  | no |  |  | 1371221.089 | 15426178.449 |  | -1
node_8104404_200885418 |  |  | PQ | ABCN | 19918.584 | 8104404 | no | no |  |  | no |  |  | 1371504.044 | 15426199.324 |  | -1
node_8104404_200885419 |  |  | PQ | ABCN | 19918.584 | 8104404 | no | no |  |  | no |  |  | 1371782.741 | 15426222.007 |  | -1
node_8104404_200885420 |  |  | PQ | ABCN | 19918.584 | 8104404 | no | no |  |  | no |  |  | 1372062.656 | 15426246.017 |  | -1
node_8104404_200885421 |  |  | PQ | ABCN | 19918.584 | 8104404 | no | no |  |  | no |  |  | 1372344.832 | 15426264.974 |  | -1
node_8104404_200885422 |  |  | PQ | ABCN | 19918.584 | 8104404 | no | no |  |  | no |  |  | 1372543.177 | 15426282.386 |  | -1
node_8104404_200885423 |  |  | PQ | ABCN | 19918.584 | 8104404 | no | no |  |  | no |  |  | 1372763.921 | 15426302.994 |  | -1
node_8104404_200885424 |  |  | PQ | ABCN | 19918.584 | 8104404 | no | no |  |  | no |  |  | 1360438.096 | 15423743.152 |  | -1
node_8104404_200885425 |  |  | PQ | ABCN | 19918.584 | 8104404 | no | no |  |  | no |  |  | 1372974.018 | 15426321.107 |  | -1
node_8104404_200885426 |  |  | PQ | ABCN | 19918.584 | 8104404 | no | no |  |  | no |  |  | 1373252.147 | 15426339.705 |  | -1
node_8104404_200885427 |  |  | PQ | ABCN | 19918.584 | 8104404 | no | no |  |  | no |  |  | 1373506.961 | 15426359.314 |  | -1
node_8104404_200885428 |  |  | PQ | ABCN | 19918.584 | 8104404 | no | no |  |  | no |  |  | 1360656.983 | 15423831.22 |  | -1
node_8104404_200885429 |  |  | PQ | ABCN | 19918.584 | 8104404 | no | no |  |  | no |  |  | 1360873.906 | 15423917.786 |  | -1
node_8104404_200885430 |  |  | PQ | ABCN | 19918.584 | 8104404 | no | no |  |  | no |  |  | 1361070.761 | 15424002.857 |  | -1
node_8104404_200885497 |  |  | PQ | AN | 19918.584 | 8104404 | no | no |  |  | no |  |  | 1361130.989 | 15424254.008 |  | -1
node_8104404_200885498 |  |  | PQ | AN | 19918.584 | 8104404 | no | no |  |  | no |  |  | 1361473.928 | 15426527.171 |  | -1
node_8104404_200885500 |  |  | PQ | AN | 19918.584 | 8104404 | no | no |  |  | no |  |  | 1361521.804 | 15426793.222 |  | -1
node_8104404_200885501 |  |  | PQ | AN | 19918.584 | 8104404 | no | no |  |  | no |  |  | 1361565.822 | 15427075.253 |  | -1
node_8104404_200885502 |  |  | PQ | AN | 19918.584 | 8104404 | no | no |  |  | no |  |  | 1361609.566 | 15427358.416 |  | -1
node_8104404_200885503 |  |  | PQ | AN | 19918.584 | 8104404 | no | no |  |  | no |  |  | 1361701.853 | 15427635.764 |  | -1
node_8104404_200885504 |  |  | PQ | AN | 19918.584 | 8104404 | no | no |  |  | no |  |  | 1361733.009 | 15427931.659 |  | -1
node_8104404_200885505 |  |  | PQ | AN | 19918.584 | 8104404 | no | no |  |  | no |  |  | 1361762.5 | 15428228.028 |  | -1
node_8104404_200885506 |  |  | PQ | AN | 19918.584 | 8104404 | no | no |  |  | no |  |  | 1361798.021 | 15428497.609 |  | -1
node_8104404_200885507 |  |  | PQ | AN | 19918.584 | 8104404 | no | no |  |  | no |  |  | 1361789.182 | 15428692.928 |  | -1
node_8104404_200885508 |  |  | PQ | AN | 19918.584 | 8104404 | no | no |  |  | no |  |  | 1361787.097 | 15428896.627 |  | -1
node_8104404_200885510 |  |  | PQ | AN | 19918.584 | 8104404 | no | no |  |  | no |  |  | 1361804.048 | 15429152.824 |  | -1
node_8104404_200885512 |  |  | PQ | AN | 19918.584 | 8104404 | no | no |  |  | no |  |  | 1361822.845 | 15429436.337 |  | -1
node_8104404_200885513 |  |  | PQ | AN | 19918.584 | 8104404 | no | no |  |  | no |  |  | 1361196.775 | 15424526.15 |  | -1
node_8104404_200885516 |  |  | PQ | AN | 19918.584 | 8104404 | no | no |  |  | no |  |  | 1361843.343 | 15429663.086 |  | -1
node_8104404_200885517 |  |  | PQ | AN | 19918.584 | 8104404 | no | no |  |  | no |  |  | 1361949.469 | 15429955.557 |  | -1
node_8104404_200885518 |  |  | PQ | AN | 19918.584 | 8104404 | no | no |  |  | no |  |  | 1362070.707 | 15430237.486 |  | -1
node_8104404_200885519 |  |  | PQ | AN | 19918.584 | 8104404 | no | no |  |  | no |  |  | 1362189.035 | 15430497.124 |  | -1
node_8104404_200885520 |  |  | PQ | AN | 19918.584 | 8104404 | no | no |  |  | no |  |  | 1362303.467 | 15430750.821 |  | -1
node_8104404_200885521 |  |  | PQ | AN | 19918.584 | 8104404 | no | no |  |  | no |  |  | 1362379.227 | 15430732.851 |  | -1
node_8104404_200885522 |  |  | PQ | AN | 19918.584 | 8104404 | no | no |  |  | no |  |  | 1362545.222 | 15430691.645 |  | -1
node_8104404_200885523 |  |  | PQ | AN | 19918.584 | 8104404 | no | no |  |  | no |  |  | 1362346.476 | 15430940.477 |  | -1
node_8104404_200885524 |  |  | PQ | AN | 19918.584 | 8104404 | no | no |  |  | no |  |  | 1362411.638 | 15431152.369 |  | -1
node_8104404_200885526 |  |  | PQ | AN | 19918.584 | 8104404 | no | no |  |  | no |  |  | 1362405.956 | 15431439.838 |  | -1
node_8104404_200885527 |  |  | PQ | AN | 19918.584 | 8104404 | no | no |  |  | no |  |  | 1362404.541 | 15431730.344 |  | -1
node_8104404_200885528 |  |  | PQ | AN | 19918.584 | 8104404 | no | no |  |  | no |  |  | 1362395.273 | 15432019.903 |  | -1
node_8104404_200885529 |  |  | PQ | AN | 19918.584 | 8104404 | no | no |  |  | no |  |  | 1362395.401 | 15432311.123 |  | -1
node_8104404_200885530 |  |  | PQ | AN | 19918.584 | 8104404 | no | no |  |  | no |  |  | 1361185.553 | 15424795.222 |  | -1
node_8104404_200885531 |  |  | PQ | AN | 19918.584 | 8104404 | no | no |  |  | no |  |  | 1362395.648 | 15432600.623 |  | -1
node_8104404_200885532 |  |  | PQ | AN | 19918.584 | 8104404 | no | no |  |  | no |  |  | 1362394.15 | 15432879.564 |  | -1
node_8104404_200885533 |  |  | PQ | AN | 19918.584 | 8104404 | no | no |  |  | no |  |  | 1362387.379 | 15433171.302 |  | -1
node_8104404_200885534 |  |  | PQ | AN | 19918.584 | 8104404 | no | no |  |  | no |  |  | 1362373.457 | 15433472.694 |  | -1
node_8104404_200885535 |  |  | PQ | AN | 19918.584 | 8104404 | no | no |  |  | no |  |  | 1361182.833 | 15425065.738 |  | -1
node_8104404_200885536 |  |  | PQ | AN | 19918.584 | 8104404 | no | no |  |  | no |  |  | 1361179.003 | 15425334.413 |  | -1
node_8104404_200885537 |  |  | PQ | AN | 19918.584 | 8104404 | no | no |  |  | no |  |  | 1361172.743 | 15425601.649 |  | -1
node_8104404_200885539 |  |  | PQ | AN | 19918.584 | 8104404 | no | no |  |  | no |  |  | 1361157.638 | 15425870.589 |  | -1
node_8104404_200885540 |  |  | PQ | AN | 19918.584 | 8104404 | no | no |  |  | no |  |  | 1361194.433 | 15426053.188 |  | -1
node_8104404_200885541 |  |  | PQ | AN | 19918.584 | 8104404 | no | no |  |  | no |  |  | 1361347.178 | 15426290.285 |  | -1
node_8104404_200886413 |  |  | PQ | AN | 19918.584 | 8104404 | no | no |  |  | no |  |  | 1380121.674 | 15426797.248 |  | -1
node_8104404_200886414 |  |  | PQ | AN | 2771.281 | 8104404 | no | no |  |  | no |  |  | 1386961.057 | 15427191.743 |  | -1
node_8104404_200886415 |  |  | PQ | AD | 2771.281 | 8104404 | no | no |  |  | no |  |  | 1387230.802 | 15427230.382 |  | -1
node_8104404_200886416 |  |  | PQ | AN | 19918.584 | 8104404 | no | no |  |  | no |  |  | 1380142.453 | 15426999.442 |  | -1
node_8104404_200886417 |  |  | PQ | AN | 19918.584 | 8104404 | no | no |  |  | no |  |  | 1380167.085 | 15427260.293 |  | -1
node_8104404_200886418 |  |  | PQ | AN | 19918.584 | 8104404 | no | no |  |  | no |  |  | 1380187.432 | 15427523.44 |  | -1
node_8104404_200886420 |  |  | PQ | AD | 2771.281 | 8104404 | no | no |  |  | no |  |  | 1384341.328 | 15427446.898 |  | -1
node_8104404_200886421 |  |  | PQ | AD | 2771.281 | 8104404 | no | no |  |  | no |  |  | 1385657.606 | 15430312.329 |  | -1
node_8104404_200886422 |  |  | PQ | AD | 2771.281 | 8104404 | no | no |  |  | no |  |  | 1386033.453 | 15430488.349 |  | -1
node_8104404_200886423 |  |  | PQ | AD | 2771.281 | 8104404 | no | no |  |  | no |  |  | 1386396.101 | 15430663.677 |  | -1
node_8104404_200886424 |  |  | PQ | AN | 2771.281 | 8104404 | no | no |  |  | no |  |  | 1386705.025 | 15430803.749 |  | -1
node_8104404_200886426 |  |  | PQ | AD | 2771.281 | 8104404 | no | no |  |  | no |  |  | 1387157.453 | 15430667.204 |  | -1
node_8104404_200886427 |  |  | PQ | AD | 2771.281 | 8104404 | no | no |  |  | no |  |  | 1387611.343 | 15430579.202 |  | -1
node_8104404_200886428 |  |  | PQ | AN | 2771.281 | 8104404 | no | no |  |  | no |  |  | 1387959.384 | 15430672.159 |  | -1
node_8104404_200886429 |  |  | PQ | AN | 2771.281 | 8104404 | no | no |  |  | no |  |  | 1388402.627 | 15430622.488 |  | -1
node_8104404_200886430 |  |  | PQ | AN | 2771.281 | 8104404 | no | no |  |  | no |  |  | 1388432.27 | 15430348.762 |  | -1
node_8104404_200886431 |  |  | PQ | AN | 2771.281 | 8104404 | no | no |  |  | no |  |  | 1384353.844 | 15427988.729 |  | -1
node_8104404_200886432 |  |  | PQ | AN | 2771.281 | 8104404 | no | no |  |  | no |  |  | 1384356.144 | 15428244.811 |  | -1
node_8104404_200886434 |  |  | PQ | AN | 2771.281 | 8104404 | no | no |  |  | no |  |  | 1384359.642 | 15428512.526 |  | -1
node_8104404_200886435 |  |  | PQ | AD | 2771.281 | 8104404 | no | no |  |  | no |  |  | 1384360.729 | 15428768.396 |  | -1
node_8104404_200886436 |  |  | PQ | AD | 2771.281 | 8104404 | no | no |  |  | no |  |  | 1384490.928 | 15429052.941 |  | -1
node_8104404_200886437 |  |  | PQ | AD | 2771.281 | 8104404 | no | no |  |  | no |  |  | 1384525.118 | 15428753.552 |  | -1
node_8104404_200886438 |  |  | PQ | AN | 2771.281 | 8104404 | no | no |  |  | no |  |  | 1384620.125 | 15428530.075 |  | -1
node_8104404_200886439 |  |  | PQ | AD | 2771.281 | 8104404 | no | no |  |  | no |  |  | 1384642.999 | 15429366.995 |  | -1
node_8104404_200886440 |  |  | PQ | AD | 2771.281 | 8104404 | no | no |  |  | no |  |  | 1384771.038 | 15429644.398 |  | -1
node_8104404_200886441 |  |  | PQ | AN | 2771.281 | 8104404 | no | no |  |  | no |  |  | 1384938.728 | 15429969.562 |  | -1
node_8104404_200886442 |  |  | PQ | AD | 2771.281 | 8104404 | no | no |  |  | no |  |  | 1385307.591 | 15430144.453 |  | -1
node_8104404_200886443 |  |  | PQ | AN | 2771.281 | 8104404 | no | no |  |  | no |  |  | 1385100.325 | 15430428.282 |  | -1
node_8104404_200886547 |  |  | PQ | ABCN | 19918.584 | 8104404 | no | no |  |  | no |  |  | 1391527.3 | 15425712.07 |  | -1
node_8104404_200886548 |  |  | PQ | AN | 19918.584 | 8104404 | no | no |  |  | no |  |  | 1391522.955 | 15425685.799 |  | -1
node_8104404_200886550 |  |  | PQ | ABCN | 19918.584 | 8104404 | no | no |  |  | no |  |  | 1391565.92 | 15425171.6 |  | -1
node_8104404_200886551 |  |  | PQ | ABCN | 19918.584 | 8104404 | no | no |  |  | no |  |  | 1391574.564 | 15424897.598 |  | -1
node_8104404_200886552 |  |  | PQ | ABCN | 19918.584 | 8104404 | no | no |  |  | no |  |  | 1391574.138 | 15424606.206 |  | -1
node_8104404_200886553 |  |  | PQ | ABCN | 19918.584 | 8104404 | no | no |  |  | no |  |  | 1391597.565 | 15424324.263 |  | -1
node_8104404_200886554 |  |  | PQ | ABCN | 19918.584 | 8104404 | no | no |  |  | no |  |  | 1391615.459 | 15424047.505 |  | -1
node_8104404_200886555 |  |  | PQ | AN | 19918.584 | 8104404 | no | no |  |  | no |  |  | 1391906.108 | 15424152.061 |  | -1
node_8104404_200886556 |  |  | PQ | AN | 19918.584 | 8104404 | no | no |  |  | no |  |  | 1392197.173 | 15424166.7 |  | -1
node_8104404_200886557 |  |  | PQ | ABCN | 19918.584 | 8104404 | no | no |  |  | no |  |  | 1391627.95 | 15423767.666 |  | -1
node_8104404_200886558 |  |  | PQ | ABCN | 19918.584 | 8104404 | no | no |  |  | no |  |  | 1391723.218 | 15423597.672 |  | -1
node_8104404_200886559 |  |  | PQ | ABCN | 19918.584 | 8104404 | no | no |  |  | no |  |  | 1391634.176 | 15423321.421 |  | -1
node_8104404_200886561 |  |  | PQ | AN | 2771.281 | 8104404 | no | no |  |  | no |  |  | 1391706.009 | 15423072.834 |  | -1
node_8104404_200886562 |  |  | PQ | AD | 2771.281 | 8104404 | no | no |  |  | no |  |  | 1391639.551 | 15422858.525 |  | -1
node_8104404_200886563 |  |  | PQ | AD | 2771.281 | 8104404 | no | no |  |  | no |  |  | 1391558.221 | 15422606.635 |  | -1
node_8104404_200886564 |  |  | PQ | AD | 2771.281 | 8104404 | no | no |  |  | no |  |  | 1391444.514 | 15422350.496 |  | -1
node_8104404_200886565 |  |  | PQ | AN | 2771.281 | 8104404 | no | no |  |  | no |  |  | 1391341.129 | 15422089.06 |  | -1
node_8104404_200886566 |  |  | PQ | AD | 2771.281 | 8104404 | no | no |  |  | no |  |  | 1391234.075 | 15421834.414 |  | -1
node_8104404_200886567 |  |  | PQ | AD | 2771.281 | 8104404 | no | no |  |  | no |  |  | 1391111.344 | 15421577.95 |  | -1
node_8104404_200886568 |  |  | PQ | AD | 2771.281 | 8104404 | no | no |  |  | no |  |  | 1391000.852 | 15421354.777 |  | -1
node_8104404_200886569 |  |  | PQ | AD | 2771.281 | 8104404 | no | no |  |  | no |  |  | 1390870.556 | 15421177.763 |  | -1
node_8104404_200886571 |  |  | PQ | AN | 2771.281 | 8104404 | no | no |  |  | no |  |  | 1390718.015 | 15421009.625 |  | -1
node_8104404_200886572 |  |  | PQ | AN | 2771.281 | 8104404 | no | no |  |  | no |  |  | 1390510.478 | 15420810.808 |  | -1
node_8104404_200886573 |  |  | PQ | AD | 2771.281 | 8104404 | no | no |  |  | no |  |  | 1390309.176 | 15420622.807 |  | -1
node_8104404_200886574 |  |  | PQ | AN | 2771.281 | 8104404 | no | no |  |  | no |  |  | 1390172.196 | 15420400.605 |  | -1
node_8104404_200886575 |  |  | PQ | AD | 2771.281 | 8104404 | no | no |  |  | no |  |  | 1390016.372 | 15420155.133 |  | -1
node_8104404_200886576 |  |  | PQ | AD | 2771.281 | 8104404 | no | no |  |  | no |  |  | 1389936.593 | 15419981.066 |  | -1
node_8104404_200886577 |  |  | PQ | AN | 2771.281 | 8104404 | no | no |  |  | no |  |  | 1389919.457 | 15419783.23 |  | -1
node_8104404_200886578 |  |  | PQ | AD | 2771.281 | 8104404 | no | no |  |  | no |  |  | 1389899.415 | 15419464.435 |  | -1
node_8104404_200886579 |  |  | PQ | AD | 2771.281 | 8104404 | no | no |  |  | no |  |  | 1389891.997 | 15419178.245 |  | -1
node_8104404_200886580 |  |  | PQ | AD | 2771.281 | 8104404 | no | no |  |  | no |  |  | 1389880.628 | 15418846.804 |  | -1
node_8104404_200886581 |  |  | PQ | AD | 2771.281 | 8104404 | no | no |  |  | no |  |  | 1389863.955 | 15418574.709 |  | -1
node_8104404_200886582 |  |  | PQ | AD | 2771.281 | 8104404 | no | no |  |  | no |  |  | 1389818.056 | 15418321.148 |  | -1
node_8104404_200886583 |  |  | PQ | AN | 2771.281 | 8104404 | no | no |  |  | no |  |  | 1389768.954 | 15418077.284 |  | -1
node_8104404_200886584 |  |  | PQ | AN | 2771.281 | 8104404 | no | no |  |  | no |  |  | 1389730.263 | 15417839.098 |  | -1
node_8104404_200886585 |  |  | PQ | AD | 2771.281 | 8104404 | no | no |  |  | no |  |  | 1389691.034 | 15417675.416 |  | -1
node_8104404_200886586 |  |  | PQ | AD | 2771.281 | 8104404 | no | no |  |  | no |  |  | 1389603.645 | 15417267.21 |  | -1
node_8104404_200886587 |  |  | PQ | AD | 2771.281 | 8104404 | no | no |  |  | no |  |  | 1389336.349 | 15416891.286 |  | -1
node_8104404_200886588 |  |  | PQ | AN | 2771.281 | 8104404 | no | no |  |  | no |  |  | 1389108.485 | 15416562.341 |  | -1
node_8104404_200886589 |  |  | PQ | AD | 2771.281 | 8104404 | no | no |  |  | no |  |  | 1388755.748 | 15416278.218 |  | -1
node_8104404_200886590 |  |  | PQ | AD | 2771.281 | 8104404 | no | no |  |  | no |  |  | 1388899.704 | 15415981.717 |  | -1
node_8104404_200886591 |  |  | PQ | AD | 2771.281 | 8104404 | no | no |  |  | no |  |  | 1389005.077 | 15415762.386 |  | -1
node_8104404_200886592 |  |  | PQ | AD | 2771.281 | 8104404 | no | no |  |  | no |  |  | 1389121.269 | 15415601.571 |  | -1
node_8104404_200886593 |  |  | PQ | AN | 2771.281 | 8104404 | no | no |  |  | no |  |  | 1389241.4 | 15415536.704 |  | -1
node_8104404_200886594 |  |  | PQ | AD | 2771.281 | 8104404 | no | no |  |  | no |  |  | 1388400.739 | 15415965.155 |  | -1
node_8104404_200886595 |  |  | PQ | AN | 2771.281 | 8104404 | no | no |  |  | no |  |  | 1388118.723 | 15415718.263 |  | -1
node_8104404_200886596 |  |  | PQ | AN | 2771.281 | 8104404 | no | no |  |  | no |  |  | 1387893.269 | 15415797.881 |  | -1
node_8104404_200886597 |  |  | PQ | AD | 2771.281 | 8104404 | no | no |  |  | no |  |  | 1387609.232 | 15415907.892 |  | -1
node_8104404_200886598 |  |  | PQ | AD | 2771.281 | 8104404 | no | no |  |  | no |  |  | 1387210.653 | 15416053.997 |  | -1
node_8104404_200886599 |  |  | PQ | AN | 2771.281 | 8104404 | no | no |  |  | no |  |  | 1386921.614 | 15416164.6 |  | -1
node_8104404_200886601 |  |  | PQ | ABCN | 19918.584 | 8104404 | no | no |  |  | no |  |  | 1391451.843 | 15425922.308 |  | -1
node_8104404_200886602 |  |  | PQ | ABCN | 19918.584 | 8104404 | no | no |  |  | no |  |  | 1391525.949 | 15425876.148 |  | -1
node_8104404_200886603 |  |  | PQ | ABCN | 19918.584 | 8104404 | no | no |  |  | no |  |  | 1391553.503 | 15425456.773 |  | -1
node_8104404_200886604 |  |  | PQ | AN | 19918.584 | 8104404 | no | no |  |  | no |  |  | 1391609.002 | 15425457.546 |  | -1
node_8104404_200886794 |  |  | PQ | AD | 2771.281 | 8104404 | no | no |  |  | no |  |  | 1380266.469 | 15419889.219 |  | -1
node_8104404_200886795 |  |  | PQ | AN | 2771.281 | 8104404 | no | no |  |  | no |  |  | 1380449.642 | 15419771.797 |  | -1
node_8104404_200886796 |  |  | PQ | AN | 2771.281 | 8104404 | no | no |  |  | no |  |  | 1380672.201 | 15419636.191 |  | -1
node_8104404_200886797 |  |  | PQ | AD | 2771.281 | 8104404 | no | no |  |  | no |  |  | 1381121.315 | 15419363.727 |  | -1
node_8104404_200886798 |  |  | PQ | AD | 2771.281 | 8104404 | no | no |  |  | no |  |  | 1381340.932 | 15419227.053 |  | -1
node_8104404_200886799 |  |  | PQ | AN | 2771.281 | 8104404 | no | no |  |  | no |  |  | 1381555.009 | 15419091.547 |  | -1
node_8104404_200886800 |  |  | PQ | AD | 2771.281 | 8104404 | no | no |  |  | no |  |  | 1381818.115 | 15418935.388 |  | -1
node_8104404_200886801 |  |  | PQ | AD | 2771.281 | 8104404 | no | no |  |  | no |  |  | 1382297.512 | 15418639.744 |  | -1
node_8104404_200886802 |  |  | PQ | AD | 2771.281 | 8104404 | no | no |  |  | no |  |  | 1382729.92 | 15418380.091 |  | -1
node_8104404_200886803 |  |  | PQ | AN | 2771.281 | 8104404 | no | no |  |  | no |  |  | 1383135.312 | 15418131.674 |  | -1
node_8104404_200886804 |  |  | PQ | AN | 2771.281 | 8104404 | no | no |  |  | no |  |  | 1383142.145 | 15417727.43 |  | -1
node_8104404_200886805 |  |  | PQ | AN | 2771.281 | 8104404 | no | no |  |  | no |  |  | 1383148.449 | 15417363.096 |  | -1
node_8104404_200886806 |  |  | PQ | AD | 2771.281 | 8104404 | no | no |  |  | no |  |  | 1382873.047 | 15418797.972 |  | -1
node_8104404_200886807 |  |  | PQ | AN | 2771.281 | 8104404 | no | no |  |  | no |  |  | 1383095.354 | 15418803.012 |  | -1
node_8104404_200886808 |  |  | PQ | AN | 2771.281 | 8104404 | no | no |  |  | no |  |  | 1383026.441 | 15419243.191 |  | -1
node_8104404_200886809 |  |  | PQ | AN | 2771.281 | 8104404 | no | no |  |  | no |  |  | 1383163.857 | 15419655.347 |  | -1
node_8104404_200886810 |  |  | PQ | AD | 2771.281 | 8104404 | no | no |  |  | no |  |  | 1383346.181 | 15420197.053 |  | -1
node_8104404_200886811 |  |  | PQ | AD | 2771.281 | 8104404 | no | no |  |  | no |  |  | 1383449.411 | 15420515.894 |  | -1
node_8104404_200886812 |  |  | PQ | AN | 2771.281 | 8104404 | no | no |  |  | no |  |  | 1383771.241 | 15420458.543 |  | -1
node_8104404_200886813 |  |  | PQ | AN | 2771.281 | 8104404 | no | no |  |  | no |  |  | 1383665.495 | 15421125.554 |  | -1
node_8104404_200886814 |  |  | PQ | AN | 2771.281 | 8104404 | no | no |  |  | no |  |  | 1383686.451 | 15420815.786 |  | -1
node_8104404_200886815 |  |  | PQ | AD | 2771.281 | 8104404 | no | no |  |  | no |  |  | 1383537.552 | 15421555.806 |  | -1
node_8104404_200886816 |  |  | PQ | AN | 2771.281 | 8104404 | no | no |  |  | no |  |  | 1383503.604 | 15421822.411 |  | -1
node_8104404_200886817 |  |  | PQ | AN | 2771.281 | 8104404 | no | no |  |  | no |  |  | 1383468.107 | 15422031.259 |  | -1
node_8104404_200886819 |  |  | PQ | AN | 2771.281 | 8104404 | no | no |  |  | no |  |  | 1383455.574 | 15422339.961 |  | -1
node_8104404_200886837 |  |  | PQ | AD | 2771.281 | 8104404 | no | no |  |  | no |  |  | 1382685.899 | 15418105.574 |  | -1
node_8104404_200886838 |  |  | PQ | AN | 2771.281 | 8104404 | no | no |  |  | no |  |  | 1381976.114 | 15414819.093 |  | -1
node_8104404_200886840 |  |  | PQ | AD | 2771.281 | 8104404 | no | no |  |  | no |  |  | 1382147.973 | 15414518.394 |  | -1
node_8104404_200886841 |  |  | PQ | AD | 2771.281 | 8104404 | no | no |  |  | no |  |  | 1382280.482 | 15414275.73 |  | -1
node_8104404_200886842 |  |  | PQ | AD | 2771.281 | 8104404 | no | no |  |  | no |  |  | 1382465.792 | 15413933.091 |  | -1
node_8104404_200886843 |  |  | PQ | AD | 2771.281 | 8104404 | no | no |  |  | no |  |  | 1382676.227 | 15413554.092 |  | -1
node_8104404_200886844 |  |  | PQ | AN | 2771.281 | 8104404 | no | no |  |  | no |  |  | 1382931.168 | 15413096.543 |  | -1
node_8104404_200886845 |  |  | PQ | AN | 2771.281 | 8104404 | no | no |  |  | no |  |  | 1382812.348 | 15412929.82 |  | -1
node_8104404_200886846 |  |  | PQ | AN | 2771.281 | 8104404 | no | no |  |  | no |  |  | 1383060.183 | 15412861.058 |  | -1
node_8104404_200886847 |  |  | PQ | AD | 2771.281 | 8104404 | no | no |  |  | no |  |  | 1382921.085 | 15412511.027 |  | -1
node_8104404_200886848 |  |  | PQ | AD | 2771.281 | 8104404 | no | no |  |  | no |  |  | 1382750.111 | 15412084.687 |  | -1
node_8104404_200886849 |  |  | PQ | AD | 2771.281 | 8104404 | no | no |  |  | no |  |  | 1382629.206 | 15411794.068 |  | -1
node_8104404_200886850 |  |  | PQ | AN | 2771.281 | 8104404 | no | no |  |  | no |  |  | 1382443.75 | 15418057.825 |  | -1
node_8104404_200886851 |  |  | PQ | AD | 2771.281 | 8104404 | no | no |  |  | no |  |  | 1382410.949 | 15417782.238 |  | -1
node_8104404_200886852 |  |  | PQ | AD | 2771.281 | 8104404 | no | no |  |  | no |  |  | 1382498.655 | 15411480.12 |  | -1
node_8104404_200886853 |  |  | PQ | AD | 2771.281 | 8104404 | no | no |  |  | no |  |  | 1382450.956 | 15411090.382 |  | -1
node_8104404_200886854 |  |  | PQ | AD | 2771.281 | 8104404 | no | no |  |  | no |  |  | 1382516.829 | 15410811.523 |  | -1
node_8104404_200886855 |  |  | PQ | AN | 2771.281 | 8104404 | no | no |  |  | no |  |  | 1382581.276 | 15410533.328 |  | -1
node_8104404_200886858 |  |  | PQ | AD | 2771.281 | 8104404 | no | no |  |  | no |  |  | 1382634.99 | 15410289.173 |  | -1
node_8104404_200886859 |  |  | PQ | AD | 2771.281 | 8104404 | no | no |  |  | no |  |  | 1382861.445 | 15409982.856 |  | -1
node_8104404_200886860 |  |  | PQ | AN | 2771.281 | 8104404 | no | no |  |  | no |  |  | 1382995.502 | 15409639.269 |  | -1
node_8104404_200886861 |  |  | PQ | AD | 2771.281 | 8104404 | no | no |  |  | no |  |  | 1383091.913 | 15409427.329 |  | -1
node_8104404_200886862 |  |  | PQ | AD | 2771.281 | 8104404 | no | no |  |  | no |  |  | 1383279.73 | 15409089.651 |  | -1
node_8104404_200886863 |  |  | PQ | AD | 2771.281 | 8104404 | no | no |  |  | no |  |  | 1383341.858 | 15409135.94 |  | -1
node_8104404_200886864 |  |  | PQ | AN | 2771.281 | 8104404 | no | no |  |  | no |  |  | 1383384.697 | 15409255.271 |  | -1
node_8104404_200886865 |  |  | PQ | AN | 2771.281 | 8104404 | no | no |  |  | no |  |  | 1383491.068 | 15409538.524 |  | -1
node_8104404_200886866 |  |  | PQ | AD | 2771.281 | 8104404 | no | no |  |  | no |  |  | 1383613.249 | 15409876.185 |  | -1
node_8104404_200886867 |  |  | PQ | AD | 2771.281 | 8104404 | no | no |  |  | no |  |  | 1382312.771 | 15417474.727 |  | -1
node_8104404_200886868 |  |  | PQ | AN | 2771.281 | 8104404 | no | no |  |  | no |  |  | 1382164.925 | 15417176.769 |  | -1
node_8104404_200886869 |  |  | PQ | AD | 2771.281 | 8104404 | no | no |  |  | no |  |  | 1383734.288 | 15410171.155 |  | -1
node_8104404_200886870 |  |  | PQ | AD | 2771.281 | 8104404 | no | no |  |  | no |  |  | 1383911.65 | 15410361.493 |  | -1
node_8104404_200886871 |  |  | PQ | AD | 2771.281 | 8104404 | no | no |  |  | no |  |  | 1384033.301 | 15410589.403 |  | -1
node_8104404_200886874 |  |  | PQ | AD | 2771.281 | 8104404 | no | no |  |  | no |  |  | 1385123.472 | 15410881.425 |  | -1
node_8104404_200886875 |  |  | PQ | AN | 2771.281 | 8104404 | no | no |  |  | no |  |  | 1385499.55 | 15410919.308 |  | -1
node_8104404_200886876 |  |  | PQ | AD | 2771.281 | 8104404 | no | no |  |  | no |  |  | 1385641.679 | 15410878.594 |  | -1
node_8104404_200886877 |  |  | PQ | AN | 2771.281 | 8104404 | no | no |  |  | no |  |  | 1386111.245 | 15410999.542 |  | -1
node_8104404_200886878 |  |  | PQ | AN | 2771.281 | 8104404 | no | no |  |  | no |  |  | 1384603.777 | 15411683.034 |  | -1
node_8104404_200886879 |  |  | PQ | AD | 2771.281 | 8104404 | no | no |  |  | no |  |  | 1384708.277 | 15411834.814 |  | -1
node_8104404_200886880 |  |  | PQ | AN | 2771.281 | 8104404 | no | no |  |  | no |  |  | 1384824.757 | 15411999.184 |  | -1
node_8104404_200886881 |  |  | PQ | AD | 2771.281 | 8104404 | no | no |  |  | no |  |  | 1384915.731 | 15412125.692 |  | -1
node_8104404_200886882 |  |  | PQ | AN | 2771.281 | 8104404 | no | no |  |  | no |  |  | 1385051.74 | 15412307.241 |  | -1
node_8104404_200886883 |  |  | PQ | AD | 2771.281 | 8104404 | no | no |  |  | no |  |  | 1385165.874 | 15412439.188 |  | -1
node_8104404_200886884 |  |  | PQ | AN | 2771.281 | 8104404 | no | no |  |  | no |  |  | 1385270.895 | 15412549.327 |  | -1
node_8104404_200886885 |  |  | PQ | AN | 2771.281 | 8104404 | no | no |  |  | no |  |  | 1385604.092 | 15412711.195 |  | -1
node_8104404_200886887 |  |  | PQ | AN | 2771.281 | 8104404 | no | no |  |  | no |  |  | 1381953.792 | 15416859.059 |  | -1
node_8104404_200886888 |  |  | PQ | AD | 2771.281 | 8104404 | no | no |  |  | no |  |  | 1382006.675 | 15416608.823 |  | -1
node_8104404_200886890 |  |  | PQ | AN | 2771.281 | 8104404 | no | no |  |  | no |  |  | 1385847.419 | 15412978.691 |  | -1
node_8104404_200886891 |  |  | PQ | AD | 2771.281 | 8104404 | no | no |  |  | no |  |  | 1382099.251 | 15416332.724 |  | -1
node_8104404_200886892 |  |  | PQ | AD | 2771.281 | 8104404 | no | no |  |  | no |  |  | 1382224.645 | 15415982.817 |  | -1
node_8104404_200886893 |  |  | PQ | AD | 2771.281 | 8104404 | no | no |  |  | no |  |  | 1382209.613 | 15415780.974 |  | -1
node_8104404_200886894 |  |  | PQ | AD | 2771.281 | 8104404 | no | no |  |  | no |  |  | 1382139.591 | 15415459.497 |  | -1
node_8104404_200886895 |  |  | PQ | AD | 2771.281 | 8104404 | no | no |  |  | no |  |  | 1382041.272 | 15415079.69 |  | -1
node_8104404_200886896 |  |  | PQ | AN | 2771.281 | 8104404 | no | no |  |  | no |  |  | 1380283.63 | 15432716.507 |  | -1
node_8104404_200886898 |  |  | PQ | AD | 2771.281 | 8104404 | no | no |  |  | no |  |  | 1379863.542 | 15432533.913 |  | -1
node_8104404_200886899 |  |  | PQ | AD | 2771.281 | 8104404 | no | no |  |  | no |  |  | 1380209.877 | 15432415.871 |  | -1
node_8104404_200886919 |  |  | PQ | AD | 2771.281 | 8104404 | no | no |  |  | no |  |  | 1383259.218 | 15408909.459 |  | -1
node_8104404_200886920 |  |  | PQ | AD | 2771.281 | 8104404 | no | no |  |  | no |  |  | 1383197.074 | 15408732.018 |  | -1
node_8104404_200886921 |  |  | PQ | AD | 2771.281 | 8104404 | no | no |  |  | no |  |  | 1381323.403 | 15406771.789 |  | -1
node_8104404_200886922 |  |  | PQ | AD | 2771.281 | 8104404 | no | no |  |  | no |  |  | 1381021.878 | 15406553.503 |  | -1
node_8104404_200886923 |  |  | PQ | AN | 2771.281 | 8104404 | no | no |  |  | no |  |  | 1383123.014 | 15408544.385 |  | -1
node_8104404_200886924 |  |  | PQ | AD | 2771.281 | 8104404 | no | no |  |  | no |  |  | 1382994.732 | 15408206.605 |  | -1
node_8104404_200886925 |  |  | PQ | AN | 2771.281 | 8104404 | no | no |  |  | no |  |  | 1382894.904 | 15407971.833 |  | -1
node_8104404_200886926 |  |  | PQ | AD | 2771.281 | 8104404 | no | no |  |  | no |  |  | 1382758.444 | 15407599.614 |  | -1
node_8104404_200886927 |  |  | PQ | AN | 2771.281 | 8104404 | no | no |  |  | no |  |  | 1382663.473 | 15407344.265 |  | -1
node_8104404_200886928 |  |  | PQ | AD | 2771.281 | 8104404 | no | no |  |  | no |  |  | 1382312.641 | 15407228.018 |  | -1
node_8104404_200886929 |  |  | PQ | AD | 2771.281 | 8104404 | no | no |  |  | no |  |  | 1382005.546 | 15407128.12 |  | -1
node_8104404_200886930 |  |  | PQ | AD | 2771.281 | 8104404 | no | no |  |  | no |  |  | 1381619.764 | 15407003.365 |  | -1
node_8104404_200886931 |  |  | PQ | AN | 2771.281 | 8104404 | no | no |  |  | no |  |  | 1387258.841 | 15426967.714 |  | -1
node_8104404_200886932 |  |  | PQ | AN | 2771.281 | 8104404 | no | no |  |  | no |  |  | 1387692.08 | 15423765.671 |  | -1
node_8104404_200886933 |  |  | PQ | AD | 2771.281 | 8104404 | no | no |  |  | no |  |  | 1387663.236 | 15423525.111 |  | -1
node_8104404_200886934 |  |  | PQ | AN | 2771.281 | 8104404 | no | no |  |  | no |  |  | 1387627.62 | 15423308.369 |  | -1
node_8104404_200886935 |  |  | PQ | AN | 2771.281 | 8104404 | no | no |  |  | no |  |  | 1387623.982 | 15423072.62 |  | -1
node_8104404_200886936 |  |  | PQ | AN | 19918.584 | 8104404 | no | no |  |  | no |  |  | 1387551.844 | 15422839.1 |  | -1
node_8104404_200886937 |  |  | PQ | AN | 19918.584 | 8104404 | no | no |  |  | no |  |  | 1387561.364 | 15422596.259 |  | -1
node_8104404_200886938 |  |  | PQ | AN | 19918.584 | 8104404 | no | no |  |  | no |  |  | 1387652.86 | 15422353.417 |  | -1
node_8104404_200886940 |  |  | PQ | AD | 2771.281 | 8104404 | no | no |  |  | no |  |  | 1387333.544 | 15426361.122 |  | -1
node_8104404_200886941 |  |  | PQ | AN | 2771.281 | 8104404 | no | no |  |  | no |  |  | 1387545.107 | 15426329.942 |  | -1
node_8104404_200886942 |  |  | PQ | AD | 2771.281 | 8104404 | no | no |  |  | no |  |  | 1387360.599 | 15426131.445 |  | -1
node_8104404_200886943 |  |  | PQ | AN | 2771.281 | 8104404 | no | no |  |  | no |  |  | 1387420.144 | 15425611.264 |  | -1
node_8104404_200886944 |  |  | PQ | AD | 2771.281 | 8104404 | no | no |  |  | no |  |  | 1387497.815 | 15425289.154 |  | -1
node_8104404_200886945 |  |  | PQ | AD | 2771.281 | 8104404 | no | no |  |  | no |  |  | 1387567.925 | 15424938.828 |  | -1
node_8104404_200886946 |  |  | PQ | AN | 2771.281 | 8104404 | no | no |  |  | no |  |  | 1387602.553 | 15424744.437 |  | -1
node_8104404_200886947 |  |  | PQ | AD | 2771.281 | 8104404 | no | no |  |  | no |  |  | 1387542.204 | 15424546.807 |  | -1
node_8104404_200886948 |  |  | PQ | AD | 2771.281 | 8104404 | no | no |  |  | no |  |  | 1387559.606 | 15424286.872 |  | -1
node_8104404_200886949 |  |  | PQ | AN | 2771.281 | 8104404 | no | no |  |  | no |  |  | 1387580.569 | 15423988.617 |  | -1
node_8104404_200886980 |  |  | PQ | AD | 2771.281 | 8104404 | no | no |  |  | no |  |  | 1384557.928 | 15429870.324 |  | -1
node_8104404_200886981 |  |  | PQ | AD | 2771.281 | 8104404 | no | no |  |  | no |  |  | 1382427.045 | 15431404.765 |  | -1
node_8104404_200886982 |  |  | PQ | AD | 2771.281 | 8104404 | no | no |  |  | no |  |  | 1382520.182 | 15431764.593 |  | -1
node_8104404_200886984 |  |  | PQ | AN | 2771.281 | 8104404 | no | no |  |  | no |  |  | 1382625.675 | 15431910.184 |  | -1
node_8104404_200886988 |  |  | PQ | AD | 2771.281 | 8104404 | no | no |  |  | no |  |  | 1384345.913 | 15430097.937 |  | -1
node_8104404_200886989 |  |  | PQ | AD | 2771.281 | 8104404 | no | no |  |  | no |  |  | 1384136.703 | 15430323.609 |  | -1
node_8104404_200886990 |  |  | PQ | AD | 2771.281 | 8104404 | no | no |  |  | no |  |  | 1383990.488 | 15430521.865 |  | -1
node_8104404_200886991 |  |  | PQ | AD | 2771.281 | 8104404 | no | no |  |  | no |  |  | 1384185.801 | 15430646.837 |  | -1
node_8104404_200886992 |  |  | PQ | AN | 2771.281 | 8104404 | no | no |  |  | no |  |  | 1384131.767 | 15430919.245 |  | -1
node_8104404_200886994 |  |  | PQ | AD | 2771.281 | 8104404 | no | no |  |  | no |  |  | 1383588.107 | 15430600.515 |  | -1
node_8104404_200886995 |  |  | PQ | AD | 2771.281 | 8104404 | no | no |  |  | no |  |  | 1383402.366 | 15430700.42 |  | -1
node_8104404_200886996 |  |  | PQ | AN | 2771.281 | 8104404 | no | no |  |  | no |  |  | 1383194.482 | 15430808.429 |  | -1
node_8104404_200886997 |  |  | PQ | AD | 2771.281 | 8104404 | no | no |  |  | no |  |  | 1382869.671 | 15431038.114 |  | -1
node_8104404_200886998 |  |  | PQ | AN | 2771.281 | 8104404 | no | no |  |  | no |  |  | 1382596.707 | 15431262.337 |  | -1
node_8104404_200887021 |  |  | PQ | AN | 19918.584 | 8104404 | no | no |  |  | no |  |  | 1379986.513 | 15422889.116 |  | -1
node_8104404_200887022 |  |  | PQ | AN | 19918.584 | 8104404 | no | no |  |  | no |  |  | 1379974.074 | 15423138.928 |  | -1
node_8104404_200887023 |  |  | PQ | AN | 19918.584 | 8104404 | no | no |  |  | no |  |  | 1379959.12 | 15423387.246 |  | -1
node_8104404_200887073 |  |  | PQ | AD | 2771.281 | 8104404 | no | no |  |  | no |  |  | 1385041.076 | 15410707.607 |  | -1
node_8104404_200887074 |  |  | PQ | AD | 2771.281 | 8104404 | no | no |  |  | no |  |  | 1385032.476 | 15410304.993 |  | -1
node_8104404_200887075 |  |  | PQ | AD | 2771.281 | 8104404 | no | no |  |  | no |  |  | 1385026.636 | 15409861.898 |  | -1
node_8104404_200887076 |  |  | PQ | AD | 2771.281 | 8104404 | no | no |  |  | no |  |  | 1385033.955 | 15409584.015 |  | -1
node_8104404_200887077 |  |  | PQ | AD | 2771.281 | 8104404 | no | no |  |  | no |  |  | 1385029.355 | 15409292.981 |  | -1
node_8104404_200887078 |  |  | PQ | AD | 2771.281 | 8104404 | no | no |  |  | no |  |  | 1384605.987 | 15409215.02 |  | -1
node_8104404_200887280 |  |  | PQ | ABCN | 19918.584 | 8104404 | no | no |  |  | no |  |  | 1391455.249 | 15423102.504 |  | -1
node_8104404_200887281 |  |  | PQ | ABCN | 19918.584 | 8104404 | no | no |  |  | no |  |  | 1389616.372 | 15421860.703 |  | -1
node_8104404_200887282 |  |  | PQ | ABCN | 19918.584 | 8104404 | no | no |  |  | no |  |  | 1389351.571 | 15421850.943 |  | -1
node_8104404_200887283 |  |  | PQ | ABCN | 19918.584 | 8104404 | no | no |  |  | no |  |  | 1389084.045 | 15421841.113 |  | -1
node_8104404_200887284 |  |  | PQ | ABCN | 19918.584 | 8104404 | no | no |  |  | no |  |  | 1388808.293 | 15421838.269 |  | -1
node_8104404_200887285 |  |  | PQ | ABCN | 19918.584 | 8104404 | no | no |  |  | no |  |  | 1388507.123 | 15421855.506 |  | -1
node_8104404_200887286 |  |  | PQ | ABCN | 19918.584 | 8104404 | no | no |  |  | no |  |  | 1388309.702 | 15421967.33 |  | -1
node_8104404_200887287 |  |  | PQ | ABCN | 19918.584 | 8104404 | no | no |  |  | no |  |  | 1388001.138 | 15421944.309 |  | -1
node_8104404_200887288 |  |  | PQ | ABCN | 19918.584 | 8104404 | no | no |  |  | no |  |  | 1387693.385 | 15422098.441 |  | -1
node_8104404_200887289 |  |  | PQ | ABCN | 19918.584 | 8104404 | no | no |  |  | no |  |  | 1387440.058 | 15422126.945 |  | -1
node_8104404_200887290 |  |  | PQ | ABCN | 19918.584 | 8104404 | no | no |  |  | no |  |  | 1387093.042 | 15422172.296 |  | -1
node_8104404_200887291 |  |  | PQ | ABCN | 19918.584 | 8104404 | no | no |  |  | no |  |  | 1391318.229 | 15422879.145 |  | -1
node_8104404_200887292 |  |  | PQ | ABCN | 19918.584 | 8104404 | no | no |  |  | no |  |  | 1386803.263 | 15422201.539 |  | -1
node_8104404_200887293 |  |  | PQ | ABCN | 19918.584 | 8104404 | no | no |  |  | no |  |  | 1386529.084 | 15422128.283 |  | -1
node_8104404_200887294 |  |  | PQ | ABCN | 19918.584 | 8104404 | no | no |  |  | no |  |  | 1386279.96 | 15422138.176 |  | -1
node_8104404_200887295 |  |  | PQ | ABCN | 19918.584 | 8104404 | no | no |  |  | no |  |  | 1386012.069 | 15422147.236 |  | -1
node_8104404_200887296 |  |  | PQ | ABCN | 19918.584 | 8104404 | no | no |  |  | no |  |  | 1385732.906 | 15422162.377 |  | -1
node_8104404_200887297 |  |  | PQ | ABCN | 19918.584 | 8104404 | no | no |  |  | no |  |  | 1385513.454 | 15422174.192 |  | -1
node_8104404_200887298 |  |  | PQ | ABCN | 19918.584 | 8104404 | no | no |  |  | no |  |  | 1385305.673 | 15422185.975 |  | -1
node_8104404_200887299 |  |  | PQ | ABCN | 19918.584 | 8104404 | no | no |  |  | no |  |  | 1385166.295 | 15422299.711 |  | -1
node_8104404_200887300 |  |  | PQ | AN | 19918.584 | 8104404 | no | no |  |  | no |  |  | 1385323.154 | 15422453.847 |  | -1
node_8104404_200887301 |  |  | PQ | ABCN | 19918.584 | 8104404 | no | no |  |  | no |  |  | 1384648.988 | 15422358.929 |  | -1
node_8104404_200887302 |  |  | PQ | ABCN | 19918.584 | 8104404 | no | no |  |  | no |  |  | 1384382.591 | 15422377.575 |  | -1
node_8104404_200887303 |  |  | PQ | ABCN | 19918.584 | 8104404 | no | no |  |  | no |  |  | 1391164.614 | 15422638.626 |  | -1
node_8104404_200887304 |  |  | PQ | ABCN | 19918.584 | 8104404 | no | no |  |  | no |  |  | 1384102.463 | 15422389.95 |  | -1
node_8104404_200887305 |  |  | PQ | ABCN | 19918.584 | 8104404 | no | no |  |  | no |  |  | 1383820.257 | 15422404.044 |  | -1
node_8104404_200887307 |  |  | PQ | ABCN | 19918.584 | 8104404 | no | no |  |  | no |  |  | 1383557.073 | 15422430.39 |  | -1
node_8104404_200887308 |  |  | PQ | ABCN | 19918.584 | 8104404 | no | no |  |  | no |  |  | 1383409.646 | 15422442.848 |  | -1
node_8104404_200887309 |  |  | PQ | ABCN | 19918.584 | 8104404 | no | no |  |  | no |  |  | 1383179.561 | 15422391.114 |  | -1
node_8104404_200887310 |  |  | PQ | ABCN | 19918.584 | 8104404 | no | no |  |  | no |  |  | 1382898.048 | 15422401.205 |  | -1
node_8104404_200887311 |  |  | PQ | ABCN | 19918.584 | 8104404 | no | no |  |  | no |  |  | 1382744.022 | 15422417.954 |  | -1
node_8104404_200887312 |  |  | PQ | AN | 19918.584 | 8104404 | no | no |  |  | no |  |  | 1382834.334 | 15422492.018 |  | -1
node_8104404_200887313 |  |  | PQ | AN | 19918.584 | 8104404 | no | no |  |  | no |  |  | 1382778.461 | 15422776.799 |  | -1
node_8104404_200887314 |  |  | PQ | AN | 19918.584 | 8104404 | no | no |  |  | no |  |  | 1382658.653 | 15423023.525 |  | -1
node_8104404_200887315 |  |  | PQ | AN | 19918.584 | 8104404 | no | no |  |  | no |  |  | 1382618.977 | 15423269.849 |  | -1
node_8104404_200887316 |  |  | PQ | AN | 19918.584 | 8104404 | no | no |  |  | no |  |  | 1382582.136 | 15423508.787 |  | -1
node_8104404_200887317 |  |  | PQ | ABCN | 19918.584 | 8104404 | no | no |  |  | no |  |  | 1382607.832 | 15422424.63 |  | -1
node_8104404_200887318 |  |  | PQ | ABCN | 19918.584 | 8104404 | no | no |  |  | no |  |  | 1382321.569 | 15422450.687 |  | -1
node_8104404_200887319 |  |  | PQ | ABCN | 19918.584 | 8104404 | no | no |  |  | no |  |  | 1382038.326 | 15422477.25 |  | -1
node_8104404_200887321 |  |  | PQ | ABCN | 19918.584 | 8104404 | no | no |  |  | no |  |  | 1381754.921 | 15422501.689 |  | -1
node_8104404_200887322 |  |  | PQ | ABCN | 19918.584 | 8104404 | no | no |  |  | no |  |  | 1391042.206 | 15422412.542 |  | -1
node_8104404_200887323 |  |  | PQ | ABCN | 19918.584 | 8104404 | no | no |  |  | no |  |  | 1381474.767 | 15422524.493 |  | -1
node_8104404_200887324 |  |  | PQ | ABCN | 19918.584 | 8104404 | no | no |  |  | no |  |  | 1381183.201 | 15422548.734 |  | -1
node_8104404_200887325 |  |  | PQ | ABCN | 19918.584 | 8104404 | no | no |  |  | no |  |  | 1380896.95 | 15422569.198 |  | -1
node_8104404_200887326 |  |  | PQ | ABCN | 19918.584 | 8104404 | no | no |  |  | no |  |  | 1380604.824 | 15422595.363 |  | -1
node_8104404_200887327 |  |  | PQ | ABCN | 19918.584 | 8104404 | no | no |  |  | no |  |  | 1380299.981 | 15422610.04 |  | -1
node_8104404_200887328 |  |  | PQ | ABCN | 19918.584 | 8104404 | no | no |  |  | no |  |  | 1380001.426 | 15422631.919 |  | -1
node_8104404_200887329 |  |  | PQ | ABCN | 19918.584 | 8104404 | no | no |  |  | no |  |  | 1390789.727 | 15422291.628 |  | -1
node_8104404_200887330 |  |  | PQ | ABCN | 19918.584 | 8104404 | no | no |  |  | no |  |  | 1390552.404 | 15422168.716 |  | -1
node_8104404_200887332 |  |  | PQ | ABCN | 19918.584 | 8104404 | no | no |  |  | no |  |  | 1390318.088 | 15422076.747 |  | -1
node_8104404_200887333 |  |  | PQ | ABCN | 19918.584 | 8104404 | no | no |  |  | no |  |  | 1390090.072 | 15421989.349 |  | -1
node_8104404_200887334 |  |  | PQ | ABCN | 19918.584 | 8104404 | no | no |  |  | no |  |  | 1389883.764 | 15421868.511 |  | -1
node_8104404_200887335 |  |  | PQ | AN | 19918.584 | 8104404 | no | no |  |  | no |  |  | 1383763.616 | 15422757.63 |  | -1
node_8104404_200887336 |  |  | PQ | AN | 2771.281 | 8104404 | no | no |  |  | no |  |  | 1383780.683 | 15425173.606 |  | -1
node_8104404_200887338 |  |  | PQ | AN | 2771.281 | 8104404 | no | no |  |  | no |  |  | 1383847.836 | 15425416.912 |  | -1
node_8104404_200887340 |  |  | PQ | AD | 2771.281 | 8104404 | no | no |  |  | no |  |  | 1383950.809 | 15425795.318 |  | -1
node_8104404_200887341 |  |  | PQ | AN | 2771.281 | 8104404 | no | no |  |  | no |  |  | 1384084.17 | 15426293.062 |  | -1
node_8104404_200887343 |  |  | PQ | AN | 2771.281 | 8104404 | no | no |  |  | no |  |  | 1384171.014 | 15426613.917 |  | -1
node_8104404_200887344 |  |  | PQ | AN | 2771.281 | 8104404 | no | no |  |  | no |  |  | 1384278.755 | 15426874.45 |  | -1
node_8104404_200887345 |  |  | PQ | AD | 2771.281 | 8104404 | no | no |  |  | no |  |  | 1384346.519 | 15427047.872 |  | -1
node_8104404_200887346 |  |  | PQ | AN | 19918.584 | 8104404 | no | no |  |  | no |  |  | 1383705.973 | 15423114.157 |  | -1
node_8104404_200887348 |  |  | PQ | AN | 19918.584 | 8104404 | no | no |  |  | no |  |  | 1383690.227 | 15423532.716 |  | -1
node_8104404_200887349 |  |  | PQ | AN | 19918.584 | 8104404 | no | no |  |  | no |  |  | 1383681.256 | 15423847.828 |  | -1
node_8104404_200887350 |  |  | PQ | AN | 19918.584 | 8104404 | no | no |  |  | no |  |  | 1383669.498 | 15424161.582 |  | -1
node_8104404_200887351 |  |  | PQ | AN | 19918.584 | 8104404 | no | no |  |  | no |  |  | 1383672.772 | 15424388.354 |  | -1
node_8104404_200887352 |  |  | PQ | AN | 19918.584 | 8104404 | no | no |  |  | no |  |  | 1383688.257 | 15424582.976 |  | -1
node_8104404_200887353 |  |  | PQ | AN | 2771.281 | 8104404 | no | no |  |  | no |  |  | 1383695.013 | 15424653.433 |  | -1
node_8104404_200887354 |  |  | PQ | AN | 2771.281 | 8104404 | no | no |  |  | no |  |  | 1383683.796 | 15424954.688 |  | -1
node_8104404_200909372 |  |  | PQ | AD | 2771.281 | 8104404 | no | no |  |  | no |  |  | 1369975.606 | 15439563.021 |  | -1
node_8104404_200909373 |  |  | PQ | AD | 2771.281 | 8104404 | no | no |  |  | no |  |  | 1367734.701 | 15460644.683 |  | -1
node_8104404_200909380 |  |  | PQ | AD | 2771.281 | 8104404 | no | no |  |  | no |  |  | 1379510.633 | 15421140.805 |  | -1
node_8104404_200909384 |  |  | PQ | AD | 2771.281 | 8104404 | no | no |  |  | no |  |  | 1371399.55 | 15418909.249 |  | -1
node_8104404_200909385 |  |  | PQ | AD | 2771.281 | 8104404 | no | no |  |  | no |  |  | 1364831.512 | 15415909.865 |  | -1
node_8104404_200946093 |  |  | PQ | AD | 2771.281 | 8104404 | no | no |  |  | no |  |  | 1378915.152 | 15419019.079 |  | -1
node_8104404_200946094 |  |  | PQ | AD | 2771.281 | 8104404 | no | no |  |  | no |  |  | 1378849.008 | 15418753.419 |  | -1
node_8104404_200946095 |  |  | PQ | AD | 2771.281 | 8104404 | no | no |  |  | no |  |  | 1378700.672 | 15418505.69 |  | -1
node_8104404_200946096 |  |  | PQ | AD | 2771.281 | 8104404 | no | no |  |  | no |  |  | 1378936.337 | 15418342.556 |  | -1
node_8104404_200946097 |  |  | PQ | AD | 2771.281 | 8104404 | no | no |  |  | no |  |  | 1379164.435 | 15418319.841 |  | -1
node_8104404_200946098 |  |  | PQ | AD | 2771.281 | 8104404 | no | no |  |  | no |  |  | 1379371.785 | 15418149.956 |  | -1
node_8104404_200946099 |  |  | PQ | AN | 2771.281 | 8104404 | no | no |  |  | no |  |  | 1379374.107 | 15417870.77 |  | -1
node_8104404_200946100 |  |  | PQ | AD | 2771.281 | 8104404 | no | no |  |  | no |  |  | 1379815.384 | 15420515.526 |  | -1
node_8104404_200946101 |  |  | PQ | AD | 2771.281 | 8104404 | no | no |  |  | no |  |  | 1379532.694 | 15420469.66 |  | -1
node_8104404_200946102 |  |  | PQ | AD | 2771.281 | 8104404 | no | no |  |  | no |  |  | 1379267.956 | 15420430.202 |  | -1
node_8104404_200946103 |  |  | PQ | AD | 2771.281 | 8104404 | no | no |  |  | no |  |  | 1378979.463 | 15420387.064 |  | -1
node_8104404_200946104 |  |  | PQ | AD | 2771.281 | 8104404 | no | no |  |  | no |  |  | 1378974.867 | 15420111.429 |  | -1
node_8104404_200946105 |  |  | PQ | AD | 2771.281 | 8104404 | no | no |  |  | no |  |  | 1378984.167 | 15419841.14 |  | -1
node_8104404_200946106 |  |  | PQ | AD | 2771.281 | 8104404 | no | no |  |  | no |  |  | 1378987.399 | 15419589.086 |  | -1
node_8104404_200946107 |  |  | PQ | AD | 2771.281 | 8104404 | no | no |  |  | no |  |  | 1378988.659 | 15419285.804 |  | -1
node_8104404_200946900 |  |  | PQ | AN | 2771.281 | 8104404 | no | no |  |  | no |  |  | 1387449.008 | 15423721.834 |  | -1
node_8104404_200950421 |  |  | PQ | AN | 2771.281 | 8104404 | no | no |  |  | no |  |  | 1368704.271 | 15440928.195 |  | -1
node_8104404_200950698 |  |  | PQ | ABCN | 19918.584 | 8104404 | no | no |  |  | no |  |  | 1364883.879 | 15425311.97 |  | -1
node_8104404_200952590 |  |  | PQ | AD | 2771.281 | 8104404 | no | no |  |  | no |  |  | 1365254.884 | 15452872.972 |  | -1
node_8104404_200955278 |  |  | PQ | AN | 2771.281 | 8104404 | no | no |  |  | no |  |  | 1373614.352 | 15421503.627 |  | -1
node_8104404_200955865 |  |  | PQ | ABCN | 19918.584 | 8104404 | no | no |  |  | no |  |  | 1376463.875 | 15422495.495 |  | -1
node_8104404_200961020 |  |  | PQ | AD | 2771.281 | 8104404 | no | no |  |  | no |  |  | 1362243.725 | 15452250.894 |  | -1
node_8104404_200961021 |  |  | PQ | AD | 2771.281 | 8104404 | no | no |  |  | no |  |  | 1362160.467 | 15452277.672 |  | -1
node_8104404_200961022 |  |  | PQ | AN | 2771.281 | 8104404 | no | no |  |  | no |  |  | 1361927.503 | 15452333.887 |  | -1
node_8104404_200962509 |  |  | PQ | AD | 2771.281 | 8104404 | no | no |  |  | no |  |  | 1366054.326 | 15429083.333 |  | -1
node_8104404_200962864 |  |  | PQ | AD | 2771.281 | 8104404 | no | no |  |  | no |  |  | 1374808.335 | 15409715.079 |  | -1
node_8104404_200962865 |  |  | PQ | AD | 2771.281 | 8104404 | no | no |  |  | no |  |  | 1375064.928 | 15409703.183 |  | -1
node_8104404_200962866 |  |  | PQ | AD | 2771.281 | 8104404 | no | no |  |  | no |  |  | 1375332.754 | 15409725.254 |  | -1
node_8104404_200962867 |  |  | PQ | AN | 2771.281 | 8104404 | no | no |  |  | no |  |  | 1375690.593 | 15409701.432 |  | -1
node_8104404_200966269 |  |  | PQ | AN | 19918.584 | 8104404 | no | no |  |  | no |  |  | 1356092.31 | 15432669.318 |  | -1
node_8104404_200967399 |  |  | PQ | AD | 2771.281 | 8104404 | no | no |  |  | no |  |  | 1356885.816 | 15445564.123 |  | -1
node_8104404_200968232 |  |  | PQ | AN | 19918.584 | 8104404 | no | no |  |  | no |  |  | 1378770.798 | 15425130.335 |  | -1
node_8104404_200968233 |  |  | PQ | AN | 19918.584 | 8104404 | no | no |  |  | no |  |  | 1378945.189 | 15424915.831 |  | -1
node_8104404_200968235 |  |  | PQ | AD | 2771.281 | 8104404 | no | no |  |  | no |  |  | 1374366.832 | 15414672.332 |  | -1
node_8104404_200968855 |  |  | PQ | AN | 2771.281 | 8104404 | no | no |  |  | no |  |  | 1375845.851 | 15410115.114 |  | -1
node_8104404_200968860 |  |  | PQ | ABCN | 19918.584 | 8104404 | no | no |  |  | no |  |  | 1391513.27 | 15425160.486 |  | -1
node_8104404_200969436 |  |  | PQ | AD | 2771.281 | 8104404 | no | no |  |  | no |  |  | 1364265.547 | 15427123.137 |  | -1
node_8104404_200969437 |  |  | PQ | AD | 2771.281 | 8104404 | no | no |  |  | no |  |  | 1364394.233 | 15427296.384 |  | -1
node_8104404_200969473 |  |  | PQ | AN | 2771.281 | 8104404 | no | no |  |  | no |  |  | 1364477.052 | 15427469.802 |  | -1
node_8104404_200969474 |  |  | PQ | AD | 2771.281 | 8104404 | no | no |  |  | no |  |  | 1364389.007 | 15427395.368 |  | -1
node_8104404_200969475 |  |  | PQ | AD | 2771.281 | 8104404 | no | no |  |  | no |  |  | 1364381.629 | 15427677.925 |  | -1
node_8104404_200969476 |  |  | PQ | AD | 2771.281 | 8104404 | no | no |  |  | no |  |  | 1364383.859 | 15427955.96 |  | -1
node_8104404_200969477 |  |  | PQ | AN | 2771.281 | 8104404 | no | no |  |  | no |  |  | 1364379.585 | 15428218.36 |  | -1
node_8104404_200969641 |  |  | PQ | AN | 2771.281 | 8104404 | no | no |  |  | no |  |  | 1387297.874 | 15426670.47 |  | -1
node_8104404_200970590 |  |  | PQ | AN | 2771.281 | 8104404 | no | no |  |  | no |  |  | 1373656.598 | 15418003.084 |  | -1
node_8104404_200972397 |  |  | PQ | AN | 2771.281 | 8104404 | no | no |  |  | no |  |  | 1380356.115 | 15433739.651 |  | -1
node_8104404_200977866 |  |  | PQ | AN | 2771.281 | 8104404 | no | no |  |  | no |  |  | 1370158.776 | 15433706.773 |  | -1
node_8104404_200979335 |  |  | PQ | AN | 2771.281 | 8104404 | no | no |  |  | no |  |  | 1387567.261 | 15426620.418 |  | -1
node_8104404_200979647 |  |  | PQ | AD | 2771.281 | 8104404 | no | no |  |  | no |  |  | 1384311.626 | 15410965.411 |  | -1
node_8104404_200979648 |  |  | PQ | AD | 2771.281 | 8104404 | no | no |  |  | no |  |  | 1384516.328 | 15411368.629 |  | -1
node_8104404_200983590 |  |  | PQ | AN | 2771.281 | 8104404 | no | no |  |  | no |  |  | 1373389.269 | 15417978.538 |  | -1
node_8104404_201009108 |  |  | PQ | ABCN | 19918.584 | 8104404 | no | no |  |  | no |  |  | 1361830.169 | 15424330.603 |  | -1
node_8104404_201009557 |  |  | PQ | AN | 2771.281 | 8104404 | no | no |  |  | no |  |  | 1365242.33 | 15453771.413 |  | -1
node_8104404_201009558 |  |  | PQ | AD | 2771.281 | 8104404 | no | no |  |  | no |  |  | 1365295.991 | 15453710.399 |  | -1
node_8104404_201009559 |  |  | PQ | AN | 2771.281 | 8104404 | no | no |  |  | no |  |  | 1365573.457 | 15453673.007 |  | -1
node_8104404_201010502 |  |  | PQ | AN | 2771.281 | 8104404 | no | no |  |  | no |  |  | 1377139.896 | 15433848.764 |  | -1
node_8104404_201012695 |  |  | PQ | AD | 2771.281 | 8104404 | no | no |  |  | no |  |  | 1361422.108 | 15447119.554 |  | -1
node_8104404_201012696 |  |  | PQ | AD | 2771.281 | 8104404 | no | no |  |  | no |  |  | 1361927.483 | 15447390.391 |  | -1
node_8104404_201012697 |  |  | PQ | AN | 2771.281 | 8104404 | no | no |  |  | no |  |  | 1362196.044 | 15447512.485 |  | -1
node_8104404_201012698 |  |  | PQ | AD | 2771.281 | 8104404 | no | no |  |  | no |  |  | 1361671.281 | 15447268.15 |  | -1
node_8104404_201014064 |  |  | PQ | AN | 2771.281 | 8104404 | no | no |  |  | no |  |  | 1368416.33 | 15442346.903 |  | -1
node_8104404_201014128 |  |  | PQ | AN | 2771.281 | 8104404 | no | no |  |  | no |  |  | 1365040.504 | 15433612.315 |  | -1
node_8104404_201014707 |  |  | PQ | AN | 2771.281 | 8104404 | no | no |  |  | no |  |  | 1364868.95 | 15427123.408 |  | -1
node_8104404_201017837 |  |  | PQ | AN | 19918.584 | 8104404 | no | no |  |  | no |  |  | 1364541.091 | 15424128.915 |  | -1
node_8104404_201017838 |  |  | PQ | AN | 19918.584 | 8104404 | no | no |  |  | no |  |  | 1364510.487 | 15423861.921 |  | -1
node_8104404_201017839 |  |  | PQ | AN | 19918.584 | 8104404 | no | no |  |  | no |  |  | 1364790.498 | 15423665.043 |  | -1
node_8104404_201018254 |  |  | PQ | AD | 2771.281 | 8104404 | no | no |  |  | no |  |  | 1388911.054 | 15430604.5 |  | -1
node_8104404_201018255 |  |  | PQ | AD | 2771.281 | 8104404 | no | no |  |  | no |  |  | 1388647.578 | 15430547.849 |  | -1
node_8104404_201018256 |  |  | PQ | AD | 2771.281 | 8104404 | no | no |  |  | no |  |  | 1389182.808 | 15430586.506 |  | -1
node_8104404_201018257 |  |  | PQ | AN | 2771.281 | 8104404 | no | no |  |  | no |  |  | 1389460.854 | 15430552.487 |  | -1
node_8104404_201038909 |  |  | PQ | AN | 2771.281 | 8104404 | no | no |  |  | no |  |  | 1365988.608 | 15449099.556 |  | -1
node_8104404_201044606 |  |  | PQ | ABN | 19918.584 | 8104404 | no | no |  |  | no |  |  | 1362424.706 | 15423695.646 |  | -1
node_8104404_201046868 |  |  | PQ | AN | 19918.584 | 8104404 | no | no |  |  | no |  |  | 1391866.996 | 15425463.254 |  | -1
node_8104404_201055279 |  |  | PQ | AN | 19918.584 | 8104404 | no | no |  |  | no |  |  | 1358459.534 | 15433244.933 |  | -1
node_8104404_201057779 |  |  | PQ | AN | 2771.281 | 8104404 | no | no |  |  | no |  |  | 1365071.147 | 15426236.132 |  | -1
node_8104404_201057780 |  |  | PQ | AD | 2771.281 | 8104404 | no | no |  |  | no |  |  | 1365151.942 | 15426224.04 |  | -1
node_8104404_201060821 |  |  | PQ | AN | 2771.281 | 8104404 | no | no |  |  | no |  |  | 1360446.582 | 15453345.739 |  | -1
node_8104404_201060822 |  |  | PQ | AN | 19918.584 | 8104404 | no | no |  |  | no |  |  | 1361224.646 | 15425252.356 |  | -1
node_8104404_201063456 |  |  | PQ | AN | 2771.281 | 8104404 | no | no |  |  | no |  |  | 1380507.271 | 15432324.617 |  | -1
node_8104404_201066192 |  |  | PQ | AN | 2771.281 | 8104404 | no | no |  |  | no |  |  | 1361203.176 | 15447574.955 |  | -1
node_8104404_201066193 |  |  | PQ | AD | 2771.281 | 8104404 | no | no |  |  | no |  |  | 1361168.141 | 15447577.279 |  | -1
node_8104404_201066194 |  |  | PQ | AN | 2771.281 | 8104404 | no | no |  |  | no |  |  | 1361043.533 | 15447578.803 |  | -1
node_8104404_201066629 |  |  | PQ | AN | 2771.281 | 8104404 | no | no |  |  | no |  |  | 1370255.255 | 15421823.968 |  | -1
node_8104404_201066630 |  |  | PQ | AN | 2771.281 | 8104404 | no | no |  |  | no |  |  | 1370218.156 | 15421616.136 |  | -1
node_8104404_201066631 |  |  | PQ | AN | 2771.281 | 8104404 | no | no |  |  | no |  |  | 1370181.061 | 15421419.7 |  | -1
node_8104404_201069781 |  |  | PQ | AN | 2771.281 | 8104404 | no | no |  |  | no |  |  | 1364431.179 | 15428485.78 |  | -1
node_8104404_201069977 |  |  | PQ | AN | 2771.281 | 8104404 | no | no |  |  | no |  |  | 1366043.278 | 15432012.614 |  | -1
node_8104404_310014552 |  |  | PQ | AN | 2771.281 | 8104404 | no | no |  |  | no |  |  | 1379023.383 | 15406283.952 |  | -1
node_8104404_310014606 |  |  | PQ | AN | 2771.281 | 8104404 | no | no |  |  | no |  |  | 1379017.478 | 15406450.184 |  | -1
node_8104404_310019040 |  |  | PQ | AD | 2771.281 | 8104404 | no | no |  |  | no |  |  | 1364231.165 | 15438126.447 |  | -1
node_8104404_310019046 |  |  | PQ | AD | 2771.281 | 8104404 | no | no |  |  | no |  |  | 1364169.171 | 15438411.564 |  | -1
node_8104404_310019047 |  |  | PQ | AD | 2771.281 | 8104404 | no | no |  |  | no |  |  | 1364162.322 | 15438694.28 |  | -1
node_8104404_310019052 |  |  | PQ | AN | 2771.281 | 8104404 | no | no |  |  | no |  |  | 1364179.328 | 15438880.474 |  | -1
node_8104404_310026890 |  |  | PQ | AN | 2771.281 | 8104404 | no | no |  |  | no |  |  | 1365385.639 | 15459435.76 |  | -1
node_8104404_310026891 |  |  | PQ | AD | 2771.281 | 8104404 | no | no |  |  | no |  |  | 1365257.818 | 15459679.189 |  | -1
node_8104404_310026893 |  |  | PQ | AD | 2771.281 | 8104404 | no | no |  |  | no |  |  | 1365178.588 | 15460124.907 |  | -1
node_8104404_310027033 |  |  | PQ | AN | 2771.281 | 8104404 | no | no |  |  | no |  |  | 1387670.396 | 15424289.115 |  | -1
node_8104404_310054522 |  |  | PQ | AN | 2771.281 | 8104404 | no | no |  |  | no |  |  | 1369840.072 | 15420672.258 |  | -1
node_8104404_310054596 |  |  | PQ | AN | 2771.281 | 8104404 | no | no |  |  | no |  |  | 1369559.78 | 15420900.449 |  | -1
node_8104404_310057593 |  |  | PQ | AN | 2771.281 | 8104404 | no | no |  |  | no |  |  | 1363793.683 | 15453324.257 |  | -1
node_8104404_310057595 |  |  | PQ | AN | 2771.281 | 8104404 | no | no |  |  | no |  |  | 1363512.795 | 15453318.559 |  | -1
node_8104404_311886759 |  |  | PQ | AN | 2771.281 | 8104404 | no | no |  |  | no |  |  | 1370645.029 | 15421906.562 |  | -1
node_8104404_311892163 |  |  | PQ | AN | 2771.281 | 8104404 | no | no |  |  | no |  |  | 1367534.472 | 15421917.028 |  | -1
node_8104404_311893236 |  |  | PQ | AN | 2771.281 | 8104404 | no | no |  |  | no |  |  | 1364568.038 | 15433618.2 |  | -1
node_8104404_311899965 |  |  | PQ | AN | 19918.584 | 8104404 | no | no |  |  | no |  |  | 1382588.921 | 15423464.783 |  | -1
node_8104404_311901547 |  |  | PQ | AN | 19918.584 | 8104404 | no | no |  |  | no |  |  | 1382489.089 | 15423476.983 |  | -1
node_8104404_311912934 |  |  | PQ | AN | 2771.281 | 8104404 | no | no |  |  | no |  |  | 1361265.587 | 15445274.745 |  | -1
node_8104404_311920066 |  |  | PQ | AN | 19918.584 | 8104404 | no | no |  |  | no |  |  | 1358539.911 | 15433238.579 |  | -1
node_8104404_311991165 |  |  | PQ | AN | 2771.281 | 8104404 | no | no |  |  | no |  |  | 1370890.031 | 15419001.838 |  | -1
node_8104404_312035503 |  |  | PQ | AN | 2771.281 | 8104404 | no | no |  |  | no |  |  | 1370432.324 | 15428356.623 |  | -1
node_8104404_312035504 |  |  | PQ | AN | 2771.281 | 8104404 | no | no |  |  | no |  |  | 1370348.719 | 15427499.532 |  | -1
node_8104404_312069006 |  |  | PQ | AN | 2771.281 | 8104404 | no | no |  |  | no |  |  | 1367793.458 | 15433717.657 |  | -1
node_8104404_312069009 |  |  | PQ | AN | 2771.281 | 8104404 | no | no |  |  | no |  |  | 1367760.683 | 15435973.9 |  | -1
node_8104404_312070735 |  |  | PQ | AN | 2771.281 | 8104404 | no | no |  |  | no |  |  | 1384764.298 | 15409838.12 |  | -1
node_8104404_312076255 |  |  | PQ | AD | 2771.281 | 8104404 | no | no |  |  | no |  |  | 1384635.357 | 15428284.617 |  | -1
node_8104404_312076256 |  |  | PQ | AN | 2771.281 | 8104404 | no | no |  |  | no |  |  | 1384647.786 | 15428104.586 |  | -1
node_8104404_312103482 |  |  | PQ | AN | 2771.281 | 8104404 | no | no |  |  | no |  |  | 1364573.202 | 15434088.903 |  | -1
node_8104404_312135658 |  |  | PQ | AN | 2771.281 | 8104404 | no | no |  |  | no |  |  | 1370487.903 | 15422176.651 |  | -1
node_8104404_312136266 |  |  | PQ | AN | 2771.281 | 8104404 | no | no |  |  | no |  |  | 1367657.561 | 15433702.239 |  | -1
node_8104404_312140871 |  |  | PQ | AN | 2771.281 | 8104404 | no | no |  |  | no |  |  | 1368902.543 | 15419884.081 |  | -1
node_220370715 |  |  | PQ | AN | 19918.584 | 8104404 | no | no |  |  | no |  |  | 1361126.089 | 15424233.574 |  | -1
node_220387385 |  |  | PQ | AN | 19918.584 | 8104404 | no | no |  |  | no |  |  | 1361073.414 | 15424013.92 |  | -1
node_220387412 |  |  | PQ | AN | 19918.584 | 8104404 | no | no |  |  | no |  |  | 1373698.497 | 15426600.594 |  | -1
node_220387425 |  |  | PQ | AN | 19918.584 | 8104404 | no | no |  |  | no |  |  | 1373660.347 | 15422635.694 |  | -1
node_220387426 |  |  | PQ | AN | 19918.584 | 8104404 | no | no |  |  | no |  |  | 1373498.694 | 15422778.744 |  | -1
node_220387432 |  |  | PQ | AN | 19918.584 | 8104404 | no | no |  |  | no |  |  | 1372393.607 | 15426498.937 |  | -1
node_220387442 |  |  | PQ | AN | 19918.584 | 8104404 | no | no |  |  | no |  |  | 1362706.646 | 15424829.66 |  | -1
node_220387451 |  |  | PQ | AN | 19918.584 | 8104404 | no | no |  |  | no |  |  | 1387617.187 | 15423049.498 |  | -1
node_220387456 |  |  | PQ | AN | 19918.584 | 8104404 | no | no |  |  | no |  |  | 1383448.18 | 15422358.152 |  | -1
node_220387474 |  |  | PQ | AN | 19918.584 | 8104404 | no | no |  |  | no |  |  | 1383688.896 | 15424591.428 |  | -1
node_220387515 |  |  | PQ | AN | 19918.584 | 8104404 | no | no |  |  | no |  |  | 1391699.134 | 15423096.642 |  | -1
node_220387594 |  |  | PQ | AN | 19918.584 | 8104404 | no | no |  |  | no |  |  | 1361231.086 | 15445500.146 |  | -1
node_220387650 |  |  | PQ | AN | 19918.584 | 8104404 | no | no |  |  | no |  |  | 1362041.226 | 15434045.956 |  | -1
node_220440836 |  |  | PQ | AN | 2771.281 | 8104404 | no | no |  |  | no |  |  | 1373486.39 | 15422777.756 |  | -1
node_220462807 |  |  | PQ | AN | 2771.281 | 8104404 | no | no |  |  | no |  |  | 1373699.71 | 15426622.131 |  | -1
node_220464402 |  |  | PQ | AN | 2771.281 | 8104404 | no | no |  |  | no |  |  | 1383451.658 | 15422349.595 |  | -1
node_220465140 |  |  | PQ | AN | 2771.281 | 8104404 | no | no |  |  | no |  |  | 1383694.115 | 15424644.335 |  | -1
node_220465165 |  |  | PQ | AN | 2771.281 | 8104404 | no | no |  |  | no |  |  | 1362697.426 | 15424833.585 |  | -1
node_220465169 |  |  | PQ | AN | 2771.281 | 8104404 | no | no |  |  | no |  |  | 1362046.994 | 15434040.517 |  | -1
node_220465184 |  |  | PQ | AN | 2771.281 | 8104404 | no | no |  |  | no |  |  | 1391702.748 | 15423084.125 |  | -1
node_220465484 |  |  | PQ | AN | 2771.281 | 8104404 | no | no |  |  | no |  |  | 1373659.024 | 15422608.923 |  | -1
node_220465545 |  |  | PQ | AN | 2771.281 | 8104404 | no | no |  |  | no |  |  | 1361230.209 | 15445517.449 |  | -1
node_220523470 |  |  | PQ | AN | 2771.281 | 8104404 | no | no |  |  | no |  |  | 1361259.59 | 15445274.219 |  | -1
node_220617531 |  |  | PQ | AN | 2771.281 | 8104404 | no | no |  |  | no |  |  | 1387620.806 | 15423061.812 |  | -1
node_311988000 |  |  | PQ | ABCN | 19918.584 | 8104404 | no | no |  |  | no |  |  | 1372992.622 | 15426322.257 |  | -1
node_311988005 |  |  | PQ | ABCN | 19918.584 | 8104404 | no | no |  |  | no |  |  | 1373239.484 | 15426338.854 |  | -1
node_311993491 |  |  | PQ | AN | 2771.281 | 8104404 | no | no |  |  | no |  |  | 1372380.831 | 15426516.742 |  | -1
node_312012104 |  |  | PQ | AN | 19918.584 | 8104404 | no | no |  |  | no |  |  | 1361249.591 | 15445273.33 |  | -1
node_312098897 |  |  | PQ | ABCN | 19918.584 | 8104404 | no | no |  |  | no |  |  | 1372968.904 | 15426320.667 |  | -1
node_SOURCE_8104404 |  |  | SWING | ABCN | 19918.584 | 8104404 | no | no |  |  | no |  |  | 1391433.509 | 15425791.971 |  | -1
node_intto1_418X5-312098899 |  |  | PQ | ABCN | 19918.584 | 8104404 | no | no |  |  | no |  |  | 1372970.722 | 15426320.823 |  | -1
node_intto1_8104404_200846049 |  |  | PQ | AD | 2771.281 | 8104404 | no | no |  |  | no |  |  | 1375646.554 | 15404896.375 |  | -1
node_intto1_8104404_200883317 |  |  | PQ | AD | 2771.281 | 8104404 | no | no |  |  | no |  |  | 1376733.49 | 15433854.092 |  | -1
node_intto1_8104404_200883438 |  |  | PQ | AD | 2771.281 | 8104404 | no | no |  |  | no |  |  | 1361188.645 | 15450367.171 |  | -1
node_intto1_8104404_200883447 |  |  | PQ | AD | 2771.281 | 8104404 | no | no |  |  | no |  |  | 1357213.271 | 15456112.757 |  | -1
node_intto1_8104404_200883509 |  |  | PQ | AD | 2771.281 | 8104404 | no | no |  |  | no |  |  | 1365654.664 | 15433623.53 |  | -1
node_intto1_8104404_200883524 |  |  | PQ | AD | 2771.281 | 8104404 | no | no |  |  | no |  |  | 1357228.431 | 15446517.002 |  | -1
node_intto1_8104404_200883544 |  |  | PQ | AD | 2771.281 | 8104404 | no | no |  |  | no |  |  | 1360219.978 | 15447020.563 |  | -1
node_intto1_8104404_200883553 |  |  | PQ | AD | 2771.281 | 8104404 | no | no |  |  | no |  |  | 1358575.415 | 15447013.067 |  | -1
node_intto1_8104404_200883565 |  |  | PQ | AD | 2771.281 | 8104404 | no | no |  |  | no |  |  | 1367138.453 | 15457155.301 |  | -1
node_intto1_8104404_200883578 |  |  | PQ | AD | 2771.281 | 8104404 | no | no |  |  | no |  |  | 1367740.248 | 15445000.393 |  | -1
node_intto1_8104404_200883587 |  |  | PQ | AD | 2771.281 | 8104404 | no | no |  |  | no |  |  | 1364877.857 | 15453416.665 |  | -1
node_intto1_8104404_200883623 |  |  | PQ | AD | 2771.281 | 8104404 | no | no |  |  | no |  |  | 1366391.036 | 15460225.434 |  | -1
node_intto1_8104404_200883636 |  |  | PQ | AD | 2771.281 | 8104404 | no | no |  |  | no |  |  | 1362563.744 | 15434367.75 |  | -1
node_intto1_8104404_200883645 |  |  | PQ | AD | 2771.281 | 8104404 | no | no |  |  | no |  |  | 1364499.456 | 15436829.544 |  | -1
node_intto1_8104404_200883678 |  |  | PQ | AD | 2771.281 | 8104404 | no | no |  |  | no |  |  | 1357250.383 | 15448294.535 |  | -1
node_intto1_8104404_200883716 |  |  | PQ | AD | 2771.281 | 8104404 | no | no |  |  | no |  |  | 1378223.169 | 15436138.641 |  | -1
node_intto1_8104404_200883798 |  |  | PQ | AN | 19918.584 | 8104404 | no | no |  |  | no |  |  | 1361754.264 | 15433592.274 |  | -1
node_intto1_8104404_200883837 |  |  | PQ | AD | 2771.281 | 8104404 | no | no |  |  | no |  |  | 1365327.785 | 15453088.011 |  | -1
node_intto1_8104404_200883853 |  |  | PQ | AD | 2771.281 | 8104404 | no | no |  |  | no |  |  | 1365596.662 | 15448645.218 |  | -1
node_intto1_8104404_200883877 |  |  | PQ | AD | 2771.281 | 8104404 | no | no |  |  | no |  |  | 1362595.548 | 15453910.099 |  | -1
node_intto1_8104404_200883887 |  |  | PQ | AD | 2771.281 | 8104404 | no | no |  |  | no |  |  | 1362589.931 | 15455930.744 |  | -1
node_intto1_8104404_200883898 |  |  | PQ | AD | 2771.281 | 8104404 | no | no |  |  | no |  |  | 1362008.56 | 15458534.799 |  | -1
node_intto1_8104404_200883917 |  |  | PQ | AN | 19918.584 | 8104404 | no | no |  |  | no |  |  | 1361765.51 | 15436207.723 |  | -1
node_intto1_8104404_200883932 |  |  | PQ | AN | 19918.584 | 8104404 | no | no |  |  | no |  |  | 1361391.47 | 15439519.876 |  | -1
node_intto1_8104404_200883963 |  |  | PQ | AD | 2771.281 | 8104404 | no | no |  |  | no |  |  | 1361276.428 | 15446266.084 |  | -1
node_intto1_8104404_200883975 |  |  | PQ | AD | 2771.281 | 8104404 | no | no |  |  | no |  |  | 1361229.7 | 15448425.729 |  | -1
node_intto1_8104404_200883984 |  |  | PQ | AD | 2771.281 | 8104404 | no | no |  |  | no |  |  | 1361646.533 | 15445284.878 |  | -1
node_intto1_8104404_200884008 |  |  | PQ | AD | 2771.281 | 8104404 | no | no |  |  | no |  |  | 1366855.519 | 15444514.819 |  | -1
node_intto1_8104404_200884013 |  |  | PQ | AD | 2771.281 | 8104404 | no | no |  |  | no |  |  | 1368086.703 | 15443679.223 |  | -1
node_intto1_8104404_200884032 |  |  | PQ | AD | 2771.281 | 8104404 | no | no |  |  | no |  |  | 1370394.989 | 15439381.962 |  | -1
node_intto1_8104404_200884703 |  |  | PQ | ABCN | 19918.584 | 8104404 | no | no |  |  | no |  |  | 1373727.182 | 15423691.509 |  | -1
node_intto1_8104404_200884714 |  |  | PQ | AD | 2771.281 | 8104404 | no | no |  |  | no |  |  | 1373624.143 | 15421870.077 |  | -1
node_intto1_8104404_200884733 |  |  | PQ | AD | 2771.281 | 8104404 | no | no |  |  | no |  |  | 1373894.199 | 15417484.633 |  | -1
node_intto1_8104404_200884779 |  |  | PQ | AD | 2771.281 | 8104404 | no | no |  |  | no |  |  | 1375141.374 | 15407115.138 |  | -1
node_intto1_8104404_200884804 |  |  | PQ | AD | 2771.281 | 8104404 | no | no |  |  | no |  |  | 1377970.488 | 15433286.052 |  | -1
node_intto1_8104404_200884812 |  |  | PQ | AD | 2771.281 | 8104404 | no | no |  |  | no |  |  | 1374227.755 | 15427966.336 |  | -1
node_intto1_8104404_200884818 |  |  | PQ | AD | 2771.281 | 8104404 | no | no |  |  | no |  |  | 1377864.677 | 15433489.981 |  | -1
node_intto1_8104404_200884830 |  |  | PQ | AD | 2771.281 | 8104404 | no | no |  |  | no |  |  | 1373744.179 | 15428486.595 |  | -1
node_intto1_8104404_200884902 |  |  | PQ | AD | 2771.281 | 8104404 | no | no |  |  | no |  |  | 1365095.9 | 15428003.928 |  | -1
node_intto1_8104404_200884919 |  |  | PQ | AD | 2771.281 | 8104404 | no | no |  |  | no |  |  | 1362906.411 | 15425315.471 |  | -1
node_intto1_8104404_200884936 |  |  | PQ | AD | 2771.281 | 8104404 | no | no |  |  | no |  |  | 1366409.218 | 15433621.829 |  | -1
node_intto1_8104404_200884952 |  |  | PQ | AD | 2771.281 | 8104404 | no | no |  |  | no |  |  | 1365190.703 | 15426413.91 |  | -1
node_intto1_8104404_200884969 |  |  | PQ | AD | 2771.281 | 8104404 | no | no |  |  | no |  |  | 1368973.539 | 15421151.754 |  | -1
node_intto1_8104404_200884991 |  |  | PQ | AD | 2771.281 | 8104404 | no | no |  |  | no |  |  | 1373034.528 | 15422723.729 |  | -1
node_intto1_8104404_200885005 |  |  | PQ | AD | 2771.281 | 8104404 | no | no |  |  | no |  |  | 1364547.864 | 15420164.016 |  | -1
node_intto1_8104404_200885027 |  |  | PQ | AD | 2771.281 | 8104404 | no | no |  |  | no |  |  | 1379773.107 | 15421128.535 |  | -1
node_intto1_8104404_200885051 |  |  | PQ | AD | 2771.281 | 8104404 | no | no |  |  | no |  |  | 1378165.647 | 15433095.074 |  | -1
node_intto1_8104404_200885061 |  |  | PQ | AD | 2771.281 | 8104404 | no | no |  |  | no |  |  | 1369539.098 | 15428623.278 |  | -1
node_intto1_8104404_200885069 |  |  | PQ | AD | 2771.281 | 8104404 | no | no |  |  | no |  |  | 1367991.058 | 15427484.652 |  | -1
node_intto1_8104404_200885074 |  |  | PQ | AD | 2771.281 | 8104404 | no | no |  |  | no |  |  | 1372109.409 | 15426812.752 |  | -1
node_intto1_8104404_200885091 |  |  | PQ | AD | 2771.281 | 8104404 | no | no |  |  | no |  |  | 1374711.284 | 15414698.457 |  | -1
node_intto1_8104404_200885104 |  |  | PQ | AD | 2771.281 | 8104404 | no | no |  |  | no |  |  | 1375488.483 | 15415942.283 |  | -1
node_intto1_8104404_200885129 |  |  | PQ | AD | 2771.281 | 8104404 | no | no |  |  | no |  |  | 1368274.445 | 15420399.451 |  | -1
node_intto1_8104404_200885151 |  |  | PQ | AD | 2771.281 | 8104404 | no | no |  |  | no |  |  | 1364529.984 | 15418692.519 |  | -1
node_intto1_8104404_200885154 |  |  | PQ | AD | 2771.281 | 8104404 | no | no |  |  | no |  |  | 1364567.88 | 15417526.932 |  | -1
node_intto1_8104404_200885185 |  |  | PQ | ABN | 19918.584 | 8104404 | no | no |  |  | no |  |  | 1362398.706 | 15424254.32 |  | -1
node_intto1_8104404_200885190 |  |  | PQ | AN | 19918.584 | 8104404 | no | no |  |  | no |  |  | 1361911.33 | 15425096.753 |  | -1
node_intto1_8104404_200885207 |  |  | PQ | AD | 2771.281 | 8104404 | no | no |  |  | no |  |  | 1364636.064 | 15429395.613 |  | -1
node_intto1_8104404_200885241 |  |  | PQ | ABCN | 19918.584 | 8104404 | no | no |  |  | no |  |  | 1377178.206 | 15422478.763 |  | -1
node_intto1_8104404_200885248 |  |  | PQ | AN | 19918.584 | 8104404 | no | no |  |  | no |  |  | 1375793.493 | 15422889.174 |  | -1
node_intto1_8104404_200885262 |  |  | PQ | AD | 2771.281 | 8104404 | no | no |  |  | no |  |  | 1366244.233 | 15431000.499 |  | -1
node_intto1_8104404_200885282 |  |  | PQ | AD | 2771.281 | 8104404 | no | no |  |  | no |  |  | 1367738.648 | 15422711.42 |  | -1
node_intto1_8104404_200885286 |  |  | PQ | AD | 2771.281 | 8104404 | no | no |  |  | no |  |  | 1372841.513 | 15419002.094 |  | -1
node_intto1_8104404_200885372 |  |  | PQ | ABCN | 19918.584 | 8104404 | no | no |  |  | no |  |  | 1362851.45 | 15424768.01 |  | -1
node_intto1_8104404_200885381 |  |  | PQ | ABCN | 19918.584 | 8104404 | no | no |  |  | no |  |  | 1364748.974 | 15425294.702 |  | -1
node_intto1_8104404_200885383 |  |  | PQ | AN | 19918.584 | 8104404 | no | no |  |  | no |  |  | 1364845.307 | 15425121.557 |  | -1
node_intto1_8104404_200885422 |  |  | PQ | ABCN | 19918.584 | 8104404 | no | no |  |  | no |  |  | 1372543.177 | 15426282.386 |  | -1
node_intto1_8104404_200885430 |  |  | PQ | ABCN | 19918.584 | 8104404 | no | no |  |  | no |  |  | 1361070.761 | 15424002.857 |  | -1
node_intto1_8104404_200885513 |  |  | PQ | AN | 19918.584 | 8104404 | no | no |  |  | no |  |  | 1361196.775 | 15424526.15 |  | -1
node_intto1_8104404_200886440 |  |  | PQ | AD | 2771.281 | 8104404 | no | no |  |  | no |  |  | 1384771.038 | 15429644.398 |  | -1
node_intto1_8104404_200886550 |  |  | PQ | ABCN | 19918.584 | 8104404 | no | no |  |  | no |  |  | 1391565.92 | 15425171.6 |  | -1
node_intto1_8104404_200886551 |  |  | PQ | ABCN | 19918.584 | 8104404 | no | no |  |  | no |  |  | 1391574.564 | 15424897.598 |  | -1
node_intto1_8104404_200886555 |  |  | PQ | AN | 19918.584 | 8104404 | no | no |  |  | no |  |  | 1391906.108 | 15424152.061 |  | -1
node_intto1_8104404_200886563 |  |  | PQ | AD | 2771.281 | 8104404 | no | no |  |  | no |  |  | 1391558.221 | 15422606.635 |  | -1
node_intto1_8104404_200886590 |  |  | PQ | AD | 2771.281 | 8104404 | no | no |  |  | no |  |  | 1388899.704 | 15415981.717 |  | -1
node_intto1_8104404_200886800 |  |  | PQ | AD | 2771.281 | 8104404 | no | no |  |  | no |  |  | 1381818.115 | 15418935.388 |  | -1
node_intto1_8104404_200886804 |  |  | PQ | AD | 2771.281 | 8104404 | no | no |  |  | no |  |  | 1383142.145 | 15417727.43 |  | -1
node_intto1_8104404_200886816 |  |  | PQ | AD | 2771.281 | 8104404 | no | no |  |  | no |  |  | 1383503.604 | 15421822.411 |  | -1
node_intto1_8104404_200886866 |  |  | PQ | AD | 2771.281 | 8104404 | no | no |  |  | no |  |  | 1383613.249 | 15409876.185 |  | -1
node_intto1_8104404_200886874 |  |  | PQ | AD | 2771.281 | 8104404 | no | no |  |  | no |  |  | 1385123.472 | 15410881.425 |  | -1
node_intto1_8104404_200886896 |  |  | PQ | AD | 2771.281 | 8104404 | no | no |  |  | no |  |  | 1380283.63 | 15432716.507 |  | -1
node_intto1_8104404_200886920 |  |  | PQ | AD | 2771.281 | 8104404 | no | no |  |  | no |  |  | 1383197.074 | 15408732.018 |  | -1
node_intto1_8104404_200886925 |  |  | PQ | AD | 2771.281 | 8104404 | no | no |  |  | no |  |  | 1382894.904 | 15407971.833 |  | -1
node_intto1_8104404_200886933 |  |  | PQ | AD | 2771.281 | 8104404 | no | no |  |  | no |  |  | 1387663.236 | 15423525.111 |  | -1
node_intto1_8104404_200886938 |  |  | PQ | AN | 19918.584 | 8104404 | no | no |  |  | no |  |  | 1387652.86 | 15422353.417 |  | -1
node_intto1_8104404_200886988 |  |  | PQ | AD | 2771.281 | 8104404 | no | no |  |  | no |  |  | 1384345.913 | 15430097.937 |  | -1
node_intto1_8104404_200887022 |  |  | PQ | AN | 19918.584 | 8104404 | no | no |  |  | no |  |  | 1379974.074 | 15423138.928 |  | -1
node_intto1_8104404_200887281 |  |  | PQ | ABCN | 19918.584 | 8104404 | no | no |  |  | no |  |  | 1389616.372 | 15421860.703 |  | -1
node_intto1_8104404_200887300 |  |  | PQ | AN | 19918.584 | 8104404 | no | no |  |  | no |  |  | 1385323.154 | 15422453.847 |  | -1
node_intto1_8104404_200887311 |  |  | PQ | ABCN | 19918.584 | 8104404 | no | no |  |  | no |  |  | 1382744.022 | 15422417.954 |  | -1
node_intto1_8104404_200887312 |  |  | PQ | AN | 19918.584 | 8104404 | no | no |  |  | no |  |  | 1382834.334 | 15422492.018 |  | -1
node_intto1_8104404_200887335 |  |  | PQ | AN | 19918.584 | 8104404 | no | no |  |  | no |  |  | 1383763.616 | 15422757.63 |  | -1
node_intto1_8104404_200887336 |  |  | PQ | AD | 2771.281 | 8104404 | no | no |  |  | no |  |  | 1383780.683 | 15425173.606 |  | -1
node_intto1_8104404_200909372 |  |  | PQ | AD | 2771.281 | 8104404 | no | no |  |  | no |  |  | 1369975.606 | 15439563.021 |  | -1
node_intto1_8104404_200909384 |  |  | PQ | AD | 2771.281 | 8104404 | no | no |  |  | no |  |  | 1371399.55 | 15418909.249 |  | -1
node_intto1_8104404_200950698 |  |  | PQ | ABCN | 19918.584 | 8104404 | no | no |  |  | no |  |  | 1364883.879 | 15425311.97 |  | -1
node_intto1_8104404_200961020 |  |  | PQ | AD | 2771.281 | 8104404 | no | no |  |  | no |  |  | 1362243.725 | 15452250.894 |  | -1
node_intto1_8104404_200962865 |  |  | PQ | AD | 2771.281 | 8104404 | no | no |  |  | no |  |  | 1375064.928 | 15409703.183 |  | -1
node_intto1_8104404_200968855 |  |  | PQ | AN | 2771.281 | 8104404 | no | no |  |  | no |  |  | 1375845.851 | 15410115.114 |  | -1
node_intto1_8104404_200968860 |  |  | PQ | ABCN | 19918.584 | 8104404 | no | no |  |  | no |  |  | 1391513.27 | 15425160.486 |  | -1
node_intto1_8104404_200969475 |  |  | PQ | AD | 2771.281 | 8104404 | no | no |  |  | no |  |  | 1364381.629 | 15427677.925 |  | -1
node_intto1_8104404_200970590 |  |  | PQ | AN | 2771.281 | 8104404 | no | no |  |  | no |  |  | 1373656.598 | 15418003.084 |  | -1
node_intto1_8104404_200983590 |  |  | PQ | AN | 2771.281 | 8104404 | no | no |  |  | no |  |  | 1373389.269 | 15417978.538 |  | -1
node_intto1_8104404_201009108 |  |  | PQ | ABCN | 19918.584 | 8104404 | no | no |  |  | no |  |  | 1361830.169 | 15424330.603 |  | -1
node_intto1_8104404_201009557 |  |  | PQ | AD | 2771.281 | 8104404 | no | no |  |  | no |  |  | 1365242.33 | 15453771.413 |  | -1
node_intto1_8104404_201017839 |  |  | PQ | AN | 19918.584 | 8104404 | no | no |  |  | no |  |  | 1364790.498 | 15423665.043 |  | -1
node_intto1_8104404_201046868 |  |  | PQ | AN | 19918.584 | 8104404 | no | no |  |  | no |  |  | 1391866.996 | 15425463.254 |  | -1
node_intto1_8104404_201055279 |  |  | PQ | AN | 19918.584 | 8104404 | no | no |  |  | no |  |  | 1358459.534 | 15433244.933 |  | -1
node_intto1_8104404_201057779 |  |  | PQ | AD | 2771.281 | 8104404 | no | no |  |  | no |  |  | 1365071.147 | 15426236.132 |  | -1
node_intto1_8104404_310014552 |  |  | PQ | AN | 2771.281 | 8104404 | no | no |  |  | no |  |  | 1379023.383 | 15406283.952 |  | -1
node_intto1_8104404_311901547 |  |  | PQ | AN | 19918.584 | 8104404 | no | no |  |  | no |  |  | 1382489.089 | 15423476.983 |  | -1
node_intto1_8104404_311920066 |  |  | PQ | AN | 19918.584 | 8104404 | no | no |  |  | no |  |  | 1358539.911 | 15433238.579 |  | -1
node_intto1_8104404_312069009 |  |  | PQ | AN | 2771.281 | 8104404 | no | no |  |  | no |  |  | 1367760.683 | 15435973.9 |  | -1
node_intto1_8104404_312103482 |  |  | PQ | AN | 2771.281 | 8104404 | no | no |  |  | no |  |  | 1364573.202 | 15434088.903 |  | -1
node_intto1_8104404_312135658 |  |  | PQ | AD | 2771.281 | 8104404 | no | no |  |  | no |  |  | 1370487.903 | 15422176.651 |  | -1
node_intto1_220370715 |  |  | PQ | AN | 19918.584 | 8104404 | no | no |  |  | no |  |  | 1361126.089 | 15424233.574 |  | -1
node_intto1_220387385 |  |  | PQ | AN | 19918.584 | 8104404 | no | no |  |  | no |  |  | 1361073.414 | 15424013.92 |  | -1
node_intto1_220387412 |  |  | PQ | AN | 19918.584 | 8104404 | no | no |  |  | no |  |  | 1373698.497 | 15426600.594 |  | -1
node_intto1_220387425 |  |  | PQ | AN | 19918.584 | 8104404 | no | no |  |  | no |  |  | 1373660.347 | 15422635.694 |  | -1
node_intto1_220387426 |  |  | PQ | AN | 19918.584 | 8104404 | no | no |  |  | no |  |  | 1373498.694 | 15422778.744 |  | -1
node_intto1_220387432 |  |  | PQ | AN | 19918.584 | 8104404 | no | no |  |  | no |  |  | 1372393.607 | 15426498.937 |  | -1
node_intto1_220387442 |  |  | PQ | AN | 19918.584 | 8104404 | no | no |  |  | no |  |  | 1362706.646 | 15424829.66 |  | -1
node_intto1_220387451 |  |  | PQ | AN | 19918.584 | 8104404 | no | no |  |  | no |  |  | 1387617.187 | 15423049.498 |  | -1
node_intto1_220387456 |  |  | PQ | AN | 19918.584 | 8104404 | no | no |  |  | no |  |  | 1383448.18 | 15422358.152 |  | -1
node_intto1_220387474 |  |  | PQ | AN | 19918.584 | 8104404 | no | no |  |  | no |  |  | 1383688.896 | 15424591.428 |  | -1
node_intto1_220387515 |  |  | PQ | AN | 19918.584 | 8104404 | no | no |  |  | no |  |  | 1391699.134 | 15423096.642 |  | -1
node_intto1_220387594 |  |  | PQ | AN | 19918.584 | 8104404 | no | no |  |  | no |  |  | 1361231.086 | 15445500.146 |  | -1
node_intto1_220387650 |  |  | PQ | AN | 19918.584 | 8104404 | no | no |  |  | no |  |  | 1362041.226 | 15434045.956 |  | -1
node_intto1_220440836 |  |  | PQ | AN | 19918.584 | 8104404 | no | no |  |  | no |  |  | 1373486.39 | 15422777.756 |  | -1
node_intto1_220462807 |  |  | PQ | AN | 19918.584 | 8104404 | no | no |  |  | no |  |  | 1373699.71 | 15426622.131 |  | -1
node_intto1_220464402 |  |  | PQ | AN | 19918.584 | 8104404 | no | no |  |  | no |  |  | 1383451.658 | 15422349.595 |  | -1
node_intto1_220465140 |  |  | PQ | AN | 19918.584 | 8104404 | no | no |  |  | no |  |  | 1383694.115 | 15424644.335 |  | -1
node_intto1_220465165 |  |  | PQ | AN | 19918.584 | 8104404 | no | no |  |  | no |  |  | 1362697.426 | 15424833.585 |  | -1
node_intto1_220465169 |  |  | PQ | AN | 19918.584 | 8104404 | no | no |  |  | no |  |  | 1362046.994 | 15434040.517 |  | -1
node_intto1_220465184 |  |  | PQ | AN | 19918.584 | 8104404 | no | no |  |  | no |  |  | 1391702.748 | 15423084.125 |  | -1
node_intto1_220465484 |  |  | PQ | AN | 19918.584 | 8104404 | no | no |  |  | no |  |  | 1373659.024 | 15422608.923 |  | -1
node_intto1_220465545 |  |  | PQ | AN | 19918.584 | 8104404 | no | no |  |  | no |  |  | 1361230.209 | 15445517.449 |  | -1
node_intto1_220523470 |  |  | PQ | AN | 19918.584 | 8104404 | no | no |  |  | no |  |  | 1361259.59 | 15445274.219 |  | -1
node_intto1_220617531 |  |  | PQ | AN | 19918.584 | 8104404 | no | no |  |  | no |  |  | 1387620.806 | 15423061.812 |  | -1
node_intto1_311988000 |  |  | PQ | ABCN | 19918.584 | 8104404 | no | no |  |  | no |  |  | 1372992.622 | 15426322.257 |  | -1
node_intto1_311988005 |  |  | PQ | ABCN | 19918.584 | 8104404 | no | no |  |  | no |  |  | 1373239.484 | 15426338.854 |  | -1
node_intto1_311993491 |  |  | PQ | AN | 19918.584 | 8104404 | no | no |  |  | no |  |  | 1372380.831 | 15426516.742 |  | -1
node_intto1_312012104 |  |  | PQ | AN | 19918.584 | 8104404 | no | no |  |  | no |  |  | 1361249.591 | 15445273.33 |  | -1
node_intto1_312098897 |  |  | PQ | ABCN | 19918.584 | 8104404 | no | no |  |  | no |  |  | 1372968.904 | 15426320.667 |  | -1

## overhead_line
data_type | static
owner_type | feeder
owner | 8104404
object | overhead_line
name | groupid | phases | fr | to | length | configuration | dcircuit | selected | monitored | monitored_fields | class_monitored_fields | played | played_fields | comments | R | X | B | lim_kw
oh_line_8104404_200840050 |  | AD | node_8104404_200840074 | node_8104404_200840050 | 374.49 | bal_1P_2AC | 8104404 | no | no |  |  | no |  |  | 0 | 0 | 0 | 0
oh_line_8104404_200840051 |  | AD | node_8104404_200840050 | node_8104404_200840051 | 355.647 | bal_1P_2AC | 8104404 | no | no |  |  | no |  |  | 0 | 0 | 0 | 0
oh_line_8104404_200840053 |  | AD | node_8104404_200840051 | node_8104404_200840053 | 376.484 | bal_1P_2AC | 8104404 | no | no |  |  | no |  |  | 0 | 0 | 0 | 0
oh_line_8104404_200840054 |  | AD | node_8104404_200840053 | node_8104404_200840054 | 412.235 | bal_1P_2AC | 8104404 | no | no |  |  | no |  |  | 0 | 0 | 0 | 0
oh_line_8104404_200840056 |  | AD | node_8104404_200840054 | node_8104404_200840056 | 474.821 | bal_1P_2AC | 8104404 | no | no |  |  | no |  |  | 0 | 0 | 0 | 0
oh_line_8104404_200840057 |  | AD | node_8104404_200840056 | node_8104404_200840057 | 292.729 | bal_1P_2AC | 8104404 | no | no |  |  | no |  |  | 0 | 0 | 0 | 0
oh_line_8104404_200840058 |  | AD | node_8104404_200840057 | node_8104404_200840058 | 100.139 | bal_1P_2AC | 8104404 | no | no |  |  | no |  |  | 0 | 0 | 0 | 0
oh_line_8104404_200840059 |  | AD | node_8104404_200840058 | node_8104404_200840059 | 420.953 | bal_1P_2AC | 8104404 | no | no |  |  | no |  |  | 0 | 0 | 0 | 0
oh_line_8104404_200840060 |  | AD | node_8104404_200840059 | node_8104404_200840060 | 409.567 | bal_1P_2AC | 8104404 | no | no |  |  | no |  |  | 0 | 0 | 0 | 0
oh_line_8104404_200840062 |  | AD | node_8104404_200840057 | node_8104404_200840062 | 344.758 | bal_1P_2AC | 8104404 | no | no |  |  | no |  |  | 0 | 0 | 0 | 0
oh_line_8104404_200840063 |  | AD | node_8104404_200840062 | node_8104404_200840063 | 419.805 | bal_1P_2AC | 8104404 | no | no |  |  | no |  |  | 0 | 0 | 0 | 0
oh_line_8104404_200840064 |  | AD | node_8104404_200840063 | node_8104404_200840064 | 269.564 | bal_1P_2AC | 8104404 | no | no |  |  | no |  |  | 0 | 0 | 0 | 0
oh_line_8104404_200840065 |  | AD | node_8104404_200840064 | node_8104404_200840065 | 182.916 | bal_1P_2AC | 8104404 | no | no |  |  | no |  |  | 0 | 0 | 0 | 0
oh_line_8104404_200840066 |  | AD | node_8104404_200840065 | node_8104404_200840066 | 300.059 | bal_1P_2AC | 8104404 | no | no |  |  | no |  |  | 0 | 0 | 0 | 0
oh_line_8104404_200840067 |  | AD | node_8104404_200840066 | node_8104404_200840067 | 286.75 | bal_1P_2AC | 8104404 | no | no |  |  | no |  |  | 0 | 0 | 0 | 0
oh_line_8104404_200840069 |  | AD | node_8104404_200840067 | node_8104404_200840069 | 315.459 | bal_1P_2AC | 8104404 | no | no |  |  | no |  |  | 0 | 0 | 0 | 0
oh_line_8104404_200840070 |  | AD | node_8104404_200840069 | node_8104404_200840070 | 334.845 | bal_1P_2AC | 8104404 | no | no |  |  | no |  |  | 0 | 0 | 0 | 0
oh_line_8104404_200840071 |  | AD | node_8104404_200840070 | node_8104404_200840071 | 233.196 | bal_1P_2AC | 8104404 | no | no |  |  | no |  |  | 0 | 0 | 0 | 0
oh_line_8104404_200840072 |  | AD | node_8104404_200840071 | node_8104404_200840072 | 328.979 | bal_1P_2AC | 8104404 | no | no |  |  | no |  |  | 0 | 0 | 0 | 0
oh_line_8104404_200840073 |  | AD | node_8104404_200846055 | node_8104404_200840073 | 116.216 | bal_1P_2AC | 8104404 | no | no |  |  | no |  |  | 0 | 0 | 0 | 0
oh_line_8104404_200840074 |  | AD | node_8104404_200840073 | node_8104404_200840074 | 310.566 | bal_1P_2AC | 8104404 | no | no |  |  | no |  |  | 0 | 0 | 0 | 0
oh_line_8104404_200845168 |  | AD | node_8104404_200884782 | node_8104404_200845168 | 406.725 | bal_1P_4AC | 8104404 | no | no |  |  | no |  |  | 0 | 0 | 0 | 0
oh_line_8104404_200845170 |  | AD | node_8104404_200845168 | node_8104404_200845170 | 306.984 | bal_1P_4AC | 8104404 | no | no |  |  | no |  |  | 0 | 0 | 0 | 0
oh_line_8104404_200845171 |  | AD | node_8104404_200845170 | node_8104404_200845171 | 303.773 | bal_1P_4AC | 8104404 | no | no |  |  | no |  |  | 0 | 0 | 0 | 0
oh_line_8104404_200845172 |  | AD | node_8104404_200845171 | node_8104404_200845172 | 262.396 | bal_1P_4AC | 8104404 | no | no |  |  | no |  |  | 0 | 0 | 0 | 0
oh_line_8104404_200845173 |  | AD | node_8104404_200845172 | node_8104404_200845173 | 263.099 | bal_1P_4AC | 8104404 | no | no |  |  | no |  |  | 0 | 0 | 0 | 0
oh_line_8104404_200845174 |  | AD | node_8104404_200845173 | node_8104404_200845174 | 66.531 | bal_1P_4AC | 8104404 | no | no |  |  | no |  |  | 0 | 0 | 0 | 0
oh_line_8104404_200845175 |  | AD | node_8104404_200845174 | node_8104404_200845175 | 256.223 | bal_1P_4AC | 8104404 | no | no |  |  | no |  |  | 0 | 0 | 0 | 0
oh_line_8104404_200845176 |  | AD | node_8104404_200845175 | node_8104404_200845176 | 220.062 | bal_1P_1/0AA | 8104404 | no | no |  |  | no |  |  | 0 | 0 | 0 | 0
oh_line_8104404_200845891 |  | AD | node_8104404_200886922 | node_8104404_200845891 | 371.494 | bal_1P_4AC | 8104404 | no | no |  |  | no |  |  | 0 | 0 | 0 | 0
oh_line_8104404_200845892 |  | AD | node_8104404_200845891 | node_8104404_200845892 | 431.986 | bal_1P_4AC | 8104404 | no | no |  |  | no |  |  | 0 | 0 | 0 | 0
oh_line_8104404_200845893 |  | AD | node_8104404_200845892 | node_8104404_200845893 | 359.799 | bal_1P_4AC | 8104404 | no | no |  |  | no |  |  | 0 | 0 | 0 | 0
oh_line_8104404_200845894 |  | AD | node_8104404_200845893 | node_8104404_200845894 | 237.309 | bal_1P_2AC | 8104404 | no | no |  |  | no |  |  | 0 | 0 | 0 | 0
oh_line_8104404_200845895 |  | AD | node_8104404_200845894 | node_8104404_200845895 | 509.489 | bal_1P_2AC | 8104404 | no | no |  |  | no |  |  | 0 | 0 | 0 | 0
oh_line_8104404_200845896 |  | AD | node_8104404_200845895 | node_8104404_200845896 | 379.094 | bal_1P_2AC | 8104404 | no | no |  |  | no |  |  | 0 | 0 | 0 | 0
oh_line_8104404_200846049 |  | AD | node_8104404_200845173 | node_intto1_8104404_200846049 | 278.291 | bal_1P_1/0AC | 8104404 | no | no |  |  | no |  |  | 0 | 0 | 0 | 0
oh_line_8104404_200846050 |  | AD | node_8104404_200846049 | node_8104404_200846050 | 262.719 | bal_1P_1/0AC | 8104404 | no | no |  |  | no |  |  | 0 | 0 | 0 | 0
oh_line_8104404_200846051 |  | AD | node_8104404_200846050 | node_8104404_200846051 | 248.143 | bal_1P_1/0AC | 8104404 | no | no |  |  | no |  |  | 0 | 0 | 0 | 0
oh_line_8104404_200846052 |  | AD | node_8104404_200846051 | node_8104404_200846052 | 253.534 | bal_1P_1/0AC | 8104404 | no | no |  |  | no |  |  | 0 | 0 | 0 | 0
oh_line_8104404_200846053 |  | AD | node_8104404_200846052 | node_8104404_200846053 | 230.087 | bal_1P_1/0AC | 8104404 | no | no |  |  | no |  |  | 0 | 0 | 0 | 0
oh_line_8104404_200846054 |  | AD | node_8104404_200846053 | node_8104404_200846054 | 166.35 | bal_1P_1/0AC | 8104404 | no | no |  |  | no |  |  | 0 | 0 | 0 | 0
oh_line_8104404_200846055 |  | AD | node_8104404_200846054 | node_8104404_200846055 | 264.336 | bal_1P_1/0AC | 8104404 | no | no |  |  | no |  |  | 0 | 0 | 0 | 0
oh_line_8104404_200882918 |  | AD | node_8104404_200882939 | node_8104404_200882918 | 293.185 | bal_1P_4AC | 8104404 | no | no |  |  | no |  |  | 0 | 0 | 0 | 0
oh_line_8104404_200882919 |  | AD | node_8104404_200882918 | node_8104404_200882919 | 430.25 | bal_1P_4AC | 8104404 | no | no |  |  | no |  |  | 0 | 0 | 0 | 0
oh_line_8104404_200882920 |  | AD | node_8104404_200882919 | node_8104404_200882920 | 302.129 | bal_1P_8DCW | 8104404 | no | no |  |  | no |  |  | 0 | 0 | 0 | 0
oh_line_8104404_200882921 |  | AD | node_8104404_200882920 | node_8104404_200882921 | 535.926 | bal_1P_8DCW | 8104404 | no | no |  |  | no |  |  | 0 | 0 | 0 | 0
oh_line_8104404_200882922 |  | AD | node_8104404_200882921 | node_8104404_200882922 | 223.903 | bal_1P_2AC | 8104404 | no | no |  |  | no |  |  | 0 | 0 | 0 | 0
oh_line_8104404_200882923 |  | AD | node_8104404_200882922 | node_8104404_200882923 | 418.887 | bal_1P_2AC | 8104404 | no | no |  |  | no |  |  | 0 | 0 | 0 | 0
oh_line_8104404_200882924 |  | AD | node_8104404_200882923 | node_8104404_200882924 | 403.069 | bal_1P_2AC | 8104404 | no | no |  |  | no |  |  | 0 | 0 | 0 | 0
oh_line_8104404_200882925 |  | AD | node_8104404_200882924 | node_8104404_200882925 | 394.396 | bal_1P_2AC | 8104404 | no | no |  |  | no |  |  | 0 | 0 | 0 | 0
oh_line_8104404_200882926 |  | AD | node_8104404_200882925 | node_8104404_200882926 | 157.981 | bal_1P_2AC | 8104404 | no | no |  |  | no |  |  | 0 | 0 | 0 | 0
oh_line_8104404_200882927 |  | AD | node_8104404_200882926 | node_8104404_200882927 | 36.005 | bal_1P_1/0AA | 8104404 | no | no |  |  | no |  |  | 0 | 0 | 0 | 0
oh_line_8104404_200882928 |  | AD | node_8104404_200882927 | node_8104404_200882928 | 294.196 | bal_1P_1/0AA | 8104404 | no | no |  |  | no |  |  | 0 | 0 | 0 | 0
oh_line_8104404_200882929 |  | AD | node_8104404_200882926 | node_8104404_200882929 | 261.568 | bal_1P_2AC | 8104404 | no | no |  |  | no |  |  | 0 | 0 | 0 | 0
oh_line_8104404_200882930 |  | AD | node_8104404_200882929 | node_8104404_200882930 | 410.659 | bal_1P_2AC | 8104404 | no | no |  |  | no |  |  | 0 | 0 | 0 | 0
oh_line_8104404_200882931 |  | AD | node_8104404_200882930 | node_8104404_200882931 | 253.107 | bal_1P_2AC | 8104404 | no | no |  |  | no |  |  | 0 | 0 | 0 | 0
oh_line_8104404_200882933 |  | AD | node_8104404_200882931 | node_8104404_200882933 | 170.749 | bal_1P_1/0AC | 8104404 | no | no |  |  | no |  |  | 0 | 0 | 0 | 0
oh_line_8104404_200882934 |  | AD | node_8104404_200882933 | node_8104404_200882934 | 231.941 | bal_1P_1/0AC | 8104404 | no | no |  |  | no |  |  | 0 | 0 | 0 | 0
oh_line_8104404_200882935 |  | AD | node_8104404_200882934 | node_8104404_200882935 | 240.447 | bal_1P_1/0AA | 8104404 | no | no |  |  | no |  |  | 0 | 0 | 0 | 0
oh_line_8104404_200882936 |  | AD | node_8104404_200883720 | node_8104404_200882936 | 397.931 | bal_1P_4AC | 8104404 | no | no |  |  | no |  |  | 0 | 0 | 0 | 0
oh_line_8104404_200882937 |  | AD | node_8104404_200882936 | node_8104404_200882937 | 358.316 | bal_1P_4AC | 8104404 | no | no |  |  | no |  |  | 0 | 0 | 0 | 0
oh_line_8104404_200882938 |  | AD | node_8104404_200882937 | node_8104404_200882938 | 286.802 | bal_1P_4AC | 8104404 | no | no |  |  | no |  |  | 0 | 0 | 0 | 0
oh_line_8104404_200882939 |  | AD | node_8104404_200882938 | node_8104404_200882939 | 270.088 | bal_1P_4AC | 8104404 | no | no |  |  | no |  |  | 0 | 0 | 0 | 0
oh_line_8104404_200883304 |  | AD | node_8104404_200884807 | node_8104404_200883304 | 265.912 | bal_1P_2AC | 8104404 | no | no |  |  | no |  |  | 0 | 0 | 0 | 0
oh_line_8104404_200883306 |  | AD | node_8104404_200883304 | node_8104404_200883306 | 459.025 | bal_1P_2AC | 8104404 | no | no |  |  | no |  |  | 0 | 0 | 0 | 0
oh_line_8104404_200883309 |  | AD | node_8104404_200883306 | node_8104404_200883309 | 319.18 | bal_1P_2AC | 8104404 | no | no |  |  | no |  |  | 0 | 0 | 0 | 0
oh_line_8104404_200883310-1 |  | AD | node_1377992_785_15435097_632 | node_8104404_200883310 | 20.452 | bal_1P_2AC | 8104404 | no | no |  |  | no |  |  | 0 | 0 | 0 | 0
oh_line_8104404_200883310-2 |  | AD | node_8104404_200883309 | node_1377992_785_15435097_632 | 368.552 | bal_1P_2AC | 8104404 | no | no |  |  | no |  |  | 0 | 0 | 0 | 0
oh_line_8104404_200883311 |  | AD | node_8104404_200883310 | node_8104404_200883311 | 388.476 | bal_1P_2AC | 8104404 | no | no |  |  | no |  |  | 0 | 0 | 0 | 0
oh_line_8104404_200883312 |  | AD | node_8104404_200883311 | node_8104404_200883312 | 361.199 | bal_1P_2AC | 8104404 | no | no |  |  | no |  |  | 0 | 0 | 0 | 0
oh_line_8104404_200883313 |  | AD | node_8104404_200883312 | node_8104404_200883313 | 349.384 | bal_1P_2AC | 8104404 | no | no |  |  | no |  |  | 0 | 0 | 0 | 0
oh_line_8104404_200883314 |  | AD | node_8104404_200883323 | node_8104404_200883314 | 280.197 | bal_1P_1/0AA | 8104404 | no | no |  |  | no |  |  | 0 | 0 | 0 | 0
oh_line_8104404_200883317 |  | AD | node_8104404_201010502 | node_intto1_8104404_200883317 | 406.443 | bal_1P_2AC | 8104404 | no | no |  |  | no |  |  | 0 | 0 | 0 | 0
oh_line_8104404_200883318 |  | AD | node_8104404_200883317 | node_8104404_200883318 | 339.916 | bal_1P_2AC | 8104404 | no | no |  |  | no |  |  | 0 | 0 | 0 | 0
oh_line_8104404_200883319 |  | AD | node_8104404_200883318 | node_8104404_200883319 | 285.201 | bal_1P_2AC | 8104404 | no | no |  |  | no |  |  | 0 | 0 | 0 | 0
oh_line_8104404_200883321 |  | AD | node_8104404_200883319 | node_8104404_200883321 | 386.918 | bal_1P_2AC | 8104404 | no | no |  |  | no |  |  | 0 | 0 | 0 | 0
oh_line_8104404_200883322 |  | AD | node_8104404_200883321 | node_8104404_200883322 | 295.706 | bal_1P_2AC | 8104404 | no | no |  |  | no |  |  | 0 | 0 | 0 | 0
oh_line_8104404_200883323 |  | AD | node_8104404_200883322 | node_8104404_200883323 | 278.855 | bal_1P_2AC | 8104404 | no | no |  |  | no |  |  | 0 | 0 | 0 | 0
oh_line_8104404_200883438 |  | AD | node_8104404_200883980 | node_intto1_8104404_200883438 | 360.278 | bal_1P_2AC | 8104404 | no | no |  |  | no |  |  | 0 | 0 | 0 | 0
oh_line_8104404_200883439 |  | AD | node_8104404_200883470 | node_8104404_200883439 | 430.011 | bal_1P_3-7CW-30 | 8104404 | no | no |  |  | no |  |  | 0 | 0 | 0 | 0
oh_line_8104404_200883440 |  | AD | node_8104404_200883439 | node_8104404_200883440 | 466.498 | bal_1P_3-7CW-30 | 8104404 | no | no |  |  | no |  |  | 0 | 0 | 0 | 0
oh_line_8104404_200883441 |  | AD | node_8104404_200883440 | node_8104404_200883441 | 560.679 | bal_1P_3-7CW-30 | 8104404 | no | no |  |  | no |  |  | 0 | 0 | 0 | 0
oh_line_8104404_200883442 |  | AD | node_8104404_200883441 | node_8104404_200883442 | 612.227 | bal_1P_3-7CW-30 | 8104404 | no | no |  |  | no |  |  | 0 | 0 | 0 | 0
oh_line_8104404_200883444 |  | AD | node_8104404_200883442 | node_8104404_200883444 | 530.716 | bal_1P_3-7CW-30 | 8104404 | no | no |  |  | no |  |  | 0 | 0 | 0 | 0
oh_line_8104404_200883445-1 |  | AD | node_1357260_534_15455303_004 | node_8104404_200883445 | 29.901 | bal_1P_3-7CW-30 | 8104404 | no | no |  |  | no |  |  | 0 | 0 | 0 | 0
oh_line_8104404_200883445-2 |  | AD | node_8104404_200883444 | node_1357260_534_15455303_004 | 359.426 | bal_1P_3-7CW-30 | 8104404 | no | no |  |  | no |  |  | 0 | 0 | 0 | 0
oh_line_8104404_200883446 |  | AD | node_8104404_200883445 | node_8104404_200883446 | 438.432 | bal_1P_3-7CW-30 | 8104404 | no | no |  |  | no |  |  | 0 | 0 | 0 | 0
oh_line_8104404_200883447 |  | AD | node_8104404_200883446 | node_intto1_8104404_200883447 | 342.806 | bal_1P_2AC | 8104404 | no | no |  |  | no |  |  | 0 | 0 | 0 | 0
oh_line_8104404_200883448 |  | AD | node_8104404_200883447 | node_8104404_200883448 | 337.304 | bal_1P_2AC | 8104404 | no | no |  |  | no |  |  | 0 | 0 | 0 | 0
oh_line_8104404_200883449 |  | AD | node_8104404_200883448 | node_8104404_200883449 | 178.95 | bal_1P_2AC | 8104404 | no | no |  |  | no |  |  | 0 | 0 | 0 | 0
oh_line_8104404_200883450 |  | AD | node_8104404_200883449 | node_8104404_200883450 | 298.254 | bal_1P_2AC | 8104404 | no | no |  |  | no |  |  | 0 | 0 | 0 | 0
oh_line_8104404_200883451 |  | AD | node_8104404_200883438 | node_8104404_200883451 | 222.514 | bal_1P_2AC | 8104404 | no | no |  |  | no |  |  | 0 | 0 | 0 | 0
oh_line_8104404_200883452 |  | AD | node_8104404_200883450 | node_8104404_200883452 | 293.236 | bal_1P_2AC | 8104404 | no | no |  |  | no |  |  | 0 | 0 | 0 | 0
oh_line_8104404_200883453 |  | AD | node_8104404_200883452 | node_8104404_200883453 | 255.665 | bal_1P_2AC | 8104404 | no | no |  |  | no |  |  | 0 | 0 | 0 | 0
oh_line_8104404_200883454 |  | AD | node_8104404_200883453 | node_8104404_200883454 | 302.258 | bal_1P_2AC | 8104404 | no | no |  |  | no |  |  | 0 | 0 | 0 | 0
oh_line_8104404_200883455 |  | AD | node_8104404_200883454 | node_8104404_200883455 | 217.631 | bal_1P_2AC | 8104404 | no | no |  |  | no |  |  | 0 | 0 | 0 | 0
oh_line_8104404_200883456 |  | AD | node_8104404_200883455 | node_8104404_200883456 | 242.723 | bal_1P_2AC | 8104404 | no | no |  |  | no |  |  | 0 | 0 | 0 | 0
oh_line_8104404_200883457 |  | AD | node_8104404_200883456 | node_8104404_200883457 | 418.212 | bal_1P_2AC | 8104404 | no | no |  |  | no |  |  | 0 | 0 | 0 | 0
oh_line_8104404_200883458 |  | AD | node_8104404_200883457 | node_8104404_200883458 | 487.4 | bal_1P_2AC | 8104404 | no | no |  |  | no |  |  | 0 | 0 | 0 | 0
oh_line_8104404_200883459 |  | AD | node_8104404_200883458 | node_8104404_200883459 | 383.288 | bal_1P_2AC | 8104404 | no | no |  |  | no |  |  | 0 | 0 | 0 | 0
oh_line_8104404_200883460 |  | AD | node_8104404_200883459 | node_8104404_200883460 | 334.66 | bal_1P_2AC | 8104404 | no | no |  |  | no |  |  | 0 | 0 | 0 | 0
oh_line_8104404_200883461 |  | AD | node_8104404_200883460 | node_8104404_200883461 | 373.095 | bal_1P_2AC | 8104404 | no | no |  |  | no |  |  | 0 | 0 | 0 | 0
oh_line_8104404_200883463 |  | AD | node_8104404_200883451 | node_8104404_200883463 | 432.662 | bal_1P_2AC | 8104404 | no | no |  |  | no |  |  | 0 | 0 | 0 | 0
oh_line_8104404_200883464 |  | AD | node_8104404_200883463 | node_8104404_200883464 | 387.652 | bal_1P_2AC | 8104404 | no | no |  |  | no |  |  | 0 | 0 | 0 | 0
oh_line_8104404_200883465 |  | AD | node_8104404_200883464 | node_8104404_200883465 | 694.2 | bal_1P_2AC | 8104404 | no | no |  |  | no |  |  | 0 | 0 | 0 | 0
oh_line_8104404_200883466 |  | AD | node_8104404_200883465 | node_8104404_200883466 | 306.948 | bal_1P_2AC | 8104404 | no | no |  |  | no |  |  | 0 | 0 | 0 | 0
oh_line_8104404_200883467 |  | AD | node_8104404_200883466 | node_8104404_200883467 | 608.674 | bal_1P_2AC | 8104404 | no | no |  |  | no |  |  | 0 | 0 | 0 | 0
oh_line_8104404_200883468 |  | AD | node_8104404_200883467 | node_8104404_200883468 | 625.259 | bal_1P_2AC | 8104404 | no | no |  |  | no |  |  | 0 | 0 | 0 | 0
oh_line_8104404_200883470 |  | AD | node_8104404_200883468 | node_8104404_200883470 | 518.072 | bal_1P_2AC | 8104404 | no | no |  |  | no |  |  | 0 | 0 | 0 | 0
oh_line_8104404_200883507 |  | AD | node_8104404_200883518 | node_8104404_200883507 | 317.994 | bal_1P_1/0AA | 8104404 | no | no |  |  | no |  |  | 0 | 0 | 0 | 0
oh_line_8104404_200883508-1 |  | AD | node_1366002_471_15433183_665 | node_8104404_200883508 | 455.659 | bal_1P_6ACW | 8104404 | no | no |  |  | no |  |  | 0 | 0 | 0 | 0
oh_line_8104404_200883508-2 |  | AD | node_8104404_200884932 | node_1366002_471_15433183_665 | 27.64 | bal_1P_6ACW | 8104404 | no | no |  |  | no |  |  | 0 | 0 | 0 | 0
oh_line_8104404_200883509 |  | AD | node_8104404_200883508 | node_intto1_8104404_200883509 | 309.352 | bal_1P_2AC | 8104404 | no | no |  |  | no |  |  | 0 | 0 | 0 | 0
oh_line_8104404_200883510 |  | AD | node_8104404_200883509 | node_8104404_200883510 | 321.455 | bal_1P_2AC | 8104404 | no | no |  |  | no |  |  | 0 | 0 | 0 | 0
oh_line_8104404_200883513 |  | AD | node_8104404_200977866 | node_8104404_200883513 | 307.563 | bal_1P_1/0AA | 8104404 | no | no |  |  | no |  |  | 0 | 0 | 0 | 0
oh_line_8104404_200883514 |  | AD | node_8104404_200883513 | node_8104404_200883514 | 295.955 | bal_1P_1/0AA | 8104404 | no | no |  |  | no |  |  | 0 | 0 | 0 | 0
oh_line_8104404_200883515 |  | AD | node_8104404_200883514 | node_8104404_200883515 | 375.673 | bal_1P_1/0AA | 8104404 | no | no |  |  | no |  |  | 0 | 0 | 0 | 0
oh_line_8104404_200883516 |  | AD | node_8104404_200883515 | node_8104404_200883516 | 344.793 | bal_1P_1/0AA | 8104404 | no | no |  |  | no |  |  | 0 | 0 | 0 | 0
oh_line_8104404_200883517 |  | AD | node_8104404_200883516 | node_8104404_200883517 | 271.692 | bal_1P_1/0AA | 8104404 | no | no |  |  | no |  |  | 0 | 0 | 0 | 0
oh_line_8104404_200883518 |  | AD | node_8104404_200883517 | node_8104404_200883518 | 376.309 | bal_1P_1/0AA | 8104404 | no | no |  |  | no |  |  | 0 | 0 | 0 | 0
oh_line_8104404_200883519 |  | AD | node_8104404_200883518 | node_8104404_200883519 | 483.111 | bal_1P_1/0AA | 8104404 | no | no |  |  | no |  |  | 0 | 0 | 0 | 0
oh_line_8104404_200883520 |  | AD | node_8104404_200883519 | node_8104404_200883520 | 315.125 | bal_1P_1/0AA | 8104404 | no | no |  |  | no |  |  | 0 | 0 | 0 | 0
oh_line_8104404_200883521 |  | AD | node_8104404_200883520 | node_8104404_200883521 | 324.792 | bal_1P_1/0AA | 8104404 | no | no |  |  | no |  |  | 0 | 0 | 0 | 0
oh_line_8104404_200883522 |  | AD | node_8104404_200883968 | node_8104404_200883522 | 246.006 | bal_1P_4ACW | 8104404 | no | no |  |  | no |  |  | 0 | 0 | 0 | 0
oh_line_8104404_200883524 |  | AD | node_8104404_200883558 | node_intto1_8104404_200883524 | 712.364 | bal_1P_4ACW | 8104404 | no | no |  |  | no |  |  | 0 | 0 | 0 | 0
oh_line_8104404_200883525 |  | AD | node_8104404_200883524 | node_8104404_200883525 | 595.758 | bal_1P_4ACW | 8104404 | no | no |  |  | no |  |  | 0 | 0 | 0 | 0
oh_line_8104404_200883527 |  | AD | node_8104404_200967399 | node_8104404_200883527 | 458.477 | bal_1P_4ACW | 8104404 | no | no |  |  | no |  |  | 0 | 0 | 0 | 0
oh_line_8104404_200883528 |  | AD | node_8104404_200883527 | node_8104404_200883528 | 414.764 | bal_1P_4AC | 8104404 | no | no |  |  | no |  |  | 0 | 0 | 0 | 0
oh_line_8104404_200883529 |  | AD | node_8104404_200883528 | node_8104404_200883529 | 384.803 | bal_1P_4AC | 8104404 | no | no |  |  | no |  |  | 0 | 0 | 0 | 0
oh_line_8104404_200883530 |  | AD | node_8104404_200883529 | node_8104404_200883530 | 372.704 | bal_1P_4AC | 8104404 | no | no |  |  | no |  |  | 0 | 0 | 0 | 0
oh_line_8104404_200883531 |  | AD | node_8104404_200883530 | node_8104404_200883531 | 340.306 | bal_1P_4AC | 8104404 | no | no |  |  | no |  |  | 0 | 0 | 0 | 0
oh_line_8104404_200883532 |  | AD | node_8104404_200883531 | node_8104404_200883532 | 569.224 | bal_1P_2AC | 8104404 | no | no |  |  | no |  |  | 0 | 0 | 0 | 0
oh_line_8104404_200883533 |  | AD | node_8104404_200883532 | node_8104404_200883533 | 87.245 | bal_1P_1/0AA | 8104404 | no | no |  |  | no |  |  | 0 | 0 | 0 | 0
oh_line_8104404_200883534 |  | AD | node_8104404_200883533 | node_8104404_200883534 | 321.19 | bal_1P_1/0AA | 8104404 | no | no |  |  | no |  |  | 0 | 0 | 0 | 0
oh_line_8104404_200883535 |  | AD | node_8104404_200883534 | node_8104404_200883535 | 224.856 | bal_1P_1/0AA | 8104404 | no | no |  |  | no |  |  | 0 | 0 | 0 | 0
oh_line_8104404_200883536 |  | AD | node_8104404_200883534 | node_8104404_200883536 | 195.769 | bal_1P_1/0AA | 8104404 | no | no |  |  | no |  |  | 0 | 0 | 0 | 0
oh_line_8104404_200883537 |  | AD | node_8104404_200883532 | node_8104404_200883537 | 404.117 | bal_1P_2AC | 8104404 | no | no |  |  | no |  |  | 0 | 0 | 0 | 0
oh_line_8104404_200883538 |  | AD | node_8104404_200883522 | node_8104404_200883538 | 336.502 | bal_1P_4ACW | 8104404 | no | no |  |  | no |  |  | 0 | 0 | 0 | 0
oh_line_8104404_200883539 |  | AD | node_8104404_200883538 | node_8104404_200883539 | 67.103 | bal_1P_1/0AA | 8104404 | no | no |  |  | no |  |  | 0 | 0 | 0 | 0
oh_line_8104404_200883540 |  | AD | node_8104404_200883539 | node_8104404_200883540 | 294.322 | bal_1P_1/0AA | 8104404 | no | no |  |  | no |  |  | 0 | 0 | 0 | 0
oh_line_8104404_200883541 |  | AD | node_8104404_200883537 | node_8104404_200883541 | 82.462 | bal_1P_1/0AA | 8104404 | no | no |  |  | no |  |  | 0 | 0 | 0 | 0
oh_line_8104404_200883542 |  | AD | node_8104404_200883541 | node_8104404_200883542 | 236.134 | bal_1P_1/0AA | 8104404 | no | no |  |  | no |  |  | 0 | 0 | 0 | 0
oh_line_8104404_200883543 |  | AD | node_8104404_200883542 | node_8104404_200883543 | 213.268 | bal_1P_1/0AA | 8104404 | no | no |  |  | no |  |  | 0 | 0 | 0 | 0
oh_line_8104404_200883544 |  | AD | node_8104404_200883538 | node_intto1_8104404_200883544 | 365.17 | bal_1P_4ACW | 8104404 | no | no |  |  | no |  |  | 0 | 0 | 0 | 0
oh_line_8104404_200883546 |  | AD | node_8104404_200883544 | node_8104404_200883546 | 333.003 | bal_1P_4ACW | 8104404 | no | no |  |  | no |  |  | 0 | 0 | 0 | 0
oh_line_8104404_200883547 |  | AD | node_8104404_200883546 | node_8104404_200883547 | 497.049 | bal_1P_4ACW | 8104404 | no | no |  |  | no |  |  | 0 | 0 | 0 | 0
oh_line_8104404_200883549 |  | AD | node_8104404_200883547 | node_8104404_200883549 | 397.995 | bal_1P_4ACW | 8104404 | no | no |  |  | no |  |  | 0 | 0 | 0 | 0
oh_line_8104404_200883552 |  | AD | node_8104404_200883549 | node_8104404_200883552 | 482.977 | bal_1P_4ACW | 8104404 | no | no |  |  | no |  |  | 0 | 0 | 0 | 0
oh_line_8104404_200883553 |  | AD | node_8104404_200883552 | node_intto1_8104404_200883553 | 69.341 | bal_1P_1/0AA | 8104404 | no | no |  |  | no |  |  | 0 | 0 | 0 | 0
oh_line_8104404_200883554 |  | AD | node_8104404_200883553 | node_8104404_200883554 | 334.135 | bal_1P_1/0AA | 8104404 | no | no |  |  | no |  |  | 0 | 0 | 0 | 0
oh_line_8104404_200883555 |  | AD | node_8104404_200883554 | node_8104404_200883555 | 324.644 | bal_1P_1/0AA | 8104404 | no | no |  |  | no |  |  | 0 | 0 | 0 | 0
oh_line_8104404_200883556 |  | AD | node_8104404_200883555 | node_8104404_200883556 | 334.555 | bal_1P_1/0AA | 8104404 | no | no |  |  | no |  |  | 0 | 0 | 0 | 0
oh_line_8104404_200883557 |  | AD | node_8104404_200883552 | node_8104404_200883557 | 316.217 | bal_1P_4ACW | 8104404 | no | no |  |  | no |  |  | 0 | 0 | 0 | 0
oh_line_8104404_200883558 |  | AD | node_8104404_200883557 | node_8104404_200883558 | 418.587 | bal_1P_4ACW | 8104404 | no | no |  |  | no |  |  | 0 | 0 | 0 | 0
oh_line_8104404_200883564 |  | AD | node_8104404_200909373 | node_8104404_200883564 | 541.31 | bal_1P_1/0AA | 8104404 | no | no |  |  | no |  |  | 0 | 0 | 0 | 0
oh_line_8104404_200883565 |  | AD | node_8104404_200883608 | node_intto1_8104404_200883565 | 1174.778 | bal_1P_2AC | 8104404 | no | no |  |  | no |  |  | 0 | 0 | 0 | 0
oh_line_8104404_200883566 |  | AD | node_8104404_200884011 | node_8104404_200883566 | 146.784 | bal_1P_2AC | 8104404 | no | no |  |  | no |  |  | 0 | 0 | 0 | 0
oh_line_8104404_200883567 |  | AD | node_8104404_200883630 | node_8104404_200883567 | 518.28 | bal_1P_6ACW | 8104404 | no | no |  |  | no |  |  | 0 | 0 | 0 | 0
oh_line_8104404_200883568 |  | AD | node_8104404_200883567 | node_8104404_200883568 | 432.928 | bal_1P_6ACW | 8104404 | no | no |  |  | no |  |  | 0 | 0 | 0 | 0
oh_line_8104404_200883569 |  | AD | node_8104404_200883568 | node_8104404_200883569 | 282.506 | bal_1P_6ACW | 8104404 | no | no |  |  | no |  |  | 0 | 0 | 0 | 0
oh_line_8104404_200883570 |  | AD | node_8104404_200883569 | node_8104404_200883570 | 246.244 | bal_1P_6ACW | 8104404 | no | no |  |  | no |  |  | 0 | 0 | 0 | 0
oh_line_8104404_200883572 |  | AD | node_8104404_201038909 | node_8104404_200883572 | 447.007 | bal_1P_6ACW | 8104404 | no | no |  |  | no |  |  | 0 | 0 | 0 | 0
oh_line_8104404_200883573 |  | AD | node_8104404_200883572 | node_8104404_200883573 | 314.723 | bal_1P_6ACW | 8104404 | no | no |  |  | no |  |  | 0 | 0 | 0 | 0
oh_line_8104404_200883574 |  | AD | node_8104404_200883573 | node_8104404_200883574 | 496.879 | bal_1P_6ACW | 8104404 | no | no |  |  | no |  |  | 0 | 0 | 0 | 0
oh_line_8104404_200883575 |  | AD | node_8104404_200883574 | node_8104404_200883575 | 342.39 | bal_1P_6ACW | 8104404 | no | no |  |  | no |  |  | 0 | 0 | 0 | 0
oh_line_8104404_200883576 |  | AD | node_8104404_200883575 | node_8104404_200883576 | 320.908 | bal_1P_6ACW | 8104404 | no | no |  |  | no |  |  | 0 | 0 | 0 | 0
oh_line_8104404_200883577 |  | AD | node_8104404_200883576 | node_8104404_200883577 | 315.751 | bal_1P_1/0AA | 8104404 | no | no |  |  | no |  |  | 0 | 0 | 0 | 0
oh_line_8104404_200883578 |  | AD | node_8104404_200883566 | node_intto1_8104404_200883578 | 333.442 | bal_1P_6ACW | 8104404 | no | no |  |  | no |  |  | 0 | 0 | 0 | 0
oh_line_8104404_200883579 |  | AD | node_8104404_200883576 | node_8104404_200883579 | 357.045 | bal_1P_4AC | 8104404 | no | no |  |  | no |  |  | 0 | 0 | 0 | 0
oh_line_8104404_200883580 |  | AD | node_8104404_200883579 | node_8104404_200883580 | 417.6 | bal_1P_4AC | 8104404 | no | no |  |  | no |  |  | 0 | 0 | 0 | 0
oh_line_8104404_200883581 |  | AD | node_8104404_200883580 | node_8104404_200883581 | 371.576 | bal_1P_4AC | 8104404 | no | no |  |  | no |  |  | 0 | 0 | 0 | 0
oh_line_8104404_200883582 |  | AD | node_8104404_200883581 | node_8104404_200883582 | 362.59 | bal_1P_4AC | 8104404 | no | no |  |  | no |  |  | 0 | 0 | 0 | 0
oh_line_8104404_200883584 |  | AD | node_8104404_200952590 | node_8104404_200883584 | 245.885 | bal_1P_4AC | 8104404 | no | no |  |  | no |  |  | 0 | 0 | 0 | 0
oh_line_8104404_200883585 |  | AD | node_8104404_200883584 | node_8104404_200883585 | 238.552 | bal_1P_4AC | 8104404 | no | no |  |  | no |  |  | 0 | 0 | 0 | 0
oh_line_8104404_200883587 |  | AD | node_8104404_200883585 | node_intto1_8104404_200883587 | 377.181 | bal_1P_2AC | 8104404 | no | no |  |  | no |  |  | 0 | 0 | 0 | 0
oh_line_8104404_200883588 |  | AD | node_8104404_200883587 | node_8104404_200883588 | 446.658 | bal_1P_2AC | 8104404 | no | no |  |  | no |  |  | 0 | 0 | 0 | 0
oh_line_8104404_200883589 |  | AD | node_8104404_200883588 | node_8104404_200883589 | 441.732 | bal_1P_2AC | 8104404 | no | no |  |  | no |  |  | 0 | 0 | 0 | 0
oh_line_8104404_200883593 |  | AD | node_8104404_201009557 | node_8104404_200883593 | 279.788 | bal_1P_4AC | 8104404 | no | no |  |  | no |  |  | 0 | 0 | 0 | 0
oh_line_8104404_200883594 |  | AD | node_8104404_200883593 | node_8104404_200883594 | 390.514 | bal_1P_4AC | 8104404 | no | no |  |  | no |  |  | 0 | 0 | 0 | 0
oh_line_8104404_200883595 |  | AD | node_8104404_200883594 | node_8104404_200883595 | 275.114 | bal_1P_4AC | 8104404 | no | no |  |  | no |  |  | 0 | 0 | 0 | 0
oh_line_8104404_200883596 |  | AD | node_8104404_200883578 | node_8104404_200883596 | 339.752 | bal_1P_6ACW | 8104404 | no | no |  |  | no |  |  | 0 | 0 | 0 | 0
oh_line_8104404_200883597 |  | AD | node_8104404_200883595 | node_8104404_200883597 | 347.689 | bal_1P_4AC | 8104404 | no | no |  |  | no |  |  | 0 | 0 | 0 | 0
oh_line_8104404_200883598 |  | AD | node_8104404_200883597 | node_8104404_200883598 | 380.809 | bal_1P_4AC | 8104404 | no | no |  |  | no |  |  | 0 | 0 | 0 | 0
oh_line_8104404_200883599 |  | AD | node_8104404_200883598 | node_8104404_200883599 | 310.581 | bal_1P_4AC | 8104404 | no | no |  |  | no |  |  | 0 | 0 | 0 | 0
oh_line_8104404_200883600 |  | AD | node_8104404_200883599 | node_8104404_200883600 | 185.68 | bal_1P_1/0AA | 8104404 | no | no |  |  | no |  |  | 0 | 0 | 0 | 0
oh_line_8104404_200883601 |  | AD | node_8104404_200883599 | node_8104404_200883601 | 157.536 | bal_1P_4AC | 8104404 | no | no |  |  | no |  |  | 0 | 0 | 0 | 0
oh_line_8104404_200883602 |  | AD | node_8104404_200883601 | node_8104404_200883602 | 293.367 | bal_1P_1/0AA | 8104404 | no | no |  |  | no |  |  | 0 | 0 | 0 | 0
oh_line_8104404_200883604 |  | AD | node_8104404_200883602 | node_8104404_200883604 | 263.82 | bal_1P_1/0AA | 8104404 | no | no |  |  | no |  |  | 0 | 0 | 0 | 0
oh_line_8104404_200883605 |  | AD | node_8104404_200883604 | node_8104404_200883605 | 269.16 | bal_1P_1/0AA | 8104404 | no | no |  |  | no |  |  | 0 | 0 | 0 | 0
oh_line_8104404_200883606 |  | AD | node_8104404_200883605 | node_8104404_200883606 | 262.377 | bal_1P_1/0AA | 8104404 | no | no |  |  | no |  |  | 0 | 0 | 0 | 0
oh_line_8104404_200883607 |  | AD | node_8104404_200883606 | node_8104404_200883607 | 276.103 | bal_1P_1/0AA | 8104404 | no | no |  |  | no |  |  | 0 | 0 | 0 | 0
oh_line_8104404_200883608 |  | AD | node_8104404_200883607 | node_8104404_200883608 | 69.384 | bal_1P_1/0AA | 8104404 | no | no |  |  | no |  |  | 0 | 0 | 0 | 0
oh_line_8104404_200883609 |  | AD | node_8104404_200883608 | node_8104404_200883609 | 375.746 | bal_1P_4AC | 8104404 | no | no |  |  | no |  |  | 0 | 0 | 0 | 0
oh_line_8104404_200883610 |  | AD | node_8104404_200883609 | node_8104404_200883610 | 373.02 | bal_1P_4AC | 8104404 | no | no |  |  | no |  |  | 0 | 0 | 0 | 0
oh_line_8104404_200883612 |  | AD | node_8104404_200883610 | node_8104404_200883612 | 311.159 | bal_1P_4AC | 8104404 | no | no |  |  | no |  |  | 0 | 0 | 0 | 0
oh_line_8104404_200883613 |  | AD | node_8104404_200883596 | node_8104404_200883613 | 447.565 | bal_1P_6ACW | 8104404 | no | no |  |  | no |  |  | 0 | 0 | 0 | 0
oh_line_8104404_200883614 |  | AD | node_8104404_200883612 | node_8104404_200883614 | 335.317 | bal_1P_4AC | 8104404 | no | no |  |  | no |  |  | 0 | 0 | 0 | 0
oh_line_8104404_200883615 |  | AD | node_8104404_200883614 | node_8104404_200883615 | 341.989 | bal_1P_4AC | 8104404 | no | no |  |  | no |  |  | 0 | 0 | 0 | 0
oh_line_8104404_200883616 |  | AD | node_8104404_200883615 | node_8104404_200883616 | 184.068 | bal_1P_4AC | 8104404 | no | no |  |  | no |  |  | 0 | 0 | 0 | 0
oh_line_8104404_200883617 |  | AD | node_8104404_200883616 | node_8104404_200883617 | 176.058 | bal_1P_4AC | 8104404 | no | no |  |  | no |  |  | 0 | 0 | 0 | 0
oh_line_8104404_200883618 |  | AD | node_8104404_310026891 | node_8104404_200883618 | 280.173 | bal_1P_1/0AA | 8104404 | no | no |  |  | no |  |  | 0 | 0 | 0 | 0
oh_line_8104404_200883623 |  | AD | node_8104404_200883621 | node_intto1_8104404_200883623 | 361.258 | bal_1P_2AC | 8104404 | no | no |  |  | no |  |  | 0 | 0 | 0 | 0
oh_line_8104404_200883624 |  | AD | node_8104404_200883623 | node_8104404_200883624 | 360.342 | bal_1P_2AC | 8104404 | no | no |  |  | no |  |  | 0 | 0 | 0 | 0
oh_line_8104404_200883625 |  | AD | node_8104404_200883624 | node_8104404_200883625 | 460.352 | bal_1P_2AC | 8104404 | no | no |  |  | no |  |  | 0 | 0 | 0 | 0
oh_line_8104404_200883626 |  | AD | node_8104404_200883613 | node_8104404_200883626 | 437.077 | bal_1P_6ACW | 8104404 | no | no |  |  | no |  |  | 0 | 0 | 0 | 0
oh_line_8104404_200883627 |  | AD | node_8104404_200883626 | node_8104404_200883627 | 324.961 | bal_1P_6ACW | 8104404 | no | no |  |  | no |  |  | 0 | 0 | 0 | 0
oh_line_8104404_200883628 |  | AD | node_8104404_200883627 | node_8104404_200883628 | 451.259 | bal_1P_6ACW | 8104404 | no | no |  |  | no |  |  | 0 | 0 | 0 | 0
oh_line_8104404_200883629 |  | AD | node_8104404_200883628 | node_8104404_200883629 | 287.289 | bal_1P_6ACW | 8104404 | no | no |  |  | no |  |  | 0 | 0 | 0 | 0
oh_line_8104404_200883630 |  | AD | node_8104404_200883629 | node_8104404_200883630 | 341.005 | bal_1P_6ACW | 8104404 | no | no |  |  | no |  |  | 0 | 0 | 0 | 0
oh_line_8104404_200883632-1 |  | AN | node_8104404_200883905 | node_intto1_220387650 | 65.43 | bal_1P_1/0AA_1/0AA(N) | 8104404 | no | no |  |  | no |  |  | 0 | 0 | 0 | 0
oh_line_8104404_200883632-2 |  | AN | node_220387650 | node_intto1_220465169 | 7.928 | bal_1P_1/0AA_1/0AA(N) | 8104404 | no | no |  |  | no |  |  | 0 | 0 | 0 | 0
oh_line_8104404_200883632-3 |  | AN | node_220465169 | node_8104404_200883632 | 5.235 | bal_1P_1/0AA_1/0AA(N) | 8104404 | no | no |  |  | no |  |  | 0 | 0 | 0 | 0
oh_line_8104404_200883633 |  | AD | node_8104404_200883632 | node_8104404_200883633 | 197.948 | bal_1P_1/0AA | 8104404 | no | no |  |  | no |  |  | 0 | 0 | 0 | 0
oh_line_8104404_200883634 |  | AD | node_8104404_200883647 | node_8104404_200883634 | 205.038 | bal_1P_6ACW | 8104404 | no | no |  |  | no |  |  | 0 | 0 | 0 | 0
oh_line_8104404_200883635 |  | AD | node_8104404_200883634 | node_8104404_200883635 | 208.527 | bal_1P_6ACW | 8104404 | no | no |  |  | no |  |  | 0 | 0 | 0 | 0
oh_line_8104404_200883636 |  | AD | node_8104404_200883633 | node_intto1_8104404_200883636 | 416.037 | bal_1P_6ACW | 8104404 | no | no |  |  | no |  |  | 0 | 0 | 0 | 0
oh_line_8104404_200883637 |  | AD | node_8104404_200883636 | node_8104404_200883637 | 584.801 | bal_1P_6ACW | 8104404 | no | no |  |  | no |  |  | 0 | 0 | 0 | 0
oh_line_8104404_200883638 |  | AD | node_8104404_200883637 | node_8104404_200883638 | 313.859 | bal_1P_6ACW | 8104404 | no | no |  |  | no |  |  | 0 | 0 | 0 | 0
oh_line_8104404_200883639 |  | AD | node_8104404_200883638 | node_8104404_200883639 | 379.478 | bal_1P_6ACW | 8104404 | no | no |  |  | no |  |  | 0 | 0 | 0 | 0
oh_line_8104404_200883640 |  | AD | node_8104404_200883639 | node_8104404_200883640 | 530.896 | bal_1P_6ACW | 8104404 | no | no |  |  | no |  |  | 0 | 0 | 0 | 0
oh_line_8104404_200883641 |  | AD | node_8104404_200883640 | node_8104404_200883641 | 447.171 | bal_1P_6ACW | 8104404 | no | no |  |  | no |  |  | 0 | 0 | 0 | 0
oh_line_8104404_200883642 |  | AD | node_8104404_200883641 | node_8104404_200883642 | 203.266 | bal_1P_6ACW | 8104404 | no | no |  |  | no |  |  | 0 | 0 | 0 | 0
oh_line_8104404_200883643 |  | AD | node_8104404_200883642 | node_8104404_200883643 | 331.327 | bal_1P_6ACW | 8104404 | no | no |  |  | no |  |  | 0 | 0 | 0 | 0
oh_line_8104404_200883644 |  | AD | node_8104404_200883643 | node_8104404_200883644 | 259.2 | bal_1P_6ACW | 8104404 | no | no |  |  | no |  |  | 0 | 0 | 0 | 0
oh_line_8104404_200883645 |  | AD | node_8104404_200883644 | node_intto1_8104404_200883645 | 158.363 | bal_1P_6ACW | 8104404 | no | no |  |  | no |  |  | 0 | 0 | 0 | 0
oh_line_8104404_200883646 |  | AD | node_8104404_200883645 | node_8104404_200883646 | 448.952 | bal_1P_6ACW | 8104404 | no | no |  |  | no |  |  | 0 | 0 | 0 | 0
oh_line_8104404_200883647 |  | AD | node_8104404_200883646 | node_8104404_200883647 | 166.915 | bal_1P_6ACW | 8104404 | no | no |  |  | no |  |  | 0 | 0 | 0 | 0
oh_line_8104404_200883648 |  | AD | node_8104404_200883558 | node_8104404_200883648 | 398.612 | bal_1P_4ACW | 8104404 | no | no |  |  | no |  |  | 0 | 0 | 0 | 0
oh_line_8104404_200883649 |  | AD | node_8104404_200883684 | node_8104404_200883649 | 461.586 | bal_1P_2AC | 8104404 | no | no |  |  | no |  |  | 0 | 0 | 0 | 0
oh_line_8104404_200883650 |  | AD | node_8104404_200883649 | node_8104404_200883650 | 447.427 | bal_1P_2AC | 8104404 | no | no |  |  | no |  |  | 0 | 0 | 0 | 0
oh_line_8104404_200883651 |  | AD | node_8104404_200883650 | node_8104404_200883651 | 264.402 | bal_1P_2AC | 8104404 | no | no |  |  | no |  |  | 0 | 0 | 0 | 0
oh_line_8104404_200883652 |  | AD | node_8104404_200883651 | node_8104404_200883652 | 328.676 | bal_1P_2AC | 8104404 | no | no |  |  | no |  |  | 0 | 0 | 0 | 0
oh_line_8104404_200883653 |  | AD | node_8104404_200883652 | node_8104404_200883653 | 314.958 | bal_1P_2AC | 8104404 | no | no |  |  | no |  |  | 0 | 0 | 0 | 0
oh_line_8104404_200883654 |  | AD | node_8104404_200883653 | node_8104404_200883654 | 290.193 | bal_1P_4AC | 8104404 | no | no |  |  | no |  |  | 0 | 0 | 0 | 0
oh_line_8104404_200883655 |  | AD | node_8104404_200883654 | node_8104404_200883655 | 400.116 | bal_1P_4AC | 8104404 | no | no |  |  | no |  |  | 0 | 0 | 0 | 0
oh_line_8104404_200883656 |  | AD | node_8104404_200883655 | node_8104404_200883656 | 407.543 | bal_1P_4AC | 8104404 | no | no |  |  | no |  |  | 0 | 0 | 0 | 0
oh_line_8104404_200883657 |  | AD | node_8104404_200883656 | node_8104404_200883657 | 393.701 | bal_1P_4AC | 8104404 | no | no |  |  | no |  |  | 0 | 0 | 0 | 0
oh_line_8104404_200883658 |  | AD | node_8104404_200883657 | node_8104404_200883658 | 321.491 | bal_1P_4AC | 8104404 | no | no |  |  | no |  |  | 0 | 0 | 0 | 0
oh_line_8104404_200883659 |  | AD | node_8104404_200883648 | node_8104404_200883659 | 471.27 | bal_1P_4ACW | 8104404 | no | no |  |  | no |  |  | 0 | 0 | 0 | 0
oh_line_8104404_200883660 |  | AD | node_8104404_200883658 | node_8104404_200883660 | 319.676 | bal_1P_4AC | 8104404 | no | no |  |  | no |  |  | 0 | 0 | 0 | 0
oh_line_8104404_200883661 |  | AD | node_8104404_200883660 | node_8104404_200883661 | 363.731 | bal_1P_4AC | 8104404 | no | no |  |  | no |  |  | 0 | 0 | 0 | 0
oh_line_8104404_200883662 |  | AD | node_8104404_200883661 | node_8104404_200883662 | 368.878 | bal_1P_4AC | 8104404 | no | no |  |  | no |  |  | 0 | 0 | 0 | 0
oh_line_8104404_200883663 |  | AD | node_8104404_200883662 | node_8104404_200883663 | 258.784 | bal_1P_4AC | 8104404 | no | no |  |  | no |  |  | 0 | 0 | 0 | 0
oh_line_8104404_200883664 |  | AD | node_8104404_200883663 | node_8104404_200883664 | 332.283 | bal_1P_4AC | 8104404 | no | no |  |  | no |  |  | 0 | 0 | 0 | 0
oh_line_8104404_200883665 |  | AD | node_8104404_200883664 | node_8104404_200883665 | 304.227 | bal_1P_4AC | 8104404 | no | no |  |  | no |  |  | 0 | 0 | 0 | 0
oh_line_8104404_200883666 |  | AD | node_8104404_200883665 | node_8104404_200883666 | 292.402 | bal_1P_4AC | 8104404 | no | no |  |  | no |  |  | 0 | 0 | 0 | 0
oh_line_8104404_200883667 |  | AD | node_8104404_200883666 | node_8104404_200883667 | 386.868 | bal_1P_4AC | 8104404 | no | no |  |  | no |  |  | 0 | 0 | 0 | 0
oh_line_8104404_200883668 |  | AD | node_8104404_200883667 | node_8104404_200883668 | 337.437 | bal_1P_4AC | 8104404 | no | no |  |  | no |  |  | 0 | 0 | 0 | 0
oh_line_8104404_200883669 |  | AD | node_8104404_200883668 | node_8104404_200883669 | 314.317 | bal_1P_4AC | 8104404 | no | no |  |  | no |  |  | 0 | 0 | 0 | 0
oh_line_8104404_200883670 |  | AD | node_8104404_200883659 | node_8104404_200883670 | 249.248 | bal_1P_4ACW | 8104404 | no | no |  |  | no |  |  | 0 | 0 | 0 | 0
oh_line_8104404_200883672 |  | AD | node_8104404_200883669 | node_8104404_200883672 | 116.458 | bal_1P_1/0AA | 8104404 | no | no |  |  | no |  |  | 0 | 0 | 0 | 0
oh_line_8104404_200883673 |  | AD | node_8104404_200883672 | node_8104404_200883673 | 274.547 | bal_1P_1/0AA | 8104404 | no | no |  |  | no |  |  | 0 | 0 | 0 | 0
oh_line_8104404_200883674 |  | AD | node_8104404_200883673 | node_8104404_200883674 | 290.324 | bal_1P_1/0AA | 8104404 | no | no |  |  | no |  |  | 0 | 0 | 0 | 0
oh_line_8104404_200883676 |  | AD | node_8104404_200883674 | node_8104404_200883676 | 270.43 | bal_1P_1/0AA | 8104404 | no | no |  |  | no |  |  | 0 | 0 | 0 | 0
oh_line_8104404_200883677 |  | AD | node_8104404_200883676 | node_8104404_200883677 | 271.15 | bal_1P_1/0AA | 8104404 | no | no |  |  | no |  |  | 0 | 0 | 0 | 0
oh_line_8104404_200883678 |  | AD | node_8104404_200883670 | node_intto1_8104404_200883678 | 305.688 | bal_1P_2AC | 8104404 | no | no |  |  | no |  |  | 0 | 0 | 0 | 0
oh_line_8104404_200883680 |  | AD | node_8104404_200883678 | node_8104404_200883680 | 319.929 | bal_1P_2AC | 8104404 | no | no |  |  | no |  |  | 0 | 0 | 0 | 0
oh_line_8104404_200883681 |  | AD | node_8104404_200883680 | node_8104404_200883681 | 330.974 | bal_1P_2AC | 8104404 | no | no |  |  | no |  |  | 0 | 0 | 0 | 0
oh_line_8104404_200883682 |  | AD | node_8104404_200883681 | node_8104404_200883682 | 334.6 | bal_1P_2AC | 8104404 | no | no |  |  | no |  |  | 0 | 0 | 0 | 0
oh_line_8104404_200883683 |  | AD | node_8104404_200883682 | node_8104404_200883683 | 387.14 | bal_1P_2AC | 8104404 | no | no |  |  | no |  |  | 0 | 0 | 0 | 0
oh_line_8104404_200883684 |  | AD | node_8104404_200883683 | node_8104404_200883684 | 416.153 | bal_1P_2AC | 8104404 | no | no |  |  | no |  |  | 0 | 0 | 0 | 0
oh_line_8104404_200883716 |  | AD | node_8104404_200883312 | node_intto1_8104404_200883716 | 423.185 | bal_1P_4AC | 8104404 | no | no |  |  | no |  |  | 0 | 0 | 0 | 0
oh_line_8104404_200883717 |  | AD | node_8104404_200883716 | node_8104404_200883717 | 522.702 | bal_1P_4AC | 8104404 | no | no |  |  | no |  |  | 0 | 0 | 0 | 0
oh_line_8104404_200883718 |  | AD | node_8104404_200883717 | node_8104404_200883718 | 311.438 | bal_1P_4AC | 8104404 | no | no |  |  | no |  |  | 0 | 0 | 0 | 0
oh_line_8104404_200883719 |  | AD | node_8104404_200883718 | node_8104404_200883719 | 352.209 | bal_1P_4AC | 8104404 | no | no |  |  | no |  |  | 0 | 0 | 0 | 0
oh_line_8104404_200883720 |  | AD | node_8104404_200883719 | node_8104404_200883720 | 405.281 | bal_1P_4AC | 8104404 | no | no |  |  | no |  |  | 0 | 0 | 0 | 0
oh_line_8104404_200883796 |  | AN | node_8104404_200885215 | node_8104404_200883796 | 277.758 | bal_1P_1/0AC_1/0AC(N) | 8104404 | no | no |  |  | no |  |  | 0 | 0 | 0 | 0
oh_line_8104404_200883797 |  | AN | node_8104404_200883796 | node_8104404_200883797 | 333.499 | bal_1P_1/0AC_1/0AC(N) | 8104404 | no | no |  |  | no |  |  | 0 | 0 | 0 | 0
oh_line_8104404_200883798 |  | AN | node_8104404_200883902 | node_intto1_8104404_200883798 | 347.003 | bal_1P_1/0AC_1/0AC(N) | 8104404 | no | no |  |  | no |  |  | 0 | 0 | 0 | 0
oh_line_8104404_200883799 |  | AN | node_8104404_200883798 | node_8104404_200883799 | 328.305 | bal_1P_1/0AC_1/0AC(N) | 8104404 | no | no |  |  | no |  |  | 0 | 0 | 0 | 0
oh_line_8104404_200883800 |  | AN | node_8104404_200883799 | node_8104404_200883800 | 365.648 | bal_1P_1/0AC_1/0AC(N) | 8104404 | no | no |  |  | no |  |  | 0 | 0 | 0 | 0
oh_line_8104404_200883801 |  | AN | node_8104404_200883800 | node_8104404_200883801 | 304.372 | bal_1P_1/0AC_1/0AC(N) | 8104404 | no | no |  |  | no |  |  | 0 | 0 | 0 | 0
oh_line_8104404_200883802 |  | AN | node_8104404_200885228 | node_8104404_200883802 | 310.998 | bal_1P_1/0AC_1/0AC(N) | 8104404 | no | no |  |  | no |  |  | 0 | 0 | 0 | 0
oh_line_8104404_200883804 |  | AD | node_8104404_200883804 | node_8104404_200883621 | 468.058 | bal_1P_2AC | 8104404 | no | no |  |  | no |  |  | 0 | 0 | 0 | 0
oh_line_8104404_200883805 |  | AD | node_8104404_200883805 | node_8104404_200883804 | 384.844 | bal_1P_2AC | 8104404 | no | no |  |  | no |  |  | 0 | 0 | 0 | 0
oh_line_8104404_200883806 |  | AD | node_8104404_200883806 | node_8104404_200883805 | 257.324 | bal_1P_1/0AA | 8104404 | no | no |  |  | no |  |  | 0 | 0 | 0 | 0
oh_line_8104404_200883807-1 |  | AD | node_8104404_200883807 | node_8104404_200883806 | 207.784 | bal_1P_1/0AA | 8104404 | no | no |  |  | no |  |  | 0 | 0 | 0 | 0
oh_line_8104404_200883807-2 |  | AD | node_8104404_310026893 | node_8104404_200883807 | 230.52 | bal_1P_1/0AA | 8104404 | no | no |  |  | no |  |  | 0 | 0 | 0 | 0
oh_line_8104404_200883817 |  | AD | node_8104404_200883440 | node_8104404_200883817 | 289.282 | bal_1P_1/0AA | 8104404 | no | no |  |  | no |  |  | 0 | 0 | 0 | 0
oh_line_8104404_200883818 |  | AD | node_8104404_200883817 | node_8104404_200883818 | 286.998 | bal_1P_1/0AA | 8104404 | no | no |  |  | no |  |  | 0 | 0 | 0 | 0
oh_line_8104404_200883819 |  | AD | node_8104404_200883818 | node_8104404_200883819 | 390.066 | bal_1P_1/0AA | 8104404 | no | no |  |  | no |  |  | 0 | 0 | 0 | 0
oh_line_8104404_200883820 |  | AD | node_8104404_200883819 | node_8104404_200883820 | 272.169 | bal_1P_1/0AA | 8104404 | no | no |  |  | no |  |  | 0 | 0 | 0 | 0
oh_line_8104404_200883821 |  | AD | node_8104404_200883820 | node_8104404_200883821 | 259.264 | bal_1P_1/0AA | 8104404 | no | no |  |  | no |  |  | 0 | 0 | 0 | 0
oh_line_8104404_200883822 |  | AD | node_8104404_200883821 | node_8104404_200883822 | 302.622 | bal_1P_1/0AA | 8104404 | no | no |  |  | no |  |  | 0 | 0 | 0 | 0
oh_line_8104404_200883823 |  | AD | node_8104404_200883822 | node_8104404_200883823 | 293.328 | bal_1P_1/0AA | 8104404 | no | no |  |  | no |  |  | 0 | 0 | 0 | 0
oh_line_8104404_200883824 |  | AD | node_8104404_200883823 | node_8104404_200883824 | 291.665 | bal_1P_1/0AA | 8104404 | no | no |  |  | no |  |  | 0 | 0 | 0 | 0
oh_line_8104404_200883836 |  | AD | node_8104404_200883841 | node_8104404_200883836 | 271.067 | bal_1P_1/0AA | 8104404 | no | no |  |  | no |  |  | 0 | 0 | 0 | 0
oh_line_8104404_200883837 |  | AD | node_8104404_200883584 | node_intto1_8104404_200883837 | 81.805 | bal_1P_1/0AC | 8104404 | no | no |  |  | no |  |  | 0 | 0 | 0 | 0
oh_line_8104404_200883838 |  | AD | node_8104404_200883837 | node_8104404_200883838 | 236.444 | bal_1P_1/0AC | 8104404 | no | no |  |  | no |  |  | 0 | 0 | 0 | 0
oh_line_8104404_200883840 |  | AD | node_8104404_200883838 | node_8104404_200883840 | 263.964 | bal_1P_1/0AC | 8104404 | no | no |  |  | no |  |  | 0 | 0 | 0 | 0
oh_line_8104404_200883841 |  | AD | node_8104404_200883840 | node_8104404_200883841 | 315.948 | bal_1P_1/0AA | 8104404 | no | no |  |  | no |  |  | 0 | 0 | 0 | 0
oh_line_8104404_200883842 |  | AN | node_8104404_200883802 | node_8104404_200883842 | 98.484 | bal_1P_1/0AA_1/0AA(N) | 8104404 | no | no |  |  | no |  |  | 0 | 0 | 0 | 0
oh_line_8104404_200883843 |  | AN | node_8104404_200883842 | node_8104404_200883843 | 283.782 | bal_1P_1/0AA_1/0AA(N) | 8104404 | no | no |  |  | no |  |  | 0 | 0 | 0 | 0
oh_line_8104404_200883844 |  | AN | node_8104404_200883843 | node_8104404_200883844 | 278.948 | bal_1P_1/0AA_1/0AA(N) | 8104404 | no | no |  |  | no |  |  | 0 | 0 | 0 | 0
oh_line_8104404_200883845 |  | AN | node_8104404_200883844 | node_8104404_200883845 | 294.733 | bal_1P_1/0AA_1/0AA(N) | 8104404 | no | no |  |  | no |  |  | 0 | 0 | 0 | 0
oh_line_8104404_200883846 |  | AN | node_8104404_200883845 | node_8104404_200883846 | 294.191 | bal_1P_1/0AA_1/0AA(N) | 8104404 | no | no |  |  | no |  |  | 0 | 0 | 0 | 0
oh_line_8104404_200883847 |  | AN | node_8104404_200883846 | node_8104404_200883847 | 296.249 | bal_1P_1/0AA_1/0AA(N) | 8104404 | no | no |  |  | no |  |  | 0 | 0 | 0 | 0
oh_line_8104404_200883849 |  | AN | node_8104404_200883847 | node_8104404_200883849 | 202.622 | bal_1P_1/0AA_1/0AA(N) | 8104404 | no | no |  |  | no |  |  | 0 | 0 | 0 | 0
oh_line_8104404_200883850 |  | AN | node_8104404_200883849 | node_8104404_200883850 | 221.572 | bal_1P_1/0AA_1/0AA(N) | 8104404 | no | no |  |  | no |  |  | 0 | 0 | 0 | 0
oh_line_8104404_200883851 |  | AD | node_8104404_200883860 | node_8104404_200883851 | 271.37 | bal_1P_1/0AA | 8104404 | no | no |  |  | no |  |  | 0 | 0 | 0 | 0
oh_line_8104404_200883852 |  | AD | node_8104404_200883851 | node_8104404_200883852 | 210.987 | bal_1P_1/0AA | 8104404 | no | no |  |  | no |  |  | 0 | 0 | 0 | 0
oh_line_8104404_200883853 |  | AD | node_8104404_200883570 | node_intto1_8104404_200883853 | 543.561 | bal_1P_6ACW | 8104404 | no | no |  |  | no |  |  | 0 | 0 | 0 | 0
oh_line_8104404_200883854 |  | AD | node_8104404_200883853 | node_8104404_200883854 | 481.173 | bal_1P_6ACW | 8104404 | no | no |  |  | no |  |  | 0 | 0 | 0 | 0
oh_line_8104404_200883856 |  | AD | node_8104404_200883854 | node_8104404_200883856 | 240.669 | bal_1P_1/0AA | 8104404 | no | no |  |  | no |  |  | 0 | 0 | 0 | 0
oh_line_8104404_200883857 |  | AD | node_8104404_200883856 | node_8104404_200883857 | 290.748 | bal_1P_1/0AA | 8104404 | no | no |  |  | no |  |  | 0 | 0 | 0 | 0
oh_line_8104404_200883858 |  | AD | node_8104404_200883857 | node_8104404_200883858 | 209.969 | bal_1P_1/0AA | 8104404 | no | no |  |  | no |  |  | 0 | 0 | 0 | 0
oh_line_8104404_200883859 |  | AD | node_8104404_200883858 | node_8104404_200883859 | 249.964 | bal_1P_1/0AA | 8104404 | no | no |  |  | no |  |  | 0 | 0 | 0 | 0
oh_line_8104404_200883860 |  | AD | node_8104404_200883859 | node_8104404_200883860 | 248.931 | bal_1P_1/0AA | 8104404 | no | no |  |  | no |  |  | 0 | 0 | 0 | 0
oh_line_8104404_200883861 |  | AD | node_8104404_200883898 | node_8104404_200883861 | 355.824 | bal_1P_1/0AA | 8104404 | no | no |  |  | no |  |  | 0 | 0 | 0 | 0
oh_line_8104404_200883862 |  | AD | node_8104404_200883861 | node_8104404_200883862 | 234.545 | bal_1P_1/0AA | 8104404 | no | no |  |  | no |  |  | 0 | 0 | 0 | 0
oh_line_8104404_200883863 |  | AD | node_8104404_200883862 | node_8104404_200883863 | 336.445 | bal_1P_1/0AA | 8104404 | no | no |  |  | no |  |  | 0 | 0 | 0 | 0
oh_line_8104404_200883864 |  | AD | node_8104404_200883863 | node_8104404_200883864 | 332.908 | bal_1P_1/0AA | 8104404 | no | no |  |  | no |  |  | 0 | 0 | 0 | 0
oh_line_8104404_200883865 |  | AD | node_8104404_200883864 | node_8104404_200883865 | 317.354 | bal_1P_1/0AA | 8104404 | no | no |  |  | no |  |  | 0 | 0 | 0 | 0
oh_line_8104404_200883866 |  | AD | node_8104404_200883865 | node_8104404_200883866 | 220.295 | bal_1P_1/0AA | 8104404 | no | no |  |  | no |  |  | 0 | 0 | 0 | 0
oh_line_8104404_200883867 |  | AD | node_8104404_200883980 | node_8104404_200883867 | 445.203 | bal_1P_2AC | 8104404 | no | no |  |  | no |  |  | 0 | 0 | 0 | 0
oh_line_8104404_200883868 |  | AD | node_8104404_200883867 | node_8104404_200883868 | 463.939 | bal_1P_2AC | 8104404 | no | no |  |  | no |  |  | 0 | 0 | 0 | 0
oh_line_8104404_200883870 |  | AD | node_8104404_200883868 | node_8104404_200883870 | 474.456 | bal_1P_2AC | 8104404 | no | no |  |  | no |  |  | 0 | 0 | 0 | 0
oh_line_8104404_200883872 |  | AD | node_8104404_200883870 | node_8104404_200883872 | 500.678 | bal_1P_2AC | 8104404 | no | no |  |  | no |  |  | 0 | 0 | 0 | 0
oh_line_8104404_200883873 |  | AD | node_8104404_200961020 | node_8104404_200883873 | 268.744 | bal_1P_2AC | 8104404 | no | no |  |  | no |  |  | 0 | 0 | 0 | 0
oh_line_8104404_200883874 |  | AD | node_8104404_200883873 | node_8104404_200883874 | 465.048 | bal_1P_2AC | 8104404 | no | no |  |  | no |  |  | 0 | 0 | 0 | 0
oh_line_8104404_200883875 |  | AD | node_8104404_200883874 | node_8104404_200883875 | 474.045 | bal_1P_2AC | 8104404 | no | no |  |  | no |  |  | 0 | 0 | 0 | 0
oh_line_8104404_200883876 |  | AD | node_8104404_200883875 | node_8104404_200883876 | 508.004 | bal_1P_2AC | 8104404 | no | no |  |  | no |  |  | 0 | 0 | 0 | 0
oh_line_8104404_200883877 |  | AD | node_8104404_200883876 | node_intto1_8104404_200883877 | 60.87 | bal_1P_1/0AA | 8104404 | no | no |  |  | no |  |  | 0 | 0 | 0 | 0
oh_line_8104404_200883878 |  | AD | node_8104404_200883877 | node_8104404_200883878 | 296.27 | bal_1P_1/0AA | 8104404 | no | no |  |  | no |  |  | 0 | 0 | 0 | 0
oh_line_8104404_200883879 |  | AD | node_8104404_200883878 | node_8104404_200883879 | 379.774 | bal_1P_1/0AA | 8104404 | no | no |  |  | no |  |  | 0 | 0 | 0 | 0
oh_line_8104404_200883880 |  | AD | node_8104404_200883879 | node_8104404_200883880 | 175.665 | bal_1P_1/0AA | 8104404 | no | no |  |  | no |  |  | 0 | 0 | 0 | 0
oh_line_8104404_200883881 |  | AD | node_8104404_200883876 | node_8104404_200883881 | 619.24 | bal_1P_2AC | 8104404 | no | no |  |  | no |  |  | 0 | 0 | 0 | 0
oh_line_8104404_200883882 |  | AD | node_8104404_200883881 | node_8104404_200883882 | 484.296 | bal_1P_2AC | 8104404 | no | no |  |  | no |  |  | 0 | 0 | 0 | 0
oh_line_8104404_200883883 |  | AD | node_8104404_200883882 | node_8104404_200883883 | 203.482 | bal_1P_2AC | 8104404 | no | no |  |  | no |  |  | 0 | 0 | 0 | 0
oh_line_8104404_200883884 |  | AD | node_8104404_200883883 | node_8104404_200883884 | 184.265 | bal_1P_2AC | 8104404 | no | no |  |  | no |  |  | 0 | 0 | 0 | 0
oh_line_8104404_200883886 |  | AD | node_8104404_200883884 | node_8104404_200883886 | 298.042 | bal_1P_2AC | 8104404 | no | no |  |  | no |  |  | 0 | 0 | 0 | 0
oh_line_8104404_200883887 |  | AD | node_8104404_200883886 | node_intto1_8104404_200883887 | 257.621 | bal_1P_2AC | 8104404 | no | no |  |  | no |  |  | 0 | 0 | 0 | 0
oh_line_8104404_200883889 |  | AD | node_8104404_200883887 | node_8104404_200883889 | 337.968 | bal_1P_2AC | 8104404 | no | no |  |  | no |  |  | 0 | 0 | 0 | 0
oh_line_8104404_200883890 |  | AD | node_8104404_200883889 | node_8104404_200883890 | 332.611 | bal_1P_2AC | 8104404 | no | no |  |  | no |  |  | 0 | 0 | 0 | 0
oh_line_8104404_200883891 |  | AD | node_8104404_200883890 | node_8104404_200883891 | 398.573 | bal_1P_2AC | 8104404 | no | no |  |  | no |  |  | 0 | 0 | 0 | 0
oh_line_8104404_200883892 |  | AD | node_8104404_200883891 | node_8104404_200883892 | 284.31 | bal_1P_2AC | 8104404 | no | no |  |  | no |  |  | 0 | 0 | 0 | 0
oh_line_8104404_200883893 |  | AD | node_8104404_200883892 | node_8104404_200883893 | 449.508 | bal_1P_2AC | 8104404 | no | no |  |  | no |  |  | 0 | 0 | 0 | 0
oh_line_8104404_200883896 |  | AD | node_8104404_200883893 | node_8104404_200883896 | 452.608 | bal_1P_2AC | 8104404 | no | no |  |  | no |  |  | 0 | 0 | 0 | 0
oh_line_8104404_200883898 |  | AD | node_8104404_200883896 | node_intto1_8104404_200883898 | 419.113 | bal_1P_2AC | 8104404 | no | no |  |  | no |  |  | 0 | 0 | 0 | 0
oh_line_8104404_200883899 |  | AD | node_8104404_200883898 | node_8104404_200883899 | 451.109 | bal_1P_2AC | 8104404 | no | no |  |  | no |  |  | 0 | 0 | 0 | 0
oh_line_8104404_200883900 |  | AN | node_8104404_200885534 | node_8104404_200883900 | 142.9 | bal_1P_4/0AC_1/0AC(N) | 8104404 | no | no |  |  | no |  |  | 0 | 0 | 0 | 0
oh_line_8104404_200883902 |  | AN | node_8104404_200883900 | node_8104404_200883902 | 218.821 | bal_1P_4/0AC_1/0AC(N) | 8104404 | no | no |  |  | no |  |  | 0 | 0 | 0 | 0
oh_line_8104404_200883903 |  | AN | node_8104404_200883902 | node_8104404_200883903 | 96.095 | bal_1P_4/0AC_1/0AC(N) | 8104404 | no | no |  |  | no |  |  | 0 | 0 | 0 | 0
oh_line_8104404_200883904 |  | AN | node_8104404_200883903 | node_8104404_200883904 | 199.929 | bal_1P_4/0AC_1/0AC(N) | 8104404 | no | no |  |  | no |  |  | 0 | 0 | 0 | 0
oh_line_8104404_200883905 |  | AN | node_8104404_200883904 | node_8104404_200883905 | 260.912 | bal_1P_4/0AC_1/0AC(N) | 8104404 | no | no |  |  | no |  |  | 0 | 0 | 0 | 0
oh_line_8104404_200883906 |  | AN | node_8104404_200883905 | node_8104404_200883906 | 68.822 | bal_1P_4/0AA_1/0AC(N) | 8104404 | no | no |  |  | no |  |  | 0 | 0 | 0 | 0
oh_line_8104404_200883907 |  | AN | node_8104404_200883906 | node_8104404_200883907 | 296.711 | bal_1P_4/0AA_1/0AC(N) | 8104404 | no | no |  |  | no |  |  | 0 | 0 | 0 | 0
oh_line_8104404_200883908 |  | AN | node_8104404_200883907 | node_8104404_200883908 | 252.365 | bal_1P_4/0AA_1/0AC(N) | 8104404 | no | no |  |  | no |  |  | 0 | 0 | 0 | 0
oh_line_8104404_200883910 |  | AN | node_8104404_200883908 | node_8104404_200883910 | 278.784 | bal_1P_4/0AA_1/0AC(N) | 8104404 | no | no |  |  | no |  |  | 0 | 0 | 0 | 0
oh_line_8104404_200883912 |  | AN | node_8104404_200883910 | node_8104404_200883912 | 200.688 | bal_1P_4/0AA_1/0AC(N) | 8104404 | no | no |  |  | no |  |  | 0 | 0 | 0 | 0
oh_line_8104404_200883913 |  | AN | node_8104404_200883912 | node_8104404_200883913 | 195.18 | bal_1P_4/0AA_1/0AC(N) | 8104404 | no | no |  |  | no |  |  | 0 | 0 | 0 | 0
oh_line_8104404_200883914 |  | AN | node_8104404_200883913 | node_8104404_200883914 | 305.963 | bal_1P_4/0AC_1/0AC(N) | 8104404 | no | no |  |  | no |  |  | 0 | 0 | 0 | 0
oh_line_8104404_200883916 |  | AN | node_8104404_200883914 | node_8104404_200883916 | 290.221 | bal_1P_4/0AC_1/0AC(N) | 8104404 | no | no |  |  | no |  |  | 0 | 0 | 0 | 0
oh_line_8104404_200883917 |  | AN | node_8104404_200883916 | node_intto1_8104404_200883917 | 297.928 | bal_1P_4/0AC_1/0AC(N) | 8104404 | no | no |  |  | no |  |  | 0 | 0 | 0 | 0
oh_line_8104404_200883918 |  | AN | node_8104404_200883917 | node_8104404_200883918 | 266.064 | bal_1P_4/0AC_1/0AC(N) | 8104404 | no | no |  |  | no |  |  | 0 | 0 | 0 | 0
oh_line_8104404_200883919 |  | AN | node_8104404_200883918 | node_8104404_200883919 | 290.727 | bal_1P_4/0AC_1/0AC(N) | 8104404 | no | no |  |  | no |  |  | 0 | 0 | 0 | 0
oh_line_8104404_200883920 |  | AN | node_8104404_200883919 | node_8104404_200883920 | 302.36 | bal_1P_4/0AC_1/0AC(N) | 8104404 | no | no |  |  | no |  |  | 0 | 0 | 0 | 0
oh_line_8104404_200883921 |  | AN | node_8104404_200883920 | node_8104404_200883921 | 299.958 | bal_1P_4/0AC_1/0AC(N) | 8104404 | no | no |  |  | no |  |  | 0 | 0 | 0 | 0
oh_line_8104404_200883922 |  | AN | node_8104404_200883921 | node_8104404_200883922 | 252.144 | bal_1P_4/0AC_1/0AC(N) | 8104404 | no | no |  |  | no |  |  | 0 | 0 | 0 | 0
oh_line_8104404_200883923 |  | AN | node_8104404_200883922 | node_8104404_200883923 | 245.004 | bal_1P_4/0AC_1/0AC(N) | 8104404 | no | no |  |  | no |  |  | 0 | 0 | 0 | 0
oh_line_8104404_200883924 |  | AN | node_8104404_200883923 | node_8104404_200883924 | 242.834 | bal_1P_4/0AC_1/0AC(N) | 8104404 | no | no |  |  | no |  |  | 0 | 0 | 0 | 0
oh_line_8104404_200883925 |  | AN | node_8104404_200883924 | node_8104404_200883925 | 246.25 | bal_1P_4/0AC_1/0AC(N) | 8104404 | no | no |  |  | no |  |  | 0 | 0 | 0 | 0
oh_line_8104404_200883927 |  | AN | node_8104404_200883925 | node_8104404_200883927 | 259.825 | bal_1P_4/0AC_1/0AC(N) | 8104404 | no | no |  |  | no |  |  | 0 | 0 | 0 | 0
oh_line_8104404_200883928 |  | AN | node_8104404_200883927 | node_8104404_200883928 | 243.721 | bal_1P_4/0AC_1/0AC(N) | 8104404 | no | no |  |  | no |  |  | 0 | 0 | 0 | 0
oh_line_8104404_200883930 |  | AN | node_8104404_200883928 | node_8104404_200883930 | 220.269 | bal_1P_4/0AC_1/0AC(N) | 8104404 | no | no |  |  | no |  |  | 0 | 0 | 0 | 0
oh_line_8104404_200883931 |  | AN | node_8104404_200883930 | node_8104404_200883931 | 217.444 | bal_1P_4/0AC_1/0AC(N) | 8104404 | no | no |  |  | no |  |  | 0 | 0 | 0 | 0
oh_line_8104404_200883932 |  | AN | node_8104404_200883931 | node_intto1_8104404_200883932 | 326.953 | bal_1P_4/0AC_1/0AC(N) | 8104404 | no | no |  |  | no |  |  | 0 | 0 | 0 | 0
oh_line_8104404_200883934 |  | AN | node_8104404_200883932 | node_8104404_200883934 | 235.078 | bal_1P_4/0AC_1/0AC(N) | 8104404 | no | no |  |  | no |  |  | 0 | 0 | 0 | 0
oh_line_8104404_200883935 |  | AN | node_8104404_200883934 | node_8104404_200883935 | 229.223 | bal_1P_4/0AC_1/0AC(N) | 8104404 | no | no |  |  | no |  |  | 0 | 0 | 0 | 0
oh_line_8104404_200883936 |  | AN | node_8104404_200883935 | node_8104404_200883936 | 289.871 | bal_1P_4/0AC_1/0AC(N) | 8104404 | no | no |  |  | no |  |  | 0 | 0 | 0 | 0
oh_line_8104404_200883937 |  | AN | node_8104404_200883936 | node_8104404_200883937 | 258.247 | bal_1P_4/0AC_1/0AC(N) | 8104404 | no | no |  |  | no |  |  | 0 | 0 | 0 | 0
oh_line_8104404_200883938 |  | AN | node_8104404_200883937 | node_8104404_200883938 | 267.211 | bal_1P_4/0AC_1/0AC(N) | 8104404 | no | no |  |  | no |  |  | 0 | 0 | 0 | 0
oh_line_8104404_200883939 |  | AN | node_8104404_200883938 | node_8104404_200883939 | 234.028 | bal_1P_4/0AC_1/0AC(N) | 8104404 | no | no |  |  | no |  |  | 0 | 0 | 0 | 0
oh_line_8104404_200883940 |  | AN | node_8104404_200883939 | node_8104404_200883940 | 241.731 | bal_1P_4/0AC_1/0AC(N) | 8104404 | no | no |  |  | no |  |  | 0 | 0 | 0 | 0
oh_line_8104404_200883942 |  | AN | node_8104404_200883940 | node_8104404_200883942 | 280.405 | bal_1P_4/0AC_1/0AC(N) | 8104404 | no | no |  |  | no |  |  | 0 | 0 | 0 | 0
oh_line_8104404_200883943 |  | AN | node_8104404_200883942 | node_8104404_200883943 | 280.975 | bal_1P_4/0AC_1/0AC(N) | 8104404 | no | no |  |  | no |  |  | 0 | 0 | 0 | 0
oh_line_8104404_200883945 |  | AN | node_8104404_200883943 | node_8104404_200883945 | 241.528 | bal_1P_4/0AC_1/0AC(N) | 8104404 | no | no |  |  | no |  |  | 0 | 0 | 0 | 0
oh_line_8104404_200883946 |  | AN | node_8104404_200883945 | node_8104404_200883946 | 243.029 | bal_1P_4/0AC_1/0AC(N) | 8104404 | no | no |  |  | no |  |  | 0 | 0 | 0 | 0
oh_line_8104404_200883947 |  | AN | node_8104404_200883946 | node_8104404_200883947 | 263.17 | bal_1P_4/0AC_1/0AC(N) | 8104404 | no | no |  |  | no |  |  | 0 | 0 | 0 | 0
oh_line_8104404_200883948 |  | AN | node_8104404_200883947 | node_8104404_200883948 | 217.146 | bal_1P_4/0AC_1/0AC(N) | 8104404 | no | no |  |  | no |  |  | 0 | 0 | 0 | 0
oh_line_8104404_200883949 |  | AN | node_8104404_200883948 | node_8104404_200883949 | 295.129 | bal_1P_4/0AC_1/0AC(N) | 8104404 | no | no |  |  | no |  |  | 0 | 0 | 0 | 0
oh_line_8104404_200883950 |  | AN | node_8104404_200883949 | node_8104404_200883950 | 254.07 | bal_1P_4/0AC_1/0AC(N) | 8104404 | no | no |  |  | no |  |  | 0 | 0 | 0 | 0
oh_line_8104404_200883951 |  | AN | node_8104404_200883950 | node_8104404_200883951 | 241.519 | bal_1P_4/0AC_1/0AC(N) | 8104404 | no | no |  |  | no |  |  | 0 | 0 | 0 | 0
oh_line_8104404_200883952 |  | AN | node_8104404_200883951 | node_8104404_200883952 | 257.4 | bal_1P_4/0AC_1/0AC(N) | 8104404 | no | no |  |  | no |  |  | 0 | 0 | 0 | 0
oh_line_8104404_200883953 |  | AN | node_8104404_200883952 | node_8104404_200883953 | 257.272 | bal_1P_4/0AC_1/0AC(N) | 8104404 | no | no |  |  | no |  |  | 0 | 0 | 0 | 0
oh_line_8104404_200883955 |  | AN | node_8104404_200883953 | node_8104404_200883955 | 311.382 | bal_1P_4/0AC_1/0AC(N) | 8104404 | no | no |  |  | no |  |  | 0 | 0 | 0 | 0
oh_line_8104404_200883956 |  | AN | node_8104404_200883955 | node_8104404_200883956 | 293.98 | bal_1P_4/0AC_1/0AC(N) | 8104404 | no | no |  |  | no |  |  | 0 | 0 | 0 | 0
oh_line_8104404_200883957 |  | AN | node_8104404_200883956 | node_8104404_200883957 | 302.154 | bal_1P_4/0AC_1/0AC(N) | 8104404 | no | no |  |  | no |  |  | 0 | 0 | 0 | 0
oh_line_8104404_200883958 |  | AN | node_8104404_200883957 | node_8104404_200883958 | 295.331 | bal_1P_4/0AC_1/0AC(N) | 8104404 | no | no |  |  | no |  |  | 0 | 0 | 0 | 0
oh_line_8104404_200883959-1 |  | AN | node_220465545 | node_8104404_200883959 | 13.839 | bal_1P_4/0AC_1/0AC(N) | 8104404 | no | no |  |  | no |  |  | 0 | 0 | 0 | 0
oh_line_8104404_200883959-2 |  | AN | node_220387594 | node_intto1_220465545 | 17.325 | bal_1P_4/0AC_1/0AC(N) | 8104404 | no | no |  |  | no |  |  | 0 | 0 | 0 | 0
oh_line_8104404_200883959-3 |  | AN | node_8104404_200883958 | node_intto1_220387594 | 227.991 | bal_1P_4/0AC_1/0AC(N) | 8104404 | no | no |  |  | no |  |  | 0 | 0 | 0 | 0
oh_line_8104404_200883960 |  | AD | node_8104404_200883959 | node_8104404_200883960 | 261.265 | bal_1P_4/0AC | 8104404 | no | no |  |  | no |  |  | 0 | 0 | 0 | 0
oh_line_8104404_200883962 |  | AD | node_8104404_200883960 | node_8104404_200883962 | 256.555 | bal_1P_4/0AC | 8104404 | no | no |  |  | no |  |  | 0 | 0 | 0 | 0
oh_line_8104404_200883963 |  | AD | node_8104404_200883962 | node_intto1_8104404_200883963 | 225.46 | bal_1P_4/0AC | 8104404 | no | no |  |  | no |  |  | 0 | 0 | 0 | 0
oh_line_8104404_200883964 |  | AD | node_8104404_200883963 | node_8104404_200883964 | 286.356 | bal_1P_4/0AC | 8104404 | no | no |  |  | no |  |  | 0 | 0 | 0 | 0
oh_line_8104404_200883965 |  | AD | node_8104404_200883964 | node_8104404_200883965 | 296.134 | bal_1P_4/0AC | 8104404 | no | no |  |  | no |  |  | 0 | 0 | 0 | 0
oh_line_8104404_200883968 |  | AD | node_8104404_200883965 | node_8104404_200883968 | 231.603 | bal_1P_4/0AC | 8104404 | no | no |  |  | no |  |  | 0 | 0 | 0 | 0
oh_line_8104404_200883969 |  | AD | node_8104404_200883968 | node_8104404_200883969 | 231.472 | bal_1P_1/0AA | 8104404 | no | no |  |  | no |  |  | 0 | 0 | 0 | 0
oh_line_8104404_200883973 |  | AD | node_8104404_201066192 | node_8104404_200883973 | 152.224 | bal_1P_2AC | 8104404 | no | no |  |  | no |  |  | 0 | 0 | 0 | 0
oh_line_8104404_200883974 |  | AD | node_8104404_200883973 | node_8104404_200883974 | 266.075 | bal_1P_2AC | 8104404 | no | no |  |  | no |  |  | 0 | 0 | 0 | 0
oh_line_8104404_200883975 |  | AD | node_8104404_200883974 | node_intto1_8104404_200883975 | 433.081 | bal_1P_2AC | 8104404 | no | no |  |  | no |  |  | 0 | 0 | 0 | 0
oh_line_8104404_200883976 |  | AD | node_8104404_200883975 | node_8104404_200883976 | 417.308 | bal_1P_2AC | 8104404 | no | no |  |  | no |  |  | 0 | 0 | 0 | 0
oh_line_8104404_200883977 |  | AD | node_8104404_200883976 | node_8104404_200883977 | 539.884 | bal_1P_2AC | 8104404 | no | no |  |  | no |  |  | 0 | 0 | 0 | 0
oh_line_8104404_200883978 |  | AD | node_8104404_200883977 | node_8104404_200883978 | 335.286 | bal_1P_2AC | 8104404 | no | no |  |  | no |  |  | 0 | 0 | 0 | 0
oh_line_8104404_200883979 |  | AD | node_8104404_200883978 | node_8104404_200883979 | 399.953 | bal_1P_2AC | 8104404 | no | no |  |  | no |  |  | 0 | 0 | 0 | 0
oh_line_8104404_200883980 |  | AD | node_8104404_200883979 | node_8104404_200883980 | 212.454 | bal_1P_2AC | 8104404 | no | no |  |  | no |  |  | 0 | 0 | 0 | 0
oh_line_8104404_200883981 |  | AD | node_8104404_200909372 | node_8104404_200883981 | 228.723 | bal_1P_1/0AA | 8104404 | no | no |  |  | no |  |  | 0 | 0 | 0 | 0
oh_line_8104404_200883982 |  | AD | node_8104404_311912934 | node_8104404_200883982 | 160.335 | bal_1P_1/0AA | 8104404 | no | no |  |  | no |  |  | 0 | 0 | 0 | 0
oh_line_8104404_200883984 |  | AD | node_8104404_200883982 | node_intto1_8104404_200883984 | 220.78 | bal_1P_1/0AA | 8104404 | no | no |  |  | no |  |  | 0 | 0 | 0 | 0
oh_line_8104404_200883985 |  | AD | node_8104404_200883984 | node_8104404_200883985 | 69.729 | bal_1P_1/0AA | 8104404 | no | no |  |  | no |  |  | 0 | 0 | 0 | 0
oh_line_8104404_200883986 |  | AD | node_8104404_200883985 | node_8104404_200883986 | 260.871 | bal_1P_1/0AA | 8104404 | no | no |  |  | no |  |  | 0 | 0 | 0 | 0
oh_line_8104404_200883987 |  | AD | node_8104404_200883984 | node_8104404_200883987 | 264.252 | bal_1P_1/0AA | 8104404 | no | no |  |  | no |  |  | 0 | 0 | 0 | 0
oh_line_8104404_200883988 |  | AD | node_8104404_200883987 | node_8104404_200883988 | 243.844 | bal_1P_1/0AA | 8104404 | no | no |  |  | no |  |  | 0 | 0 | 0 | 0
oh_line_8104404_200883989 |  | AD | node_8104404_200883988 | node_8104404_200883989 | 244.51 | bal_1P_1/0AA | 8104404 | no | no |  |  | no |  |  | 0 | 0 | 0 | 0
oh_line_8104404_200883990 |  | AD | node_8104404_200883989 | node_8104404_200883990 | 243.428 | bal_1P_1/0AA | 8104404 | no | no |  |  | no |  |  | 0 | 0 | 0 | 0
oh_line_8104404_200883991 |  | AD | node_8104404_200883990 | node_8104404_200883991 | 262.212 | bal_1P_1/0AA | 8104404 | no | no |  |  | no |  |  | 0 | 0 | 0 | 0
oh_line_8104404_200883992 |  | AD | node_8104404_200883991 | node_8104404_200883992 | 262.516 | bal_1P_1/0AA | 8104404 | no | no |  |  | no |  |  | 0 | 0 | 0 | 0
oh_line_8104404_200883993 |  | AD | node_8104404_200883992 | node_8104404_200883993 | 259.977 | bal_1P_1/0AA | 8104404 | no | no |  |  | no |  |  | 0 | 0 | 0 | 0
oh_line_8104404_200883994 |  | AD | node_8104404_200883993 | node_8104404_200883994 | 262.309 | bal_1P_1/0AA | 8104404 | no | no |  |  | no |  |  | 0 | 0 | 0 | 0
oh_line_8104404_200883995 |  | AD | node_8104404_200883994 | node_8104404_200883995 | 255.65 | bal_1P_1/0AA | 8104404 | no | no |  |  | no |  |  | 0 | 0 | 0 | 0
oh_line_8104404_200883996 |  | AD | node_8104404_200883995 | node_8104404_200883996 | 251.872 | bal_1P_1/0AA | 8104404 | no | no |  |  | no |  |  | 0 | 0 | 0 | 0
oh_line_8104404_200883997 |  | AD | node_8104404_200883996 | node_8104404_200883997 | 68.037 | bal_1P_1/0AA | 8104404 | no | no |  |  | no |  |  | 0 | 0 | 0 | 0
oh_line_8104404_200883998 |  | AD | node_8104404_200883996 | node_8104404_200883998 | 285.205 | bal_1P_1/0AA | 8104404 | no | no |  |  | no |  |  | 0 | 0 | 0 | 0
oh_line_8104404_200883999 |  | AD | node_8104404_200883996 | node_8104404_200883999 | 251.737 | bal_1P_1/0AA | 8104404 | no | no |  |  | no |  |  | 0 | 0 | 0 | 0
oh_line_8104404_200884000 |  | AD | node_8104404_200883999 | node_8104404_200884000 | 242.029 | bal_1P_1/0AA | 8104404 | no | no |  |  | no |  |  | 0 | 0 | 0 | 0
oh_line_8104404_200884001 |  | AD | node_8104404_200884000 | node_8104404_200884001 | 268.903 | bal_1P_1/0AA | 8104404 | no | no |  |  | no |  |  | 0 | 0 | 0 | 0
oh_line_8104404_200884002 |  | AD | node_8104404_200884001 | node_8104404_200884002 | 270.49 | bal_1P_1/0AA | 8104404 | no | no |  |  | no |  |  | 0 | 0 | 0 | 0
oh_line_8104404_200884003 |  | AD | node_8104404_200884002 | node_8104404_200884003 | 274.866 | bal_1P_1/0AA | 8104404 | no | no |  |  | no |  |  | 0 | 0 | 0 | 0
oh_line_8104404_200884004 |  | AD | node_8104404_200884003 | node_8104404_200884004 | 272.513 | bal_1P_1/0AA | 8104404 | no | no |  |  | no |  |  | 0 | 0 | 0 | 0
oh_line_8104404_200884005 |  | AD | node_8104404_200884004 | node_8104404_200884005 | 297.196 | bal_1P_1/0AA | 8104404 | no | no |  |  | no |  |  | 0 | 0 | 0 | 0
oh_line_8104404_200884006 |  | AD | node_8104404_200884005 | node_8104404_200884006 | 291.289 | bal_1P_1/0AA | 8104404 | no | no |  |  | no |  |  | 0 | 0 | 0 | 0
oh_line_8104404_200884007 |  | AD | node_8104404_200884006 | node_8104404_200884007 | 293.909 | bal_1P_1/0AA | 8104404 | no | no |  |  | no |  |  | 0 | 0 | 0 | 0
oh_line_8104404_200884008 |  | AD | node_8104404_200884007 | node_intto1_8104404_200884008 | 385.045 | bal_1P_1/0AA | 8104404 | no | no |  |  | no |  |  | 0 | 0 | 0 | 0
oh_line_8104404_200884009 |  | AD | node_8104404_200884008 | node_8104404_200884009 | 374.929 | bal_1P_1/0AA | 8104404 | no | no |  |  | no |  |  | 0 | 0 | 0 | 0
oh_line_8104404_200884010 |  | AD | node_8104404_200884009 | node_8104404_200884010 | 322.327 | bal_1P_1/0AA | 8104404 | no | no |  |  | no |  |  | 0 | 0 | 0 | 0
oh_line_8104404_200884011 |  | AD | node_8104404_200884010 | node_8104404_200884011 | 315.974 | bal_1P_1/0AA | 8104404 | no | no |  |  | no |  |  | 0 | 0 | 0 | 0
oh_line_8104404_200884012 |  | AD | node_8104404_200884011 | node_8104404_200884012 | 441.284 | bal_1P_2AC | 8104404 | no | no |  |  | no |  |  | 0 | 0 | 0 | 0
oh_line_8104404_200884013 |  | AD | node_8104404_200884012 | node_intto1_8104404_200884013 | 444.459 | bal_1P_2AC | 8104404 | no | no |  |  | no |  |  | 0 | 0 | 0 | 0
oh_line_8104404_200884014 |  | AD | node_8104404_200884013 | node_8104404_200884014 | 390.109 | bal_1P_1/0AC | 8104404 | no | no |  |  | no |  |  | 0 | 0 | 0 | 0
oh_line_8104404_200884015 |  | AD | node_8104404_200884013 | node_8104404_200884015 | 434.901 | bal_1P_2AC | 8104404 | no | no |  |  | no |  |  | 0 | 0 | 0 | 0
oh_line_8104404_200884016 |  | AD | node_8104404_200884015 | node_8104404_200884016 | 546.831 | bal_1P_2AC | 8104404 | no | no |  |  | no |  |  | 0 | 0 | 0 | 0
oh_line_8104404_200884017 |  | AD | node_8104404_200884016 | node_8104404_200884017 | 267.682 | bal_1P_2AC | 8104404 | no | no |  |  | no |  |  | 0 | 0 | 0 | 0
oh_line_8104404_200884018 |  | AD | node_8104404_201014064 | node_8104404_200884018 | 179.089 | bal_1P_2AC | 8104404 | no | no |  |  | no |  |  | 0 | 0 | 0 | 0
oh_line_8104404_200884020 |  | AD | node_8104404_200884018 | node_8104404_200884020 | 352.972 | bal_1P_2AC | 8104404 | no | no |  |  | no |  |  | 0 | 0 | 0 | 0
oh_line_8104404_200884021 |  | AD | node_8104404_200884020 | node_8104404_200884021 | 303.572 | bal_1P_2AC | 8104404 | no | no |  |  | no |  |  | 0 | 0 | 0 | 0
oh_line_8104404_200884022 |  | AD | node_8104404_200884021 | node_8104404_200884022 | 675.78 | bal_1P_2AC | 8104404 | no | no |  |  | no |  |  | 0 | 0 | 0 | 0
oh_line_8104404_200884023 |  | AD | node_8104404_200884022 | node_8104404_200884023 | 492.562 | bal_1P_2AC | 8104404 | no | no |  |  | no |  |  | 0 | 0 | 0 | 0
oh_line_8104404_200884025 |  | AD | node_8104404_200884023 | node_8104404_200884025 | 429.027 | bal_1P_2AC | 8104404 | no | no |  |  | no |  |  | 0 | 0 | 0 | 0
oh_line_8104404_200884026 |  | AD | node_8104404_200884025 | node_8104404_200884026 | 307.835 | bal_1P_2AC | 8104404 | no | no |  |  | no |  |  | 0 | 0 | 0 | 0
oh_line_8104404_200884028 |  | AD | node_8104404_200884026 | node_8104404_200884028 | 338.074 | bal_1P_2AC | 8104404 | no | no |  |  | no |  |  | 0 | 0 | 0 | 0
oh_line_8104404_200884029 |  | AD | node_8104404_200884028 | node_8104404_200884029 | 409.287 | bal_1P_2AC | 8104404 | no | no |  |  | no |  |  | 0 | 0 | 0 | 0
oh_line_8104404_200884032 |  | AD | node_8104404_200884029 | node_intto1_8104404_200884032 | 149.045 | bal_1P_2AC | 8104404 | no | no |  |  | no |  |  | 0 | 0 | 0 | 0
oh_line_8104404_200884033 |  | AD | node_8104404_200884032 | node_8104404_200884033 | 233.856 | bal_1P_2AC | 8104404 | no | no |  |  | no |  |  | 0 | 0 | 0 | 0
oh_line_8104404_200884035 |  | AD | node_8104404_200884033 | node_8104404_200884035 | 334.846 | bal_1P_2AC | 8104404 | no | no |  |  | no |  |  | 0 | 0 | 0 | 0
oh_line_8104404_200884036 |  | AD | node_8104404_200884035 | node_8104404_200884036 | 378.593 | bal_1P_2AC | 8104404 | no | no |  |  | no |  |  | 0 | 0 | 0 | 0
oh_line_8104404_200884037 |  | AD | node_8104404_200884035 | node_8104404_200884037 | 95.759 | bal_1P_2AC | 8104404 | no | no |  |  | no |  |  | 0 | 0 | 0 | 0
oh_line_8104404_200884038 |  | AD | node_8104404_200884037 | node_8104404_200884038 | 349.352 | bal_1P_2AC | 8104404 | no | no |  |  | no |  |  | 0 | 0 | 0 | 0
oh_line_8104404_200884039 |  | AD | node_8104404_200884038 | node_8104404_200884039 | 396.435 | bal_1P_2AC | 8104404 | no | no |  |  | no |  |  | 0 | 0 | 0 | 0
oh_line_8104404_200884040 |  | AD | node_8104404_200884039 | node_8104404_200884040 | 400.243 | bal_1P_2AC | 8104404 | no | no |  |  | no |  |  | 0 | 0 | 0 | 0
oh_line_8104404_200884042 |  | AD | node_8104404_200884040 | node_8104404_200884042 | 375.519 | bal_1P_2AC | 8104404 | no | no |  |  | no |  |  | 0 | 0 | 0 | 0
oh_line_8104404_200884043 |  | AD | node_8104404_200884042 | node_8104404_200884043 | 359.05 | bal_1P_2AC | 8104404 | no | no |  |  | no |  |  | 0 | 0 | 0 | 0
oh_line_8104404_200884045 |  | AD | node_8104404_200884043 | node_8104404_200884045 | 227.345 | bal_1P_2AC | 8104404 | no | no |  |  | no |  |  | 0 | 0 | 0 | 0
oh_line_8104404_200884046 |  | AD | node_8104404_200884045 | node_8104404_200884046 | 197.542 | bal_1P_2AC | 8104404 | no | no |  |  | no |  |  | 0 | 0 | 0 | 0
oh_line_8104404_200884693 |  | ABCN | node_8104404_200884694 | node_8104404_200884693 | 289.027 | bal_3P_477AL_4/0AC(N) | 8104404 | no | no |  |  | no |  |  | 0 | 0 | 0 | 0
oh_line_8104404_200884694 |  | ABCN | node_8104404_200884695 | node_8104404_200884694 | 196.333 | bal_3P_477AL_4/0AC(N) | 8104404 | no | no |  |  | no |  |  | 0 | 0 | 0 | 0
oh_line_8104404_200884695 |  | ABCN | node_8104404_200884696 | node_8104404_200884695 | 203.864 | bal_3P_477AL_4/0AC(N) | 8104404 | no | no |  |  | no |  |  | 0 | 0 | 0 | 0
oh_line_8104404_200884696 |  | ABCN | node_8104404_200884697 | node_8104404_200884696 | 275.251 | bal_3P_477AL_4/0AC(N) | 8104404 | no | no |  |  | no |  |  | 0 | 0 | 0 | 0
oh_line_8104404_200884697 |  | ABCN | node_8104404_200884698 | node_8104404_200884697 | 209.096 | bal_3P_477AL_4/0AC(N) | 8104404 | no | no |  |  | no |  |  | 0 | 0 | 0 | 0
oh_line_8104404_200884698 |  | ABCN | node_8104404_200884699 | node_8104404_200884698 | 278.761 | bal_3P_477AL_4/0AC(N) | 8104404 | no | no |  |  | no |  |  | 0 | 0 | 0 | 0
oh_line_8104404_200884699 |  | ABCN | node_8104404_200884700 | node_8104404_200884699 | 275.595 | bal_3P_477AL_4/0AC(N) | 8104404 | no | no |  |  | no |  |  | 0 | 0 | 0 | 0
oh_line_8104404_200884700 |  | ABCN | node_8104404_200884701 | node_8104404_200884700 | 264.368 | bal_3P_477AL_4/0AC(N) | 8104404 | no | no |  |  | no |  |  | 0 | 0 | 0 | 0
oh_line_8104404_200884701 |  | ABCN | node_8104404_200884702 | node_8104404_200884701 | 202.988 | bal_3P_477AL_4/0AC(N) | 8104404 | no | no |  |  | no |  |  | 0 | 0 | 0 | 0
oh_line_8104404_200884702 |  | ABCN | node_8104404_200884703 | node_8104404_200884702 | 208.381 | bal_3P_477AL_4/0AL(N) | 8104404 | no | no |  |  | no |  |  | 0 | 0 | 0 | 0
oh_line_8104404_200884703 |  | ABCN | node_8104404_200884704 | node_intto1_8104404_200884703 | 220.342 | bal_3P_477AL_4/0AA(N) | 8104404 | no | no |  |  | no |  |  | 0 | 0 | 0 | 0
oh_line_8104404_200884704 |  | ABCN | node_8104404_200884706 | node_8104404_200884704 | 211.934 | bal_3P_477AL_4/0AA(N) | 8104404 | no | no |  |  | no |  |  | 0 | 0 | 0 | 0
oh_line_8104404_200884706 |  | ABCN | node_8104404_200884707 | node_8104404_200884706 | 197.723 | bal_3P_477AL_4/0AA(N) | 8104404 | no | no |  |  | no |  |  | 0 | 0 | 0 | 0
oh_line_8104404_200884707 |  | ABCN | node_8104404_200885257 | node_8104404_200884707 | 202.116 | bal_3P_477AL_4/0AC(N) | 8104404 | no | no |  |  | no |  |  | 0 | 0 | 0 | 0
oh_line_8104404_200884708 |  | AD | node_8104404_200884732 | node_8104404_200884708 | 347.767 | bal_1P_1/0AA | 8104404 | no | no |  |  | no |  |  | 0 | 0 | 0 | 0
oh_line_8104404_200884709 |  | AD | node_8104404_200884777 | node_8104404_200884709 | 477.395 | bal_1P_1/0AA | 8104404 | no | no |  |  | no |  |  | 0 | 0 | 0 | 0
oh_line_8104404_200884710 |  | ABCN | node_8104404_200885257 | node_8104404_200884710 | 70.684 | bal_3P_477AL_4/0AC(N) | 8104404 | no | no |  |  | no |  |  | 0 | 0 | 0 | 0
oh_line_8104404_200884711-1 |  | AN | node_220465484 | node_8104404_200884711 | 35.082 | bal_1P_1/0AC_1/0AC(N) | 8104404 | no | no |  |  | no |  |  | 0 | 0 | 0 | 0
oh_line_8104404_200884711-2 |  | AN | node_220387425 | node_intto1_220465484 | 26.804 | bal_1P_1/0AC_1/0AC(N) | 8104404 | no | no |  |  | no |  |  | 0 | 0 | 0 | 0
oh_line_8104404_200884711-3 |  | AN | node_8104404_200884710 | node_intto1_220387425 | 163.267 | bal_1P_1/0AC_1/0AC(N) | 8104404 | no | no |  |  | no |  |  | 0 | 0 | 0 | 0
oh_line_8104404_200884712 |  | AN | node_8104404_200884711 | node_8104404_200884712 | 129.979 | bal_1P_1/0AA_1/0AA(N) | 8104404 | no | no |  |  | no |  |  | 0 | 0 | 0 | 0
oh_line_8104404_200884713 |  | AD | node_8104404_200884711 | node_8104404_200884713 | 335.454 | bal_1P_2AC | 8104404 | no | no |  |  | no |  |  | 0 | 0 | 0 | 0
oh_line_8104404_200884714 |  | AD | node_8104404_200884713 | node_intto1_8104404_200884714 | 369.654 | bal_1P_2AC | 8104404 | no | no |  |  | no |  |  | 0 | 0 | 0 | 0
oh_line_8104404_200884717 |  | AD | node_8104404_200955278 | node_8104404_200884717 | 297.458 | bal_1P_2AC | 8104404 | no | no |  |  | no |  |  | 0 | 0 | 0 | 0
oh_line_8104404_200884718 |  | AD | node_8104404_200884717 | node_8104404_200884718 | 414.106 | bal_1P_2AC | 8104404 | no | no |  |  | no |  |  | 0 | 0 | 0 | 0
oh_line_8104404_200884719 |  | AD | node_8104404_200884718 | node_8104404_200884719 | 402.923 | bal_1P_2AC | 8104404 | no | no |  |  | no |  |  | 0 | 0 | 0 | 0
oh_line_8104404_200884720 |  | AD | node_8104404_200884719 | node_8104404_200884720 | 342.118 | bal_1P_2AC | 8104404 | no | no |  |  | no |  |  | 0 | 0 | 0 | 0
oh_line_8104404_200884721 |  | AD | node_8104404_200884720 | node_8104404_200884721 | 411.401 | bal_1P_2AC | 8104404 | no | no |  |  | no |  |  | 0 | 0 | 0 | 0
oh_line_8104404_200884722 |  | AD | node_8104404_200884721 | node_8104404_200884722 | 351.65 | bal_1P_2AC | 8104404 | no | no |  |  | no |  |  | 0 | 0 | 0 | 0
oh_line_8104404_200884723 |  | AD | node_8104404_200884722 | node_8104404_200884723 | 188.452 | bal_1P_2AC | 8104404 | no | no |  |  | no |  |  | 0 | 0 | 0 | 0
oh_line_8104404_200884724 |  | AD | node_8104404_200884723 | node_8104404_200884724 | 164.74 | bal_1P_2AC | 8104404 | no | no |  |  | no |  |  | 0 | 0 | 0 | 0
oh_line_8104404_200884726 |  | AD | node_8104404_200884724 | node_8104404_200884726 | 245.067 | bal_1P_2AC | 8104404 | no | no |  |  | no |  |  | 0 | 0 | 0 | 0
oh_line_8104404_200884729 |  | AD | node_8104404_200884726 | node_8104404_200884729 | 318.911 | bal_1P_2AC | 8104404 | no | no |  |  | no |  |  | 0 | 0 | 0 | 0
oh_line_8104404_200884730 |  | AD | node_8104404_200884729 | node_8104404_200884730 | 342.917 | bal_1P_2AC | 8104404 | no | no |  |  | no |  |  | 0 | 0 | 0 | 0
oh_line_8104404_200884731 |  | AD | node_8104404_200884730 | node_8104404_200884731 | 284.018 | bal_1P_2AC | 8104404 | no | no |  |  | no |  |  | 0 | 0 | 0 | 0
oh_line_8104404_200884732 |  | AD | node_8104404_200884731 | node_8104404_200884732 | 367.522 | bal_1P_2AC | 8104404 | no | no |  |  | no |  |  | 0 | 0 | 0 | 0
oh_line_8104404_200884733 |  | AD | node_8104404_200884732 | node_intto1_8104404_200884733 | 63.211 | bal_1P_1/0AA | 8104404 | no | no |  |  | no |  |  | 0 | 0 | 0 | 0
oh_line_8104404_200884734 |  | AD | node_8104404_200884733 | node_8104404_200884734 | 299.459 | bal_1P_1/0AA | 8104404 | no | no |  |  | no |  |  | 0 | 0 | 0 | 0
oh_line_8104404_200884737 |  | AD | node_8104404_200884732 | node_8104404_200884737 | 346.961 | bal_1P_2AC | 8104404 | no | no |  |  | no |  |  | 0 | 0 | 0 | 0
oh_line_8104404_200884738 |  | AD | node_8104404_200884737 | node_8104404_200884738 | 343.719 | bal_1P_2AC | 8104404 | no | no |  |  | no |  |  | 0 | 0 | 0 | 0
oh_line_8104404_200884741 |  | AD | node_8104404_200884738 | node_8104404_200884741 | 395.866 | bal_1P_2AC | 8104404 | no | no |  |  | no |  |  | 0 | 0 | 0 | 0
oh_line_8104404_200884742 |  | AD | node_8104404_200884741 | node_8104404_200884742 | 321.363 | bal_1P_2AC | 8104404 | no | no |  |  | no |  |  | 0 | 0 | 0 | 0
oh_line_8104404_200884745 |  | AD | node_8104404_200884742 | node_8104404_200884745 | 366.086 | bal_1P_2AC | 8104404 | no | no |  |  | no |  |  | 0 | 0 | 0 | 0
oh_line_8104404_200884746 |  | AD | node_8104404_200884745 | node_8104404_200884746 | 211.764 | bal_1P_2AC | 8104404 | no | no |  |  | no |  |  | 0 | 0 | 0 | 0
oh_line_8104404_200884747 |  | AD | node_8104404_200884746 | node_8104404_200884747 | 241.953 | bal_1P_2AC | 8104404 | no | no |  |  | no |  |  | 0 | 0 | 0 | 0
oh_line_8104404_200884748 |  | AD | node_8104404_200884747 | node_8104404_200884748 | 284.657 | bal_1P_2AC | 8104404 | no | no |  |  | no |  |  | 0 | 0 | 0 | 0
oh_line_8104404_200884750 |  | AD | node_8104404_200968235 | node_8104404_200884750 | 181.422 | bal_1P_2AC | 8104404 | no | no |  |  | no |  |  | 0 | 0 | 0 | 0
oh_line_8104404_200884752 |  | AD | node_8104404_200884750 | node_8104404_200884752 | 235.382 | bal_1P_2AC | 8104404 | no | no |  |  | no |  |  | 0 | 0 | 0 | 0
oh_line_8104404_200884753 |  | AD | node_8104404_200884752 | node_8104404_200884753 | 442.125 | bal_1P_2AC | 8104404 | no | no |  |  | no |  |  | 0 | 0 | 0 | 0
oh_line_8104404_200884754 |  | AD | node_8104404_200884753 | node_8104404_200884754 | 414.433 | bal_1P_2AC | 8104404 | no | no |  |  | no |  |  | 0 | 0 | 0 | 0
oh_line_8104404_200884755 |  | AD | node_8104404_200884754 | node_8104404_200884755 | 221.19 | bal_1P_2AC | 8104404 | no | no |  |  | no |  |  | 0 | 0 | 0 | 0
oh_line_8104404_200884756 |  | AD | node_8104404_200884755 | node_8104404_200884756 | 191.798 | bal_1P_2AC | 8104404 | no | no |  |  | no |  |  | 0 | 0 | 0 | 0
oh_line_8104404_200884758 |  | AD | node_8104404_200884756 | node_8104404_200884758 | 369.673 | bal_1P_2AC | 8104404 | no | no |  |  | no |  |  | 0 | 0 | 0 | 0
oh_line_8104404_200884759 |  | AD | node_8104404_200884758 | node_8104404_200884759 | 332.773 | bal_1P_2AC | 8104404 | no | no |  |  | no |  |  | 0 | 0 | 0 | 0
oh_line_8104404_200884760 |  | AD | node_8104404_200884759 | node_8104404_200884760 | 395.995 | bal_1P_2AC | 8104404 | no | no |  |  | no |  |  | 0 | 0 | 0 | 0
oh_line_8104404_200884761 |  | AD | node_8104404_200884760 | node_8104404_200884761 | 337.304 | bal_1P_2AC | 8104404 | no | no |  |  | no |  |  | 0 | 0 | 0 | 0
oh_line_8104404_200884763-1 |  | AD | node_8104404_200884761 | node_1374657_943_15411167_268 | 397.199 | bal_1P_2AC | 8104404 | no | no |  |  | no |  |  | 0 | 0 | 0 | 0
oh_line_8104404_200884763-2 |  | AD | node_1374657_943_15411167_268 | node_8104404_200884763 | 17.334 | bal_1P_2AC | 8104404 | no | no |  |  | no |  |  | 0 | 0 | 0 | 0
oh_line_8104404_200884764 |  | AD | node_8104404_200884763 | node_8104404_200884764 | 409.16 | bal_1P_2AC | 8104404 | no | no |  |  | no |  |  | 0 | 0 | 0 | 0
oh_line_8104404_200884765 |  | AD | node_8104404_200884764 | node_8104404_200884765 | 331.527 | bal_1P_2AC | 8104404 | no | no |  |  | no |  |  | 0 | 0 | 0 | 0
oh_line_8104404_200884766 |  | AD | node_8104404_200884765 | node_8104404_200884766 | 335.79 | bal_1P_4AC | 8104404 | no | no |  |  | no |  |  | 0 | 0 | 0 | 0
oh_line_8104404_200884767 |  | AD | node_8104404_200884766 | node_8104404_200884767 | 327.409 | bal_1P_4AC | 8104404 | no | no |  |  | no |  |  | 0 | 0 | 0 | 0
oh_line_8104404_200884768 |  | AD | node_8104404_200884767 | node_8104404_200884768 | 309.361 | bal_1P_4AC | 8104404 | no | no |  |  | no |  |  | 0 | 0 | 0 | 0
oh_line_8104404_200884769 |  | AD | node_8104404_200884768 | node_8104404_200884769 | 124.766 | bal_1P_1/0AC | 8104404 | no | no |  |  | no |  |  | 0 | 0 | 0 | 0
oh_line_8104404_200884770 |  | AD | node_8104404_200884769 | node_8104404_200884770 | 155.038 | bal_1P_1/0AC | 8104404 | no | no |  |  | no |  |  | 0 | 0 | 0 | 0
oh_line_8104404_200884771 |  | AD | node_8104404_200884770 | node_8104404_200884771 | 228.68 | bal_1P_1/0AC | 8104404 | no | no |  |  | no |  |  | 0 | 0 | 0 | 0
oh_line_8104404_200884772 |  | AD | node_8104404_200884771 | node_8104404_200884772 | 166.118 | bal_1P_1/0AC | 8104404 | no | no |  |  | no |  |  | 0 | 0 | 0 | 0
oh_line_8104404_200884773 |  | AD | node_8104404_200884768 | node_8104404_200884773 | 394.829 | bal_1P_4AC | 8104404 | no | no |  |  | no |  |  | 0 | 0 | 0 | 0
oh_line_8104404_200884774 |  | AD | node_8104404_200884773 | node_8104404_200884774 | 389.67 | bal_1P_4AC | 8104404 | no | no |  |  | no |  |  | 0 | 0 | 0 | 0
oh_line_8104404_200884775 |  | AD | node_8104404_200884774 | node_8104404_200884775 | 370.443 | bal_1P_4AC | 8104404 | no | no |  |  | no |  |  | 0 | 0 | 0 | 0
oh_line_8104404_200884776 |  | AD | node_8104404_200884775 | node_8104404_200884776 | 370.969 | bal_1P_4AC | 8104404 | no | no |  |  | no |  |  | 0 | 0 | 0 | 0
oh_line_8104404_200884777 |  | AD | node_8104404_200884776 | node_8104404_200884777 | 81.346 | bal_1P_1/0AA | 8104404 | no | no |  |  | no |  |  | 0 | 0 | 0 | 0
oh_line_8104404_200884778 |  | AD | node_8104404_200884776 | node_8104404_200884778 | 396.911 | bal_1P_4AC | 8104404 | no | no |  |  | no |  |  | 0 | 0 | 0 | 0
oh_line_8104404_200884779 |  | AD | node_8104404_200884778 | node_intto1_8104404_200884779 | 430.373 | bal_1P_4AC | 8104404 | no | no |  |  | no |  |  | 0 | 0 | 0 | 0
oh_line_8104404_200884780 |  | AD | node_8104404_200884779 | node_8104404_200884780 | 454.554 | bal_1P_4AC | 8104404 | no | no |  |  | no |  |  | 0 | 0 | 0 | 0
oh_line_8104404_200884782 |  | AD | node_8104404_200884780 | node_8104404_200884782 | 354.869 | bal_1P_4AC | 8104404 | no | no |  |  | no |  |  | 0 | 0 | 0 | 0
oh_line_8104404_200884784-1 |  | AN | node_8104404_200884828 | node_intto1_220387412 | 225.552 | bal_1P_1/0AC_1/0AC(N) | 8104404 | no | no |  |  | no |  |  | 0 | 0 | 0 | 0
oh_line_8104404_200884784-2 |  | AN | node_220387412 | node_intto1_220462807 | 21.571 | bal_1P_1/0AC_1/0AC(N) | 8104404 | no | no |  |  | no |  |  | 0 | 0 | 0 | 0
oh_line_8104404_200884784-3 |  | AN | node_220462807 | node_8104404_200884784 | 13.674 | bal_1P_1/0AC_1/0AC(N) | 8104404 | no | no |  |  | no |  |  | 0 | 0 | 0 | 0
oh_line_8104404_200884785 |  | AD | node_8104404_200884817 | node_8104404_200884785 | 239.208 | bal_1P_2AC | 8104404 | no | no |  |  | no |  |  | 0 | 0 | 0 | 0
oh_line_8104404_200884786 |  | AD | node_8104404_200884785 | node_8104404_200884786 | 381.92 | bal_1P_2AC | 8104404 | no | no |  |  | no |  |  | 0 | 0 | 0 | 0
oh_line_8104404_200884787 |  | AD | node_8104404_200884786 | node_8104404_200884787 | 336.521 | bal_1P_2AC | 8104404 | no | no |  |  | no |  |  | 0 | 0 | 0 | 0
oh_line_8104404_200884788 |  | AD | node_8104404_200884787 | node_8104404_200884788 | 395.033 | bal_1P_2AC | 8104404 | no | no |  |  | no |  |  | 0 | 0 | 0 | 0
oh_line_8104404_200884789 |  | AD | node_8104404_200884788 | node_8104404_200884789 | 401.955 | bal_1P_2AC | 8104404 | no | no |  |  | no |  |  | 0 | 0 | 0 | 0
oh_line_8104404_200884791 |  | AD | node_8104404_200884789 | node_8104404_200884791 | 401.175 | bal_1P_2AC | 8104404 | no | no |  |  | no |  |  | 0 | 0 | 0 | 0
oh_line_8104404_200884792 |  | AD | node_8104404_200884791 | node_8104404_200884792 | 297.136 | bal_1P_2AC | 8104404 | no | no |  |  | no |  |  | 0 | 0 | 0 | 0
oh_line_8104404_200884793 |  | AD | node_8104404_200884792 | node_8104404_200884793 | 223.588 | bal_1P_2AC | 8104404 | no | no |  |  | no |  |  | 0 | 0 | 0 | 0
oh_line_8104404_200884794 |  | AD | node_8104404_200884793 | node_8104404_200884794 | 319.25 | bal_1P_2AC | 8104404 | no | no |  |  | no |  |  | 0 | 0 | 0 | 0
oh_line_8104404_200884795 |  | AD | node_8104404_200884794 | node_8104404_200884795 | 319.27 | bal_1P_2AC | 8104404 | no | no |  |  | no |  |  | 0 | 0 | 0 | 0
oh_line_8104404_200884796 |  | AD | node_8104404_200884784 | node_8104404_200884796 | 215.624 | bal_1P_1/0AC | 8104404 | no | no |  |  | no |  |  | 0 | 0 | 0 | 0
oh_line_8104404_200884797 |  | AD | node_8104404_200884795 | node_8104404_200884797 | 341.18 | bal_1P_2AC | 8104404 | no | no |  |  | no |  |  | 0 | 0 | 0 | 0
oh_line_8104404_200884798-1 |  | AD | node_8104404_200884797 | node_1377183_236_15432140_715 | 20.746 | bal_1P_2AC | 8104404 | no | no |  |  | no |  |  | 0 | 0 | 0 | 0
oh_line_8104404_200884798-2 |  | AD | node_1377183_236_15432140_715 | node_8104404_200884798 | 277.211 | bal_1P_2AC | 8104404 | no | no |  |  | no |  |  | 0 | 0 | 0 | 0
oh_line_8104404_200884799 |  | AD | node_8104404_200884798 | node_8104404_200884799 | 324.326 | bal_1P_2AC | 8104404 | no | no |  |  | no |  |  | 0 | 0 | 0 | 0
oh_line_8104404_200884801 |  | AD | node_8104404_200884799 | node_8104404_200884801 | 200.536 | bal_1P_2AC | 8104404 | no | no |  |  | no |  |  | 0 | 0 | 0 | 0
oh_line_8104404_200884802 |  | AD | node_8104404_200884801 | node_8104404_200884802 | 218.169 | bal_1P_2AC | 8104404 | no | no |  |  | no |  |  | 0 | 0 | 0 | 0
oh_line_8104404_200884803 |  | AD | node_8104404_200884802 | node_8104404_200884803 | 238.336 | bal_1P_2AC | 8104404 | no | no |  |  | no |  |  | 0 | 0 | 0 | 0
oh_line_8104404_200884804 |  | AD | node_8104404_200884803 | node_intto1_8104404_200884804 | 180.249 | bal_1P_2AC | 8104404 | no | no |  |  | no |  |  | 0 | 0 | 0 | 0
oh_line_8104404_200884805 |  | AD | node_8104404_200884804 | node_8104404_200884805 | 139.501 | bal_1P_2AC | 8104404 | no | no |  |  | no |  |  | 0 | 0 | 0 | 0
oh_line_8104404_200884806 |  | AD | node_8104404_200884805 | node_8104404_200884806 | 163.877 | bal_1P_2AC | 8104404 | no | no |  |  | no |  |  | 0 | 0 | 0 | 0
oh_line_8104404_200884807 |  | AD | node_8104404_200884806 | node_8104404_200884807 | 123.178 | bal_1P_2AC | 8104404 | no | no |  |  | no |  |  | 0 | 0 | 0 | 0
oh_line_8104404_200884809 |  | AD | node_8104404_200884796 | node_8104404_200884809 | 339.957 | bal_1P_2AC | 8104404 | no | no |  |  | no |  |  | 0 | 0 | 0 | 0
oh_line_8104404_200884810 |  | AD | node_8104404_200884809 | node_8104404_200884810 | 358.076 | bal_1P_2AC | 8104404 | no | no |  |  | no |  |  | 0 | 0 | 0 | 0
oh_line_8104404_200884811 |  | AD | node_8104404_200884810 | node_8104404_200884811 | 252.582 | bal_1P_2AC | 8104404 | no | no |  |  | no |  |  | 0 | 0 | 0 | 0
oh_line_8104404_200884812 |  | AD | node_8104404_200884811 | node_intto1_8104404_200884812 | 279.592 | bal_1P_2AC | 8104404 | no | no |  |  | no |  |  | 0 | 0 | 0 | 0
oh_line_8104404_200884813 |  | AD | node_8104404_200884812 | node_8104404_200884813 | 286.677 | bal_1P_2AC | 8104404 | no | no |  |  | no |  |  | 0 | 0 | 0 | 0
oh_line_8104404_200884814 |  | AD | node_8104404_200884813 | node_8104404_200884814 | 291.228 | bal_1P_2AC | 8104404 | no | no |  |  | no |  |  | 0 | 0 | 0 | 0
oh_line_8104404_200884815 |  | AD | node_8104404_200884814 | node_8104404_200884815 | 275.404 | bal_1P_2AC | 8104404 | no | no |  |  | no |  |  | 0 | 0 | 0 | 0
oh_line_8104404_200884816 |  | AD | node_8104404_200884815 | node_8104404_200884816 | 268.376 | bal_1P_2AC | 8104404 | no | no |  |  | no |  |  | 0 | 0 | 0 | 0
oh_line_8104404_200884817 |  | AD | node_8104404_200884816 | node_8104404_200884817 | 341.625 | bal_1P_2AC | 8104404 | no | no |  |  | no |  |  | 0 | 0 | 0 | 0
oh_line_8104404_200884818 |  | AD | node_8104404_200884805 | node_intto1_8104404_200884818 | 159.775 | bal_1P_2AC | 8104404 | no | no |  |  | no |  |  | 0 | 0 | 0 | 0
oh_line_8104404_200884819 |  | AD | node_8104404_200884818 | node_8104404_200884819 | 352.453 | bal_1P_2AC | 8104404 | no | no |  |  | no |  |  | 0 | 0 | 0 | 0
oh_line_8104404_200884822 |  | AN | node_8104404_200885169 | node_8104404_200884822 | 1228.937 | bal_1P_1/0AA_1/0AA(N) | 8104404 | no | no |  |  | no |  |  | 0 | 0 | 0 | 0
oh_line_8104404_200884823 |  | AN | node_8104404_200884822 | node_8104404_200884823 | 399.236 | bal_1P_1/0AA_1/0AA(N) | 8104404 | no | no |  |  | no |  |  | 0 | 0 | 0 | 0
oh_line_8104404_200884824 |  | AN | node_8104404_200884823 | node_8104404_200884824 | 399.309 | bal_1P_1/0AA_1/0AA(N) | 8104404 | no | no |  |  | no |  |  | 0 | 0 | 0 | 0
oh_line_8104404_200884825 |  | AN | node_8104404_200884824 | node_8104404_200884825 | 442.543 | bal_1P_1/0AA_1/0AA(N) | 8104404 | no | no |  |  | no |  |  | 0 | 0 | 0 | 0
oh_line_8104404_200884826 |  | AN | node_8104404_200884825 | node_8104404_200884826 | 126.993 | bal_1P_1/0AA_1/0AA(N) | 8104404 | no | no |  |  | no |  |  | 0 | 0 | 0 | 0
oh_line_8104404_200884827 |  | AN | node_8104404_200884826 | node_8104404_200884827 | 132.415 | bal_1P_1/0AA_1/0AA(N) | 8104404 | no | no |  |  | no |  |  | 0 | 0 | 0 | 0
oh_line_8104404_200884828 |  | ABCN | node_8104404_200884693 | node_8104404_200884828 | 302.23 | bal_3P_477AL_4/0AC(N) | 8104404 | no | no |  |  | no |  |  | 0 | 0 | 0 | 0
oh_line_8104404_200884829 |  | AD | node_8104404_200884810 | node_8104404_200884829 | 510.699 | bal_1P_2AC | 8104404 | no | no |  |  | no |  |  | 0 | 0 | 0 | 0
oh_line_8104404_200884830 |  | AD | node_8104404_200884829 | node_intto1_8104404_200884830 | 512.373 | bal_1P_2AC | 8104404 | no | no |  |  | no |  |  | 0 | 0 | 0 | 0
oh_line_8104404_200884831 |  | AD | node_8104404_200884830 | node_8104404_200884831 | 540.412 | bal_1P_2AC | 8104404 | no | no |  |  | no |  |  | 0 | 0 | 0 | 0
oh_line_8104404_200884832 |  | AD | node_8104404_200884831 | node_8104404_200884832 | 491.704 | bal_1P_2AC | 8104404 | no | no |  |  | no |  |  | 0 | 0 | 0 | 0
oh_line_8104404_200884833 |  | AD | node_8104404_200884832 | node_8104404_200884833 | 458.151 | bal_1P_2AC | 8104404 | no | no |  |  | no |  |  | 0 | 0 | 0 | 0
oh_line_8104404_200884835 |  | AD | node_8104404_200884833 | node_8104404_200884835 | 508.016 | bal_1P_2AC | 8104404 | no | no |  |  | no |  |  | 0 | 0 | 0 | 0
oh_line_8104404_200884897 |  | AD | node_8104404_200884924 | node_8104404_200884897 | 124.5 | bal_1P_1/0AC | 8104404 | no | no |  |  | no |  |  | 0 | 0 | 0 | 0
oh_line_8104404_200884899-1 |  | AN | node_220465165 | node_8104404_200884899 | 5.331 | bal_1P_1/0AA_1/0AA(N) | 8104404 | no | no |  |  | no |  |  | 0 | 0 | 0 | 0
oh_line_8104404_200884899-2 |  | AN | node_220387442 | node_intto1_220465165 | 10.021 | bal_1P_1/0AA_1/0AA(N) | 8104404 | no | no |  |  | no |  |  | 0 | 0 | 0 | 0
oh_line_8104404_200884899-3 |  | AN | node_8104404_200885372 | node_intto1_220387442 | 157.382 | bal_1P_1/0AA_1/0AA(N) | 8104404 | no | no |  |  | no |  |  | 0 | 0 | 0 | 0
oh_line_8104404_200884900 |  | AD | node_8104404_200884899 | node_8104404_200884900 | 335.471 | bal_1P_1/0AA | 8104404 | no | no |  |  | no |  |  | 0 | 0 | 0 | 0
oh_line_8104404_200884901 |  | AD | node_8104404_200884965 | node_8104404_200884901 | 239.574 | bal_1P_6ACW | 8104404 | no | no |  |  | no |  |  | 0 | 0 | 0 | 0
oh_line_8104404_200884902 |  | AD | node_8104404_200884901 | node_intto1_8104404_200884902 | 241.78 | bal_1P_1/0AC | 8104404 | no | no |  |  | no |  |  | 0 | 0 | 0 | 0
oh_line_8104404_200884903 |  | AD | node_8104404_200884902 | node_8104404_200884903 | 343.644 | bal_1P_1/0AC | 8104404 | no | no |  |  | no |  |  | 0 | 0 | 0 | 0
oh_line_8104404_200884904 |  | AD | node_8104404_200884903 | node_8104404_200884904 | 356.801 | bal_1P_1/0AC | 8104404 | no | no |  |  | no |  |  | 0 | 0 | 0 | 0
oh_line_8104404_200884905 |  | AD | node_8104404_200884904 | node_8104404_200884905 | 371.181 | bal_1P_1/0AC | 8104404 | no | no |  |  | no |  |  | 0 | 0 | 0 | 0
oh_line_8104404_200884906 |  | AD | node_8104404_200884901 | node_8104404_200884906 | 341.052 | bal_1P_6ACW | 8104404 | no | no |  |  | no |  |  | 0 | 0 | 0 | 0
oh_line_8104404_200884907 |  | AD | node_8104404_200884906 | node_8104404_200884907 | 359.2 | bal_1P_6ACW | 8104404 | no | no |  |  | no |  |  | 0 | 0 | 0 | 0
oh_line_8104404_200884908 |  | AD | node_8104404_200884907 | node_8104404_200884908 | 352.214 | bal_1P_6ACW | 8104404 | no | no |  |  | no |  |  | 0 | 0 | 0 | 0
oh_line_8104404_200884909 |  | AD | node_8104404_200884908 | node_8104404_200884909 | 398.896 | bal_1P_6ACW | 8104404 | no | no |  |  | no |  |  | 0 | 0 | 0 | 0
oh_line_8104404_200884913 |  | AD | node_8104404_200884905 | node_8104404_200884913 | 134.22 | bal_1P_1/0AA | 8104404 | no | no |  |  | no |  |  | 0 | 0 | 0 | 0
oh_line_8104404_200884914 |  | AD | node_8104404_200884909 | node_8104404_200884914 | 479.626 | bal_1P_6ACW | 8104404 | no | no |  |  | no |  |  | 0 | 0 | 0 | 0
oh_line_8104404_200884915 |  | AD | node_8104404_200884914 | node_8104404_200884915 | 357.708 | bal_1P_6ACW | 8104404 | no | no |  |  | no |  |  | 0 | 0 | 0 | 0
oh_line_8104404_200884916 |  | AD | node_8104404_200884915 | node_8104404_200884916 | 375.965 | bal_1P_6ACW | 8104404 | no | no |  |  | no |  |  | 0 | 0 | 0 | 0
oh_line_8104404_200884917 |  | AD | node_8104404_200884916 | node_8104404_200884917 | 406.529 | bal_1P_6ACW | 8104404 | no | no |  |  | no |  |  | 0 | 0 | 0 | 0
oh_line_8104404_200884918 |  | AD | node_8104404_200884917 | node_8104404_200884918 | 312.772 | bal_1P_6ACW | 8104404 | no | no |  |  | no |  |  | 0 | 0 | 0 | 0
oh_line_8104404_200884919 |  | AD | node_8104404_200884900 | node_intto1_8104404_200884919 | 190.337 | bal_1P_1/0AA | 8104404 | no | no |  |  | no |  |  | 0 | 0 | 0 | 0
oh_line_8104404_200884921 |  | AD | node_8104404_200884919 | node_8104404_200884921 | 379.668 | bal_1P_1/0AA | 8104404 | no | no |  |  | no |  |  | 0 | 0 | 0 | 0
oh_line_8104404_200884922 |  | AD | node_8104404_200884918 | node_8104404_200884922 | 260.828 | bal_1P_6ACW | 8104404 | no | no |  |  | no |  |  | 0 | 0 | 0 | 0
oh_line_8104404_200884924 |  | AD | node_8104404_200884922 | node_8104404_200884924 | 473.057 | bal_1P_6ACW | 8104404 | no | no |  |  | no |  |  | 0 | 0 | 0 | 0
oh_line_8104404_200884928 |  | AD | node_8104404_201069977 | node_8104404_200884928 | 305.729 | bal_1P_6ACW | 8104404 | no | no |  |  | no |  |  | 0 | 0 | 0 | 0
oh_line_8104404_200884930 |  | AD | node_8104404_200884928 | node_8104404_200884930 | 286.318 | bal_1P_6ACW | 8104404 | no | no |  |  | no |  |  | 0 | 0 | 0 | 0
oh_line_8104404_200884932 |  | AD | node_8104404_200884930 | node_8104404_200884932 | 555.328 | bal_1P_6ACW | 8104404 | no | no |  |  | no |  |  | 0 | 0 | 0 | 0
oh_line_8104404_200884933 |  | AD | node_8104404_200883510 | node_8104404_200884933 | 248.565 | bal_1P_2AC | 8104404 | no | no |  |  | no |  |  | 0 | 0 | 0 | 0
oh_line_8104404_200884935 |  | AD | node_8104404_201014128 | node_8104404_200884935 | 282.593 | bal_1P_1/0AA | 8104404 | no | no |  |  | no |  |  | 0 | 0 | 0 | 0
oh_line_8104404_200884936 |  | AD | node_8104404_200883508 | node_intto1_8104404_200884936 | 445.806 | bal_1P_2AC | 8104404 | no | no |  |  | no |  |  | 0 | 0 | 0 | 0
oh_line_8104404_200884937 |  | AD | node_8104404_200884936 | node_8104404_200884937 | 441.08 | bal_1P_2AC | 8104404 | no | no |  |  | no |  |  | 0 | 0 | 0 | 0
oh_line_8104404_200884938 |  | AD | node_8104404_200884937 | node_8104404_200884938 | 381.664 | bal_1P_2AC | 8104404 | no | no |  |  | no |  |  | 0 | 0 | 0 | 0
oh_line_8104404_200884939 |  | AD | node_8104404_200884921 | node_8104404_200884939 | 387.218 | bal_1P_1/0AA | 8104404 | no | no |  |  | no |  |  | 0 | 0 | 0 | 0
oh_line_8104404_200884940 |  | AD | node_8104404_200884939 | node_8104404_200884940 | 371.063 | bal_1P_2AC | 8104404 | no | no |  |  | no |  |  | 0 | 0 | 0 | 0
oh_line_8104404_200884941 |  | AD | node_8104404_200884938 | node_8104404_200884941 | 437.535 | bal_1P_2AC | 8104404 | no | no |  |  | no |  |  | 0 | 0 | 0 | 0
oh_line_8104404_200884942 |  | AD | node_8104404_200884941 | node_8104404_200884942 | 390.153 | bal_1P_2AC | 8104404 | no | no |  |  | no |  |  | 0 | 0 | 0 | 0
oh_line_8104404_200884943 |  | AD | node_8104404_200884942 | node_8104404_200884943 | 465.988 | bal_1P_2AC | 8104404 | no | no |  |  | no |  |  | 0 | 0 | 0 | 0
oh_line_8104404_200884944 |  | AD | node_8104404_200884943 | node_8104404_200884944 | 247.245 | bal_1P_2AC | 8104404 | no | no |  |  | no |  |  | 0 | 0 | 0 | 0
oh_line_8104404_200884945 |  | AD | node_8104404_200884944 | node_8104404_200884945 | 144.025 | bal_1P_2AC | 8104404 | no | no |  |  | no |  |  | 0 | 0 | 0 | 0
oh_line_8104404_200884946 |  | AD | node_8104404_200884945 | node_8104404_200884946 | 359.979 | bal_1P_2AC | 8104404 | no | no |  |  | no |  |  | 0 | 0 | 0 | 0
oh_line_8104404_200884947 |  | AD | node_8104404_200884946 | node_8104404_200884947 | 234.062 | bal_1P_2AC | 8104404 | no | no |  |  | no |  |  | 0 | 0 | 0 | 0
oh_line_8104404_200884948 |  | AD | node_8104404_200884947 | node_8104404_200884948 | 366.459 | bal_1P_2AC | 8104404 | no | no |  |  | no |  |  | 0 | 0 | 0 | 0
oh_line_8104404_200884949 |  | AD | node_8104404_200884940 | node_8104404_200884949 | 230.843 | bal_1P_2AC | 8104404 | no | no |  |  | no |  |  | 0 | 0 | 0 | 0
oh_line_8104404_200884950 |  | AD | node_8104404_200884949 | node_8104404_200884950 | 628.155 | bal_1P_2AC | 8104404 | no | no |  |  | no |  |  | 0 | 0 | 0 | 0
oh_line_8104404_200884952 |  | AD | node_8104404_201057779 | node_intto1_8104404_200884952 | 214.239 | bal_1P_2AC | 8104404 | no | no |  |  | no |  |  | 0 | 0 | 0 | 0
oh_line_8104404_200884953 |  | AD | node_8104404_200884952 | node_8104404_200884953 | 213.403 | bal_1P_2AC | 8104404 | no | no |  |  | no |  |  | 0 | 0 | 0 | 0
oh_line_8104404_200884954 |  | AD | node_8104404_200884953 | node_8104404_200884954 | 288.048 | bal_1P_1/0AA | 8104404 | no | no |  |  | no |  |  | 0 | 0 | 0 | 0
oh_line_8104404_200884955 |  | AD | node_8104404_200884954 | node_8104404_200884955 | 280.4 | bal_1P_1/0AA | 8104404 | no | no |  |  | no |  |  | 0 | 0 | 0 | 0
oh_line_8104404_200884956 |  | AD | node_8104404_200884949 | node_8104404_200884956 | 229.052 | bal_1P_1/0AA | 8104404 | no | no |  |  | no |  |  | 0 | 0 | 0 | 0
oh_line_8104404_200884957 |  | AD | node_8104404_200884956 | node_8104404_200884957 | 203.657 | bal_1P_1/0AA | 8104404 | no | no |  |  | no |  |  | 0 | 0 | 0 | 0
oh_line_8104404_200884959 |  | AD | node_8104404_200884957 | node_8104404_200884959 | 351.731 | bal_1P_1/0AA | 8104404 | no | no |  |  | no |  |  | 0 | 0 | 0 | 0
oh_line_8104404_200884961 |  | AD | node_8104404_200969473 | node_8104404_200884961 | 272.267 | bal_1P_1/0AA | 8104404 | no | no |  |  | no |  |  | 0 | 0 | 0 | 0
oh_line_8104404_200884963 |  | AD | node_8104404_200884961 | node_8104404_200884963 | 113.038 | bal_1P_1/0AC | 8104404 | no | no |  |  | no |  |  | 0 | 0 | 0 | 0
oh_line_8104404_200884964 |  | AD | node_8104404_200884963 | node_8104404_200884964 | 200.823 | bal_1P_1/0AC | 8104404 | no | no |  |  | no |  |  | 0 | 0 | 0 | 0
oh_line_8104404_200884965 |  | AD | node_8104404_200884961 | node_8104404_200884965 | 290.945 | bal_1P_6ACW | 8104404 | no | no |  |  | no |  |  | 0 | 0 | 0 | 0
oh_line_8104404_200884967-1 |  | AN | node_220440836 | node_8104404_200884967 | 11.105 | bal_1P_477AL_4/0AC(N) | 8104404 | no | no |  |  | no |  |  | 0 | 0 | 0 | 0
oh_line_8104404_200884967-2 |  | AN | node_220387426 | node_intto1_220440836 | 12.344 | bal_1P_477AL_4/0AC(N) | 8104404 | no | no |  |  | no |  |  | 0 | 0 | 0 | 0
oh_line_8104404_200884967-3 |  | AN | node_8104404_200884710 | node_intto1_220387426 | 170.892 | bal_1P_477AL_4/0AC(N) | 8104404 | no | no |  |  | no |  |  | 0 | 0 | 0 | 0
oh_line_8104404_200884968 |  | AD | node_8104404_200884967 | node_8104404_200884968 | 123.386 | bal_1P_2AC | 8104404 | no | no |  |  | no |  |  | 0 | 0 | 0 | 0
oh_line_8104404_200884969 |  | AD | node_8104404_200885023 | node_intto1_8104404_200884969 | 342.575 | bal_1P_1/0AC | 8104404 | no | no |  |  | no |  |  | 0 | 0 | 0 | 0
oh_line_8104404_200884970 |  | AD | node_8104404_200884969 | node_8104404_200884970 | 341.515 | bal_1P_1/0AC | 8104404 | no | no |  |  | no |  |  | 0 | 0 | 0 | 0
oh_line_8104404_200884971 |  | AD | node_8104404_200884970 | node_8104404_200884971 | 252.388 | bal_1P_1/0AC | 8104404 | no | no |  |  | no |  |  | 0 | 0 | 0 | 0
oh_line_8104404_200884972 |  | AD | node_8104404_200884971 | node_8104404_200884972 | 274.817 | bal_1P_1/0AA | 8104404 | no | no |  |  | no |  |  | 0 | 0 | 0 | 0
oh_line_8104404_200884973 |  | AD | node_8104404_200884972 | node_8104404_200884973 | 241.618 | bal_1P_1/0AA | 8104404 | no | no |  |  | no |  |  | 0 | 0 | 0 | 0
oh_line_8104404_200884974 |  | AD | node_8104404_200884971 | node_8104404_200884974 | 203.562 | bal_1P_1/0AC | 8104404 | no | no |  |  | no |  |  | 0 | 0 | 0 | 0
oh_line_8104404_200884976 |  | AD | node_8104404_200884974 | node_8104404_200884976 | 222.154 | bal_1P_1/0AC | 8104404 | no | no |  |  | no |  |  | 0 | 0 | 0 | 0
oh_line_8104404_200884977 |  | AD | node_8104404_200884976 | node_8104404_200884977 | 360.618 | bal_1P_1/0AC | 8104404 | no | no |  |  | no |  |  | 0 | 0 | 0 | 0
oh_line_8104404_200884979 |  | AD | node_8104404_200884977 | node_8104404_200884979 | 320.276 | bal_1P_1/0AC | 8104404 | no | no |  |  | no |  |  | 0 | 0 | 0 | 0
oh_line_8104404_200884980-1 |  | AD | node_1367159_607_15420360_188 | node_8104404_200884980 | 12.276 | bal_1P_1/0AC | 8104404 | no | no |  |  | no |  |  | 0 | 0 | 0 | 0
oh_line_8104404_200884980-2 |  | AD | node_8104404_200884979 | node_1367159_607_15420360_188 | 293.184 | bal_1P_1/0AC | 8104404 | no | no |  |  | no |  |  | 0 | 0 | 0 | 0
oh_line_8104404_200884981 |  | AD | node_8104404_200884980 | node_8104404_200884981 | 305.532 | bal_1P_1/0AC | 8104404 | no | no |  |  | no |  |  | 0 | 0 | 0 | 0
oh_line_8104404_200884983 |  | AD | node_8104404_200884981 | node_8104404_200884983 | 297.682 | bal_1P_1/0AC | 8104404 | no | no |  |  | no |  |  | 0 | 0 | 0 | 0
oh_line_8104404_200884984 |  | AD | node_8104404_200884983 | node_8104404_200884984 | 235.944 | bal_1P_1/0AC | 8104404 | no | no |  |  | no |  |  | 0 | 0 | 0 | 0
oh_line_8104404_200884986 |  | AD | node_8104404_200884984 | node_8104404_200884986 | 221.09 | bal_1P_1/0AC | 8104404 | no | no |  |  | no |  |  | 0 | 0 | 0 | 0
oh_line_8104404_200884987 |  | AD | node_8104404_200884986 | node_8104404_200884987 | 339.939 | bal_1P_1/0AC | 8104404 | no | no |  |  | no |  |  | 0 | 0 | 0 | 0
oh_line_8104404_200884988 |  | AD | node_8104404_200884987 | node_8104404_200884988 | 191.957 | bal_1P_1/0AC | 8104404 | no | no |  |  | no |  |  | 0 | 0 | 0 | 0
oh_line_8104404_200884989 |  | AD | node_8104404_200884988 | node_8104404_200884989 | 300.566 | bal_1P_1/0AC | 8104404 | no | no |  |  | no |  |  | 0 | 0 | 0 | 0
oh_line_8104404_200884990 |  | AD | node_8104404_200884989 | node_8104404_200884990 | 287.447 | bal_1P_1/0AC | 8104404 | no | no |  |  | no |  |  | 0 | 0 | 0 | 0
oh_line_8104404_200884991 |  | AD | node_8104404_200884968 | node_intto1_8104404_200884991 | 320.684 | bal_1P_1/0AC | 8104404 | no | no |  |  | no |  |  | 0 | 0 | 0 | 0
oh_line_8104404_200884992 |  | AD | node_8104404_200884991 | node_8104404_200884992 | 130.498 | bal_1P_1/0AA | 8104404 | no | no |  |  | no |  |  | 0 | 0 | 0 | 0
oh_line_8104404_200884993 |  | AD | node_8104404_200884992 | node_8104404_200884993 | 287.011 | bal_1P_1/0AA | 8104404 | no | no |  |  | no |  |  | 0 | 0 | 0 | 0
oh_line_8104404_200884994 |  | AD | node_8104404_200884991 | node_8104404_200884994 | 327.359 | bal_1P_1/0AC | 8104404 | no | no |  |  | no |  |  | 0 | 0 | 0 | 0
oh_line_8104404_200884995 |  | AD | node_8104404_200884994 | node_8104404_200884995 | 350.947 | bal_1P_1/0AC | 8104404 | no | no |  |  | no |  |  | 0 | 0 | 0 | 0
oh_line_8104404_200884996 |  | AD | node_8104404_200884990 | node_8104404_200884996 | 282.444 | bal_1P_1/0AC | 8104404 | no | no |  |  | no |  |  | 0 | 0 | 0 | 0
oh_line_8104404_200884997 |  | AD | node_8104404_200884996 | node_8104404_200884997 | 292.125 | bal_1P_1/0AC | 8104404 | no | no |  |  | no |  |  | 0 | 0 | 0 | 0
oh_line_8104404_200884998 |  | AD | node_8104404_200884997 | node_8104404_200884998 | 355.702 | bal_1P_2AC | 8104404 | no | no |  |  | no |  |  | 0 | 0 | 0 | 0
oh_line_8104404_200884999 |  | AD | node_8104404_200884998 | node_8104404_200884999 | 316.016 | bal_1P_2AC | 8104404 | no | no |  |  | no |  |  | 0 | 0 | 0 | 0
oh_line_8104404_200885001 |  | AD | node_8104404_200884999 | node_8104404_200885001 | 254.229 | bal_1P_2AC | 8104404 | no | no |  |  | no |  |  | 0 | 0 | 0 | 0
oh_line_8104404_200885005 |  | AD | node_8104404_200884997 | node_intto1_8104404_200885005 | 569.358 | bal_1P_6ST | 8104404 | no | no |  |  | no |  |  | 0 | 0 | 0 | 0
oh_line_8104404_200885006 |  | AD | node_8104404_200885005 | node_8104404_200885006 | 387.014 | bal_1P_6ST | 8104404 | no | no |  |  | no |  |  | 0 | 0 | 0 | 0
oh_line_8104404_200885007 |  | AD | node_8104404_200885006 | node_8104404_200885007 | 381.921 | bal_1P_2AC | 8104404 | no | no |  |  | no |  |  | 0 | 0 | 0 | 0
oh_line_8104404_200885008 |  | AD | node_8104404_200885006 | node_8104404_200885008 | 511.201 | bal_1P_6ST | 8104404 | no | no |  |  | no |  |  | 0 | 0 | 0 | 0
oh_line_8104404_200885010 |  | AD | node_8104404_200885008 | node_8104404_200885010 | 446.199 | bal_1P_6ST | 8104404 | no | no |  |  | no |  |  | 0 | 0 | 0 | 0
oh_line_8104404_200885012 |  | AD | node_8104404_200885010 | node_8104404_200885012 | 187.377 | bal_1P_1/0AA | 8104404 | no | no |  |  | no |  |  | 0 | 0 | 0 | 0
oh_line_8104404_200885013 |  | AD | node_8104404_200884995 | node_8104404_200885013 | 360.614 | bal_1P_1/0AC | 8104404 | no | no |  |  | no |  |  | 0 | 0 | 0 | 0
oh_line_8104404_200885014 |  | AD | node_8104404_200885013 | node_8104404_200885014 | 358.433 | bal_1P_1/0AC | 8104404 | no | no |  |  | no |  |  | 0 | 0 | 0 | 0
oh_line_8104404_200885015 |  | AD | node_8104404_200885014 | node_8104404_200885015 | 244.507 | bal_1P_1/0AC | 8104404 | no | no |  |  | no |  |  | 0 | 0 | 0 | 0
oh_line_8104404_200885016 |  | AD | node_8104404_200885015 | node_8104404_200885016 | 212.772 | bal_1P_1/0AC | 8104404 | no | no |  |  | no |  |  | 0 | 0 | 0 | 0
oh_line_8104404_200885017 |  | AD | node_8104404_200885016 | node_8104404_200885017 | 378.053 | bal_1P_1/0AC | 8104404 | no | no |  |  | no |  |  | 0 | 0 | 0 | 0
oh_line_8104404_200885018 |  | AD | node_8104404_200885017 | node_8104404_200885018 | 372.29 | bal_1P_1/0AC | 8104404 | no | no |  |  | no |  |  | 0 | 0 | 0 | 0
oh_line_8104404_200885021 |  | AD | node_8104404_201066629 | node_8104404_200885021 | 360.702 | bal_1P_1/0AC | 8104404 | no | no |  |  | no |  |  | 0 | 0 | 0 | 0
oh_line_8104404_200885022 |  | AD | node_8104404_200885021 | node_8104404_200885022 | 387.338 | bal_1P_1/0AC | 8104404 | no | no |  |  | no |  |  | 0 | 0 | 0 | 0
oh_line_8104404_200885023 |  | AD | node_8104404_200885022 | node_8104404_200885023 | 360.688 | bal_1P_1/0AC | 8104404 | no | no |  |  | no |  |  | 0 | 0 | 0 | 0
oh_line_8104404_200885024 |  | AD | node_8104404_200909380 | node_8104404_200885024 | 255.914 | bal_1P_1/0AA | 8104404 | no | no |  |  | no |  |  | 0 | 0 | 0 | 0
oh_line_8104404_200885026 |  | AD | node_8104404_200886797 | node_8104404_200885026 | 264.569 | bal_1P_1/0AA | 8104404 | no | no |  |  | no |  |  | 0 | 0 | 0 | 0
oh_line_8104404_200885027 |  | AD | node_8104404_200885029 | node_intto1_8104404_200885027 | 287.654 | bal_1P_1/0AA | 8104404 | no | no |  |  | no |  |  | 0 | 0 | 0 | 0
oh_line_8104404_200885029 |  | AD | node_8104404_200885030 | node_8104404_200885029 | 117.802 | bal_1P_1/0AA | 8104404 | no | no |  |  | no |  |  | 0 | 0 | 0 | 0
oh_line_8104404_200885030 |  | AD | node_8104404_200885031 | node_8104404_200885030 | 143.589 | bal_1P_1/0AA | 8104404 | no | no |  |  | no |  |  | 0 | 0 | 0 | 0
oh_line_8104404_200885031 |  | AD | node_8104404_200885032 | node_8104404_200885031 | 274.79 | bal_1P_1/0AA | 8104404 | no | no |  |  | no |  |  | 0 | 0 | 0 | 0
oh_line_8104404_200885032 |  | AD | node_8104404_200885049 | node_8104404_200885032 | 243.364 | bal_1P_1/0AA | 8104404 | no | no |  |  | no |  |  | 0 | 0 | 0 | 0
oh_line_8104404_200885033 |  | AD | node_8104404_200885032 | node_8104404_200885033 | 192.992 | bal_1P_1/0AA | 8104404 | no | no |  |  | no |  |  | 0 | 0 | 0 | 0
oh_line_8104404_200885049 |  | AD | node_8104404_200885050 | node_8104404_200885049 | 251.604 | bal_1P_1/0AA | 8104404 | no | no |  |  | no |  |  | 0 | 0 | 0 | 0
oh_line_8104404_200885050 |  | AD | node_8104404_200886794 | node_8104404_200885050 | 289.607 | bal_1P_1/0AA | 8104404 | no | no |  |  | no |  |  | 0 | 0 | 0 | 0
oh_line_8104404_200885051 |  | AD | node_8104404_200884803 | node_intto1_8104404_200885051 | 270.437 | bal_1P_4AC | 8104404 | no | no |  |  | no |  |  | 0 | 0 | 0 | 0
oh_line_8104404_200885052 |  | AD | node_8104404_200885051 | node_8104404_200885052 | 324.431 | bal_1P_4AC | 8104404 | no | no |  |  | no |  |  | 0 | 0 | 0 | 0
oh_line_8104404_200885053 |  | AD | node_8104404_200885052 | node_8104404_200885053 | 420.745 | bal_1P_4AC | 8104404 | no | no |  |  | no |  |  | 0 | 0 | 0 | 0
oh_line_8104404_200885054 |  | AD | node_8104404_200885053 | node_8104404_200885054 | 473.773 | bal_1P_4AC | 8104404 | no | no |  |  | no |  |  | 0 | 0 | 0 | 0
oh_line_8104404_200885055 |  | AD | node_8104404_200885054 | node_8104404_200885055 | 217.002 | bal_1P_4AC | 8104404 | no | no |  |  | no |  |  | 0 | 0 | 0 | 0
oh_line_8104404_200885056 |  | AN | node_8104404_200885422 | node_8104404_200885056 | 67.489 | bal_1P_1/0AA_1/0AA(N) | 8104404 | no | no |  |  | no |  |  | 0 | 0 | 0 | 0
oh_line_8104404_200885057-1 |  | AN | node_311993491 | node_8104404_200885057 | 18.659 | bal_1P_1/0AA_1/0AA(N) | 8104404 | no | no |  |  | no |  |  | 0 | 0 | 0 | 0
oh_line_8104404_200885057-2 |  | AN | node_220387432 | node_intto1_311993491 | 21.914 | bal_1P_1/0AA_1/0AA(N) | 8104404 | no | no |  |  | no |  |  | 0 | 0 | 0 | 0
oh_line_8104404_200885057-3 |  | AN | node_8104404_200885056 | node_intto1_220387432 | 195.817 | bal_1P_1/0AA_1/0AA(N) | 8104404 | no | no |  |  | no |  |  | 0 | 0 | 0 | 0
oh_line_8104404_200885058 |  | AD | node_8104404_200885090 | node_8104404_200885058 | 374.667 | bal_1P_2AC | 8104404 | no | no |  |  | no |  |  | 0 | 0 | 0 | 0
oh_line_8104404_200885059 |  | AD | node_8104404_200885058 | node_8104404_200885059 | 344.979 | bal_1P_2AC | 8104404 | no | no |  |  | no |  |  | 0 | 0 | 0 | 0
oh_line_8104404_200885060 |  | AD | node_8104404_200885059 | node_8104404_200885060 | 163.018 | bal_1P_2AC | 8104404 | no | no |  |  | no |  |  | 0 | 0 | 0 | 0
oh_line_8104404_200885061 |  | AD | node_8104404_200885060 | node_intto1_8104404_200885061 | 362.914 | bal_1P_1/0AC | 8104404 | no | no |  |  | no |  |  | 0 | 0 | 0 | 0
oh_line_8104404_200885062 |  | AD | node_8104404_200885061 | node_8104404_200885062 | 357.851 | bal_1P_1/0AC | 8104404 | no | no |  |  | no |  |  | 0 | 0 | 0 | 0
oh_line_8104404_200885063 |  | AD | node_8104404_200885062 | node_8104404_200885063 | 362.131 | bal_1P_1/0AC | 8104404 | no | no |  |  | no |  |  | 0 | 0 | 0 | 0
oh_line_8104404_200885064 |  | AD | node_8104404_200885060 | node_8104404_200885064 | 162.219 | bal_1P_2AC | 8104404 | no | no |  |  | no |  |  | 0 | 0 | 0 | 0
oh_line_8104404_200885065 |  | AD | node_8104404_200885064 | node_8104404_200885065 | 329.186 | bal_1P_2AC | 8104404 | no | no |  |  | no |  |  | 0 | 0 | 0 | 0
oh_line_8104404_200885066 |  | AD | node_8104404_200885065 | node_8104404_200885066 | 314.57 | bal_1P_2AC | 8104404 | no | no |  |  | no |  |  | 0 | 0 | 0 | 0
oh_line_8104404_200885067 |  | AD | node_8104404_200885066 | node_8104404_200885067 | 386.905 | bal_1P_2AC | 8104404 | no | no |  |  | no |  |  | 0 | 0 | 0 | 0
oh_line_8104404_200885068 |  | AD | node_8104404_200885067 | node_8104404_200885068 | 192.586 | bal_1P_2AC | 8104404 | no | no |  |  | no |  |  | 0 | 0 | 0 | 0
oh_line_8104404_200885069 |  | AD | node_8104404_200885068 | node_intto1_8104404_200885069 | 495.044 | bal_1P_2AC | 8104404 | no | no |  |  | no |  |  | 0 | 0 | 0 | 0
oh_line_8104404_200885070 |  | AD | node_8104404_200885069 | node_8104404_200885070 | 517.503 | bal_1P_2AC | 8104404 | no | no |  |  | no |  |  | 0 | 0 | 0 | 0
oh_line_8104404_200885071 |  | AD | node_8104404_200885070 | node_8104404_200885071 | 58.832 | bal_1P_1/0AA | 8104404 | no | no |  |  | no |  |  | 0 | 0 | 0 | 0
oh_line_8104404_200885072 |  | AD | node_8104404_200885057 | node_8104404_200885072 | 129.178 | bal_1P_4ACW | 8104404 | no | no |  |  | no |  |  | 0 | 0 | 0 | 0
oh_line_8104404_200885074 |  | AD | node_8104404_200885072 | node_intto1_8104404_200885074 | 254.427 | bal_1P_4ACW | 8104404 | no | no |  |  | no |  |  | 0 | 0 | 0 | 0
oh_line_8104404_200885075 |  | AD | node_8104404_200885071 | node_8104404_200885075 | 292.787 | bal_1P_1/0AA | 8104404 | no | no |  |  | no |  |  | 0 | 0 | 0 | 0
oh_line_8104404_200885076 |  | AD | node_8104404_200885075 | node_8104404_200885076 | 294.504 | bal_1P_1/0AA | 8104404 | no | no |  |  | no |  |  | 0 | 0 | 0 | 0
oh_line_8104404_200885077 |  | AD | node_8104404_200885076 | node_8104404_200885077 | 302.506 | bal_1P_1/0AA | 8104404 | no | no |  |  | no |  |  | 0 | 0 | 0 | 0
oh_line_8104404_200885079 |  | AD | node_8104404_200885077 | node_8104404_200885079 | 289.711 | bal_1P_1/0AA | 8104404 | no | no |  |  | no |  |  | 0 | 0 | 0 | 0
oh_line_8104404_200885080 |  | AD | node_8104404_200885079 | node_8104404_200885080 | 331.51 | bal_1P_1/0AA | 8104404 | no | no |  |  | no |  |  | 0 | 0 | 0 | 0
oh_line_8104404_200885082 |  | AD | node_8104404_200885074 | node_8104404_200885082 | 350.323 | bal_1P_4ACW | 8104404 | no | no |  |  | no |  |  | 0 | 0 | 0 | 0
oh_line_8104404_200885083 |  | AD | node_8104404_200885082 | node_8104404_200885083 | 367.16 | bal_1P_4ACW | 8104404 | no | no |  |  | no |  |  | 0 | 0 | 0 | 0
oh_line_8104404_200885085 |  | AD | node_8104404_200885083 | node_8104404_200885085 | 428.603 | bal_1P_2AC | 8104404 | no | no |  |  | no |  |  | 0 | 0 | 0 | 0
oh_line_8104404_200885086 |  | AD | node_8104404_200885085 | node_8104404_200885086 | 424.945 | bal_1P_2AC | 8104404 | no | no |  |  | no |  |  | 0 | 0 | 0 | 0
oh_line_8104404_200885088 |  | AD | node_8104404_200885086 | node_8104404_200885088 | 345.756 | bal_1P_2AC | 8104404 | no | no |  |  | no |  |  | 0 | 0 | 0 | 0
oh_line_8104404_200885089 |  | AD | node_8104404_200885088 | node_8104404_200885089 | 270.631 | bal_1P_2AC | 8104404 | no | no |  |  | no |  |  | 0 | 0 | 0 | 0
oh_line_8104404_200885090 |  | AD | node_8104404_200885089 | node_8104404_200885090 | 297.4 | bal_1P_2AC | 8104404 | no | no |  |  | no |  |  | 0 | 0 | 0 | 0
oh_line_8104404_200885091 |  | AD | node_8104404_200968235 | node_intto1_8104404_200885091 | 345.441 | bal_1P_4ACW | 8104404 | no | no |  |  | no |  |  | 0 | 0 | 0 | 0
oh_line_8104404_200885092 |  | AD | node_8104404_200885091 | node_8104404_200885092 | 266.656 | bal_1P_4ACW | 8104404 | no | no |  |  | no |  |  | 0 | 0 | 0 | 0
oh_line_8104404_200885093 |  | AD | node_8104404_200885107 | node_8104404_200885093 | 211.231 | bal_1P_2AC | 8104404 | no | no |  |  | no |  |  | 0 | 0 | 0 | 0
oh_line_8104404_200885094 |  | AD | node_8104404_200885093 | node_8104404_200885094 | 456.766 | bal_1P_2AC | 8104404 | no | no |  |  | no |  |  | 0 | 0 | 0 | 0
oh_line_8104404_200885095 |  | AD | node_8104404_200885094 | node_8104404_200885095 | 382.915 | bal_1P_2AC | 8104404 | no | no |  |  | no |  |  | 0 | 0 | 0 | 0
oh_line_8104404_200885096 |  | AD | node_8104404_200885095 | node_8104404_200885096 | 406.935 | bal_1P_2AC | 8104404 | no | no |  |  | no |  |  | 0 | 0 | 0 | 0
oh_line_8104404_200885097 |  | AD | node_8104404_200885096 | node_8104404_200885097 | 369.169 | bal_1P_2AC | 8104404 | no | no |  |  | no |  |  | 0 | 0 | 0 | 0
oh_line_8104404_200885098 |  | AD | node_8104404_200885097 | node_8104404_200885098 | 307.755 | bal_1P_2AC | 8104404 | no | no |  |  | no |  |  | 0 | 0 | 0 | 0
oh_line_8104404_200885099 |  | AD | node_8104404_200885092 | node_8104404_200885099 | 202.936 | bal_1P_4ACW | 8104404 | no | no |  |  | no |  |  | 0 | 0 | 0 | 0
oh_line_8104404_200885100 |  | AD | node_8104404_200885099 | node_8104404_200885100 | 391.133 | bal_1P_4ACW | 8104404 | no | no |  |  | no |  |  | 0 | 0 | 0 | 0
oh_line_8104404_200885102 |  | AD | node_8104404_200885100 | node_8104404_200885102 | 388.461 | bal_1P_2AC | 8104404 | no | no |  |  | no |  |  | 0 | 0 | 0 | 0
oh_line_8104404_200885103 |  | AD | node_8104404_200885102 | node_8104404_200885103 | 377.754 | bal_1P_2AC | 8104404 | no | no |  |  | no |  |  | 0 | 0 | 0 | 0
oh_line_8104404_200885104 |  | AD | node_8104404_200885103 | node_intto1_8104404_200885104 | 466.969 | bal_1P_2AC | 8104404 | no | no |  |  | no |  |  | 0 | 0 | 0 | 0
oh_line_8104404_200885105 |  | AD | node_8104404_200885104 | node_8104404_200885105 | 475.706 | bal_1P_2AC | 8104404 | no | no |  |  | no |  |  | 0 | 0 | 0 | 0
oh_line_8104404_200885106 |  | AD | node_8104404_200885105 | node_8104404_200885106 | 445.013 | bal_1P_2AC | 8104404 | no | no |  |  | no |  |  | 0 | 0 | 0 | 0
oh_line_8104404_200885107 |  | AD | node_8104404_200885106 | node_8104404_200885107 | 497.071 | bal_1P_2AC | 8104404 | no | no |  |  | no |  |  | 0 | 0 | 0 | 0
oh_line_8104404_200885129 |  | AD | node_8104404_200884974 | node_intto1_8104404_200885129 | 389.281 | bal_1P_2AC | 8104404 | no | no |  |  | no |  |  | 0 | 0 | 0 | 0
oh_line_8104404_200885130 |  | AD | node_8104404_200885129 | node_8104404_200885130 | 294.984 | bal_1P_2AC | 8104404 | no | no |  |  | no |  |  | 0 | 0 | 0 | 0
oh_line_8104404_200885131 |  | AD | node_8104404_200885130 | node_8104404_200885131 | 538.126 | bal_1P_2AC | 8104404 | no | no |  |  | no |  |  | 0 | 0 | 0 | 0
oh_line_8104404_200885132 |  | AD | node_8104404_312140871 | node_8104404_200885132 | 313.269 | bal_1P_2AC | 8104404 | no | no |  |  | no |  |  | 0 | 0 | 0 | 0
oh_line_8104404_200885133 |  | AD | node_8104404_200885132 | node_8104404_200885133 | 230.223 | bal_1P_2AC | 8104404 | no | no |  |  | no |  |  | 0 | 0 | 0 | 0
oh_line_8104404_200885134 |  | AD | node_8104404_200885133 | node_8104404_200885134 | 222.166 | bal_1P_2AC | 8104404 | no | no |  |  | no |  |  | 0 | 0 | 0 | 0
oh_line_8104404_200885135 |  | AD | node_8104404_200885134 | node_8104404_200885135 | 262.16 | bal_1P_2AC | 8104404 | no | no |  |  | no |  |  | 0 | 0 | 0 | 0
oh_line_8104404_200885149 |  | AD | node_8104404_200909385 | node_8104404_200885149 | 2483.134 | bal_1P_1/0AA | 8104404 | no | no |  |  | no |  |  | 0 | 0 | 0 | 0
oh_line_8104404_200885150 |  | AD | node_8104404_200884997 | node_8104404_200885150 | 438.367 | bal_1P_2AC | 8104404 | no | no |  |  | no |  |  | 0 | 0 | 0 | 0
oh_line_8104404_200885151 |  | AD | node_8104404_200885150 | node_intto1_8104404_200885151 | 464.363 | bal_1P_2AC | 8104404 | no | no |  |  | no |  |  | 0 | 0 | 0 | 0
oh_line_8104404_200885152 |  | AD | node_8104404_200885151 | node_8104404_200885152 | 460.938 | bal_1P_2AC | 8104404 | no | no |  |  | no |  |  | 0 | 0 | 0 | 0
oh_line_8104404_200885153 |  | AD | node_8104404_200885152 | node_8104404_200885153 | 327.502 | bal_1P_2AC | 8104404 | no | no |  |  | no |  |  | 0 | 0 | 0 | 0
oh_line_8104404_200885154 |  | AD | node_8104404_200885153 | node_intto1_8104404_200885154 | 377.797 | bal_1P_2AC | 8104404 | no | no |  |  | no |  |  | 0 | 0 | 0 | 0
oh_line_8104404_200885155 |  | AD | node_8104404_200885154 | node_8104404_200885155 | 406.056 | bal_1P_2AC | 8104404 | no | no |  |  | no |  |  | 0 | 0 | 0 | 0
oh_line_8104404_200885156 |  | AD | node_8104404_200885155 | node_8104404_200885156 | 340.914 | bal_1P_2AC | 8104404 | no | no |  |  | no |  |  | 0 | 0 | 0 | 0
oh_line_8104404_200885157 |  | AD | node_8104404_200885156 | node_8104404_200885157 | 368.279 | bal_1P_2AC | 8104404 | no | no |  |  | no |  |  | 0 | 0 | 0 | 0
oh_line_8104404_200885159 |  | AD | node_8104404_200885157 | node_8104404_200885159 | 194.647 | bal_1P_2AC | 8104404 | no | no |  |  | no |  |  | 0 | 0 | 0 | 0
oh_line_8104404_200885162 |  | AN | node_8104404_200968232 | node_8104404_200885162 | 267.701 | bal_1P_1/0AA_1/0AA(N) | 8104404 | no | no |  |  | no |  |  | 0 | 0 | 0 | 0
oh_line_8104404_200885163 |  | AN | node_8104404_200885162 | node_8104404_200885163 | 271.436 | bal_1P_1/0AA_1/0AA(N) | 8104404 | no | no |  |  | no |  |  | 0 | 0 | 0 | 0
oh_line_8104404_200885164 |  | AN | node_8104404_200885163 | node_8104404_200885164 | 292.563 | bal_1P_1/0AA_1/0AA(N) | 8104404 | no | no |  |  | no |  |  | 0 | 0 | 0 | 0
oh_line_8104404_200885165 |  | AN | node_8104404_200885164 | node_8104404_200885165 | 312.212 | bal_1P_1/0AA_1/0AA(N) | 8104404 | no | no |  |  | no |  |  | 0 | 0 | 0 | 0
oh_line_8104404_200885166 |  | AN | node_8104404_200885165 | node_8104404_200885166 | 267.236 | bal_1P_1/0AA_1/0AA(N) | 8104404 | no | no |  |  | no |  |  | 0 | 0 | 0 | 0
oh_line_8104404_200885167 |  | AN | node_8104404_200885166 | node_8104404_200885167 | 132.975 | bal_1P_1/0AA_1/0AA(N) | 8104404 | no | no |  |  | no |  |  | 0 | 0 | 0 | 0
oh_line_8104404_200885168 |  | AN | node_8104404_200885167 | node_8104404_200885168 | 220.939 | bal_1P_1/0AA_1/0AA(N) | 8104404 | no | no |  |  | no |  |  | 0 | 0 | 0 | 0
oh_line_8104404_200885169 |  | AN | node_8104404_200885168 | node_8104404_200885169 | 250.065 | bal_1P_1/0AA_1/0AA(N) | 8104404 | no | no |  |  | no |  |  | 0 | 0 | 0 | 0
oh_line_8104404_200885172 |  | AN | node_8104404_200885169 | node_8104404_200885172 | 285.283 | bal_1P_1/0AA_1/0AA(N) | 8104404 | no | no |  |  | no |  |  | 0 | 0 | 0 | 0
oh_line_8104404_200885173 |  | AN | node_8104404_200885172 | node_8104404_200885173 | 311.591 | bal_1P_1/0AA_1/0AA(N) | 8104404 | no | no |  |  | no |  |  | 0 | 0 | 0 | 0
oh_line_8104404_200885174 |  | AN | node_8104404_200885173 | node_8104404_200885174 | 275.297 | bal_1P_1/0AA_1/0AA(N) | 8104404 | no | no |  |  | no |  |  | 0 | 0 | 0 | 0
oh_line_8104404_200885175 |  | AN | node_8104404_200885173 | node_8104404_200885175 | 106.203 | bal_1P_2AC_2AC(N) | 8104404 | no | no |  |  | no |  |  | 0 | 0 | 0 | 0
oh_line_8104404_200885176 |  | AN | node_8104404_200887023 | node_8104404_200885176 | 237.342 | bal_1P_2AC_2AC(N) | 8104404 | no | no |  |  | no |  |  | 0 | 0 | 0 | 0
oh_line_8104404_200885177 |  | AN | node_8104404_200885176 | node_8104404_200885177 | 375.911 | bal_1P_2AC_2AC(N) | 8104404 | no | no |  |  | no |  |  | 0 | 0 | 0 | 0
oh_line_8104404_200885178 |  | AN | node_8104404_200885177 | node_8104404_200885178 | 327.379 | bal_1P_2AC_2AC(N) | 8104404 | no | no |  |  | no |  |  | 0 | 0 | 0 | 0
oh_line_8104404_200885179 |  | AN | node_8104404_200885178 | node_8104404_200885179 | 258.203 | bal_1P_1/0AA_1/0AA(N) | 8104404 | no | no |  |  | no |  |  | 0 | 0 | 0 | 0
oh_line_8104404_200885180 |  | AN | node_8104404_200885179 | node_8104404_200885180 | 277.416 | bal_1P_1/0AA_1/0AA(N) | 8104404 | no | no |  |  | no |  |  | 0 | 0 | 0 | 0
oh_line_8104404_200885181 |  | AN | node_8104404_200885180 | node_8104404_200885181 | 243.045 | bal_1P_1/0AA_1/0AA(N) | 8104404 | no | no |  |  | no |  |  | 0 | 0 | 0 | 0
oh_line_8104404_200885182 |  | ABN | node_8104404_200885185 | node_8104404_200885182 | 203.833 | bal_2P_2AC_1/0AA(N) | 8104404 | no | no |  |  | no |  |  | 0 | 0 | 0 | 0
oh_line_8104404_200885183 |  | AN | node_8104404_200885195 | node_8104404_200885183 | 275.972 | bal_1P_1/0AA_1/0AA(N) | 8104404 | no | no |  |  | no |  |  | 0 | 0 | 0 | 0
oh_line_8104404_200885184 |  | AN | node_8104404_200885183 | node_8104404_200885184 | 243.1 | bal_1P_1/0AA_1/0AA(N) | 8104404 | no | no |  |  | no |  |  | 0 | 0 | 0 | 0
oh_line_8104404_200885185 |  | ABN | node_8104404_200885186 | node_intto1_8104404_200885185 | 214.826 | bal_2P_2AC_1/0AA(N) | 8104404 | no | no |  |  | no |  |  | 0 | 0 | 0 | 0
oh_line_8104404_200885186 |  | ABN | node_8104404_200885369 | node_8104404_200885186 | 78 | bal_2P_1/0AA_1/0AA(N) | 8104404 | no | no |  |  | no |  |  | 0 | 0 | 0 | 0
oh_line_8104404_200885187 |  | ABCN | node_8104404_200885369 | node_8104404_200885187 | 115.006 | bal_3P_1/0AA_1/0AA(N) | 8104404 | no | no |  |  | no |  |  | 0 | 0 | 0 | 0
oh_line_8104404_200885189 |  | AN | node_8104404_200885187 | node_8104404_200885189 | 289.732 | bal_1P_1/0AA_1/0AA(N) | 8104404 | no | no |  |  | no |  |  | 0 | 0 | 0 | 0
oh_line_8104404_200885190 |  | AN | node_8104404_200885189 | node_intto1_8104404_200885190 | 276.013 | bal_1P_1/0AA_1/0AA(N) | 8104404 | no | no |  |  | no |  |  | 0 | 0 | 0 | 0
oh_line_8104404_200885192 |  | AN | node_8104404_200885190 | node_8104404_200885192 | 402.568 | bal_1P_2AC_2AC(N) | 8104404 | no | no |  |  | no |  |  | 0 | 0 | 0 | 0
oh_line_8104404_200885194 |  | AN | node_8104404_200885192 | node_8104404_200885194 | 336.401 | bal_1P_1/0AA_1/0AA(N) | 8104404 | no | no |  |  | no |  |  | 0 | 0 | 0 | 0
oh_line_8104404_200885195 |  | AN | node_8104404_200885194 | node_8104404_200885195 | 345.398 | bal_1P_1/0AA_1/0AA(N) | 8104404 | no | no |  |  | no |  |  | 0 | 0 | 0 | 0
oh_line_8104404_200885196 |  | ABN | node_8104404_200885182 | node_8104404_200885196 | 163.612 | bal_2P_2AC_1/0AA(N) | 8104404 | no | no |  |  | no |  |  | 0 | 0 | 0 | 0
oh_line_8104404_200885199 |  | ABN | node_8104404_201044606 | node_8104404_200885199 | 309.242 | bal_2P_1/0AA_1/0AA(N) | 8104404 | no | no |  |  | no |  |  | 0 | 0 | 0 | 0
oh_line_8104404_200885200 |  | ABN | node_8104404_200885199 | node_8104404_200885200 | 189.023 | bal_2P_1/0AA_1/0AA(N) | 8104404 | no | no |  |  | no |  |  | 0 | 0 | 0 | 0
oh_line_8104404_200885202 |  | ABN | node_8104404_200885200 | node_8104404_200885202 | 84.444 | bal_2P_1/0AA_1/0AA(N) | 8104404 | no | no |  |  | no |  |  | 0 | 0 | 0 | 0
oh_line_8104404_200885204 |  | ABN | node_8104404_200885202 | node_8104404_200885204 | 106.388 | bal_2P_1/0AA_1/0AA(N) | 8104404 | no | no |  |  | no |  |  | 0 | 0 | 0 | 0
oh_line_8104404_200885205 |  | ABN | node_8104404_200885204 | node_8104404_200885205 | 476.987 | bal_2P_1/0AA_1/0AA(N) | 8104404 | no | no |  |  | no |  |  | 0 | 0 | 0 | 0
oh_line_8104404_200885206 |  | ABN | node_8104404_200885205 | node_8104404_200885206 | 381.12 | bal_2P_1/0AA_1/0AA(N) | 8104404 | no | no |  |  | no |  |  | 0 | 0 | 0 | 0
oh_line_8104404_200885207 |  | AD | node_8104404_200884913 | node_intto1_8104404_200885207 | 286.065 | bal_1P_2AC | 8104404 | no | no |  |  | no |  |  | 0 | 0 | 0 | 0
oh_line_8104404_200885208 |  | AD | node_8104404_200885207 | node_8104404_200885208 | 301.28 | bal_1P_2AC | 8104404 | no | no |  |  | no |  |  | 0 | 0 | 0 | 0
oh_line_8104404_200885209 |  | AD | node_8104404_200885208 | node_8104404_200885209 | 308.84 | bal_1P_2AC | 8104404 | no | no |  |  | no |  |  | 0 | 0 | 0 | 0
oh_line_8104404_200885210 |  | AN | node_8104404_200885220 | node_8104404_200885210 | 105.719 | bal_1P_1/0AA_1/0AA(N) | 8104404 | no | no |  |  | no |  |  | 0 | 0 | 0 | 0
oh_line_8104404_200885211 |  | AN | node_8104404_200883802 | node_8104404_200885211 | 272.943 | bal_1P_1/0AC_1/0AC(N) | 8104404 | no | no |  |  | no |  |  | 0 | 0 | 0 | 0
oh_line_8104404_200885213 |  | AN | node_8104404_200885211 | node_8104404_200885213 | 266.313 | bal_1P_1/0AC_1/0AC(N) | 8104404 | no | no |  |  | no |  |  | 0 | 0 | 0 | 0
oh_line_8104404_200885214 |  | AN | node_8104404_200885213 | node_8104404_200885214 | 266.901 | bal_1P_1/0AC_1/0AC(N) | 8104404 | no | no |  |  | no |  |  | 0 | 0 | 0 | 0
oh_line_8104404_200885215 |  | AN | node_8104404_200885214 | node_8104404_200885215 | 311.592 | bal_1P_1/0AC_1/0AC(N) | 8104404 | no | no |  |  | no |  |  | 0 | 0 | 0 | 0
oh_line_8104404_200885216 |  | AN | node_8104404_200883796 | node_8104404_200885216 | 141.843 | bal_1P_1/0AA_1/0AA(N) | 8104404 | no | no |  |  | no |  |  | 0 | 0 | 0 | 0
oh_line_8104404_200885217 |  | AN | node_8104404_200885216 | node_8104404_200885217 | 275.717 | bal_1P_1/0AA_1/0AA(N) | 8104404 | no | no |  |  | no |  |  | 0 | 0 | 0 | 0
oh_line_8104404_200885218 |  | AN | node_8104404_200885217 | node_8104404_200885218 | 290.92 | bal_1P_1/0AA_1/0AA(N) | 8104404 | no | no |  |  | no |  |  | 0 | 0 | 0 | 0
oh_line_8104404_200885219 |  | AN | node_8104404_200885218 | node_8104404_200885219 | 275.244 | bal_1P_1/0AA_1/0AA(N) | 8104404 | no | no |  |  | no |  |  | 0 | 0 | 0 | 0
oh_line_8104404_200885220 |  | AN | node_8104404_200885219 | node_8104404_200885220 | 276.718 | bal_1P_1/0AA_1/0AA(N) | 8104404 | no | no |  |  | no |  |  | 0 | 0 | 0 | 0
oh_line_8104404_200885221 |  | AN | node_8104404_200885220 | node_8104404_200885221 | 303.062 | bal_1P_1/0AA_1/0AA(N) | 8104404 | no | no |  |  | no |  |  | 0 | 0 | 0 | 0
oh_line_8104404_200885222 |  | AN | node_8104404_200885221 | node_8104404_200885222 | 290.059 | bal_1P_1/0AA_1/0AA(N) | 8104404 | no | no |  |  | no |  |  | 0 | 0 | 0 | 0
oh_line_8104404_200885223 |  | AN | node_8104404_200885222 | node_8104404_200885223 | 249.429 | bal_1P_1/0AA_1/0AA(N) | 8104404 | no | no |  |  | no |  |  | 0 | 0 | 0 | 0
oh_line_8104404_200885224 |  | AN | node_8104404_200885223 | node_8104404_200885224 | 225.111 | bal_1P_1/0AA_1/0AA(N) | 8104404 | no | no |  |  | no |  |  | 0 | 0 | 0 | 0
oh_line_8104404_200885225 |  | AN | node_8104404_200885224 | node_8104404_200885225 | 324.516 | bal_1P_1/0AA_1/0AA(N) | 8104404 | no | no |  |  | no |  |  | 0 | 0 | 0 | 0
oh_line_8104404_200885226 |  | AN | node_8104404_200883801 | node_8104404_200885226 | 429.554 | bal_1P_1/0AC_1/0AC(N) | 8104404 | no | no |  |  | no |  |  | 0 | 0 | 0 | 0
oh_line_8104404_200885227 |  | AN | node_8104404_200885226 | node_8104404_200885227 | 322.494 | bal_1P_1/0AC_1/0AC(N) | 8104404 | no | no |  |  | no |  |  | 0 | 0 | 0 | 0
oh_line_8104404_200885228 |  | AN | node_8104404_200885227 | node_8104404_200885228 | 222.693 | bal_1P_1/0AC_1/0AC(N) | 8104404 | no | no |  |  | no |  |  | 0 | 0 | 0 | 0
oh_line_8104404_200885230 |  | ABCN | node_8104404_200887328 | node_8104404_200885230 | 288.759 | bal_3P_477AL_4/0AC(N) | 8104404 | no | no |  |  | no |  |  | 0 | 0 | 0 | 0
oh_line_8104404_200885232 |  | ABCN | node_8104404_200885230 | node_8104404_200885232 | 257.332 | bal_3P_477AL_4/0AC(N) | 8104404 | no | no |  |  | no |  |  | 0 | 0 | 0 | 0
oh_line_8104404_200885233 |  | ABCN | node_8104404_200885232 | node_8104404_200885233 | 256.003 | bal_3P_477AL_4/0AC(N) | 8104404 | no | no |  |  | no |  |  | 0 | 0 | 0 | 0
oh_line_8104404_200885234 |  | ABCN | node_8104404_200885233 | node_8104404_200885234 | 261.214 | bal_3P_477AL_4/0AC(N) | 8104404 | no | no |  |  | no |  |  | 0 | 0 | 0 | 0
oh_line_8104404_200885235 |  | ABCN | node_8104404_200885234 | node_8104404_200885235 | 245.118 | bal_3P_477AL_4/0AC(N) | 8104404 | no | no |  |  | no |  |  | 0 | 0 | 0 | 0
oh_line_8104404_200885236 |  | ABCN | node_8104404_200885235 | node_8104404_200885236 | 253.22 | bal_3P_477AL_4/0AC(N) | 8104404 | no | no |  |  | no |  |  | 0 | 0 | 0 | 0
oh_line_8104404_200885237 |  | ABCN | node_8104404_200885236 | node_8104404_200885237 | 261.048 | bal_3P_477AL_4/0AC(N) | 8104404 | no | no |  |  | no |  |  | 0 | 0 | 0 | 0
oh_line_8104404_200885238 |  | ABCN | node_8104404_200885237 | node_8104404_200885238 | 210.021 | bal_3P_477AL_4/0AC(N) | 8104404 | no | no |  |  | no |  |  | 0 | 0 | 0 | 0
oh_line_8104404_200885239 |  | ABCN | node_8104404_200885238 | node_8104404_200885239 | 276.279 | bal_3P_477AL_4/0AC(N) | 8104404 | no | no |  |  | no |  |  | 0 | 0 | 0 | 0
oh_line_8104404_200885240 |  | ABCN | node_8104404_200885239 | node_8104404_200885240 | 265.087 | bal_3P_477AL_4/0AC(N) | 8104404 | no | no |  |  | no |  |  | 0 | 0 | 0 | 0
oh_line_8104404_200885241 |  | ABCN | node_8104404_200885240 | node_intto1_8104404_200885241 | 263.178 | bal_3P_477AL_4/0AC(N) | 8104404 | no | no |  |  | no |  |  | 0 | 0 | 0 | 0
oh_line_8104404_200885242 |  | ABCN | node_8104404_200885241 | node_8104404_200885242 | 279.316 | bal_3P_477AL_4/0AC(N) | 8104404 | no | no |  |  | no |  |  | 0 | 0 | 0 | 0
oh_line_8104404_200885243 |  | ABCN | node_8104404_200885242 | node_8104404_200885243 | 195.243 | bal_3P_477AL_4/0AC(N) | 8104404 | no | no |  |  | no |  |  | 0 | 0 | 0 | 0
oh_line_8104404_200885245 |  | ABCN | node_8104404_200955865 | node_8104404_200885245 | 277.856 | bal_3P_477AL_4/0AC(N) | 8104404 | no | no |  |  | no |  |  | 0 | 0 | 0 | 0
oh_line_8104404_200885246 |  | ABCN | node_8104404_200885245 | node_8104404_200885246 | 278.641 | bal_3P_477AL_4/0AC(N) | 8104404 | no | no |  |  | no |  |  | 0 | 0 | 0 | 0
oh_line_8104404_200885247 |  | ABCN | node_8104404_200885246 | node_8104404_200885247 | 197.825 | bal_3P_477AL_4/0AC(N) | 8104404 | no | no |  |  | no |  |  | 0 | 0 | 0 | 0
oh_line_8104404_200885248 |  | AN | node_8104404_200885247 | node_intto1_8104404_200885248 | 178.173 | bal_1P_1/0AC_1/0AC(N) | 8104404 | no | no |  |  | no |  |  | 0 | 0 | 0 | 0
oh_line_8104404_200885249 |  | ABCN | node_8104404_200885247 | node_8104404_200885249 | 258.087 | bal_3P_477AL_4/0AC(N) | 8104404 | no | no |  |  | no |  |  | 0 | 0 | 0 | 0
oh_line_8104404_200885250 |  | ABCN | node_8104404_200885249 | node_8104404_200885250 | 259.536 | bal_3P_477AL_4/0AC(N) | 8104404 | no | no |  |  | no |  |  | 0 | 0 | 0 | 0
oh_line_8104404_200885251 |  | ABCN | node_8104404_200885250 | node_8104404_200885251 | 299.239 | bal_3P_477AL_4/0AC(N) | 8104404 | no | no |  |  | no |  |  | 0 | 0 | 0 | 0
oh_line_8104404_200885253 |  | ABCN | node_8104404_200885251 | node_8104404_200885253 | 282.36 | bal_3P_477AL_4/0AC(N) | 8104404 | no | no |  |  | no |  |  | 0 | 0 | 0 | 0
oh_line_8104404_200885254 |  | ABCN | node_8104404_200885253 | node_8104404_200885254 | 257.283 | bal_3P_477AL_4/0AC(N) | 8104404 | no | no |  |  | no |  |  | 0 | 0 | 0 | 0
oh_line_8104404_200885256 |  | ABCN | node_8104404_200885254 | node_8104404_200885256 | 265.629 | bal_3P_477AL_4/0AC(N) | 8104404 | no | no |  |  | no |  |  | 0 | 0 | 0 | 0
oh_line_8104404_200885257 |  | ABCN | node_8104404_200885256 | node_8104404_200885257 | 485.382 | bal_3P_477AL_4/0AC(N) | 8104404 | no | no |  |  | no |  |  | 0 | 0 | 0 | 0
oh_line_8104404_200885261 |  | AD | node_8104404_200885268 | node_8104404_200885261 | 305.254 | bal_1P_1/0AA | 8104404 | no | no |  |  | no |  |  | 0 | 0 | 0 | 0
oh_line_8104404_200885262 |  | AD | node_8104404_200884918 | node_intto1_8104404_200885262 | 218.34 | bal_1P_1/0AA | 8104404 | no | no |  |  | no |  |  | 0 | 0 | 0 | 0
oh_line_8104404_200885263 |  | AD | node_8104404_200885262 | node_8104404_200885263 | 191.762 | bal_1P_1/0AA | 8104404 | no | no |  |  | no |  |  | 0 | 0 | 0 | 0
oh_line_8104404_200885264 |  | AD | node_8104404_200885263 | node_8104404_200885264 | 177.973 | bal_1P_1/0AA | 8104404 | no | no |  |  | no |  |  | 0 | 0 | 0 | 0
oh_line_8104404_200885265 |  | AD | node_8104404_200885264 | node_8104404_200885265 | 189.19 | bal_1P_1/0AA | 8104404 | no | no |  |  | no |  |  | 0 | 0 | 0 | 0
oh_line_8104404_200885266 |  | AD | node_8104404_200885265 | node_8104404_200885266 | 280.421 | bal_1P_1/0AA | 8104404 | no | no |  |  | no |  |  | 0 | 0 | 0 | 0
oh_line_8104404_200885267 |  | AD | node_8104404_200885266 | node_8104404_200885267 | 278.973 | bal_1P_1/0AA | 8104404 | no | no |  |  | no |  |  | 0 | 0 | 0 | 0
oh_line_8104404_200885268 |  | AD | node_8104404_200885267 | node_8104404_200885268 | 279.158 | bal_1P_1/0AA | 8104404 | no | no |  |  | no |  |  | 0 | 0 | 0 | 0
oh_line_8104404_200885273 |  | AD | node_8104404_200884977 | node_8104404_200885273 | 180.645 | bal_1P_1/0AC | 8104404 | no | no |  |  | no |  |  | 0 | 0 | 0 | 0
oh_line_8104404_200885274 |  | AD | node_8104404_200885283 | node_8104404_200885274 | 199.818 | bal_1P_1/0AA | 8104404 | no | no |  |  | no |  |  | 0 | 0 | 0 | 0
oh_line_8104404_200885275 |  | AD | node_8104404_200885273 | node_8104404_200885275 | 328.132 | bal_1P_1/0AC | 8104404 | no | no |  |  | no |  |  | 0 | 0 | 0 | 0
oh_line_8104404_200885276 |  | AD | node_8104404_200885275 | node_8104404_200885276 | 362.035 | bal_1P_1/0AC | 8104404 | no | no |  |  | no |  |  | 0 | 0 | 0 | 0
oh_line_8104404_200885278 |  | AD | node_8104404_200885276 | node_8104404_200885278 | 304.256 | bal_1P_1/0AC | 8104404 | no | no |  |  | no |  |  | 0 | 0 | 0 | 0
oh_line_8104404_200885279 |  | AD | node_8104404_200885278 | node_8104404_200885279 | 283.652 | bal_1P_1/0AA | 8104404 | no | no |  |  | no |  |  | 0 | 0 | 0 | 0
oh_line_8104404_200885280 |  | AD | node_8104404_200885279 | node_8104404_200885280 | 306.242 | bal_1P_1/0AA | 8104404 | no | no |  |  | no |  |  | 0 | 0 | 0 | 0
oh_line_8104404_200885281 |  | AD | node_8104404_200885280 | node_8104404_200885281 | 312.481 | bal_1P_1/0AA | 8104404 | no | no |  |  | no |  |  | 0 | 0 | 0 | 0
oh_line_8104404_200885282 |  | AD | node_8104404_200885281 | node_intto1_8104404_200885282 | 303.583 | bal_1P_1/0AA | 8104404 | no | no |  |  | no |  |  | 0 | 0 | 0 | 0
oh_line_8104404_200885283 |  | AD | node_8104404_200885282 | node_8104404_200885283 | 215.68 | bal_1P_1/0AA | 8104404 | no | no |  |  | no |  |  | 0 | 0 | 0 | 0
oh_line_8104404_200885284 |  | AD | node_8104404_200909384 | node_8104404_200885284 | 437.798 | bal_1P_1/0AC | 8104404 | no | no |  |  | no |  |  | 0 | 0 | 0 | 0
oh_line_8104404_200885285 |  | AD | node_8104404_200884723 | node_8104404_200885285 | 286.713 | bal_1P_1/0AA | 8104404 | no | no |  |  | no |  |  | 0 | 0 | 0 | 0
oh_line_8104404_200885286 |  | AD | node_8104404_200885285 | node_intto1_8104404_200885286 | 278.588 | bal_1P_1/0AA | 8104404 | no | no |  |  | no |  |  | 0 | 0 | 0 | 0
oh_line_8104404_200885287 |  | AD | node_8104404_200885286 | node_8104404_200885287 | 308.032 | bal_1P_1/0AA | 8104404 | no | no |  |  | no |  |  | 0 | 0 | 0 | 0
oh_line_8104404_200885288 |  | AD | node_8104404_200885287 | node_8104404_200885288 | 299.726 | bal_1P_1/0AA | 8104404 | no | no |  |  | no |  |  | 0 | 0 | 0 | 0
oh_line_8104404_200885289 |  | AD | node_8104404_200885288 | node_8104404_200885289 | 301.966 | bal_1P_1/0AA | 8104404 | no | no |  |  | no |  |  | 0 | 0 | 0 | 0
oh_line_8104404_200885290 |  | AD | node_8104404_200885289 | node_8104404_200885290 | 299.75 | bal_1P_1/0AA | 8104404 | no | no |  |  | no |  |  | 0 | 0 | 0 | 0
oh_line_8104404_200885291 |  | AD | node_8104404_200885290 | node_8104404_200885291 | 296.373 | bal_1P_1/0AA | 8104404 | no | no |  |  | no |  |  | 0 | 0 | 0 | 0
oh_line_8104404_200885294 |  | AD | node_8104404_200885291 | node_8104404_200885294 | 354.147 | bal_1P_1/0AA | 8104404 | no | no |  |  | no |  |  | 0 | 0 | 0 | 0
oh_line_8104404_200885295 |  | AD | node_8104404_311991165 | node_8104404_200885295 | 240.39 | bal_1P_1/0AA | 8104404 | no | no |  |  | no |  |  | 0 | 0 | 0 | 0
oh_line_8104404_200885296 |  | AD | node_8104404_200885295 | node_8104404_200885296 | 263.001 | bal_1P_1/0AA | 8104404 | no | no |  |  | no |  |  | 0 | 0 | 0 | 0
oh_line_8104404_200885362 |  | ABCN | node_8104404_200885363 | node_8104404_200885362 | 31.22 | bal_3P_336AC_336AC(N) | 8104404 | no | no |  |  | no |  |  | 0 | 0 | 0 | 0
oh_line_8104404_200885363 |  | ABCN | node_8104404_200885374 | node_8104404_200885363 | 156.217 | bal_3P_336AC_336AC(N) | 8104404 | no | no |  |  | no |  |  | 0 | 0 | 0 | 0
oh_line_8104404_200885364 |  | ABCN | node_8104404_200885365 | node_8104404_200885364 | 171.883 | bal_3P_477AL_477AL(N) | 8104404 | no | no |  |  | no |  |  | 0 | 0 | 0 | 0
oh_line_8104404_200885365 |  | ABCN | node_8104404_200885366 | node_8104404_200885365 | 257.154 | bal_3P_477AL_477AL(N) | 8104404 | no | no |  |  | no |  |  | 0 | 0 | 0 | 0
oh_line_8104404_200885366 |  | ABCN | node_8104404_201009108 | node_8104404_200885366 | 227.554 | bal_3P_477AL_477AL(N) | 8104404 | no | no |  |  | no |  |  | 0 | 0 | 0 | 0
oh_line_8104404_200885368 |  | ABCN | node_8104404_200885369 | node_8104404_200885368 | 166.79 | bal_3P_477AL_1/0AA(N) | 8104404 | no | no |  |  | no |  |  | 0 | 0 | 0 | 0
oh_line_8104404_200885369 |  | ABCN | node_8104404_200885370 | node_8104404_200885369 | 172.676 | bal_3P_477AL_477AL(N) | 8104404 | no | no |  |  | no |  |  | 0 | 0 | 0 | 0
oh_line_8104404_200885370 |  | ABCN | node_8104404_200885371 | node_8104404_200885370 | 186.351 | bal_3P_477AL_477AL(N) | 8104404 | no | no |  |  | no |  |  | 0 | 0 | 0 | 0
oh_line_8104404_200885371 |  | ABCN | node_8104404_200885372 | node_8104404_200885371 | 292.626 | bal_3P_477AL_4/0AA(N) | 8104404 | no | no |  |  | no |  |  | 0 | 0 | 0 | 0
oh_line_8104404_200885372 |  | ABCN | node_8104404_200885373 | node_intto1_8104404_200885372 | 227.746 | bal_3P_477AL_4/0AA(N) | 8104404 | no | no |  |  | no |  |  | 0 | 0 | 0 | 0
oh_line_8104404_200885373 |  | ABCN | node_8104404_200885375 | node_8104404_200885373 | 248.255 | bal_3P_477AL_4/0AA(N) | 8104404 | no | no |  |  | no |  |  | 0 | 0 | 0 | 0
oh_line_8104404_200885374 |  | ABCN | node_8104404_200885389 | node_8104404_200885374 | 153.912 | bal_3P_336AC_336AC(N) | 8104404 | no | no |  |  | no |  |  | 0 | 0 | 0 | 0
oh_line_8104404_200885375 |  | ABCN | node_8104404_200885376 | node_8104404_200885375 | 250.629 | bal_3P_477AL_4/0AA(N) | 8104404 | no | no |  |  | no |  |  | 0 | 0 | 0 | 0
oh_line_8104404_200885376 |  | ABCN | node_8104404_200885377 | node_8104404_200885376 | 250.382 | bal_3P_477AL_4/0AA(N) | 8104404 | no | no |  |  | no |  |  | 0 | 0 | 0 | 0
oh_line_8104404_200885377 |  | ABCN | node_8104404_200885378 | node_8104404_200885377 | 232.278 | bal_3P_477AL_4/0AA(N) | 8104404 | no | no |  |  | no |  |  | 0 | 0 | 0 | 0
oh_line_8104404_200885378 |  | ABCN | node_8104404_200885379 | node_8104404_200885378 | 257.562 | bal_3P_477AL_4/0AA(N) | 8104404 | no | no |  |  | no |  |  | 0 | 0 | 0 | 0
oh_line_8104404_200885379 |  | ABCN | node_8104404_200885380 | node_8104404_200885379 | 258.036 | bal_3P_477AL_4/0AA(N) | 8104404 | no | no |  |  | no |  |  | 0 | 0 | 0 | 0
oh_line_8104404_200885380 |  | ABCN | node_8104404_200885381 | node_8104404_200885380 | 260.827 | bal_3P_477AL_4/0AA(N) | 8104404 | no | no |  |  | no |  |  | 0 | 0 | 0 | 0
oh_line_8104404_200885381 |  | ABCN | node_8104404_200950698 | node_intto1_8104404_200885381 | 136.006 | bal_3P_477AL_4/0AA(N) | 8104404 | no | no |  |  | no |  |  | 0 | 0 | 0 | 0
oh_line_8104404_200885382 |  | ABCN | node_8104404_200885387 | node_8104404_200885382 | 234.358 | bal_3P_477AL_4/0AA(N) | 8104404 | no | no |  |  | no |  |  | 0 | 0 | 0 | 0
oh_line_8104404_200885383 |  | AN | node_8104404_200885382 | node_intto1_8104404_200885383 | 227.199 | bal_1P_1/0AA_1/0AA(N) | 8104404 | no | no |  |  | no |  |  | 0 | 0 | 0 | 0
oh_line_8104404_200885384 |  | AN | node_8104404_200885383 | node_8104404_200885384 | 201.863 | bal_1P_1/0AA_1/0AA(N) | 8104404 | no | no |  |  | no |  |  | 0 | 0 | 0 | 0
oh_line_8104404_200885385 |  | AN | node_8104404_200885384 | node_8104404_200885385 | 294.73 | bal_1P_1/0AA_1/0AA(N) | 8104404 | no | no |  |  | no |  |  | 0 | 0 | 0 | 0
oh_line_8104404_200885386 |  | AN | node_8104404_200885385 | node_8104404_200885386 | 309.051 | bal_1P_1/0AA_1/0AA(N) | 8104404 | no | no |  |  | no |  |  | 0 | 0 | 0 | 0
oh_line_8104404_200885387 |  | ABCN | node_8104404_200885388 | node_8104404_200885387 | 238.321 | bal_3P_477AL_4/0AA(N) | 8104404 | no | no |  |  | no |  |  | 0 | 0 | 0 | 0
oh_line_8104404_200885388 |  | ABCN | node_8104404_200885390 | node_8104404_200885388 | 239.992 | bal_3P_477AL_4/0AA(N) | 8104404 | no | no |  |  | no |  |  | 0 | 0 | 0 | 0
oh_line_8104404_200885389 |  | ABCN | node_8104404_200885402 | node_8104404_200885389 | 185.586 | bal_3P_336AC_336AC(N) | 8104404 | no | no |  |  | no |  |  | 0 | 0 | 0 | 0
oh_line_8104404_200885390 |  | ABCN | node_8104404_200885391 | node_8104404_200885390 | 252.279 | bal_3P_477AL_4/0AA(N) | 8104404 | no | no |  |  | no |  |  | 0 | 0 | 0 | 0
oh_line_8104404_200885391 |  | ABCN | node_8104404_200885392 | node_8104404_200885391 | 244.832 | bal_3P_477AL_4/0AA(N) | 8104404 | no | no |  |  | no |  |  | 0 | 0 | 0 | 0
oh_line_8104404_200885392 |  | ABCN | node_8104404_200885393 | node_8104404_200885392 | 181.456 | bal_3P_477AL_4/0AA(N) | 8104404 | no | no |  |  | no |  |  | 0 | 0 | 0 | 0
oh_line_8104404_200885393 |  | ABCN | node_8104404_200885394 | node_8104404_200885393 | 175.898 | bal_3P_477AL_4/0AA(N) | 8104404 | no | no |  |  | no |  |  | 0 | 0 | 0 | 0
oh_line_8104404_200885394 |  | ABCN | node_8104404_200885395 | node_8104404_200885394 | 261.122 | bal_3P_477AL_4/0AA(N) | 8104404 | no | no |  |  | no |  |  | 0 | 0 | 0 | 0
oh_line_8104404_200885395 |  | ABCN | node_8104404_200885396 | node_8104404_200885395 | 260.738 | bal_3P_477AL_4/0AA(N) | 8104404 | no | no |  |  | no |  |  | 0 | 0 | 0 | 0
oh_line_8104404_200885396 |  | ABCN | node_8104404_200885399 | node_8104404_200885396 | 160.798 | bal_3P_477AL_4/0AA(N) | 8104404 | no | no |  |  | no |  |  | 0 | 0 | 0 | 0
oh_line_8104404_200885397 |  | AN | node_8104404_200885396 | node_8104404_200885397 | 340.678 | bal_1P_1/0AA_1/0AA(N) | 8104404 | no | no |  |  | no |  |  | 0 | 0 | 0 | 0
oh_line_8104404_200885399 |  | ABCN | node_8104404_200885400 | node_8104404_200885399 | 161.771 | bal_3P_477AL_4/0AA(N) | 8104404 | no | no |  |  | no |  |  | 0 | 0 | 0 | 0
oh_line_8104404_200885400 |  | ABCN | node_8104404_200885401 | node_8104404_200885400 | 165.506 | bal_3P_477AL_4/0AA(N) | 8104404 | no | no |  |  | no |  |  | 0 | 0 | 0 | 0
oh_line_8104404_200885401 |  | ABCN | node_8104404_200885403 | node_8104404_200885401 | 223.094 | bal_3P_477AL_4/0AA(N) | 8104404 | no | no |  |  | no |  |  | 0 | 0 | 0 | 0
oh_line_8104404_200885402 |  | ABCN | node_8104404_200885413 | node_8104404_200885402 | 181.429 | bal_3P_336AC_336AC(N) | 8104404 | no | no |  |  | no |  |  | 0 | 0 | 0 | 0
oh_line_8104404_200885403 |  | ABCN | node_8104404_200885404 | node_8104404_200885403 | 225.468 | bal_3P_477AL_4/0AA(N) | 8104404 | no | no |  |  | no |  |  | 0 | 0 | 0 | 0
oh_line_8104404_200885404 |  | ABCN | node_8104404_200885405 | node_8104404_200885404 | 230.495 | bal_3P_477AL_4/0AA(N) | 8104404 | no | no |  |  | no |  |  | 0 | 0 | 0 | 0
oh_line_8104404_200885405 |  | ABCN | node_8104404_200885406 | node_8104404_200885405 | 282.323 | bal_3P_477AL_4/0AA(N) | 8104404 | no | no |  |  | no |  |  | 0 | 0 | 0 | 0
oh_line_8104404_200885406 |  | ABCN | node_8104404_200885407 | node_8104404_200885406 | 286.079 | bal_3P_477AL_4/0AA(N) | 8104404 | no | no |  |  | no |  |  | 0 | 0 | 0 | 0
oh_line_8104404_200885407 |  | ABCN | node_8104404_200885408 | node_8104404_200885407 | 279.734 | bal_3P_477AL_4/0AA(N) | 8104404 | no | no |  |  | no |  |  | 0 | 0 | 0 | 0
oh_line_8104404_200885408 |  | ABCN | node_8104404_200885409 | node_8104404_200885408 | 284.712 | bal_3P_477AL_4/0AA(N) | 8104404 | no | no |  |  | no |  |  | 0 | 0 | 0 | 0
oh_line_8104404_200885409 |  | ABCN | node_8104404_200885410 | node_8104404_200885409 | 288.239 | bal_3P_477AL_4/0AA(N) | 8104404 | no | no |  |  | no |  |  | 0 | 0 | 0 | 0
oh_line_8104404_200885410 |  | ABCN | node_8104404_200885411 | node_8104404_200885410 | 395.625 | bal_3P_477AL_4/0AA(N) | 8104404 | no | no |  |  | no |  |  | 0 | 0 | 0 | 0
oh_line_8104404_200885411 |  | ABCN | node_8104404_200885412 | node_8104404_200885411 | 277.28 | bal_3P_477AL_4/0AA(N) | 8104404 | no | no |  |  | no |  |  | 0 | 0 | 0 | 0
oh_line_8104404_200885412 |  | ABCN | node_8104404_200885414 | node_8104404_200885412 | 249.699 | bal_3P_477AL_4/0AA(N) | 8104404 | no | no |  |  | no |  |  | 0 | 0 | 0 | 0
oh_line_8104404_200885413 |  | ABCN | node_8104404_200885424 | node_8104404_200885413 | 231.607 | bal_3P_336AC_336AC(N) | 8104404 | no | no |  |  | no |  |  | 0 | 0 | 0 | 0
oh_line_8104404_200885414 |  | ABCN | node_8104404_200885415 | node_8104404_200885414 | 229.886 | bal_3P_336AC_336AC(N) | 8104404 | no | no |  |  | no |  |  | 0 | 0 | 0 | 0
oh_line_8104404_200885415 |  | ABCN | node_8104404_200885416 | node_8104404_200885415 | 222.606 | bal_3P_336AC_336AC(N) | 8104404 | no | no |  |  | no |  |  | 0 | 0 | 0 | 0
oh_line_8104404_200885416 |  | ABCN | node_8104404_200885417 | node_8104404_200885416 | 284.13 | bal_3P_336AC_336AC(N) | 8104404 | no | no |  |  | no |  |  | 0 | 0 | 0 | 0
oh_line_8104404_200885417 |  | ABCN | node_8104404_200885418 | node_8104404_200885417 | 283.724 | bal_3P_336AC_336AC(N) | 8104404 | no | no |  |  | no |  |  | 0 | 0 | 0 | 0
oh_line_8104404_200885418 |  | ABCN | node_8104404_200885419 | node_8104404_200885418 | 279.618 | bal_3P_336AC_336AC(N) | 8104404 | no | no |  |  | no |  |  | 0 | 0 | 0 | 0
oh_line_8104404_200885419 |  | ABCN | node_8104404_200885420 | node_8104404_200885419 | 280.943 | bal_3P_336AC_336AC(N) | 8104404 | no | no |  |  | no |  |  | 0 | 0 | 0 | 0
oh_line_8104404_200885420 |  | ABCN | node_8104404_200885421 | node_8104404_200885420 | 282.812 | bal_3P_336AC_336AC(N) | 8104404 | no | no |  |  | no |  |  | 0 | 0 | 0 | 0
oh_line_8104404_200885421 |  | ABCN | node_8104404_200885422 | node_8104404_200885421 | 199.108 | bal_3P_336AC_336AC(N) | 8104404 | no | no |  |  | no |  |  | 0 | 0 | 0 | 0
oh_line_8104404_200885422 |  | ABCN | node_8104404_200885423 | node_intto1_8104404_200885422 | 221.704 | bal_3P_336AC_4/0AA(N) | 8104404 | no | no |  |  | no |  |  | 0 | 0 | 0 | 0
oh_line_8104404_200885423-1 |  | ABCN | node_312098897 | node_8104404_200885423 | 205.744 | bal_3P_336AC_4/0AA(N) | 8104404 | no | no |  |  | no |  |  | 0 | 0 | 0 | 0
oh_line_8104404_200885423-2 |  | ABCN | node_418X5-312098899 | node_intto1_312098897 | 1.825 | bal_3P_336AC_4/0AA(N) | 8104404 | no | no |  |  | no |  |  | 0 | 0 | 0 | 0
oh_line_8104404_200885423-3 |  | ABCN | node_8104404_200885425 | node_intto1_418X5-312098899 | 3.308 | bal_3P_336AC_4/0AA(N) | 8104404 | no | no |  |  | no |  |  | 0 | 0 | 0 | 0
oh_line_8104404_200885424 |  | ABCN | node_8104404_200885428 | node_8104404_200885424 | 235.94 | bal_3P_336AC_336AC(N) | 8104404 | no | no |  |  | no |  |  | 0 | 0 | 0 | 0
oh_line_8104404_200885425-1 |  | ABCN | node_311988000 | node_8104404_200885425 | 18.639 | bal_3P_336AC_4/0AA(N) | 8104404 | no | no |  |  | no |  |  | 0 | 0 | 0 | 0
oh_line_8104404_200885425-2 |  | ABCN | node_311988005 | node_intto1_311988000 | 247.419 | bal_3P_336AC_4/0AA(N) | 8104404 | no | no |  |  | no |  |  | 0 | 0 | 0 | 0
oh_line_8104404_200885425-3 |  | ABCN | node_8104404_200885426 | node_intto1_311988005 | 12.692 | bal_3P_336AC_4/0AA(N) | 8104404 | no | no |  |  | no |  |  | 0 | 0 | 0 | 0
oh_line_8104404_200885426 |  | ABCN | node_8104404_200885427 | node_8104404_200885426 | 255.567 | bal_3P_336AC_4/0AA(N) | 8104404 | no | no |  |  | no |  |  | 0 | 0 | 0 | 0
oh_line_8104404_200885427 |  | ABCN | node_8104404_200884828 | node_8104404_200885427 | 174.325 | bal_3P_336AC_4/0AA(N) | 8104404 | no | no |  |  | no |  |  | 0 | 0 | 0 | 0
oh_line_8104404_200885428-1 |  | ABCN | node_1360854_68_15423910_114 | node_8104404_200885428 | 212.858 | bal_3P_336AC_336AC(N) | 8104404 | no | no |  |  | no |  |  | 0 | 0 | 0 | 0
oh_line_8104404_200885428-2 |  | ABCN | node_8104404_200885429 | node_1360854_68_15423910_114 | 20.7 | bal_3P_336AC_336AC(N) | 8104404 | no | no |  |  | no |  |  | 0 | 0 | 0 | 0
oh_line_8104404_200885429 |  | ABCN | node_8104404_200885430 | node_8104404_200885429 | 214.451 | bal_3P_336AC_336AC(N) | 8104404 | no | no |  |  | no |  |  | 0 | 0 | 0 | 0
oh_line_8104404_200885430 |  | ABCN | node_8104404_200885364 | node_intto1_8104404_200885430 | 170.599 | bal_3P_477AL_477AL(N) | 8104404 | no | no |  |  | no |  |  | 0 | 0 | 0 | 0
oh_line_8104404_200885497-1 |  | AN | node_8104404_200885430 | node_intto1_220387385 | 11.377 | bal_1P_4/0AC_4/0AC(N) | 8104404 | no | no |  |  | no |  |  | 0 | 0 | 0 | 0
oh_line_8104404_200885497-2 |  | AN | node_220387385 | node_intto1_220370715 | 225.881 | bal_1P_4/0AC_4/0AC(N) | 8104404 | no | no |  |  | no |  |  | 0 | 0 | 0 | 0
oh_line_8104404_200885497-3 |  | AN | node_220370715 | node_8104404_200885497 | 21.013 | bal_1P_4/0AC_4/0AC(N) | 8104404 | no | no |  |  | no |  |  | 0 | 0 | 0 | 0
oh_line_8104404_200885498 |  | AN | node_8104404_200885541 | node_8104404_200885498 | 268.665 | bal_1P_4/0AC_4/0AC(N) | 8104404 | no | no |  |  | no |  |  | 0 | 0 | 0 | 0
oh_line_8104404_200885500 |  | AN | node_8104404_200885498 | node_8104404_200885500 | 270.324 | bal_1P_4/0AC_4/0AC(N) | 8104404 | no | no |  |  | no |  |  | 0 | 0 | 0 | 0
oh_line_8104404_200885501 |  | AN | node_8104404_200885500 | node_8104404_200885501 | 285.445 | bal_1P_4/0AC_4/0AC(N) | 8104404 | no | no |  |  | no |  |  | 0 | 0 | 0 | 0
oh_line_8104404_200885502 |  | AN | node_8104404_200885501 | node_8104404_200885502 | 286.523 | bal_1P_4/0AC_4/0AC(N) | 8104404 | no | no |  |  | no |  |  | 0 | 0 | 0 | 0
oh_line_8104404_200885503 |  | AN | node_8104404_200885502 | node_8104404_200885503 | 292.298 | bal_1P_4/0AC_4/0AC(N) | 8104404 | no | no |  |  | no |  |  | 0 | 0 | 0 | 0
oh_line_8104404_200885504 |  | AN | node_8104404_200885503 | node_8104404_200885504 | 297.531 | bal_1P_4/0AC_4/0AC(N) | 8104404 | no | no |  |  | no |  |  | 0 | 0 | 0 | 0
oh_line_8104404_200885505 |  | AN | node_8104404_200885504 | node_8104404_200885505 | 297.833 | bal_1P_4/0AC_4/0AC(N) | 8104404 | no | no |  |  | no |  |  | 0 | 0 | 0 | 0
oh_line_8104404_200885506 |  | AN | node_8104404_200885505 | node_8104404_200885506 | 271.911 | bal_1P_4/0AC_4/0AC(N) | 8104404 | no | no |  |  | no |  |  | 0 | 0 | 0 | 0
oh_line_8104404_200885507 |  | AN | node_8104404_200885506 | node_8104404_200885507 | 195.519 | bal_1P_4/0AC_4/0AC(N) | 8104404 | no | no |  |  | no |  |  | 0 | 0 | 0 | 0
oh_line_8104404_200885508 |  | AN | node_8104404_200885507 | node_8104404_200885508 | 203.71 | bal_1P_4/0AC_4/0AC(N) | 8104404 | no | no |  |  | no |  |  | 0 | 0 | 0 | 0
oh_line_8104404_200885510 |  | AN | node_8104404_200885508 | node_8104404_200885510 | 256.757 | bal_1P_4/0AC_4/0AC(N) | 8104404 | no | no |  |  | no |  |  | 0 | 0 | 0 | 0
oh_line_8104404_200885512 |  | AN | node_8104404_200885510 | node_8104404_200885512 | 284.135 | bal_1P_4/0AC_4/0AC(N) | 8104404 | no | no |  |  | no |  |  | 0 | 0 | 0 | 0
oh_line_8104404_200885513 |  | AN | node_8104404_200885497 | node_intto1_8104404_200885513 | 279.981 | bal_1P_4/0AC_4/0AC(N) | 8104404 | no | no |  |  | no |  |  | 0 | 0 | 0 | 0
oh_line_8104404_200885516 |  | AN | node_8104404_200885512 | node_8104404_200885516 | 227.674 | bal_1P_4/0AC_4/0AC(N) | 8104404 | no | no |  |  | no |  |  | 0 | 0 | 0 | 0
oh_line_8104404_200885517 |  | AN | node_8104404_200885516 | node_8104404_200885517 | 311.13 | bal_1P_4/0AC_1/0AC(N) | 8104404 | no | no |  |  | no |  |  | 0 | 0 | 0 | 0
oh_line_8104404_200885518 |  | AN | node_8104404_200885517 | node_8104404_200885518 | 306.891 | bal_1P_4/0AC_1/0AC(N) | 8104404 | no | no |  |  | no |  |  | 0 | 0 | 0 | 0
oh_line_8104404_200885519 |  | AN | node_8104404_200885518 | node_8104404_200885519 | 285.331 | bal_1P_4/0AC_1/0AC(N) | 8104404 | no | no |  |  | no |  |  | 0 | 0 | 0 | 0
oh_line_8104404_200885520 |  | AN | node_8104404_200885519 | node_8104404_200885520 | 278.311 | bal_1P_4/0AC_1/0AC(N) | 8104404 | no | no |  |  | no |  |  | 0 | 0 | 0 | 0
oh_line_8104404_200885521 |  | AN | node_8104404_200885520 | node_8104404_200885521 | 77.862 | bal_1P_2AC_2AC(N) | 8104404 | no | no |  |  | no |  |  | 0 | 0 | 0 | 0
oh_line_8104404_200885522 |  | AN | node_8104404_200885521 | node_8104404_200885522 | 171.034 | bal_1P_2AC_2AC(N) | 8104404 | no | no |  |  | no |  |  | 0 | 0 | 0 | 0
oh_line_8104404_200885523 |  | AN | node_8104404_200885520 | node_8104404_200885523 | 194.472 | bal_1P_4/0AC_1/0AC(N) | 8104404 | no | no |  |  | no |  |  | 0 | 0 | 0 | 0
oh_line_8104404_200885524 |  | AN | node_8104404_200885523 | node_8104404_200885524 | 221.685 | bal_1P_4/0AC_1/0AC(N) | 8104404 | no | no |  |  | no |  |  | 0 | 0 | 0 | 0
oh_line_8104404_200885526 |  | AN | node_8104404_200885524 | node_8104404_200885526 | 287.525 | bal_1P_4/0AC_1/0AC(N) | 8104404 | no | no |  |  | no |  |  | 0 | 0 | 0 | 0
oh_line_8104404_200885527 |  | AN | node_8104404_200885526 | node_8104404_200885527 | 290.509 | bal_1P_4/0AC_1/0AC(N) | 8104404 | no | no |  |  | no |  |  | 0 | 0 | 0 | 0
oh_line_8104404_200885528 |  | AN | node_8104404_200885527 | node_8104404_200885528 | 289.708 | bal_1P_4/0AC_1/0AC(N) | 8104404 | no | no |  |  | no |  |  | 0 | 0 | 0 | 0
oh_line_8104404_200885529 |  | AN | node_8104404_200885528 | node_8104404_200885529 | 291.22 | bal_1P_4/0AC_1/0AC(N) | 8104404 | no | no |  |  | no |  |  | 0 | 0 | 0 | 0
oh_line_8104404_200885530 |  | AN | node_8104404_200885513 | node_8104404_200885530 | 269.305 | bal_1P_4/0AC_4/0AC(N) | 8104404 | no | no |  |  | no |  |  | 0 | 0 | 0 | 0
oh_line_8104404_200885531 |  | AN | node_8104404_200885529 | node_8104404_200885531 | 289.5 | bal_1P_4/0AC_1/0AC(N) | 8104404 | no | no |  |  | no |  |  | 0 | 0 | 0 | 0
oh_line_8104404_200885532 |  | AN | node_8104404_200885531 | node_8104404_200885532 | 278.946 | bal_1P_4/0AC_1/0AC(N) | 8104404 | no | no |  |  | no |  |  | 0 | 0 | 0 | 0
oh_line_8104404_200885533 |  | AN | node_8104404_200885532 | node_8104404_200885533 | 291.816 | bal_1P_4/0AC_1/0AC(N) | 8104404 | no | no |  |  | no |  |  | 0 | 0 | 0 | 0
oh_line_8104404_200885534 |  | AN | node_8104404_200885533 | node_8104404_200885534 | 301.713 | bal_1P_4/0AC_1/0AC(N) | 8104404 | no | no |  |  | no |  |  | 0 | 0 | 0 | 0
oh_line_8104404_200885535 |  | AN | node_8104404_200885530 | node_8104404_200885535 | 270.53 | bal_1P_4/0AC_4/0AC(N) | 8104404 | no | no |  |  | no |  |  | 0 | 0 | 0 | 0
oh_line_8104404_200885536 |  | AN | node_8104404_200885535 | node_8104404_200885536 | 268.702 | bal_1P_4/0AC_4/0AC(N) | 8104404 | no | no |  |  | no |  |  | 0 | 0 | 0 | 0
oh_line_8104404_200885537 |  | AN | node_8104404_200885536 | node_8104404_200885537 | 267.31 | bal_1P_4/0AC_4/0AC(N) | 8104404 | no | no |  |  | no |  |  | 0 | 0 | 0 | 0
oh_line_8104404_200885539 |  | AN | node_8104404_200885537 | node_8104404_200885539 | 269.364 | bal_1P_4/0AC_4/0AC(N) | 8104404 | no | no |  |  | no |  |  | 0 | 0 | 0 | 0
oh_line_8104404_200885540 |  | AN | node_8104404_200885539 | node_8104404_200885540 | 186.269 | bal_1P_4/0AC_4/0AC(N) | 8104404 | no | no |  |  | no |  |  | 0 | 0 | 0 | 0
oh_line_8104404_200885541 |  | AN | node_8104404_200885540 | node_8104404_200885541 | 282.039 | bal_1P_4/0AC_4/0AC(N) | 8104404 | no | no |  |  | no |  |  | 0 | 0 | 0 | 0
oh_line_8104404_200886413 |  | AN | node_8104404_200884827 | node_8104404_200886413 | 82.795 | bal_1P_1/0AA_1/0AA(N) | 8104404 | no | no |  |  | no |  |  | 0 | 0 | 0 | 0
oh_line_8104404_200886414 |  | AD | node_8104404_200886415 | node_8104404_200886414 | 272.498 | bal_1P_4CU | 8104404 | no | no |  |  | no |  |  | 0 | 0 | 0 | 0
oh_line_8104404_200886415 |  | AD | node_8104404_200886931 | node_8104404_200886415 | 264.16 | bal_1P_4CU | 8104404 | no | no |  |  | no |  |  | 0 | 0 | 0 | 0
oh_line_8104404_200886416 |  | AN | node_8104404_200886413 | node_8104404_200886416 | 203.259 | bal_1P_1/0AC_1/0AC(N) | 8104404 | no | no |  |  | no |  |  | 0 | 0 | 0 | 0
oh_line_8104404_200886417 |  | AN | node_8104404_200886416 | node_8104404_200886417 | 262.011 | bal_1P_1/0AC_1/0AC(N) | 8104404 | no | no |  |  | no |  |  | 0 | 0 | 0 | 0
oh_line_8104404_200886418 |  | AN | node_8104404_200886417 | node_8104404_200886418 | 263.933 | bal_1P_1/0AC_1/0AC(N) | 8104404 | no | no |  |  | no |  |  | 0 | 0 | 0 | 0
oh_line_8104404_200886420 |  | AD | node_8104404_200887345 | node_8104404_200886420 | 399.06 | bal_1P_2AC | 8104404 | no | no |  |  | no |  |  | 0 | 0 | 0 | 0
oh_line_8104404_200886421 |  | AD | node_8104404_200886442 | node_8104404_200886421 | 388.191 | bal_1P_2AC | 8104404 | no | no |  |  | no |  |  | 0 | 0 | 0 | 0
oh_line_8104404_200886422 |  | AD | node_8104404_200886421 | node_8104404_200886422 | 415.023 | bal_1P_2AC | 8104404 | no | no |  |  | no |  |  | 0 | 0 | 0 | 0
oh_line_8104404_200886423 |  | AD | node_8104404_200886422 | node_8104404_200886423 | 402.808 | bal_1P_2AC | 8104404 | no | no |  |  | no |  |  | 0 | 0 | 0 | 0
oh_line_8104404_200886424 |  | AD | node_8104404_200886423 | node_8104404_200886424 | 339.196 | bal_1P_2AC | 8104404 | no | no |  |  | no |  |  | 0 | 0 | 0 | 0
oh_line_8104404_200886426 |  | AD | node_8104404_200886424 | node_8104404_200886426 | 472.585 | bal_1P_2AC | 8104404 | no | no |  |  | no |  |  | 0 | 0 | 0 | 0
oh_line_8104404_200886427 |  | AD | node_8104404_200886426 | node_8104404_200886427 | 462.342 | bal_1P_2AC | 8104404 | no | no |  |  | no |  |  | 0 | 0 | 0 | 0
oh_line_8104404_200886428 |  | AD | node_8104404_200886427 | node_8104404_200886428 | 360.241 | bal_1P_2AC | 8104404 | no | no |  |  | no |  |  | 0 | 0 | 0 | 0
oh_line_8104404_200886429 |  | AD | node_8104404_200886428 | node_8104404_200886429 | 446.018 | bal_1P_2AC | 8104404 | no | no |  |  | no |  |  | 0 | 0 | 0 | 0
oh_line_8104404_200886430 |  | AD | node_8104404_200886429 | node_8104404_200886430 | 275.327 | bal_1P_1/0AA | 8104404 | no | no |  |  | no |  |  | 0 | 0 | 0 | 0
oh_line_8104404_200886431 |  | AD | node_8104404_200886420 | node_8104404_200886431 | 541.975 | bal_1P_2AC | 8104404 | no | no |  |  | no |  |  | 0 | 0 | 0 | 0
oh_line_8104404_200886432 |  | AD | node_8104404_200886431 | node_8104404_200886432 | 256.092 | bal_1P_2AC | 8104404 | no | no |  |  | no |  |  | 0 | 0 | 0 | 0
oh_line_8104404_200886434 |  | AD | node_8104404_200886432 | node_8104404_200886434 | 267.737 | bal_1P_2AC | 8104404 | no | no |  |  | no |  |  | 0 | 0 | 0 | 0
oh_line_8104404_200886435 |  | AD | node_8104404_200886434 | node_8104404_200886435 | 255.872 | bal_1P_2AC | 8104404 | no | no |  |  | no |  |  | 0 | 0 | 0 | 0
oh_line_8104404_200886436 |  | AD | node_8104404_200886435 | node_8104404_200886436 | 312.918 | bal_1P_2AC | 8104404 | no | no |  |  | no |  |  | 0 | 0 | 0 | 0
oh_line_8104404_200886437 |  | AD | node_8104404_200886436 | node_8104404_200886437 | 301.335 | bal_1P_1/0AA | 8104404 | no | no |  |  | no |  |  | 0 | 0 | 0 | 0
oh_line_8104404_200886438 |  | AD | node_8104404_200886437 | node_8104404_200886438 | 242.833 | bal_1P_1/0AA | 8104404 | no | no |  |  | no |  |  | 0 | 0 | 0 | 0
oh_line_8104404_200886439 |  | AD | node_8104404_200886436 | node_8104404_200886439 | 348.936 | bal_1P_2AC | 8104404 | no | no |  |  | no |  |  | 0 | 0 | 0 | 0
oh_line_8104404_200886440 |  | AD | node_8104404_200886439 | node_intto1_8104404_200886440 | 305.526 | bal_1P_2AC | 8104404 | no | no |  |  | no |  |  | 0 | 0 | 0 | 0
oh_line_8104404_200886441 |  | AD | node_8104404_200886440 | node_8104404_200886441 | 365.857 | bal_1P_2AC | 8104404 | no | no |  |  | no |  |  | 0 | 0 | 0 | 0
oh_line_8104404_200886442 |  | AD | node_8104404_200886441 | node_8104404_200886442 | 408.224 | bal_1P_2AC | 8104404 | no | no |  |  | no |  |  | 0 | 0 | 0 | 0
oh_line_8104404_200886443 |  | AD | node_8104404_200886442 | node_8104404_200886443 | 351.452 | bal_1P_1/0AA | 8104404 | no | no |  |  | no |  |  | 0 | 0 | 0 | 0
oh_line_8104404_200886547 |  | ABCN | node_8104404_200886602 | node_8104404_200886547 | 164.083 | bal_3P_477AL_4/0AC(N) | 8104404 | no | no |  |  | no |  |  | 0 | 0 | 0 | 0
oh_line_8104404_200886548 |  | AN | node_8104404_200886547 | node_8104404_200886548 | 26.628 | bal_1P_1/0AA_1/0AA(N) | 8104404 | no | no |  |  | no |  |  | 0 | 0 | 0 | 0
oh_line_8104404_200886550 |  | ABCN | node_8104404_200886603 | node_intto1_8104404_200886550 | 285.444 | bal_3P_477AL_4/0AC(N) | 8104404 | no | no |  |  | no |  |  | 0 | 0 | 0 | 0
oh_line_8104404_200886551 |  | ABCN | node_8104404_200886550 | node_intto1_8104404_200886551 | 274.138 | bal_3P_477AL_4/0AC(N) | 8104404 | no | no |  |  | no |  |  | 0 | 0 | 0 | 0
oh_line_8104404_200886552 |  | ABCN | node_8104404_200886551 | node_8104404_200886552 | 291.392 | bal_3P_477AL_4/0AC(N) | 8104404 | no | no |  |  | no |  |  | 0 | 0 | 0 | 0
oh_line_8104404_200886553 |  | ABCN | node_8104404_200886552 | node_8104404_200886553 | 282.915 | bal_3P_477AL_4/0AC(N) | 8104404 | no | no |  |  | no |  |  | 0 | 0 | 0 | 0
oh_line_8104404_200886554 |  | ABCN | node_8104404_200886553 | node_8104404_200886554 | 277.336 | bal_3P_477AL_4/0AC(N) | 8104404 | no | no |  |  | no |  |  | 0 | 0 | 0 | 0
oh_line_8104404_200886555 |  | AN | node_8104404_200886554 | node_intto1_8104404_200886555 | 308.883 | bal_1P_2AC_2AC(N) | 8104404 | no | no |  |  | no |  |  | 0 | 0 | 0 | 0
oh_line_8104404_200886556 |  | AN | node_8104404_200886555 | node_8104404_200886556 | 291.433 | bal_1P_2AC_2AC(N) | 8104404 | no | no |  |  | no |  |  | 0 | 0 | 0 | 0
oh_line_8104404_200886557 |  | ABCN | node_8104404_200886554 | node_8104404_200886557 | 280.117 | bal_3P_477AL_4/0AC(N) | 8104404 | no | no |  |  | no |  |  | 0 | 0 | 0 | 0
oh_line_8104404_200886558 |  | ABCN | node_8104404_200886557 | node_8104404_200886558 | 194.869 | bal_3P_477AL_4/0AC(N) | 8104404 | no | no |  |  | no |  |  | 0 | 0 | 0 | 0
oh_line_8104404_200886559 |  | ABCN | node_8104404_200886558 | node_8104404_200886559 | 290.246 | bal_3P_477AL_4/0AC(N) | 8104404 | no | no |  |  | no |  |  | 0 | 0 | 0 | 0
oh_line_8104404_200886561-1 |  | AN | node_8104404_200886559 | node_intto1_220387515 | 233.977 | bal_1P_1/0AC_1/0AC(N) | 8104404 | no | no |  |  | no |  |  | 0 | 0 | 0 | 0
oh_line_8104404_200886561-2 |  | AN | node_220387515 | node_intto1_220465184 | 13.028 | bal_1P_1/0AC_1/0AC(N) | 8104404 | no | no |  |  | no |  |  | 0 | 0 | 0 | 0
oh_line_8104404_200886561-3 |  | AN | node_220465184 | node_8104404_200886561 | 11.752 | bal_1P_1/0AC_1/0AC(N) | 8104404 | no | no |  |  | no |  |  | 0 | 0 | 0 | 0
oh_line_8104404_200886562 |  | AD | node_8104404_200886561 | node_8104404_200886562 | 224.377 | bal_1P_2AC | 8104404 | no | no |  |  | no |  |  | 0 | 0 | 0 | 0
oh_line_8104404_200886563 |  | AD | node_8104404_200886562 | node_intto1_8104404_200886563 | 264.694 | bal_1P_4AC | 8104404 | no | no |  |  | no |  |  | 0 | 0 | 0 | 0
oh_line_8104404_200886564 |  | AD | node_8104404_200886563 | node_8104404_200886564 | 280.244 | bal_1P_4AC | 8104404 | no | no |  |  | no |  |  | 0 | 0 | 0 | 0
oh_line_8104404_200886565 |  | AD | node_8104404_200886564 | node_8104404_200886565 | 281.136 | bal_1P_4AC | 8104404 | no | no |  |  | no |  |  | 0 | 0 | 0 | 0
oh_line_8104404_200886566 |  | AD | node_8104404_200886565 | node_8104404_200886566 | 276.233 | bal_1P_4AC | 8104404 | no | no |  |  | no |  |  | 0 | 0 | 0 | 0
oh_line_8104404_200886567 |  | AD | node_8104404_200886566 | node_8104404_200886567 | 284.319 | bal_1P_4AC | 8104404 | no | no |  |  | no |  |  | 0 | 0 | 0 | 0
oh_line_8104404_200886568 |  | AD | node_8104404_200886567 | node_8104404_200886568 | 249.027 | bal_1P_4AC | 8104404 | no | no |  |  | no |  |  | 0 | 0 | 0 | 0
oh_line_8104404_200886569 |  | AD | node_8104404_200886568 | node_8104404_200886569 | 219.797 | bal_1P_4AC | 8104404 | no | no |  |  | no |  |  | 0 | 0 | 0 | 0
oh_line_8104404_200886571 |  | AD | node_8104404_200886569 | node_8104404_200886571 | 227.023 | bal_1P_4AC | 8104404 | no | no |  |  | no |  |  | 0 | 0 | 0 | 0
oh_line_8104404_200886572 |  | AD | node_8104404_200886571 | node_8104404_200886572 | 287.402 | bal_1P_4AC | 8104404 | no | no |  |  | no |  |  | 0 | 0 | 0 | 0
oh_line_8104404_200886573 |  | AD | node_8104404_200886572 | node_8104404_200886573 | 275.44 | bal_1P_4AC | 8104404 | no | no |  |  | no |  |  | 0 | 0 | 0 | 0
oh_line_8104404_200886574 |  | AD | node_8104404_200886573 | node_8104404_200886574 | 261.031 | bal_1P_4AC | 8104404 | no | no |  |  | no |  |  | 0 | 0 | 0 | 0
oh_line_8104404_200886575 |  | AD | node_8104404_200886574 | node_8104404_200886575 | 290.754 | bal_1P_4AC | 8104404 | no | no |  |  | no |  |  | 0 | 0 | 0 | 0
oh_line_8104404_200886576 |  | AD | node_8104404_200886575 | node_8104404_200886576 | 191.479 | bal_1P_4AC | 8104404 | no | no |  |  | no |  |  | 0 | 0 | 0 | 0
oh_line_8104404_200886577 |  | AD | node_8104404_200886576 | node_8104404_200886577 | 198.576 | bal_1P_4AC | 8104404 | no | no |  |  | no |  |  | 0 | 0 | 0 | 0
oh_line_8104404_200886578 |  | AD | node_8104404_200886577 | node_8104404_200886578 | 319.424 | bal_1P_4AC | 8104404 | no | no |  |  | no |  |  | 0 | 0 | 0 | 0
oh_line_8104404_200886579 |  | AD | node_8104404_200886578 | node_8104404_200886579 | 286.287 | bal_1P_4AC | 8104404 | no | no |  |  | no |  |  | 0 | 0 | 0 | 0
oh_line_8104404_200886580 |  | AD | node_8104404_200886579 | node_8104404_200886580 | 331.635 | bal_1P_4AC | 8104404 | no | no |  |  | no |  |  | 0 | 0 | 0 | 0
oh_line_8104404_200886581 |  | AD | node_8104404_200886580 | node_8104404_200886581 | 272.605 | bal_1P_4AC | 8104404 | no | no |  |  | no |  |  | 0 | 0 | 0 | 0
oh_line_8104404_200886582-1 |  | AD | node_1389822_015_15418343_018 | node_8104404_200886582 | 22.225 | bal_1P_4AC | 8104404 | no | no |  |  | no |  |  | 0 | 0 | 0 | 0
oh_line_8104404_200886582-2 |  | AD | node_8104404_200886581 | node_1389822_015_15418343_018 | 235.456 | bal_1P_4AC | 8104404 | no | no |  |  | no |  |  | 0 | 0 | 0 | 0
oh_line_8104404_200886583 |  | AD | node_8104404_200886582 | node_8104404_200886583 | 248.759 | bal_1P_4AC | 8104404 | no | no |  |  | no |  |  | 0 | 0 | 0 | 0
oh_line_8104404_200886584 |  | AD | node_8104404_200886583 | node_8104404_200886584 | 241.308 | bal_1P_2AC | 8104404 | no | no |  |  | no |  |  | 0 | 0 | 0 | 0
oh_line_8104404_200886585 |  | AD | node_8104404_200886584 | node_8104404_200886585 | 168.317 | bal_1P_2AC | 8104404 | no | no |  |  | no |  |  | 0 | 0 | 0 | 0
oh_line_8104404_200886586 |  | AD | node_8104404_200886585 | node_8104404_200886586 | 417.456 | bal_1P_2AC | 8104404 | no | no |  |  | no |  |  | 0 | 0 | 0 | 0
oh_line_8104404_200886587 |  | AD | node_8104404_200886586 | node_8104404_200886587 | 461.265 | bal_1P_2AC | 8104404 | no | no |  |  | no |  |  | 0 | 0 | 0 | 0
oh_line_8104404_200886588 |  | AD | node_8104404_200886587 | node_8104404_200886588 | 400.159 | bal_1P_2AC | 8104404 | no | no |  |  | no |  |  | 0 | 0 | 0 | 0
oh_line_8104404_200886589 |  | AD | node_8104404_200886588 | node_8104404_200886589 | 452.934 | bal_1P_2AC | 8104404 | no | no |  |  | no |  |  | 0 | 0 | 0 | 0
oh_line_8104404_200886590 |  | AD | node_8104404_200886589 | node_intto1_8104404_200886590 | 329.6 | bal_1P_2AC | 8104404 | no | no |  |  | no |  |  | 0 | 0 | 0 | 0
oh_line_8104404_200886591 |  | AD | node_8104404_200886590 | node_8104404_200886591 | 243.33 | bal_1P_2AC | 8104404 | no | no |  |  | no |  |  | 0 | 0 | 0 | 0
oh_line_8104404_200886592 |  | AD | node_8104404_200886591 | node_8104404_200886592 | 198.399 | bal_1P_2AC | 8104404 | no | no |  |  | no |  |  | 0 | 0 | 0 | 0
oh_line_8104404_200886593 |  | AD | node_8104404_200886592 | node_8104404_200886593 | 136.525 | bal_1P_2AC | 8104404 | no | no |  |  | no |  |  | 0 | 0 | 0 | 0
oh_line_8104404_200886594 |  | AD | node_8104404_200886589 | node_8104404_200886594 | 473.329 | bal_1P_2AC | 8104404 | no | no |  |  | no |  |  | 0 | 0 | 0 | 0
oh_line_8104404_200886595 |  | AD | node_8104404_200886594 | node_8104404_200886595 | 374.818 | bal_1P_2AC | 8104404 | no | no |  |  | no |  |  | 0 | 0 | 0 | 0
oh_line_8104404_200886596 |  | AD | node_8104404_200886595 | node_8104404_200886596 | 239.099 | bal_1P_8DCW | 8104404 | no | no |  |  | no |  |  | 0 | 0 | 0 | 0
oh_line_8104404_200886597 |  | AD | node_8104404_200886596 | node_8104404_200886597 | 304.597 | bal_1P_8DCW | 8104404 | no | no |  |  | no |  |  | 0 | 0 | 0 | 0
oh_line_8104404_200886598 |  | AD | node_8104404_200886597 | node_8104404_200886598 | 424.513 | bal_1P_8DCW | 8104404 | no | no |  |  | no |  |  | 0 | 0 | 0 | 0
oh_line_8104404_200886599 |  | AD | node_8104404_200886598 | node_8104404_200886599 | 309.478 | bal_1P_8DCW | 8104404 | no | no |  |  | no |  |  | 0 | 0 | 0 | 0
oh_line_8104404_200886601 |  | ABCN | node_SOURCE_8104404 | node_8104404_200886601 | 131.621 | bal_3P_477AL_4/0AA(N) | 8104404 | no | no |  |  | no |  |  | 0 | 0 | 0 | 0
oh_line_8104404_200886602 |  | ABCN | node_8104404_200886601 | node_8104404_200886602 | 87.307 | bal_3P_477AL_4/0AC(N) | 8104404 | no | no |  |  | no |  |  | 0 | 0 | 0 | 0
oh_line_8104404_200886603 |  | ABCN | node_8104404_200886547 | node_8104404_200886603 | 256.638 | bal_3P_477AL_4/0AC(N) | 8104404 | no | no |  |  | no |  |  | 0 | 0 | 0 | 0
oh_line_8104404_200886604 |  | AN | node_8104404_200886603 | node_8104404_200886604 | 55.504 | bal_1P_1/0AC_1/0AC(N) | 8104404 | no | no |  |  | no |  |  | 0 | 0 | 0 | 0
oh_line_8104404_200886794 |  | AD | node_8104404_200886795 | node_8104404_200886794 | 217.578 | bal_1P_1/0AA | 8104404 | no | no |  |  | no |  |  | 0 | 0 | 0 | 0
oh_line_8104404_200886795 |  | AD | node_8104404_200886796 | node_8104404_200886795 | 260.618 | bal_1P_1/0AA | 8104404 | no | no |  |  | no |  |  | 0 | 0 | 0 | 0
oh_line_8104404_200886796 |  | AD | node_8104404_200885026 | node_8104404_200886796 | 260.732 | bal_1P_1/0AA | 8104404 | no | no |  |  | no |  |  | 0 | 0 | 0 | 0
oh_line_8104404_200886797 |  | AD | node_8104404_200886798 | node_8104404_200886797 | 258.672 | bal_1P_1/0AA | 8104404 | no | no |  |  | no |  |  | 0 | 0 | 0 | 0
oh_line_8104404_200886798 |  | AD | node_8104404_200886799 | node_8104404_200886798 | 253.359 | bal_1P_1/0AA | 8104404 | no | no |  |  | no |  |  | 0 | 0 | 0 | 0
oh_line_8104404_200886799 |  | AD | node_8104404_200886800 | node_8104404_200886799 | 305.958 | bal_1P_3-104CW | 8104404 | no | no |  |  | no |  |  | 0 | 0 | 0 | 0
oh_line_8104404_200886800 |  | AD | node_8104404_200886801 | node_intto1_8104404_200886800 | 563.229 | bal_1P_3-104CW | 8104404 | no | no |  |  | no |  |  | 0 | 0 | 0 | 0
oh_line_8104404_200886801 |  | AD | node_8104404_200886802 | node_8104404_200886801 | 504.377 | bal_1P_3-104CW | 8104404 | no | no |  |  | no |  |  | 0 | 0 | 0 | 0
oh_line_8104404_200886802 |  | AD | node_8104404_200886806 | node_8104404_200886802 | 441.712 | bal_1P_3-104CW | 8104404 | no | no |  |  | no |  |  | 0 | 0 | 0 | 0
oh_line_8104404_200886803 |  | AD | node_8104404_200886802 | node_8104404_200886803 | 475.45 | bal_1P_3-104CW | 8104404 | no | no |  |  | no |  |  | 0 | 0 | 0 | 0
oh_line_8104404_200886804 |  | AD | node_8104404_200886803 | node_intto1_8104404_200886804 | 404.302 | bal_1P_2AC | 8104404 | no | no |  |  | no |  |  | 0 | 0 | 0 | 0
oh_line_8104404_200886805 |  | AD | node_8104404_200886804 | node_8104404_200886805 | 364.389 | bal_1P_2AC | 8104404 | no | no |  |  | no |  |  | 0 | 0 | 0 | 0
oh_line_8104404_200886806 |  | AD | node_8104404_200886808 | node_8104404_200886806 | 470.903 | bal_1P_3-104CW | 8104404 | no | no |  |  | no |  |  | 0 | 0 | 0 | 0
oh_line_8104404_200886807 |  | AD | node_8104404_200886806 | node_8104404_200886807 | 222.364 | bal_1P_1/0AA | 8104404 | no | no |  |  | no |  |  | 0 | 0 | 0 | 0
oh_line_8104404_200886808 |  | AD | node_8104404_200886809 | node_8104404_200886808 | 434.46 | bal_1P_3-104CW | 8104404 | no | no |  |  | no |  |  | 0 | 0 | 0 | 0
oh_line_8104404_200886809 |  | AD | node_8104404_200886810 | node_8104404_200886809 | 571.566 | bal_1P_3-104CW | 8104404 | no | no |  |  | no |  |  | 0 | 0 | 0 | 0
oh_line_8104404_200886810 |  | AD | node_8104404_200886811 | node_8104404_200886810 | 335.136 | bal_1P_3-104CW | 8104404 | no | no |  |  | no |  |  | 0 | 0 | 0 | 0
oh_line_8104404_200886811 |  | AD | node_8104404_200886813 | node_8104404_200886811 | 646.821 | bal_1P_3-104CW | 8104404 | no | no |  |  | no |  |  | 0 | 0 | 0 | 0
oh_line_8104404_200886812 |  | AD | node_8104404_200886811 | node_8104404_200886812 | 326.9 | bal_1P_1/0AA | 8104404 | no | no |  |  | no |  |  | 0 | 0 | 0 | 0
oh_line_8104404_200886813 |  | AD | node_8104404_200886815 | node_8104404_200886813 | 448.872 | bal_1P_2AC | 8104404 | no | no |  |  | no |  |  | 0 | 0 | 0 | 0
oh_line_8104404_200886814 |  | AD | node_8104404_200886813 | node_8104404_200886814 | 310.475 | bal_1P_1/0AA | 8104404 | no | no |  |  | no |  |  | 0 | 0 | 0 | 0
oh_line_8104404_200886815 |  | AD | node_8104404_200886816 | node_8104404_200886815 | 268.758 | bal_1P_2AC | 8104404 | no | no |  |  | no |  |  | 0 | 0 | 0 | 0
oh_line_8104404_200886816 |  | AD | node_8104404_200886817 | node_intto1_8104404_200886816 | 211.843 | bal_1P_2AC | 8104404 | no | no |  |  | no |  |  | 0 | 0 | 0 | 0
oh_line_8104404_200886817 |  | AD | node_8104404_200886819 | node_8104404_200886817 | 308.956 | bal_1P_1/0AC | 8104404 | no | no |  |  | no |  |  | 0 | 0 | 0 | 0
oh_line_8104404_200886819-1 |  | AN | node_8104404_200887308 | node_intto1_220387456 | 93.049 | bal_1P_1/0AC_1/0AC(N) | 8104404 | no | no |  |  | no |  |  | 0 | 0 | 0 | 0
oh_line_8104404_200886819-2 |  | AN | node_220387456 | node_intto1_220464402 | 9.237 | bal_1P_1/0AC_1/0AC(N) | 8104404 | no | no |  |  | no |  |  | 0 | 0 | 0 | 0
oh_line_8104404_200886819-3 |  | AN | node_220464402 | node_8104404_200886819 | 10.399 | bal_1P_1/0AC_1/0AC(N) | 8104404 | no | no |  |  | no |  |  | 0 | 0 | 0 | 0
oh_line_8104404_200886837 |  | AD | node_8104404_200886802 | node_8104404_200886837 | 278.024 | bal_1P_1/0AA | 8104404 | no | no |  |  | no |  |  | 0 | 0 | 0 | 0
oh_line_8104404_200886838 |  | AD | node_8104404_200886895 | node_8104404_200886838 | 268.619 | bal_1P_4AC | 8104404 | no | no |  |  | no |  |  | 0 | 0 | 0 | 0
oh_line_8104404_200886840 |  | AD | node_8104404_200886838 | node_8104404_200886840 | 346.346 | bal_1P_4AC | 8104404 | no | no |  |  | no |  |  | 0 | 0 | 0 | 0
oh_line_8104404_200886841 |  | AD | node_8104404_200886840 | node_8104404_200886841 | 276.486 | bal_1P_4AC | 8104404 | no | no |  |  | no |  |  | 0 | 0 | 0 | 0
oh_line_8104404_200886842 |  | AD | node_8104404_200886841 | node_8104404_200886842 | 389.539 | bal_1P_4AC | 8104404 | no | no |  |  | no |  |  | 0 | 0 | 0 | 0
oh_line_8104404_200886843 |  | AD | node_8104404_200886842 | node_8104404_200886843 | 433.502 | bal_1P_4AC | 8104404 | no | no |  |  | no |  |  | 0 | 0 | 0 | 0
oh_line_8104404_200886844 |  | AD | node_8104404_200886843 | node_8104404_200886844 | 523.781 | bal_1P_4AC | 8104404 | no | no |  |  | no |  |  | 0 | 0 | 0 | 0
oh_line_8104404_200886845 |  | AD | node_8104404_200886844 | node_8104404_200886845 | 204.73 | bal_1P_1/0AA | 8104404 | no | no |  |  | no |  |  | 0 | 0 | 0 | 0
oh_line_8104404_200886846 |  | AD | node_8104404_200886844 | node_8104404_200886846 | 268.511 | bal_1P_4AC | 8104404 | no | no |  |  | no |  |  | 0 | 0 | 0 | 0
oh_line_8104404_200886847 |  | AD | node_8104404_200886846 | node_8104404_200886847 | 376.656 | bal_1P_4AC | 8104404 | no | no |  |  | no |  |  | 0 | 0 | 0 | 0
oh_line_8104404_200886848 |  | AD | node_8104404_200886847 | node_8104404_200886848 | 459.345 | bal_1P_4AC | 8104404 | no | no |  |  | no |  |  | 0 | 0 | 0 | 0
oh_line_8104404_200886849 |  | AD | node_8104404_200886848 | node_8104404_200886849 | 314.766 | bal_1P_4AC | 8104404 | no | no |  |  | no |  |  | 0 | 0 | 0 | 0
oh_line_8104404_200886850 |  | AD | node_8104404_200886837 | node_8104404_200886850 | 246.812 | bal_1P_1/0AA | 8104404 | no | no |  |  | no |  |  | 0 | 0 | 0 | 0
oh_line_8104404_200886851 |  | AD | node_8104404_200886850 | node_8104404_200886851 | 277.532 | bal_1P_1/0AA | 8104404 | no | no |  |  | no |  |  | 0 | 0 | 0 | 0
oh_line_8104404_200886852 |  | AD | node_8104404_200886849 | node_8104404_200886852 | 340.01 | bal_1P_4AC | 8104404 | no | no |  |  | no |  |  | 0 | 0 | 0 | 0
oh_line_8104404_200886853 |  | AD | node_8104404_200886852 | node_8104404_200886853 | 392.646 | bal_1P_2AC | 8104404 | no | no |  |  | no |  |  | 0 | 0 | 0 | 0
oh_line_8104404_200886854-1 |  | AD | node_8104404_200886853 | node_1382514_852_15410819_894 | 277.932 | bal_1P_2AC | 8104404 | no | no |  |  | no |  |  | 0 | 0 | 0 | 0
oh_line_8104404_200886854-2 |  | AD | node_1382514_852_15410819_894 | node_8104404_200886854 | 8.601 | bal_1P_2AC | 8104404 | no | no |  |  | no |  |  | 0 | 0 | 0 | 0
oh_line_8104404_200886855 |  | AD | node_8104404_200886854 | node_8104404_200886855 | 285.563 | bal_1P_2AC | 8104404 | no | no |  |  | no |  |  | 0 | 0 | 0 | 0
oh_line_8104404_200886858 |  | AD | node_8104404_200886855 | node_8104404_200886858 | 249.994 | bal_1P_2AC | 8104404 | no | no |  |  | no |  |  | 0 | 0 | 0 | 0
oh_line_8104404_200886859 |  | AD | node_8104404_200886858 | node_8104404_200886859 | 380.936 | bal_1P_4AC | 8104404 | no | no |  |  | no |  |  | 0 | 0 | 0 | 0
oh_line_8104404_200886860 |  | AD | node_8104404_200886859 | node_8104404_200886860 | 368.813 | bal_1P_1/0AA | 8104404 | no | no |  |  | no |  |  | 0 | 0 | 0 | 0
oh_line_8104404_200886861 |  | AD | node_8104404_200886860 | node_8104404_200886861 | 232.839 | bal_1P_1/0AA | 8104404 | no | no |  |  | no |  |  | 0 | 0 | 0 | 0
oh_line_8104404_200886862 |  | AD | node_8104404_200886861 | node_8104404_200886862 | 386.395 | bal_1P_1/0AA | 8104404 | no | no |  |  | no |  |  | 0 | 0 | 0 | 0
oh_line_8104404_200886863 |  | AD | node_8104404_200886862 | node_8104404_200886863 | 77.476 | bal_1P_4AC | 8104404 | no | no |  |  | no |  |  | 0 | 0 | 0 | 0
oh_line_8104404_200886864 |  | AD | node_8104404_200886863 | node_8104404_200886864 | 126.787 | bal_1P_4AC | 8104404 | no | no |  |  | no |  |  | 0 | 0 | 0 | 0
oh_line_8104404_200886865 |  | AD | node_8104404_200886864 | node_8104404_200886865 | 302.567 | bal_1P_4AC | 8104404 | no | no |  |  | no |  |  | 0 | 0 | 0 | 0
oh_line_8104404_200886866 |  | AD | node_8104404_200886865 | node_intto1_8104404_200886866 | 359.086 | bal_1P_4AC | 8104404 | no | no |  |  | no |  |  | 0 | 0 | 0 | 0
oh_line_8104404_200886867 |  | AD | node_8104404_200886851 | node_8104404_200886867 | 322.802 | bal_1P_1/0AA | 8104404 | no | no |  |  | no |  |  | 0 | 0 | 0 | 0
oh_line_8104404_200886868 |  | AD | node_8104404_200886867 | node_8104404_200886868 | 332.623 | bal_1P_1/0AA | 8104404 | no | no |  |  | no |  |  | 0 | 0 | 0 | 0
oh_line_8104404_200886869 |  | AD | node_8104404_200886866 | node_8104404_200886869 | 318.838 | bal_1P_4AC | 8104404 | no | no |  |  | no |  |  | 0 | 0 | 0 | 0
oh_line_8104404_200886870 |  | AD | node_8104404_200886869 | node_8104404_200886870 | 260.165 | bal_1P_4AC | 8104404 | no | no |  |  | no |  |  | 0 | 0 | 0 | 0
oh_line_8104404_200886871 |  | AD | node_8104404_200886870 | node_8104404_200886871 | 258.345 | bal_1P_4AC | 8104404 | no | no |  |  | no |  |  | 0 | 0 | 0 | 0
oh_line_8104404_200886874 |  | AD | node_8104404_200979648 | node_intto1_8104404_200886874 | 778.454 | bal_1P_2AC | 8104404 | no | no |  |  | no |  |  | 0 | 0 | 0 | 0
oh_line_8104404_200886875 |  | AD | node_8104404_200886874 | node_8104404_200886875 | 377.982 | bal_1P_2AC | 8104404 | no | no |  |  | no |  |  | 0 | 0 | 0 | 0
oh_line_8104404_200886876 |  | AD | node_8104404_200886875 | node_8104404_200886876 | 147.845 | bal_1P_2AC | 8104404 | no | no |  |  | no |  |  | 0 | 0 | 0 | 0
oh_line_8104404_200886877 |  | AD | node_8104404_200886876 | node_8104404_200886877 | 484.893 | bal_1P_2AC | 8104404 | no | no |  |  | no |  |  | 0 | 0 | 0 | 0
oh_line_8104404_200886878 |  | AD | node_8104404_200979648 | node_8104404_200886878 | 326.34 | bal_1P_2AC | 8104404 | no | no |  |  | no |  |  | 0 | 0 | 0 | 0
oh_line_8104404_200886879-1 |  | AD | node_8104404_200886878 | node_1384700_949_15411824_17 | 171.353 | bal_1P_2AC | 8104404 | no | no |  |  | no |  |  | 0 | 0 | 0 | 0
oh_line_8104404_200886879-2 |  | AD | node_1384700_949_15411824_17 | node_8104404_200886879 | 12.923 | bal_1P_2AC | 8104404 | no | no |  |  | no |  |  | 0 | 0 | 0 | 0
oh_line_8104404_200886880 |  | AD | node_8104404_200886879 | node_8104404_200886880 | 201.458 | bal_1P_2AC | 8104404 | no | no |  |  | no |  |  | 0 | 0 | 0 | 0
oh_line_8104404_200886881 |  | AD | node_8104404_200886880 | node_8104404_200886881 | 155.822 | bal_1P_2AC | 8104404 | no | no |  |  | no |  |  | 0 | 0 | 0 | 0
oh_line_8104404_200886882 |  | AD | node_8104404_200886881 | node_8104404_200886882 | 226.845 | bal_1P_2AC | 8104404 | no | no |  |  | no |  |  | 0 | 0 | 0 | 0
oh_line_8104404_200886883 |  | AD | node_8104404_200886882 | node_8104404_200886883 | 174.461 | bal_1P_2AC | 8104404 | no | no |  |  | no |  |  | 0 | 0 | 0 | 0
oh_line_8104404_200886884 |  | AD | node_8104404_200886883 | node_8104404_200886884 | 152.184 | bal_1P_2AC | 8104404 | no | no |  |  | no |  |  | 0 | 0 | 0 | 0
oh_line_8104404_200886885 |  | AD | node_8104404_200886884 | node_8104404_200886885 | 370.434 | bal_1P_2AC | 8104404 | no | no |  |  | no |  |  | 0 | 0 | 0 | 0
oh_line_8104404_200886887 |  | AD | node_8104404_200886868 | node_8104404_200886887 | 381.467 | bal_1P_1/0AA | 8104404 | no | no |  |  | no |  |  | 0 | 0 | 0 | 0
oh_line_8104404_200886888 |  | AD | node_8104404_200886887 | node_8104404_200886888 | 255.763 | bal_1P_1/0AA | 8104404 | no | no |  |  | no |  |  | 0 | 0 | 0 | 0
oh_line_8104404_200886890 |  | AD | node_8104404_200886885 | node_8104404_200886890 | 361.61 | bal_1P_1/0AA | 8104404 | no | no |  |  | no |  |  | 0 | 0 | 0 | 0
oh_line_8104404_200886891 |  | AD | node_8104404_200886888 | node_8104404_200886891 | 291.206 | bal_1P_1/0AA | 8104404 | no | no |  |  | no |  |  | 0 | 0 | 0 | 0
oh_line_8104404_200886892 |  | AD | node_8104404_200886891 | node_8104404_200886892 | 371.697 | bal_1P_1/0AA | 8104404 | no | no |  |  | no |  |  | 0 | 0 | 0 | 0
oh_line_8104404_200886893 |  | AD | node_8104404_200886892 | node_8104404_200886893 | 202.402 | bal_1P_1/0AA | 8104404 | no | no |  |  | no |  |  | 0 | 0 | 0 | 0
oh_line_8104404_200886894 |  | AD | node_8104404_200886893 | node_8104404_200886894 | 329.014 | bal_1P_4AC | 8104404 | no | no |  |  | no |  |  | 0 | 0 | 0 | 0
oh_line_8104404_200886895 |  | AD | node_8104404_200886894 | node_8104404_200886895 | 392.327 | bal_1P_4AC | 8104404 | no | no |  |  | no |  |  | 0 | 0 | 0 | 0
oh_line_8104404_200886896 |  | AD | node_8104404_200886899 | node_intto1_8104404_200886896 | 309.551 | bal_1P_1/0AA | 8104404 | no | no |  |  | no |  |  | 0 | 0 | 0 | 0
oh_line_8104404_200886898 |  | AD | node_8104404_200885055 | node_8104404_200886898 | 372.791 | bal_1P_4AC | 8104404 | no | no |  |  | no |  |  | 0 | 0 | 0 | 0
oh_line_8104404_200886899 |  | AD | node_8104404_200886898 | node_8104404_200886899 | 365.898 | bal_1P_4AC | 8104404 | no | no |  |  | no |  |  | 0 | 0 | 0 | 0
oh_line_8104404_200886919 |  | AD | node_8104404_200886863 | node_8104404_200886919 | 241.088 | bal_1P_4AC | 8104404 | no | no |  |  | no |  |  | 0 | 0 | 0 | 0
oh_line_8104404_200886920 |  | AD | node_8104404_200886919 | node_intto1_8104404_200886920 | 188.008 | bal_1P_4AC | 8104404 | no | no |  |  | no |  |  | 0 | 0 | 0 | 0
oh_line_8104404_200886921 |  | AD | node_8104404_200886930 | node_8104404_200886921 | 376.108 | bal_1P_4AC | 8104404 | no | no |  |  | no |  |  | 0 | 0 | 0 | 0
oh_line_8104404_200886922 |  | AD | node_8104404_200886921 | node_8104404_200886922 | 372.245 | bal_1P_4AC | 8104404 | no | no |  |  | no |  |  | 0 | 0 | 0 | 0
oh_line_8104404_200886923 |  | AD | node_8104404_200886920 | node_8104404_200886923 | 201.721 | bal_1P_4AC | 8104404 | no | no |  |  | no |  |  | 0 | 0 | 0 | 0
oh_line_8104404_200886924 |  | AD | node_8104404_200886923 | node_8104404_200886924 | 361.319 | bal_1P_4AC | 8104404 | no | no |  |  | no |  |  | 0 | 0 | 0 | 0
oh_line_8104404_200886925 |  | AD | node_8104404_200886924 | node_intto1_8104404_200886925 | 255.114 | bal_1P_4AC | 8104404 | no | no |  |  | no |  |  | 0 | 0 | 0 | 0
oh_line_8104404_200886926 |  | AD | node_8104404_200886925 | node_8104404_200886926 | 396.445 | bal_1P_4AC | 8104404 | no | no |  |  | no |  |  | 0 | 0 | 0 | 0
oh_line_8104404_200886927 |  | AD | node_8104404_200886926 | node_8104404_200886927 | 272.439 | bal_1P_4AC | 8104404 | no | no |  |  | no |  |  | 0 | 0 | 0 | 0
oh_line_8104404_200886928 |  | AD | node_8104404_200886927 | node_8104404_200886928 | 369.589 | bal_1P_4AC | 8104404 | no | no |  |  | no |  |  | 0 | 0 | 0 | 0
oh_line_8104404_200886929 |  | AD | node_8104404_200886928 | node_8104404_200886929 | 322.935 | bal_1P_4AC | 8104404 | no | no |  |  | no |  |  | 0 | 0 | 0 | 0
oh_line_8104404_200886930 |  | AD | node_8104404_200886929 | node_8104404_200886930 | 405.452 | bal_1P_4AC | 8104404 | no | no |  |  | no |  |  | 0 | 0 | 0 | 0
oh_line_8104404_200886931 |  | AD | node_8104404_200969641 | node_8104404_200886931 | 299.797 | bal_1P_4CU | 8104404 | no | no |  |  | no |  |  | 0 | 0 | 0 | 0
oh_line_8104404_200886932 |  | AD | node_8104404_200886933 | node_8104404_200886932 | 242.282 | bal_1P_8DCW | 8104404 | no | no |  |  | no |  |  | 0 | 0 | 0 | 0
oh_line_8104404_200886933 |  | AD | node_8104404_200886934 | node_intto1_8104404_200886933 | 219.649 | bal_1P_8DCW | 8104404 | no | no |  |  | no |  |  | 0 | 0 | 0 | 0
oh_line_8104404_200886934 |  | AD | node_8104404_200886935 | node_8104404_200886934 | 235.778 | bal_1P_8DCW | 8104404 | no | no |  |  | no |  |  | 0 | 0 | 0 | 0
oh_line_8104404_200886935-1 |  | AN | node_8104404_200886936 | node_intto1_220387451 | 220.311 | bal_1P_1/0AA_1/0AA(N) | 8104404 | no | no |  |  | no |  |  | 0 | 0 | 0 | 0
oh_line_8104404_200886935-2 |  | AN | node_220387451 | node_intto1_220617531 | 12.835 | bal_1P_1/0AA_1/0AA(N) | 8104404 | no | no |  |  | no |  |  | 0 | 0 | 0 | 0
oh_line_8104404_200886935-3 |  | AN | node_220617531 | node_8104404_200886935 | 11.265 | bal_1P_1/0AA_1/0AA(N) | 8104404 | no | no |  |  | no |  |  | 0 | 0 | 0 | 0
oh_line_8104404_200886936 |  | AN | node_8104404_200886937 | node_8104404_200886936 | 243.027 | bal_1P_1/0AA_1/0AA(N) | 8104404 | no | no |  |  | no |  |  | 0 | 0 | 0 | 0
oh_line_8104404_200886937 |  | AN | node_8104404_200886938 | node_8104404_200886937 | 259.507 | bal_1P_1/0AA_1/0AA(N) | 8104404 | no | no |  |  | no |  |  | 0 | 0 | 0 | 0
oh_line_8104404_200886938 |  | AN | node_8104404_200887288 | node_intto1_8104404_200886938 | 258.176 | bal_1P_1/0AA_1/0AA(N) | 8104404 | no | no |  |  | no |  |  | 0 | 0 | 0 | 0
oh_line_8104404_200886940 |  | AD | node_8104404_200886942 | node_8104404_200886940 | 231.265 | bal_1P_4CU | 8104404 | no | no |  |  | no |  |  | 0 | 0 | 0 | 0
oh_line_8104404_200886941 |  | AD | node_8104404_200886940 | node_8104404_200886941 | 213.849 | bal_1P_1/0AA | 8104404 | no | no |  |  | no |  |  | 0 | 0 | 0 | 0
oh_line_8104404_200886942 |  | AD | node_8104404_200886943 | node_8104404_200886942 | 523.578 | bal_1P_4CU | 8104404 | no | no |  |  | no |  |  | 0 | 0 | 0 | 0
oh_line_8104404_200886943 |  | AD | node_8104404_200886944 | node_8104404_200886943 | 331.342 | bal_1P_8DCW | 8104404 | no | no |  |  | no |  |  | 0 | 0 | 0 | 0
oh_line_8104404_200886944 |  | AD | node_8104404_200886945 | node_8104404_200886944 | 357.272 | bal_1P_8DCW | 8104404 | no | no |  |  | no |  |  | 0 | 0 | 0 | 0
oh_line_8104404_200886945 |  | AD | node_8104404_200886946 | node_8104404_200886945 | 197.451 | bal_1P_8DCW | 8104404 | no | no |  |  | no |  |  | 0 | 0 | 0 | 0
oh_line_8104404_200886946 |  | AD | node_8104404_200886947 | node_8104404_200886946 | 206.639 | bal_1P_8DCW | 8104404 | no | no |  |  | no |  |  | 0 | 0 | 0 | 0
oh_line_8104404_200886947 |  | AD | node_8104404_200886948 | node_8104404_200886947 | 260.517 | bal_1P_8DCW | 8104404 | no | no |  |  | no |  |  | 0 | 0 | 0 | 0
oh_line_8104404_200886948 |  | AD | node_8104404_200886949 | node_8104404_200886948 | 298.991 | bal_1P_8DCW | 8104404 | no | no |  |  | no |  |  | 0 | 0 | 0 | 0
oh_line_8104404_200886949 |  | AD | node_8104404_200886932 | node_8104404_200886949 | 249.278 | bal_1P_8DCW | 8104404 | no | no |  |  | no |  |  | 0 | 0 | 0 | 0
oh_line_8104404_200886980 |  | AD | node_8104404_200886440 | node_8104404_200886980 | 310.578 | bal_1P_2AC | 8104404 | no | no |  |  | no |  |  | 0 | 0 | 0 | 0
oh_line_8104404_200886981 |  | AD | node_8104404_200886998 | node_8104404_200886981 | 221.519 | bal_1P_2AC | 8104404 | no | no |  |  | no |  |  | 0 | 0 | 0 | 0
oh_line_8104404_200886982 |  | AD | node_8104404_200886981 | node_8104404_200886982 | 371.687 | bal_1P_2AC | 8104404 | no | no |  |  | no |  |  | 0 | 0 | 0 | 0
oh_line_8104404_200886984 |  | AD | node_8104404_200886982 | node_8104404_200886984 | 179.792 | bal_1P_2AC | 8104404 | no | no |  |  | no |  |  | 0 | 0 | 0 | 0
oh_line_8104404_200886988 |  | AD | node_8104404_200886980 | node_intto1_8104404_200886988 | 311.059 | bal_1P_2AC | 8104404 | no | no |  |  | no |  |  | 0 | 0 | 0 | 0
oh_line_8104404_200886989 |  | AD | node_8104404_200886988 | node_8104404_200886989 | 307.729 | bal_1P_2AC | 8104404 | no | no |  |  | no |  |  | 0 | 0 | 0 | 0
oh_line_8104404_200886990 |  | AD | node_8104404_200886989 | node_8104404_200886990 | 246.341 | bal_1P_2AC | 8104404 | no | no |  |  | no |  |  | 0 | 0 | 0 | 0
oh_line_8104404_200886991 |  | AD | node_8104404_200886990 | node_8104404_200886991 | 231.874 | bal_1P_2AC | 8104404 | no | no |  |  | no |  |  | 0 | 0 | 0 | 0
oh_line_8104404_200886992 |  | AD | node_8104404_200886991 | node_8104404_200886992 | 277.716 | bal_1P_2AC | 8104404 | no | no |  |  | no |  |  | 0 | 0 | 0 | 0
oh_line_8104404_200886994 |  | AD | node_8104404_200886990 | node_8104404_200886994 | 409.996 | bal_1P_2AC | 8104404 | no | no |  |  | no |  |  | 0 | 0 | 0 | 0
oh_line_8104404_200886995 |  | AD | node_8104404_200886994 | node_8104404_200886995 | 210.904 | bal_1P_2AC | 8104404 | no | no |  |  | no |  |  | 0 | 0 | 0 | 0
oh_line_8104404_200886996 |  | AD | node_8104404_200886995 | node_8104404_200886996 | 234.269 | bal_1P_2AC | 8104404 | no | no |  |  | no |  |  | 0 | 0 | 0 | 0
oh_line_8104404_200886997 |  | AD | node_8104404_200886996 | node_8104404_200886997 | 397.816 | bal_1P_2AC | 8104404 | no | no |  |  | no |  |  | 0 | 0 | 0 | 0
oh_line_8104404_200886998 |  | AD | node_8104404_200886997 | node_8104404_200886998 | 353.249 | bal_1P_2AC | 8104404 | no | no |  |  | no |  |  | 0 | 0 | 0 | 0
oh_line_8104404_200887021 |  | AN | node_8104404_200887328 | node_8104404_200887021 | 257.629 | bal_1P_2AC_2AC(N) | 8104404 | no | no |  |  | no |  |  | 0 | 0 | 0 | 0
oh_line_8104404_200887022 |  | AN | node_8104404_200887021 | node_intto1_8104404_200887022 | 250.122 | bal_1P_2AC_2AC(N) | 8104404 | no | no |  |  | no |  |  | 0 | 0 | 0 | 0
oh_line_8104404_200887023 |  | AN | node_8104404_200887022 | node_8104404_200887023 | 248.768 | bal_1P_2AC_2AC(N) | 8104404 | no | no |  |  | no |  |  | 0 | 0 | 0 | 0
oh_line_8104404_200887073 |  | AD | node_8104404_200886874 | node_8104404_200887073 | 192.358 | bal_1P_2AC | 8104404 | no | no |  |  | no |  |  | 0 | 0 | 0 | 0
oh_line_8104404_200887074 |  | AD | node_8104404_200887073 | node_8104404_200887074 | 402.706 | bal_1P_2AC | 8104404 | no | no |  |  | no |  |  | 0 | 0 | 0 | 0
oh_line_8104404_200887075 |  | AD | node_8104404_200887074 | node_8104404_200887075 | 443.134 | bal_1P_2AC | 8104404 | no | no |  |  | no |  |  | 0 | 0 | 0 | 0
oh_line_8104404_200887076 |  | AD | node_8104404_200887075 | node_8104404_200887076 | 277.979 | bal_1P_2AC | 8104404 | no | no |  |  | no |  |  | 0 | 0 | 0 | 0
oh_line_8104404_200887077 |  | AD | node_8104404_200887076 | node_8104404_200887077 | 291.071 | bal_1P_2AC | 8104404 | no | no |  |  | no |  |  | 0 | 0 | 0 | 0
oh_line_8104404_200887078 |  | AD | node_8104404_200887077 | node_8104404_200887078 | 430.487 | bal_1P_2AC | 8104404 | no | no |  |  | no |  |  | 0 | 0 | 0 | 0
oh_line_8104404_200887280 |  | ABCN | node_8104404_200886559 | node_8104404_200887280 | 282.735 | bal_3P_477AL_4/0AC(N) | 8104404 | no | no |  |  | no |  |  | 0 | 0 | 0 | 0
oh_line_8104404_200887281 |  | ABCN | node_8104404_200887334 | node_intto1_8104404_200887281 | 267.506 | bal_3P_477AL_4/0AC(N) | 8104404 | no | no |  |  | no |  |  | 0 | 0 | 0 | 0
oh_line_8104404_200887282 |  | ABCN | node_8104404_200887281 | node_8104404_200887282 | 264.981 | bal_3P_477AL_4/0AC(N) | 8104404 | no | no |  |  | no |  |  | 0 | 0 | 0 | 0
oh_line_8104404_200887283 |  | ABCN | node_8104404_200887282 | node_8104404_200887283 | 267.707 | bal_3P_477AL_4/0AC(N) | 8104404 | no | no |  |  | no |  |  | 0 | 0 | 0 | 0
oh_line_8104404_200887284 |  | ABCN | node_8104404_200887283 | node_8104404_200887284 | 275.767 | bal_3P_477AL_4/0AC(N) | 8104404 | no | no |  |  | no |  |  | 0 | 0 | 0 | 0
oh_line_8104404_200887285 |  | ABCN | node_8104404_200887284 | node_8104404_200887285 | 301.662 | bal_3P_477AL_4/0AC(N) | 8104404 | no | no |  |  | no |  |  | 0 | 0 | 0 | 0
oh_line_8104404_200887286 |  | ABCN | node_8104404_200887285 | node_8104404_200887286 | 226.891 | bal_3P_477AL_4/0AC(N) | 8104404 | no | no |  |  | no |  |  | 0 | 0 | 0 | 0
oh_line_8104404_200887287 |  | ABCN | node_8104404_200887286 | node_8104404_200887287 | 309.421 | bal_3P_477AL_4/0AC(N) | 8104404 | no | no |  |  | no |  |  | 0 | 0 | 0 | 0
oh_line_8104404_200887288 |  | ABCN | node_8104404_200887287 | node_8104404_200887288 | 344.192 | bal_3P_477AL_4/0AA(N) | 8104404 | no | no |  |  | no |  |  | 0 | 0 | 0 | 0
oh_line_8104404_200887289 |  | ABCN | node_8104404_200887288 | node_8104404_200887289 | 254.926 | bal_3P_477AL_4/0AC(N) | 8104404 | no | no |  |  | no |  |  | 0 | 0 | 0 | 0
oh_line_8104404_200887290 |  | ABCN | node_8104404_200887289 | node_8104404_200887290 | 349.967 | bal_3P_477AL_4/0AC(N) | 8104404 | no | no |  |  | no |  |  | 0 | 0 | 0 | 0
oh_line_8104404_200887291 |  | ABCN | node_8104404_200887280 | node_8104404_200887291 | 262.039 | bal_3P_477AL_4/0AC(N) | 8104404 | no | no |  |  | no |  |  | 0 | 0 | 0 | 0
oh_line_8104404_200887292 |  | ABCN | node_8104404_200887290 | node_8104404_200887292 | 291.25 | bal_3P_477AL_4/0AC(N) | 8104404 | no | no |  |  | no |  |  | 0 | 0 | 0 | 0
oh_line_8104404_200887293 |  | ABCN | node_8104404_200887292 | node_8104404_200887293 | 283.797 | bal_3P_477AL_4/0AC(N) | 8104404 | no | no |  |  | no |  |  | 0 | 0 | 0 | 0
oh_line_8104404_200887294 |  | ABCN | node_8104404_200887293 | node_8104404_200887294 | 249.32 | bal_3P_477AL_4/0AC(N) | 8104404 | no | no |  |  | no |  |  | 0 | 0 | 0 | 0
oh_line_8104404_200887295 |  | ABCN | node_8104404_200887294 | node_8104404_200887295 | 268.044 | bal_3P_477AL_4/0AC(N) | 8104404 | no | no |  |  | no |  |  | 0 | 0 | 0 | 0
oh_line_8104404_200887296 |  | ABCN | node_8104404_200887295 | node_8104404_200887296 | 279.574 | bal_3P_477AL_4/0AC(N) | 8104404 | no | no |  |  | no |  |  | 0 | 0 | 0 | 0
oh_line_8104404_200887297 |  | ABCN | node_8104404_200887296 | node_8104404_200887297 | 219.769 | bal_3P_477AL_4/0AC(N) | 8104404 | no | no |  |  | no |  |  | 0 | 0 | 0 | 0
oh_line_8104404_200887298 |  | ABCN | node_8104404_200887297 | node_8104404_200887298 | 208.115 | bal_3P_477AL_4/0AC(N) | 8104404 | no | no |  |  | no |  |  | 0 | 0 | 0 | 0
oh_line_8104404_200887299 |  | ABCN | node_8104404_200887298 | node_8104404_200887299 | 179.895 | bal_3P_477AL_4/0AC(N) | 8104404 | no | no |  |  | no |  |  | 0 | 0 | 0 | 0
oh_line_8104404_200887300 |  | AN | node_8104404_200887299 | node_intto1_8104404_200887300 | 219.916 | bal_1P_1/0AA_1/0AA(N) | 8104404 | no | no |  |  | no |  |  | 0 | 0 | 0 | 0
oh_line_8104404_200887301 |  | ABCN | node_8104404_200887299 | node_8104404_200887301 | 520.685 | bal_3P_477AL_4/0AC(N) | 8104404 | no | no |  |  | no |  |  | 0 | 0 | 0 | 0
oh_line_8104404_200887302 |  | ABCN | node_8104404_200887301 | node_8104404_200887302 | 267.049 | bal_3P_477AL_4/0AC(N) | 8104404 | no | no |  |  | no |  |  | 0 | 0 | 0 | 0
oh_line_8104404_200887303 |  | ABCN | node_8104404_200887291 | node_8104404_200887303 | 285.388 | bal_3P_477AL_4/0AC(N) | 8104404 | no | no |  |  | no |  |  | 0 | 0 | 0 | 0
oh_line_8104404_200887304 |  | ABCN | node_8104404_200887302 | node_8104404_200887304 | 280.401 | bal_3P_477AL_4/0AC(N) | 8104404 | no | no |  |  | no |  |  | 0 | 0 | 0 | 0
oh_line_8104404_200887305 |  | ABCN | node_8104404_200887304 | node_8104404_200887305 | 282.558 | bal_3P_477AL_4/0AC(N) | 8104404 | no | no |  |  | no |  |  | 0 | 0 | 0 | 0
oh_line_8104404_200887307 |  | ABCN | node_8104404_200887305 | node_8104404_200887307 | 264.5 | bal_3P_477AL_4/0AC(N) | 8104404 | no | no |  |  | no |  |  | 0 | 0 | 0 | 0
oh_line_8104404_200887308 |  | ABCN | node_8104404_200887307 | node_8104404_200887308 | 147.952 | bal_3P_477AL_4/0AC(N) | 8104404 | no | no |  |  | no |  |  | 0 | 0 | 0 | 0
oh_line_8104404_200887309 |  | ABCN | node_8104404_200887308 | node_8104404_200887309 | 235.83 | bal_3P_477AL_4/0AC(N) | 8104404 | no | no |  |  | no |  |  | 0 | 0 | 0 | 0
oh_line_8104404_200887310 |  | ABCN | node_8104404_200887309 | node_8104404_200887310 | 281.694 | bal_3P_477AL_4/0AC(N) | 8104404 | no | no |  |  | no |  |  | 0 | 0 | 0 | 0
oh_line_8104404_200887311 |  | ABCN | node_8104404_200887310 | node_intto1_8104404_200887311 | 154.934 | bal_3P_477AL_4/0AC(N) | 8104404 | no | no |  |  | no |  |  | 0 | 0 | 0 | 0
oh_line_8104404_200887312 |  | AN | node_8104404_200887311 | node_intto1_8104404_200887312 | 116.799 | bal_1P_1/0AA_1/0AA(N) | 8104404 | no | no |  |  | no |  |  | 0 | 0 | 0 | 0
oh_line_8104404_200887313 |  | AN | node_8104404_200887312 | node_8104404_200887313 | 290.21 | bal_1P_1/0AA_1/0AA(N) | 8104404 | no | no |  |  | no |  |  | 0 | 0 | 0 | 0
oh_line_8104404_200887314 |  | AN | node_8104404_200887313 | node_8104404_200887314 | 274.276 | bal_1P_1/0AA_1/0AA(N) | 8104404 | no | no |  |  | no |  |  | 0 | 0 | 0 | 0
oh_line_8104404_200887315 |  | AN | node_8104404_200887314 | node_8104404_200887315 | 249.499 | bal_1P_1/0AA_1/0AA(N) | 8104404 | no | no |  |  | no |  |  | 0 | 0 | 0 | 0
oh_line_8104404_200887316 |  | AN | node_8104404_311899965 | node_8104404_200887316 | 44.524 | bal_1P_1/0AA_1/0AA(N) | 8104404 | no | no |  |  | no |  |  | 0 | 0 | 0 | 0
oh_line_8104404_200887317 |  | ABCN | node_8104404_200887311 | node_8104404_200887317 | 136.353 | bal_3P_477AL_4/0AC(N) | 8104404 | no | no |  |  | no |  |  | 0 | 0 | 0 | 0
oh_line_8104404_200887318 |  | ABCN | node_8104404_200887317 | node_8104404_200887318 | 287.446 | bal_3P_477AL_4/0AC(N) | 8104404 | no | no |  |  | no |  |  | 0 | 0 | 0 | 0
oh_line_8104404_200887319 |  | ABCN | node_8104404_200887318 | node_8104404_200887319 | 284.486 | bal_3P_477AL_4/0AC(N) | 8104404 | no | no |  |  | no |  |  | 0 | 0 | 0 | 0
oh_line_8104404_200887321 |  | ABCN | node_8104404_200887319 | node_8104404_200887321 | 284.457 | bal_3P_477AL_4/0AC(N) | 8104404 | no | no |  |  | no |  |  | 0 | 0 | 0 | 0
oh_line_8104404_200887322 |  | ABCN | node_8104404_200887303 | node_8104404_200887322 | 257.095 | bal_3P_477AL_4/0AC(N) | 8104404 | no | no |  |  | no |  |  | 0 | 0 | 0 | 0
oh_line_8104404_200887323 |  | ABCN | node_8104404_200887321 | node_8104404_200887323 | 281.081 | bal_3P_477AL_4/0AC(N) | 8104404 | no | no |  |  | no |  |  | 0 | 0 | 0 | 0
oh_line_8104404_200887324 |  | ABCN | node_8104404_200887323 | node_8104404_200887324 | 292.572 | bal_3P_477AL_4/0AC(N) | 8104404 | no | no |  |  | no |  |  | 0 | 0 | 0 | 0
oh_line_8104404_200887325 |  | ABCN | node_8104404_200887324 | node_8104404_200887325 | 286.982 | bal_3P_477AL_4/0AC(N) | 8104404 | no | no |  |  | no |  |  | 0 | 0 | 0 | 0
oh_line_8104404_200887326 |  | ABCN | node_8104404_200887325 | node_8104404_200887326 | 293.295 | bal_3P_477AL_4/0AC(N) | 8104404 | no | no |  |  | no |  |  | 0 | 0 | 0 | 0
oh_line_8104404_200887327 |  | ABCN | node_8104404_200887326 | node_8104404_200887327 | 305.196 | bal_3P_477AL_4/0AC(N) | 8104404 | no | no |  |  | no |  |  | 0 | 0 | 0 | 0
oh_line_8104404_200887328 |  | ABCN | node_8104404_200887327 | node_8104404_200887328 | 299.356 | bal_3P_477AL_4/0AC(N) | 8104404 | no | no |  |  | no |  |  | 0 | 0 | 0 | 0
oh_line_8104404_200887329 |  | ABCN | node_8104404_200887322 | node_8104404_200887329 | 279.939 | bal_3P_477AL_4/0AC(N) | 8104404 | no | no |  |  | no |  |  | 0 | 0 | 0 | 0
oh_line_8104404_200887330 |  | ABCN | node_8104404_200887329 | node_8104404_200887330 | 267.263 | bal_3P_477AL_4/0AC(N) | 8104404 | no | no |  |  | no |  |  | 0 | 0 | 0 | 0
oh_line_8104404_200887332 |  | ABCN | node_8104404_200887330 | node_8104404_200887332 | 251.718 | bal_3P_477AL_4/0AC(N) | 8104404 | no | no |  |  | no |  |  | 0 | 0 | 0 | 0
oh_line_8104404_200887333 |  | ABCN | node_8104404_200887332 | node_8104404_200887333 | 244.192 | bal_3P_477AL_4/0AC(N) | 8104404 | no | no |  |  | no |  |  | 0 | 0 | 0 | 0
oh_line_8104404_200887334 |  | ABCN | node_8104404_200887333 | node_8104404_200887334 | 239.091 | bal_3P_477AL_4/0AC(N) | 8104404 | no | no |  |  | no |  |  | 0 | 0 | 0 | 0
oh_line_8104404_200887335 |  | AN | node_8104404_200887305 | node_intto1_8104404_200887335 | 358.093 | bal_1P_2AC_2AC(N) | 8104404 | no | no |  |  | no |  |  | 0 | 0 | 0 | 0
oh_line_8104404_200887336 |  | AD | node_8104404_200887354 | node_intto1_8104404_200887336 | 239.4 | bal_1P_1/0AA | 8104404 | no | no |  |  | no |  |  | 0 | 0 | 0 | 0
oh_line_8104404_200887338 |  | AD | node_8104404_200887336 | node_8104404_200887338 | 252.404 | bal_1P_2AC | 8104404 | no | no |  |  | no |  |  | 0 | 0 | 0 | 0
oh_line_8104404_200887340 |  | AD | node_8104404_200887338 | node_8104404_200887340 | 392.166 | bal_1P_2AC | 8104404 | no | no |  |  | no |  |  | 0 | 0 | 0 | 0
oh_line_8104404_200887341 |  | AD | node_8104404_200887340 | node_8104404_200887341 | 515.3 | bal_1P_2AC | 8104404 | no | no |  |  | no |  |  | 0 | 0 | 0 | 0
oh_line_8104404_200887343 |  | AD | node_8104404_200887341 | node_8104404_200887343 | 332.4 | bal_1P_2AC | 8104404 | no | no |  |  | no |  |  | 0 | 0 | 0 | 0
oh_line_8104404_200887344 |  | AD | node_8104404_200887343 | node_8104404_200887344 | 281.932 | bal_1P_2AC | 8104404 | no | no |  |  | no |  |  | 0 | 0 | 0 | 0
oh_line_8104404_200887345 |  | AD | node_8104404_200887344 | node_8104404_200887345 | 186.191 | bal_1P_2AC | 8104404 | no | no |  |  | no |  |  | 0 | 0 | 0 | 0
oh_line_8104404_200887346 |  | AN | node_8104404_200887335 | node_8104404_200887346 | 361.157 | bal_1P_2AC_2AC(N) | 8104404 | no | no |  |  | no |  |  | 0 | 0 | 0 | 0
oh_line_8104404_200887348 |  | AN | node_8104404_200887346 | node_8104404_200887348 | 418.855 | bal_1P_2AC_2AC(N) | 8104404 | no | no |  |  | no |  |  | 0 | 0 | 0 | 0
oh_line_8104404_200887349 |  | AN | node_8104404_200887348 | node_8104404_200887349 | 315.24 | bal_1P_1/0AA_1/0AA(N) | 8104404 | no | no |  |  | no |  |  | 0 | 0 | 0 | 0
oh_line_8104404_200887350 |  | AN | node_8104404_200887349 | node_8104404_200887350 | 313.974 | bal_1P_1/0AA_1/0AA(N) | 8104404 | no | no |  |  | no |  |  | 0 | 0 | 0 | 0
oh_line_8104404_200887351 |  | AN | node_8104404_200887350 | node_8104404_200887351 | 226.796 | bal_1P_1/0AA_1/0AA(N) | 8104404 | no | no |  |  | no |  |  | 0 | 0 | 0 | 0
oh_line_8104404_200887352 |  | AN | node_8104404_200887351 | node_8104404_200887352 | 195.237 | bal_1P_1/0AA_1/0AA(N) | 8104404 | no | no |  |  | no |  |  | 0 | 0 | 0 | 0
oh_line_8104404_200887353-1 |  | AN | node_8104404_200887352 | node_intto1_220387474 | 8.476 | bal_1P_1/0AL_1/0AL(N) | 8104404 | no | no |  |  | no |  |  | 0 | 0 | 0 | 0
oh_line_8104404_200887353-2 |  | AN | node_220387474 | node_intto1_220465140 | 53.164 | bal_1P_1/0AL_1/0AL(N) | 8104404 | no | no |  |  | no |  |  | 0 | 0 | 0 | 0
oh_line_8104404_200887353-3 |  | AN | node_220465140 | node_8104404_200887353 | 9.142 | bal_1P_1/0AL_1/0AL(N) | 8104404 | no | no |  |  | no |  |  | 0 | 0 | 0 | 0
oh_line_8104404_200887354 |  | AD | node_8104404_200887353 | node_8104404_200887354 | 301.463 | bal_1P_1/0AA | 8104404 | no | no |  |  | no |  |  | 0 | 0 | 0 | 0
oh_line_8104404_200909372 |  | AD | node_8104404_200884028 | node_intto1_8104404_200909372 | 226.139 | bal_1P_1/0AA | 8104404 | no | no |  |  | no |  |  | 0 | 0 | 0 | 0
oh_line_8104404_200909373 |  | AD | node_8104404_200883625 | node_8104404_200909373 | 629.695 | bal_1P_4AC | 8104404 | no | no |  |  | no |  |  | 0 | 0 | 0 | 0
oh_line_8104404_200909380 |  | AD | node_8104404_200885027 | node_8104404_200909380 | 262.761 | bal_1P_1/0AA | 8104404 | no | no |  |  | no |  |  | 0 | 0 | 0 | 0
oh_line_8104404_200909384 |  | AD | node_8104404_200885291 | node_intto1_8104404_200909384 | 68.654 | bal_1P_1/0AA | 8104404 | no | no |  |  | no |  |  | 0 | 0 | 0 | 0
oh_line_8104404_200909385 |  | AD | node_8104404_200885159 | node_8104404_200909385 | 361.15 | bal_1P_1/0AA | 8104404 | no | no |  |  | no |  |  | 0 | 0 | 0 | 0
oh_line_8104404_200946093 |  | AD | node_8104404_200946107 | node_8104404_200946093 | 276.668 | bal_1P_1/0AA | 8104404 | no | no |  |  | no |  |  | 0 | 0 | 0 | 0
oh_line_8104404_200946094 |  | AD | node_8104404_200946093 | node_8104404_200946094 | 273.771 | bal_1P_1/0AA | 8104404 | no | no |  |  | no |  |  | 0 | 0 | 0 | 0
oh_line_8104404_200946095 |  | AD | node_8104404_200946094 | node_8104404_200946095 | 288.744 | bal_1P_1/0AA | 8104404 | no | no |  |  | no |  |  | 0 | 0 | 0 | 0
oh_line_8104404_200946096 |  | AD | node_8104404_200946095 | node_8104404_200946096 | 286.619 | bal_1P_1/0AA | 8104404 | no | no |  |  | no |  |  | 0 | 0 | 0 | 0
oh_line_8104404_200946097 |  | AD | node_8104404_200946096 | node_8104404_200946097 | 229.226 | bal_1P_1/0AA | 8104404 | no | no |  |  | no |  |  | 0 | 0 | 0 | 0
oh_line_8104404_200946098 |  | AD | node_8104404_200946097 | node_8104404_200946098 | 268.057 | bal_1P_1/0AA | 8104404 | no | no |  |  | no |  |  | 0 | 0 | 0 | 0
oh_line_8104404_200946099 |  | AD | node_8104404_200946098 | node_8104404_200946099 | 279.196 | bal_1P_1/0AA | 8104404 | no | no |  |  | no |  |  | 0 | 0 | 0 | 0
oh_line_8104404_200946100 |  | AD | node_8104404_200885032 | node_8104404_200946100 | 270.532 | bal_1P_1/0AA | 8104404 | no | no |  |  | no |  |  | 0 | 0 | 0 | 0
oh_line_8104404_200946101 |  | AD | node_8104404_200946100 | node_8104404_200946101 | 286.386 | bal_1P_1/0AA | 8104404 | no | no |  |  | no |  |  | 0 | 0 | 0 | 0
oh_line_8104404_200946102 |  | AD | node_8104404_200946101 | node_8104404_200946102 | 267.662 | bal_1P_1/0AA | 8104404 | no | no |  |  | no |  |  | 0 | 0 | 0 | 0
oh_line_8104404_200946103 |  | AD | node_8104404_200946102 | node_8104404_200946103 | 291.701 | bal_1P_1/0AA | 8104404 | no | no |  |  | no |  |  | 0 | 0 | 0 | 0
oh_line_8104404_200946104 |  | AD | node_8104404_200946103 | node_8104404_200946104 | 275.673 | bal_1P_1/0AA | 8104404 | no | no |  |  | no |  |  | 0 | 0 | 0 | 0
oh_line_8104404_200946105 |  | AD | node_8104404_200946104 | node_8104404_200946105 | 270.449 | bal_1P_1/0AA | 8104404 | no | no |  |  | no |  |  | 0 | 0 | 0 | 0
oh_line_8104404_200946106 |  | AD | node_8104404_200946105 | node_8104404_200946106 | 252.075 | bal_1P_1/0AA | 8104404 | no | no |  |  | no |  |  | 0 | 0 | 0 | 0
oh_line_8104404_200946107 |  | AD | node_8104404_200946106 | node_8104404_200946107 | 303.285 | bal_1P_1/0AA | 8104404 | no | no |  |  | no |  |  | 0 | 0 | 0 | 0
oh_line_8104404_200946900 |  | AD | node_8104404_200886932 | node_8104404_200946900 | 246.993 | bal_1P_1/0AC | 8104404 | no | no |  |  | no |  |  | 0 | 0 | 0 | 0
oh_line_8104404_200950421 |  | AD | node_8104404_200884022 | node_8104404_200950421 | 237.957 | bal_1P_1/0AA | 8104404 | no | no |  |  | no |  |  | 0 | 0 | 0 | 0
oh_line_8104404_200950698 |  | ABCN | node_8104404_200885382 | node_intto1_8104404_200950698 | 61.766 | bal_3P_477AL_4/0AA(N) | 8104404 | no | no |  |  | no |  |  | 0 | 0 | 0 | 0
oh_line_8104404_200952590 |  | AD | node_8104404_200883582 | node_8104404_200952590 | 475.158 | bal_1P_4AC | 8104404 | no | no |  |  | no |  |  | 0 | 0 | 0 | 0
oh_line_8104404_200955278 |  | AD | node_8104404_200884714 | node_8104404_200955278 | 366.581 | bal_1P_2AC | 8104404 | no | no |  |  | no |  |  | 0 | 0 | 0 | 0
oh_line_8104404_200955865 |  | ABCN | node_8104404_200885243 | node_8104404_200955865 | 279.508 | bal_3P_477AL_4/0AC(N) | 8104404 | no | no |  |  | no |  |  | 0 | 0 | 0 | 0
oh_line_8104404_200961020 |  | AD | node_8104404_200883872 | node_intto1_8104404_200961020 | 233.499 | bal_1P_2AC | 8104404 | no | no |  |  | no |  |  | 0 | 0 | 0 | 0
oh_line_8104404_200961021 |  | AD | node_8104404_200961020 | node_8104404_200961021 | 87.459 | bal_1P_1/0AA | 8104404 | no | no |  |  | no |  |  | 0 | 0 | 0 | 0
oh_line_8104404_200961022 |  | AD | node_8104404_200961021 | node_8104404_200961022 | 239.65 | bal_1P_1/0AA | 8104404 | no | no |  |  | no |  |  | 0 | 0 | 0 | 0
oh_line_8104404_200962509 |  | AD | node_8104404_200884909 | node_8104404_200962509 | 216.59 | bal_1P_1/0AA | 8104404 | no | no |  |  | no |  |  | 0 | 0 | 0 | 0
oh_line_8104404_200962864 |  | AD | node_8104404_200884767 | node_8104404_200962864 | 45.731 | bal_1P_1/0AA | 8104404 | no | no |  |  | no |  |  | 0 | 0 | 0 | 0
oh_line_8104404_200962865 |  | AD | node_8104404_200962864 | node_intto1_8104404_200962865 | 256.869 | bal_1P_1/0AA | 8104404 | no | no |  |  | no |  |  | 0 | 0 | 0 | 0
oh_line_8104404_200962866 |  | AD | node_8104404_200962865 | node_8104404_200962866 | 268.734 | bal_1P_1/0AA | 8104404 | no | no |  |  | no |  |  | 0 | 0 | 0 | 0
oh_line_8104404_200962867 |  | AD | node_8104404_200962866 | node_8104404_200962867 | 358.631 | bal_1P_1/0AA | 8104404 | no | no |  |  | no |  |  | 0 | 0 | 0 | 0
oh_line_8104404_200966269 |  | AN | node_8104404_200885225 | node_8104404_200966269 | 174.395 | bal_1P_1/0AA_1/0AA(N) | 8104404 | no | no |  |  | no |  |  | 0 | 0 | 0 | 0
oh_line_8104404_200967399 |  | AD | node_8104404_200883525 | node_8104404_200967399 | 416.848 | bal_1P_4ACW | 8104404 | no | no |  |  | no |  |  | 0 | 0 | 0 | 0
oh_line_8104404_200968232 |  | AN | node_8104404_200968233 | node_8104404_200968232 | 276.449 | bal_1P_1/0AA_1/0AA(N) | 8104404 | no | no |  |  | no |  |  | 0 | 0 | 0 | 0
oh_line_8104404_200968233 |  | AN | node_8104404_200885181 | node_8104404_200968233 | 188.573 | bal_1P_1/0AA_1/0AA(N) | 8104404 | no | no |  |  | no |  |  | 0 | 0 | 0 | 0
oh_line_8104404_200968235 |  | AD | node_8104404_200884748 | node_8104404_200968235 | 349.394 | bal_1P_2AC | 8104404 | no | no |  |  | no |  |  | 0 | 0 | 0 | 0
oh_line_8104404_200968860 |  | ABCN | node_8104404_200886550 | node_intto1_8104404_200968860 | 53.81 | bal_3P_477AL_4/0AC(N) | 8104404 | no | no |  |  | no |  |  | 0 | 0 | 0 | 0
oh_line_8104404_200969436 |  | AD | node_8104404_200884959 | node_8104404_200969436 | 167.161 | bal_1P_1/0AA | 8104404 | no | no |  |  | no |  |  | 0 | 0 | 0 | 0
oh_line_8104404_200969437 |  | AD | node_8104404_200969436 | node_8104404_200969437 | 215.811 | bal_1P_1/0AA | 8104404 | no | no |  |  | no |  |  | 0 | 0 | 0 | 0
oh_line_8104404_200969473 |  | AD | node_8104404_200969437 | node_8104404_200969473 | 192.18 | bal_1P_1/0AA | 8104404 | no | no |  |  | no |  |  | 0 | 0 | 0 | 0
oh_line_8104404_200969474 |  | AD | node_8104404_200969437 | node_8104404_200969474 | 99.123 | bal_1P_1/0AA | 8104404 | no | no |  |  | no |  |  | 0 | 0 | 0 | 0
oh_line_8104404_200969475 |  | AD | node_8104404_200969474 | node_intto1_8104404_200969475 | 282.653 | bal_1P_1/0AA | 8104404 | no | no |  |  | no |  |  | 0 | 0 | 0 | 0
oh_line_8104404_200969476 |  | AD | node_8104404_200969475 | node_8104404_200969476 | 278.045 | bal_1P_1/0AA | 8104404 | no | no |  |  | no |  |  | 0 | 0 | 0 | 0
oh_line_8104404_200969477 |  | AD | node_8104404_200969476 | node_8104404_200969477 | 262.435 | bal_1P_1/0AA | 8104404 | no | no |  |  | no |  |  | 0 | 0 | 0 | 0
oh_line_8104404_200969641 |  | AD | node_8104404_200886940 | node_8104404_200969641 | 311.397 | bal_1P_4CU | 8104404 | no | no |  |  | no |  |  | 0 | 0 | 0 | 0
oh_line_8104404_200970590 |  | AN | node_8104404_200884730 | node_intto1_8104404_200970590 | 103.507 | bal_1P_1/0AA_1/0AA(N) | 8104404 | no | no |  |  | no |  |  | 0 | 0 | 0 | 0
oh_line_8104404_200977866 |  | AD | node_8104404_200884948 | node_8104404_200977866 | 285.551 | bal_1P_2AC | 8104404 | no | no |  |  | no |  |  | 0 | 0 | 0 | 0
oh_line_8104404_200979335 |  | AN | node_8104404_200969641 | node_8104404_200979335 | 273.997 | bal_1P_DELTACUST | 8104404 | no | no |  |  | no |  |  | 0 | 0 | 0 | 0
oh_line_8104404_200979647 |  | AD | node_8104404_200886871 | node_8104404_200979647 | 467.811 | bal_1P_4AC | 8104404 | no | no |  |  | no |  |  | 0 | 0 | 0 | 0
oh_line_8104404_200979648 |  | AD | node_8104404_200979647 | node_8104404_200979648 | 452.203 | bal_1P_4AC | 8104404 | no | no |  |  | no |  |  | 0 | 0 | 0 | 0
oh_line_8104404_201009108 |  | ABCN | node_8104404_200885368 | node_intto1_8104404_201009108 | 292.615 | bal_3P_477AL_477AL(N) | 8104404 | no | no |  |  | no |  |  | 0 | 0 | 0 | 0
oh_line_8104404_201009557 |  | AD | node_8104404_200883585 | node_intto1_8104404_201009557 | 414.104 | bal_1P_4AC | 8104404 | no | no |  |  | no |  |  | 0 | 0 | 0 | 0
oh_line_8104404_201009558 |  | AD | node_8104404_201009557 | node_8104404_201009558 | 81.255 | bal_1P_1/0AA | 8104404 | no | no |  |  | no |  |  | 0 | 0 | 0 | 0
oh_line_8104404_201009559 |  | AD | node_8104404_201009558 | node_8104404_201009559 | 279.974 | bal_1P_1/0AA | 8104404 | no | no |  |  | no |  |  | 0 | 0 | 0 | 0
oh_line_8104404_201010502 |  | AD | node_8104404_200884819 | node_8104404_201010502 | 456.272 | bal_1P_2AC | 8104404 | no | no |  |  | no |  |  | 0 | 0 | 0 | 0
oh_line_8104404_201012695 |  | AD | node_8104404_200883968 | node_8104404_201012695 | 261.513 | bal_1P_1/0AA | 8104404 | no | no |  |  | no |  |  | 0 | 0 | 0 | 0
oh_line_8104404_201012696 |  | AD | node_8104404_201012698 | node_8104404_201012696 | 283.87 | bal_1P_1/0AA | 8104404 | no | no |  |  | no |  |  | 0 | 0 | 0 | 0
oh_line_8104404_201012697 |  | AD | node_8104404_201012696 | node_8104404_201012697 | 295.012 | bal_1P_1/0AA | 8104404 | no | no |  |  | no |  |  | 0 | 0 | 0 | 0
oh_line_8104404_201012698 |  | AD | node_8104404_201012695 | node_8104404_201012698 | 290.117 | bal_1P_1/0AA | 8104404 | no | no |  |  | no |  |  | 0 | 0 | 0 | 0
oh_line_8104404_201014064 |  | AD | node_8104404_200884017 | node_8104404_201014064 | 125.398 | bal_1P_2AC | 8104404 | no | no |  |  | no |  |  | 0 | 0 | 0 | 0
oh_line_8104404_201014128 |  | AD | node_8104404_200884933 | node_8104404_201014128 | 77.589 | bal_1P_1/0AA | 8104404 | no | no |  |  | no |  |  | 0 | 0 | 0 | 0
oh_line_8104404_201014707 |  | AN | node_8104404_200884963 | node_8104404_201014707 | 313.119 | bal_1P_WYECUST | 8104404 | no | no |  |  | no |  |  | 0 | 0 | 0 | 0
oh_line_8104404_201017837 |  | AN | node_8104404_200885386 | node_8104404_201017837 | 252.519 | bal_1P_1/0AA_1/0AA(N) | 8104404 | no | no |  |  | no |  |  | 0 | 0 | 0 | 0
oh_line_8104404_201017838 |  | AN | node_8104404_201017837 | node_8104404_201017838 | 268.742 | bal_1P_1/0AA_1/0AA(N) | 8104404 | no | no |  |  | no |  |  | 0 | 0 | 0 | 0
oh_line_8104404_201018254 |  | AD | node_8104404_201018255 | node_8104404_201018254 | 269.497 | bal_1P_1/0AA | 8104404 | no | no |  |  | no |  |  | 0 | 0 | 0 | 0
oh_line_8104404_201018255 |  | AD | node_8104404_200886429 | node_8104404_201018255 | 256.07 | bal_1P_1/0AA | 8104404 | no | no |  |  | no |  |  | 0 | 0 | 0 | 0
oh_line_8104404_201018256 |  | AD | node_8104404_201018254 | node_8104404_201018256 | 272.349 | bal_1P_1/0AA | 8104404 | no | no |  |  | no |  |  | 0 | 0 | 0 | 0
oh_line_8104404_201018257 |  | AD | node_8104404_201018256 | node_8104404_201018257 | 280.12 | bal_1P_1/0AA | 8104404 | no | no |  |  | no |  |  | 0 | 0 | 0 | 0
oh_line_8104404_201038909 |  | AD | node_8104404_200883570 | node_8104404_201038909 | 390.555 | bal_1P_6ACW | 8104404 | no | no |  |  | no |  |  | 0 | 0 | 0 | 0
oh_line_8104404_201044606 |  | ABN | node_8104404_200885196 | node_8104404_201044606 | 234.135 | bal_2P_1/0AA_1/0AA(N) | 8104404 | no | no |  |  | no |  |  | 0 | 0 | 0 | 0
oh_line_8104404_201046868 |  | AN | node_8104404_200886604 | node_intto1_8104404_201046868 | 258.058 | bal_1P_1/0AC_1/0AC(N) | 8104404 | no | no |  |  | no |  |  | 0 | 0 | 0 | 0
oh_line_8104404_201055279 |  | AN | node_8104404_200885215 | node_intto1_8104404_201055279 | 204.451 | bal_1P_WYECUST | 8104404 | no | no |  |  | no |  |  | 0 | 0 | 0 | 0
oh_line_8104404_201057779 |  | AD | node_8104404_200884950 | node_intto1_8104404_201057779 | 675.757 | bal_1P_2AC | 8104404 | no | no |  |  | no |  |  | 0 | 0 | 0 | 0
oh_line_8104404_201057780 |  | AD | node_8104404_201057779 | node_8104404_201057780 | 81.696 | bal_1P_2AC | 8104404 | no | no |  |  | no |  |  | 0 | 0 | 0 | 0
oh_line_8104404_201060821 |  | AD | node_8104404_200883824 | node_8104404_201060821 | 264.037 | bal_1P_1/0AA | 8104404 | no | no |  |  | no |  |  | 0 | 0 | 0 | 0
oh_line_8104404_201060822 |  | AN | node_8104404_200885536 | node_8104404_201060822 | 93.897 | bal_1P_4/0AC_4/0AC(N) | 8104404 | no | no |  |  | no |  |  | 0 | 0 | 0 | 0
oh_line_8104404_201063456 |  | AD | node_8104404_200886899 | node_8104404_201063456 | 311.08 | bal_1P_4AC | 8104404 | no | no |  |  | no |  |  | 0 | 0 | 0 | 0
oh_line_8104404_201066192 |  | AD | node_8104404_200883969 | node_8104404_201066192 | 300.133 | bal_1P_2AC | 8104404 | no | no |  |  | no |  |  | 0 | 0 | 0 | 0
oh_line_8104404_201066193 |  | AD | node_8104404_201066192 | node_8104404_201066193 | 35.112 | bal_1P_1/0AA | 8104404 | no | no |  |  | no |  |  | 0 | 0 | 0 | 0
oh_line_8104404_201066194 |  | AD | node_8104404_201066193 | node_8104404_201066194 | 124.617 | bal_1P_1/0AA | 8104404 | no | no |  |  | no |  |  | 0 | 0 | 0 | 0
oh_line_8104404_201066629 |  | AD | node_8104404_200885018 | node_8104404_201066629 | 349.731 | bal_1P_1/0AC | 8104404 | no | no |  |  | no |  |  | 0 | 0 | 0 | 0
oh_line_8104404_201066630 |  | AN | node_8104404_201066629 | node_8104404_201066630 | 211.118 | bal_1P_DELTACUST | 8104404 | no | no |  |  | no |  |  | 0 | 0 | 0 | 0
oh_line_8104404_201066631 |  | AN | node_8104404_201066630 | node_8104404_201066631 | 199.908 | bal_1P_DELTACUST | 8104404 | no | no |  |  | no |  |  | 0 | 0 | 0 | 0
oh_line_8104404_201069781 |  | AN | node_8104404_200969477 | node_8104404_201069781 | 272.352 | bal_1P_DELTACUST | 8104404 | no | no |  |  | no |  |  | 0 | 0 | 0 | 0
oh_line_8104404_201069977 |  | AD | node_8104404_200884924 | node_8104404_201069977 | 273.476 | bal_1P_6ACW | 8104404 | no | no |  |  | no |  |  | 0 | 0 | 0 | 0
oh_line_8104404_310014552 |  | AN | node_8104404_200845896 | node_intto1_8104404_310014552 | 849.26 | bal_1P_DELTACUST | 8104404 | no | no |  |  | no |  |  | 0 | 0 | 0 | 0
oh_line_8104404_310019040 |  | AD | node_8104404_200883635 | node_8104404_310019040 | 304.867 | bal_1P_1/0AA | 8104404 | no | no |  |  | no |  |  | 0 | 0 | 0 | 0
oh_line_8104404_310019046 |  | AD | node_8104404_310019040 | node_8104404_310019046 | 291.778 | bal_1P_1/0AA | 8104404 | no | no |  |  | no |  |  | 0 | 0 | 0 | 0
oh_line_8104404_310019047 |  | AD | node_8104404_310019046 | node_8104404_310019047 | 282.799 | bal_1P_1/0AA | 8104404 | no | no |  |  | no |  |  | 0 | 0 | 0 | 0
oh_line_8104404_310019052 |  | AD | node_8104404_310019047 | node_8104404_310019052 | 186.969 | bal_1P_1/0AA | 8104404 | no | no |  |  | no |  |  | 0 | 0 | 0 | 0
oh_line_8104404_310026890 |  | AD | node_8104404_200883617 | node_8104404_310026890 | 286.667 | bal_1P_1/0AA | 8104404 | no | no |  |  | no |  |  | 0 | 0 | 0 | 0
oh_line_8104404_310026891 |  | AD | node_8104404_310026890 | node_8104404_310026891 | 274.947 | bal_1P_1/0AA | 8104404 | no | no |  |  | no |  |  | 0 | 0 | 0 | 0
oh_line_8104404_310026893 |  | AD | node_8104404_200883618 | node_8104404_310026893 | 174.632 | bal_1P_1/0AA | 8104404 | no | no |  |  | no |  |  | 0 | 0 | 0 | 0
oh_line_8104404_310027033 |  | AD | node_8104404_200886948 | node_8104404_310027033 | 110.812 | bal_1P_1/0AA | 8104404 | no | no |  |  | no |  |  | 0 | 0 | 0 | 0
oh_line_8104404_310054522 |  | AN | node_8104404_310054596 | node_8104404_310054522 | 361.434 | bal_1P_DELTACUST | 8104404 | no | no |  |  | no |  |  | 0 | 0 | 0 | 0
oh_line_8104404_310054596 |  | AN | node_8104404_200885023 | node_8104404_310054596 | 543.678 | bal_1P_DELTACUST | 8104404 | no | no |  |  | no |  |  | 0 | 0 | 0 | 0
oh_line_8104404_310057593 |  | AN | node_8104404_200883589 | node_8104404_310057593 | 208.213 | bal_1P_1/0AA_1/0AA(N) | 8104404 | no | no |  |  | no |  |  | 0 | 0 | 0 | 0
oh_line_8104404_310057595 |  | AD | node_8104404_310057593 | node_8104404_310057595 | 280.946 | bal_1P_1/0AA | 8104404 | no | no |  |  | no |  |  | 0 | 0 | 0 | 0
oh_line_8104404_311886759 |  | AD | node_8104404_200885018 | node_8104404_311886759 | 99.228 | bal_1P_1/0AA | 8104404 | no | no |  |  | no |  |  | 0 | 0 | 0 | 0
oh_line_8104404_311892163 |  | AN | node_8104404_200885278 | node_8104404_311892163 | 324.486 | bal_1P_DELTACUST | 8104404 | no | no |  |  | no |  |  | 0 | 0 | 0 | 0
oh_line_8104404_311893236 |  | AD | node_8104404_200884935 | node_8104404_311893236 | 189.909 | bal_1P_1/0AA | 8104404 | no | no |  |  | no |  |  | 0 | 0 | 0 | 0
oh_line_8104404_311899965 |  | AN | node_8104404_200887315 | node_8104404_311899965 | 197.238 | bal_1P_1/0AA_1/0AA(N) | 8104404 | no | no |  |  | no |  |  | 0 | 0 | 0 | 0
oh_line_8104404_311912934-1 |  | AN | node_8104404_200883958 | node_intto1_312012104 | 12.296 | bal_1P_4/0AC_1/0AC(N) | 8104404 | no | no |  |  | no |  |  | 0 | 0 | 0 | 0
oh_line_8104404_311912934-2 |  | AN | node_312012104 | node_intto1_220523470 | 10.039 | bal_1P_4/0AC_1/0AC(N) | 8104404 | no | no |  |  | no |  |  | 0 | 0 | 0 | 0
oh_line_8104404_311912934-3 |  | AN | node_220523470 | node_8104404_311912934 | 6.02 | bal_1P_4/0AC_1/0AC(N) | 8104404 | no | no |  |  | no |  |  | 0 | 0 | 0 | 0
oh_line_8104404_311920066 |  | AN | node_8104404_200885215 | node_intto1_8104404_311920066 | 199.911 | bal_1P_WYECUST | 8104404 | no | no |  |  | no |  |  | 0 | 0 | 0 | 0
oh_line_8104404_311991165 |  | AD | node_8104404_200885294 | node_8104404_311991165 | 98.497 | bal_1P_1/0AA | 8104404 | no | no |  |  | no |  |  | 0 | 0 | 0 | 0
oh_line_8104404_312035503 |  | AD | node_8104404_200885090 | node_8104404_312035503 | 81.508 | bal_1P_1/0AA | 8104404 | no | no |  |  | no |  |  | 0 | 0 | 0 | 0
oh_line_8104404_312069006 |  | AD | node_8104404_200884941 | node_8104404_312069006 | 154.033 | bal_1P_1/0AA | 8104404 | no | no |  |  | no |  |  | 0 | 0 | 0 | 0
oh_line_8104404_312070735 |  | AD | node_8104404_200887075 | node_8104404_312070735 | 263.414 | bal_1P_1/0AA | 8104404 | no | no |  |  | no |  |  | 0 | 0 | 0 | 0
oh_line_8104404_312076255 |  | AD | node_8104404_200886438 | node_8104404_312076255 | 245.93 | bal_1P_1/0AA | 8104404 | no | no |  |  | no |  |  | 0 | 0 | 0 | 0
oh_line_8104404_312076256 |  | AD | node_8104404_312076255 | node_8104404_312076256 | 180.459 | bal_1P_1/0AA | 8104404 | no | no |  |  | no |  |  | 0 | 0 | 0 | 0
oh_line_8104404_312135658 |  | AD | node_8104404_200885018 | node_intto1_8104404_312135658 | 219.942 | bal_1P_1/0AA | 8104404 | no | no |  |  | no |  |  | 0 | 0 | 0 | 0
oh_line_8104404_312136266 |  | AD | node_8104404_200884941 | node_8104404_312136266 | 76.932 | bal_1P_1/0AA | 8104404 | no | no |  |  | no |  |  | 0 | 0 | 0 | 0
oh_line_8104404_312140871 |  | AD | node_8104404_200885131 | node_8104404_312140871 | 127.816 | bal_1P_2AC | 8104404 | no | no |  |  | no |  |  | 0 | 0 | 0 | 0
oh_line_TAP_OH_900316 |  | AN | node_8104404_200840051 | node_1373102_038_15404726_246 | 0.033 | unb_TAPWIRE_OH | 8104404 | no | no |  |  | no |  |  | 0 | 0 | 0 | 0
oh_line_TAP_OH_900317 |  | AN | node_8104404_200840054 | node_1372312_968_15404683_87 | 0.033 | unb_TAPWIRE_OH | 8104404 | no | no |  |  | no |  |  | 0 | 0 | 0 | 0
oh_line_TAP_OH_900318 |  | AN | node_8104404_200840058 | node_1371793_73_15404424_743 | 0.033 | unb_TAPWIRE_OH | 8104404 | no | no |  |  | no |  |  | 0 | 0 | 0 | 0
oh_line_TAP_OH_900319 |  | AN | node_8104404_200840059 | node_1372138_968_15404152_387 | 0.033 | unb_TAPWIRE_OH | 8104404 | no | no |  |  | no |  |  | 0 | 0 | 0 | 0
oh_line_TAP_OH_900320 |  | AN | node_8104404_200840060 | node_1372228_422_15403724_471 | 0.033 | unb_TAPWIRE_OH | 8104404 | no | no |  |  | no |  |  | 0 | 0 | 0 | 0
oh_line_TAP_OH_900321 |  | AN | node_8104404_200840067 | node_1370138_278_15403735_104 | 0.033 | unb_TAPWIRE_OH | 8104404 | no | no |  |  | no |  |  | 0 | 0 | 0 | 0
oh_line_TAP_OH_900322 |  | AN | node_8104404_200840069 | node_1369901_529_15403525_861 | 0.033 | unb_TAPWIRE_OH | 8104404 | no | no |  |  | no |  |  | 0 | 0 | 0 | 0
oh_line_TAP_OH_900323 |  | AN | node_8104404_200840074 | node_1373808_717_15404740_605 | 0.033 | unb_TAPWIRE_OH | 8104404 | no | no |  |  | no |  |  | 0 | 0 | 0 | 0
oh_line_TAP_OH_902028 |  | AN | node_8104404_200845168 | node_1375471_072_15405954_372 | 0.033 | unb_TAPWIRE_OH | 8104404 | no | no |  |  | no |  |  | 0 | 0 | 0 | 0
oh_line_TAP_OH_902029 |  | AN | node_8104404_200845175 | node_1376034_58_15404600_901 | 0.033 | unb_TAPWIRE_OH | 8104404 | no | no |  |  | no |  |  | 0 | 0 | 0 | 0
oh_line_TAP_OH_902030 |  | AN | node_8104404_200845176 | node_1376195_29_15404395_336 | 0.033 | unb_TAPWIRE_OH | 8104404 | no | no |  |  | no |  |  | 0 | 0 | 0 | 0
oh_line_TAP_OH_902292 |  | AN | node_8104404_200845896 | node_1379014_802_15405394_073 | 0.033 | unb_TAPWIRE_OH | 8104404 | no | no |  |  | no |  |  | 0 | 0 | 0 | 0
oh_line_TAP_OH_902345 |  | AN | node_8104404_200846053 | node_1374665_959_15404953_1 | 0.033 | unb_TAPWIRE_OH | 8104404 | no | no |  |  | no |  |  | 0 | 0 | 0 | 0
oh_line_TAP_OH_902346 |  | AN | node_8104404_200846055 | node_1374225_319_15404937_595 | 0.033 | unb_TAPWIRE_OH | 8104404 | no | no |  |  | no |  |  | 0 | 0 | 0 | 0
oh_line_TAP_OH_911861 |  | AN | node_8104404_200882919 | node_1381325_32_15437488_46 | 0.033 | unb_TAPWIRE_OH | 8104404 | no | no |  |  | no |  |  | 0 | 0 | 0 | 0
oh_line_TAP_OH_911862 |  | AN | node_8104404_200882928 | node_1383656_604_15436836_968 | 0.033 | unb_TAPWIRE_OH | 8104404 | no | no |  |  | no |  |  | 0 | 0 | 0 | 0
oh_line_TAP_OH_911863 |  | AN | node_8104404_200882929 | node_1383793_032_15436411_573 | 0.033 | unb_TAPWIRE_OH | 8104404 | no | no |  |  | no |  |  | 0 | 0 | 0 | 0
oh_line_TAP_OH_911864 |  | AN | node_8104404_200882931 | node_1384291_848_15436374_341 | 0.033 | unb_TAPWIRE_OH | 8104404 | no | no |  |  | no |  |  | 0 | 0 | 0 | 0
oh_line_TAP_OH_911865 |  | AN | node_8104404_200882933 | node_1384481_624_15436405_333 | 0.033 | unb_TAPWIRE_OH | 8104404 | no | no |  |  | no |  |  | 0 | 0 | 0 | 0
oh_line_TAP_OH_911866 |  | AN | node_8104404_200882934 | node_1384570_187_15436651_134 | 0.033 | unb_TAPWIRE_OH | 8104404 | no | no |  |  | no |  |  | 0 | 0 | 0 | 0
oh_line_TAP_OH_911867 |  | AN | node_8104404_200882935 | node_1384813_184_15436804_394 | 0.033 | unb_TAPWIRE_OH | 8104404 | no | no |  |  | no |  |  | 0 | 0 | 0 | 0
oh_line_TAP_OH_911868 |  | AN | node_8104404_200882937 | node_1380030_446_15437615_763 | 0.033 | unb_TAPWIRE_OH | 8104404 | no | no |  |  | no |  |  | 0 | 0 | 0 | 0
oh_line_TAP_OH_911942 |  | AN | node_8104404_200883306 | node_1378054_265_15434408_814 | 0.033 | unb_TAPWIRE_OH | 8104404 | no | no |  |  | no |  |  | 0 | 0 | 0 | 0
oh_line_TAP_OH_911943 |  | AN | node_8104404_200883309 | node_1378074_854_15434730_806 | 0.033 | unb_TAPWIRE_OH | 8104404 | no | no |  |  | no |  |  | 0 | 0 | 0 | 0
oh_line_TAP_OH_911944 |  | AN | node_8104404_200883313 | node_1377874_014_15436235_825 | 0.033 | unb_TAPWIRE_OH | 8104404 | no | no |  |  | no |  |  | 0 | 0 | 0 | 0
oh_line_TAP_OH_911945 |  | AN | node_8104404_200883314 | node_1374842_92_15433838_752 | 0.033 | unb_TAPWIRE_OH | 8104404 | no | no |  |  | no |  |  | 0 | 0 | 0 | 0
oh_line_TAP_OH_911946 |  | AN | node_8104404_200883321 | node_1375725_476_15433858_159 | 0.033 | unb_TAPWIRE_OH | 8104404 | no | no |  |  | no |  |  | 0 | 0 | 0 | 0
oh_line_TAP_OH_911947 |  | AN | node_8104404_200883323 | node_1375146_622_15433838_706 | 0.033 | unb_TAPWIRE_OH | 8104404 | no | no |  |  | no |  |  | 0 | 0 | 0 | 0
oh_line_TAP_OH_911988 |  | AN | node_8104404_200883442 | node_1357452_039_15454553_449 | 0.033 | unb_TAPWIRE_OH | 8104404 | no | no |  |  | no |  |  | 0 | 0 | 0 | 0
oh_line_TAP_OH_911989 |  | AN | node_8104404_200883444 | node_1357245_461_15454940_115 | 0.033 | unb_TAPWIRE_OH | 8104404 | no | no |  |  | no |  |  | 0 | 0 | 0 | 0
oh_line_TAP_OH_911990 |  | AN | node_8104404_200883446 | node_1357258_945_15455782_684 | 0.033 | unb_TAPWIRE_OH | 8104404 | no | no |  |  | no |  |  | 0 | 0 | 0 | 0
oh_line_TAP_OH_911991 |  | AN | node_8104404_200883447 | node_1357240_439_15456113_093 | 0.033 | unb_TAPWIRE_OH | 8104404 | no | no |  |  | no |  |  | 0 | 0 | 0 | 0
oh_line_TAP_OH_911992 |  | AN | node_8104404_200883459 | node_1358087_84_15459348_775 | 0.033 | unb_TAPWIRE_OH | 8104404 | no | no |  |  | no |  |  | 0 | 0 | 0 | 0
oh_line_TAP_OH_911993 |  | AN | node_8104404_200883460 | node_1358081_504_15459694_372 | 0.033 | unb_TAPWIRE_OH | 8104404 | no | no |  |  | no |  |  | 0 | 0 | 0 | 0
oh_line_TAP_OH_911994 |  | AN | node_8104404_200883461 | node_1358060_291_15460087_207 | 0.033 | unb_TAPWIRE_OH | 8104404 | no | no |  |  | no |  |  | 0 | 0 | 0 | 0
oh_line_TAP_OH_911995 |  | AN | node_8104404_200883465 | node_1359569_6_15450989_614 | 0.033 | unb_TAPWIRE_OH | 8104404 | no | no |  |  | no |  |  | 0 | 0 | 0 | 0
oh_line_TAP_OH_911996 |  | AN | node_8104404_200883467 | node_1358834_127_15451549_551 | 0.033 | unb_TAPWIRE_OH | 8104404 | no | no |  |  | no |  |  | 0 | 0 | 0 | 0
oh_line_TAP_OH_911997 |  | AN | node_8104404_200883468 | node_1358563_349_15452129_288 | 0.033 | unb_TAPWIRE_OH | 8104404 | no | no |  |  | no |  |  | 0 | 0 | 0 | 0
oh_line_TAP_OH_911998 |  | AN | node_8104404_200883470 | node_1358298_418_15452569_185 | 0.033 | unb_TAPWIRE_OH | 8104404 | no | no |  |  | no |  |  | 0 | 0 | 0 | 0
oh_line_TAP_OH_912010 |  | AN | node_8104404_200883507 | node_1371911_049_15434169_736 | 0.033 | unb_TAPWIRE_OH | 8104404 | no | no |  |  | no |  |  | 0 | 0 | 0 | 0
oh_line_TAP_OH_912011 |  | AN | node_8104404_200883510 | node_1365336_152_15433574_008 | 0.033 | unb_TAPWIRE_OH | 8104404 | no | no |  |  | no |  |  | 0 | 0 | 0 | 0
oh_line_TAP_OH_912012 |  | AN | node_8104404_200883519 | node_1372273_573_15434403_44 | 0.033 | unb_TAPWIRE_OH | 8104404 | no | no |  |  | no |  |  | 0 | 0 | 0 | 0
oh_line_TAP_OH_912013 |  | AN | node_8104404_200883521 | node_1372934_487_15434306_099 | 0.033 | unb_TAPWIRE_OH | 8104404 | no | no |  |  | no |  |  | 0 | 0 | 0 | 0
oh_line_TAP_OH_912014 |  | AN | node_8104404_200883522 | node_1360903_17_15447081_961 | 0.033 | unb_TAPWIRE_OH | 8104404 | no | no |  |  | no |  |  | 0 | 0 | 0 | 0
oh_line_TAP_OH_912015 |  | AN | node_8104404_200883524 | node_1357205_493_15446534_994 | 0.033 | unb_TAPWIRE_OH | 8104404 | no | no |  |  | no |  |  | 0 | 0 | 0 | 0
oh_line_TAP_OH_912016 |  | AN | node_8104404_200883527 | node_1356847_152_15445103_894 | 0.033 | unb_TAPWIRE_OH | 8104404 | no | no |  |  | no |  |  | 0 | 0 | 0 | 0
oh_line_TAP_OH_912017 |  | AN | node_8104404_200883531 | node_1357203_111_15443637_749 | 0.033 | unb_TAPWIRE_OH | 8104404 | no | no |  |  | no |  |  | 0 | 0 | 0 | 0
oh_line_TAP_OH_912018 |  | AN | node_8104404_200883533 | node_1356945_294_15443150_95 | 0.033 | unb_TAPWIRE_OH | 8104404 | no | no |  |  | no |  |  | 0 | 0 | 0 | 0
oh_line_TAP_OH_912019 |  | AN | node_8104404_200883535 | node_1356622_102_15443334_622 | 0.033 | unb_TAPWIRE_OH | 8104404 | no | no |  |  | no |  |  | 0 | 0 | 0 | 0
oh_line_TAP_OH_912020 |  | AN | node_8104404_200883536 | node_1356447_384_15442920_296 | 0.033 | unb_TAPWIRE_OH | 8104404 | no | no |  |  | no |  |  | 0 | 0 | 0 | 0
oh_line_TAP_OH_912021 |  | AN | node_8104404_200883537 | node_1357091_225_15442722_339 | 0.033 | unb_TAPWIRE_OH | 8104404 | no | no |  |  | no |  |  | 0 | 0 | 0 | 0
oh_line_TAP_OH_912022 |  | AN | node_8104404_200883540 | node_1360540_413_15447428_64 | 0.033 | unb_TAPWIRE_OH | 8104404 | no | no |  |  | no |  |  | 0 | 0 | 0 | 0
oh_line_TAP_OH_912023 |  | AN | node_8104404_200883543 | node_1356989_922_15442227_86 | 0.033 | unb_TAPWIRE_OH | 8104404 | no | no |  |  | no |  |  | 0 | 0 | 0 | 0
oh_line_TAP_OH_912024 |  | AN | node_8104404_200883544 | node_1360223_185_15447067_339 | 0.033 | unb_TAPWIRE_OH | 8104404 | no | no |  |  | no |  |  | 0 | 0 | 0 | 0
oh_line_TAP_OH_912025 |  | AN | node_8104404_200883547 | node_1359372_242_15447054_606 | 0.033 | unb_TAPWIRE_OH | 8104404 | no | no |  |  | no |  |  | 0 | 0 | 0 | 0
oh_line_TAP_OH_912026 |  | AN | node_8104404_200883549 | node_1358996_774_15447023_019 | 0.033 | unb_TAPWIRE_OH | 8104404 | no | no |  |  | no |  |  | 0 | 0 | 0 | 0
oh_line_TAP_OH_912027 |  | AN | node_8104404_200883556 | node_1358543_547_15448034_171 | 0.033 | unb_TAPWIRE_OH | 8104404 | no | no |  |  | no |  |  | 0 | 0 | 0 | 0
oh_line_TAP_OH_912030 |  | AN | node_8104404_200883564 | node_1368310_222_15460663_305 | 0.033 | unb_TAPWIRE_OH | 8104404 | no | no |  |  | no |  |  | 0 | 0 | 0 | 0
oh_line_TAP_OH_912031 |  | AN | node_8104404_200883565 | node_1367171_824_15457158_954 | 0.033 | unb_TAPWIRE_OH | 8104404 | no | no |  |  | no |  |  | 0 | 0 | 0 | 0
oh_line_TAP_OH_912032 |  | AN | node_8104404_200883568 | node_1366439_793_15448295_865 | 0.033 | unb_TAPWIRE_OH | 8104404 | no | no |  |  | no |  |  | 0 | 0 | 0 | 0
oh_line_TAP_OH_912033 |  | AN | node_8104404_200883569 | node_1366292_885_15448539_98 | 0.033 | unb_TAPWIRE_OH | 8104404 | no | no |  |  | no |  |  | 0 | 0 | 0 | 0
oh_line_TAP_OH_912034 |  | AN | node_8104404_200883570 | node_1366161_434_15448751_768 | 0.033 | unb_TAPWIRE_OH | 8104404 | no | no |  |  | no |  |  | 0 | 0 | 0 | 0
oh_line_TAP_OH_912035 |  | AN | node_8104404_200883576 | node_1365253_741_15450887_091 | 0.033 | unb_TAPWIRE_OH | 8104404 | no | no |  |  | no |  |  | 0 | 0 | 0 | 0
oh_line_TAP_OH_912036 |  | AN | node_8104404_200883577 | node_1365311_675_15450540_236 | 0.033 | unb_TAPWIRE_OH | 8104404 | no | no |  |  | no |  |  | 0 | 0 | 0 | 0
oh_line_TAP_OH_912037 |  | AN | node_8104404_200883585 | node_1365278_838_15453369_258 | 0.033 | unb_TAPWIRE_OH | 8104404 | no | no |  |  | no |  |  | 0 | 0 | 0 | 0
oh_line_TAP_OH_912039 |  | AN | node_8104404_200883600 | node_1365838_686_15455803_591 | 0.033 | unb_TAPWIRE_OH | 8104404 | no | no |  |  | no |  |  | 0 | 0 | 0 | 0
oh_line_TAP_OH_912040 |  | AN | node_8104404_200883602 | node_1365890_619_15456073_592 | 0.033 | unb_TAPWIRE_OH | 8104404 | no | no |  |  | no |  |  | 0 | 0 | 0 | 0
oh_line_TAP_OH_912041 |  | AN | node_8104404_200883604 | node_1366004_655_15456340_192 | 0.033 | unb_TAPWIRE_OH | 8104404 | no | no |  |  | no |  |  | 0 | 0 | 0 | 0
oh_line_TAP_OH_912042 |  | AN | node_8104404_200883609 | node_1365896_114_15457496_797 | 0.033 | unb_TAPWIRE_OH | 8104404 | no | no |  |  | no |  |  | 0 | 0 | 0 | 0
oh_line_TAP_OH_912043 |  | AN | node_8104404_200883610 | node_1365742_792_15457841_062 | 0.033 | unb_TAPWIRE_OH | 8104404 | no | no |  |  | no |  |  | 0 | 0 | 0 | 0
oh_line_TAP_OH_912044 |  | AN | node_8104404_200883612 | node_1365729_93_15458156_981 | 0.033 | unb_TAPWIRE_OH | 8104404 | no | no |  |  | no |  |  | 0 | 0 | 0 | 0
oh_line_TAP_OH_912046 |  | AN | node_8104404_200883621 | node_1366042_812_15460047_769 | 0.033 | unb_TAPWIRE_OH | 8104404 | no | no |  |  | no |  |  | 0 | 0 | 0 | 0
oh_line_TAP_OH_912047 |  | AN | node_8104404_200883628 | node_1367263_248_15446943_635 | 0.033 | unb_TAPWIRE_OH | 8104404 | no | no |  |  | no |  |  | 0 | 0 | 0 | 0
oh_line_TAP_OH_912048 |  | AN | node_8104404_200883634 | node_1364299_996_15437632_297 | 0.033 | unb_TAPWIRE_OH | 8104404 | no | no |  |  | no |  |  | 0 | 0 | 0 | 0
oh_line_TAP_OH_912049 |  | AN | node_8104404_200883635 | node_1364360_5_15437848_998 | 0.033 | unb_TAPWIRE_OH | 8104404 | no | no |  |  | no |  |  | 0 | 0 | 0 | 0
oh_line_TAP_OH_912050 |  | AN | node_8104404_200883638 | node_1363310_81_15434879_669 | 0.033 | unb_TAPWIRE_OH | 8104404 | no | no |  |  | no |  |  | 0 | 0 | 0 | 0
oh_line_TAP_OH_912051 |  | AN | node_8104404_200883641 | node_1364085_583_15435971_808 | 0.033 | unb_TAPWIRE_OH | 8104404 | no | no |  |  | no |  |  | 0 | 0 | 0 | 0
oh_line_TAP_OH_912052 |  | AN | node_8104404_200883642 | node_1364183_654_15436151_332 | 0.033 | unb_TAPWIRE_OH | 8104404 | no | no |  |  | no |  |  | 0 | 0 | 0 | 0
oh_line_TAP_OH_912053 |  | AN | node_8104404_200883644 | node_1364462_392_15436674_461 | 0.033 | unb_TAPWIRE_OH | 8104404 | no | no |  |  | no |  |  | 0 | 0 | 0 | 0
oh_line_TAP_OH_912054 |  | AN | node_8104404_200883647 | node_1364415_264_15437440_848 | 0.033 | unb_TAPWIRE_OH | 8104404 | no | no |  |  | no |  |  | 0 | 0 | 0 | 0
oh_line_TAP_OH_912055 |  | AN | node_8104404_200883670 | node_1357399_98_15448055_665 | 0.033 | unb_TAPWIRE_OH | 8104404 | no | no |  |  | no |  |  | 0 | 0 | 0 | 0
oh_line_TAP_OH_912056 |  | AN | node_8104404_200883677 | node_1350167_971_15454468_271 | 0.033 | unb_TAPWIRE_OH | 8104404 | no | no |  |  | no |  |  | 0 | 0 | 0 | 0
oh_line_TAP_OH_912057 |  | AN | node_8104404_200883678 | node_1357220_31_15448277_734 | 0.033 | unb_TAPWIRE_OH | 8104404 | no | no |  |  | no |  |  | 0 | 0 | 0 | 0
oh_line_TAP_OH_912058 |  | AN | node_8104404_200883680 | node_1357118_392_15448592_391 | 0.033 | unb_TAPWIRE_OH | 8104404 | no | no |  |  | no |  |  | 0 | 0 | 0 | 0
oh_line_TAP_OH_912071 |  | AN | node_8104404_200883719 | node_1379163_737_15436846_422 | 0.033 | unb_TAPWIRE_OH | 8104404 | no | no |  |  | no |  |  | 0 | 0 | 0 | 0
oh_line_TAP_OH_912103 |  | AN | node_8104404_200883797 | node_1358296_374_15433915_037 | 0.033 | unb_TAPWIRE_OH | 8104404 | no | no |  |  | no |  |  | 0 | 0 | 0 | 0
oh_line_TAP_OH_912104 |  | AN | node_8104404_200883798 | node_1361756_139_15433628_95 | 0.033 | unb_TAPWIRE_OH | 8104404 | no | no |  |  | no |  |  | 0 | 0 | 0 | 0
oh_line_TAP_OH_912105 |  | AN | node_8104404_200883799 | node_1361428_729_15433620_459 | 0.033 | unb_TAPWIRE_OH | 8104404 | no | no |  |  | no |  |  | 0 | 0 | 0 | 0
oh_line_TAP_OH_912106 |  | AN | node_8104404_200883801 | node_1360756_602_15433598_034 | 0.033 | unb_TAPWIRE_OH | 8104404 | no | no |  |  | no |  |  | 0 | 0 | 0 | 0
oh_line_TAP_OH_912107 |  | AN | node_8104404_200883807 | node_1365200_671_15460349_421 | 0.033 | unb_TAPWIRE_OH | 8104404 | no | no |  |  | no |  |  | 0 | 0 | 0 | 0
oh_line_TAP_OH_912110 |  | AN | node_8104404_200883820 | node_1359033_12_15453298_455 | 0.033 | unb_TAPWIRE_OH | 8104404 | no | no |  |  | no |  |  | 0 | 0 | 0 | 0
oh_line_TAP_OH_912118 |  | AN | node_8104404_200883836 | node_1366343_625_15452930_601 | 0.033 | unb_TAPWIRE_OH | 8104404 | no | no |  |  | no |  |  | 0 | 0 | 0 | 0
oh_line_TAP_OH_912119 |  | AN | node_8104404_200883838 | node_1365567_325_15453073_661 | 0.033 | unb_TAPWIRE_OH | 8104404 | no | no |  |  | no |  |  | 0 | 0 | 0 | 0
oh_line_TAP_OH_912120 |  | AN | node_8104404_200883840 | node_1365824_296_15453075_131 | 0.033 | unb_TAPWIRE_OH | 8104404 | no | no |  |  | no |  |  | 0 | 0 | 0 | 0
oh_line_TAP_OH_912121 |  | AN | node_8104404_200883843 | node_1359291_498_15433832_377 | 0.033 | unb_TAPWIRE_OH | 8104404 | no | no |  |  | no |  |  | 0 | 0 | 0 | 0
oh_line_TAP_OH_912122 |  | AN | node_8104404_200883844 | node_1359241_747_15434115_101 | 0.033 | unb_TAPWIRE_OH | 8104404 | no | no |  |  | no |  |  | 0 | 0 | 0 | 0
oh_line_TAP_OH_912123 |  | AN | node_8104404_200883847 | node_1359031_369_15434973_996 | 0.033 | unb_TAPWIRE_OH | 8104404 | no | no |  |  | no |  |  | 0 | 0 | 0 | 0
oh_line_TAP_OH_912124 |  | AN | node_8104404_200883850 | node_1358863_886_15435381_978 | 0.033 | unb_TAPWIRE_OH | 8104404 | no | no |  |  | no |  |  | 0 | 0 | 0 | 0
oh_line_TAP_OH_912125 |  | AN | node_8104404_200883852 | node_1363532_353_15448044_086 | 0.033 | unb_TAPWIRE_OH | 8104404 | no | no |  |  | no |  |  | 0 | 0 | 0 | 0
oh_line_TAP_OH_912127 |  | AN | node_8104404_200883858 | node_1364471_403_15448332_461 | 0.033 | unb_TAPWIRE_OH | 8104404 | no | no |  |  | no |  |  | 0 | 0 | 0 | 0
oh_line_TAP_OH_912128 |  | AN | node_8104404_200883860 | node_1363971_518_15448347_125 | 0.033 | unb_TAPWIRE_OH | 8104404 | no | no |  |  | no |  |  | 0 | 0 | 0 | 0
oh_line_TAP_OH_912129 |  | AN | node_8104404_200883863 | node_1361763_469_15459421_488 | 0.033 | unb_TAPWIRE_OH | 8104404 | no | no |  |  | no |  |  | 0 | 0 | 0 | 0
oh_line_TAP_OH_912130 |  | AN | node_8104404_200883866 | node_1361539_912_15460292_848 | 0.033 | unb_TAPWIRE_OH | 8104404 | no | no |  |  | no |  |  | 0 | 0 | 0 | 0
oh_line_TAP_OH_912131 |  | AN | node_8104404_200883868 | node_1361877_286_15451093_552 | 0.033 | unb_TAPWIRE_OH | 8104404 | no | no |  |  | no |  |  | 0 | 0 | 0 | 0
oh_line_TAP_OH_912132 |  | AN | node_8104404_200883870 | node_1362044_161_15451545_185 | 0.033 | unb_TAPWIRE_OH | 8104404 | no | no |  |  | no |  |  | 0 | 0 | 0 | 0
oh_line_TAP_OH_912133 |  | AN | node_8104404_200883875 | node_1362651_545_15453394_472 | 0.033 | unb_TAPWIRE_OH | 8104404 | no | no |  |  | no |  |  | 0 | 0 | 0 | 0
oh_line_TAP_OH_912134 |  | AN | node_8104404_200883880 | node_1361708_875_15453925_147 | 0.033 | unb_TAPWIRE_OH | 8104404 | no | no |  |  | no |  |  | 0 | 0 | 0 | 0
oh_line_TAP_OH_912135 |  | AN | node_8104404_200883884 | node_1362767_473_15455401_998 | 0.033 | unb_TAPWIRE_OH | 8104404 | no | no |  |  | no |  |  | 0 | 0 | 0 | 0
oh_line_TAP_OH_912136 |  | AN | node_8104404_200883887 | node_1362631_314_15455937_186 | 0.033 | unb_TAPWIRE_OH | 8104404 | no | no |  |  | no |  |  | 0 | 0 | 0 | 0
oh_line_TAP_OH_912137 |  | AN | node_8104404_200883893 | node_1362231_804_15457688_997 | 0.033 | unb_TAPWIRE_OH | 8104404 | no | no |  |  | no |  |  | 0 | 0 | 0 | 0
oh_line_TAP_OH_912138 |  | AN | node_8104404_200883896 | node_1362113_249_15458127_179 | 0.033 | unb_TAPWIRE_OH | 8104404 | no | no |  |  | no |  |  | 0 | 0 | 0 | 0
oh_line_TAP_OH_912139 |  | AN | node_8104404_200883899 | node_1361975_063_15459014_614 | 0.033 | unb_TAPWIRE_OH | 8104404 | no | no |  |  | no |  |  | 0 | 0 | 0 | 0
oh_line_TAP_OH_912140 |  | AN | node_8104404_200883902 | node_1362101_887_15433637_94 | 0.033 | unb_TAPWIRE_OH | 8104404 | no | no |  |  | no |  |  | 0 | 0 | 0 | 0
oh_line_TAP_OH_912141 |  | AN | node_8104404_200883907 | node_1361833_915_15434411_577 | 0.033 | unb_TAPWIRE_OH | 8104404 | no | no |  |  | no |  |  | 0 | 0 | 0 | 0
oh_line_TAP_OH_912142 |  | AN | node_8104404_200883908 | node_1361779_999_15434654_428 | 0.033 | unb_TAPWIRE_OH | 8104404 | no | no |  |  | no |  |  | 0 | 0 | 0 | 0
oh_line_TAP_OH_912143 |  | AN | node_8104404_200883910 | node_1361705_148_15434925_94 | 0.033 | unb_TAPWIRE_OH | 8104404 | no | no |  |  | no |  |  | 0 | 0 | 0 | 0
oh_line_TAP_OH_912144 |  | AN | node_8104404_200883917 | node_1361734_761_15436213_635 | 0.033 | unb_TAPWIRE_OH | 8104404 | no | no |  |  | no |  |  | 0 | 0 | 0 | 0
oh_line_TAP_OH_912145 |  | AN | node_8104404_200883923 | node_1361639_697_15437836_899 | 0.033 | unb_TAPWIRE_OH | 8104404 | no | no |  |  | no |  |  | 0 | 0 | 0 | 0
oh_line_TAP_OH_912146 |  | AN | node_8104404_200883928 | node_1361612_989_15438782_425 | 0.033 | unb_TAPWIRE_OH | 8104404 | no | no |  |  | no |  |  | 0 | 0 | 0 | 0
oh_line_TAP_OH_912147 |  | AN | node_8104404_200883931 | node_1361542_396_15439220_384 | 0.033 | unb_TAPWIRE_OH | 8104404 | no | no |  |  | no |  |  | 0 | 0 | 0 | 0
oh_line_TAP_OH_912148 |  | AN | node_8104404_200883932 | node_1361359_728_15439511_619 | 0.033 | unb_TAPWIRE_OH | 8104404 | no | no |  |  | no |  |  | 0 | 0 | 0 | 0
oh_line_TAP_OH_912149 |  | AN | node_8104404_200883940 | node_1361235_266_15441262_62 | 0.033 | unb_TAPWIRE_OH | 8104404 | no | no |  |  | no |  |  | 0 | 0 | 0 | 0
oh_line_TAP_OH_912150 |  | AN | node_8104404_200883943 | node_1361195_397_15441829_23 | 0.033 | unb_TAPWIRE_OH | 8104404 | no | no |  |  | no |  |  | 0 | 0 | 0 | 0
oh_line_TAP_OH_912151 |  | AN | node_8104404_200883948 | node_1361236_575_15442800_919 | 0.033 | unb_TAPWIRE_OH | 8104404 | no | no |  |  | no |  |  | 0 | 0 | 0 | 0
oh_line_TAP_OH_912152 |  | AN | node_8104404_200883950 | node_1361379_279_15443324_588 | 0.033 | unb_TAPWIRE_OH | 8104404 | no | no |  |  | no |  |  | 0 | 0 | 0 | 0
oh_line_TAP_OH_912153 |  | AN | node_8104404_200883953 | node_1361371_505_15444083_529 | 0.033 | unb_TAPWIRE_OH | 8104404 | no | no |  |  | no |  |  | 0 | 0 | 0 | 0
oh_line_TAP_OH_912154 |  | AN | node_8104404_200883957 | node_1361278_683_15444974_734 | 0.033 | unb_TAPWIRE_OH | 8104404 | no | no |  |  | no |  |  | 0 | 0 | 0 | 0
oh_line_TAP_OH_912155 |  | AN | node_8104404_200883960 | node_1361190_325_15445791_401 | 0.033 | unb_TAPWIRE_OH | 8104404 | no | no |  |  | no |  |  | 0 | 0 | 0 | 0
oh_line_TAP_OH_912156 |  | AN | node_8104404_200883962 | node_1361183_364_15446053_283 | 0.033 | unb_TAPWIRE_OH | 8104404 | no | no |  |  | no |  |  | 0 | 0 | 0 | 0
oh_line_TAP_OH_912157 |  | AN | node_8104404_200883964 | node_1361300_324_15446557_385 | 0.033 | unb_TAPWIRE_OH | 8104404 | no | no |  |  | no |  |  | 0 | 0 | 0 | 0
oh_line_TAP_OH_912158 |  | AN | node_8104404_200883965 | node_1361286_405_15446854_595 | 0.033 | unb_TAPWIRE_OH | 8104404 | no | no |  |  | no |  |  | 0 | 0 | 0 | 0
oh_line_TAP_OH_912159 |  | AN | node_8104404_200883968 | node_1361147_237_15447090_821 | 0.033 | unb_TAPWIRE_OH | 8104404 | no | no |  |  | no |  |  | 0 | 0 | 0 | 0
oh_line_TAP_OH_912160 |  | AN | node_8104404_200883969 | node_1361284_174_15447281_623 | 0.033 | unb_TAPWIRE_OH | 8104404 | no | no |  |  | no |  |  | 0 | 0 | 0 | 0
oh_line_TAP_OH_912161 |  | AN | node_8104404_200883973 | node_1361247_343_15447724_315 | 0.033 | unb_TAPWIRE_OH | 8104404 | no | no |  |  | no |  |  | 0 | 0 | 0 | 0
oh_line_TAP_OH_912162 |  | AN | node_8104404_200883974 | node_1361258_914_15447993_281 | 0.033 | unb_TAPWIRE_OH | 8104404 | no | no |  |  | no |  |  | 0 | 0 | 0 | 0
oh_line_TAP_OH_912163 |  | AN | node_8104404_200883975 | node_1361263_004_15448424_599 | 0.033 | unb_TAPWIRE_OH | 8104404 | no | no |  |  | no |  |  | 0 | 0 | 0 | 0
oh_line_TAP_OH_912164 |  | AN | node_8104404_200883977 | node_1361275_613_15449381_777 | 0.033 | unb_TAPWIRE_OH | 8104404 | no | no |  |  | no |  |  | 0 | 0 | 0 | 0
oh_line_TAP_OH_912165 |  | AN | node_8104404_200883981 | node_1369955_176_15439303_663 | 0.033 | unb_TAPWIRE_OH | 8104404 | no | no |  |  | no |  |  | 0 | 0 | 0 | 0
oh_line_TAP_OH_912166 |  | AN | node_8104404_200883982 | node_1361428_741_15445245_478 | 0.033 | unb_TAPWIRE_OH | 8104404 | no | no |  |  | no |  |  | 0 | 0 | 0 | 0
oh_line_TAP_OH_912167 |  | AN | node_8104404_200883984 | node_1361662_673_15445310_972 | 0.033 | unb_TAPWIRE_OH | 8104404 | no | no |  |  | no |  |  | 0 | 0 | 0 | 0
oh_line_TAP_OH_912168 |  | AN | node_8104404_200883986 | node_1361644_515_15445599_02 | 0.033 | unb_TAPWIRE_OH | 8104404 | no | no |  |  | no |  |  | 0 | 0 | 0 | 0
oh_line_TAP_OH_912169 |  | AN | node_8104404_200883987 | node_1361889_79_15445175_628 | 0.033 | unb_TAPWIRE_OH | 8104404 | no | no |  |  | no |  |  | 0 | 0 | 0 | 0
oh_line_TAP_OH_912170 |  | AN | node_8104404_200883990 | node_1362592_693_15444967_01 | 0.033 | unb_TAPWIRE_OH | 8104404 | no | no |  |  | no |  |  | 0 | 0 | 0 | 0
oh_line_TAP_OH_912171 |  | AN | node_8104404_200883997 | node_1363996_98_15444293_908 | 0.033 | unb_TAPWIRE_OH | 8104404 | no | no |  |  | no |  |  | 0 | 0 | 0 | 0
oh_line_TAP_OH_912172 |  | AN | node_8104404_200883998 | node_1364078_429_15444704_682 | 0.033 | unb_TAPWIRE_OH | 8104404 | no | no |  |  | no |  |  | 0 | 0 | 0 | 0
oh_line_TAP_OH_912173 |  | AN | node_8104404_200884013 | node_1368114_199_15443690_993 | 0.033 | unb_TAPWIRE_OH | 8104404 | no | no |  |  | no |  |  | 0 | 0 | 0 | 0
oh_line_TAP_OH_912174 |  | AN | node_8104404_200884014 | node_1367663_733_15443651_747 | 0.033 | unb_TAPWIRE_OH | 8104404 | no | no |  |  | no |  |  | 0 | 0 | 0 | 0
oh_line_TAP_OH_912175 |  | AN | node_8104404_200884016 | node_1368404_043_15442750_39 | 0.033 | unb_TAPWIRE_OH | 8104404 | no | no |  |  | no |  |  | 0 | 0 | 0 | 0
oh_line_TAP_OH_912176 |  | AN | node_8104404_200884021 | node_1368666_143_15441546_59 | 0.033 | unb_TAPWIRE_OH | 8104404 | no | no |  |  | no |  |  | 0 | 0 | 0 | 0
oh_line_TAP_OH_912177 |  | AN | node_8104404_200884022 | node_1368967_563_15440948_767 | 0.033 | unb_TAPWIRE_OH | 8104404 | no | no |  |  | no |  |  | 0 | 0 | 0 | 0
oh_line_TAP_OH_912178 |  | AN | node_8104404_200884023 | node_1369303_5_15440591_614 | 0.033 | unb_TAPWIRE_OH | 8104404 | no | no |  |  | no |  |  | 0 | 0 | 0 | 0
oh_line_TAP_OH_912179 |  | AN | node_8104404_200884026 | node_1369802_945_15440049_341 | 0.033 | unb_TAPWIRE_OH | 8104404 | no | no |  |  | no |  |  | 0 | 0 | 0 | 0
oh_line_TAP_OH_912180 |  | AN | node_8104404_200884028 | node_1370032_567_15439808_644 | 0.033 | unb_TAPWIRE_OH | 8104404 | no | no |  |  | no |  |  | 0 | 0 | 0 | 0
oh_line_TAP_OH_912181 |  | AN | node_8104404_200884029 | node_1370312_365_15439501_844 | 0.033 | unb_TAPWIRE_OH | 8104404 | no | no |  |  | no |  |  | 0 | 0 | 0 | 0
oh_line_TAP_OH_912182 |  | AN | node_8104404_200884033 | node_1370592_72_15439244_585 | 0.033 | unb_TAPWIRE_OH | 8104404 | no | no |  |  | no |  |  | 0 | 0 | 0 | 0
oh_line_TAP_OH_912183 |  | AN | node_8104404_200884036 | node_1371156_659_15439216_051 | 0.033 | unb_TAPWIRE_OH | 8104404 | no | no |  |  | no |  |  | 0 | 0 | 0 | 0
oh_line_TAP_OH_912184 |  | AN | node_8104404_200884043 | node_1372072_125_15437520_336 | 0.033 | unb_TAPWIRE_OH | 8104404 | no | no |  |  | no |  |  | 0 | 0 | 0 | 0
oh_line_TAP_OH_912185 |  | AN | node_8104404_200884046 | node_1372400_812_15437203_709 | 0.033 | unb_TAPWIRE_OH | 8104404 | no | no |  |  | no |  |  | 0 | 0 | 0 | 0
oh_line_TAP_OH_912389 |  | ABCN | node_8104404_200884696 | node_1373616_726_15425386_316 | 0.033 | unb_TAPWIRE_OH | 8104404 | no | no |  |  | no |  |  | 0 | 0 | 0 | 0
oh_line_TAP_OH_912390 |  | ABCN | node_8104404_200884700 | node_1373743_897_15424366_888 | 0.033 | unb_TAPWIRE_OH | 8104404 | no | no |  |  | no |  |  | 0 | 0 | 0 | 0
oh_line_TAP_OH_912391 |  | ABCN | node_8104404_200884703 | node_1373767_566_15423688_34 | 0.033 | unb_TAPWIRE_OH | 8104404 | no | no |  |  | no |  |  | 0 | 0 | 0 | 0
oh_line_TAP_OH_912392 |  | ABCN | node_8104404_200884704 | node_1373770_121_15423460_356 | 0.033 | unb_TAPWIRE_OH | 8104404 | no | no |  |  | no |  |  | 0 | 0 | 0 | 0
oh_line_TAP_OH_912393 |  | AN | node_8104404_200884708 | node_1373472_167_15417408_157 | 0.033 | unb_TAPWIRE_OH | 8104404 | no | no |  |  | no |  |  | 0 | 0 | 0 | 0
oh_line_TAP_OH_912394 |  | AN | node_8104404_200884709 | node_1375605_268_15407985_767 | 0.033 | unb_TAPWIRE_OH | 8104404 | no | no |  |  | no |  |  | 0 | 0 | 0 | 0
oh_line_TAP_OH_912395 |  | ABCN | node_8104404_200884710 | node_1373702_868_15422787_651 | 0.033 | unb_TAPWIRE_OH | 8104404 | no | no |  |  | no |  |  | 0 | 0 | 0 | 0
oh_line_TAP_OH_912396 |  | AN | node_8104404_200884712 | node_1373558_177_15422443_498 | 0.033 | unb_TAPWIRE_OH | 8104404 | no | no |  |  | no |  |  | 0 | 0 | 0 | 0
oh_line_TAP_OH_912397 |  | AN | node_8104404_200884714 | node_1373662_659_15421866_495 | 0.033 | unb_TAPWIRE_OH | 8104404 | no | no |  |  | no |  |  | 0 | 0 | 0 | 0
oh_line_TAP_OH_912398 |  | AN | node_8104404_200884717 | node_1373618_896_15421200_39 | 0.033 | unb_TAPWIRE_OH | 8104404 | no | no |  |  | no |  |  | 0 | 0 | 0 | 0
oh_line_TAP_OH_912399 |  | AN | node_8104404_200884718 | node_1373509_263_15420793_714 | 0.033 | unb_TAPWIRE_OH | 8104404 | no | no |  |  | no |  |  | 0 | 0 | 0 | 0
oh_line_TAP_OH_912400 |  | AN | node_8104404_200884720 | node_1373375_291_15420066_689 | 0.033 | unb_TAPWIRE_OH | 8104404 | no | no |  |  | no |  |  | 0 | 0 | 0 | 0
oh_line_TAP_OH_912401 |  | AN | node_8104404_200884723 | node_1373432_584_15419110_868 | 0.033 | unb_TAPWIRE_OH | 8104404 | no | no |  |  | no |  |  | 0 | 0 | 0 | 0
oh_line_TAP_OH_912402 |  | AN | node_8104404_200884724 | node_1373365_767_15418939_953 | 0.033 | unb_TAPWIRE_OH | 8104404 | no | no |  |  | no |  |  | 0 | 0 | 0 | 0
oh_line_TAP_OH_912403 |  | AN | node_8104404_200884726 | node_1373468_046_15418715_147 | 0.033 | unb_TAPWIRE_OH | 8104404 | no | no |  |  | no |  |  | 0 | 0 | 0 | 0
oh_line_TAP_OH_912404 |  | AN | node_8104404_200884729 | node_1373661_043_15418440_285 | 0.033 | unb_TAPWIRE_OH | 8104404 | no | no |  |  | no |  |  | 0 | 0 | 0 | 0
oh_line_TAP_OH_912405 |  | AN | node_8104404_200884731 | node_1373783_352_15417828_488 | 0.033 | unb_TAPWIRE_OH | 8104404 | no | no |  |  | no |  |  | 0 | 0 | 0 | 0
oh_line_TAP_OH_912406 |  | AN | node_8104404_200884732 | node_1373870_351_15417445_116 | 0.033 | unb_TAPWIRE_OH | 8104404 | no | no |  |  | no |  |  | 0 | 0 | 0 | 0
oh_line_TAP_OH_912407 |  | AN | node_8104404_200884734 | node_1374226_626_15417499_465 | 0.033 | unb_TAPWIRE_OH | 8104404 | no | no |  |  | no |  |  | 0 | 0 | 0 | 0
oh_line_TAP_OH_912408 |  | AN | node_8104404_200884738 | node_1374021_661_15416793_875 | 0.033 | unb_TAPWIRE_OH | 8104404 | no | no |  |  | no |  |  | 0 | 0 | 0 | 0
oh_line_TAP_OH_912409 |  | AN | node_8104404_200884741 | node_1373947_415_15416382_232 | 0.033 | unb_TAPWIRE_OH | 8104404 | no | no |  |  | no |  |  | 0 | 0 | 0 | 0
oh_line_TAP_OH_912410 |  | AN | node_8104404_200884742 | node_1374055_238_15416075_011 | 0.033 | unb_TAPWIRE_OH | 8104404 | no | no |  |  | no |  |  | 0 | 0 | 0 | 0
oh_line_TAP_OH_912411 |  | AN | node_8104404_200884745 | node_1374242_654_15415757_95 | 0.033 | unb_TAPWIRE_OH | 8104404 | no | no |  |  | no |  |  | 0 | 0 | 0 | 0
oh_line_TAP_OH_912412 |  | AN | node_8104404_200884747 | node_1374326_915_15415315_183 | 0.033 | unb_TAPWIRE_OH | 8104404 | no | no |  |  | no |  |  | 0 | 0 | 0 | 0
oh_line_TAP_OH_912413 |  | AN | node_8104404_200884748 | node_1374362_24_15415023_592 | 0.033 | unb_TAPWIRE_OH | 8104404 | no | no |  |  | no |  |  | 0 | 0 | 0 | 0
oh_line_TAP_OH_912414 |  | AN | node_8104404_200884750 | node_1374410_55_15414484_068 | 0.033 | unb_TAPWIRE_OH | 8104404 | no | no |  |  | no |  |  | 0 | 0 | 0 | 0
oh_line_TAP_OH_912415 |  | AN | node_8104404_200884752 | node_1374355_988_15414250_474 | 0.033 | unb_TAPWIRE_OH | 8104404 | no | no |  |  | no |  |  | 0 | 0 | 0 | 0
oh_line_TAP_OH_912416 |  | AN | node_8104404_200884755 | node_1374433_751_15413177_747 | 0.033 | unb_TAPWIRE_OH | 8104404 | no | no |  |  | no |  |  | 0 | 0 | 0 | 0
oh_line_TAP_OH_912417 |  | AN | node_8104404_200884756 | node_1374523_2_15412985_105 | 0.033 | unb_TAPWIRE_OH | 8104404 | no | no |  |  | no |  |  | 0 | 0 | 0 | 0
oh_line_TAP_OH_912418 |  | AN | node_8104404_200884759 | node_1374601_517_15412306_67 | 0.033 | unb_TAPWIRE_OH | 8104404 | no | no |  |  | no |  |  | 0 | 0 | 0 | 0
oh_line_TAP_OH_912419 |  | AN | node_8104404_200884761 | node_1374655_064_15411561_435 | 0.033 | unb_TAPWIRE_OH | 8104404 | no | no |  |  | no |  |  | 0 | 0 | 0 | 0
oh_line_TAP_OH_912420 |  | AN | node_8104404_200884764 | node_1374729_099_15410744_41 | 0.033 | unb_TAPWIRE_OH | 8104404 | no | no |  |  | no |  |  | 0 | 0 | 0 | 0
oh_line_TAP_OH_912421 |  | AN | node_8104404_200884765 | node_1374757_422_15410416_129 | 0.033 | unb_TAPWIRE_OH | 8104404 | no | no |  |  | no |  |  | 0 | 0 | 0 | 0
oh_line_TAP_OH_912422 |  | AN | node_8104404_200884767 | node_1374762_893_15409783_365 | 0.033 | unb_TAPWIRE_OH | 8104404 | no | no |  |  | no |  |  | 0 | 0 | 0 | 0
oh_line_TAP_OH_912423 |  | AN | node_8104404_200884772 | node_1374107_51_15409278_475 | 0.033 | unb_TAPWIRE_OH | 8104404 | no | no |  |  | no |  |  | 0 | 0 | 0 | 0
oh_line_TAP_OH_912424 |  | AN | node_8104404_200884774 | node_1374871_244_15408647_419 | 0.033 | unb_TAPWIRE_OH | 8104404 | no | no |  |  | no |  |  | 0 | 0 | 0 | 0
oh_line_TAP_OH_912425 |  | AN | node_8104404_200884775 | node_1374923_779_15408288_738 | 0.033 | unb_TAPWIRE_OH | 8104404 | no | no |  |  | no |  |  | 0 | 0 | 0 | 0
oh_line_TAP_OH_912426 |  | AN | node_8104404_200884776 | node_1374982_901_15407928_818 | 0.033 | unb_TAPWIRE_OH | 8104404 | no | no |  |  | no |  |  | 0 | 0 | 0 | 0
oh_line_TAP_OH_912427 |  | AN | node_8104404_200884778 | node_1375050_173_15407533_471 | 0.033 | unb_TAPWIRE_OH | 8104404 | no | no |  |  | no |  |  | 0 | 0 | 0 | 0
oh_line_TAP_OH_912428 |  | AN | node_8104404_200884779 | node_1375122_625_15407090_441 | 0.033 | unb_TAPWIRE_OH | 8104404 | no | no |  |  | no |  |  | 0 | 0 | 0 | 0
oh_line_TAP_OH_912429 |  | AN | node_8104404_200884780 | node_1375198_468_15406649_146 | 0.033 | unb_TAPWIRE_OH | 8104404 | no | no |  |  | no |  |  | 0 | 0 | 0 | 0
oh_line_TAP_OH_912430 |  | AN | node_8104404_200884782 | node_1375337_061_15406322_245 | 0.033 | unb_TAPWIRE_OH | 8104404 | no | no |  |  | no |  |  | 0 | 0 | 0 | 0
oh_line_TAP_OH_912431 |  | AN | node_8104404_200884785 | node_1375122_019_15429411_741 | 0.033 | unb_TAPWIRE_OH | 8104404 | no | no |  |  | no |  |  | 0 | 0 | 0 | 0
oh_line_TAP_OH_912432 |  | AN | node_8104404_200884789 | node_1375923_725_15430697_513 | 0.033 | unb_TAPWIRE_OH | 8104404 | no | no |  |  | no |  |  | 0 | 0 | 0 | 0
oh_line_TAP_OH_912433 |  | AN | node_8104404_200884793 | node_1376529_007_15431381_524 | 0.033 | unb_TAPWIRE_OH | 8104404 | no | no |  |  | no |  |  | 0 | 0 | 0 | 0
oh_line_TAP_OH_912434 |  | AN | node_8104404_200884799 | node_1377619_803_15432550_49 | 0.033 | unb_TAPWIRE_OH | 8104404 | no | no |  |  | no |  |  | 0 | 0 | 0 | 0
oh_line_TAP_OH_912435 |  | AN | node_8104404_200884802 | node_1377910_937_15432868_282 | 0.033 | unb_TAPWIRE_OH | 8104404 | no | no |  |  | no |  |  | 0 | 0 | 0 | 0
oh_line_TAP_OH_912436 |  | AN | node_8104404_200884804 | node_1378009_475_15433265_042 | 0.033 | unb_TAPWIRE_OH | 8104404 | no | no |  |  | no |  |  | 0 | 0 | 0 | 0
oh_line_TAP_OH_912437 |  | AN | node_8104404_200884807 | node_1378098_593_15433694_554 | 0.033 | unb_TAPWIRE_OH | 8104404 | no | no |  |  | no |  |  | 0 | 0 | 0 | 0
oh_line_TAP_OH_912438 |  | AN | node_8104404_200884810 | node_1374011_981_15427476_386 | 0.033 | unb_TAPWIRE_OH | 8104404 | no | no |  |  | no |  |  | 0 | 0 | 0 | 0
oh_line_TAP_OH_912439 |  | AN | node_8104404_200884833 | node_1373499_182_15429953_39 | 0.033 | unb_TAPWIRE_OH | 8104404 | no | no |  |  | no |  |  | 0 | 0 | 0 | 0
oh_line_TAP_OH_912440 |  | AN | node_8104404_200884835 | node_1373510_833_15430493_949 | 0.033 | unb_TAPWIRE_OH | 8104404 | no | no |  |  | no |  |  | 0 | 0 | 0 | 0
oh_line_TAP_OH_912460 |  | AN | node_8104404_200884897 | node_1365932_991_15431771_826 | 0.033 | unb_TAPWIRE_OH | 8104404 | no | no |  |  | no |  |  | 0 | 0 | 0 | 0
oh_line_TAP_OH_912461 |  | AN | node_8104404_200884905 | node_1364635_243_15428967_896 | 0.033 | unb_TAPWIRE_OH | 8104404 | no | no |  |  | no |  |  | 0 | 0 | 0 | 0
oh_line_TAP_OH_912462 |  | AN | node_8104404_200884906 | node_1365374_373_15428068_492 | 0.033 | unb_TAPWIRE_OH | 8104404 | no | no |  |  | no |  |  | 0 | 0 | 0 | 0
oh_line_TAP_OH_912463 |  | AN | node_8104404_200884913 | node_1364654_87_15429148_675 | 0.033 | unb_TAPWIRE_OH | 8104404 | no | no |  |  | no |  |  | 0 | 0 | 0 | 0
oh_line_TAP_OH_912464 |  | AN | node_8104404_200884919 | node_1362884_14_15425341_622 | 0.033 | unb_TAPWIRE_OH | 8104404 | no | no |  |  | no |  |  | 0 | 0 | 0 | 0
oh_line_TAP_OH_912465 |  | AN | node_8104404_200884921 | node_1363220_975_15425537_141 | 0.033 | unb_TAPWIRE_OH | 8104404 | no | no |  |  | no |  |  | 0 | 0 | 0 | 0
oh_line_TAP_OH_912466 |  | AN | node_8104404_200884922 | node_1365994_919_15431246_732 | 0.033 | unb_TAPWIRE_OH | 8104404 | no | no |  |  | no |  |  | 0 | 0 | 0 | 0
oh_line_TAP_OH_912467 |  | AN | node_8104404_200884928 | node_1366089_221_15432314_385 | 0.033 | unb_TAPWIRE_OH | 8104404 | no | no |  |  | no |  |  | 0 | 0 | 0 | 0
oh_line_TAP_OH_912468 |  | AN | node_8104404_200884936 | node_1366410_257_15433588_219 | 0.033 | unb_TAPWIRE_OH | 8104404 | no | no |  |  | no |  |  | 0 | 0 | 0 | 0
oh_line_TAP_OH_912469 |  | AN | node_8104404_200884939 | node_1363450_592_15425852_148 | 0.033 | unb_TAPWIRE_OH | 8104404 | no | no |  |  | no |  |  | 0 | 0 | 0 | 0
oh_line_TAP_OH_912470 |  | AN | node_8104404_200884942 | node_1368058_732_15433585_963 | 0.033 | unb_TAPWIRE_OH | 8104404 | no | no |  |  | no |  |  | 0 | 0 | 0 | 0
oh_line_TAP_OH_912471 |  | AN | node_8104404_200884944 | node_1368772_013_15433599_099 | 0.033 | unb_TAPWIRE_OH | 8104404 | no | no |  |  | no |  |  | 0 | 0 | 0 | 0
oh_line_TAP_OH_912472 |  | AN | node_8104404_200884953 | node_1365287_411_15426609_299 | 0.033 | unb_TAPWIRE_OH | 8104404 | no | no |  |  | no |  |  | 0 | 0 | 0 | 0
oh_line_TAP_OH_912473 |  | AN | node_8104404_200884955 | node_1365289_398_15427217_79 | 0.033 | unb_TAPWIRE_OH | 8104404 | no | no |  |  | no |  |  | 0 | 0 | 0 | 0
oh_line_TAP_OH_912474 |  | AN | node_8104404_200884956 | node_1363810_014_15426577_115 | 0.033 | unb_TAPWIRE_OH | 8104404 | no | no |  |  | no |  |  | 0 | 0 | 0 | 0
oh_line_TAP_OH_912475 |  | AN | node_8104404_200884957 | node_1363935_61_15426734_778 | 0.033 | unb_TAPWIRE_OH | 8104404 | no | no |  |  | no |  |  | 0 | 0 | 0 | 0
oh_line_TAP_OH_912476 |  | AN | node_8104404_200884964 | node_1365080_171_15427438_796 | 0.033 | unb_TAPWIRE_OH | 8104404 | no | no |  |  | no |  |  | 0 | 0 | 0 | 0
oh_line_TAP_OH_912477 |  | AN | node_8104404_200884965 | node_1364979_082_15427673_074 | 0.033 | unb_TAPWIRE_OH | 8104404 | no | no |  |  | no |  |  | 0 | 0 | 0 | 0
oh_line_TAP_OH_912478 |  | AN | node_8104404_200884969 | node_1368956_194_15421180_97 | 0.033 | unb_TAPWIRE_OH | 8104404 | no | no |  |  | no |  |  | 0 | 0 | 0 | 0
oh_line_TAP_OH_912479 |  | AN | node_8104404_200884970 | node_1368653_934_15421016_385 | 0.033 | unb_TAPWIRE_OH | 8104404 | no | no |  |  | no |  |  | 0 | 0 | 0 | 0
oh_line_TAP_OH_912480 |  | AN | node_8104404_200884973 | node_1368849_627_15420520_475 | 0.033 | unb_TAPWIRE_OH | 8104404 | no | no |  |  | no |  |  | 0 | 0 | 0 | 0
oh_line_TAP_OH_912481 |  | AN | node_8104404_200884974 | node_1368298_683_15420766_51 | 0.033 | unb_TAPWIRE_OH | 8104404 | no | no |  |  | no |  |  | 0 | 0 | 0 | 0
oh_line_TAP_OH_912482 |  | AN | node_8104404_200884977 | node_1367789_938_15420478_018 | 0.033 | unb_TAPWIRE_OH | 8104404 | no | no |  |  | no |  |  | 0 | 0 | 0 | 0
oh_line_TAP_OH_912483 |  | AN | node_8104404_200884979 | node_1367443_613_15420455_727 | 0.033 | unb_TAPWIRE_OH | 8104404 | no | no |  |  | no |  |  | 0 | 0 | 0 | 0
oh_line_TAP_OH_912484 |  | AN | node_8104404_200884981 | node_1366866_035_15420242_749 | 0.033 | unb_TAPWIRE_OH | 8104404 | no | no |  |  | no |  |  | 0 | 0 | 0 | 0
oh_line_TAP_OH_912485 |  | AN | node_8104404_200884983 | node_1366622_286_15420100_566 | 0.033 | unb_TAPWIRE_OH | 8104404 | no | no |  |  | no |  |  | 0 | 0 | 0 | 0
oh_line_TAP_OH_912486 |  | AN | node_8104404_200884988 | node_1365655_307_15419814_253 | 0.033 | unb_TAPWIRE_OH | 8104404 | no | no |  |  | no |  |  | 0 | 0 | 0 | 0
oh_line_TAP_OH_912487 |  | AN | node_8104404_200884993 | node_1373119_728_15422362_217 | 0.033 | unb_TAPWIRE_OH | 8104404 | no | no |  |  | no |  |  | 0 | 0 | 0 | 0
oh_line_TAP_OH_912488 |  | AN | node_8104404_200884997 | node_1364500_503_15419615_352 | 0.033 | unb_TAPWIRE_OH | 8104404 | no | no |  |  | no |  |  | 0 | 0 | 0 | 0
oh_line_TAP_OH_912489 |  | AN | node_8104404_200884998 | node_1364163_039_15419583_599 | 0.033 | unb_TAPWIRE_OH | 8104404 | no | no |  |  | no |  |  | 0 | 0 | 0 | 0
oh_line_TAP_OH_912490 |  | AN | node_8104404_200884999 | node_1363857_265_15419547_153 | 0.033 | unb_TAPWIRE_OH | 8104404 | no | no |  |  | no |  |  | 0 | 0 | 0 | 0
oh_line_TAP_OH_912491 |  | AN | node_8104404_200885001 | node_1363575_922_15419472_126 | 0.033 | unb_TAPWIRE_OH | 8104404 | no | no |  |  | no |  |  | 0 | 0 | 0 | 0
oh_line_TAP_OH_912492 |  | AN | node_8104404_200885007 | node_1364210_695_15420727_532 | 0.033 | unb_TAPWIRE_OH | 8104404 | no | no |  |  | no |  |  | 0 | 0 | 0 | 0
oh_line_TAP_OH_912493 |  | AN | node_8104404_200885008 | node_1364600_295_15421063_26 | 0.033 | unb_TAPWIRE_OH | 8104404 | no | no |  |  | no |  |  | 0 | 0 | 0 | 0
oh_line_TAP_OH_912494 |  | AN | node_8104404_200885010 | node_1364607_44_15421513_002 | 0.033 | unb_TAPWIRE_OH | 8104404 | no | no |  |  | no |  |  | 0 | 0 | 0 | 0
oh_line_TAP_OH_912495 |  | AN | node_8104404_200885015 | node_1371430_699_15422416_645 | 0.033 | unb_TAPWIRE_OH | 8104404 | no | no |  |  | no |  |  | 0 | 0 | 0 | 0
oh_line_TAP_OH_912496 |  | AN | node_8104404_200885017 | node_1370898_736_15422161_074 | 0.033 | unb_TAPWIRE_OH | 8104404 | no | no |  |  | no |  |  | 0 | 0 | 0 | 0
oh_line_TAP_OH_912498 |  | AN | node_8104404_200885024 | node_1379223_354_15421199_11 | 0.033 | unb_TAPWIRE_OH | 8104404 | no | no |  |  | no |  |  | 0 | 0 | 0 | 0
oh_line_TAP_OH_912499 |  | AN | node_8104404_200885027 | node_1379774_492_15421097_59 | 0.033 | unb_TAPWIRE_OH | 8104404 | no | no |  |  | no |  |  | 0 | 0 | 0 | 0
oh_line_TAP_OH_912500 |  | AN | node_8104404_200885033 | node_1379923_049_15420416_248 | 0.033 | unb_TAPWIRE_OH | 8104404 | no | no |  |  | no |  |  | 0 | 0 | 0 | 0
oh_line_TAP_OH_912501 |  | AN | node_8104404_200885050 | node_1380020_97_15420069_794 | 0.033 | unb_TAPWIRE_OH | 8104404 | no | no |  |  | no |  |  | 0 | 0 | 0 | 0
oh_line_TAP_OH_912502 |  | AN | node_8104404_200885051 | node_1378164_631_15433055_4 | 0.033 | unb_TAPWIRE_OH | 8104404 | no | no |  |  | no |  |  | 0 | 0 | 0 | 0
oh_line_TAP_OH_912503 |  | AN | node_8104404_200885058 | node_1370062_368_15428398_128 | 0.033 | unb_TAPWIRE_OH | 8104404 | no | no |  |  | no |  |  | 0 | 0 | 0 | 0
oh_line_TAP_OH_912504 |  | AN | node_8104404_200885063 | node_1369516_638_15429443_999 | 0.033 | unb_TAPWIRE_OH | 8104404 | no | no |  |  | no |  |  | 0 | 0 | 0 | 0
oh_line_TAP_OH_912505 |  | AN | node_8104404_200885064 | node_1369453_204_15428258_452 | 0.033 | unb_TAPWIRE_OH | 8104404 | no | no |  |  | no |  |  | 0 | 0 | 0 | 0
oh_line_TAP_OH_912506 |  | AN | node_8104404_200885065 | node_1369070_286_15428238_72 | 0.033 | unb_TAPWIRE_OH | 8104404 | no | no |  |  | no |  |  | 0 | 0 | 0 | 0
oh_line_TAP_OH_912507 |  | AN | node_8104404_200885068 | node_1368504_092_15427470_925 | 0.033 | unb_TAPWIRE_OH | 8104404 | no | no |  |  | no |  |  | 0 | 0 | 0 | 0
oh_line_TAP_OH_912508 |  | AN | node_8104404_200885070 | node_1367459_321_15427495_455 | 0.033 | unb_TAPWIRE_OH | 8104404 | no | no |  |  | no |  |  | 0 | 0 | 0 | 0
oh_line_TAP_OH_912509 |  | AN | node_8104404_200885072 | node_1372264_715_15426611_827 | 0.033 | unb_TAPWIRE_OH | 8104404 | no | no |  |  | no |  |  | 0 | 0 | 0 | 0
oh_line_TAP_OH_912510 |  | AN | node_8104404_200885077 | node_1366576_41_15427429_925 | 0.033 | unb_TAPWIRE_OH | 8104404 | no | no |  |  | no |  |  | 0 | 0 | 0 | 0
oh_line_TAP_OH_912511 |  | AN | node_8104404_200885079 | node_1366291_85_15427556_284 | 0.033 | unb_TAPWIRE_OH | 8104404 | no | no |  |  | no |  |  | 0 | 0 | 0 | 0
oh_line_TAP_OH_912512 |  | AN | node_8104404_200885080 | node_1365968_064_15427425_68 | 0.033 | unb_TAPWIRE_OH | 8104404 | no | no |  |  | no |  |  | 0 | 0 | 0 | 0
oh_line_TAP_OH_912513 |  | AN | node_8104404_200885083 | node_1371665_45_15427373_541 | 0.033 | unb_TAPWIRE_OH | 8104404 | no | no |  |  | no |  |  | 0 | 0 | 0 | 0
oh_line_TAP_OH_912514 |  | AN | node_8104404_200885086 | node_1371131_656_15428024_437 | 0.033 | unb_TAPWIRE_OH | 8104404 | no | no |  |  | no |  |  | 0 | 0 | 0 | 0
oh_line_TAP_OH_912515 |  | AN | node_8104404_200885089 | node_1370731_226_15428513_058 | 0.033 | unb_TAPWIRE_OH | 8104404 | no | no |  |  | no |  |  | 0 | 0 | 0 | 0
oh_line_TAP_OH_912516 |  | AN | node_8104404_200885096 | node_1376336_477_15418691_199 | 0.033 | unb_TAPWIRE_OH | 8104404 | no | no |  |  | no |  |  | 0 | 0 | 0 | 0
oh_line_TAP_OH_912517 |  | AN | node_8104404_200885098 | node_1376461_258_15419393_537 | 0.033 | unb_TAPWIRE_OH | 8104404 | no | no |  |  | no |  |  | 0 | 0 | 0 | 0
oh_line_TAP_OH_912518 |  | AN | node_8104404_200885099 | node_1375177_851_15414690_486 | 0.033 | unb_TAPWIRE_OH | 8104404 | no | no |  |  | no |  |  | 0 | 0 | 0 | 0
oh_line_TAP_OH_912519 |  | AN | node_8104404_200885100 | node_1375600_321_15414751_084 | 0.033 | unb_TAPWIRE_OH | 8104404 | no | no |  |  | no |  |  | 0 | 0 | 0 | 0
oh_line_TAP_OH_912520 |  | AN | node_8104404_200885102 | node_1375486_356_15415137_904 | 0.033 | unb_TAPWIRE_OH | 8104404 | no | no |  |  | no |  |  | 0 | 0 | 0 | 0
oh_line_TAP_OH_912521 |  | AN | node_8104404_200885103 | node_1375327_432_15415488_641 | 0.033 | unb_TAPWIRE_OH | 8104404 | no | no |  |  | no |  |  | 0 | 0 | 0 | 0
oh_line_TAP_OH_912522 |  | AN | node_8104404_200885107 | node_1375939_876_15417286_772 | 0.033 | unb_TAPWIRE_OH | 8104404 | no | no |  |  | no |  |  | 0 | 0 | 0 | 0
oh_line_TAP_OH_912531 |  | AN | node_8104404_200885130 | node_1368262_548_15420077_325 | 0.033 | unb_TAPWIRE_OH | 8104404 | no | no |  |  | no |  |  | 0 | 0 | 0 | 0
oh_line_TAP_OH_912532 |  | AN | node_8104404_200885135 | node_1369575_684_15419098_536 | 0.033 | unb_TAPWIRE_OH | 8104404 | no | no |  |  | no |  |  | 0 | 0 | 0 | 0
oh_line_TAP_OH_912536 |  | AN | node_8104404_200885149 | node_1365579_809_15413506_442 | 0.033 | unb_TAPWIRE_OH | 8104404 | no | no |  |  | no |  |  | 0 | 0 | 0 | 0
oh_line_TAP_OH_912537 |  | AN | node_8104404_200885152 | node_1364507_743_15418227_587 | 0.033 | unb_TAPWIRE_OH | 8104404 | no | no |  |  | no |  |  | 0 | 0 | 0 | 0
oh_line_TAP_OH_912538 |  | AN | node_8104404_200885157 | node_1364690_334_15416430_276 | 0.033 | unb_TAPWIRE_OH | 8104404 | no | no |  |  | no |  |  | 0 | 0 | 0 | 0
oh_line_TAP_OH_912539 |  | AN | node_8104404_200885159 | node_1364815_173_15416283_232 | 0.033 | unb_TAPWIRE_OH | 8104404 | no | no |  |  | no |  |  | 0 | 0 | 0 | 0
oh_line_TAP_OH_912540 |  | AN | node_8104404_200885169 | node_1377294_651_15426459_61 | 0.033 | unb_TAPWIRE_OH | 8104404 | no | no |  |  | no |  |  | 0 | 0 | 0 | 0
oh_line_TAP_OH_912541 |  | AN | node_8104404_200885174 | node_1376852_785_15427121_226 | 0.033 | unb_TAPWIRE_OH | 8104404 | no | no |  |  | no |  |  | 0 | 0 | 0 | 0
oh_line_TAP_OH_912542 |  | AN | node_8104404_200885175 | node_1377156_327_15427184_691 | 0.033 | unb_TAPWIRE_OH | 8104404 | no | no |  |  | no |  |  | 0 | 0 | 0 | 0
oh_line_TAP_OH_912543 |  | AN | node_8104404_200885176 | node_1379873_48_15423613_672 | 0.033 | unb_TAPWIRE_OH | 8104404 | no | no |  |  | no |  |  | 0 | 0 | 0 | 0
oh_line_TAP_OH_912544 |  | AN | node_8104404_200885178 | node_1379545_019_15424215_425 | 0.033 | unb_TAPWIRE_OH | 8104404 | no | no |  |  | no |  |  | 0 | 0 | 0 | 0
oh_line_TAP_OH_912545 |  | AN | node_8104404_200885184 | node_1362014_555_15426623_128 | 0.033 | unb_TAPWIRE_OH | 8104404 | no | no |  |  | no |  |  | 0 | 0 | 0 | 0
oh_line_TAP_OH_912546 |  | ABN | node_8104404_200885185 | node_1362369_562_15424233_192 | 0.033 | unb_TAPWIRE_OH | 8104404 | no | no |  |  | no |  |  | 0 | 0 | 0 | 0
oh_line_TAP_OH_912548 |  | AN | node_8104404_200885190 | node_1361883_467_15425108_641 | 0.033 | unb_TAPWIRE_OH | 8104404 | no | no |  |  | no |  |  | 0 | 0 | 0 | 0
oh_line_TAP_OH_912549 |  | AN | node_8104404_200885192 | node_1361746_968_15425451_141 | 0.033 | unb_TAPWIRE_OH | 8104404 | no | no |  |  | no |  |  | 0 | 0 | 0 | 0
oh_line_TAP_OH_912550 |  | AN | node_8104404_200885194 | node_1361677_082_15425802_692 | 0.033 | unb_TAPWIRE_OH | 8104404 | no | no |  |  | no |  |  | 0 | 0 | 0 | 0
oh_line_TAP_OH_912551 |  | AN | node_8104404_200885195 | node_1361905_348_15426077 | 0.033 | unb_TAPWIRE_OH | 8104404 | no | no |  |  | no |  |  | 0 | 0 | 0 | 0
oh_line_TAP_OH_912552 |  | ABN | node_8104404_200885196 | node_1362410_691_15423936_618 | 0.033 | unb_TAPWIRE_OH | 8104404 | no | no |  |  | no |  |  | 0 | 0 | 0 | 0
oh_line_TAP_OH_912553 |  | ABN | node_8104404_200885199 | node_1362356_044_15423390_619 | 0.033 | unb_TAPWIRE_OH | 8104404 | no | no |  |  | no |  |  | 0 | 0 | 0 | 0
oh_line_TAP_OH_912554 |  | ABN | node_8104404_200885200 | node_1362367_392_15423219_716 | 0.033 | unb_TAPWIRE_OH | 8104404 | no | no |  |  | no |  |  | 0 | 0 | 0 | 0
oh_line_TAP_OH_912555 |  | ABN | node_8104404_200885204 | node_1362245_046_15423034_842 | 0.033 | unb_TAPWIRE_OH | 8104404 | no | no |  |  | no |  |  | 0 | 0 | 0 | 0
oh_line_TAP_OH_912556 |  | AN | node_8104404_200885209 | node_1365007_972_15429919_501 | 0.033 | unb_TAPWIRE_OH | 8104404 | no | no |  |  | no |  |  | 0 | 0 | 0 | 0
oh_line_TAP_OH_912557 |  | AN | node_8104404_200885210 | node_1357106_927_15433229_522 | 0.033 | unb_TAPWIRE_OH | 8104404 | no | no |  |  | no |  |  | 0 | 0 | 0 | 0
oh_line_TAP_OH_912558 |  | AN | node_8104404_200885211 | node_1359300_817_15433351_269 | 0.033 | unb_TAPWIRE_OH | 8104404 | no | no |  |  | no |  |  | 0 | 0 | 0 | 0
oh_line_TAP_OH_912559 |  | AN | node_8104404_200885214 | node_1358836_759_15433343_14 | 0.033 | unb_TAPWIRE_OH | 8104404 | no | no |  |  | no |  |  | 0 | 0 | 0 | 0
oh_line_TAP_OH_912560 |  | AN | node_8104404_200885217 | node_1357861_986_15433510_821 | 0.033 | unb_TAPWIRE_OH | 8104404 | no | no |  |  | no |  |  | 0 | 0 | 0 | 0
oh_line_TAP_OH_912561 |  | AN | node_8104404_200885219 | node_1357363_05_15433335_312 | 0.033 | unb_TAPWIRE_OH | 8104404 | no | no |  |  | no |  |  | 0 | 0 | 0 | 0
oh_line_TAP_OH_912562 |  | AN | node_8104404_200885220 | node_1357221_349_15433087_229 | 0.033 | unb_TAPWIRE_OH | 8104404 | no | no |  |  | no |  |  | 0 | 0 | 0 | 0
oh_line_TAP_OH_912563 |  | AN | node_8104404_200885222 | node_1356694_66_15432797_561 | 0.033 | unb_TAPWIRE_OH | 8104404 | no | no |  |  | no |  |  | 0 | 0 | 0 | 0
oh_line_TAP_OH_912564 |  | AN | node_8104404_200885224 | node_1356393_044_15432626_579 | 0.033 | unb_TAPWIRE_OH | 8104404 | no | no |  |  | no |  |  | 0 | 0 | 0 | 0
oh_line_TAP_OH_912565 |  | AN | node_8104404_200885225 | node_1356058_184_15432472_197 | 0.033 | unb_TAPWIRE_OH | 8104404 | no | no |  |  | no |  |  | 0 | 0 | 0 | 0
oh_line_TAP_OH_912566 |  | ABCN | node_8104404_200885230 | node_1379711_569_15422577_706 | 0.033 | unb_TAPWIRE_OH | 8104404 | no | no |  |  | no |  |  | 0 | 0 | 0 | 0
oh_line_TAP_OH_912567 |  | ABCN | node_8104404_200885237 | node_1378175_306_15422522_03 | 0.033 | unb_TAPWIRE_OH | 8104404 | no | no |  |  | no |  |  | 0 | 0 | 0 | 0
oh_line_TAP_OH_912568 |  | ABCN | node_8104404_200885239 | node_1377693_329_15422587_423 | 0.033 | unb_TAPWIRE_OH | 8104404 | no | no |  |  | no |  |  | 0 | 0 | 0 | 0
oh_line_TAP_OH_912569 |  | AN | node_8104404_200885248 | node_1375809_61_15422912_123 | 0.033 | unb_TAPWIRE_OH | 8104404 | no | no |  |  | no |  |  | 0 | 0 | 0 | 0
oh_line_TAP_OH_912570 |  | ABCN | node_8104404_200885251 | node_1374983_867_15423008_208 | 0.033 | unb_TAPWIRE_OH | 8104404 | no | no |  |  | no |  |  | 0 | 0 | 0 | 0
oh_line_TAP_OH_912571 |  | ABCN | node_8104404_200885254 | node_1374447_445_15422961_779 | 0.033 | unb_TAPWIRE_OH | 8104404 | no | no |  |  | no |  |  | 0 | 0 | 0 | 0
oh_line_TAP_OH_912573 |  | AN | node_8104404_200885261 | node_1367968_551_15430968_896 | 0.033 | unb_TAPWIRE_OH | 8104404 | no | no |  |  | no |  |  | 0 | 0 | 0 | 0
oh_line_TAP_OH_912574 |  | AN | node_8104404_200885263 | node_1366440_601_15430922_438 | 0.033 | unb_TAPWIRE_OH | 8104404 | no | no |  |  | no |  |  | 0 | 0 | 0 | 0
oh_line_TAP_OH_912575 |  | AN | node_8104404_200885265 | node_1366801_551_15430981_043 | 0.033 | unb_TAPWIRE_OH | 8104404 | no | no |  |  | no |  |  | 0 | 0 | 0 | 0
oh_line_TAP_OH_912576 |  | AN | node_8104404_200885266 | node_1367080_992_15430986_063 | 0.033 | unb_TAPWIRE_OH | 8104404 | no | no |  |  | no |  |  | 0 | 0 | 0 | 0
oh_line_TAP_OH_912577 |  | AN | node_8104404_200885267 | node_1367359_061_15430995_608 | 0.033 | unb_TAPWIRE_OH | 8104404 | no | no |  |  | no |  |  | 0 | 0 | 0 | 0
oh_line_TAP_OH_912578 |  | AN | node_8104404_200885268 | node_1367646_372_15431064_295 | 0.033 | unb_TAPWIRE_OH | 8104404 | no | no |  |  | no |  |  | 0 | 0 | 0 | 0
oh_line_TAP_OH_912579 |  | AN | node_8104404_200885274 | node_1367713_266_15423159_375 | 0.033 | unb_TAPWIRE_OH | 8104404 | no | no |  |  | no |  |  | 0 | 0 | 0 | 0
oh_line_TAP_OH_912580 |  | AN | node_8104404_200885276 | node_1367701_698_15421345_242 | 0.033 | unb_TAPWIRE_OH | 8104404 | no | no |  |  | no |  |  | 0 | 0 | 0 | 0
oh_line_TAP_OH_912582 |  | AN | node_8104404_200885282 | node_1367768_804_15422705_195 | 0.033 | unb_TAPWIRE_OH | 8104404 | no | no |  |  | no |  |  | 0 | 0 | 0 | 0
oh_line_TAP_OH_912583 |  | AN | node_8104404_200885284 | node_1371455_884_15418438_867 | 0.033 | unb_TAPWIRE_OH | 8104404 | no | no |  |  | no |  |  | 0 | 0 | 0 | 0
oh_line_TAP_OH_912584 |  | AN | node_8104404_200885286 | node_1372840_131_15419038_2 | 0.033 | unb_TAPWIRE_OH | 8104404 | no | no |  |  | no |  |  | 0 | 0 | 0 | 0
oh_line_TAP_OH_912585 |  | AN | node_8104404_200885287 | node_1372536_242_15419002_614 | 0.033 | unb_TAPWIRE_OH | 8104404 | no | no |  |  | no |  |  | 0 | 0 | 0 | 0
oh_line_TAP_OH_912586 |  | AN | node_8104404_200885291 | node_1371326_732_15418970_336 | 0.033 | unb_TAPWIRE_OH | 8104404 | no | no |  |  | no |  |  | 0 | 0 | 0 | 0
oh_line_TAP_OH_912587 |  | AN | node_8104404_200885294 | node_1370988_819_15418944_454 | 0.033 | unb_TAPWIRE_OH | 8104404 | no | no |  |  | no |  |  | 0 | 0 | 0 | 0
oh_line_TAP_OH_912588 |  | AN | node_8104404_200885296 | node_1370677_935_15419350_622 | 0.033 | unb_TAPWIRE_OH | 8104404 | no | no |  |  | no |  |  | 0 | 0 | 0 | 0
oh_line_TAP_OH_912608 |  | ABCN | node_8104404_200885364 | node_1361218_546_15424091_216 | 0.033 | unb_TAPWIRE_OH | 8104404 | no | no |  |  | no |  |  | 0 | 0 | 0 | 0
oh_line_TAP_OH_912609 |  | ABCN | node_8104404_200885374 | node_1359975_97_15423192_928 | 0.033 | unb_TAPWIRE_OH | 8104404 | no | no |  |  | no |  |  | 0 | 0 | 0 | 0
oh_line_TAP_OH_912610 |  | ABCN | node_8104404_200885382 | node_1364937_367_15425353_427 | 0.033 | unb_TAPWIRE_OH | 8104404 | no | no |  |  | no |  |  | 0 | 0 | 0 | 0
oh_line_TAP_OH_912611 |  | AN | node_8104404_200885383 | node_1364827_534_15425145_249 | 0.033 | unb_TAPWIRE_OH | 8104404 | no | no |  |  | no |  |  | 0 | 0 | 0 | 0
oh_line_TAP_OH_912612 |  | AN | node_8104404_200885384 | node_1364787_249_15424932_309 | 0.033 | unb_TAPWIRE_OH | 8104404 | no | no |  |  | no |  |  | 0 | 0 | 0 | 0
oh_line_TAP_OH_912613 |  | AN | node_8104404_200885385 | node_1364633_945_15424669_73 | 0.033 | unb_TAPWIRE_OH | 8104404 | no | no |  |  | no |  |  | 0 | 0 | 0 | 0
oh_line_TAP_OH_912614 |  | AN | node_8104404_200885386 | node_1364504_814_15424397_202 | 0.033 | unb_TAPWIRE_OH | 8104404 | no | no |  |  | no |  |  | 0 | 0 | 0 | 0
oh_line_TAP_OH_912615 |  | ABCN | node_8104404_200885388 | node_1365415_604_15425416_017 | 0.033 | unb_TAPWIRE_OH | 8104404 | no | no |  |  | no |  |  | 0 | 0 | 0 | 0
oh_line_TAP_OH_912616 |  | AN | node_8104404_200885397 | node_1366879_337_15426044_058 | 0.033 | unb_TAPWIRE_OH | 8104404 | no | no |  |  | no |  |  | 0 | 0 | 0 | 0
oh_line_TAP_OH_912617 |  | ABCN | node_8104404_200885399 | node_1367168_761_15425669_827 | 0.033 | unb_TAPWIRE_OH | 8104404 | no | no |  |  | no |  |  | 0 | 0 | 0 | 0
oh_line_TAP_OH_912618 |  | ABCN | node_8104404_200885402 | node_1360081_615_15423526_937 | 0.033 | unb_TAPWIRE_OH | 8104404 | no | no |  |  | no |  |  | 0 | 0 | 0 | 0
oh_line_TAP_OH_912641 |  | AN | node_8104404_200885503 | node_1361735_188_15427631_32 | 0.033 | unb_TAPWIRE_OH | 8104404 | no | no |  |  | no |  |  | 0 | 0 | 0 | 0
oh_line_TAP_OH_912642 |  | AN | node_8104404_200885505 | node_1361799_295_15428221_469 | 0.033 | unb_TAPWIRE_OH | 8104404 | no | no |  |  | no |  |  | 0 | 0 | 0 | 0
oh_line_TAP_OH_912643 |  | AN | node_8104404_200885508 | node_1361822_59_15428894_332 | 0.033 | unb_TAPWIRE_OH | 8104404 | no | no |  |  | no |  |  | 0 | 0 | 0 | 0
oh_line_TAP_OH_912644 |  | AN | node_8104404_200885510 | node_1361837_495_15429152_291 | 0.033 | unb_TAPWIRE_OH | 8104404 | no | no |  |  | no |  |  | 0 | 0 | 0 | 0
oh_line_TAP_OH_912645 |  | AN | node_8104404_200885513 | node_1361171_662_15424534_319 | 0.033 | unb_TAPWIRE_OH | 8104404 | no | no |  |  | no |  |  | 0 | 0 | 0 | 0
oh_line_TAP_OH_912646 |  | AN | node_8104404_200885518 | node_1362042_122_15430253_584 | 0.033 | unb_TAPWIRE_OH | 8104404 | no | no |  |  | no |  |  | 0 | 0 | 0 | 0
oh_line_TAP_OH_912647 |  | AN | node_8104404_200885522 | node_1362580_316_15430691_05 | 0.033 | unb_TAPWIRE_OH | 8104404 | no | no |  |  | no |  |  | 0 | 0 | 0 | 0
oh_line_TAP_OH_912648 |  | AN | node_8104404_200885523 | node_1362378_348_15430932_736 | 0.033 | unb_TAPWIRE_OH | 8104404 | no | no |  |  | no |  |  | 0 | 0 | 0 | 0
oh_line_TAP_OH_912649 |  | AN | node_8104404_200885524 | node_1362375_584_15431160_417 | 0.033 | unb_TAPWIRE_OH | 8104404 | no | no |  |  | no |  |  | 0 | 0 | 0 | 0
oh_line_TAP_OH_912650 |  | AN | node_8104404_200885532 | node_1362425_34_15432887_665 | 0.033 | unb_TAPWIRE_OH | 8104404 | no | no |  |  | no |  |  | 0 | 0 | 0 | 0
oh_line_TAP_OH_912651 |  | AN | node_8104404_200885534 | node_1362410_199_15433475_77 | 0.033 | unb_TAPWIRE_OH | 8104404 | no | no |  |  | no |  |  | 0 | 0 | 0 | 0
oh_line_TAP_OH_912652 |  | AN | node_8104404_200885536 | node_1361146_994_15425333_484 | 0.033 | unb_TAPWIRE_OH | 8104404 | no | no |  |  | no |  |  | 0 | 0 | 0 | 0
oh_line_TAP_OH_912864 |  | AN | node_8104404_200886414 | node_1386939_202_15427169_801 | 0.033 | unb_TAPWIRE_OH | 8104404 | no | no |  |  | no |  |  | 0 | 0 | 0 | 0
oh_line_TAP_OH_912865 |  | AN | node_8104404_200886417 | node_1380196_754_15427252_32 | 0.033 | unb_TAPWIRE_OH | 8104404 | no | no |  |  | no |  |  | 0 | 0 | 0 | 0
oh_line_TAP_OH_912866 |  | AN | node_8104404_200886418 | node_1380188_864_15427558_732 | 0.033 | unb_TAPWIRE_OH | 8104404 | no | no |  |  | no |  |  | 0 | 0 | 0 | 0
oh_line_TAP_OH_912867 |  | AN | node_8104404_200886424 | node_1386692_036_15430836_851 | 0.033 | unb_TAPWIRE_OH | 8104404 | no | no |  |  | no |  |  | 0 | 0 | 0 | 0
oh_line_TAP_OH_912868 |  | AN | node_8104404_200886428 | node_1387956_667_15430712_682 | 0.033 | unb_TAPWIRE_OH | 8104404 | no | no |  |  | no |  |  | 0 | 0 | 0 | 0
oh_line_TAP_OH_912869 |  | AN | node_8104404_200886429 | node_1388407_979_15430663_15 | 0.033 | unb_TAPWIRE_OH | 8104404 | no | no |  |  | no |  |  | 0 | 0 | 0 | 0
oh_line_TAP_OH_912870 |  | AN | node_8104404_200886430 | node_1388437_393_15430320_184 | 0.033 | unb_TAPWIRE_OH | 8104404 | no | no |  |  | no |  |  | 0 | 0 | 0 | 0
oh_line_TAP_OH_912871 |  | AN | node_8104404_200886431 | node_1384386_492_15427993_276 | 0.033 | unb_TAPWIRE_OH | 8104404 | no | no |  |  | no |  |  | 0 | 0 | 0 | 0
oh_line_TAP_OH_912872 |  | AN | node_8104404_200886432 | node_1384322_252_15428246_789 | 0.033 | unb_TAPWIRE_OH | 8104404 | no | no |  |  | no |  |  | 0 | 0 | 0 | 0
oh_line_TAP_OH_912873 |  | AN | node_8104404_200886434 | node_1384389_804_15428511_583 | 0.033 | unb_TAPWIRE_OH | 8104404 | no | no |  |  | no |  |  | 0 | 0 | 0 | 0
oh_line_TAP_OH_912874 |  | AN | node_8104404_200886438 | node_1384664_686_15428525_119 | 0.033 | unb_TAPWIRE_OH | 8104404 | no | no |  |  | no |  |  | 0 | 0 | 0 | 0
oh_line_TAP_OH_912875 |  | AN | node_8104404_200886441 | node_1384913_449_15429995_537 | 0.033 | unb_TAPWIRE_OH | 8104404 | no | no |  |  | no |  |  | 0 | 0 | 0 | 0
oh_line_TAP_OH_912876 |  | AN | node_8104404_200886443 | node_1385081_986_15430449_356 | 0.033 | unb_TAPWIRE_OH | 8104404 | no | no |  |  | no |  |  | 0 | 0 | 0 | 0
oh_line_TAP_OH_912913 |  | AN | node_8104404_200886548 | node_1391519_151_15425667_09 | 0.033 | unb_TAPWIRE_OH | 8104404 | no | no |  |  | no |  |  | 0 | 0 | 0 | 0
oh_line_TAP_OH_912914 |  | ABCN | node_8104404_200886551 | node_1391546_384_15424896_253 | 0.033 | unb_TAPWIRE_OH | 8104404 | no | no |  |  | no |  |  | 0 | 0 | 0 | 0
oh_line_TAP_OH_912915 |  | AN | node_8104404_200886556 | node_1392245_452_15424166_082 | 0.033 | unb_TAPWIRE_OH | 8104404 | no | no |  |  | no |  |  | 0 | 0 | 0 | 0
oh_line_TAP_OH_912916 |  | ABCN | node_8104404_200886557 | node_1391596_776_15423763_096 | 0.033 | unb_TAPWIRE_OH | 8104404 | no | no |  |  | no |  |  | 0 | 0 | 0 | 0
oh_line_TAP_OH_912917 |  | ABCN | node_8104404_200886559 | node_1391675_636_15423317_922 | 0.033 | unb_TAPWIRE_OH | 8104404 | no | no |  |  | no |  |  | 0 | 0 | 0 | 0
oh_line_TAP_OH_912918 |  | AN | node_8104404_200886565 | node_1391320_779_15422102_743 | 0.033 | unb_TAPWIRE_OH | 8104404 | no | no |  |  | no |  |  | 0 | 0 | 0 | 0
oh_line_TAP_OH_912919 |  | AN | node_8104404_200886571 | node_1390694_039_15421030_062 | 0.033 | unb_TAPWIRE_OH | 8104404 | no | no |  |  | no |  |  | 0 | 0 | 0 | 0
oh_line_TAP_OH_912920 |  | AN | node_8104404_200886572 | node_1390495_615_15420840_514 | 0.033 | unb_TAPWIRE_OH | 8104404 | no | no |  |  | no |  |  | 0 | 0 | 0 | 0
oh_line_TAP_OH_912921 |  | AN | node_8104404_200886574 | node_1390147_615_15420419_653 | 0.033 | unb_TAPWIRE_OH | 8104404 | no | no |  |  | no |  |  | 0 | 0 | 0 | 0
oh_line_TAP_OH_912922 |  | AN | node_8104404_200886577 | node_1389891_506_15419787_034 | 0.033 | unb_TAPWIRE_OH | 8104404 | no | no |  |  | no |  |  | 0 | 0 | 0 | 0
oh_line_TAP_OH_912923 |  | AN | node_8104404_200886583 | node_1389743_042_15418084_624 | 0.033 | unb_TAPWIRE_OH | 8104404 | no | no |  |  | no |  |  | 0 | 0 | 0 | 0
oh_line_TAP_OH_912924 |  | AN | node_8104404_200886584 | node_1389685_887_15417857_223 | 0.033 | unb_TAPWIRE_OH | 8104404 | no | no |  |  | no |  |  | 0 | 0 | 0 | 0
oh_line_TAP_OH_912925 |  | AN | node_8104404_200886588 | node_1389130_933_15416540_278 | 0.033 | unb_TAPWIRE_OH | 8104404 | no | no |  |  | no |  |  | 0 | 0 | 0 | 0
oh_line_TAP_OH_912926 |  | AN | node_8104404_200886593 | node_1389260_873_15415519_073 | 0.033 | unb_TAPWIRE_OH | 8104404 | no | no |  |  | no |  |  | 0 | 0 | 0 | 0
oh_line_TAP_OH_912927 |  | AN | node_8104404_200886595 | node_1388108_307_15415691_067 | 0.033 | unb_TAPWIRE_OH | 8104404 | no | no |  |  | no |  |  | 0 | 0 | 0 | 0
oh_line_TAP_OH_912928 |  | AN | node_8104404_200886596 | node_1387905_126_15415827_728 | 0.033 | unb_TAPWIRE_OH | 8104404 | no | no |  |  | no |  |  | 0 | 0 | 0 | 0
oh_line_TAP_OH_912929 |  | AN | node_8104404_200886599 | node_1386897_008_15416189_359 | 0.033 | unb_TAPWIRE_OH | 8104404 | no | no |  |  | no |  |  | 0 | 0 | 0 | 0
oh_line_TAP_OH_912930 |  | ABCN | node_8104404_200886603 | node_1391525_489_15425447_881 | 0.033 | unb_TAPWIRE_OH | 8104404 | no | no |  |  | no |  |  | 0 | 0 | 0 | 0
oh_line_TAP_OH_913001 |  | AN | node_8104404_200886795 | node_1380471_165_15419799_524 | 0.033 | unb_TAPWIRE_OH | 8104404 | no | no |  |  | no |  |  | 0 | 0 | 0 | 0
oh_line_TAP_OH_913002 |  | AN | node_8104404_200886796 | node_1380691_335_15419663_771 | 0.033 | unb_TAPWIRE_OH | 8104404 | no | no |  |  | no |  |  | 0 | 0 | 0 | 0
oh_line_TAP_OH_913003 |  | AN | node_8104404_200886799 | node_1381582_614_15419118_162 | 0.033 | unb_TAPWIRE_OH | 8104404 | no | no |  |  | no |  |  | 0 | 0 | 0 | 0
oh_line_TAP_OH_913004 |  | AN | node_8104404_200886803 | node_1383164_954_15418143_435 | 0.033 | unb_TAPWIRE_OH | 8104404 | no | no |  |  | no |  |  | 0 | 0 | 0 | 0
oh_line_TAP_OH_913005 |  | AN | node_8104404_200886804 | node_1383109_19_15417725_57 | 0.033 | unb_TAPWIRE_OH | 8104404 | no | no |  |  | no |  |  | 0 | 0 | 0 | 0
oh_line_TAP_OH_913006 |  | AN | node_8104404_200886805 | node_1383150_116_15417328_026 | 0.033 | unb_TAPWIRE_OH | 8104404 | no | no |  |  | no |  |  | 0 | 0 | 0 | 0
oh_line_TAP_OH_913007 |  | AN | node_8104404_200886807 | node_1383132_443_15418795_981 | 0.033 | unb_TAPWIRE_OH | 8104404 | no | no |  |  | no |  |  | 0 | 0 | 0 | 0
oh_line_TAP_OH_913008 |  | AN | node_8104404_200886808 | node_1382996_59_15419254_111 | 0.033 | unb_TAPWIRE_OH | 8104404 | no | no |  |  | no |  |  | 0 | 0 | 0 | 0
oh_line_TAP_OH_913009 |  | AN | node_8104404_200886809 | node_1383134_577_15419658_128 | 0.033 | unb_TAPWIRE_OH | 8104404 | no | no |  |  | no |  |  | 0 | 0 | 0 | 0
oh_line_TAP_OH_913010 |  | AN | node_8104404_200886812 | node_1383805_161_15420440_94 | 0.033 | unb_TAPWIRE_OH | 8104404 | no | no |  |  | no |  |  | 0 | 0 | 0 | 0
oh_line_TAP_OH_913011 |  | AN | node_8104404_200886813 | node_1383697_282_15421126_011 | 0.033 | unb_TAPWIRE_OH | 8104404 | no | no |  |  | no |  |  | 0 | 0 | 0 | 0
oh_line_TAP_OH_913012 |  | AN | node_8104404_200886814 | node_1383687_131_15420783_664 | 0.033 | unb_TAPWIRE_OH | 8104404 | no | no |  |  | no |  |  | 0 | 0 | 0 | 0
oh_line_TAP_OH_913013 |  | AN | node_8104404_200886816 | node_1383472_355_15421824_341 | 0.033 | unb_TAPWIRE_OH | 8104404 | no | no |  |  | no |  |  | 0 | 0 | 0 | 0
oh_line_TAP_OH_913014 |  | AN | node_8104404_200886817 | node_1383520_015_15421988_748 | 0.033 | unb_TAPWIRE_OH | 8104404 | no | no |  |  | no |  |  | 0 | 0 | 0 | 0
oh_line_TAP_OH_913021 |  | AN | node_8104404_200886838 | node_1381942_479_15414822_071 | 0.033 | unb_TAPWIRE_OH | 8104404 | no | no |  |  | no |  |  | 0 | 0 | 0 | 0
oh_line_TAP_OH_913022 |  | AN | node_8104404_200886844 | node_1382954_061_15413120_577 | 0.033 | unb_TAPWIRE_OH | 8104404 | no | no |  |  | no |  |  | 0 | 0 | 0 | 0
oh_line_TAP_OH_913023 |  | AN | node_8104404_200886845 | node_1382785_851_15412902_864 | 0.033 | unb_TAPWIRE_OH | 8104404 | no | no |  |  | no |  |  | 0 | 0 | 0 | 0
oh_line_TAP_OH_913024 |  | AN | node_8104404_200886846 | node_1383092_202_15412860_811 | 0.033 | unb_TAPWIRE_OH | 8104404 | no | no |  |  | no |  |  | 0 | 0 | 0 | 0
oh_line_TAP_OH_913025 |  | AN | node_8104404_200886850 | node_1382420_166_15418081_673 | 0.033 | unb_TAPWIRE_OH | 8104404 | no | no |  |  | no |  |  | 0 | 0 | 0 | 0
oh_line_TAP_OH_913026 |  | AN | node_8104404_200886855 | node_1382608_076_15410554_583 | 0.033 | unb_TAPWIRE_OH | 8104404 | no | no |  |  | no |  |  | 0 | 0 | 0 | 0
oh_line_TAP_OH_913027 |  | AN | node_8104404_200886860 | node_1382969_753_15409629_155 | 0.033 | unb_TAPWIRE_OH | 8104404 | no | no |  |  | no |  |  | 0 | 0 | 0 | 0
oh_line_TAP_OH_913028 |  | AN | node_8104404_200886864 | node_1383410_593_15409268_635 | 0.033 | unb_TAPWIRE_OH | 8104404 | no | no |  |  | no |  |  | 0 | 0 | 0 | 0
oh_line_TAP_OH_913029 |  | AN | node_8104404_200886865 | node_1383534_381_15409526_111 | 0.033 | unb_TAPWIRE_OH | 8104404 | no | no |  |  | no |  |  | 0 | 0 | 0 | 0
oh_line_TAP_OH_913030 |  | AN | node_8104404_200886868 | node_1382208_48_15417164_812 | 0.033 | unb_TAPWIRE_OH | 8104404 | no | no |  |  | no |  |  | 0 | 0 | 0 | 0
oh_line_TAP_OH_913031 |  | AN | node_8104404_200886875 | node_1385497_659_15410946_754 | 0.033 | unb_TAPWIRE_OH | 8104404 | no | no |  |  | no |  |  | 0 | 0 | 0 | 0
oh_line_TAP_OH_913032 |  | AN | node_8104404_200886877 | node_1386140_922_15410998_337 | 0.033 | unb_TAPWIRE_OH | 8104404 | no | no |  |  | no |  |  | 0 | 0 | 0 | 0
oh_line_TAP_OH_913033 |  | AN | node_8104404_200886878 | node_1384573_358_15411697_736 | 0.033 | unb_TAPWIRE_OH | 8104404 | no | no |  |  | no |  |  | 0 | 0 | 0 | 0
oh_line_TAP_OH_913034 |  | AN | node_8104404_200886880 | node_1384808_64_15412021_214 | 0.033 | unb_TAPWIRE_OH | 8104404 | no | no |  |  | no |  |  | 0 | 0 | 0 | 0
oh_line_TAP_OH_913035 |  | AN | node_8104404_200886882 | node_1385081_209_15412293_94 | 0.033 | unb_TAPWIRE_OH | 8104404 | no | no |  |  | no |  |  | 0 | 0 | 0 | 0
oh_line_TAP_OH_913036 |  | AN | node_8104404_200886884 | node_1385257_208_15412580_844 | 0.033 | unb_TAPWIRE_OH | 8104404 | no | no |  |  | no |  |  | 0 | 0 | 0 | 0
oh_line_TAP_OH_913037 |  | AN | node_8104404_200886885 | node_1385623_354_15412689_884 | 0.033 | unb_TAPWIRE_OH | 8104404 | no | no |  |  | no |  |  | 0 | 0 | 0 | 0
oh_line_TAP_OH_913038 |  | AN | node_8104404_200886887 | node_1381919_775_15416863_858 | 0.033 | unb_TAPWIRE_OH | 8104404 | no | no |  |  | no |  |  | 0 | 0 | 0 | 0
oh_line_TAP_OH_913039 |  | AN | node_8104404_200886890 | node_1385871_725_15413002_618 | 0.033 | unb_TAPWIRE_OH | 8104404 | no | no |  |  | no |  |  | 0 | 0 | 0 | 0
oh_line_TAP_OH_913045 |  | AN | node_8104404_200886923 | node_1383093_851_15408565_129 | 0.033 | unb_TAPWIRE_OH | 8104404 | no | no |  |  | no |  |  | 0 | 0 | 0 | 0
oh_line_TAP_OH_913046 |  | AN | node_8104404_200886925 | node_1382868_071_15407979_606 | 0.033 | unb_TAPWIRE_OH | 8104404 | no | no |  |  | no |  |  | 0 | 0 | 0 | 0
oh_line_TAP_OH_913047 |  | AN | node_8104404_200886927 | node_1382682_158_15407321_558 | 0.033 | unb_TAPWIRE_OH | 8104404 | no | no |  |  | no |  |  | 0 | 0 | 0 | 0
oh_line_TAP_OH_913048 |  | AN | node_8104404_200886931 | node_1387296_371_15426970_189 | 0.033 | unb_TAPWIRE_OH | 8104404 | no | no |  |  | no |  |  | 0 | 0 | 0 | 0
oh_line_TAP_OH_913049 |  | AN | node_8104404_200886932 | node_1387721_163_15423755_922 | 0.033 | unb_TAPWIRE_OH | 8104404 | no | no |  |  | no |  |  | 0 | 0 | 0 | 0
oh_line_TAP_OH_913050 |  | AN | node_8104404_200886934 | node_1387606_844_15423314_492 | 0.033 | unb_TAPWIRE_OH | 8104404 | no | no |  |  | no |  |  | 0 | 0 | 0 | 0
oh_line_TAP_OH_913051 |  | AN | node_8104404_200886936 | node_1387529_44_15422833_69 | 0.033 | unb_TAPWIRE_OH | 8104404 | no | no |  |  | no |  |  | 0 | 0 | 0 | 0
oh_line_TAP_OH_913052 |  | AN | node_8104404_200886941 | node_1387582_815_15426323_865 | 0.033 | unb_TAPWIRE_OH | 8104404 | no | no |  |  | no |  |  | 0 | 0 | 0 | 0
oh_line_TAP_OH_913053 |  | AN | node_8104404_200886943 | node_1387381_963_15425612_237 | 0.033 | unb_TAPWIRE_OH | 8104404 | no | no |  |  | no |  |  | 0 | 0 | 0 | 0
oh_line_TAP_OH_913054 |  | AN | node_8104404_200886946 | node_1387636_673_15424735_54 | 0.033 | unb_TAPWIRE_OH | 8104404 | no | no |  |  | no |  |  | 0 | 0 | 0 | 0
oh_line_TAP_OH_913055 |  | AN | node_8104404_200886949 | node_1387549_338_15423975_261 | 0.033 | unb_TAPWIRE_OH | 8104404 | no | no |  |  | no |  |  | 0 | 0 | 0 | 0
oh_line_TAP_OH_913070 |  | AN | node_8104404_200886984 | node_1382603_132_15431934_305 | 0.033 | unb_TAPWIRE_OH | 8104404 | no | no |  |  | no |  |  | 0 | 0 | 0 | 0
oh_line_TAP_OH_913071 |  | AN | node_8104404_200886992 | node_1384161_579_15430921_161 | 0.033 | unb_TAPWIRE_OH | 8104404 | no | no |  |  | no |  |  | 0 | 0 | 0 | 0
oh_line_TAP_OH_913072 |  | AN | node_8104404_200886996 | node_1383178_67_15430772_29 | 0.033 | unb_TAPWIRE_OH | 8104404 | no | no |  |  | no |  |  | 0 | 0 | 0 | 0
oh_line_TAP_OH_913073 |  | AN | node_8104404_200886998 | node_1382618_768_15431282_79 | 0.033 | unb_TAPWIRE_OH | 8104404 | no | no |  |  | no |  |  | 0 | 0 | 0 | 0
oh_line_TAP_OH_913082 |  | AN | node_8104404_200887022 | node_1380003_353_15423142_369 | 0.033 | unb_TAPWIRE_OH | 8104404 | no | no |  |  | no |  |  | 0 | 0 | 0 | 0
oh_line_TAP_OH_913138 |  | ABCN | node_8104404_200887280 | node_1391429_228_15423120_632 | 0.033 | unb_TAPWIRE_OH | 8104404 | no | no |  |  | no |  |  | 0 | 0 | 0 | 0
oh_line_TAP_OH_913139 |  | ABCN | node_8104404_200887283 | node_1389082_555_15421868_88 | 0.033 | unb_TAPWIRE_OH | 8104404 | no | no |  |  | no |  |  | 0 | 0 | 0 | 0
oh_line_TAP_OH_913140 |  | ABCN | node_8104404_200887287 | node_1387997_355_15421906_152 | 0.033 | unb_TAPWIRE_OH | 8104404 | no | no |  |  | no |  |  | 0 | 0 | 0 | 0
oh_line_TAP_OH_913141 |  | ABCN | node_8104404_200887289 | node_1387456_641_15422151_531 | 0.033 | unb_TAPWIRE_OH | 8104404 | no | no |  |  | no |  |  | 0 | 0 | 0 | 0
oh_line_TAP_OH_913142 |  | ABCN | node_8104404_200887290 | node_1387103_235_15422192_602 | 0.033 | unb_TAPWIRE_OH | 8104404 | no | no |  |  | no |  |  | 0 | 0 | 0 | 0
oh_line_TAP_OH_913143 |  | ABCN | node_8104404_200887296 | node_1385732_465_15422196_205 | 0.033 | unb_TAPWIRE_OH | 8104404 | no | no |  |  | no |  |  | 0 | 0 | 0 | 0
oh_line_TAP_OH_913144 |  | ABCN | node_8104404_200887297 | node_1385515_115_15422205_473 | 0.033 | unb_TAPWIRE_OH | 8104404 | no | no |  |  | no |  |  | 0 | 0 | 0 | 0
oh_line_TAP_OH_913145 |  | AN | node_8104404_200887300 | node_1385344_238_15422468_738 | 0.033 | unb_TAPWIRE_OH | 8104404 | no | no |  |  | no |  |  | 0 | 0 | 0 | 0
oh_line_TAP_OH_913146 |  | ABCN | node_8104404_200887302 | node_1384394_883_15422409_267 | 0.033 | unb_TAPWIRE_OH | 8104404 | no | no |  |  | no |  |  | 0 | 0 | 0 | 0
oh_line_TAP_OH_913147 |  | ABCN | node_8104404_200887304 | node_1384109_941_15422423_274 | 0.033 | unb_TAPWIRE_OH | 8104404 | no | no |  |  | no |  |  | 0 | 0 | 0 | 0
oh_line_TAP_OH_913148 |  | ABCN | node_8104404_200887307 | node_1383563_055_15422463_881 | 0.033 | unb_TAPWIRE_OH | 8104404 | no | no |  |  | no |  |  | 0 | 0 | 0 | 0
oh_line_TAP_OH_913149 |  | ABCN | node_8104404_200887310 | node_1382905_055_15422443_108 | 0.033 | unb_TAPWIRE_OH | 8104404 | no | no |  |  | no |  |  | 0 | 0 | 0 | 0
oh_line_TAP_OH_913150 |  | AN | node_8104404_200887314 | node_1382625_744_15423017_628 | 0.033 | unb_TAPWIRE_OH | 8104404 | no | no |  |  | no |  |  | 0 | 0 | 0 | 0
oh_line_TAP_OH_913151 |  | AN | node_8104404_200887316 | node_1382576_897_15423548_369 | 0.033 | unb_TAPWIRE_OH | 8104404 | no | no |  |  | no |  |  | 0 | 0 | 0 | 0
oh_line_TAP_OH_913152 |  | ABCN | node_8104404_200887317 | node_1382612_439_15422468_352 | 0.033 | unb_TAPWIRE_OH | 8104404 | no | no |  |  | no |  |  | 0 | 0 | 0 | 0
oh_line_TAP_OH_913153 |  | ABCN | node_8104404_200887319 | node_1382044_07_15422516_597 | 0.033 | unb_TAPWIRE_OH | 8104404 | no | no |  |  | no |  |  | 0 | 0 | 0 | 0
oh_line_TAP_OH_913154 |  | ABCN | node_8104404_200887328 | node_1380001_594_15422595_308 | 0.033 | unb_TAPWIRE_OH | 8104404 | no | no |  |  | no |  |  | 0 | 0 | 0 | 0
oh_line_TAP_OH_913155 |  | ABCN | node_8104404_200887330 | node_1390544_26_15422184_126 | 0.033 | unb_TAPWIRE_OH | 8104404 | no | no |  |  | no |  |  | 0 | 0 | 0 | 0
oh_line_TAP_OH_913156 |  | ABCN | node_8104404_200887333 | node_1390076_318_15422024_58 | 0.033 | unb_TAPWIRE_OH | 8104404 | no | no |  |  | no |  |  | 0 | 0 | 0 | 0
oh_line_TAP_OH_913157 |  | AN | node_8104404_200887336 | node_1383775_704_15425210_181 | 0.033 | unb_TAPWIRE_OH | 8104404 | no | no |  |  | no |  |  | 0 | 0 | 0 | 0
oh_line_TAP_OH_913158 |  | AN | node_8104404_200887338 | node_1383877_747_15425410_016 | 0.033 | unb_TAPWIRE_OH | 8104404 | no | no |  |  | no |  |  | 0 | 0 | 0 | 0
oh_line_TAP_OH_913159 |  | AN | node_8104404_200887341 | node_1384116_074_15426281_339 | 0.033 | unb_TAPWIRE_OH | 8104404 | no | no |  |  | no |  |  | 0 | 0 | 0 | 0
oh_line_TAP_OH_913160 |  | AN | node_8104404_200887343 | node_1384211_54_15426601_072 | 0.033 | unb_TAPWIRE_OH | 8104404 | no | no |  |  | no |  |  | 0 | 0 | 0 | 0
oh_line_TAP_OH_913161 |  | AN | node_8104404_200887344 | node_1384306_484_15426863_771 | 0.033 | unb_TAPWIRE_OH | 8104404 | no | no |  |  | no |  |  | 0 | 0 | 0 | 0
oh_line_TAP_OH_913162 |  | AN | node_8104404_200887346 | node_1383735_311_15423122_231 | 0.033 | unb_TAPWIRE_OH | 8104404 | no | no |  |  | no |  |  | 0 | 0 | 0 | 0
oh_line_TAP_OH_913163 |  | AN | node_8104404_200887348 | node_1383721_27_15423536_728 | 0.033 | unb_TAPWIRE_OH | 8104404 | no | no |  |  | no |  |  | 0 | 0 | 0 | 0
oh_line_TAP_OH_913164 |  | AN | node_8104404_200887354 | node_1383652_48_15424958_737 | 0.033 | unb_TAPWIRE_OH | 8104404 | no | no |  |  | no |  |  | 0 | 0 | 0 | 0
oh_line_TAP_OH_920159 |  | AN | node_8104404_200946900 | node_1387425_871_15423695_106 | 0.033 | unb_TAPWIRE_OH | 8104404 | no | no |  |  | no |  |  | 0 | 0 | 0 | 0
oh_line_TAP_OH_920800 |  | AN | node_8104404_200950421 | node_1368679_459_15440939_759 | 0.033 | unb_TAPWIRE_OH | 8104404 | no | no |  |  | no |  |  | 0 | 0 | 0 | 0
oh_line_TAP_OH_922280 |  | AN | node_8104404_200961022 | node_1361902_208_15452343_048 | 0.033 | unb_TAPWIRE_OH | 8104404 | no | no |  |  | no |  |  | 0 | 0 | 0 | 0
oh_line_TAP_OH_923399 |  | AN | node_8104404_200966269 | node_1356104_442_15432742_939 | 0.033 | unb_TAPWIRE_OH | 8104404 | no | no |  |  | no |  |  | 0 | 0 | 0 | 0
oh_line_TAP_OH_924057 |  | AN | node_8104404_200969473 | node_1364493_599_15427519_048 | 0.033 | unb_TAPWIRE_OH | 8104404 | no | no |  |  | no |  |  | 0 | 0 | 0 | 0
oh_line_TAP_OH_925464 |  | AN | node_8104404_200977866 | node_1370163_093_15433679_305 | 0.033 | unb_TAPWIRE_OH | 8104404 | no | no |  |  | no |  |  | 0 | 0 | 0 | 0
oh_line_TAP_OH_925775 |  | AN | node_8104404_200979335 | node_1387610_219_15426616_08 | 0.033 | unb_TAPWIRE_OH | 8104404 | no | no |  |  | no |  |  | 0 | 0 | 0 | 0
oh_line_TAP_OH_928469 |  | AN | node_8104404_201009557 | node_1365213_584_15453769_597 | 0.033 | unb_TAPWIRE_OH | 8104404 | no | no |  |  | no |  |  | 0 | 0 | 0 | 0
oh_line_TAP_OH_928470 |  | AN | node_8104404_201009559 | node_1365616_301_15453698_071 | 0.033 | unb_TAPWIRE_OH | 8104404 | no | no |  |  | no |  |  | 0 | 0 | 0 | 0
oh_line_TAP_OH_928677 |  | AN | node_8104404_201010502 | node_1377159_732_15433874_611 | 0.033 | unb_TAPWIRE_OH | 8104404 | no | no |  |  | no |  |  | 0 | 0 | 0 | 0
oh_line_TAP_OH_929147 |  | AN | node_8104404_201012697 | node_1362225_902_15447526_059 | 0.033 | unb_TAPWIRE_OH | 8104404 | no | no |  |  | no |  |  | 0 | 0 | 0 | 0
oh_line_TAP_OH_929442 |  | AN | node_8104404_201014064 | node_1368479_1_15442347_49 | 0.033 | unb_TAPWIRE_OH | 8104404 | no | no |  |  | no |  |  | 0 | 0 | 0 | 0
oh_line_TAP_OH_929455 |  | AN | node_8104404_201014128 | node_1365052_161_15433638_326 | 0.033 | unb_TAPWIRE_OH | 8104404 | no | no |  |  | no |  |  | 0 | 0 | 0 | 0
oh_line_TAP_OH_929602 |  | AN | node_8104404_201014707 | node_1364841_322_15427133_355 | 0.033 | unb_TAPWIRE_OH | 8104404 | no | no |  |  | no |  |  | 0 | 0 | 0 | 0
oh_line_TAP_OH_930396 |  | AN | node_8104404_201018257 | node_1389542_933_15430570_993 | 0.033 | unb_TAPWIRE_OH | 8104404 | no | no |  |  | no |  |  | 0 | 0 | 0 | 0
oh_line_TAP_OH_933751 |  | AN | node_8104404_201038909 | node_1366019_349_15449114_95 | 0.033 | unb_TAPWIRE_OH | 8104404 | no | no |  |  | no |  |  | 0 | 0 | 0 | 0
oh_line_TAP_OH_934697 |  | ABN | node_8104404_201044606 | node_1362389_436_15423697_734 | 0.033 | unb_TAPWIRE_OH | 8104404 | no | no |  |  | no |  |  | 0 | 0 | 0 | 0
oh_line_TAP_OH_935043 |  | AN | node_8104404_201046868 | node_1391891_296_15425451_455 | 0.033 | unb_TAPWIRE_OH | 8104404 | no | no |  |  | no |  |  | 0 | 0 | 0 | 0
oh_line_TAP_OH_936092 |  | AN | node_8104404_201055279 | node_1358448_462_15433214_06 | 0.033 | unb_TAPWIRE_OH | 8104404 | no | no |  |  | no |  |  | 0 | 0 | 0 | 0
oh_line_TAP_OH_936362 |  | AN | node_8104404_201057779 | node_1365074_345_15426200_566 | 0.033 | unb_TAPWIRE_OH | 8104404 | no | no |  |  | no |  |  | 0 | 0 | 0 | 0
oh_line_TAP_OH_936739 |  | AN | node_8104404_201060821 | node_1360480_118_15453351_117 | 0.033 | unb_TAPWIRE_OH | 8104404 | no | no |  |  | no |  |  | 0 | 0 | 0 | 0
oh_line_TAP_OH_937218 |  | AN | node_8104404_201063456 | node_1380539_473_15432310_385 | 0.033 | unb_TAPWIRE_OH | 8104404 | no | no |  |  | no |  |  | 0 | 0 | 0 | 0
oh_line_TAP_OH_937719 |  | AN | node_8104404_201066192 | node_1361240_922_15447573_655 | 0.033 | unb_TAPWIRE_OH | 8104404 | no | no |  |  | no |  |  | 0 | 0 | 0 | 0
oh_line_TAP_OH_937720 |  | AN | node_8104404_201066194 | node_1361010_738_15447579_204 | 0.033 | unb_TAPWIRE_OH | 8104404 | no | no |  |  | no |  |  | 0 | 0 | 0 | 0
oh_line_TAP_OH_937833 |  | AN | node_8104404_201066629 | node_1370243_015_15421848_009 | 0.033 | unb_TAPWIRE_OH | 8104404 | no | no |  |  | no |  |  | 0 | 0 | 0 | 0
oh_line_TAP_OH_937834 |  | AN | node_8104404_201066631 | node_1370174_975_15421387_471 | 0.033 | unb_TAPWIRE_OH | 8104404 | no | no |  |  | no |  |  | 0 | 0 | 0 | 0
oh_line_TAP_OH_938414 |  | AN | node_8104404_201069781 | node_1364435_158_15428518_336 | 0.033 | unb_TAPWIRE_OH | 8104404 | no | no |  |  | no |  |  | 0 | 0 | 0 | 0
oh_line_TAP_OH_938449 |  | AN | node_8104404_201069977 | node_1366019_375_15432012_306 | 0.033 | unb_TAPWIRE_OH | 8104404 | no | no |  |  | no |  |  | 0 | 0 | 0 | 0
oh_line_TAP_OH_1548036 |  | AN | node_8104404_310019052 | node_1364220_517_15438891_247 | 0.033 | unb_TAPWIRE_OH | 8104404 | no | no |  |  | no |  |  | 0 | 0 | 0 | 0
oh_line_TAP_OH_1678856 |  | AN | node_8104404_310026890 | node_1365337_72_15459448_476 | 0.033 | unb_TAPWIRE_OH | 8104404 | no | no |  |  | no |  |  | 0 | 0 | 0 | 0
oh_line_TAP_OH_1679655 |  | AN | node_8104404_310027033 | node_1387686_766_15424271_769 | 0.033 | unb_TAPWIRE_OH | 8104404 | no | no |  |  | no |  |  | 0 | 0 | 0 | 0
oh_line_TAP_OH_2422534 |  | ABCN | node_8104404_200885187 | node_1362120_86_15424563_86 | 0.033 | unb_TAPWIRE_OH | 8104404 | no | no |  |  | no |  |  | 0 | 0 | 0 | 0
oh_line_TAP_OH_2422535 |  | ABCN | node_8104404_200885187 | node_1362131_15424541_123 | 0.033 | unb_TAPWIRE_OH | 8104404 | no | no |  |  | no |  |  | 0 | 0 | 0 | 0
oh_line_TAP_OH_2422536 |  | ABCN | node_8104404_200885187 | node_1362115_443_15424589_41 | 0.033 | unb_TAPWIRE_OH | 8104404 | no | no |  |  | no |  |  | 0 | 0 | 0 | 0
oh_line_TAP_OH_2459741 |  | AN | node_8104404_200884006 | node_1366148_499_15444362_14 | 0.033 | unb_TAPWIRE_OH | 8104404 | no | no |  |  | no |  |  | 0 | 0 | 0 | 0
oh_line_TAP_OH_2521354 |  | AN | node_8104404_310054522 | node_1369915_987_15420685_233 | 0.033 | unb_TAPWIRE_OH | 8104404 | no | no |  |  | no |  |  | 0 | 0 | 0 | 0
oh_line_TAP_OH_2581355 |  | AN | node_8104404_310057595 | node_1363488_63_15453334_891 | 0.033 | unb_TAPWIRE_OH | 8104404 | no | no |  |  | no |  |  | 0 | 0 | 0 | 0
oh_line_TAP_OH_2829902 |  | AN | node_8104404_200884949 | node_1363809_84_15426388_766 | 0.033 | unb_TAPWIRE_OH | 8104404 | no | no |  |  | no |  |  | 0 | 0 | 0 | 0
oh_line_TAP_OH_2933614 |  | AN | node_8104404_311886759 | node_1370638_248_15421941_32 | 0.033 | unb_TAPWIRE_OH | 8104404 | no | no |  |  | no |  |  | 0 | 0 | 0 | 0
oh_line_TAP_OH_2998880 |  | AN | node_8104404_311892163 | node_1367515_237_15422053_804 | 0.033 | unb_TAPWIRE_OH | 8104404 | no | no |  |  | no |  |  | 0 | 0 | 0 | 0
oh_line_TAP_OH_3018870 |  | AN | node_8104404_311893236 | node_1364513_67_15433632_727 | 0.033 | unb_TAPWIRE_OH | 8104404 | no | no |  |  | no |  |  | 0 | 0 | 0 | 0
oh_line_TAP_OH_3076980 |  | AN | node_8104404_311899965 | node_1382620_703_15423466_658 | 0.033 | unb_TAPWIRE_OH | 8104404 | no | no |  |  | no |  |  | 0 | 0 | 0 | 0
oh_line_TAP_OH_3200365 |  | AN | node_8104404_200885189 | node_1362002_499_15424813_47 | 0.033 | unb_TAPWIRE_OH | 8104404 | no | no |  |  | no |  |  | 0 | 0 | 0 | 0
oh_line_TAP_OH_3238004 |  | AN | node_8104404_200955278 | node_1373658_406_15421526_517 | 0.033 | unb_TAPWIRE_OH | 8104404 | no | no |  |  | no |  |  | 0 | 0 | 0 | 0
oh_line_TAP_OH_3246026 |  | AN | node_8104404_200885215 | node_1358562_955_15433453_522 | 0.033 | unb_TAPWIRE_OH | 8104404 | no | no |  |  | no |  |  | 0 | 0 | 0 | 0
oh_line_TAP_OH_3306088 |  | AN | node_8104404_200840056 | node_1371825_63_15404732_413 | 0.033 | unb_TAPWIRE_OH | 8104404 | no | no |  |  | no |  |  | 0 | 0 | 0 | 0
oh_line_TAP_OH_3348525 |  | AN | node_8104404_200885153 | node_1364516_242_15417918_029 | 0.033 | unb_TAPWIRE_OH | 8104404 | no | no |  |  | no |  |  | 0 | 0 | 0 | 0
oh_line_TAP_OH_3640197 |  | AN | node_8104404_311991165 | node_1370882_208_15418955_938 | 0.033 | unb_TAPWIRE_OH | 8104404 | no | no |  |  | no |  |  | 0 | 0 | 0 | 0
oh_line_TAP_OH_3771028 |  | AN | node_8104404_200885085 | node_1371420_835_15427737_531 | 0.033 | unb_TAPWIRE_OH | 8104404 | no | no |  |  | no |  |  | 0 | 0 | 0 | 0
oh_line_TAP_OH_3856645 |  | AN | node_8104404_200883856 | node_1364985_212_15448308_58 | 0.033 | unb_TAPWIRE_OH | 8104404 | no | no |  |  | no |  |  | 0 | 0 | 0 | 0
oh_line_TAP_OH_4015522 |  | ABCN | node_8104404_200885238 | node_1377979_039_15422635_703 | 0.033 | unb_TAPWIRE_OH | 8104404 | no | no |  |  | no |  |  | 0 | 0 | 0 | 0
oh_line_TAP_OH_4540353 |  | AN | node_8104404_200946099 | node_1379400_534_15417823_22 | 0.033 | unb_TAPWIRE_OH | 8104404 | no | no |  |  | no |  |  | 0 | 0 | 0 | 0
oh_line_TAP_OH_4551147 |  | AN | node_8104404_312070735 | node_1384730_402_15409839_885 | 0.033 | unb_TAPWIRE_OH | 8104404 | no | no |  |  | no |  |  | 0 | 0 | 0 | 0
oh_line_TAP_OH_4627959 |  | AN | node_8104404_312076256 | node_1384695_844_15428097_547 | 0.033 | unb_TAPWIRE_OH | 8104404 | no | no |  |  | no |  |  | 0 | 0 | 0 | 0
oh_line_TAP_OH_4951180 |  | ABCN | node_8104404_200885426 | node_1373252_421_15426371_997 | 0.033 | unb_TAPWIRE_OH | 8104404 | no | no |  |  | no |  |  | 0 | 0 | 0 | 0
oh_line_TAP_OH_5426022 |  | ABCN | node_8104404_200885427 | node_1373509_124_15426314_175 | 0.033 | unb_TAPWIRE_OH | 8104404 | no | no |  |  | no |  |  | 0 | 0 | 0 | 0
oh_line_TAP_OH_5492032 |  | AN | node_8104404_312135658 | node_1370473_517_15422208_898 | 0.033 | unb_TAPWIRE_OH | 8104404 | no | no |  |  | no |  |  | 0 | 0 | 0 | 0
oh_line_TAP_OH_5496433 |  | AN | node_8104404_312136266 | node_1367653_357_15433726_347 | 0.033 | unb_TAPWIRE_OH | 8104404 | no | no |  |  | no |  |  | 0 | 0 | 0 | 0
oh_line_TAP_OH_5569236 |  | AN | node_8104404_312140871 | node_1368932_758_15419919_789 | 0.033 | unb_TAPWIRE_OH | 8104404 | no | no |  |  | no |  |  | 0 | 0 | 0 | 0

## overhead_line_conductor
data_type | static
owner_type | feeder
owner | 8104404
object | overhead_line_conductor
name | groupid | geometric_mean_radius | resistance | diameter | rating_summer_continuous | rating_summer_emergency | rating_winter_continuous | rating_winter_emergency | dcircuit | selected | comments
oh_cond_1/0_AAAC |  | 0.012 | 0.876 | 0.398 | 235 | 235 | 310 | 310 |  | no
oh_cond_1/0_ACSR |  | 0.012 | 0.888 | 0.398 | 265 | 265 | 330 | 330 |  | no
oh_cond_1/0_AL |  | 0.011 | 0.885 | 0.368 | 235 | 235 | 310 | 310 |  | no
oh_cond_2/0_CU |  | 0.013 | 0.44 | 0.414 | 295 | 295 | 425 | 425 |  | no
oh_cond_2_ACSR |  | 0.01 | 1.41 | 0.325 | 195 | 195 | 245 | 245 |  | no
oh_cond_3_#7_CWD_30% |  | 0.005 | 3.07 | 0.311 | 125 | 125 | 195 | 195 |  | no
oh_cond_3_#104_CWD |  | 0.003 | 5.945 | 0.224 | 90 | 90 | 130 | 130 |  | no
oh_cond_4/0_AAAC |  | 0.017 | 0.439 | 0.563 | 365 | 365 | 480 | 480 |  | no
oh_cond_4/0_ACSR |  | 0.017 | 0.445 | 0.563 | 410 | 410 | 515 | 515 |  | no
oh_cond_4/0_AL |  | 0.016 | 0.442 | 0.522 | 365 | 365 | 480 | 480 |  | no
oh_cond_4A_CWD |  | 0.006 | 1.395 | 0.29 | 150 | 150 | 220 | 220 |  | no
oh_cond_4_ACSR |  | 0.008 | 2.24 | 0.25 | 145 | 145 | 185 | 185 |  | no
oh_cond_4_CU |  | 0.007 | 1.388 | 0.232 | 140 | 140 | 200 | 200 |  | no
oh_cond_6A_CWD |  | 0.005 | 2.21 | 0.23 | 115 | 115 | 165 | 165 |  | no
oh_cond_6_STEEL |  | 0.006 | 10.4 | 0.184 | 17 | 17 | 27 | 27 |  | no
oh_cond_8D_CWD |  | 0.004 | 3.51 | 0.219 | 85 | 85 | 135 | 135 |  | no
oh_cond_336_5_ACSR |  | 0.024 | 0.278 | 0.684 | 555 | 555 | 705 | 705 |  | no
oh_cond_477_ACSR |  | 0.028 | 0.196 | 0.849 | 695 | 695 | 880 | 880 |  | no
oh_cond_477_MCM_AL |  | 0.025 | 0.198 | 0.792 | 605 | 605 | 810 | 810 |  | no
oh_cond_WP-4/0-CU |  | 0.015 | 0.273 | 0.81 | 340 | 340 | 390 | 390 |  | no

## recloser
data_type | static
owner_type | feeder
owner | 8104404
object | recloser
name | groupid | phases | fr | to | phase_A_state | phase_B_state | phase_C_state | operating_mode | retry_time | max_number_of_tries | status | dcircuit | selected | monitored | monitored_fields | class_monitored_fields | played | played_fields | comments
recloser_418X1-220521035 |  | ABCN | node_intto1_8104404_200886550 | node_8104404_200886550 | CLOSED | CLOSED | CLOSED | INDIVIDUAL |  |  |  | 8104404 | no | no |  |  | no

## regulator
data_type | static
owner_type | feeder
owner | 8104404
object | regulator
name | groupid | phases | fr | to | configuration | sense_node | dcircuit | selected | monitored | monitored_fields | class_monitored_fields | played | played_fields | comments
regulator_220370709 |  | AD | node_intto1_8104404_200884008 | node_8104404_200884008 | config_regulator_220370709 |  | 8104404 | no | no |  |  | no
regulator_220370715 |  | AN | node_intto1_220370715 | node_220370715 | config_regulator_220370715 |  | 8104404 | no | no |  |  | no

## regulator_configuration
data_type | static
owner_type | feeder
owner | 8104404
object | regulator_configuration
name | groupid | connect_type | band_center | band_width | time_delay | dwell_time | raise_taps | lower_taps | current_transducer_ratio | power_transducer_ratio | compensator_r_setting_A | compensator_x_setting_A | compensator_r_setting_B | compensator_x_setting_B | compensator_r_setting_C | compensator_x_setting_C | CT_phase | PT_phase | regulation | control_level | Control | Type | tap_pos_A | tap_pos_B | tap_pos_C | dcircuit | selected | comments
config_regulator_220370709 |  | WYE_WYE | 123 | 3 |  |  | 16 | 16 | 100 | 40 | 0 | 0 | 0 | 0 | 0 | 0 | A | A | 0.1 | INDIVIDUAL | OUTPUT_VOLTAGE | A | 0 | 0 | 0 |  | no
config_regulator_220370715 |  | WYE_WYE | 123 | 3 |  |  | 16 | 16 | 100 | 166 | 0 | 0 | 0 | 0 | 0 | 0 | A | A | 0.1 | INDIVIDUAL | OUTPUT_VOLTAGE | A | 0 | 0 | 0 |  | no

## switch
data_type | static
owner_type | feeder
owner | 8104404
object | switch
name | groupid | phases | fr | to | phase_A_state | phase_B_state | phase_C_state | operating_mode | status | dcircuit | selected | monitored | monitored_fields | class_monitored_fields | played | played_fields | comments
switch_418X1-220557335 |  | ABCN | node_intto1_8104404_200887281 | node_8104404_200887281 | CLOSED | CLOSED | CLOSED | INDIVIDUAL |  | 8104404 | no | no |  |  | no
switch_418X2-220557336 |  | ABCN | node_intto1_8104404_200887311 | node_8104404_200887311 | CLOSED | CLOSED | CLOSED | INDIVIDUAL |  | 8104404 | no | no |  |  | no
switch_418X3-220417116 |  | ABCN | node_intto1_8104404_200885241 | node_8104404_200885241 | CLOSED | CLOSED | CLOSED | INDIVIDUAL |  | 8104404 | no | no |  |  | no
switch_418X4-220417100 |  | ABCN | node_intto1_8104404_200884703 | node_8104404_200884703 | CLOSED | CLOSED | CLOSED | INDIVIDUAL |  | 8104404 | no | no |  |  | no
switch_418X5-312098899 |  | ABCN | node_intto1_418X5-312098899 | node_418X5-312098899 | CLOSED | CLOSED | CLOSED | INDIVIDUAL |  | 8104404 | no | no |  |  | no
switch_418X6-220417107 |  | ABCN | node_intto1_8104404_200885372 | node_8104404_200885372 | CLOSED | CLOSED | CLOSED | INDIVIDUAL |  | 8104404 | no | no |  |  | no
switch_418X7-220417077 |  | ABCN | node_intto1_8104404_200885430 | node_8104404_200885430 | CLOSED | CLOSED | CLOSED | INDIVIDUAL |  | 8104404 | no | no |  |  | no
switch_418Y2-220417251 |  | AN | node_intto1_8104404_200883917 | node_8104404_200883917 | CLOSED | CLOSED | CLOSED | INDIVIDUAL |  | 8104404 | no | no |  |  | no
switch_220415397 |  | AD | node_intto1_8104404_200886920 | node_8104404_200886920 | CLOSED | CLOSED | CLOSED | INDIVIDUAL |  | 8104404 | no | no |  |  | no
switch_220417105 |  | AD | node_intto1_8104404_200884818 | node_8104404_200884818 | CLOSED | CLOSED | CLOSED | INDIVIDUAL |  | 8104404 | no | no |  |  | no
switch_220417239 |  | AD | node_intto1_8104404_200883578 | node_8104404_200883578 | CLOSED | CLOSED | CLOSED | INDIVIDUAL |  | 8104404 | no | no |  |  | no
switch_220417254 |  | AD | node_intto1_8104404_200883975 | node_8104404_200883975 | CLOSED | CLOSED | CLOSED | INDIVIDUAL |  | 8104404 | no | no |  |  | no
switch_220456937 |  | ABCN | node_intto1_8104404_200950698 | node_8104404_200950698 | CLOSED | CLOSED | CLOSED | INDIVIDUAL |  | 8104404 | no | no |  |  | no
switch_220521036 |  | ABCN | node_intto1_8104404_200968860 | node_8104404_200968860 | CLOSED | CLOSED | CLOSED | INDIVIDUAL |  | 8104404 | no | no |  |  | no
switch_220521039 |  | ABCN | node_intto1_8104404_200886551 | node_8104404_200886551 | CLOSED | CLOSED | CLOSED | INDIVIDUAL |  | 8104404 | no | no |  |  | no
switch_220573421 |  | ABCN | node_intto1_8104404_201009108 | node_8104404_201009108 | CLOSED | CLOSED | CLOSED | INDIVIDUAL |  | 8104404 | no | no |  |  | no
switch_311903366 |  | ABCN | node_intto1_8104404_200885381 | node_8104404_200885381 | CLOSED | CLOSED | CLOSED | INDIVIDUAL |  | 8104404 | no | no |  |  | no
switch_311987997 |  | ABCN | node_intto1_8104404_200885422 | node_8104404_200885422 | CLOSED | CLOSED | CLOSED | INDIVIDUAL |  | 8104404 | no | no |  |  | no
switch_311988000 |  | ABCN | node_intto1_311988000 | node_311988000 | CLOSED | CLOSED | CLOSED | INDIVIDUAL |  | 8104404 | no | no |  |  | no
switch_311988005 |  | ABCN | node_intto1_311988005 | node_311988005 | CLOSED | CLOSED | CLOSED | INDIVIDUAL |  | 8104404 | no | no |  |  | no
switch_312098897 |  | ABCN | node_intto1_312098897 | node_312098897 | CLOSED | CLOSED | CLOSED | INDIVIDUAL |  | 8104404 | no | no |  |  | no

## transformer
data_type | static
owner_type | feeder
owner | 8104404
object | transformer
name | groupid | phases | fr | to | configuration | climate | aging_constant | use_thermal_model | aging_granularity | dcircuit | selected | monitored | monitored_fields | class_monitored_fields | played | played_fields | comments
transformer_220440836 |  | AN | node_220440836 | node_intto1_220440836 | config_transformer_220440836 |  | 0 |  | 0 | 8104404 | no | no |  |  | no
transformer_220462807 |  | AN | node_220462807 | node_intto1_220462807 | config_transformer_220462807 |  | 0 |  | 0 | 8104404 | no | no |  |  | no
transformer_220464402 |  | AN | node_220464402 | node_intto1_220464402 | config_transformer_220464402 |  | 0 |  | 0 | 8104404 | no | no |  |  | no
transformer_220465140 |  | AN | node_220465140 | node_intto1_220465140 | config_transformer_220465140 |  | 0 |  | 0 | 8104404 | no | no |  |  | no
transformer_220465165 |  | AN | node_220465165 | node_intto1_220465165 | config_transformer_220465165 |  | 0 |  | 0 | 8104404 | no | no |  |  | no
transformer_220465169 |  | AN | node_220465169 | node_intto1_220465169 | config_transformer_220465169 |  | 0 |  | 0 | 8104404 | no | no |  |  | no
transformer_220465184 |  | AN | node_220465184 | node_intto1_220465184 | config_transformer_220465184 |  | 0 |  | 0 | 8104404 | no | no |  |  | no
transformer_220465484 |  | AN | node_220465484 | node_intto1_220465484 | config_transformer_220465484 |  | 0 |  | 0 | 8104404 | no | no |  |  | no
transformer_220465545 |  | AN | node_220465545 | node_intto1_220465545 | config_transformer_220465545 |  | 0 |  | 0 | 8104404 | no | no |  |  | no
transformer_220523470 |  | AN | node_220523470 | node_intto1_220523470 | config_transformer_220523470 |  | 0 |  | 0 | 8104404 | no | no |  |  | no
transformer_220617531 |  | AN | node_220617531 | node_intto1_220617531 | config_transformer_220617531 |  | 0 |  | 0 | 8104404 | no | no |  |  | no
transformer_311993491 |  | AN | node_311993491 | node_intto1_311993491 | config_transformer_311993491 |  | 0 |  | 0 | 8104404 | no | no |  |  | no

## transformer_configuration
data_type | static
owner_type | feeder
owner | 8104404
object | transformer_configuration
name | groupid | connect_type | install_type | coolant_type | cooling_type | primary_voltage | secondary_voltage | power_rating | powerA_rating | powerB_rating | powerC_rating | impedance | shunt_impedance | core_coil_weight | tank_fittings_weight | oil_volume | rated_winding_time_constant | rated_winding_hot_spot_rise | rated_top_oil_rise | no_load_loss | full_load_loss | reactance_resistance_ratio | installed_insulation_life | dcircuit | selected | comments
config_transformer_220440836 |  | DELTA_GWYE |  |  |  | 4800 | 34500 | 167 | 0 | 0 | 0 | 0.004+0.04j | 0 | 0 | 0 | 0 | 0 | 0 | 0 | 0 | 0 | 10 | 0 |  | no
config_transformer_220462807 |  | DELTA_GWYE |  |  |  | 4800 | 34500 | 167 | 0 | 0 | 0 | 0.004+0.04j | 0 | 0 | 0 | 0 | 0 | 0 | 0 | 0 | 0 | 10 | 0 |  | no
config_transformer_220464402 |  | DELTA_GWYE |  |  |  | 4800 | 34500 | 167 | 0 | 0 | 0 | 0.004+0.04j | 0 | 0 | 0 | 0 | 0 | 0 | 0 | 0 | 0 | 10 | 0 |  | no
config_transformer_220465140 |  | DELTA_GWYE |  |  |  | 4800 | 34500 | 100 | 0 | 0 | 0 | 0.004+0.04j | 0 | 0 | 0 | 0 | 0 | 0 | 0 | 0 | 0 | 10 | 0 |  | no
config_transformer_220465165 |  | DELTA_GWYE |  |  |  | 4800 | 34500 | 333 | 0 | 0 | 0 | 0.005+0.047j | 0 | 0 | 0 | 0 | 0 | 0 | 0 | 0 | 0 | 10 | 0 |  | no
config_transformer_220465169 |  | DELTA_GWYE |  |  |  | 4800 | 34500 | 100 | 0 | 0 | 0 | 0.004+0.04j | 0 | 0 | 0 | 0 | 0 | 0 | 0 | 0 | 0 | 10 | 0 |  | no
config_transformer_220465184 |  | DELTA_GWYE |  |  |  | 4800 | 34500 | 100 | 0 | 0 | 0 | 0.004+0.04j | 0 | 0 | 0 | 0 | 0 | 0 | 0 | 0 | 0 | 10 | 0 |  | no
config_transformer_220465484 |  | DELTA_GWYE |  |  |  | 4800 | 34500 | 250 | 0 | 0 | 0 | 0.004+0.043j | 0 | 0 | 0 | 0 | 0 | 0 | 0 | 0 | 0 | 10 | 0 |  | no
config_transformer_220465545 |  | DELTA_GWYE |  |  |  | 4800 | 34500 | 250 | 0 | 0 | 0 | 0.004+0.043j | 0 | 0 | 0 | 0 | 0 | 0 | 0 | 0 | 0 | 10 | 0 |  | no
config_transformer_220523470 |  | DELTA_GWYE |  |  |  | 4800 | 34500 | 250 | 0 | 0 | 0 | 0.004+0.043j | 0 | 0 | 0 | 0 | 0 | 0 | 0 | 0 | 0 | 10 | 0 |  | no
config_transformer_220617531 |  | DELTA_GWYE |  |  |  | 4800 | 34500 | 100 | 0 | 0 | 0 | 0.004+0.04j | 0 | 0 | 0 | 0 | 0 | 0 | 0 | 0 | 0 | 10 | 0 |  | no
config_transformer_311993491 |  | DELTA_GWYE |  |  |  | 4800 | 34500 | 167 | 0 | 0 | 0 | 0.004+0.04j | 0 | 0 | 0 | 0 | 0 | 0 | 0 | 0 | 0 | 10 | 0 |  | no

## underground_line
data_type | static
owner_type | feeder
owner | 8104404
object | underground_line
name | groupid | phases | fr | to | length | configuration | dcircuit | selected | monitored | monitored_fields | class_monitored_fields | played | played_fields | comments
und_line_8104404_200968855 |  | AN | node_8104404_200962867 | node_intto1_8104404_200968855 | 441.858 | und_1P_1/0ALURD | 8104404 | no | no |  |  | no
und_line_8104404_200972397 |  | AN | node_8104404_200886896 | node_8104404_200972397 | 1025.709 | und_1P_DELTACUST | 8104404 | no | no |  |  | no
und_line_8104404_200983590 |  | AN | node_8104404_200970590 | node_intto1_8104404_200983590 | 268.454 | und_1P_DELTACUST | 8104404 | no | no |  |  | no
und_line_8104404_201017839 |  | AN | node_8104404_201017838 | node_intto1_8104404_201017839 | 342.297 | und_1P_WYECUST | 8104404 | no | no |  |  | no
und_line_8104404_310014606 |  | AN | node_8104404_310014552 | node_8104404_310014606 | 166.337 | und_1P_DELTACUST | 8104404 | no | no |  |  | no
und_line_8104404_311901547 |  | AN | node_8104404_311899965 | node_intto1_8104404_311901547 | 100.574 | und_1P_WYECUST | 8104404 | no | no |  |  | no
und_line_8104404_312035504 |  | AN | node_8104404_312035503 | node_8104404_312035504 | 861.159 | und_1P_DELTACUST | 8104404 | no | no |  |  | no
und_line_8104404_312069009 |  | AN | node_8104404_312069006 | node_intto1_8104404_312069009 | 2256.482 | und_1P_DELTACUST | 8104404 | no | no |  |  | no
und_line_8104404_312103482 |  | AN | node_8104404_311893236 | node_intto1_8104404_312103482 | 470.732 | und_1P_DELTACUST | 8104404 | no | no |  |  | no
und_line_TAP_UG_61150 |  | AN | node_8104404_200972397 | node_1380361_045_15433767_251 | 0.033 | und_TAPWIRE_UG | 8104404 | no | no |  |  | no
und_line_TAP_UG_62883 |  | AN | node_8104404_200983590 | node_1373341_427_15417962_52 | 0.033 | und_TAPWIRE_UG | 8104404 | no | no |  |  | no
und_line_TAP_UG_64775 |  | AN | node_8104404_201017839 | node_1364841_949_15423646_485 | 0.033 | und_TAPWIRE_UG | 8104404 | no | no |  |  | no
und_line_TAP_UG_456196 |  | AN | node_8104404_310014606 | node_1378902_106_15406515_862 | 0.033 | und_TAPWIRE_UG | 8104404 | no | no |  |  | no
und_line_TAP_UG_2082512 |  | AN | node_8104404_312035504 | node_1370338_691_15427411_22 | 0.033 | und_TAPWIRE_UG | 8104404 | no | no |  |  | no
und_line_TAP_UG_2288554 |  | AN | node_8104404_312069009 | node_1367787_471_15436014_329 | 0.033 | und_TAPWIRE_UG | 8104404 | no | no |  |  | no
und_line_TAP_UG_2543794 |  | AN | node_8104404_312103482 | node_1364546_064_15434126_51 | 0.033 | und_TAPWIRE_UG | 8104404 | no | no |  |  | no

## underground_line_conductor
data_type | static
owner_type | feeder
owner | 8104404
object | underground_line_conductor
name | groupid | outer_diameter | conductor_gmr | conductor_diameter | conductor_resistance | neutral_gmr | neutral_diameter | neutral_resistance | neutral_strands | insulation_relative_permitivitty | shield_gmr | shield_resistance | rating_summer_continuous | rating_summer_emergency | rating_winter_continuous | rating_winter_emergency | dcircuit | selected | comments
und_cond_1P_1/0ALURD | [12 empty] | 226 | 226 | 237 | 237 |  | no
und_cond_1P_DELTACUST | [12 empty] | 685 | 685 | 685 | 685 |  | no
und_cond_1P_WYECUST | [12 empty] | 685 | 685 | 685 | 685 |  | no
und_cond_TAPWIRE_UG | [12 empty] | 99999999 | 99999999 | 99999999 | 99999999 |  | no