## capacitor
data_type | static
owner_type | feeder
owner | 8104402
object | capacitor
name | groupid | parent | phases | nominal_voltage | pt_phase | phases_connected | switchA | switchB | switchC | control | voltage_set_high | voltage_set_low | VAr_set_high | VAr_set_low | current_set_high | current_set_low | capacitor_A | capacitor_B | capacitor_C | cap_nominal_voltage | time_delay | dwell_time | lockout_time | remote_sense | remote_sense_B | control_level | dcircuit | selected | monitored | monitored_fields | class_monitored_fields | played | played_fields | comments
cap_220369489 |  | node_1406375_555_15455552_529 | AN | 0 |  | AN | CLOSED |  |  | MANUAL | [6 empty] | 100000 |  |  | 4800 | [6 empty] | 8104402 | no | no |  |  | no
cap_220369498 |  | node_1398669_153_15450468_978 | AN | 0 |  | AN | CLOSED |  |  | MANUAL | [6 empty] | 100000 |  |  | 4800 | [6 empty] | 8104402 | no | no |  |  | no
cap_220369499 |  | node_1388038_043_15450490_427 | ABCN | 0 |  | ABCN | CLOSED | CLOSED | CLOSED | MANUAL | [6 empty] | 50000 | 50000 | 50000 | 4800 | [6 empty] | 8104402 | no | no |  |  | no
cap_220369503 |  | node_1374225_908_15448506_872 | AN | 0 |  | AN | CLOSED |  |  | MANUAL | [6 empty] | 100000 |  |  | 4800 | [6 empty] | 8104402 | no | no |  |  | no

## feeder
data_type | static
owner_type | feeder
owner | 8104402
object | feeder
name | transmission_bus | ARC | ADR | slack_bus | nom_voltages | num_nodes | num_ohlines | num_uglines | num_transformers | num_generators | num_pvs | num_storages | num_loads | miles | mw | mvar | losses_mw | losses_mvar | comments | use_feeder_load_shape | load_shape_scale | use_feeder_pv_shape | pv_shape_scale | description | restore_time | griddisconnect_scenario_probability | gridconnect_scenario_probability | use_energy_not_served | VOLL | discount_rate | yearly_load_growth_percent | planning_horizon | enable_traditional_project_deferral | lifetime_of_investment_years | start_year | base_year | year_the_investment_is_committed | revenue_requirement_scaling_factor | discount_rate | inflation_rate_for_investment | traditional_project_invested_capital | periodicity_of_investment_in_years | priority | maximum_total_investment_cost | DER_portfolio_NPV | DER_portfolio_BC_ratio | total_system_energy_avoided_cost_NPV | total_system_capacity_avoided_cost_NPV | total_system_ancillary_services_avoided_cost_NPV | total_system_CO2_avoided_cost_NPV | total_system_loss_of_load_avoided_cost_NPV | total_system_distribution_capacity_avoided_cost_NPV | total_system_investment_and_operational_cost_NPV | feeder_solar_pv_operating_cost_USdollarperkWh | feeder_energy_storage_operating_cost_USdollarperkWh | feeder_distributed_generator_operating_cost_USdollarperkWh | feeder_distributed_generator_CO2_cost_USdollarperkWh | feeder_demand_response_operating_cost_USdollarperkWh | feeder_solar_pv_investment_cost_USdollarperkW | feeder_energy_storage_investment_cost_USdollarperkW | feeder_distributed_generator_investment_cost_USdollarperkW | feeder_demand_response_investment_cost_USdollarperkW
8104402 |  | ts_slack | none | node_SOURCE_8104402 | 19918.584,2771.281 | 1504 | 1408 | 12 | 6 | 0 | 0 | 0 | 324 | 56.026 | 2.869 | 1.222 | 0 | 0 |  | 0 | 0 | 1 | 0 |  | 0 | 0 | 0 | 0 | 0 | 0 | 0 | 0 | 0 | 0 | 0 | 0 | 0 | 0 | 0 | 0 | 0 | 0 | 0 | 999999999 | 0 | 0 | 0 | 0 | 0 | 0 | 0 | 0 | 0 | 0 | 0 | 0 | 0 | 0 | 0 | 0 | 0 | 0

## fuse
data_type | static
owner_type | feeder
owner | 8104402
object | fuse
name | groupid | phases | fr | to | phase_A_status | phase_B_status | phase_C_status | repair_dist_type | current_limit | mean_replacement_time | status | dcircuit | selected | monitored | monitored_fields | class_monitored_fields | played | played_fields | comments
fuse_220386050 |  | AD | node_intto1_8104402_200880543 | node_8104402_200880543 | GOOD | GOOD | GOOD |  | 50 |  |  | 8104402 | no | no |  |  | no
fuse_220387518 |  | ABCD | node_intto1_8104402_200882509 | node_8104402_200882509 | GOOD | GOOD | GOOD |  | 65 |  |  | 8104402 | no | no |  |  | no
fuse_220387525 |  | AN | node_intto1_220387525 | node_220387525 | GOOD | GOOD | GOOD |  | 8 |  |  | 8104402 | no | no |  |  | no
fuse_220387537 |  | AN | node_intto1_220387537 | node_220387537 | GOOD | GOOD | GOOD |  | 8 |  |  | 8104402 | no | no |  |  | no
fuse_220387546 |  | AD | node_intto1_8104402_200882979 | node_8104402_200882979 | GOOD | GOOD | GOOD |  | 30 |  |  | 8104402 | no | no |  |  | no
fuse_220387571 |  | AN | node_intto1_8104402_200883177 | node_8104402_200883177 | GOOD | GOOD | GOOD |  | 40 |  |  | 8104402 | no | no |  |  | no
fuse_220387602 |  | ABCN | node_intto1_8104402_200883130 | node_8104402_200883130 | GOOD | GOOD | GOOD |  | 8 |  |  | 8104402 | no | no |  |  | no
fuse_220387631 |  | ABCN | node_intto1_220387631 | node_220387631 | GOOD | GOOD | GOOD |  | 20 |  |  | 8104402 | no | no |  |  | no
fuse_220387633 |  | AN | node_intto1_8104402_200883263 | node_8104402_200883263 | GOOD | GOOD | GOOD |  | 40 |  |  | 8104402 | no | no |  |  | no
fuse_220387634 |  | AN | node_intto1_8104402_200909360 | node_8104402_200909360 | GOOD | GOOD | GOOD |  | 40 |  |  | 8104402 | no | no |  |  | no
fuse_220387656 |  | AN | node_intto1_8104402_200883157 | node_8104402_200883157 | GOOD | GOOD | GOOD |  | 40 |  |  | 8104402 | no | no |  |  | no
fuse_220436639 |  | AN | node_intto1_8104402_200887264 | node_8104402_200887264 | GOOD | GOOD | GOOD |  | 40 |  |  | 8104402 | no | no |  |  | no
fuse_220542951 |  | AN | node_intto1_8104402_201061546 | node_8104402_201061546 | GOOD | GOOD | GOOD |  | 15 |  |  | 8104402 | no | no |  |  | no
fuse_220563764 |  | ABCN | node_intto1_8104402_201004016 | node_8104402_201004016 | GOOD | GOOD | GOOD |  | 30 |  |  | 8104402 | no | no |  |  | no
fuse_220565832 |  | ABCN | node_intto1_220565832 | node_220565832 | GOOD | GOOD | GOOD |  | 8 |  |  | 8104402 | no | no |  |  | no
fuse_220608006 |  | AN | node_intto1_8104402_200882688 | node_8104402_200882688 | GOOD | GOOD | GOOD |  | 100 |  |  | 8104402 | no | no |  |  | no
fuse_220608098 |  | AD | node_intto1_8104402_200909313 | node_8104402_200909313 | GOOD | GOOD | GOOD |  | 20 |  |  | 8104402 | no | no |  |  | no
fuse_220608100 |  | AD | node_intto1_8104402_200880982 | node_8104402_200880982 | GOOD | GOOD | GOOD |  | 20 |  |  | 8104402 | no | no |  |  | no
fuse_220608102 |  | AD | node_intto1_8104402_200880942 | node_8104402_200880942 | GOOD | GOOD | GOOD |  | 25 |  |  | 8104402 | no | no |  |  | no
fuse_220608104 |  | AD | node_intto1_8104402_200882711 | node_8104402_200882711 | GOOD | GOOD | GOOD |  | 25 |  |  | 8104402 | no | no |  |  | no
fuse_220608109 |  | AD | node_intto1_8104402_200882772 | node_8104402_200882772 | GOOD | GOOD | GOOD |  | 25 |  |  | 8104402 | no | no |  |  | no
fuse_220608110 |  | AD | node_intto1_8104402_200882773 | node_8104402_200882773 | GOOD | GOOD | GOOD |  | 25 |  |  | 8104402 | no | no |  |  | no
fuse_220608112 |  | ABCN | node_intto1_220608112 | node_220608112 | GOOD | GOOD | GOOD |  | 100 |  |  | 8104402 | no | no |  |  | no
fuse_220608114 |  | AD | node_intto1_8104402_200882792 | node_8104402_200882792 | GOOD | GOOD | GOOD |  | 40 |  |  | 8104402 | no | no |  |  | no
fuse_220608118 |  | AD | node_intto1_8104402_200882957 | node_8104402_200882957 | GOOD | GOOD | GOOD |  | 40 |  |  | 8104402 | no | no |  |  | no
fuse_220608120 |  | ABCD | node_intto1_8104402_200882750 | node_8104402_200882750 | GOOD | GOOD | GOOD |  | 65 |  |  | 8104402 | no | no |  |  | no
fuse_220608123 |  | AD | node_intto1_220608123 | node_220608123 | GOOD | GOOD | GOOD |  | 40 |  |  | 8104402 | no | no |  |  | no
fuse_220608125 |  | AD | node_intto1_8104402_200880542 | node_8104402_200880542 | GOOD | GOOD | GOOD |  | 300 |  |  | 8104402 | no | no |  |  | no
fuse_220608127 |  | AD | node_intto1_8104402_200882971 | node_8104402_200882971 | GOOD | GOOD | GOOD |  | 25 |  |  | 8104402 | no | no |  |  | no
fuse_220608131 |  | AD | node_intto1_8104402_200971128 | node_8104402_200971128 | GOOD | GOOD | GOOD |  | 25 |  |  | 8104402 | no | no |  |  | no
fuse_220608133 |  | AD | node_intto1_8104402_200883355 | node_8104402_200883355 | GOOD | GOOD | GOOD |  | 40 |  |  | 8104402 | no | no |  |  | no
fuse_220608135 |  | AD | node_intto1_8104402_200883372 | node_8104402_200883372 | GOOD | GOOD | GOOD |  | 300 |  |  | 8104402 | no | no |  |  | no
fuse_220608137 |  | AD | node_intto1_8104402_200883767 | node_8104402_200883767 | GOOD | GOOD | GOOD |  | 40 |  |  | 8104402 | no | no |  |  | no
fuse_220608139 |  | AD | node_intto1_8104402_200883751 | node_8104402_200883751 | GOOD | GOOD | GOOD |  | 25 |  |  | 8104402 | no | no |  |  | no
fuse_220608141 |  | AD | node_intto1_8104402_200883757 | node_8104402_200883757 | GOOD | GOOD | GOOD |  | 25 |  |  | 8104402 | no | no |  |  | no
fuse_220608143 |  | AD | node_intto1_8104402_200883825 | node_8104402_200883825 | GOOD | GOOD | GOOD |  | 40 |  |  | 8104402 | no | no |  |  | no
fuse_220608145 |  | AD | node_intto1_8104402_200883706 | node_8104402_200883706 | GOOD | GOOD | GOOD |  | 40 |  |  | 8104402 | no | no |  |  | no
fuse_220608147 |  | AD | node_intto1_8104402_200883413 | node_8104402_200883413 | GOOD | GOOD | GOOD |  | 40 |  |  | 8104402 | no | no |  |  | no
fuse_220608149 |  | AD | node_intto1_8104402_200883416 | node_8104402_200883416 | GOOD | GOOD | GOOD |  | 40 |  |  | 8104402 | no | no |  |  | no
fuse_220608151 |  | AD | node_intto1_8104402_200883808 | node_8104402_200883808 | GOOD | GOOD | GOOD |  | 25 |  |  | 8104402 | no | no |  |  | no
fuse_220608153 |  | AD | node_intto1_8104402_200883721 | node_8104402_200883721 | GOOD | GOOD | GOOD |  | 25 |  |  | 8104402 | no | no |  |  | no
fuse_220608155 |  | AD | node_intto1_8104402_200883780 | node_8104402_200883780 | GOOD | GOOD | GOOD |  | 25 |  |  | 8104402 | no | no |  |  | no
fuse_220608157 |  | AD | node_intto1_8104402_200883705 | node_8104402_200883705 | GOOD | GOOD | GOOD |  | 25 |  |  | 8104402 | no | no |  |  | no
fuse_220608159 |  | AD | node_intto1_8104402_200883503 | node_8104402_200883503 | GOOD | GOOD | GOOD |  | 25 |  |  | 8104402 | no | no |  |  | no
fuse_220654102 |  | AD | node_intto1_8104402_201064664 | node_8104402_201064664 | GOOD | GOOD | GOOD |  | 40 |  |  | 8104402 | no | no |  |  | no
fuse_220658647 |  | ABCD | node_intto1_8104402_200882679 | node_8104402_200882679 | GOOD | GOOD | GOOD |  | 30 |  |  | 8104402 | no | no |  |  | no
fuse_310008550 |  | ABCD | node_intto1_8104402_200882505 | node_8104402_200882505 | GOOD | GOOD | GOOD |  | 100 |  |  | 8104402 | no | no |  |  | no
fuse_310023861 |  | ABCN | node_intto1_8104402_200883089 | node_8104402_200883089 | GOOD | GOOD | GOOD |  | 100 |  |  | 8104402 | no | no |  |  | no
fuse_310026744 |  | AD | node_intto1_8104402_200882673 | node_8104402_200882673 | GOOD | GOOD | GOOD |  | 300 |  |  | 8104402 | no | no |  |  | no
fuse_310038172 |  | AD | node_intto1_310038172 | node_310038172 | GOOD | GOOD | GOOD |  | 40 |  |  | 8104402 | no | no |  |  | no
fuse_310038174 |  | AD | node_intto1_8104402_200883050 | node_8104402_200883050 | GOOD | GOOD | GOOD |  | 25 |  |  | 8104402 | no | no |  |  | no
fuse_310062838 |  | AN | node_intto1_8104402_200883111 | node_8104402_200883111 | GOOD | GOOD | GOOD |  | 8 |  |  | 8104402 | no | no |  |  | no
fuse_311890024 |  | AD | node_intto1_8104402_200883393 | node_8104402_200883393 | GOOD | GOOD | GOOD |  | 300 |  |  | 8104402 | no | no |  |  | no
fuse_311907771 |  | ABCD | node_intto1_311907771 | node_311907771 | GOOD | GOOD | GOOD |  | 100 |  |  | 8104402 | no | no |  |  | no
fuse_311926020 |  | AD | node_intto1_8104402_200882548 | node_8104402_200882548 | GOOD | GOOD | GOOD |  | 10 |  |  | 8104402 | no | no |  |  | no
fuse_311929618 |  | AD | node_intto1_8104402_311929617 | node_8104402_311929617 | GOOD | GOOD | GOOD |  | 3 |  |  | 8104402 | no | no |  |  | no
fuse_312072888 |  | AD | node_intto1_8104402_312079089 | node_8104402_312079089 | GOOD | GOOD | GOOD |  | 15 |  |  | 8104402 | no | no |  |  | no
fuse_312086224 |  | AD | node_intto1_8104402_200883703 | node_8104402_200883703 | GOOD | GOOD | GOOD |  | 25 |  |  | 8104402 | no | no |  |  | no
fuse_312107993 |  | AD | node_intto1_8104402_200883500 | node_8104402_200883500 | GOOD | GOOD | GOOD |  | 25 |  |  | 8104402 | no | no |  |  | no

## line_configuration
data_type | static
owner_type | feeder
owner | 8104402
object | line_configuration
name | groupid | conductor_A | conductor_B | conductor_C | conductor_N | spacing | z11 | z12 | z13 | z21 | z22 | z23 | z31 | z32 | z33 | c11 | c12 | c13 | c21 | c22 | c23 | c31 | c32 | c33 | dcircuit | selected | comments
bal_1P_1/0AA |  | oh_cond_1/0_AAAC | oh_cond_1/0_AAAC | oh_cond_1/0_AAAC |  |  | 0.972+1.499j | 0.095+0.781j | 0.095+0.781j | 0.095+0.781j | 0.972+1.499j | 0.095+0.781j | 0.095+0.781j | 0.095+0.781j | 0.972+1.499j | 12.796 | -3.172 | -3.172 | -3.172 | 12.796 | -3.172 | -3.172 | -3.172 | 12.796 |  | no
bal_1P_1/0AA_1/0AA(N) |  | oh_cond_1/0_AAAC | oh_cond_1/0_AAAC | oh_cond_1/0_AAAC | oh_cond_1/0_AAAC |  | 1.078+1.186j | 0.201+0.467j | 0.201+0.467j | 0.201+0.467j | 1.078+1.186j | 0.201+0.467j | 0.201+0.467j | 0.201+0.467j | 1.078+1.186j | 13.243 | -2.726 | -2.726 | -2.726 | 13.243 | -2.726 | -2.726 | -2.726 | 13.243 |  | no
bal_1P_1/0AC |  | oh_cond_1/0_ACSR | oh_cond_1/0_ACSR | oh_cond_1/0_ACSR |  |  | 0.983+1.218j | 0.095+0.781j | 0.095+0.781j | 0.095+0.781j | 0.983+1.218j | 0.095+0.781j | 0.095+0.781j | 0.095+0.781j | 0.983+1.218j | 12.796 | -3.172 | -3.172 | -3.172 | 12.796 | -3.172 | -3.172 | -3.172 | 12.796 |  | no
bal_1P_1/0AC_1/0AC(N) |  | oh_cond_1/0_ACSR | oh_cond_1/0_ACSR | oh_cond_1/0_ACSR | oh_cond_1/0_ACSR |  | 1.091+1.185j | 0.203+0.469j | 0.203+0.469j | 0.203+0.469j | 1.091+1.185j | 0.203+0.469j | 0.203+0.469j | 0.203+0.469j | 1.091+1.185j | 13.243 | -2.726 | -2.726 | -2.726 | 13.243 | -2.726 | -2.726 | -2.726 | 13.243 |  | no
bal_1P_2AC |  | oh_cond_2_ACSR | oh_cond_2_ACSR | oh_cond_2_ACSR |  |  | 1.505+1.527j | 0.095+0.781j | 0.095+0.781j | 0.095+0.781j | 1.505+1.527j | 0.095+0.781j | 0.095+0.781j | 0.095+0.781j | 1.505+1.527j | 12.393 | -3.017 | -3.017 | -3.017 | 12.393 | -3.017 | -3.017 | -3.017 | 12.393 |  | no
bal_1P_2AC_2AC(N) |  | oh_cond_2_ACSR | oh_cond_2_ACSR | oh_cond_2_ACSR | oh_cond_2_ACSR |  | 1.645+1.289j | 0.235+0.543j | 0.235+0.543j | 0.235+0.543j | 1.645+1.289j | 0.235+0.543j | 0.235+0.543j | 0.235+0.543j | 1.645+1.289j | 12.813 | -2.597 | -2.597 | -2.597 | 12.813 | -2.597 | -2.597 | -2.597 | 12.813 |  | no
bal_1P_2CU |  | oh_cond_2_CU | oh_cond_2_CU | oh_cond_2_CU |  |  | 0.968+1.536j | 0.095+0.781j | 0.095+0.781j | 0.095+0.781j | 0.968+1.536j | 0.095+0.781j | 0.095+0.781j | 0.095+0.781j | 0.968+1.536j | 12.191 | -2.94 | -2.94 | -2.94 | 12.191 | -2.94 | -2.94 | -2.94 | 12.191 |  | no
bal_1P_3-128CW |  | oh_cond_3_#128_CWD | oh_cond_3_#128_CWD | oh_cond_3_#128_CWD |  |  | 3.968+1.621j | 0.095+0.781j | 0.095+0.781j | 0.095+0.781j | 3.968+1.621j | 0.095+0.781j | 0.095+0.781j | 0.095+0.781j | 3.968+1.621j | 12.087 | -2.901 | -2.901 | -2.901 | 12.087 | -2.901 | -2.901 | -2.901 | 12.087 |  | no
bal_1P_4/0AA |  | oh_cond_4/0_AAAC | oh_cond_4/0_AAAC | oh_cond_4/0_AAAC |  |  | 0.534+1.457j | 0.095+0.781j | 0.095+0.781j | 0.095+0.781j | 0.534+1.457j | 0.095+0.781j | 0.095+0.781j | 0.095+0.781j | 0.534+1.457j | 13.554 | -3.469 | -3.469 | -3.469 | 13.554 | -3.469 | -3.469 | -3.469 | 13.554 |  | no
bal_1P_4/0AC |  | oh_cond_4/0_ACSR | oh_cond_4/0_ACSR | oh_cond_4/0_ACSR |  |  | 0.54+1.457j | 0.095+0.781j | 0.095+0.781j | 0.095+0.781j | 0.54+1.457j | 0.095+0.781j | 0.095+0.781j | 0.095+0.781j | 0.54+1.457j | 13.554 | -3.469 | -3.469 | -3.469 | 13.554 | -3.469 | -3.469 | -3.469 | 13.554 |  | no
bal_1P_4AC |  | oh_cond_4_ACSR | oh_cond_4_ACSR | oh_cond_4_ACSR |  |  | 2.335+1.555j | 0.095+0.781j | 0.095+0.781j | 0.095+0.781j | 2.335+1.555j | 0.095+0.781j | 0.095+0.781j | 0.095+0.781j | 2.335+1.555j | 11.91 | -2.834 | -2.834 | -2.834 | 11.91 | -2.834 | -2.834 | -2.834 | 11.91 |  | no
bal_1P_4ACW |  | oh_cond_4A_CWD | oh_cond_4A_CWD | oh_cond_4A_CWD |  |  | 1.49+1.583j | 0.095+0.781j | 0.095+0.781j | 0.095+0.781j | 1.49+1.583j | 0.095+0.781j | 0.095+0.781j | 0.095+0.781j | 1.49+1.583j | 12.178 | -2.935 | -2.935 | -2.935 | 12.178 | -2.935 | -2.935 | -2.935 | 12.178 |  | no
bal_1P_6DCW |  | oh_cond_6D_CWD | oh_cond_6D_CWD | oh_cond_6D_CWD |  |  | 2.315+1.619j | 0.095+0.781j | 0.095+0.781j | 0.095+0.781j | 2.315+1.619j | 0.095+0.781j | 0.095+0.781j | 0.095+0.781j | 2.315+1.619j | 12.087 | -2.901 | -2.901 | -2.901 | 12.087 | -2.901 | -2.901 | -2.901 | 12.087 |  | no
bal_1P_DELTACUST |  | oh_cond_2/0_CU | oh_cond_2/0_CU | oh_cond_2/0_CU | oh_cond_3_#7_CWD_30% |  | 0.66+1.378j | 0.22+0.666j | 0.22+0.666j | 0.22+0.666j | 0.66+1.378j | 0.22+0.666j | 0.22+0.666j | 0.22+0.666j | 0.66+1.378j | 13.24 | -2.712 | -2.712 | -2.712 | 13.24 | -2.712 | -2.712 | -2.712 | 13.24 |  | no
bal_3P_1/0AA |  | oh_cond_1/0_AAAC | oh_cond_1/0_AAAC | oh_cond_1/0_AAAC |  |  | 0.972+1.499j | 0.095+0.781j | 0.095+0.781j | 0.095+0.781j | 0.972+1.499j | 0.095+0.781j | 0.095+0.781j | 0.095+0.781j | 0.972+1.499j | 12.796 | -3.172 | -3.172 | -3.172 | 12.796 | -3.172 | -3.172 | -3.172 | 12.796 |  | no
bal_3P_1/0AA_1/0AA(N) |  | oh_cond_1/0_AAAC | oh_cond_1/0_AAAC | oh_cond_1/0_AAAC | oh_cond_1/0_AAAC |  | 1.078+1.186j | 0.201+0.467j | 0.201+0.467j | 0.201+0.467j | 1.078+1.186j | 0.201+0.467j | 0.201+0.467j | 0.201+0.467j | 1.078+1.186j | 13.243 | -2.726 | -2.726 | -2.726 | 13.243 | -2.726 | -2.726 | -2.726 | 13.243 |  | no
bal_3P_1/0AC |  | oh_cond_1/0_ACSR | oh_cond_1/0_ACSR | oh_cond_1/0_ACSR |  |  | 0.983+1.497j | 0.095+0.781j | 0.095+0.781j | 0.095+0.781j | 0.983+1.497j | 0.095+0.781j | 0.095+0.781j | 0.095+0.781j | 0.983+1.497j | 12.796 | -3.172 | -3.172 | -3.172 | 12.796 | -3.172 | -3.172 | -3.172 | 12.796 |  | no
bal_3P_2AC |  | oh_cond_2_ACSR | oh_cond_2_ACSR | oh_cond_2_ACSR |  |  | 1.505+1.527j | 0.095+0.781j | 0.095+0.781j | 0.095+0.781j | 1.505+1.527j | 0.095+0.781j | 0.095+0.781j | 0.095+0.781j | 1.505+1.527j | 12.393 | -3.017 | -3.017 | -3.017 | 12.393 | -3.017 | -3.017 | -3.017 | 12.393 |  | no
bal_3P_4/0AA |  | oh_cond_4/0_AAAC | oh_cond_4/0_AAAC | oh_cond_4/0_AAAC |  |  | 0.534+1.457j | 0.095+0.781j | 0.095+0.781j | 0.095+0.781j | 0.534+1.457j | 0.095+0.781j | 0.095+0.781j | 0.095+0.781j | 0.534+1.457j | 13.554 | -3.469 | -3.469 | -3.469 | 13.554 | -3.469 | -3.469 | -3.469 | 13.554 |  | no
bal_3P_4/0AA_1/0AA(N) |  | oh_cond_4/0_AAAC | oh_cond_4/0_AAAC | oh_cond_4/0_AAAC | oh_cond_1/0_AAAC |  | 0.64+1.144j | 0.201+0.467j | 0.201+0.467j | 0.201+0.467j | 0.64+1.144j | 0.201+0.467j | 0.201+0.467j | 0.201+0.467j | 0.64+1.144j | 14.027 | -2.996 | -2.996 | -2.996 | 14.027 | -2.996 | -2.996 | -2.996 | 14.027 |  | no
bal_3P_4/0AA_1/0AC(N) |  | oh_cond_4/0_AAAC | oh_cond_4/0_AAAC | oh_cond_4/0_AAAC | oh_cond_1/0_ACSR |  | 0.642+1.145j | 0.203+0.469j | 0.203+0.469j | 0.203+0.469j | 0.642+1.145j | 0.203+0.469j | 0.203+0.469j | 0.203+0.469j | 0.642+1.145j | 14.027 | -2.996 | -2.996 | -2.996 | 14.027 | -2.996 | -2.996 | -2.996 | 14.027 |  | no
bal_3P_4/0AC |  | oh_cond_4/0_ACSR | oh_cond_4/0_ACSR | oh_cond_4/0_ACSR |  |  | 0.54+1.457j | 0.095+0.781j | 0.095+0.781j | 0.095+0.781j | 0.54+1.457j | 0.095+0.781j | 0.095+0.781j | 0.095+0.781j | 0.54+1.457j | 13.554 | -3.469 | -3.469 | -3.469 | 13.554 | -3.469 | -3.469 | -3.469 | 13.554 |  | no
bal_3P_4/0AC_1/0AC(N) |  | oh_cond_4/0_ACSR | oh_cond_4/0_ACSR | oh_cond_4/0_ACSR | oh_cond_1/0_ACSR |  | 0.648+1.145j | 0.203+0.469j | 0.203+0.469j | 0.203+0.469j | 0.648+1.145j | 0.203+0.469j | 0.203+0.469j | 0.203+0.469j | 0.648+1.145j | 14.027 | -2.996 | -2.996 | -2.996 | 14.027 | -2.996 | -2.996 | -2.996 | 14.027 |  | no
bal_3P_336AC_1/0AC(N) |  | oh_cond_336_5_ACSR | oh_cond_336_5_ACSR | oh_cond_336_5_ACSR | oh_cond_1/0_ACSR |  | 0.481+1.101j | 0.203+0.469j | 0.203+0.469j | 0.203+0.469j | 0.481+1.101j | 0.203+0.469j | 0.203+0.469j | 0.203+0.469j | 0.481+1.101j | 14.511 | -3.167 | -3.167 | -3.167 | 14.511 | -3.167 | -3.167 | -3.167 | 14.511 |  | no
unb_TAPWIRE_OH |  | oh_cond_WP-4/0-CU | oh_cond_WP-4/0-CU | oh_cond_WP-4/0-CU | oh_cond_WP-4/0-CU |  | 0.365+1.097j | 0.093+0.433j | 0.094+0.34j | 0.093+0.433j | 0.368+1.078j | 0.095+0.401j | 0.094+0.34j | 0.095+0.401j | 0.368+1.077j | 14.911 | -4.341 | -1.953 | -4.341 | 15.781 | -3.724 | -1.953 | -3.724 | 14.818 |  | no
und_1P_DELTACUST |  | und_cond_1P_DELTACUST | und_cond_1P_DELTACUST | und_cond_1P_DELTACUST |  |  | 0.179+0.233j | 0.061-0.024j | 0.061-0.024j | 0.061-0.024j | 0.179+0.233j | 0.061-0.024j | 0.061-0.024j | 0.061-0.024j | 0.179+0.233j | 324.124 | 0 | 0 | 0 | 324.124 | 0 | 0 | 0 | 324.124 |  | no
und_3P_DELTACUST |  | und_cond_3P_DELTACUST | und_cond_3P_DELTACUST | und_cond_3P_DELTACUST |  |  | 0.179+0.233j | 0.061-0.024j | 0.061-0.024j | 0.061-0.024j | 0.179+0.233j | 0.061-0.024j | 0.061-0.024j | 0.061-0.024j | 0.179+0.233j | 324.124 | 0 | 0 | 0 | 324.124 | 0 | 0 | 0 | 324.124 |  | no
und_TAPWIRE_UG |  | und_cond_TAPWIRE_UG | und_cond_TAPWIRE_UG | und_cond_TAPWIRE_UG |  |  | 0.001+0.001j | 0.0+0.0j | 0.0+0.0j | 0.0+0.0j | 0.001+0.001j | 0.0+0.0j | 0.0+0.0j | 0.0+0.0j | 0.001+0.001j | 0 | 0 | 0 | 0 | 0 | 0 | 0 | 0 | 0 |  | no

## load
data_type | static
owner_type | feeder
owner | 8104402
object | load
name | groupid | parent | bustype | phases | nominal_voltage | load_class | constant_power_A | constant_power_B | constant_power_C | constant_current_A | constant_current_B | constant_current_C | constant_impedance_A | constant_impedance_B | constant_impedance_C | base_power_A | base_power_B | base_power_C | power_pf_A | power_pf_B | power_pf_C | current_pf_A | current_pf_B | current_pf_C | impedance_pf_A | impedance_pf_B | impedance_pf_C | power_fraction_A | power_fraction_B | power_fraction_C | current_fraction_A | current_fraction_B | current_fraction_C | impedance_fraction_A | impedance_fraction_B | impedance_fraction_C | dcircuit | selected | monitored | monitored_fields | class_monitored_fields | played | played_fields | base_kw_A | base_kw_B | base_kw_C | kw_A | kw_B | kw_C | comments | critical_load | dem_resp_lb | dem_resp_ub | dem_resp_shortage_cost | dem_resp_surplus_cost | num_customers
load_220355140 |  | node_1427170_416_15486031_072 |  | AN | 0 | Other | 0 | 0 | 0 | 0 | 0 | 0 | [24 empty] | 8104402 | no | no |  |  | no |  | 0 | 0 | 0 | 0 | 0 | 0 |  | 1 | 1 | 1 | 0 | 0 | 0
load_220355141 |  | node_1427166_472_15486057_13 |  | BN | 0 | Other | 0 | 0 | 0 | 0 | 0 | 0 | [24 empty] | 8104402 | no | no |  |  | no |  | 0 | 0 | 0 | 0 | 0 | 0 |  | 1 | 1 | 1 | 0 | 0 | 0
load_220355142 |  | node_1427169_239_15486004_482 |  | CN | 0 | Other | 0 | 0 | 0 | 0 | 0 | 0 | [24 empty] | 8104402 | no | no |  |  | no |  | 0 | 0 | 0 | 0 | 0 | 0 |  | 1 | 1 | 1 | 0 | 0 | 0
load_220355211 |  | node_1405258_029_15454842_243 |  | AN | 0 | Residential | 4809.6+2048.881j | 0 | 0 | 0 | 0 | 0 | [24 empty] | 8104402 | no | no |  |  | no |  | 0 | 0 | 0 | 0 | 0 | 0 |  | 1 | 1 | 1 | 0 | 0 | 0
load_220355212 |  | node_1406045_425_15455166_631 |  | AN | 0 | Residential | 3693.6+1573.467j | 0 | 0 | 0 | 0 | 0 | [24 empty] | 8104402 | no | no |  |  | no |  | 0 | 0 | 0 | 0 | 0 | 0 |  | 1 | 1 | 1 | 0 | 0 | 0
load_220355213 |  | node_1406372_079_15455580_827 |  | AN | 0 | Residential | 9194.4+3916.798j | 0 | 0 | 0 | 0 | 0 | [24 empty] | 8104402 | no | no |  |  | no |  | 0 | 0 | 0 | 0 | 0 | 0 |  | 1 | 1 | 1 | 0 | 0 | 0
load_220355214 |  | node_1407530_193_15455995_975 |  | AN | 0 | Residential | 1008+429.406j | 0 | 0 | 0 | 0 | 0 | [24 empty] | 8104402 | no | no |  |  | no |  | 0 | 0 | 0 | 0 | 0 | 0 |  | 1 | 1 | 1 | 0 | 0 | 0
load_220355215 |  | node_1408107_303_15456304_134 |  | AN | 0 | Residential | 7790.4+3318.697j | 0 | 0 | 0 | 0 | 0 | [24 empty] | 8104402 | no | no |  |  | no |  | 0 | 0 | 0 | 0 | 0 | 0 |  | 1 | 1 | 1 | 0 | 0 | 0
load_220355216 |  | node_1408978_414_15456572_943 |  | AN | 0 | Residential | 5292+2254.383j | 0 | 0 | 0 | 0 | 0 | [24 empty] | 8104402 | no | no |  |  | no |  | 0 | 0 | 0 | 0 | 0 | 0 |  | 1 | 1 | 1 | 0 | 0 | 0
load_220355217 |  | node_1409221_047_15456667_7 |  | AN | 0 | Other | 0 | 0 | 0 | 0 | 0 | 0 | [24 empty] | 8104402 | no | no |  |  | no |  | 0 | 0 | 0 | 0 | 0 | 0 |  | 1 | 1 | 1 | 0 | 0 | 0
load_220355218 |  | node_1410053_479_15456742_717 |  | AN | 0 | Residential | 9820.8+4183.643j | 0 | 0 | 0 | 0 | 0 | [24 empty] | 8104402 | no | no |  |  | no |  | 0 | 0 | 0 | 0 | 0 | 0 |  | 1 | 1 | 1 | 0 | 0 | 0
load_220355219 |  | node_1410319_347_15456680_129 |  | AN | 0 | Other | 0 | 0 | 0 | 0 | 0 | 0 | [24 empty] | 8104402 | no | no |  |  | no |  | 0 | 0 | 0 | 0 | 0 | 0 |  | 1 | 1 | 1 | 0 | 0 | 0
load_220355220 |  | node_1410528_161_15456795_226 |  | AN | 0 | Residential | 0 | 0 | 0 | 0 | 0 | 0 | [24 empty] | 8104402 | no | no |  |  | no |  | 0 | 0 | 0 | 0 | 0 | 0 |  | 1 | 1 | 1 | 0 | 0 | 0
load_220355221 |  | node_1410828_444_15456968_37 |  | AN | 0 | Residential | 9086.4+3870.79j | 0 | 0 | 0 | 0 | 0 | [24 empty] | 8104402 | no | no |  |  | no |  | 0 | 0 | 0 | 0 | 0 | 0 |  | 1 | 1 | 1 | 0 | 0 | 0
load_220355222 |  | node_1411406_181_15457520_95 |  | AN | 0 | Residential | 7387.2+3146.934j | 0 | 0 | 0 | 0 | 0 | [24 empty] | 8104402 | no | no |  |  | no |  | 0 | 0 | 0 | 0 | 0 | 0 |  | 1 | 1 | 1 | 0 | 0 | 0
load_220355223 |  | node_1411906_636_15457709_908 |  | AN | 0 | Residential | 25365.6+10805.7j | 0 | 0 | 0 | 0 | 0 | [24 empty] | 8104402 | no | no |  |  | no |  | 0 | 0 | 0 | 0 | 0 | 0 |  | 1 | 1 | 1 | 0 | 0 | 0
load_220355224 |  | node_1413721_365_15458826_75 |  | AN | 0 | Residential | 16135.2+6873.566j | 0 | 0 | 0 | 0 | 0 | [24 empty] | 8104402 | no | no |  |  | no |  | 0 | 0 | 0 | 0 | 0 | 0 |  | 1 | 1 | 1 | 0 | 0 | 0
load_220355225 |  | node_1414400_254_15459046_562 |  | AN | 0 | Residential | 45216+19261.935j | 0 | 0 | 0 | 0 | 0 | [24 empty] | 8104402 | no | no |  |  | no |  | 0 | 0 | 0 | 0 | 0 | 0 |  | 1 | 1 | 1 | 0 | 0 | 0
load_220355226 |  | node_1415063_916_15459027_21 |  | AN | 0 | Residential | 44085.6+18780.387j | 0 | 0 | 0 | 0 | 0 | [24 empty] | 8104402 | no | no |  |  | no |  | 0 | 0 | 0 | 0 | 0 | 0 |  | 1 | 1 | 1 | 0 | 0 | 0
load_220355227 |  | node_1415295_148_15459101_12 |  | AN | 0 | Residential | 56160+23924.06j | 0 | 0 | 0 | 0 | 0 | [24 empty] | 8104402 | no | no |  |  | no |  | 0 | 0 | 0 | 0 | 0 | 0 |  | 1 | 1 | 1 | 0 | 0 | 0
load_220355228 |  | node_1415403_353_15458969_511 |  | AN | 0 | Residential | 0 | 0 | 0 | 0 | 0 | 0 | [24 empty] | 8104402 | no | no |  |  | no |  | 0 | 0 | 0 | 0 | 0 | 0 |  | 1 | 1 | 1 | 0 | 0 | 0
load_220355229 |  | node_1415637_216_15459016_266 |  | AN | 0 | Residential | 11700+4984.179j | 0 | 0 | 0 | 0 | 0 | [24 empty] | 8104402 | no | no |  |  | no |  | 0 | 0 | 0 | 0 | 0 | 0 |  | 1 | 1 | 1 | 0 | 0 | 0
load_220355230 |  | node_1415839_09_15459099_909 |  | AN | 0 | Residential | 17373.6+7401.123j | 0 | 0 | 0 | 0 | 0 | [24 empty] | 8104402 | no | no |  |  | no |  | 0 | 0 | 0 | 0 | 0 | 0 |  | 1 | 1 | 1 | 0 | 0 | 0
load_220355231 |  | node_1416053_531_15459153_878 |  | AN | 0 | Residential | 1044+444.742j | 0 | 0 | 0 | 0 | 0 | [24 empty] | 8104402 | no | no |  |  | no |  | 0 | 0 | 0 | 0 | 0 | 0 |  | 1 | 1 | 1 | 0 | 0 | 0
load_220355232 |  | node_1416289_64_15459282_38 |  | AN | 0 | Other | 0 | 0 | 0 | 0 | 0 | 0 | [24 empty] | 8104402 | no | no |  |  | no |  | 0 | 0 | 0 | 0 | 0 | 0 |  | 1 | 1 | 1 | 0 | 0 | 0
load_220355233 |  | node_1416216_377_15459683_842 |  | AN | 0 | Residential | 8978.4+3824.782j | 0 | 0 | 0 | 0 | 0 | [24 empty] | 8104402 | no | no |  |  | no |  | 0 | 0 | 0 | 0 | 0 | 0 |  | 1 | 1 | 1 | 0 | 0 | 0
load_220355234 |  | node_1417031_847_15459805_898 |  | AN | 0 | Residential | 20052+8542.116j | 0 | 0 | 0 | 0 | 0 | [24 empty] | 8104402 | no | no |  |  | no |  | 0 | 0 | 0 | 0 | 0 | 0 |  | 1 | 1 | 1 | 0 | 0 | 0
load_220355351 |  | node_1408082_295_15458356_204 |  | AN | 0 | Residential | 5133.6+2186.904j | 0 | 0 | 0 | 0 | 0 | [24 empty] | 8104402 | no | no |  |  | no |  | 0 | 0 | 0 | 0 | 0 | 0 |  | 1 | 1 | 1 | 0 | 0 | 0
load_220355352 |  | node_1408262_599_15459056_337 |  | AN | 0 | Residential | 10116+4309.398j | 0 | 0 | 0 | 0 | 0 | [24 empty] | 8104402 | no | no |  |  | no |  | 0 | 0 | 0 | 0 | 0 | 0 |  | 1 | 1 | 1 | 0 | 0 | 0
load_220355366 |  | node_1414463_367_15456627_765 |  | AN | 0 | Residential | 7941.6+3383.107j | 0 | 0 | 0 | 0 | 0 | [24 empty] | 8104402 | no | no |  |  | no |  | 0 | 0 | 0 | 0 | 0 | 0 |  | 1 | 1 | 1 | 0 | 0 | 0
load_220355367 |  | node_1414179_076_15458592_294 |  | AN | 0 | Residential | 2973.6+1266.748j | 0 | 0 | 0 | 0 | 0 | [24 empty] | 8104402 | no | no |  |  | no |  | 0 | 0 | 0 | 0 | 0 | 0 |  | 1 | 1 | 1 | 0 | 0 | 0
load_220355368 |  | node_1414206_183_15458142_331 |  | AN | 0 | Residential | 11628+4953.507j | 0 | 0 | 0 | 0 | 0 | [24 empty] | 8104402 | no | no |  |  | no |  | 0 | 0 | 0 | 0 | 0 | 0 |  | 1 | 1 | 1 | 0 | 0 | 0
load_220355369 |  | node_1414240_82_15457587_328 |  | AN | 0 | Residential | 9396+4002.679j | 0 | 0 | 0 | 0 | 0 | [24 empty] | 8104402 | no | no |  |  | no |  | 0 | 0 | 0 | 0 | 0 | 0 |  | 1 | 1 | 1 | 0 | 0 | 0
load_220355815 |  | node_1398466_357_15451001_793 |  | AN | 0 | Residential | 18201.6+7753.849j | 0 | 0 | 0 | 0 | 0 | [24 empty] | 8104402 | no | no |  |  | no |  | 0 | 0 | 0 | 0 | 0 | 0 |  | 1 | 1 | 1 | 0 | 0 | 0
load_220355816 |  | node_1398466_107_15450985_14 |  | AN | 0 | Residential | 18201.6+7753.849j | 0 | 0 | 0 | 0 | 0 | [24 empty] | 8104402 | no | no |  |  | no |  | 0 | 0 | 0 | 0 | 0 | 0 |  | 1 | 1 | 1 | 0 | 0 | 0
load_220355817 |  | node_1398352_059_15450517_571 |  | AN | 0 | NonResidential | 7056+3005.843j | 0 | 0 | 0 | 0 | 0 | [24 empty] | 8104402 | no | no |  |  | no |  | 0 | 0 | 0 | 0 | 0 | 0 |  | 1 | 1 | 1 | 0 | 0 | 0
load_220355820 |  | node_1397875_797_15448113_184 |  | AN | 0 | Residential | 3196.8+1361.831j | 0 | 0 | 0 | 0 | 0 | [24 empty] | 8104402 | no | no |  |  | no |  | 0 | 0 | 0 | 0 | 0 | 0 |  | 1 | 1 | 1 | 0 | 0 | 0
load_220355821 |  | node_1397993_397_15446307_061 |  | AN | 0 | Residential | 3376.8+1438.511j | 0 | 0 | 0 | 0 | 0 | [24 empty] | 8104402 | no | no |  |  | no |  | 0 | 0 | 0 | 0 | 0 | 0 |  | 1 | 1 | 1 | 0 | 0 | 0
load_220355824 |  | node_1397288_849_15450480_643 |  | AN | 0 | Other | 0 | 0 | 0 | 0 | 0 | 0 | [24 empty] | 8104402 | no | no |  |  | no |  | 0 | 0 | 0 | 0 | 0 | 0 |  | 1 | 1 | 1 | 0 | 0 | 0
load_220355825 |  | node_1401424_06_15451074_381 |  | AN | 0 | Residential | 25855.2+11014.269j | 0 | 0 | 0 | 0 | 0 | [24 empty] | 8104402 | no | no |  |  | no |  | 0 | 0 | 0 | 0 | 0 | 0 |  | 1 | 1 | 1 | 0 | 0 | 0
load_220355826 |  | node_1401156_294_15450980_881 |  | AN | 0 | Other | 0 | 0 | 0 | 0 | 0 | 0 | [24 empty] | 8104402 | no | no |  |  | no |  | 0 | 0 | 0 | 0 | 0 | 0 |  | 1 | 1 | 1 | 0 | 0 | 0
load_220355827 |  | node_1401659_28_15451192_838 |  | AN | 0 | Residential | 4917.6+2094.889j | 0 | 0 | 0 | 0 | 0 | [24 empty] | 8104402 | no | no |  |  | no |  | 0 | 0 | 0 | 0 | 0 | 0 |  | 1 | 1 | 1 | 0 | 0 | 0
load_220355828 |  | node_1402015_556_15451816_926 |  | AN | 0 | Residential | 10029.6+4272.592j | 0 | 0 | 0 | 0 | 0 | [24 empty] | 8104402 | no | no |  |  | no |  | 0 | 0 | 0 | 0 | 0 | 0 |  | 1 | 1 | 1 | 0 | 0 | 0
load_220355829 |  | node_1402245_922_15451871_159 |  | AN | 0 | Residential | 41400+17636.326j | 0 | 0 | 0 | 0 | 0 | [24 empty] | 8104402 | no | no |  |  | no |  | 0 | 0 | 0 | 0 | 0 | 0 |  | 1 | 1 | 1 | 0 | 0 | 0
load_220355830 |  | node_1402627_479_15452243_638 |  | AN | 0 | Residential | 5508+2346.398j | 0 | 0 | 0 | 0 | 0 | [24 empty] | 8104402 | no | no |  |  | no |  | 0 | 0 | 0 | 0 | 0 | 0 |  | 1 | 1 | 1 | 0 | 0 | 0
load_220355831 |  | node_1402757_866_15452473_334 |  | AN | 0 | Residential | 698.4+297.517j | 0 | 0 | 0 | 0 | 0 | [24 empty] | 8104402 | no | no |  |  | no |  | 0 | 0 | 0 | 0 | 0 | 0 |  | 1 | 1 | 1 | 0 | 0 | 0
load_220355832 |  | node_1403029_105_15452755_039 |  | AN | 0 | Residential | 0 | 0 | 0 | 0 | 0 | 0 | [24 empty] | 8104402 | no | no |  |  | no |  | 0 | 0 | 0 | 0 | 0 | 0 |  | 1 | 1 | 1 | 0 | 0 | 0
load_220355833 |  | node_1404170_495_15453813_025 |  | AN | 0 | Residential | 7048.8+3002.776j | 0 | 0 | 0 | 0 | 0 | [24 empty] | 8104402 | no | no |  |  | no |  | 0 | 0 | 0 | 0 | 0 | 0 |  | 1 | 1 | 1 | 0 | 0 | 0
load_220355834 |  | node_1398947_215_15450421_604 |  | AN | 0 | Residential | 20268+8634.132j | 0 | 0 | 0 | 0 | 0 | [24 empty] | 8104402 | no | no |  |  | no |  | 0 | 0 | 0 | 0 | 0 | 0 |  | 1 | 1 | 1 | 0 | 0 | 0
load_220355835 |  | node_1399213_645_15450364_218 |  | AN | 0 | Residential | 15926.4+6784.618j | 0 | 0 | 0 | 0 | 0 | [24 empty] | 8104402 | no | no |  |  | no |  | 0 | 0 | 0 | 0 | 0 | 0 |  | 1 | 1 | 1 | 0 | 0 | 0
load_220355836 |  | node_1399463_588_15450467_955 |  | AN | 0 | Residential | 7459.2+3177.606j | 0 | 0 | 0 | 0 | 0 | [24 empty] | 8104402 | no | no |  |  | no |  | 0 | 0 | 0 | 0 | 0 | 0 |  | 1 | 1 | 1 | 0 | 0 | 0
load_220355837 |  | node_1399684_806_15450650_847 |  | AN | 0 | Residential | 11268+4800.148j | 0 | 0 | 0 | 0 | 0 | [24 empty] | 8104402 | no | no |  |  | no |  | 0 | 0 | 0 | 0 | 0 | 0 |  | 1 | 1 | 1 | 0 | 0 | 0
load_220355838 |  | node_1400499_256_15451051_371 |  | AN | 0 | Residential | 17179.2+7318.309j | 0 | 0 | 0 | 0 | 0 | [24 empty] | 8104402 | no | no |  |  | no |  | 0 | 0 | 0 | 0 | 0 | 0 |  | 1 | 1 | 1 | 0 | 0 | 0
load_220355839 |  | node_1398796_49_15450597_673 |  | AN | 0 | Residential | 32558.4+13869.82j | 0 | 0 | 0 | 0 | 0 | [24 empty] | 8104402 | no | no |  |  | no |  | 0 | 0 | 0 | 0 | 0 | 0 |  | 1 | 1 | 1 | 0 | 0 | 0
load_220355856 |  | node_1398532_579_15444701_312 |  | AN | 0 | NonResidential | 71000+30245.873j | 0 | 0 | 0 | 0 | 0 | [24 empty] | 8104402 | no | no |  |  | no |  | 0 | 0 | 0 | 0 | 0 | 0 |  | 1 | 1 | 1 | 0 | 0 | 0
load_220355857 |  | node_1398542_126_15444724_689 |  | BN | 0 | NonResidential | 0 | 71000+30245.873j | 0 | 0 | 0 | 0 | [24 empty] | 8104402 | no | no |  |  | no |  | 0 | 0 | 0 | 0 | 0 | 0 |  | 1 | 1 | 1 | 0 | 0 | 0
load_220355858 |  | node_1398518_896_15444682_033 |  | CN | 0 | NonResidential | 0 | 0 | 71000+30245.873j | 0 | 0 | 0 | [24 empty] | 8104402 | no | no |  |  | no |  | 0 | 0 | 0 | 0 | 0 | 0 |  | 1 | 1 | 1 | 0 | 0 | 0
load_220355861 |  | node_1388166_302_15437863_567 |  | AN | 0 | Residential | 31010.4+13210.375j | 0 | 0 | 0 | 0 | 0 | [24 empty] | 8104402 | no | no |  |  | no |  | 0 | 0 | 0 | 0 | 0 | 0 |  | 1 | 1 | 1 | 0 | 0 | 0
load_220355862 |  | node_1387949_785_15438035_552 |  | AN | 0 | Residential | 1267.2+539.825j | 0 | 0 | 0 | 0 | 0 | [24 empty] | 8104402 | no | no |  |  | no |  | 0 | 0 | 0 | 0 | 0 | 0 |  | 1 | 1 | 1 | 0 | 0 | 0
load_220355863 |  | node_1386309_852_15439364_049 |  | AN | 0 | NonResidential | 165.6+70.545j | 0 | 0 | 0 | 0 | 0 | [24 empty] | 8104402 | no | no |  |  | no |  | 0 | 0 | 0 | 0 | 0 | 0 |  | 1 | 1 | 1 | 0 | 0 | 0
load_220355864 |  | node_1385947_174_15439097_895 |  | AN | 0 | Residential | 6184.8+2634.714j | 0 | 0 | 0 | 0 | 0 | [24 empty] | 8104402 | no | no |  |  | no |  | 0 | 0 | 0 | 0 | 0 | 0 |  | 1 | 1 | 1 | 0 | 0 | 0
load_220355865 |  | node_1385598_539_15438400_889 |  | AN | 0 | Residential | 4111.2+1751.364j | 0 | 0 | 0 | 0 | 0 | [24 empty] | 8104402 | no | no |  |  | no |  | 0 | 0 | 0 | 0 | 0 | 0 |  | 1 | 1 | 1 | 0 | 0 | 0
load_220355866 |  | node_1390509_966_15439923_353 |  | AN | 0 | Residential | 4111.2+1751.364j | 0 | 0 | 0 | 0 | 0 | [24 empty] | 8104402 | no | no |  |  | no |  | 0 | 0 | 0 | 0 | 0 | 0 |  | 1 | 1 | 1 | 0 | 0 | 0
load_220355869 |  | node_1389622_426_15438996_51 |  | AN | 0 | Residential | 10519.2+4481.16j | 0 | 0 | 0 | 0 | 0 | [24 empty] | 8104402 | no | no |  |  | no |  | 0 | 0 | 0 | 0 | 0 | 0 |  | 1 | 1 | 1 | 0 | 0 | 0
load_220355870 |  | node_1389288_89_15438649_137 |  | AN | 0 | Residential | 741.6+315.92j | 0 | 0 | 0 | 0 | 0 | [24 empty] | 8104402 | no | no |  |  | no |  | 0 | 0 | 0 | 0 | 0 | 0 |  | 1 | 1 | 1 | 0 | 0 | 0
load_220355871 |  | node_1389041_911_15438382_924 |  | AN | 0 | Residential | 12780+5444.257j | 0 | 0 | 0 | 0 | 0 | [24 empty] | 8104402 | no | no |  |  | no |  | 0 | 0 | 0 | 0 | 0 | 0 |  | 1 | 1 | 1 | 0 | 0 | 0
load_220355872 |  | node_1388554_422_15450374_233 |  | AN | 0 | Residential | 71316+30380.489j | 0 | 0 | 0 | 0 | 0 | [24 empty] | 8104402 | no | no |  |  | no |  | 0 | 0 | 0 | 0 | 0 | 0 |  | 1 | 1 | 1 | 0 | 0 | 0
load_220355873 |  | node_1385217_233_15452664_225 |  | AN | 0 | Residential | 12643.2+5385.981j | 0 | 0 | 0 | 0 | 0 | [24 empty] | 8104402 | no | no |  |  | no |  | 0 | 0 | 0 | 0 | 0 | 0 |  | 1 | 1 | 1 | 0 | 0 | 0
load_220355874 |  | node_1384018_474_15453628_551 |  | AN | 0 | Residential | 3492+1487.586j | 0 | 0 | 0 | 0 | 0 | [24 empty] | 8104402 | no | no |  |  | no |  | 0 | 0 | 0 | 0 | 0 | 0 |  | 1 | 1 | 1 | 0 | 0 | 0
load_220355875 |  | node_1382259_841_15455095_85 |  | AN | 0 | Residential | 295.2+125.755j | 0 | 0 | 0 | 0 | 0 | [24 empty] | 8104402 | no | no |  |  | no |  | 0 | 0 | 0 | 0 | 0 | 0 |  | 1 | 1 | 1 | 0 | 0 | 0
load_220355877 |  | node_1381157_688_15456103_735 |  | AN | 0 | Residential | 3600+1533.594j | 0 | 0 | 0 | 0 | 0 | [24 empty] | 8104402 | no | no |  |  | no |  | 0 | 0 | 0 | 0 | 0 | 0 |  | 1 | 1 | 1 | 0 | 0 | 0
load_220355878 |  | node_1380685_816_15456210_806 |  | AN | 0 | Residential | 14.4+6.134j | 0 | 0 | 0 | 0 | 0 | [24 empty] | 8104402 | no | no |  |  | no |  | 0 | 0 | 0 | 0 | 0 | 0 |  | 1 | 1 | 1 | 0 | 0 | 0
load_220355879 |  | node_1380142_099_15456377_899 |  | AN | 0 | Residential | 8856+3772.64j | 0 | 0 | 0 | 0 | 0 | [24 empty] | 8104402 | no | no |  |  | no |  | 0 | 0 | 0 | 0 | 0 | 0 |  | 1 | 1 | 1 | 0 | 0 | 0
load_220355886 |  | node_1386519_932_15447119_713 |  | AN | 0 | Residential | 2440.8+1039.776j | 0 | 0 | 0 | 0 | 0 | [24 empty] | 8104402 | no | no |  |  | no |  | 0 | 0 | 0 | 0 | 0 | 0 |  | 1 | 1 | 1 | 0 | 0 | 0
load_220355887 |  | node_1385238_495_15446331_686 |  | AN | 0 | Residential | 6372+2714.461j | 0 | 0 | 0 | 0 | 0 | [24 empty] | 8104402 | no | no |  |  | no |  | 0 | 0 | 0 | 0 | 0 | 0 |  | 1 | 1 | 1 | 0 | 0 | 0
load_220355888 |  | node_1384990_707_15446116_035 |  | AN | 0 | Residential | 3823.2+1628.676j | 0 | 0 | 0 | 0 | 0 | [24 empty] | 8104402 | no | no |  |  | no |  | 0 | 0 | 0 | 0 | 0 | 0 |  | 1 | 1 | 1 | 0 | 0 | 0
load_220355889 |  | node_1384155_556_15445785_108 |  | AN | 0 | Residential | 676.8+288.316j | 0 | 0 | 0 | 0 | 0 | [24 empty] | 8104402 | no | no |  |  | no |  | 0 | 0 | 0 | 0 | 0 | 0 |  | 1 | 1 | 1 | 0 | 0 | 0
load_220355890 |  | node_1384405_547_15445353_768 |  | AN | 0 | Residential | 3168+1349.562j | 0 | 0 | 0 | 0 | 0 | [24 empty] | 8104402 | no | no |  |  | no |  | 0 | 0 | 0 | 0 | 0 | 0 |  | 1 | 1 | 1 | 0 | 0 | 0
load_220355891 |  | node_1383949_525_15444531_954 |  | AN | 0 | Residential | 7812+3327.898j | 0 | 0 | 0 | 0 | 0 | [24 empty] | 8104402 | no | no |  |  | no |  | 0 | 0 | 0 | 0 | 0 | 0 |  | 1 | 1 | 1 | 0 | 0 | 0
load_220355892 |  | node_1383776_927_15444150_421 |  | AN | 0 | Residential | 5076+2162.367j | 0 | 0 | 0 | 0 | 0 | [24 empty] | 8104402 | no | no |  |  | no |  | 0 | 0 | 0 | 0 | 0 | 0 |  | 1 | 1 | 1 | 0 | 0 | 0
load_220355899 |  | node_1379527_526_15452385_975 |  | AN | 0 | Residential | 5090.4+2168.501j | 0 | 0 | 0 | 0 | 0 | [24 empty] | 8104402 | no | no |  |  | no |  | 0 | 0 | 0 | 0 | 0 | 0 |  | 1 | 1 | 1 | 0 | 0 | 0
load_220355900 |  | node_1381764_36_15453700_475 |  | AN | 0 | Residential | 0 | 0 | 0 | 0 | 0 | 0 | [24 empty] | 8104402 | no | no |  |  | no |  | 0 | 0 | 0 | 0 | 0 | 0 |  | 1 | 1 | 1 | 0 | 0 | 0
load_220355901 |  | node_1381969_813_15453006_048 |  | AN | 0 | Residential | 4838.4+2061.15j | 0 | 0 | 0 | 0 | 0 | [24 empty] | 8104402 | no | no |  |  | no |  | 0 | 0 | 0 | 0 | 0 | 0 |  | 1 | 1 | 1 | 0 | 0 | 0
load_220355902 |  | node_1380165_279_15452522_413 |  | AN | 0 | Residential | 9453.6+4027.217j | 0 | 0 | 0 | 0 | 0 | [24 empty] | 8104402 | no | no |  |  | no |  | 0 | 0 | 0 | 0 | 0 | 0 |  | 1 | 1 | 1 | 0 | 0 | 0
load_220355939 |  | node_1382260_167_15459819_503 |  | AN | 0 | NonResidential | 907.2+386.466j | 0 | 0 | 0 | 0 | 0 | [24 empty] | 8104402 | no | no |  |  | no |  | 0 | 0 | 0 | 0 | 0 | 0 |  | 1 | 1 | 1 | 0 | 0 | 0
load_220355940 |  | node_1381126_568_15459817_941 |  | AN | 0 | Residential | 18655.2+7947.082j | 0 | 0 | 0 | 0 | 0 | [24 empty] | 8104402 | no | no |  |  | no |  | 0 | 0 | 0 | 0 | 0 | 0 |  | 1 | 1 | 1 | 0 | 0 | 0
load_220355941 |  | node_1380776_986_15459684_77 |  | AN | 0 | Residential | 8791.2+3745.036j | 0 | 0 | 0 | 0 | 0 | [24 empty] | 8104402 | no | no |  |  | no |  | 0 | 0 | 0 | 0 | 0 | 0 |  | 1 | 1 | 1 | 0 | 0 | 0
load_220355943 |  | node_1382383_234_15458675_81 |  | AN | 0 | Residential | 4140+1763.633j | 0 | 0 | 0 | 0 | 0 | [24 empty] | 8104402 | no | no |  |  | no |  | 0 | 0 | 0 | 0 | 0 | 0 |  | 1 | 1 | 1 | 0 | 0 | 0
load_220355947 |  | node_1382771_687_15448500_19 |  | AN | 0 | Residential | 6876+2929.164j | 0 | 0 | 0 | 0 | 0 | [24 empty] | 8104402 | no | no |  |  | no |  | 0 | 0 | 0 | 0 | 0 | 0 |  | 1 | 1 | 1 | 0 | 0 | 0
load_220355948 |  | node_1382394_505_15448686_396 |  | AN | 0 | Residential | 15192+6471.765j | 0 | 0 | 0 | 0 | 0 | [24 empty] | 8104402 | no | no |  |  | no |  | 0 | 0 | 0 | 0 | 0 | 0 |  | 1 | 1 | 1 | 0 | 0 | 0
load_220355949 |  | node_1380393_611_15449177_687 |  | AN | 0 | Residential | 8877.6+3781.842j | 0 | 0 | 0 | 0 | 0 | [24 empty] | 8104402 | no | no |  |  | no |  | 0 | 0 | 0 | 0 | 0 | 0 |  | 1 | 1 | 1 | 0 | 0 | 0
load_220355950 |  | node_1379949_499_15449209_971 |  | AN | 0 | Residential | 10404+4432.085j | 0 | 0 | 0 | 0 | 0 | [24 empty] | 8104402 | no | no |  |  | no |  | 0 | 0 | 0 | 0 | 0 | 0 |  | 1 | 1 | 1 | 0 | 0 | 0
load_220355951 |  | node_1379535_226_15449196_462 |  | AN | 0 | Residential | 6645.6+2831.014j | 0 | 0 | 0 | 0 | 0 | [24 empty] | 8104402 | no | no |  |  | no |  | 0 | 0 | 0 | 0 | 0 | 0 |  | 1 | 1 | 1 | 0 | 0 | 0
load_220355954 |  | node_1388208_008_15437316_35 |  | AN | 0 | Residential | 2203.2+938.559j | 0 | 0 | 0 | 0 | 0 | [24 empty] | 8104402 | no | no |  |  | no |  | 0 | 0 | 0 | 0 | 0 | 0 |  | 1 | 1 | 1 | 0 | 0 | 0
load_220355955 |  | node_1387519_383_15434281_177 |  | AN | 0 | Residential | 5076+2162.367j | 0 | 0 | 0 | 0 | 0 | [24 empty] | 8104402 | no | no |  |  | no |  | 0 | 0 | 0 | 0 | 0 | 0 |  | 1 | 1 | 1 | 0 | 0 | 0
load_220355956 |  | node_1385425_67_15434269_308 |  | AN | 0 | Residential | 5284.8+2251.315j | 0 | 0 | 0 | 0 | 0 | [24 empty] | 8104402 | no | no |  |  | no |  | 0 | 0 | 0 | 0 | 0 | 0 |  | 1 | 1 | 1 | 0 | 0 | 0
load_220355958 |  | node_1388363_316_15434163_592 |  | AN | 0 | Residential | 626.4+266.845j | 0 | 0 | 0 | 0 | 0 | [24 empty] | 8104402 | no | no |  |  | no |  | 0 | 0 | 0 | 0 | 0 | 0 |  | 1 | 1 | 1 | 0 | 0 | 0
load_220355959 |  | node_1388757_372_15434184_267 |  | AN | 0 | Residential | 11059.2+4711.199j | 0 | 0 | 0 | 0 | 0 | [24 empty] | 8104402 | no | no |  |  | no |  | 0 | 0 | 0 | 0 | 0 | 0 |  | 1 | 1 | 1 | 0 | 0 | 0
load_220355965 |  | node_1388860_681_15446271_48 |  | AN | 0 | Residential | 633.6+269.912j | 0 | 0 | 0 | 0 | 0 | [24 empty] | 8104402 | no | no |  |  | no |  | 0 | 0 | 0 | 0 | 0 | 0 |  | 1 | 1 | 1 | 0 | 0 | 0
load_220355966 |  | node_1391536_137_15446614_586 |  | AN | 0 | Residential | 92628+39459.363j | 0 | 0 | 0 | 0 | 0 | [24 empty] | 8104402 | no | no |  |  | no |  | 0 | 0 | 0 | 0 | 0 | 0 |  | 1 | 1 | 1 | 0 | 0 | 0
load_220355968 |  | node_1391225_694_15446584_841 |  | AN | 0 | Residential | 2664+1134.859j | 0 | 0 | 0 | 0 | 0 | [24 empty] | 8104402 | no | no |  |  | no |  | 0 | 0 | 0 | 0 | 0 | 0 |  | 1 | 1 | 1 | 0 | 0 | 0
load_220355969 |  | node_1391043_134_15446685_34 |  | AN | 0 | Residential | 1216.8+518.355j | 0 | 0 | 0 | 0 | 0 | [24 empty] | 8104402 | no | no |  |  | no |  | 0 | 0 | 0 | 0 | 0 | 0 |  | 1 | 1 | 1 | 0 | 0 | 0
load_220355970 |  | node_1390602_869_15446358_013 |  | AN | 0 | Residential | 14054.4+5987.149j | 0 | 0 | 0 | 0 | 0 | [24 empty] | 8104402 | no | no |  |  | no |  | 0 | 0 | 0 | 0 | 0 | 0 |  | 1 | 1 | 1 | 0 | 0 | 0
load_220355971 |  | node_1396627_764_15454028_337 |  | AN | 0 | Residential | 62.4+26.582j | 0 | 0 | 0 | 0 | 0 | [24 empty] | 8104402 | no | no |  |  | no |  | 0 | 0 | 0 | 0 | 0 | 0 |  | 1 | 1 | 1 | 0 | 0 | 0
load_220355977 |  | node_1397452_411_15453471_208 |  | AN | 0 | Residential | 21592.8+9198.494j | 0 | 0 | 0 | 0 | 0 | [24 empty] | 8104402 | no | no |  |  | no |  | 0 | 0 | 0 | 0 | 0 | 0 |  | 1 | 1 | 1 | 0 | 0 | 0
load_220355978 |  | node_1397577_256_15453098_358 |  | AN | 0 | NonResidential | 183000+77957.674j | 0 | 0 | 0 | 0 | 0 | [24 empty] | 8104402 | no | no |  |  | no |  | 0 | 0 | 0 | 0 | 0 | 0 |  | 1 | 1 | 1 | 0 | 0 | 0
load_220355980 |  | node_1397278_047_15453058_297 |  | AN | 0 | NonResidential | 8000+3407.986j | 0 | 0 | 0 | 0 | 0 | [24 empty] | 8104402 | no | no |  |  | no |  | 0 | 0 | 0 | 0 | 0 | 0 |  | 1 | 1 | 1 | 0 | 0 | 0
load_220355981 |  | node_1397232_731_15452910_644 |  | AN | 0 | Residential | 3398.4+1447.712j | 0 | 0 | 0 | 0 | 0 | [24 empty] | 8104402 | no | no |  |  | no |  | 0 | 0 | 0 | 0 | 0 | 0 |  | 1 | 1 | 1 | 0 | 0 | 0
load_220355982 |  | node_1397120_802_15452522_423 |  | AN | 0 | Residential | 8716.8+3713.341j | 0 | 0 | 0 | 0 | 0 | [24 empty] | 8104402 | no | no |  |  | no |  | 0 | 0 | 0 | 0 | 0 | 0 |  | 1 | 1 | 1 | 0 | 0 | 0
load_220355983 |  | node_1397112_075_15452542_791 |  | BN | 0 | NonResidential | 0 | 0 | 0 | 0 | 0 | 0 | [24 empty] | 8104402 | no | no |  |  | no |  | 0 | 0 | 0 | 0 | 0 | 0 |  | 1 | 1 | 1 | 0 | 0 | 0
load_220355986 |  | node_1396622_736_15451135_123 |  | AN | 0 | NonResidential | 86.4+36.806j | 0 | 0 | 0 | 0 | 0 | [24 empty] | 8104402 | no | no |  |  | no |  | 0 | 0 | 0 | 0 | 0 | 0 |  | 1 | 1 | 1 | 0 | 0 | 0
load_220355987 |  | node_1396625_088_15451161_583 |  | AN | 0 | NonResidential | 86.4+36.806j | 0 | 0 | 0 | 0 | 0 | [24 empty] | 8104402 | no | no |  |  | no |  | 0 | 0 | 0 | 0 | 0 | 0 |  | 1 | 1 | 1 | 0 | 0 | 0
load_220355988 |  | node_1396571_227_15450851_746 |  | AN | 0 | NonResidential | 20000+8519.964j | 0 | 0 | 0 | 0 | 0 | [24 empty] | 8104402 | no | no |  |  | no |  | 0 | 0 | 0 | 0 | 0 | 0 |  | 1 | 1 | 1 | 0 | 0 | 0
load_220355991 |  | node_1396432_306_15450442_047 |  | AN | 0 | Residential | 4096.8+1745.229j | 0 | 0 | 0 | 0 | 0 | [24 empty] | 8104402 | no | no |  |  | no |  | 0 | 0 | 0 | 0 | 0 | 0 |  | 1 | 1 | 1 | 0 | 0 | 0
load_220355992 |  | node_1396220_154_15450062_449 |  | AN | 0 | Residential | 11707.2+4987.246j | 0 | 0 | 0 | 0 | 0 | [24 empty] | 8104402 | no | no |  |  | no |  | 0 | 0 | 0 | 0 | 0 | 0 |  | 1 | 1 | 1 | 0 | 0 | 0
load_220355993 |  | node_1396471_494_15449859_267 |  | AN | 0 | NonResidential | 57.6+24.537j | 0 | 0 | 0 | 0 | 0 | [24 empty] | 8104402 | no | no |  |  | no |  | 0 | 0 | 0 | 0 | 0 | 0 |  | 1 | 1 | 1 | 0 | 0 | 0
load_220355994 |  | node_1396094_252_15449690_95 |  | AN | 0 | Residential | 21578.4+9192.36j | 0 | 0 | 0 | 0 | 0 | [24 empty] | 8104402 | no | no |  |  | no |  | 0 | 0 | 0 | 0 | 0 | 0 |  | 1 | 1 | 1 | 0 | 0 | 0
load_220355995 |  | node_1395675_874_15448403_42 |  | AN | 0 | Residential | 24019.2+10232.136j | 0 | 0 | 0 | 0 | 0 | [24 empty] | 8104402 | no | no |  |  | no |  | 0 | 0 | 0 | 0 | 0 | 0 |  | 1 | 1 | 1 | 0 | 0 | 0
load_220355996 |  | node_1395566_788_15448064_133 |  | AN | 0 | Residential | 4564.8+1944.597j | 0 | 0 | 0 | 0 | 0 | [24 empty] | 8104402 | no | no |  |  | no |  | 0 | 0 | 0 | 0 | 0 | 0 |  | 1 | 1 | 1 | 0 | 0 | 0
load_220355997 |  | node_1395316_959_15447738_247 |  | AN | 0 | Residential | 31003.2+13207.308j | 0 | 0 | 0 | 0 | 0 | [24 empty] | 8104402 | no | no |  |  | no |  | 0 | 0 | 0 | 0 | 0 | 0 |  | 1 | 1 | 1 | 0 | 0 | 0
load_220355998 |  | node_1394966_403_15447578_609 |  | AN | 0 | Residential | 31003.2+13207.308j | 0 | 0 | 0 | 0 | 0 | [24 empty] | 8104402 | no | no |  |  | no |  | 0 | 0 | 0 | 0 | 0 | 0 |  | 1 | 1 | 1 | 0 | 0 | 0
load_220356000 |  | node_1394773_118_15446804_808 |  | AN | 0 | Residential | 37411.2+15937.104j | 0 | 0 | 0 | 0 | 0 | [24 empty] | 8104402 | no | no |  |  | no |  | 0 | 0 | 0 | 0 | 0 | 0 |  | 1 | 1 | 1 | 0 | 0 | 0
load_220356002 |  | node_1393943_385_15446817_649 |  | AN | 0 | Other | 0 | 0 | 0 | 0 | 0 | 0 | [24 empty] | 8104402 | no | no |  |  | no |  | 0 | 0 | 0 | 0 | 0 | 0 |  | 1 | 1 | 1 | 0 | 0 | 0
load_220356003 |  | node_1393591_637_15446496_296 |  | AN | 0 | Residential | 2390.4+1018.306j | 0 | 0 | 0 | 0 | 0 | [24 empty] | 8104402 | no | no |  |  | no |  | 0 | 0 | 0 | 0 | 0 | 0 |  | 1 | 1 | 1 | 0 | 0 | 0
load_220356004 |  | node_1394037_272_15444925_643 |  | AN | 0 | Residential | 0 | 0 | 0 | 0 | 0 | 0 | [24 empty] | 8104402 | no | no |  |  | no |  | 0 | 0 | 0 | 0 | 0 | 0 |  | 1 | 1 | 1 | 0 | 0 | 0
load_220356005 |  | node_1394372_69_15445200_564 |  | AN | 0 | NonResidential | 0 | 0 | 0 | 0 | 0 | 0 | [24 empty] | 8104402 | no | no |  |  | no |  | 0 | 0 | 0 | 0 | 0 | 0 |  | 1 | 1 | 1 | 0 | 0 | 0
load_220356006 |  | node_1393134_381_15442171_539 |  | AN | 0 | NonResidential | 259.2+110.419j | 0 | 0 | 0 | 0 | 0 | [24 empty] | 8104402 | no | no |  |  | no |  | 0 | 0 | 0 | 0 | 0 | 0 |  | 1 | 1 | 1 | 0 | 0 | 0
load_220356007 |  | node_1392458_887_15441729_707 |  | AN | 0 | Residential | 9194.4+3916.798j | 0 | 0 | 0 | 0 | 0 | [24 empty] | 8104402 | no | no |  |  | no |  | 0 | 0 | 0 | 0 | 0 | 0 |  | 1 | 1 | 1 | 0 | 0 | 0
load_220356008 |  | node_1391901_448_15438356_303 |  | AN | 0 | Residential | 14594.4+6217.188j | 0 | 0 | 0 | 0 | 0 | [24 empty] | 8104402 | no | no |  |  | no |  | 0 | 0 | 0 | 0 | 0 | 0 |  | 1 | 1 | 1 | 0 | 0 | 0
load_220356009 |  | node_1392070_36_15434777_613 |  | AN | 0 | Residential | 4492.8+1913.925j | 0 | 0 | 0 | 0 | 0 | [24 empty] | 8104402 | no | no |  |  | no |  | 0 | 0 | 0 | 0 | 0 | 0 |  | 1 | 1 | 1 | 0 | 0 | 0
load_220356020 |  | node_1391428_376_15441238_242 |  | AN | 0 | Residential | 7401.6+3153.068j | 0 | 0 | 0 | 0 | 0 | [24 empty] | 8104402 | no | no |  |  | no |  | 0 | 0 | 0 | 0 | 0 | 0 |  | 1 | 1 | 1 | 0 | 0 | 0
load_220356021 |  | node_1390130_607_15448950_437 |  | AN | 0 | Residential | 0 | 0 | 0 | 0 | 0 | 0 | [24 empty] | 8104402 | no | no |  |  | no |  | 0 | 0 | 0 | 0 | 0 | 0 |  | 1 | 1 | 1 | 0 | 0 | 0
load_220356022 |  | node_1390824_402_15448878_011 |  | AN | 0 | Residential | 6084+2591.773j | 0 | 0 | 0 | 0 | 0 | [24 empty] | 8104402 | no | no |  |  | no |  | 0 | 0 | 0 | 0 | 0 | 0 |  | 1 | 1 | 1 | 0 | 0 | 0
load_220356023 |  | node_1392162_087_15446135_737 |  | AN | 0 | Residential | 0 | 0 | 0 | 0 | 0 | 0 | [24 empty] | 8104402 | no | no |  |  | no |  | 0 | 0 | 0 | 0 | 0 | 0 |  | 1 | 1 | 1 | 0 | 0 | 0
load_220356024 |  | node_1391873_35_15446603_78 |  | AN | 0 | NonResidential | 266.4+113.486j | 0 | 0 | 0 | 0 | 0 | [24 empty] | 8104402 | no | no |  |  | no |  | 0 | 0 | 0 | 0 | 0 | 0 |  | 1 | 1 | 1 | 0 | 0 | 0
load_220356025 |  | node_1381698_7_15456549_677 |  | AN | 0 | Residential | 11512.8+4904.432j | 0 | 0 | 0 | 0 | 0 | [24 empty] | 8104402 | no | no |  |  | no |  | 0 | 0 | 0 | 0 | 0 | 0 |  | 1 | 1 | 1 | 0 | 0 | 0
load_220356026 |  | node_1386640_046_15435244_895 |  | AN | 0 | Residential | 1987.2+846.544j | 0 | 0 | 0 | 0 | 0 | [24 empty] | 8104402 | no | no |  |  | no |  | 0 | 0 | 0 | 0 | 0 | 0 |  | 1 | 1 | 1 | 0 | 0 | 0
load_220356034 |  | node_1379061_971_15456497_683 |  | AN | 0 | Residential | 5911.2+2518.161j | 0 | 0 | 0 | 0 | 0 | [24 empty] | 8104402 | no | no |  |  | no |  | 0 | 0 | 0 | 0 | 0 | 0 |  | 1 | 1 | 1 | 0 | 0 | 0
load_220356035 |  | node_1378631_608_15456354_174 |  | AN | 0 | Residential | 2714.4+1156.33j | 0 | 0 | 0 | 0 | 0 | [24 empty] | 8104402 | no | no |  |  | no |  | 0 | 0 | 0 | 0 | 0 | 0 |  | 1 | 1 | 1 | 0 | 0 | 0
load_220356036 |  | node_1377984_249_15456696_345 |  | AN | 0 | Other | 0 | 0 | 0 | 0 | 0 | 0 | [24 empty] | 8104402 | no | no |  |  | no |  | 0 | 0 | 0 | 0 | 0 | 0 |  | 1 | 1 | 1 | 0 | 0 | 0
load_220356037 |  | node_1377696_746_15456884_023 |  | AN | 0 | Residential | 23968.8+10210.666j | 0 | 0 | 0 | 0 | 0 | [24 empty] | 8104402 | no | no |  |  | no |  | 0 | 0 | 0 | 0 | 0 | 0 |  | 1 | 1 | 1 | 0 | 0 | 0
load_220356038 |  | node_1377048_306_15457086_558 |  | AN | 0 | Residential | 7696.8+3278.823j | 0 | 0 | 0 | 0 | 0 | [24 empty] | 8104402 | no | no |  |  | no |  | 0 | 0 | 0 | 0 | 0 | 0 |  | 1 | 1 | 1 | 0 | 0 | 0
load_220356039 |  | node_1375445_79_15457880_048 |  | AN | 0 | Residential | 3225.6+1374.1j | 0 | 0 | 0 | 0 | 0 | [24 empty] | 8104402 | no | no |  |  | no |  | 0 | 0 | 0 | 0 | 0 | 0 |  | 1 | 1 | 1 | 0 | 0 | 0
load_220356040 |  | node_1375690_399_15457267_324 |  | AN | 0 | Residential | 20304+8649.468j | 0 | 0 | 0 | 0 | 0 | [24 empty] | 8104402 | no | no |  |  | no |  | 0 | 0 | 0 | 0 | 0 | 0 |  | 1 | 1 | 1 | 0 | 0 | 0
load_220356041 |  | node_1375026_156_15457519_616 |  | AN | 0 | Residential | 50.4+21.47j | 0 | 0 | 0 | 0 | 0 | [24 empty] | 8104402 | no | no |  |  | no |  | 0 | 0 | 0 | 0 | 0 | 0 |  | 1 | 1 | 1 | 0 | 0 | 0
load_220356043 |  | node_1374459_339_15457979_481 |  | AN | 0 | Residential | 6710.4+2858.618j | 0 | 0 | 0 | 0 | 0 | [24 empty] | 8104402 | no | no |  |  | no |  | 0 | 0 | 0 | 0 | 0 | 0 |  | 1 | 1 | 1 | 0 | 0 | 0
load_220356044 |  | node_1374402_212_15458276_77 |  | AN | 0 | Residential | 2066.4+880.283j | 0 | 0 | 0 | 0 | 0 | [24 empty] | 8104402 | no | no |  |  | no |  | 0 | 0 | 0 | 0 | 0 | 0 |  | 1 | 1 | 1 | 0 | 0 | 0
load_220356045 |  | node_1374250_664_15458769_263 |  | AN | 0 | Other | 0 | 0 | 0 | 0 | 0 | 0 | [24 empty] | 8104402 | no | no |  |  | no |  | 0 | 0 | 0 | 0 | 0 | 0 |  | 1 | 1 | 1 | 0 | 0 | 0
load_220356046 |  | node_1374208_912_15458911_26 |  | AN | 0 | Residential | 11412+4861.492j | 0 | 0 | 0 | 0 | 0 | [24 empty] | 8104402 | no | no |  |  | no |  | 0 | 0 | 0 | 0 | 0 | 0 |  | 1 | 1 | 1 | 0 | 0 | 0
load_220356047 |  | node_1373992_278_15459342_634 |  | AN | 0 | NonResidential | 0 | 0 | 0 | 0 | 0 | 0 | [24 empty] | 8104402 | no | no |  |  | no |  | 0 | 0 | 0 | 0 | 0 | 0 |  | 1 | 1 | 1 | 0 | 0 | 0
load_220356049 |  | node_1373819_457_15460484_228 |  | AN | 0 | Residential | 7041.6+2999.709j | 0 | 0 | 0 | 0 | 0 | [24 empty] | 8104402 | no | no |  |  | no |  | 0 | 0 | 0 | 0 | 0 | 0 |  | 1 | 1 | 1 | 0 | 0 | 0
load_220356050 |  | node_1373739_47_15460740_98 |  | AN | 0 | Residential | 3585.6+1527.459j | 0 | 0 | 0 | 0 | 0 | [24 empty] | 8104402 | no | no |  |  | no |  | 0 | 0 | 0 | 0 | 0 | 0 |  | 1 | 1 | 1 | 0 | 0 | 0
load_220356051 |  | node_1374521_565_15457415_931 |  | AN | 0 | Residential | 3117.6+1328.092j | 0 | 0 | 0 | 0 | 0 | [24 empty] | 8104402 | no | no |  |  | no |  | 0 | 0 | 0 | 0 | 0 | 0 |  | 1 | 1 | 1 | 0 | 0 | 0
load_220356052 |  | node_1374711_356_15457260_069 |  | AN | 0 | Residential | 0 | 0 | 0 | 0 | 0 | 0 | [24 empty] | 8104402 | no | no |  |  | no |  | 0 | 0 | 0 | 0 | 0 | 0 |  | 1 | 1 | 1 | 0 | 0 | 0
load_220356053 |  | node_1374943_383_15456729_345 |  | AN | 0 | Residential | 1317.6+561.295j | 0 | 0 | 0 | 0 | 0 | [24 empty] | 8104402 | no | no |  |  | no |  | 0 | 0 | 0 | 0 | 0 | 0 |  | 1 | 1 | 1 | 0 | 0 | 0
load_220356054 |  | node_1374815_379_15456522_167 |  | AN | 0 | Residential | 2088+889.484j | 0 | 0 | 0 | 0 | 0 | [24 empty] | 8104402 | no | no |  |  | no |  | 0 | 0 | 0 | 0 | 0 | 0 |  | 1 | 1 | 1 | 0 | 0 | 0
load_220356056 |  | node_1374194_144_15454300_729 |  | AN | 0 | Residential | 12844.8+5471.862j | 0 | 0 | 0 | 0 | 0 | [24 empty] | 8104402 | no | no |  |  | no |  | 0 | 0 | 0 | 0 | 0 | 0 |  | 1 | 1 | 1 | 0 | 0 | 0
load_220356057 |  | node_1373825_611_15452990_228 |  | AN | 0 | Residential | 3657.6+1558.131j | 0 | 0 | 0 | 0 | 0 | [24 empty] | 8104402 | no | no |  |  | no |  | 0 | 0 | 0 | 0 | 0 | 0 |  | 1 | 1 | 1 | 0 | 0 | 0
load_220356058 |  | node_1373880_734_15451512_758 |  | AN | 0 | Other | 0 | 0 | 0 | 0 | 0 | 0 | [24 empty] | 8104402 | no | no |  |  | no |  | 0 | 0 | 0 | 0 | 0 | 0 |  | 1 | 1 | 1 | 0 | 0 | 0
load_220356059 |  | node_1374006_855_15451009_738 |  | AN | 0 | Residential | 4240.8+1806.573j | 0 | 0 | 0 | 0 | 0 | [24 empty] | 8104402 | no | no |  |  | no |  | 0 | 0 | 0 | 0 | 0 | 0 |  | 1 | 1 | 1 | 0 | 0 | 0
load_220356060 |  | node_1374004_087_15450470_854 |  | AN | 0 | Residential | 4204.8+1791.237j | 0 | 0 | 0 | 0 | 0 | [24 empty] | 8104402 | no | no |  |  | no |  | 0 | 0 | 0 | 0 | 0 | 0 |  | 1 | 1 | 1 | 0 | 0 | 0
load_220356061 |  | node_1374028_729_15450191_336 |  | AN | 0 | Residential | 23320.8+9934.619j | 0 | 0 | 0 | 0 | 0 | [24 empty] | 8104402 | no | no |  |  | no |  | 0 | 0 | 0 | 0 | 0 | 0 |  | 1 | 1 | 1 | 0 | 0 | 0
load_220356062 |  | node_1374108_971_15449984_046 |  | AN | 0 | Residential | 4860+2070.351j | 0 | 0 | 0 | 0 | 0 | [24 empty] | 8104402 | no | no |  |  | no |  | 0 | 0 | 0 | 0 | 0 | 0 |  | 1 | 1 | 1 | 0 | 0 | 0
load_220356063 |  | node_1374141_897_15449554_33 |  | AN | 0 | Residential | 2124+904.82j | 0 | 0 | 0 | 0 | 0 | [24 empty] | 8104402 | no | no |  |  | no |  | 0 | 0 | 0 | 0 | 0 | 0 |  | 1 | 1 | 1 | 0 | 0 | 0
load_220356064 |  | node_1374447_904_15449286_117 |  | AN | 0 | Residential | 36+15.336j | 0 | 0 | 0 | 0 | 0 | [24 empty] | 8104402 | no | no |  |  | no |  | 0 | 0 | 0 | 0 | 0 | 0 |  | 1 | 1 | 1 | 0 | 0 | 0
load_220356065 |  | node_1374111_507_15449097_217 |  | AN | 0 | Residential | 5544+2361.734j | 0 | 0 | 0 | 0 | 0 | [24 empty] | 8104402 | no | no |  |  | no |  | 0 | 0 | 0 | 0 | 0 | 0 |  | 1 | 1 | 1 | 0 | 0 | 0
load_220356066 |  | node_1374829_025_15448205_065 |  | AN | 0 | Residential | 5241.6+2232.912j | 0 | 0 | 0 | 0 | 0 | [24 empty] | 8104402 | no | no |  |  | no |  | 0 | 0 | 0 | 0 | 0 | 0 |  | 1 | 1 | 1 | 0 | 0 | 0
load_220356067 |  | node_1374453_852_15447891_221 |  | AN | 0 | Residential | 13240.8+5640.557j | 0 | 0 | 0 | 0 | 0 | [24 empty] | 8104402 | no | no |  |  | no |  | 0 | 0 | 0 | 0 | 0 | 0 |  | 1 | 1 | 1 | 0 | 0 | 0
load_220356068 |  | node_1374354_98_15447362_265 |  | AN | 0 | Residential | 2880+1226.875j | 0 | 0 | 0 | 0 | 0 | [24 empty] | 8104402 | no | no |  |  | no |  | 0 | 0 | 0 | 0 | 0 | 0 |  | 1 | 1 | 1 | 0 | 0 | 0
load_220356070 |  | node_1374509_82_15445323_394 |  | AN | 0 | Residential | 9684+4125.367j | 0 | 0 | 0 | 0 | 0 | [24 empty] | 8104402 | no | no |  |  | no |  | 0 | 0 | 0 | 0 | 0 | 0 |  | 1 | 1 | 1 | 0 | 0 | 0
load_220356071 |  | node_1374451_683_15444588_405 |  | AN | 0 | Residential | 51285.6+21847.574j | 0 | 0 | 0 | 0 | 0 | [24 empty] | 8104402 | no | no |  |  | no |  | 0 | 0 | 0 | 0 | 0 | 0 |  | 1 | 1 | 1 | 0 | 0 | 0
load_220356073 |  | node_1375728_432_15441678_795 |  | AN | 0 | Residential | 0 | 0 | 0 | 0 | 0 | 0 | [24 empty] | 8104402 | no | no |  |  | no |  | 0 | 0 | 0 | 0 | 0 | 0 |  | 1 | 1 | 1 | 0 | 0 | 0
load_220356074 |  | node_1375772_045_15441171_068 |  | AN | 0 | Residential | 6516+2775.804j | 0 | 0 | 0 | 0 | 0 | [24 empty] | 8104402 | no | no |  |  | no |  | 0 | 0 | 0 | 0 | 0 | 0 |  | 1 | 1 | 1 | 0 | 0 | 0
load_220356075 |  | node_1375975_725_15440222_404 |  | AN | 0 | Other | 0 | 0 | 0 | 0 | 0 | 0 | [24 empty] | 8104402 | no | no |  |  | no |  | 0 | 0 | 0 | 0 | 0 | 0 |  | 1 | 1 | 1 | 0 | 0 | 0
load_220356076 |  | node_1376718_157_15438477_694 |  | AN | 0 | Residential | 4665.6+1987.537j | 0 | 0 | 0 | 0 | 0 | [24 empty] | 8104402 | no | no |  |  | no |  | 0 | 0 | 0 | 0 | 0 | 0 |  | 1 | 1 | 1 | 0 | 0 | 0
load_220356089 |  | node_1375047_293_15446090_701 |  | AN | 0 | Residential | 10569.6+4502.631j | 0 | 0 | 0 | 0 | 0 | [24 empty] | 8104402 | no | no |  |  | no |  | 0 | 0 | 0 | 0 | 0 | 0 |  | 1 | 1 | 1 | 0 | 0 | 0
load_220356090 |  | node_1378304_382_15444007_464 |  | AN | 0 | Other | 0 | 0 | 0 | 0 | 0 | 0 | [24 empty] | 8104402 | no | no |  |  | no |  | 0 | 0 | 0 | 0 | 0 | 0 |  | 1 | 1 | 1 | 0 | 0 | 0
load_220356091 |  | node_1377920_315_15441955_439 |  | AN | 0 | Residential | 547.2+233.106j | 0 | 0 | 0 | 0 | 0 | [24 empty] | 8104402 | no | no |  |  | no |  | 0 | 0 | 0 | 0 | 0 | 0 |  | 1 | 1 | 1 | 0 | 0 | 0
load_220356092 |  | node_1377949_648_15441599_691 |  | AN | 0 | Residential | 7192.8+3064.12j | 0 | 0 | 0 | 0 | 0 | [24 empty] | 8104402 | no | no |  |  | no |  | 0 | 0 | 0 | 0 | 0 | 0 |  | 1 | 1 | 1 | 0 | 0 | 0
load_220356095 |  | node_1378099_243_15439067_021 |  | AN | 0 | Residential | 8056.8+3432.182j | 0 | 0 | 0 | 0 | 0 | [24 empty] | 8104402 | no | no |  |  | no |  | 0 | 0 | 0 | 0 | 0 | 0 |  | 1 | 1 | 1 | 0 | 0 | 0
load_220356096 |  | node_1375922_379_15446181_348 |  | AN | 0 | Residential | 4096.8+1745.229j | 0 | 0 | 0 | 0 | 0 | [24 empty] | 8104402 | no | no |  |  | no |  | 0 | 0 | 0 | 0 | 0 | 0 |  | 1 | 1 | 1 | 0 | 0 | 0
load_220356097 |  | node_1376355_934_15446157_96 |  | AN | 0 | Residential | 3988.8+1699.222j | 0 | 0 | 0 | 0 | 0 | [24 empty] | 8104402 | no | no |  |  | no |  | 0 | 0 | 0 | 0 | 0 | 0 |  | 1 | 1 | 1 | 0 | 0 | 0
load_220356100 |  | node_1377411_294_15444763_594 |  | AN | 0 | Residential | 10195.2+4343.137j | 0 | 0 | 0 | 0 | 0 | [24 empty] | 8104402 | no | no |  |  | no |  | 0 | 0 | 0 | 0 | 0 | 0 |  | 1 | 1 | 1 | 0 | 0 | 0
load_220356120 |  | node_1379143_143_15452266_108 |  | AN | 0 | Residential | 2455.2+1045.911j | 0 | 0 | 0 | 0 | 0 | [24 empty] | 8104402 | no | no |  |  | no |  | 0 | 0 | 0 | 0 | 0 | 0 |  | 1 | 1 | 1 | 0 | 0 | 0
load_220356121 |  | node_1378577_639_15452160_71 |  | AN | 0 | Residential | 0 | 0 | 0 | 0 | 0 | 0 | [24 empty] | 8104402 | no | no |  |  | no |  | 0 | 0 | 0 | 0 | 0 | 0 |  | 1 | 1 | 1 | 0 | 0 | 0
load_220356154 |  | node_1370973_289_15452174_57 |  | AN | 0 | Other | 0 | 0 | 0 | 0 | 0 | 0 | [24 empty] | 8104402 | no | no |  |  | no |  | 0 | 0 | 0 | 0 | 0 | 0 |  | 1 | 1 | 1 | 0 | 0 | 0
load_220356155 |  | node_1370861_413_15452086_181 |  | AN | 0 | Other | 0 | 0 | 0 | 0 | 0 | 0 | [24 empty] | 8104402 | no | no |  |  | no |  | 0 | 0 | 0 | 0 | 0 | 0 |  | 1 | 1 | 1 | 0 | 0 | 0
load_220356156 |  | node_1370667_818_15451939_987 |  | AN | 0 | Residential | 13046.4+5557.743j | 0 | 0 | 0 | 0 | 0 | [24 empty] | 8104402 | no | no |  |  | no |  | 0 | 0 | 0 | 0 | 0 | 0 |  | 1 | 1 | 1 | 0 | 0 | 0
load_220356157 |  | node_1371086_519_15451962_197 |  | AN | 0 | Residential | 14320.8+6100.635j | 0 | 0 | 0 | 0 | 0 | [24 empty] | 8104402 | no | no |  |  | no |  | 0 | 0 | 0 | 0 | 0 | 0 |  | 1 | 1 | 1 | 0 | 0 | 0
load_220356158 |  | node_1370449_881_15451441_129 |  | AN | 0 | Residential | 24739.2+10538.855j | 0 | 0 | 0 | 0 | 0 | [24 empty] | 8104402 | no | no |  |  | no |  | 0 | 0 | 0 | 0 | 0 | 0 |  | 1 | 1 | 1 | 0 | 0 | 0
load_220356160 |  | node_1369762_602_15451258_844 |  | AN | 0 | Residential | 2275.2+969.231j | 0 | 0 | 0 | 0 | 0 | [24 empty] | 8104402 | no | no |  |  | no |  | 0 | 0 | 0 | 0 | 0 | 0 |  | 1 | 1 | 1 | 0 | 0 | 0
load_220356161 |  | node_1369343_333_15451152_422 |  | AN | 0 | Other | 0 | 0 | 0 | 0 | 0 | 0 | [24 empty] | 8104402 | no | no |  |  | no |  | 0 | 0 | 0 | 0 | 0 | 0 |  | 1 | 1 | 1 | 0 | 0 | 0
load_220356162 |  | node_1368899_564_15450499_487 |  | AN | 0 | Residential | 4586.4+1953.798j | 0 | 0 | 0 | 0 | 0 | [24 empty] | 8104402 | no | no |  |  | no |  | 0 | 0 | 0 | 0 | 0 | 0 |  | 1 | 1 | 1 | 0 | 0 | 0
load_220356163 |  | node_1373340_398_15453634_083 |  | AN | 0 | Residential | 72+30.672j | 0 | 0 | 0 | 0 | 0 | [24 empty] | 8104402 | no | no |  |  | no |  | 0 | 0 | 0 | 0 | 0 | 0 |  | 1 | 1 | 1 | 0 | 0 | 0
load_220356164 |  | node_1367467_867_15449937_985 |  | AN | 0 | Residential | 1728+736.125j | 0 | 0 | 0 | 0 | 0 | [24 empty] | 8104402 | no | no |  |  | no |  | 0 | 0 | 0 | 0 | 0 | 0 |  | 1 | 1 | 1 | 0 | 0 | 0
load_220356165 |  | node_1371213_143_15452353_285 |  | AN | 0 | Residential | 6062.4+2582.572j | 0 | 0 | 0 | 0 | 0 | [24 empty] | 8104402 | no | no |  |  | no |  | 0 | 0 | 0 | 0 | 0 | 0 |  | 1 | 1 | 1 | 0 | 0 | 0
load_220356166 |  | node_1377207_016_15446787_32 |  | AN | 0 | Residential | 15854.4+6753.946j | 0 | 0 | 0 | 0 | 0 | [24 empty] | 8104402 | no | no |  |  | no |  | 0 | 0 | 0 | 0 | 0 | 0 |  | 1 | 1 | 1 | 0 | 0 | 0
load_220356167 |  | node_1377440_4_15451167_917 |  | AN | 0 | Residential | 4780.8+2036.612j | 0 | 0 | 0 | 0 | 0 | [24 empty] | 8104402 | no | no |  |  | no |  | 0 | 0 | 0 | 0 | 0 | 0 |  | 1 | 1 | 1 | 0 | 0 | 0
load_220356168 |  | node_1376561_667_15451774_34 |  | AN | 0 | Other | 0 | 0 | 0 | 0 | 0 | 0 | [24 empty] | 8104402 | no | no |  |  | no |  | 0 | 0 | 0 | 0 | 0 | 0 |  | 1 | 1 | 1 | 0 | 0 | 0
load_220356169 |  | node_1376624_353_15451449_588 |  | AN | 0 | Residential | 3585.6+1527.459j | 0 | 0 | 0 | 0 | 0 | [24 empty] | 8104402 | no | no |  |  | no |  | 0 | 0 | 0 | 0 | 0 | 0 |  | 1 | 1 | 1 | 0 | 0 | 0
load_220356170 |  | node_1377493_094_15451776_614 |  | AN | 0 | Residential | 5097.6+2171.569j | 0 | 0 | 0 | 0 | 0 | [24 empty] | 8104402 | no | no |  |  | no |  | 0 | 0 | 0 | 0 | 0 | 0 |  | 1 | 1 | 1 | 0 | 0 | 0
load_220356171 |  | node_1377155_426_15447208_807 |  | AN | 0 | Residential | 19958.4+8502.243j | 0 | 0 | 0 | 0 | 0 | [24 empty] | 8104402 | no | no |  |  | no |  | 0 | 0 | 0 | 0 | 0 | 0 |  | 1 | 1 | 1 | 0 | 0 | 0
load_220356172 |  | node_1377096_659_15448172_182 |  | AN | 0 | Residential | 0 | 0 | 0 | 0 | 0 | 0 | [24 empty] | 8104402 | no | no |  |  | no |  | 0 | 0 | 0 | 0 | 0 | 0 |  | 1 | 1 | 1 | 0 | 0 | 0
load_220356173 |  | node_1377084_116_15448475_597 |  | AN | 0 | Residential | 3895.2+1659.348j | 0 | 0 | 0 | 0 | 0 | [24 empty] | 8104402 | no | no |  |  | no |  | 0 | 0 | 0 | 0 | 0 | 0 |  | 1 | 1 | 1 | 0 | 0 | 0
load_220356174 |  | node_1376983_984_15449078_122 |  | AN | 0 | Residential | 22852.8+9735.252j | 0 | 0 | 0 | 0 | 0 | [24 empty] | 8104402 | no | no |  |  | no |  | 0 | 0 | 0 | 0 | 0 | 0 |  | 1 | 1 | 1 | 0 | 0 | 0
load_220356175 |  | node_1377486_686_15449180_888 |  | AN | 0 | Residential | 4536+1932.328j | 0 | 0 | 0 | 0 | 0 | [24 empty] | 8104402 | no | no |  |  | no |  | 0 | 0 | 0 | 0 | 0 | 0 |  | 1 | 1 | 1 | 0 | 0 | 0
load_220356176 |  | node_1377762_845_15449193_941 |  | AN | 0 | Residential | 518.4+220.837j | 0 | 0 | 0 | 0 | 0 | [24 empty] | 8104402 | no | no |  |  | no |  | 0 | 0 | 0 | 0 | 0 | 0 |  | 1 | 1 | 1 | 0 | 0 | 0
load_220356177 |  | node_1377063_673_15450351_206 |  | AN | 0 | Residential | 1605.6+683.983j | 0 | 0 | 0 | 0 | 0 | [24 empty] | 8104402 | no | no |  |  | no |  | 0 | 0 | 0 | 0 | 0 | 0 |  | 1 | 1 | 1 | 0 | 0 | 0
load_220356179 |  | node_1369066_481_15457449_55 |  | AN | 0 | Residential | 4248+1809.64j | 0 | 0 | 0 | 0 | 0 | [24 empty] | 8104402 | no | no |  |  | no |  | 0 | 0 | 0 | 0 | 0 | 0 |  | 1 | 1 | 1 | 0 | 0 | 0
load_220356180 |  | node_1368744_117_15457509_358 |  | AN | 0 | Residential | 13932+5935.007j | 0 | 0 | 0 | 0 | 0 | [24 empty] | 8104402 | no | no |  |  | no |  | 0 | 0 | 0 | 0 | 0 | 0 |  | 1 | 1 | 1 | 0 | 0 | 0
load_220356181 |  | node_1368555_489_15457663_587 |  | AN | 0 | Residential | 5306.4+2260.517j | 0 | 0 | 0 | 0 | 0 | [24 empty] | 8104402 | no | no |  |  | no |  | 0 | 0 | 0 | 0 | 0 | 0 |  | 1 | 1 | 1 | 0 | 0 | 0
load_220356182 |  | node_1368896_241_15456865_971 |  | AN | 0 | Residential | 5148+2193.039j | 0 | 0 | 0 | 0 | 0 | [24 empty] | 8104402 | no | no |  |  | no |  | 0 | 0 | 0 | 0 | 0 | 0 |  | 1 | 1 | 1 | 0 | 0 | 0
load_220356183 |  | node_1368753_156_15458055_427 |  | AN | 0 | Residential | 86745.6+36953.471j | 0 | 0 | 0 | 0 | 0 | [24 empty] | 8104402 | no | no |  |  | no |  | 0 | 0 | 0 | 0 | 0 | 0 |  | 1 | 1 | 1 | 0 | 0 | 0
load_220356184 |  | node_1368220_712_15457949_573 |  | AN | 0 | Residential | 9547.2+4067.09j | 0 | 0 | 0 | 0 | 0 | [24 empty] | 8104402 | no | no |  |  | no |  | 0 | 0 | 0 | 0 | 0 | 0 |  | 1 | 1 | 1 | 0 | 0 | 0
load_220356185 |  | node_1368261_592_15458347_838 |  | AN | 0 | Residential | 10332+4401.414j | 0 | 0 | 0 | 0 | 0 | [24 empty] | 8104402 | no | no |  |  | no |  | 0 | 0 | 0 | 0 | 0 | 0 |  | 1 | 1 | 1 | 0 | 0 | 0
load_220356186 |  | node_1367970_342_15458524_302 |  | AN | 0 | Residential | 10216.8+4352.339j | 0 | 0 | 0 | 0 | 0 | [24 empty] | 8104402 | no | no |  |  | no |  | 0 | 0 | 0 | 0 | 0 | 0 |  | 1 | 1 | 1 | 0 | 0 | 0
load_220356187 |  | node_1367608_212_15458688_941 |  | AN | 0 | Residential | 14961.6+6373.615j | 0 | 0 | 0 | 0 | 0 | [24 empty] | 8104402 | no | no |  |  | no |  | 0 | 0 | 0 | 0 | 0 | 0 |  | 1 | 1 | 1 | 0 | 0 | 0
load_220356188 |  | node_1372235_836_15455521_221 |  | AN | 0 | Residential | 0 | 0 | 0 | 0 | 0 | 0 | [24 empty] | 8104402 | no | no |  |  | no |  | 0 | 0 | 0 | 0 | 0 | 0 |  | 1 | 1 | 1 | 0 | 0 | 0
load_220356189 |  | node_1371824_781_15455751_328 |  | AN | 0 | Residential | 5673.6+2416.943j | 0 | 0 | 0 | 0 | 0 | [24 empty] | 8104402 | no | no |  |  | no |  | 0 | 0 | 0 | 0 | 0 | 0 |  | 1 | 1 | 1 | 0 | 0 | 0
load_220356190 |  | node_1371420_668_15455911_854 |  | AN | 0 | Residential | 7689.6+3275.756j | 0 | 0 | 0 | 0 | 0 | [24 empty] | 8104402 | no | no |  |  | no |  | 0 | 0 | 0 | 0 | 0 | 0 |  | 1 | 1 | 1 | 0 | 0 | 0
load_220356191 |  | node_1370993_85_15456180_76 |  | AN | 0 | Residential | 2246.4+956.962j | 0 | 0 | 0 | 0 | 0 | [24 empty] | 8104402 | no | no |  |  | no |  | 0 | 0 | 0 | 0 | 0 | 0 |  | 1 | 1 | 1 | 0 | 0 | 0
load_220356192 |  | node_1374882_813_15441078_389 |  | AN | 0 | Residential | 17481.6+7447.13j | 0 | 0 | 0 | 0 | 0 | [24 empty] | 8104402 | no | no |  |  | no |  | 0 | 0 | 0 | 0 | 0 | 0 |  | 1 | 1 | 1 | 0 | 0 | 0
load_220356193 |  | node_1372742_303_15440858_08 |  | AN | 0 | Other | 0 | 0 | 0 | 0 | 0 | 0 | [24 empty] | 8104402 | no | no |  |  | no |  | 0 | 0 | 0 | 0 | 0 | 0 |  | 1 | 1 | 1 | 0 | 0 | 0
load_220356194 |  | node_1372459_123_15440895_216 |  | AN | 0 | Residential | 23299.2+9925.418j | 0 | 0 | 0 | 0 | 0 | [24 empty] | 8104402 | no | no |  |  | no |  | 0 | 0 | 0 | 0 | 0 | 0 |  | 1 | 1 | 1 | 0 | 0 | 0
load_220356195 |  | node_1372184_163_15440856_054 |  | AN | 0 | Residential | 4838.4+2061.15j | 0 | 0 | 0 | 0 | 0 | [24 empty] | 8104402 | no | no |  |  | no |  | 0 | 0 | 0 | 0 | 0 | 0 |  | 1 | 1 | 1 | 0 | 0 | 0
load_220356196 |  | node_1372855_195_15440407_772 |  | AN | 0 | NonResidential | 0 | 0 | 0 | 0 | 0 | 0 | [24 empty] | 8104402 | no | no |  |  | no |  | 0 | 0 | 0 | 0 | 0 | 0 |  | 1 | 1 | 1 | 0 | 0 | 0
load_220356197 |  | node_1372335_254_15440475_645 |  | AN | 0 | Residential | 2030.4+864.947j | 0 | 0 | 0 | 0 | 0 | [24 empty] | 8104402 | no | no |  |  | no |  | 0 | 0 | 0 | 0 | 0 | 0 |  | 1 | 1 | 1 | 0 | 0 | 0
load_220356203 |  | node_1373031_563_15444681_989 |  | AN | 0 | Residential | 8805.6+3751.17j | 0 | 0 | 0 | 0 | 0 | [24 empty] | 8104402 | no | no |  |  | no |  | 0 | 0 | 0 | 0 | 0 | 0 |  | 1 | 1 | 1 | 0 | 0 | 0
load_220356204 |  | node_1372485_545_15444624_282 |  | AN | 0 | Residential | 32112+13679.655j | 0 | 0 | 0 | 0 | 0 | [24 empty] | 8104402 | no | no |  |  | no |  | 0 | 0 | 0 | 0 | 0 | 0 |  | 1 | 1 | 1 | 0 | 0 | 0
load_220356207 |  | node_1374991_416_15454295_79 |  | AN | 0 | Residential | 4284+1824.976j | 0 | 0 | 0 | 0 | 0 | [24 empty] | 8104402 | no | no |  |  | no |  | 0 | 0 | 0 | 0 | 0 | 0 |  | 1 | 1 | 1 | 0 | 0 | 0
load_220356208 |  | node_1375241_151_15454393_779 |  | AN | 0 | Residential | 8395.2+3576.34j | 0 | 0 | 0 | 0 | 0 | [24 empty] | 8104402 | no | no |  |  | no |  | 0 | 0 | 0 | 0 | 0 | 0 |  | 1 | 1 | 1 | 0 | 0 | 0
load_220356209 |  | node_1375502_24_15454190_01 |  | AN | 0 | Residential | 1274.4+542.892j | 0 | 0 | 0 | 0 | 0 | [24 empty] | 8104402 | no | no |  |  | no |  | 0 | 0 | 0 | 0 | 0 | 0 |  | 1 | 1 | 1 | 0 | 0 | 0
load_220356210 |  | node_1375752_485_15453959_331 |  | AN | 0 | Residential | 4960.8+2113.292j | 0 | 0 | 0 | 0 | 0 | [24 empty] | 8104402 | no | no |  |  | no |  | 0 | 0 | 0 | 0 | 0 | 0 |  | 1 | 1 | 1 | 0 | 0 | 0
load_220356211 |  | node_1376181_545_15453423_445 |  | AN | 0 | Residential | 3643.2+1551.997j | 0 | 0 | 0 | 0 | 0 | [24 empty] | 8104402 | no | no |  |  | no |  | 0 | 0 | 0 | 0 | 0 | 0 |  | 1 | 1 | 1 | 0 | 0 | 0
load_220356212 |  | node_1376412_015_15453291_67 |  | AN | 0 | Residential | 3297.6+1404.772j | 0 | 0 | 0 | 0 | 0 | [24 empty] | 8104402 | no | no |  |  | no |  | 0 | 0 | 0 | 0 | 0 | 0 |  | 1 | 1 | 1 | 0 | 0 | 0
load_220357273 |  | node_1392022_424_15433687_91 |  | AN | 0 | Residential | 4370.4+1861.783j | 0 | 0 | 0 | 0 | 0 | [24 empty] | 8104402 | no | no |  |  | no |  | 0 | 0 | 0 | 0 | 0 | 0 |  | 1 | 1 | 1 | 0 | 0 | 0
load_220357274 |  | node_1392015_114_15433340_669 |  | AN | 0 | Other | 0 | 0 | 0 | 0 | 0 | 0 | [24 empty] | 8104402 | no | no |  |  | no |  | 0 | 0 | 0 | 0 | 0 | 0 |  | 1 | 1 | 1 | 0 | 0 | 0
load_220357275 |  | node_1391996_455_15433030_466 |  | AN | 0 | Residential | 9237.6+3935.201j | 0 | 0 | 0 | 0 | 0 | [24 empty] | 8104402 | no | no |  |  | no |  | 0 | 0 | 0 | 0 | 0 | 0 |  | 1 | 1 | 1 | 0 | 0 | 0
load_220357276 |  | node_1391996_033_15432488_849 |  | AN | 0 | NonResidential | 165.6+70.545j | 0 | 0 | 0 | 0 | 0 | [24 empty] | 8104402 | no | no |  |  | no |  | 0 | 0 | 0 | 0 | 0 | 0 |  | 1 | 1 | 1 | 0 | 0 | 0
load_220357278 |  | node_1391987_086_15432042_741 |  | AN | 0 | Residential | 3240+1380.234j | 0 | 0 | 0 | 0 | 0 | [24 empty] | 8104402 | no | no |  |  | no |  | 0 | 0 | 0 | 0 | 0 | 0 |  | 1 | 1 | 1 | 0 | 0 | 0
load_220357279 |  | node_1391504_408_15431565_905 |  | AN | 0 | Residential | 15393.6+6557.646j | 0 | 0 | 0 | 0 | 0 | [24 empty] | 8104402 | no | no |  |  | no |  | 0 | 0 | 0 | 0 | 0 | 0 |  | 1 | 1 | 1 | 0 | 0 | 0
load_220357280 |  | node_1391848_919_15431057_136 |  | AN | 0 | Residential | 8791.2+3745.036j | 0 | 0 | 0 | 0 | 0 | [24 empty] | 8104402 | no | no |  |  | no |  | 0 | 0 | 0 | 0 | 0 | 0 |  | 1 | 1 | 1 | 0 | 0 | 0
load_220357282 |  | node_1390362_414_15429987_705 |  | AN | 0 | Residential | 7171.2+3054.918j | 0 | 0 | 0 | 0 | 0 | [24 empty] | 8104402 | no | no |  |  | no |  | 0 | 0 | 0 | 0 | 0 | 0 |  | 1 | 1 | 1 | 0 | 0 | 0
load_220357292 |  | node_1391197_982_15431908_165 |  | AN | 0 | Residential | 6804+2898.492j | 0 | 0 | 0 | 0 | 0 | [24 empty] | 8104402 | no | no |  |  | no |  | 0 | 0 | 0 | 0 | 0 | 0 |  | 1 | 1 | 1 | 0 | 0 | 0
load_220357293 |  | node_1390747_895_15431836_824 |  | AN | 0 | Residential | 2289.6+975.366j | 0 | 0 | 0 | 0 | 0 | [24 empty] | 8104402 | no | no |  |  | no |  | 0 | 0 | 0 | 0 | 0 | 0 |  | 1 | 1 | 1 | 0 | 0 | 0
load_220357294 |  | node_1390021_67_15432167_171 |  | AN | 0 | Residential | 6033.6+2570.303j | 0 | 0 | 0 | 0 | 0 | [24 empty] | 8104402 | no | no |  |  | no |  | 0 | 0 | 0 | 0 | 0 | 0 |  | 1 | 1 | 1 | 0 | 0 | 0
load_220428052 |  | node_1414436_637_15460881_169 |  | AN | 0 | Residential | 1872+797.469j | 0 | 0 | 0 | 0 | 0 | [24 empty] | 8104402 | no | no |  |  | no |  | 0 | 0 | 0 | 0 | 0 | 0 |  | 1 | 1 | 1 | 0 | 0 | 0
load_220432268 |  | node_1390546_311_15447012_269 |  | AN | 0 | Residential | 1476+628.773j | 0 | 0 | 0 | 0 | 0 | [24 empty] | 8104402 | no | no |  |  | no |  | 0 | 0 | 0 | 0 | 0 | 0 |  | 1 | 1 | 1 | 0 | 0 | 0
load_220432285 |  | node_1395132_766_15454406_426 |  | AN | 0 | Other | 0 | 0 | 0 | 0 | 0 | 0 | [24 empty] | 8104402 | no | no |  |  | no |  | 0 | 0 | 0 | 0 | 0 | 0 |  | 1 | 1 | 1 | 0 | 0 | 0
load_220433223 |  | node_1378451_704_15439155_133 |  | AN | 0 | NonResidential | 0 | 0 | 0 | 0 | 0 | 0 | [24 empty] | 8104402 | no | no |  |  | no |  | 0 | 0 | 0 | 0 | 0 | 0 |  | 1 | 1 | 1 | 0 | 0 | 0
load_220435331 |  | node_1387698_296_15434268_536 |  | AN | 0 | Residential | 4356+1855.648j | 0 | 0 | 0 | 0 | 0 | [24 empty] | 8104402 | no | no |  |  | no |  | 0 | 0 | 0 | 0 | 0 | 0 |  | 1 | 1 | 1 | 0 | 0 | 0
load_220435807 |  | node_1400255_913_15445408_166 |  | AN | 0 | Residential | 7653.6+3260.42j | 0 | 0 | 0 | 0 | 0 | [24 empty] | 8104402 | no | no |  |  | no |  | 0 | 0 | 0 | 0 | 0 | 0 |  | 1 | 1 | 1 | 0 | 0 | 0
load_220439718 |  | node_1379433_745_15456494_903 |  | AN | 0 | Residential | 7711.2+3284.957j | 0 | 0 | 0 | 0 | 0 | [24 empty] | 8104402 | no | no |  |  | no |  | 0 | 0 | 0 | 0 | 0 | 0 |  | 1 | 1 | 1 | 0 | 0 | 0
load_220445969 |  | node_1400588_174_15443075_881 |  | AN | 0 | Residential | 8359.2+3561.004j | 0 | 0 | 0 | 0 | 0 | [24 empty] | 8104402 | no | no |  |  | no |  | 0 | 0 | 0 | 0 | 0 | 0 |  | 1 | 1 | 1 | 0 | 0 | 0
load_220466702 |  | node_1389610_143_15433154_773 |  | AN | 0 | Residential | 3679.2+1567.333j | 0 | 0 | 0 | 0 | 0 | [24 empty] | 8104402 | no | no |  |  | no |  | 0 | 0 | 0 | 0 | 0 | 0 |  | 1 | 1 | 1 | 0 | 0 | 0
load_220477674 |  | node_1367862_489_15450719_363 |  | AN | 0 | Residential | 0 | 0 | 0 | 0 | 0 | 0 | [24 empty] | 8104402 | no | no |  |  | no |  | 0 | 0 | 0 | 0 | 0 | 0 |  | 1 | 1 | 1 | 0 | 0 | 0
load_220499339 |  | node_1400061_648_15445560_906 |  | AN | 0 | Residential | 1785.6+760.662j | 0 | 0 | 0 | 0 | 0 | [24 empty] | 8104402 | no | no |  |  | no |  | 0 | 0 | 0 | 0 | 0 | 0 |  | 1 | 1 | 1 | 0 | 0 | 0
load_220505516 |  | node_1386514_833_15435018_082 |  | AN | 0 | Residential | 10944+4662.124j | 0 | 0 | 0 | 0 | 0 | [24 empty] | 8104402 | no | no |  |  | no |  | 0 | 0 | 0 | 0 | 0 | 0 |  | 1 | 1 | 1 | 0 | 0 | 0
load_220518751 |  | node_1374785_987_15457661_151 |  | AN | 0 | Residential | 13773.6+5867.529j | 0 | 0 | 0 | 0 | 0 | [24 empty] | 8104402 | no | no |  |  | no |  | 0 | 0 | 0 | 0 | 0 | 0 |  | 1 | 1 | 1 | 0 | 0 | 0
load_220518959 |  | node_1396645_12_15454015_907 |  | BN | 0 | Residential | 0 | 62.4+26.582j | 0 | 0 | 0 | 0 | [24 empty] | 8104402 | no | no |  |  | no |  | 0 | 0 | 0 | 0 | 0 | 0 |  | 1 | 1 | 1 | 0 | 0 | 0
load_220520830 |  | node_1388517_684_15433800_351 |  | AN | 0 | Residential | 0 | 0 | 0 | 0 | 0 | 0 | [24 empty] | 8104402 | no | no |  |  | no |  | 0 | 0 | 0 | 0 | 0 | 0 |  | 1 | 1 | 1 | 0 | 0 | 0
load_220526538 |  | node_1387654_828_15438184_458 |  | AN | 0 | Residential | 900+383.398j | 0 | 0 | 0 | 0 | 0 | [24 empty] | 8104402 | no | no |  |  | no |  | 0 | 0 | 0 | 0 | 0 | 0 |  | 1 | 1 | 1 | 0 | 0 | 0
load_220534084 |  | node_1374782_112_15459368_22 |  | AN | 0 | Residential | 144+61.344j | 0 | 0 | 0 | 0 | 0 | [24 empty] | 8104402 | no | no |  |  | no |  | 0 | 0 | 0 | 0 | 0 | 0 |  | 1 | 1 | 1 | 0 | 0 | 0
load_220535554 |  | node_1400760_864_15445009_909 |  | AN | 0 | Residential | 3607.2+1536.661j | 0 | 0 | 0 | 0 | 0 | [24 empty] | 8104402 | no | no |  |  | no |  | 0 | 0 | 0 | 0 | 0 | 0 |  | 1 | 1 | 1 | 0 | 0 | 0
load_220535563 |  | node_1390076_683_15439470_651 |  | AN | 0 | Residential | 0 | 0 | 0 | 0 | 0 | 0 | [24 empty] | 8104402 | no | no |  |  | no |  | 0 | 0 | 0 | 0 | 0 | 0 |  | 1 | 1 | 1 | 0 | 0 | 0
load_220540581 |  | node_1398427_133_15445480_386 |  | AN | 0 | Other | 0 | 0 | 0 | 0 | 0 | 0 | [24 empty] | 8104402 | no | no |  |  | no |  | 0 | 0 | 0 | 0 | 0 | 0 |  | 1 | 1 | 1 | 0 | 0 | 0
load_220543164 |  | node_1382394_199_15459098_719 |  | AN | 0 | Other | 0 | 0 | 0 | 0 | 0 | 0 | [24 empty] | 8104402 | no | no |  |  | no |  | 0 | 0 | 0 | 0 | 0 | 0 |  | 1 | 1 | 1 | 0 | 0 | 0
load_220544036 |  | node_1396916_95_15451581_078 |  | AN | 0 | NonResidential | 439.2+187.098j | 0 | 0 | 0 | 0 | 0 | [24 empty] | 8104402 | no | no |  |  | no |  | 0 | 0 | 0 | 0 | 0 | 0 |  | 1 | 1 | 1 | 0 | 0 | 0
load_220544046 |  | node_1396918_639_15451607_624 |  | AN | 0 | Residential | 9147.6+3896.861j | 0 | 0 | 0 | 0 | 0 | [24 empty] | 8104402 | no | no |  |  | no |  | 0 | 0 | 0 | 0 | 0 | 0 |  | 1 | 1 | 1 | 0 | 0 | 0
load_220544255 |  | node_1379857_039_15452367_461 |  | AN | 0 | Residential | 3643.2+1551.997j | 0 | 0 | 0 | 0 | 0 | [24 empty] | 8104402 | no | no |  |  | no |  | 0 | 0 | 0 | 0 | 0 | 0 |  | 1 | 1 | 1 | 0 | 0 | 0
load_220544760 |  | node_1394602_011_15447299_713 |  | AN | 0 | Residential | 8913.6+3797.178j | 0 | 0 | 0 | 0 | 0 | [24 empty] | 8104402 | no | no |  |  | no |  | 0 | 0 | 0 | 0 | 0 | 0 |  | 1 | 1 | 1 | 0 | 0 | 0
load_220546579 |  | node_1378004_367_15449278_47 |  | AN | 0 | Other | 0 | 0 | 0 | 0 | 0 | 0 | [24 empty] | 8104402 | no | no |  |  | no |  | 0 | 0 | 0 | 0 | 0 | 0 |  | 1 | 1 | 1 | 0 | 0 | 0
load_220549393 |  | node_1390951_944_15447565_361 |  | AN | 0 | Residential | 129.6+55.209j | 0 | 0 | 0 | 0 | 0 | [24 empty] | 8104402 | no | no |  |  | no |  | 0 | 0 | 0 | 0 | 0 | 0 |  | 1 | 1 | 1 | 0 | 0 | 0
load_220550371 |  | node_1396613_409_15454046_439 |  | CN | 0 | Residential | 0 | 0 | 62.4+26.582j | 0 | 0 | 0 | [24 empty] | 8104402 | no | no |  |  | no |  | 0 | 0 | 0 | 0 | 0 | 0 |  | 1 | 1 | 1 | 0 | 0 | 0
load_220551695 |  | node_1396876_509_15452762_082 |  | ABCN | 0 | NonResidential | 4000+1703.993j | 4000+1703.993j | 4000+1703.993j | 0 | 0 | 0 | [24 empty] | 8104402 | no | no |  |  | no |  | 0 | 0 | 0 | 0 | 0 | 0 |  | 1 | 1 | 1 | 0 | 0 | 0
load_220553366 |  | node_1373929_961_15453358_832 |  | AN | 0 | Residential | 7034.4+2996.642j | 0 | 0 | 0 | 0 | 0 | [24 empty] | 8104402 | no | no |  |  | no |  | 0 | 0 | 0 | 0 | 0 | 0 |  | 1 | 1 | 1 | 0 | 0 | 0
load_220568559 |  | node_1381711_18_15455792_883 |  | AN | 0 | Residential | 3146.4+1340.361j | 0 | 0 | 0 | 0 | 0 | [24 empty] | 8104402 | no | no |  |  | no |  | 0 | 0 | 0 | 0 | 0 | 0 |  | 1 | 1 | 1 | 0 | 0 | 0
load_220571486 |  | node_1375496_762_15446131_469 |  | AN | 0 | Residential | 1058.4+450.877j | 0 | 0 | 0 | 0 | 0 | [24 empty] | 8104402 | no | no |  |  | no |  | 0 | 0 | 0 | 0 | 0 | 0 |  | 1 | 1 | 1 | 0 | 0 | 0
load_220573056 |  | node_1398234_078_15450032_636 |  | AN | 0 | NonResidential | 3463.2+1475.317j | 0 | 0 | 0 | 0 | 0 | [24 empty] | 8104402 | no | no |  |  | no |  | 0 | 0 | 0 | 0 | 0 | 0 |  | 1 | 1 | 1 | 0 | 0 | 0
load_220576193 |  | node_1427077_108_15486371_429 |  | AN | 0 | NonResidential | 338.4+144.158j | 0 | 0 | 0 | 0 | 0 | [24 empty] | 8104402 | no | no |  |  | no |  | 0 | 0 | 0 | 0 | 0 | 0 |  | 1 | 1 | 1 | 0 | 0 | 0
load_220577097 |  | node_1374543_27_15455559_671 |  | AN | 0 | Residential | 24710.4+10526.586j | 0 | 0 | 0 | 0 | 0 | [24 empty] | 8104402 | no | no |  |  | no |  | 0 | 0 | 0 | 0 | 0 | 0 |  | 1 | 1 | 1 | 0 | 0 | 0
load_220577605 |  | node_1395205_724_15447305_465 |  | AN | 0 | Residential | 7300.8+3110.128j | 0 | 0 | 0 | 0 | 0 | [24 empty] | 8104402 | no | no |  |  | no |  | 0 | 0 | 0 | 0 | 0 | 0 |  | 1 | 1 | 1 | 0 | 0 | 0
load_220578741 |  | node_1390422_755_15448867_356 |  | AN | 0 | Residential | 590.4+251.509j | 0 | 0 | 0 | 0 | 0 | [24 empty] | 8104402 | no | no |  |  | no |  | 0 | 0 | 0 | 0 | 0 | 0 |  | 1 | 1 | 1 | 0 | 0 | 0
load_220600587 |  | node_1377850_366_15442740_564 |  | AN | 0 | Other | 0 | 0 | 0 | 0 | 0 | 0 | [24 empty] | 8104402 | no | no |  |  | no |  | 0 | 0 | 0 | 0 | 0 | 0 |  | 1 | 1 | 1 | 0 | 0 | 0
load_220608088 |  | node_1377331_07_15445394_835 |  | AN | 0 | Residential | 24667.2+10508.183j | 0 | 0 | 0 | 0 | 0 | [24 empty] | 8104402 | no | no |  |  | no |  | 0 | 0 | 0 | 0 | 0 | 0 |  | 1 | 1 | 1 | 0 | 0 | 0
load_220614736 |  | node_1398422_25_15446069_245 |  | AN | 0 | NonResidential | 13449.6+5729.506j | 0 | 0 | 0 | 0 | 0 | [24 empty] | 8104402 | no | no |  |  | no |  | 0 | 0 | 0 | 0 | 0 | 0 |  | 1 | 1 | 1 | 0 | 0 | 0
load_220620499 |  | node_1383359_669_15447854_36 |  | AN | 0 | Residential | 3729.6+1588.803j | 0 | 0 | 0 | 0 | 0 | [24 empty] | 8104402 | no | no |  |  | no |  | 0 | 0 | 0 | 0 | 0 | 0 |  | 1 | 1 | 1 | 0 | 0 | 0
load_220620777 |  | node_1396978_84_15452099_105 |  | AN | 0 | NonResidential | 5241.6+2232.912j | 0 | 0 | 0 | 0 | 0 | [24 empty] | 8104402 | no | no |  |  | no |  | 0 | 0 | 0 | 0 | 0 | 0 |  | 1 | 1 | 1 | 0 | 0 | 0
load_220626702 |  | node_1398131_62_15445857_577 |  | AN | 0 | NonResidential | 10785.6+4594.646j | 0 | 0 | 0 | 0 | 0 | [24 empty] | 8104402 | no | no |  |  | no |  | 0 | 0 | 0 | 0 | 0 | 0 |  | 1 | 1 | 1 | 0 | 0 | 0
load_220634766 |  | node_1397556_031_15452998_353 |  | BN | 0 | Other | 0 | 0 | 0 | 0 | 0 | 0 | [24 empty] | 8104402 | no | no |  |  | no |  | 0 | 0 | 0 | 0 | 0 | 0 |  | 1 | 1 | 1 | 0 | 0 | 0
load_220634767 |  | node_1397557_219_15453012_594 |  | AN | 0 | Other | 0 | 0 | 0 | 0 | 0 | 0 | [24 empty] | 8104402 | no | no |  |  | no |  | 0 | 0 | 0 | 0 | 0 | 0 |  | 1 | 1 | 1 | 0 | 0 | 0
load_220638691 |  | node_1396868_352_15451776_978 |  | AN | 0 | Other | 0 | 0 | 0 | 0 | 0 | 0 | [24 empty] | 8104402 | no | no |  |  | no |  | 0 | 0 | 0 | 0 | 0 | 0 |  | 1 | 1 | 1 | 0 | 0 | 0
load_220647450 |  | node_1375993_194_15453665_574 |  | AN | 0 | Residential | 0 | 0 | 0 | 0 | 0 | 0 | [24 empty] | 8104402 | no | no |  |  | no |  | 0 | 0 | 0 | 0 | 0 | 0 |  | 1 | 1 | 1 | 0 | 0 | 0
load_220648023 |  | node_1381359_215_15449012_07 |  | AN | 0 | Residential | 367.2+156.427j | 0 | 0 | 0 | 0 | 0 | [24 empty] | 8104402 | no | no |  |  | no |  | 0 | 0 | 0 | 0 | 0 | 0 |  | 1 | 1 | 1 | 0 | 0 | 0
load_220650100 |  | node_1401372_575_15452039_621 |  | AN | 0 | Residential | 9496.8+4045.62j | 0 | 0 | 0 | 0 | 0 | [24 empty] | 8104402 | no | no |  |  | no |  | 0 | 0 | 0 | 0 | 0 | 0 |  | 1 | 1 | 1 | 0 | 0 | 0
load_220650610 |  | node_1378683_002_15448919_712 |  | AN | 0 | Residential | 5400+2300.39j | 0 | 0 | 0 | 0 | 0 | [24 empty] | 8104402 | no | no |  |  | no |  | 0 | 0 | 0 | 0 | 0 | 0 |  | 1 | 1 | 1 | 0 | 0 | 0
load_220650613 |  | node_1397988_944_15450426_019 |  | AN | 0 | NonResidential | 0 | 0 | 0 | 0 | 0 | 0 | [24 empty] | 8104402 | no | no |  |  | no |  | 0 | 0 | 0 | 0 | 0 | 0 |  | 1 | 1 | 1 | 0 | 0 | 0
load_220654085 |  | node_1382691_874_15457105_349 |  | AN | 0 | Other | 0 | 0 | 0 | 0 | 0 | 0 | [24 empty] | 8104402 | no | no |  |  | no |  | 0 | 0 | 0 | 0 | 0 | 0 |  | 1 | 1 | 1 | 0 | 0 | 0
load_220654091 |  | node_1382154_081_15456989_121 |  | AN | 0 | Other | 0 | 0 | 0 | 0 | 0 | 0 | [24 empty] | 8104402 | no | no |  |  | no |  | 0 | 0 | 0 | 0 | 0 | 0 |  | 1 | 1 | 1 | 0 | 0 | 0
load_220654092 |  | node_1382637_082_15457782_05 |  | AN | 0 | Other | 0 | 0 | 0 | 0 | 0 | 0 | [24 empty] | 8104402 | no | no |  |  | no |  | 0 | 0 | 0 | 0 | 0 | 0 |  | 1 | 1 | 1 | 0 | 0 | 0
load_220657018 |  | node_1389799_559_15431983_286 |  | AN | 0 | Residential | 10987.2+4680.528j | 0 | 0 | 0 | 0 | 0 | [24 empty] | 8104402 | no | no |  |  | no |  | 0 | 0 | 0 | 0 | 0 | 0 |  | 1 | 1 | 1 | 0 | 0 | 0
load_310008553 |  | node_1398000_53_15449152_862 |  | AN | 0 | Residential | 49586.4+21123.718j | 0 | 0 | 0 | 0 | 0 | [24 empty] | 8104402 | no | no |  |  | no |  | 0 | 0 | 0 | 0 | 0 | 0 |  | 1 | 1 | 1 | 0 | 0 | 0
load_310017223 |  | node_1374469_067_15454251_416 |  | AN | 0 | Residential | 13147.2+5600.684j | 0 | 0 | 0 | 0 | 0 | [24 empty] | 8104402 | no | no |  |  | no |  | 0 | 0 | 0 | 0 | 0 | 0 |  | 1 | 1 | 1 | 0 | 0 | 0
load_310047657 |  | node_1383772_608_15447386_338 |  | AN | 0 | Residential | 1051.2+447.809j | 0 | 0 | 0 | 0 | 0 | [24 empty] | 8104402 | no | no |  |  | no |  | 0 | 0 | 0 | 0 | 0 | 0 |  | 1 | 1 | 1 | 0 | 0 | 0
load_310059919 |  | node_1375509_424_15441878_227 |  | AN | 0 | Residential | 16790.4+7152.68j | 0 | 0 | 0 | 0 | 0 | [24 empty] | 8104402 | no | no |  |  | no |  | 0 | 0 | 0 | 0 | 0 | 0 |  | 1 | 1 | 1 | 0 | 0 | 0
load_310060315 |  | node_1398553_728_15445089_631 |  | ABCN | 0 | Other | 0 | 0 | 0 | 0 | 0 | 0 | [24 empty] | 8104402 | no | no |  |  | no |  | 0 | 0 | 0 | 0 | 0 | 0 |  | 1 | 1 | 1 | 0 | 0 | 0
load_310061374 |  | node_1369772_057_15456963_829 |  | AN | 0 | Residential | 5076+2162.367j | 0 | 0 | 0 | 0 | 0 | [24 empty] | 8104402 | no | no |  |  | no |  | 0 | 0 | 0 | 0 | 0 | 0 |  | 1 | 1 | 1 | 0 | 0 | 0
load_310065227 |  | node_1376787_273_15446195_366 |  | AN | 0 | Residential | 4068+1732.961j | 0 | 0 | 0 | 0 | 0 | [24 empty] | 8104402 | no | no |  |  | no |  | 0 | 0 | 0 | 0 | 0 | 0 |  | 1 | 1 | 1 | 0 | 0 | 0
load_311892677 |  | node_1372680_025_15441130_605 |  | AN | 0 | NonResidential | 0 | 0 | 0 | 0 | 0 | 0 | [24 empty] | 8104402 | no | no |  |  | no |  | 0 | 0 | 0 | 0 | 0 | 0 |  | 1 | 1 | 1 | 0 | 0 | 0
load_311929620 |  | node_1400455_851_15450595_952 |  | AN | 0 | Other | 0 | 0 | 0 | 0 | 0 | 0 | [24 empty] | 8104402 | no | no |  |  | no |  | 0 | 0 | 0 | 0 | 0 | 0 |  | 1 | 1 | 1 | 0 | 0 | 0
load_311930950 |  | node_1397549_71_15452984_718 |  | CN | 0 | Other | 0 | 0 | 0 | 0 | 0 | 0 | [24 empty] | 8104402 | no | no |  |  | no |  | 0 | 0 | 0 | 0 | 0 | 0 |  | 1 | 1 | 1 | 0 | 0 | 0
load_311984690 |  | node_1368829_647_15456688_177 |  | AN | 0 | Other | 0 | 0 | 0 | 0 | 0 | 0 | [24 empty] | 8104402 | no | no |  |  | no |  | 0 | 0 | 0 | 0 | 0 | 0 |  | 1 | 1 | 1 | 0 | 0 | 0
load_312018935 |  | node_1377826_291_15441369_179 |  | AN | 0 | Residential | 1951.2+831.208j | 0 | 0 | 0 | 0 | 0 | [24 empty] | 8104402 | no | no |  |  | no |  | 0 | 0 | 0 | 0 | 0 | 0 |  | 1 | 1 | 1 | 0 | 0 | 0
load_312044418 |  | node_1389460_289_15433366_721 |  | AN | 0 | NonResidential | 0 | 0 | 0 | 0 | 0 | 0 | [24 empty] | 8104402 | no | no |  |  | no |  | 0 | 0 | 0 | 0 | 0 | 0 |  | 1 | 1 | 1 | 0 | 0 | 0
load_312056926 |  | node_1393056_067_15441935_333 |  | AN | 0 | Other | 0 | 0 | 0 | 0 | 0 | 0 | [24 empty] | 8104402 | no | no |  |  | no |  | 0 | 0 | 0 | 0 | 0 | 0 |  | 1 | 1 | 1 | 0 | 0 | 0
load_312072229 |  | node_1380616_387_15459270_761 |  | AN | 0 | NonResidential | 9000+3833.984j | 0 | 0 | 0 | 0 | 0 | [24 empty] | 8104402 | no | no |  |  | no |  | 0 | 0 | 0 | 0 | 0 | 0 |  | 1 | 1 | 1 | 0 | 0 | 0
load_312072903 |  | node_1378361_845_15441675_914 |  | AN | 0 | Residential | 2383.2+1015.239j | 0 | 0 | 0 | 0 | 0 | [24 empty] | 8104402 | no | no |  |  | no |  | 0 | 0 | 0 | 0 | 0 | 0 |  | 1 | 1 | 1 | 0 | 0 | 0
load_312078196 |  | node_1395345_402_15447473_688 |  | AN | 0 | NonResidential | 0 | 0 | 0 | 0 | 0 | 0 | [24 empty] | 8104402 | no | no |  |  | no |  | 0 | 0 | 0 | 0 | 0 | 0 |  | 1 | 1 | 1 | 0 | 0 | 0
load_312080830 |  | node_1397350_191_15453285_556 |  | AN | 0 | Other | 0 | 0 | 0 | 0 | 0 | 0 | [24 empty] | 8104402 | no | no |  |  | no |  | 0 | 0 | 0 | 0 | 0 | 0 |  | 1 | 1 | 1 | 0 | 0 | 0
load_312098834 |  | node_1392857_482_15445866_457 |  | AN | 0 | Other | 0 | 0 | 0 | 0 | 0 | 0 | [24 empty] | 8104402 | no | no |  |  | no |  | 0 | 0 | 0 | 0 | 0 | 0 |  | 1 | 1 | 1 | 0 | 0 | 0
load_312111934 |  | node_1389274_021_15450381_123 |  | AN | 0 | Other | 0 | 0 | 0 | 0 | 0 | 0 | [24 empty] | 8104402 | no | no |  |  | no |  | 0 | 0 | 0 | 0 | 0 | 0 |  | 1 | 1 | 1 | 0 | 0 | 0
load_312124969 |  | node_1397113_211_15452569_022 |  | CN | 0 | Residential | 0 | 0 | 8716.8+3713.341j | 0 | 0 | 0 | [24 empty] | 8104402 | no | no |  |  | no |  | 0 | 0 | 0 | 0 | 0 | 0 |  | 1 | 1 | 1 | 0 | 0 | 0
load_312124970 |  | node_1397064_418_15452418_346 |  | AN | 0 | Other | 0 | 0 | 0 | 0 | 0 | 0 | [24 empty] | 8104402 | no | no |  |  | no |  | 0 | 0 | 0 | 0 | 0 | 0 |  | 1 | 1 | 1 | 0 | 0 | 0
load_312133292 |  | node_1379723_671_15452333_551 |  | AN | 0 | Other | 0 | 0 | 0 | 0 | 0 | 0 | [24 empty] | 8104402 | no | no |  |  | no |  | 0 | 0 | 0 | 0 | 0 | 0 |  | 1 | 1 | 1 | 0 | 0 | 0

## node
data_type | static
owner_type | feeder
owner | 8104402
object | node
name | groupid | parent | bustype | phases | nominal_voltage | dcircuit | selected | monitored | monitored_fields | class_monitored_fields | played | played_fields | subsystem | x | y | comments | dist_to_slack
node_421X5-220417194 |  |  | PQ | ABCN | 19918.584 | 8104402 | no | no |  |  | no |  |  | 1396581.238 | 15454171.693 |  | -1
node_421X52-220411259 |  |  | PQ | ABCN | 19918.584 | 8104402 | no | no |  |  | no |  |  | 1396576.973 | 15454174.182 |  | -1
node_421Y1-312098846 |  |  | PQ | ABCN | 19918.584 | 8104402 | no | no |  |  | no |  |  | 1392681.653 | 15445781.666 |  | -1
node_1367467_867_15449937_985 |  |  | PQ | AN | 2771.281 | 8104402 | no | no |  |  | no |  |  | 1367467.867 | 15449937.985 |  | -1
node_1367608_212_15458688_941 |  |  | PQ | AN | 2771.281 | 8104402 | no | no |  |  | no |  |  | 1367608.212 | 15458688.941 |  | -1
node_1367862_489_15450719_363 |  |  | PQ | AN | 2771.281 | 8104402 | no | no |  |  | no |  |  | 1367862.489 | 15450719.363 |  | -1
node_1367970_342_15458524_302 |  |  | PQ | AN | 2771.281 | 8104402 | no | no |  |  | no |  |  | 1367970.342 | 15458524.302 |  | -1
node_1368220_712_15457949_573 |  |  | PQ | AN | 2771.281 | 8104402 | no | no |  |  | no |  |  | 1368220.712 | 15457949.573 |  | -1
node_1368261_592_15458347_838 |  |  | PQ | AN | 2771.281 | 8104402 | no | no |  |  | no |  |  | 1368261.592 | 15458347.838 |  | -1
node_1368555_489_15457663_587 |  |  | PQ | AN | 2771.281 | 8104402 | no | no |  |  | no |  |  | 1368555.489 | 15457663.587 |  | -1
node_1368744_117_15457509_358 |  |  | PQ | AN | 2771.281 | 8104402 | no | no |  |  | no |  |  | 1368744.117 | 15457509.358 |  | -1
node_1368753_156_15458055_427 |  |  | PQ | AN | 2771.281 | 8104402 | no | no |  |  | no |  |  | 1368753.156 | 15458055.427 |  | -1
node_1368829_647_15456688_177 |  |  | PQ | AN | 2771.281 | 8104402 | no | no |  |  | no |  |  | 1368829.647 | 15456688.177 |  | -1
node_1368896_241_15456865_971 |  |  | PQ | AN | 2771.281 | 8104402 | no | no |  |  | no |  |  | 1368896.241 | 15456865.971 |  | -1
node_1368899_564_15450499_487 |  |  | PQ | AN | 2771.281 | 8104402 | no | no |  |  | no |  |  | 1368899.564 | 15450499.487 |  | -1
node_1369066_481_15457449_55 |  |  | PQ | AN | 2771.281 | 8104402 | no | no |  |  | no |  |  | 1369066.481 | 15457449.55 |  | -1
node_1369343_333_15451152_422 |  |  | PQ | AN | 2771.281 | 8104402 | no | no |  |  | no |  |  | 1369343.333 | 15451152.422 |  | -1
node_1369762_602_15451258_844 |  |  | PQ | AN | 2771.281 | 8104402 | no | no |  |  | no |  |  | 1369762.602 | 15451258.844 |  | -1
node_1369772_057_15456963_829 |  |  | PQ | AN | 2771.281 | 8104402 | no | no |  |  | no |  |  | 1369772.057 | 15456963.829 |  | -1
node_1370449_881_15451441_129 |  |  | PQ | AN | 2771.281 | 8104402 | no | no |  |  | no |  |  | 1370449.881 | 15451441.129 |  | -1
node_1370667_818_15451939_987 |  |  | PQ | AN | 2771.281 | 8104402 | no | no |  |  | no |  |  | 1370667.818 | 15451939.987 |  | -1
node_1370861_413_15452086_181 |  |  | PQ | AN | 2771.281 | 8104402 | no | no |  |  | no |  |  | 1370861.413 | 15452086.181 |  | -1
node_1370973_289_15452174_57 |  |  | PQ | AN | 2771.281 | 8104402 | no | no |  |  | no |  |  | 1370973.289 | 15452174.57 |  | -1
node_1370993_85_15456180_76 |  |  | PQ | AN | 2771.281 | 8104402 | no | no |  |  | no |  |  | 1370993.85 | 15456180.76 |  | -1
node_1371086_519_15451962_197 |  |  | PQ | AN | 2771.281 | 8104402 | no | no |  |  | no |  |  | 1371086.519 | 15451962.197 |  | -1
node_1371213_143_15452353_285 |  |  | PQ | AN | 2771.281 | 8104402 | no | no |  |  | no |  |  | 1371213.143 | 15452353.285 |  | -1
node_1371420_668_15455911_854 |  |  | PQ | AN | 2771.281 | 8104402 | no | no |  |  | no |  |  | 1371420.668 | 15455911.854 |  | -1
node_1371824_781_15455751_328 |  |  | PQ | AN | 2771.281 | 8104402 | no | no |  |  | no |  |  | 1371824.781 | 15455751.328 |  | -1
node_1372184_163_15440856_054 |  |  | PQ | AN | 2771.281 | 8104402 | no | no |  |  | no |  |  | 1372184.163 | 15440856.054 |  | -1
node_1372235_836_15455521_221 |  |  | PQ | AN | 2771.281 | 8104402 | no | no |  |  | no |  |  | 1372235.836 | 15455521.221 |  | -1
node_1372335_254_15440475_645 |  |  | PQ | AN | 2771.281 | 8104402 | no | no |  |  | no |  |  | 1372335.254 | 15440475.645 |  | -1
node_1372459_123_15440895_216 |  |  | PQ | AN | 2771.281 | 8104402 | no | no |  |  | no |  |  | 1372459.123 | 15440895.216 |  | -1
node_1372485_545_15444624_282 |  |  | PQ | AN | 2771.281 | 8104402 | no | no |  |  | no |  |  | 1372485.545 | 15444624.282 |  | -1
node_1372680_025_15441130_605 |  |  | PQ | AN | 2771.281 | 8104402 | no | no |  |  | no |  |  | 1372680.025 | 15441130.605 |  | -1
node_1372742_303_15440858_08 |  |  | PQ | AN | 2771.281 | 8104402 | no | no |  |  | no |  |  | 1372742.303 | 15440858.08 |  | -1
node_1372855_195_15440407_772 |  |  | PQ | AN | 2771.281 | 8104402 | no | no |  |  | no |  |  | 1372855.195 | 15440407.772 |  | -1
node_1373031_563_15444681_989 |  |  | PQ | AN | 2771.281 | 8104402 | no | no |  |  | no |  |  | 1373031.563 | 15444681.989 |  | -1
node_1373340_398_15453634_083 |  |  | PQ | AN | 2771.281 | 8104402 | no | no |  |  | no |  |  | 1373340.398 | 15453634.083 |  | -1
node_1373739_47_15460740_98 |  |  | PQ | AN | 2771.281 | 8104402 | no | no |  |  | no |  |  | 1373739.47 | 15460740.98 |  | -1
node_1373819_457_15460484_228 |  |  | PQ | AN | 2771.281 | 8104402 | no | no |  |  | no |  |  | 1373819.457 | 15460484.228 |  | -1
node_1373825_611_15452990_228 |  |  | PQ | AN | 2771.281 | 8104402 | no | no |  |  | no |  |  | 1373825.611 | 15452990.228 |  | -1
node_1373880_734_15451512_758 |  |  | PQ | AN | 2771.281 | 8104402 | no | no |  |  | no |  |  | 1373880.734 | 15451512.758 |  | -1
node_1373929_961_15453358_832 |  |  | PQ | AN | 2771.281 | 8104402 | no | no |  |  | no |  |  | 1373929.961 | 15453358.832 |  | -1
node_1373992_278_15459342_634 |  |  | PQ | AN | 2771.281 | 8104402 | no | no |  |  | no |  |  | 1373992.278 | 15459342.634 |  | -1
node_1374004_087_15450470_854 |  |  | PQ | AN | 2771.281 | 8104402 | no | no |  |  | no |  |  | 1374004.087 | 15450470.854 |  | -1
node_1374006_855_15451009_738 |  |  | PQ | AN | 2771.281 | 8104402 | no | no |  |  | no |  |  | 1374006.855 | 15451009.738 |  | -1
node_1374028_729_15450191_336 |  |  | PQ | AN | 2771.281 | 8104402 | no | no |  |  | no |  |  | 1374028.729 | 15450191.336 |  | -1
node_1374108_971_15449984_046 |  |  | PQ | AN | 2771.281 | 8104402 | no | no |  |  | no |  |  | 1374108.971 | 15449984.046 |  | -1
node_1374111_507_15449097_217 |  |  | PQ | AN | 2771.281 | 8104402 | no | no |  |  | no |  |  | 1374111.507 | 15449097.217 |  | -1
node_1374141_897_15449554_33 |  |  | PQ | AN | 2771.281 | 8104402 | no | no |  |  | no |  |  | 1374141.897 | 15449554.33 |  | -1
node_1374194_144_15454300_729 |  |  | PQ | AN | 2771.281 | 8104402 | no | no |  |  | no |  |  | 1374194.144 | 15454300.729 |  | -1
node_1374208_912_15458911_26 |  |  | PQ | AN | 2771.281 | 8104402 | no | no |  |  | no |  |  | 1374208.912 | 15458911.26 |  | -1
node_1374225_908_15448506_872 |  |  | PQ | AD | 2771.281 | 8104402 | no | no |  |  | no |  |  | 1374225.908 | 15448506.872 |  | -1
node_1374250_664_15458769_263 |  |  | PQ | AN | 2771.281 | 8104402 | no | no |  |  | no |  |  | 1374250.664 | 15458769.263 |  | -1
node_1374354_98_15447362_265 |  |  | PQ | AN | 2771.281 | 8104402 | no | no |  |  | no |  |  | 1374354.98 | 15447362.265 |  | -1
node_1374402_212_15458276_77 |  |  | PQ | AN | 2771.281 | 8104402 | no | no |  |  | no |  |  | 1374402.212 | 15458276.77 |  | -1
node_1374447_904_15449286_117 |  |  | PQ | AN | 2771.281 | 8104402 | no | no |  |  | no |  |  | 1374447.904 | 15449286.117 |  | -1
node_1374451_683_15444588_405 |  |  | PQ | AN | 2771.281 | 8104402 | no | no |  |  | no |  |  | 1374451.683 | 15444588.405 |  | -1
node_1374453_852_15447891_221 |  |  | PQ | AN | 2771.281 | 8104402 | no | no |  |  | no |  |  | 1374453.852 | 15447891.221 |  | -1
node_1374459_339_15457979_481 |  |  | PQ | AN | 2771.281 | 8104402 | no | no |  |  | no |  |  | 1374459.339 | 15457979.481 |  | -1
node_1374469_067_15454251_416 |  |  | PQ | AN | 2771.281 | 8104402 | no | no |  |  | no |  |  | 1374469.067 | 15454251.416 |  | -1
node_1374509_82_15445323_394 |  |  | PQ | AN | 2771.281 | 8104402 | no | no |  |  | no |  |  | 1374509.82 | 15445323.394 |  | -1
node_1374521_565_15457415_931 |  |  | PQ | ABCN | 2771.281 | 8104402 | no | no |  |  | no |  |  | 1374521.565 | 15457415.931 |  | -1
node_1374543_27_15455559_671 |  |  | PQ | AN | 2771.281 | 8104402 | no | no |  |  | no |  |  | 1374543.27 | 15455559.671 |  | -1
node_1374711_356_15457260_069 |  |  | PQ | AN | 2771.281 | 8104402 | no | no |  |  | no |  |  | 1374711.356 | 15457260.069 |  | -1
node_1374782_112_15459368_22 |  |  | PQ | AN | 2771.281 | 8104402 | no | no |  |  | no |  |  | 1374782.112 | 15459368.22 |  | -1
node_1374785_987_15457661_151 |  |  | PQ | ABCN | 2771.281 | 8104402 | no | no |  |  | no |  |  | 1374785.987 | 15457661.151 |  | -1
node_1374815_379_15456522_167 |  |  | PQ | AN | 2771.281 | 8104402 | no | no |  |  | no |  |  | 1374815.379 | 15456522.167 |  | -1
node_1374829_025_15448205_065 |  |  | PQ | AN | 2771.281 | 8104402 | no | no |  |  | no |  |  | 1374829.025 | 15448205.065 |  | -1
node_1374882_813_15441078_389 |  |  | PQ | AN | 2771.281 | 8104402 | no | no |  |  | no |  |  | 1374882.813 | 15441078.389 |  | -1
node_1374943_383_15456729_345 |  |  | PQ | AN | 2771.281 | 8104402 | no | no |  |  | no |  |  | 1374943.383 | 15456729.345 |  | -1
node_1374991_416_15454295_79 |  |  | PQ | AN | 2771.281 | 8104402 | no | no |  |  | no |  |  | 1374991.416 | 15454295.79 |  | -1
node_1375026_156_15457519_616 |  |  | PQ | ABCN | 2771.281 | 8104402 | no | no |  |  | no |  |  | 1375026.156 | 15457519.616 |  | -1
node_1375047_293_15446090_701 |  |  | PQ | AN | 2771.281 | 8104402 | no | no |  |  | no |  |  | 1375047.293 | 15446090.701 |  | -1
node_1375241_151_15454393_779 |  |  | PQ | AN | 2771.281 | 8104402 | no | no |  |  | no |  |  | 1375241.151 | 15454393.779 |  | -1
node_1375445_79_15457880_048 |  |  | PQ | AN | 2771.281 | 8104402 | no | no |  |  | no |  |  | 1375445.79 | 15457880.048 |  | -1
node_1375496_762_15446131_469 |  |  | PQ | AN | 2771.281 | 8104402 | no | no |  |  | no |  |  | 1375496.762 | 15446131.469 |  | -1
node_1375502_24_15454190_01 |  |  | PQ | AN | 2771.281 | 8104402 | no | no |  |  | no |  |  | 1375502.24 | 15454190.01 |  | -1
node_1375509_424_15441878_227 |  |  | PQ | AN | 2771.281 | 8104402 | no | no |  |  | no |  |  | 1375509.424 | 15441878.227 |  | -1
node_1375690_399_15457267_324 |  |  | PQ | ABCN | 2771.281 | 8104402 | no | no |  |  | no |  |  | 1375690.399 | 15457267.324 |  | -1
node_1375728_432_15441678_795 |  |  | PQ | AN | 2771.281 | 8104402 | no | no |  |  | no |  |  | 1375728.432 | 15441678.795 |  | -1
node_1375752_485_15453959_331 |  |  | PQ | AN | 2771.281 | 8104402 | no | no |  |  | no |  |  | 1375752.485 | 15453959.331 |  | -1
node_1375772_045_15441171_068 |  |  | PQ | AN | 2771.281 | 8104402 | no | no |  |  | no |  |  | 1375772.045 | 15441171.068 |  | -1
node_1375922_379_15446181_348 |  |  | PQ | AN | 2771.281 | 8104402 | no | no |  |  | no |  |  | 1375922.379 | 15446181.348 |  | -1
node_1375975_725_15440222_404 |  |  | PQ | AN | 2771.281 | 8104402 | no | no |  |  | no |  |  | 1375975.725 | 15440222.404 |  | -1
node_1375993_194_15453665_574 |  |  | PQ | AN | 2771.281 | 8104402 | no | no |  |  | no |  |  | 1375993.194 | 15453665.574 |  | -1
node_1376181_545_15453423_445 |  |  | PQ | AN | 2771.281 | 8104402 | no | no |  |  | no |  |  | 1376181.545 | 15453423.445 |  | -1
node_1376355_934_15446157_96 |  |  | PQ | AN | 2771.281 | 8104402 | no | no |  |  | no |  |  | 1376355.934 | 15446157.96 |  | -1
node_1376412_015_15453291_67 |  |  | PQ | AN | 2771.281 | 8104402 | no | no |  |  | no |  |  | 1376412.015 | 15453291.67 |  | -1
node_1376561_667_15451774_34 |  |  | PQ | AN | 2771.281 | 8104402 | no | no |  |  | no |  |  | 1376561.667 | 15451774.34 |  | -1
node_1376624_353_15451449_588 |  |  | PQ | AN | 2771.281 | 8104402 | no | no |  |  | no |  |  | 1376624.353 | 15451449.588 |  | -1
node_1376718_157_15438477_694 |  |  | PQ | AN | 2771.281 | 8104402 | no | no |  |  | no |  |  | 1376718.157 | 15438477.694 |  | -1
node_1376787_273_15446195_366 |  |  | PQ | AN | 2771.281 | 8104402 | no | no |  |  | no |  |  | 1376787.273 | 15446195.366 |  | -1
node_1376983_984_15449078_122 |  |  | PQ | AN | 2771.281 | 8104402 | no | no |  |  | no |  |  | 1376983.984 | 15449078.122 |  | -1
node_1377048_306_15457086_558 |  |  | PQ | ABCN | 2771.281 | 8104402 | no | no |  |  | no |  |  | 1377048.306 | 15457086.558 |  | -1
node_1377063_673_15450351_206 |  |  | PQ | AN | 2771.281 | 8104402 | no | no |  |  | no |  |  | 1377063.673 | 15450351.206 |  | -1
node_1377084_116_15448475_597 |  |  | PQ | AN | 2771.281 | 8104402 | no | no |  |  | no |  |  | 1377084.116 | 15448475.597 |  | -1
node_1377096_659_15448172_182 |  |  | PQ | AN | 2771.281 | 8104402 | no | no |  |  | no |  |  | 1377096.659 | 15448172.182 |  | -1
node_1377155_426_15447208_807 |  |  | PQ | AN | 2771.281 | 8104402 | no | no |  |  | no |  |  | 1377155.426 | 15447208.807 |  | -1
node_1377207_016_15446787_32 |  |  | PQ | AN | 2771.281 | 8104402 | no | no |  |  | no |  |  | 1377207.016 | 15446787.32 |  | -1
node_1377331_07_15445394_835 |  |  | PQ | AN | 2771.281 | 8104402 | no | no |  |  | no |  |  | 1377331.07 | 15445394.835 |  | -1
node_1377411_294_15444763_594 |  |  | PQ | AN | 2771.281 | 8104402 | no | no |  |  | no |  |  | 1377411.294 | 15444763.594 |  | -1
node_1377440_4_15451167_917 |  |  | PQ | AN | 2771.281 | 8104402 | no | no |  |  | no |  |  | 1377440.4 | 15451167.917 |  | -1
node_1377486_686_15449180_888 |  |  | PQ | AN | 2771.281 | 8104402 | no | no |  |  | no |  |  | 1377486.686 | 15449180.888 |  | -1
node_1377493_094_15451776_614 |  |  | PQ | AN | 2771.281 | 8104402 | no | no |  |  | no |  |  | 1377493.094 | 15451776.614 |  | -1
node_1377696_746_15456884_023 |  |  | PQ | ABCN | 2771.281 | 8104402 | no | no |  |  | no |  |  | 1377696.746 | 15456884.023 |  | -1
node_1377762_845_15449193_941 |  |  | PQ | AN | 2771.281 | 8104402 | no | no |  |  | no |  |  | 1377762.845 | 15449193.941 |  | -1
node_1377826_291_15441369_179 |  |  | PQ | AN | 2771.281 | 8104402 | no | no |  |  | no |  |  | 1377826.291 | 15441369.179 |  | -1
node_1377850_366_15442740_564 |  |  | PQ | AN | 2771.281 | 8104402 | no | no |  |  | no |  |  | 1377850.366 | 15442740.564 |  | -1
node_1377920_315_15441955_439 |  |  | PQ | AN | 2771.281 | 8104402 | no | no |  |  | no |  |  | 1377920.315 | 15441955.439 |  | -1
node_1377949_648_15441599_691 |  |  | PQ | AN | 2771.281 | 8104402 | no | no |  |  | no |  |  | 1377949.648 | 15441599.691 |  | -1
node_1377984_249_15456696_345 |  |  | PQ | ABCN | 2771.281 | 8104402 | no | no |  |  | no |  |  | 1377984.249 | 15456696.345 |  | -1
node_1378004_367_15449278_47 |  |  | PQ | AN | 2771.281 | 8104402 | no | no |  |  | no |  |  | 1378004.367 | 15449278.47 |  | -1
node_1378099_243_15439067_021 |  |  | PQ | AN | 2771.281 | 8104402 | no | no |  |  | no |  |  | 1378099.243 | 15439067.021 |  | -1
node_1378304_382_15444007_464 |  |  | PQ | AN | 2771.281 | 8104402 | no | no |  |  | no |  |  | 1378304.382 | 15444007.464 |  | -1
node_1378361_845_15441675_914 |  |  | PQ | AN | 2771.281 | 8104402 | no | no |  |  | no |  |  | 1378361.845 | 15441675.914 |  | -1
node_1378451_704_15439155_133 |  |  | PQ | AN | 2771.281 | 8104402 | no | no |  |  | no |  |  | 1378451.704 | 15439155.133 |  | -1
node_1378577_639_15452160_71 |  |  | PQ | AN | 2771.281 | 8104402 | no | no |  |  | no |  |  | 1378577.639 | 15452160.71 |  | -1
node_1378631_608_15456354_174 |  |  | PQ | AN | 2771.281 | 8104402 | no | no |  |  | no |  |  | 1378631.608 | 15456354.174 |  | -1
node_1378683_002_15448919_712 |  |  | PQ | AN | 2771.281 | 8104402 | no | no |  |  | no |  |  | 1378683.002 | 15448919.712 |  | -1
node_1379061_971_15456497_683 |  |  | PQ | ABCN | 2771.281 | 8104402 | no | no |  |  | no |  |  | 1379061.971 | 15456497.683 |  | -1
node_1379143_143_15452266_108 |  |  | PQ | AN | 2771.281 | 8104402 | no | no |  |  | no |  |  | 1379143.143 | 15452266.108 |  | -1
node_1379433_745_15456494_903 |  |  | PQ | ABCN | 2771.281 | 8104402 | no | no |  |  | no |  |  | 1379433.745 | 15456494.903 |  | -1
node_1379527_526_15452385_975 |  |  | PQ | AN | 2771.281 | 8104402 | no | no |  |  | no |  |  | 1379527.526 | 15452385.975 |  | -1
node_1379535_226_15449196_462 |  |  | PQ | AN | 2771.281 | 8104402 | no | no |  |  | no |  |  | 1379535.226 | 15449196.462 |  | -1
node_1379723_671_15452333_551 |  |  | PQ | AN | 2771.281 | 8104402 | no | no |  |  | no |  |  | 1379723.671 | 15452333.551 |  | -1
node_1379857_039_15452367_461 |  |  | PQ | AN | 2771.281 | 8104402 | no | no |  |  | no |  |  | 1379857.039 | 15452367.461 |  | -1
node_1379949_499_15449209_971 |  |  | PQ | AN | 2771.281 | 8104402 | no | no |  |  | no |  |  | 1379949.499 | 15449209.971 |  | -1
node_1380142_099_15456377_899 |  |  | PQ | ABCN | 2771.281 | 8104402 | no | no |  |  | no |  |  | 1380142.099 | 15456377.899 |  | -1
node_1380165_279_15452522_413 |  |  | PQ | AN | 2771.281 | 8104402 | no | no |  |  | no |  |  | 1380165.279 | 15452522.413 |  | -1
node_1380393_611_15449177_687 |  |  | PQ | AN | 2771.281 | 8104402 | no | no |  |  | no |  |  | 1380393.611 | 15449177.687 |  | -1
node_1380616_387_15459270_761 |  |  | PQ | AN | 2771.281 | 8104402 | no | no |  |  | no |  |  | 1380616.387 | 15459270.761 |  | -1
node_1380685_816_15456210_806 |  |  | PQ | ABCN | 2771.281 | 8104402 | no | no |  |  | no |  |  | 1380685.816 | 15456210.806 |  | -1
node_1380776_986_15459684_77 |  |  | PQ | AN | 2771.281 | 8104402 | no | no |  |  | no |  |  | 1380776.986 | 15459684.77 |  | -1
node_1381126_568_15459817_941 |  |  | PQ | AN | 2771.281 | 8104402 | no | no |  |  | no |  |  | 1381126.568 | 15459817.941 |  | -1
node_1381157_688_15456103_735 |  |  | PQ | ABCN | 2771.281 | 8104402 | no | no |  |  | no |  |  | 1381157.688 | 15456103.735 |  | -1
node_1381359_215_15449012_07 |  |  | PQ | AN | 2771.281 | 8104402 | no | no |  |  | no |  |  | 1381359.215 | 15449012.07 |  | -1
node_1381698_7_15456549_677 |  |  | PQ | AN | 2771.281 | 8104402 | no | no |  |  | no |  |  | 1381698.7 | 15456549.677 |  | -1
node_1381711_18_15455792_883 |  |  | PQ | ABCN | 2771.281 | 8104402 | no | no |  |  | no |  |  | 1381711.18 | 15455792.883 |  | -1
node_1381764_36_15453700_475 |  |  | PQ | AN | 2771.281 | 8104402 | no | no |  |  | no |  |  | 1381764.36 | 15453700.475 |  | -1
node_1381969_813_15453006_048 |  |  | PQ | AN | 2771.281 | 8104402 | no | no |  |  | no |  |  | 1381969.813 | 15453006.048 |  | -1
node_1382154_081_15456989_121 |  |  | PQ | AN | 2771.281 | 8104402 | no | no |  |  | no |  |  | 1382154.081 | 15456989.121 |  | -1
node_1382259_841_15455095_85 |  |  | PQ | ABCN | 2771.281 | 8104402 | no | no |  |  | no |  |  | 1382259.841 | 15455095.85 |  | -1
node_1382260_167_15459819_503 |  |  | PQ | AN | 2771.281 | 8104402 | no | no |  |  | no |  |  | 1382260.167 | 15459819.503 |  | -1
node_1382383_234_15458675_81 |  |  | PQ | AN | 2771.281 | 8104402 | no | no |  |  | no |  |  | 1382383.234 | 15458675.81 |  | -1
node_1382394_199_15459098_719 |  |  | PQ | AN | 2771.281 | 8104402 | no | no |  |  | no |  |  | 1382394.199 | 15459098.719 |  | -1
node_1382394_505_15448686_396 |  |  | PQ | AN | 2771.281 | 8104402 | no | no |  |  | no |  |  | 1382394.505 | 15448686.396 |  | -1
node_1382637_082_15457782_05 |  |  | PQ | AN | 2771.281 | 8104402 | no | no |  |  | no |  |  | 1382637.082 | 15457782.05 |  | -1
node_1382691_874_15457105_349 |  |  | PQ | AN | 2771.281 | 8104402 | no | no |  |  | no |  |  | 1382691.874 | 15457105.349 |  | -1
node_1382771_687_15448500_19 |  |  | PQ | AN | 2771.281 | 8104402 | no | no |  |  | no |  |  | 1382771.687 | 15448500.19 |  | -1
node_1383359_669_15447854_36 |  |  | PQ | AN | 2771.281 | 8104402 | no | no |  |  | no |  |  | 1383359.669 | 15447854.36 |  | -1
node_1383772_608_15447386_338 |  |  | PQ | AN | 2771.281 | 8104402 | no | no |  |  | no |  |  | 1383772.608 | 15447386.338 |  | -1
node_1383776_927_15444150_421 |  |  | PQ | AN | 2771.281 | 8104402 | no | no |  |  | no |  |  | 1383776.927 | 15444150.421 |  | -1
node_1383949_525_15444531_954 |  |  | PQ | AN | 2771.281 | 8104402 | no | no |  |  | no |  |  | 1383949.525 | 15444531.954 |  | -1
node_1384018_474_15453628_551 |  |  | PQ | ABCN | 2771.281 | 8104402 | no | no |  |  | no |  |  | 1384018.474 | 15453628.551 |  | -1
node_1384155_556_15445785_108 |  |  | PQ | AN | 2771.281 | 8104402 | no | no |  |  | no |  |  | 1384155.556 | 15445785.108 |  | -1
node_1384405_547_15445353_768 |  |  | PQ | AN | 2771.281 | 8104402 | no | no |  |  | no |  |  | 1384405.547 | 15445353.768 |  | -1
node_1384990_707_15446116_035 |  |  | PQ | AN | 2771.281 | 8104402 | no | no |  |  | no |  |  | 1384990.707 | 15446116.035 |  | -1
node_1385217_233_15452664_225 |  |  | PQ | ABCN | 2771.281 | 8104402 | no | no |  |  | no |  |  | 1385217.233 | 15452664.225 |  | -1
node_1385238_495_15446331_686 |  |  | PQ | AN | 2771.281 | 8104402 | no | no |  |  | no |  |  | 1385238.495 | 15446331.686 |  | -1
node_1385425_67_15434269_308 |  |  | PQ | AN | 2771.281 | 8104402 | no | no |  |  | no |  |  | 1385425.67 | 15434269.308 |  | -1
node_1385598_539_15438400_889 |  |  | PQ | AN | 2771.281 | 8104402 | no | no |  |  | no |  |  | 1385598.539 | 15438400.889 |  | -1
node_1385947_174_15439097_895 |  |  | PQ | AN | 2771.281 | 8104402 | no | no |  |  | no |  |  | 1385947.174 | 15439097.895 |  | -1
node_1386309_852_15439364_049 |  |  | PQ | AN | 2771.281 | 8104402 | no | no |  |  | no |  |  | 1386309.852 | 15439364.049 |  | -1
node_1386514_833_15435018_082 |  |  | PQ | AN | 2771.281 | 8104402 | no | no |  |  | no |  |  | 1386514.833 | 15435018.082 |  | -1
node_1386519_932_15447119_713 |  |  | PQ | AN | 2771.281 | 8104402 | no | no |  |  | no |  |  | 1386519.932 | 15447119.713 |  | -1
node_1386640_046_15435244_895 |  |  | PQ | AN | 2771.281 | 8104402 | no | no |  |  | no |  |  | 1386640.046 | 15435244.895 |  | -1
node_1387519_383_15434281_177 |  |  | PQ | AN | 2771.281 | 8104402 | no | no |  |  | no |  |  | 1387519.383 | 15434281.177 |  | -1
node_1387654_828_15438184_458 |  |  | PQ | AN | 2771.281 | 8104402 | no | no |  |  | no |  |  | 1387654.828 | 15438184.458 |  | -1
node_1387698_296_15434268_536 |  |  | PQ | AN | 2771.281 | 8104402 | no | no |  |  | no |  |  | 1387698.296 | 15434268.536 |  | -1
node_1387949_785_15438035_552 |  |  | PQ | AN | 2771.281 | 8104402 | no | no |  |  | no |  |  | 1387949.785 | 15438035.552 |  | -1
node_1388038_043_15450490_427 |  |  | PQ | ABCD | 2771.281 | 8104402 | no | no |  |  | no |  |  | 1388038.043 | 15450490.427 |  | -1
node_1388166_302_15437863_567 |  |  | PQ | AN | 2771.281 | 8104402 | no | no |  |  | no |  |  | 1388166.302 | 15437863.567 |  | -1
node_1388208_008_15437316_35 |  |  | PQ | AN | 2771.281 | 8104402 | no | no |  |  | no |  |  | 1388208.008 | 15437316.35 |  | -1
node_1388363_316_15434163_592 |  |  | PQ | AN | 2771.281 | 8104402 | no | no |  |  | no |  |  | 1388363.316 | 15434163.592 |  | -1
node_1388517_684_15433800_351 |  |  | PQ | AN | 2771.281 | 8104402 | no | no |  |  | no |  |  | 1388517.684 | 15433800.351 |  | -1
node_1388554_422_15450374_233 |  |  | PQ | AN | 2771.281 | 8104402 | no | no |  |  | no |  |  | 1388554.422 | 15450374.233 |  | -1
node_1388757_372_15434184_267 |  |  | PQ | AN | 2771.281 | 8104402 | no | no |  |  | no |  |  | 1388757.372 | 15434184.267 |  | -1
node_1388860_681_15446271_48 |  |  | PQ | AN | 2771.281 | 8104402 | no | no |  |  | no |  |  | 1388860.681 | 15446271.48 |  | -1
node_1389041_911_15438382_924 |  |  | PQ | AN | 2771.281 | 8104402 | no | no |  |  | no |  |  | 1389041.911 | 15438382.924 |  | -1
node_1389274_021_15450381_123 |  |  | PQ | AN | 2771.281 | 8104402 | no | no |  |  | no |  |  | 1389274.021 | 15450381.123 |  | -1
node_1389288_89_15438649_137 |  |  | PQ | AN | 2771.281 | 8104402 | no | no |  |  | no |  |  | 1389288.89 | 15438649.137 |  | -1
node_1389610_143_15433154_773 |  |  | PQ | AN | 2771.281 | 8104402 | no | no |  |  | no |  |  | 1389610.143 | 15433154.773 |  | -1
node_1389622_426_15438996_51 |  |  | PQ | AN | 2771.281 | 8104402 | no | no |  |  | no |  |  | 1389622.426 | 15438996.51 |  | -1
node_1389799_559_15431983_286 |  |  | PQ | AN | 19918.584 | 8104402 | no | no |  |  | no |  |  | 1389799.559 | 15431983.286 |  | -1
node_1390021_67_15432167_171 |  |  | PQ | AN | 19918.584 | 8104402 | no | no |  |  | no |  |  | 1390021.67 | 15432167.171 |  | -1
node_1390076_683_15439470_651 |  |  | PQ | AN | 2771.281 | 8104402 | no | no |  |  | no |  |  | 1390076.683 | 15439470.651 |  | -1
node_1390130_607_15448950_437 |  |  | PQ | AN | 19918.584 | 8104402 | no | no |  |  | no |  |  | 1390130.607 | 15448950.437 |  | -1
node_1390362_414_15429987_705 |  |  | PQ | AN | 19918.584 | 8104402 | no | no |  |  | no |  |  | 1390362.414 | 15429987.705 |  | -1
node_1390422_755_15448867_356 |  |  | PQ | AN | 19918.584 | 8104402 | no | no |  |  | no |  |  | 1390422.755 | 15448867.356 |  | -1
node_1390509_966_15439923_353 |  |  | PQ | AN | 19918.584 | 8104402 | no | no |  |  | no |  |  | 1390509.966 | 15439923.353 |  | -1
node_1390546_311_15447012_269 |  |  | PQ | AN | 2771.281 | 8104402 | no | no |  |  | no |  |  | 1390546.311 | 15447012.269 |  | -1
node_1390602_869_15446358_013 |  |  | PQ | AN | 2771.281 | 8104402 | no | no |  |  | no |  |  | 1390602.869 | 15446358.013 |  | -1
node_1390747_895_15431836_824 |  |  | PQ | AN | 19918.584 | 8104402 | no | no |  |  | no |  |  | 1390747.895 | 15431836.824 |  | -1
node_1390824_402_15448878_011 |  |  | PQ | AN | 19918.584 | 8104402 | no | no |  |  | no |  |  | 1390824.402 | 15448878.011 |  | -1
node_1390951_944_15447565_361 |  |  | PQ | ABCN | 19918.584 | 8104402 | no | no |  |  | no |  |  | 1390951.944 | 15447565.361 |  | -1
node_1391043_134_15446685_34 |  |  | PQ | AN | 2771.281 | 8104402 | no | no |  |  | no |  |  | 1391043.134 | 15446685.34 |  | -1
node_1391197_982_15431908_165 |  |  | PQ | AN | 19918.584 | 8104402 | no | no |  |  | no |  |  | 1391197.982 | 15431908.165 |  | -1
node_1391225_694_15446584_841 |  |  | PQ | AN | 2771.281 | 8104402 | no | no |  |  | no |  |  | 1391225.694 | 15446584.841 |  | -1
node_1391428_376_15441238_242 |  |  | PQ | AN | 19918.584 | 8104402 | no | no |  |  | no |  |  | 1391428.376 | 15441238.242 |  | -1
node_1391504_408_15431565_905 |  |  | PQ | AN | 19918.584 | 8104402 | no | no |  |  | no |  |  | 1391504.408 | 15431565.905 |  | -1
node_1391536_137_15446614_586 |  |  | PQ | AN | 19918.584 | 8104402 | no | no |  |  | no |  |  | 1391536.137 | 15446614.586 |  | -1
node_1391848_919_15431057_136 |  |  | PQ | ABCN | 19918.584 | 8104402 | no | no |  |  | no |  |  | 1391848.919 | 15431057.136 |  | -1
node_1391873_35_15446603_78 |  |  | PQ | ABCN | 19918.584 | 8104402 | no | no |  |  | no |  |  | 1391873.35 | 15446603.78 |  | -1
node_1391901_448_15438356_303 |  |  | PQ | ABCN | 19918.584 | 8104402 | no | no |  |  | no |  |  | 1391901.448 | 15438356.303 |  | -1
node_1391987_086_15432042_741 |  |  | PQ | ABCN | 19918.584 | 8104402 | no | no |  |  | no |  |  | 1391987.086 | 15432042.741 |  | -1
node_1391996_033_15432488_849 |  |  | PQ | ABCN | 19918.584 | 8104402 | no | no |  |  | no |  |  | 1391996.033 | 15432488.849 |  | -1
node_1391996_455_15433030_466 |  |  | PQ | ABCN | 19918.584 | 8104402 | no | no |  |  | no |  |  | 1391996.455 | 15433030.466 |  | -1
node_1392015_114_15433340_669 |  |  | PQ | ABCN | 19918.584 | 8104402 | no | no |  |  | no |  |  | 1392015.114 | 15433340.669 |  | -1
node_1392022_424_15433687_91 |  |  | PQ | ABCN | 19918.584 | 8104402 | no | no |  |  | no |  |  | 1392022.424 | 15433687.91 |  | -1
node_1392070_36_15434777_613 |  |  | PQ | ABCN | 19918.584 | 8104402 | no | no |  |  | no |  |  | 1392070.36 | 15434777.613 |  | -1
node_1392162_087_15446135_737 |  |  | PQ | ABCN | 19918.584 | 8104402 | no | no |  |  | no |  |  | 1392162.087 | 15446135.737 |  | -1
node_1392458_887_15441729_707 |  |  | PQ | AN | 19918.584 | 8104402 | no | no |  |  | no |  |  | 1392458.887 | 15441729.707 |  | -1
node_1392857_482_15445866_457 |  |  | PQ | ABCN | 19918.584 | 8104402 | no | no |  |  | no |  |  | 1392857.482 | 15445866.457 |  | -1
node_1393056_067_15441935_333 |  |  | PQ | ABCN | 19918.584 | 8104402 | no | no |  |  | no |  |  | 1393056.067 | 15441935.333 |  | -1
node_1393134_381_15442171_539 |  |  | PQ | ABCN | 19918.584 | 8104402 | no | no |  |  | no |  |  | 1393134.381 | 15442171.539 |  | -1
node_1393591_637_15446496_296 |  |  | PQ | ABCN | 19918.584 | 8104402 | no | no |  |  | no |  |  | 1393591.637 | 15446496.296 |  | -1
node_1393943_385_15446817_649 |  |  | PQ | ABCN | 19918.584 | 8104402 | no | no |  |  | no |  |  | 1393943.385 | 15446817.649 |  | -1
node_1394037_272_15444925_643 |  |  | PQ | AN | 19918.584 | 8104402 | no | no |  |  | no |  |  | 1394037.272 | 15444925.643 |  | -1
node_1394372_69_15445200_564 |  |  | PQ | AN | 19918.584 | 8104402 | no | no |  |  | no |  |  | 1394372.69 | 15445200.564 |  | -1
node_1394602_011_15447299_713 |  |  | PQ | AN | 19918.584 | 8104402 | no | no |  |  | no |  |  | 1394602.011 | 15447299.713 |  | -1
node_1394773_118_15446804_808 |  |  | PQ | AN | 19918.584 | 8104402 | no | no |  |  | no |  |  | 1394773.118 | 15446804.808 |  | -1
node_1394966_403_15447578_609 |  |  | PQ | ABCN | 19918.584 | 8104402 | no | no |  |  | no |  |  | 1394966.403 | 15447578.609 |  | -1
node_1395132_766_15454406_426 |  |  | PQ | AN | 19918.584 | 8104402 | no | no |  |  | no |  |  | 1395132.766 | 15454406.426 |  | -1
node_1395205_724_15447305_465 |  |  | PQ | AN | 19918.584 | 8104402 | no | no |  |  | no |  |  | 1395205.724 | 15447305.465 |  | -1
node_1395316_959_15447738_247 |  |  | PQ | ABCN | 19918.584 | 8104402 | no | no |  |  | no |  |  | 1395316.959 | 15447738.247 |  | -1
node_1395566_788_15448064_133 |  |  | PQ | ABCN | 19918.584 | 8104402 | no | no |  |  | no |  |  | 1395566.788 | 15448064.133 |  | -1
node_1395675_874_15448403_42 |  |  | PQ | ABCN | 19918.584 | 8104402 | no | no |  |  | no |  |  | 1395675.874 | 15448403.42 |  | -1
node_1396094_252_15449690_95 |  |  | PQ | ABCN | 19918.584 | 8104402 | no | no |  |  | no |  |  | 1396094.252 | 15449690.95 |  | -1
node_1396220_154_15450062_449 |  |  | PQ | ABCN | 19918.584 | 8104402 | no | no |  |  | no |  |  | 1396220.154 | 15450062.449 |  | -1
node_1396432_306_15450442_047 |  |  | PQ | ABCN | 19918.584 | 8104402 | no | no |  |  | no |  |  | 1396432.306 | 15450442.047 |  | -1
node_1396471_494_15449859_267 |  |  | PQ | AN | 19918.584 | 8104402 | no | no |  |  | no |  |  | 1396471.494 | 15449859.267 |  | -1
node_1396571_227_15450851_746 |  |  | PQ | ABCN | 19918.584 | 8104402 | no | no |  |  | no |  |  | 1396571.227 | 15450851.746 |  | -1
node_1396613_409_15454046_439 |  |  | PQ | ABCN | 19918.584 | 8104402 | no | no |  |  | no |  |  | 1396613.409 | 15454046.439 |  | -1
node_1396622_736_15451135_123 |  |  | PQ | ABCN | 19918.584 | 8104402 | no | no |  |  | no |  |  | 1396622.736 | 15451135.123 |  | -1
node_1396625_088_15451161_583 |  |  | PQ | ABCN | 19918.584 | 8104402 | no | no |  |  | no |  |  | 1396625.088 | 15451161.583 |  | -1
node_1396627_764_15454028_337 |  |  | PQ | ABCN | 19918.584 | 8104402 | no | no |  |  | no |  |  | 1396627.764 | 15454028.337 |  | -1
node_1396645_12_15454015_907 |  |  | PQ | ABCN | 19918.584 | 8104402 | no | no |  |  | no |  |  | 1396645.12 | 15454015.907 |  | -1
node_1396868_352_15451776_978 |  |  | PQ | ABCN | 19918.584 | 8104402 | no | no |  |  | no |  |  | 1396868.352 | 15451776.978 |  | -1
node_1396876_509_15452762_082 |  |  | PQ | ABCN | 2771.281 | 8104402 | no | no |  |  | no |  |  | 1396876.509 | 15452762.082 |  | -1
node_1396916_95_15451581_078 |  |  | PQ | ABCN | 19918.584 | 8104402 | no | no |  |  | no |  |  | 1396916.95 | 15451581.078 |  | -1
node_1396918_639_15451607_624 |  |  | PQ | ABCN | 19918.584 | 8104402 | no | no |  |  | no |  |  | 1396918.639 | 15451607.624 |  | -1
node_1396978_84_15452099_105 |  |  | PQ | ABCN | 19918.584 | 8104402 | no | no |  |  | no |  |  | 1396978.84 | 15452099.105 |  | -1
node_1397064_418_15452418_346 |  |  | PQ | ABCN | 19918.584 | 8104402 | no | no |  |  | no |  |  | 1397064.418 | 15452418.346 |  | -1
node_1397112_075_15452542_791 |  |  | PQ | ABCN | 19918.584 | 8104402 | no | no |  |  | no |  |  | 1397112.075 | 15452542.791 |  | -1
node_1397113_211_15452569_022 |  |  | PQ | ABCN | 19918.584 | 8104402 | no | no |  |  | no |  |  | 1397113.211 | 15452569.022 |  | -1
node_1397120_802_15452522_423 |  |  | PQ | ABCN | 19918.584 | 8104402 | no | no |  |  | no |  |  | 1397120.802 | 15452522.423 |  | -1
node_1397232_731_15452910_644 |  |  | PQ | ABCN | 19918.584 | 8104402 | no | no |  |  | no |  |  | 1397232.731 | 15452910.644 |  | -1
node_1397278_047_15453058_297 |  |  | PQ | ABCN | 19918.584 | 8104402 | no | no |  |  | no |  |  | 1397278.047 | 15453058.297 |  | -1
node_1397288_849_15450480_643 |  |  | PQ | ABCN | 2771.281 | 8104402 | no | no |  |  | no |  |  | 1397288.849 | 15450480.643 |  | -1
node_1397350_191_15453285_556 |  |  | PQ | ABCN | 19918.584 | 8104402 | no | no |  |  | no |  |  | 1397350.191 | 15453285.556 |  | -1
node_1397452_411_15453471_208 |  |  | PQ | ABCN | 19918.584 | 8104402 | no | no |  |  | no |  |  | 1397452.411 | 15453471.208 |  | -1
node_1397549_71_15452984_718 |  |  | PQ | ABCN | 19918.584 | 8104402 | no | no |  |  | no |  |  | 1397549.71 | 15452984.718 |  | -1
node_1397556_031_15452998_353 |  |  | PQ | ABCN | 19918.584 | 8104402 | no | no |  |  | no |  |  | 1397556.031 | 15452998.353 |  | -1
node_1397557_219_15453012_594 |  |  | PQ | ABCN | 19918.584 | 8104402 | no | no |  |  | no |  |  | 1397557.219 | 15453012.594 |  | -1
node_1397577_256_15453098_358 |  |  | PQ | AN | 19918.584 | 8104402 | no | no |  |  | no |  |  | 1397577.256 | 15453098.358 |  | -1
node_1397875_797_15448113_184 |  |  | PQ | ABCN | 2771.281 | 8104402 | no | no |  |  | no |  |  | 1397875.797 | 15448113.184 |  | -1
node_1397988_944_15450426_019 |  |  | PQ | ABCN | 2771.281 | 8104402 | no | no |  |  | no |  |  | 1397988.944 | 15450426.019 |  | -1
node_1397993_397_15446307_061 |  |  | PQ | ABCN | 2771.281 | 8104402 | no | no |  |  | no |  |  | 1397993.397 | 15446307.061 |  | -1
node_1398000_53_15449152_862 |  |  | PQ | ABCN | 2771.281 | 8104402 | no | no |  |  | no |  |  | 1398000.53 | 15449152.862 |  | -1
node_1398131_62_15445857_577 |  |  | PQ | AN | 2771.281 | 8104402 | no | no |  |  | no |  |  | 1398131.62 | 15445857.577 |  | -1
node_1398234_078_15450032_636 |  |  | PQ | ABCN | 2771.281 | 8104402 | no | no |  |  | no |  |  | 1398234.078 | 15450032.636 |  | -1
node_1398352_059_15450517_571 |  |  | PQ | ABCN | 2771.281 | 8104402 | no | no |  |  | no |  |  | 1398352.059 | 15450517.571 |  | -1
node_1398422_25_15446069_245 |  |  | PQ | AN | 2771.281 | 8104402 | no | no |  |  | no |  |  | 1398422.25 | 15446069.245 |  | -1
node_1398427_133_15445480_386 |  |  | PQ | ABCN | 2771.281 | 8104402 | no | no |  |  | no |  |  | 1398427.133 | 15445480.386 |  | -1
node_1398466_107_15450985_14 |  |  | PQ | ABCN | 2771.281 | 8104402 | no | no |  |  | no |  |  | 1398466.107 | 15450985.14 |  | -1
node_1398466_357_15451001_793 |  |  | PQ | ABCN | 2771.281 | 8104402 | no | no |  |  | no |  |  | 1398466.357 | 15451001.793 |  | -1
node_1398518_896_15444682_033 |  |  | PQ | ABCN | 2771.281 | 8104402 | no | no |  |  | no |  |  | 1398518.896 | 15444682.033 |  | -1
node_1398532_579_15444701_312 |  |  | PQ | ABCN | 2771.281 | 8104402 | no | no |  |  | no |  |  | 1398532.579 | 15444701.312 |  | -1
node_1398542_126_15444724_689 |  |  | PQ | ABCN | 2771.281 | 8104402 | no | no |  |  | no |  |  | 1398542.126 | 15444724.689 |  | -1
node_1398553_728_15445089_631 |  |  | PQ | ABCN | 2771.281 | 8104402 | no | no |  |  | no |  |  | 1398553.728 | 15445089.631 |  | -1
node_1398669_153_15450468_978 |  |  | PQ | AD | 2771.281 | 8104402 | no | no |  |  | no |  |  | 1398669.153 | 15450468.978 |  | -1
node_1398796_49_15450597_673 |  |  | PQ | AN | 2771.281 | 8104402 | no | no |  |  | no |  |  | 1398796.49 | 15450597.673 |  | -1
node_1398947_215_15450421_604 |  |  | PQ | AN | 2771.281 | 8104402 | no | no |  |  | no |  |  | 1398947.215 | 15450421.604 |  | -1
node_1399213_645_15450364_218 |  |  | PQ | AN | 2771.281 | 8104402 | no | no |  |  | no |  |  | 1399213.645 | 15450364.218 |  | -1
node_1399463_588_15450467_955 |  |  | PQ | AN | 2771.281 | 8104402 | no | no |  |  | no |  |  | 1399463.588 | 15450467.955 |  | -1
node_1399684_806_15450650_847 |  |  | PQ | AN | 2771.281 | 8104402 | no | no |  |  | no |  |  | 1399684.806 | 15450650.847 |  | -1
node_1400061_648_15445560_906 |  |  | PQ | AN | 2771.281 | 8104402 | no | no |  |  | no |  |  | 1400061.648 | 15445560.906 |  | -1
node_1400255_913_15445408_166 |  |  | PQ | AN | 2771.281 | 8104402 | no | no |  |  | no |  |  | 1400255.913 | 15445408.166 |  | -1
node_1400455_851_15450595_952 |  |  | PQ | AN | 2771.281 | 8104402 | no | no |  |  | no |  |  | 1400455.851 | 15450595.952 |  | -1
node_1400499_256_15451051_371 |  |  | PQ | AN | 2771.281 | 8104402 | no | no |  |  | no |  |  | 1400499.256 | 15451051.371 |  | -1
node_1400588_174_15443075_881 |  |  | PQ | AN | 2771.281 | 8104402 | no | no |  |  | no |  |  | 1400588.174 | 15443075.881 |  | -1
node_1400760_864_15445009_909 |  |  | PQ | AN | 2771.281 | 8104402 | no | no |  |  | no |  |  | 1400760.864 | 15445009.909 |  | -1
node_1401156_294_15450980_881 |  |  | PQ | AN | 2771.281 | 8104402 | no | no |  |  | no |  |  | 1401156.294 | 15450980.881 |  | -1
node_1401372_575_15452039_621 |  |  | PQ | AN | 2771.281 | 8104402 | no | no |  |  | no |  |  | 1401372.575 | 15452039.621 |  | -1
node_1401424_06_15451074_381 |  |  | PQ | AN | 2771.281 | 8104402 | no | no |  |  | no |  |  | 1401424.06 | 15451074.381 |  | -1
node_1401659_28_15451192_838 |  |  | PQ | AN | 2771.281 | 8104402 | no | no |  |  | no |  |  | 1401659.28 | 15451192.838 |  | -1
node_1402015_556_15451816_926 |  |  | PQ | AN | 2771.281 | 8104402 | no | no |  |  | no |  |  | 1402015.556 | 15451816.926 |  | -1
node_1402245_922_15451871_159 |  |  | PQ | AN | 2771.281 | 8104402 | no | no |  |  | no |  |  | 1402245.922 | 15451871.159 |  | -1
node_1402627_479_15452243_638 |  |  | PQ | AN | 2771.281 | 8104402 | no | no |  |  | no |  |  | 1402627.479 | 15452243.638 |  | -1
node_1402757_866_15452473_334 |  |  | PQ | AN | 2771.281 | 8104402 | no | no |  |  | no |  |  | 1402757.866 | 15452473.334 |  | -1
node_1403029_105_15452755_039 |  |  | PQ | AN | 2771.281 | 8104402 | no | no |  |  | no |  |  | 1403029.105 | 15452755.039 |  | -1
node_1404170_495_15453813_025 |  |  | PQ | AN | 2771.281 | 8104402 | no | no |  |  | no |  |  | 1404170.495 | 15453813.025 |  | -1
node_1405258_029_15454842_243 |  |  | PQ | AN | 2771.281 | 8104402 | no | no |  |  | no |  |  | 1405258.029 | 15454842.243 |  | -1
node_1406045_425_15455166_631 |  |  | PQ | AN | 2771.281 | 8104402 | no | no |  |  | no |  |  | 1406045.425 | 15455166.631 |  | -1
node_1406372_079_15455580_827 |  |  | PQ | AN | 2771.281 | 8104402 | no | no |  |  | no |  |  | 1406372.079 | 15455580.827 |  | -1
node_1406375_555_15455552_529 |  |  | PQ | AD | 2771.281 | 8104402 | no | no |  |  | no |  |  | 1406375.555 | 15455552.529 |  | -1
node_1407530_193_15455995_975 |  |  | PQ | AN | 2771.281 | 8104402 | no | no |  |  | no |  |  | 1407530.193 | 15455995.975 |  | -1
node_1408082_295_15458356_204 |  |  | PQ | AN | 2771.281 | 8104402 | no | no |  |  | no |  |  | 1408082.295 | 15458356.204 |  | -1
node_1408107_303_15456304_134 |  |  | PQ | AN | 2771.281 | 8104402 | no | no |  |  | no |  |  | 1408107.303 | 15456304.134 |  | -1
node_1408262_599_15459056_337 |  |  | PQ | AN | 2771.281 | 8104402 | no | no |  |  | no |  |  | 1408262.599 | 15459056.337 |  | -1
node_1408978_414_15456572_943 |  |  | PQ | AN | 2771.281 | 8104402 | no | no |  |  | no |  |  | 1408978.414 | 15456572.943 |  | -1
node_1409221_047_15456667_7 |  |  | PQ | AN | 2771.281 | 8104402 | no | no |  |  | no |  |  | 1409221.047 | 15456667.7 |  | -1
node_1410053_479_15456742_717 |  |  | PQ | AN | 2771.281 | 8104402 | no | no |  |  | no |  |  | 1410053.479 | 15456742.717 |  | -1
node_1410319_347_15456680_129 |  |  | PQ | AN | 2771.281 | 8104402 | no | no |  |  | no |  |  | 1410319.347 | 15456680.129 |  | -1
node_1410528_161_15456795_226 |  |  | PQ | AN | 2771.281 | 8104402 | no | no |  |  | no |  |  | 1410528.161 | 15456795.226 |  | -1
node_1410828_444_15456968_37 |  |  | PQ | AN | 2771.281 | 8104402 | no | no |  |  | no |  |  | 1410828.444 | 15456968.37 |  | -1
node_1411406_181_15457520_95 |  |  | PQ | AN | 2771.281 | 8104402 | no | no |  |  | no |  |  | 1411406.181 | 15457520.95 |  | -1
node_1411906_636_15457709_908 |  |  | PQ | AN | 2771.281 | 8104402 | no | no |  |  | no |  |  | 1411906.636 | 15457709.908 |  | -1
node_1413721_365_15458826_75 |  |  | PQ | AN | 2771.281 | 8104402 | no | no |  |  | no |  |  | 1413721.365 | 15458826.75 |  | -1
node_1414179_076_15458592_294 |  |  | PQ | AN | 2771.281 | 8104402 | no | no |  |  | no |  |  | 1414179.076 | 15458592.294 |  | -1
node_1414206_183_15458142_331 |  |  | PQ | AN | 2771.281 | 8104402 | no | no |  |  | no |  |  | 1414206.183 | 15458142.331 |  | -1
node_1414240_82_15457587_328 |  |  | PQ | AN | 2771.281 | 8104402 | no | no |  |  | no |  |  | 1414240.82 | 15457587.328 |  | -1
node_1414400_254_15459046_562 |  |  | PQ | AN | 2771.281 | 8104402 | no | no |  |  | no |  |  | 1414400.254 | 15459046.562 |  | -1
node_1414436_637_15460881_169 |  |  | PQ | AN | 2771.281 | 8104402 | no | no |  |  | no |  |  | 1414436.637 | 15460881.169 |  | -1
node_1414463_367_15456627_765 |  |  | PQ | AN | 2771.281 | 8104402 | no | no |  |  | no |  |  | 1414463.367 | 15456627.765 |  | -1
node_1415063_916_15459027_21 |  |  | PQ | AN | 2771.281 | 8104402 | no | no |  |  | no |  |  | 1415063.916 | 15459027.21 |  | -1
node_1415295_148_15459101_12 |  |  | PQ | AN | 2771.281 | 8104402 | no | no |  |  | no |  |  | 1415295.148 | 15459101.12 |  | -1
node_1415403_353_15458969_511 |  |  | PQ | AN | 2771.281 | 8104402 | no | no |  |  | no |  |  | 1415403.353 | 15458969.511 |  | -1
node_1415637_216_15459016_266 |  |  | PQ | AN | 2771.281 | 8104402 | no | no |  |  | no |  |  | 1415637.216 | 15459016.266 |  | -1
node_1415839_09_15459099_909 |  |  | PQ | AN | 2771.281 | 8104402 | no | no |  |  | no |  |  | 1415839.09 | 15459099.909 |  | -1
node_1416053_531_15459153_878 |  |  | PQ | AN | 2771.281 | 8104402 | no | no |  |  | no |  |  | 1416053.531 | 15459153.878 |  | -1
node_1416216_377_15459683_842 |  |  | PQ | AN | 2771.281 | 8104402 | no | no |  |  | no |  |  | 1416216.377 | 15459683.842 |  | -1
node_1416289_64_15459282_38 |  |  | PQ | AN | 2771.281 | 8104402 | no | no |  |  | no |  |  | 1416289.64 | 15459282.38 |  | -1
node_1417031_847_15459805_898 |  |  | PQ | AN | 2771.281 | 8104402 | no | no |  |  | no |  |  | 1417031.847 | 15459805.898 |  | -1
node_1427077_108_15486371_429 |  |  | PQ | ABCN | 19918.584 | 8104402 | no | no |  |  | no |  |  | 1427077.108 | 15486371.429 |  | -1
node_1427093_767_15486026_199 |  |  | PQ | ABCN | 19918.584 | 8104402 | no | no |  |  | no |  |  | 1427093.767 | 15486026.199 |  | -1
node_1427166_472_15486057_13 |  |  | PQ | ABCN | 19918.584 | 8104402 | no | no |  |  | no |  |  | 1427166.472 | 15486057.13 |  | -1
node_1427169_239_15486004_482 |  |  | PQ | ABCN | 19918.584 | 8104402 | no | no |  |  | no |  |  | 1427169.239 | 15486004.482 |  | -1
node_1427170_416_15486031_072 |  |  | PQ | ABCN | 19918.584 | 8104402 | no | no |  |  | no |  |  | 1427170.416 | 15486031.072 |  | -1
node_8104402_200880286 |  |  | PQ | ABCN | 19918.584 | 8104402 | no | no |  |  | no |  |  | 1427057.022 | 15486345.503 |  | -1
node_8104402_200880287 |  |  | PQ | ABCN | 19918.584 | 8104402 | no | no |  |  | no |  |  | 1427016.06 | 15486339.969 |  | -1
node_8104402_200880289 |  |  | PQ | ABCN | 19918.584 | 8104402 | no | no |  |  | no |  |  | 1426975.24 | 15486159.833 |  | -1
node_8104402_200880290 |  |  | PQ | ABCN | 19918.584 | 8104402 | no | no |  |  | no |  |  | 1426942.679 | 15486022.685 |  | -1
node_8104402_200880291 |  |  | PQ | ABCN | 19918.584 | 8104402 | no | no |  |  | no |  |  | 1426760.021 | 15485847.969 |  | -1
node_8104402_200880292 |  |  | PQ | ABCN | 19918.584 | 8104402 | no | no |  |  | no |  |  | 1426489.668 | 15485749.676 |  | -1
node_8104402_200880540 |  |  | PQ | AN | 2771.281 | 8104402 | no | no |  |  | no |  |  | 1414418.36 | 15460854.961 |  | -1
node_8104402_200880542 |  |  | PQ | AD | 2771.281 | 8104402 | no | no |  |  | no |  |  | 1405038.326 | 15454712.798 |  | -1
node_8104402_200880543 |  |  | PQ | AN | 2771.281 | 8104402 | no | no |  |  | no |  |  | 1405238.167 | 15454873.602 |  | -1
node_8104402_200880544 |  |  | PQ | AD | 2771.281 | 8104402 | no | no |  |  | no |  |  | 1405457.781 | 15455048.277 |  | -1
node_8104402_200880545 |  |  | PQ | AD | 2771.281 | 8104402 | no | no |  |  | no |  |  | 1405682.176 | 15455225.796 |  | -1
node_8104402_200880546 |  |  | PQ | AD | 2771.281 | 8104402 | no | no |  |  | no |  |  | 1405919.164 | 15455415.905 |  | -1
node_8104402_200880547 |  |  | PQ | AN | 2771.281 | 8104402 | no | no |  |  | no |  |  | 1406031.905 | 15455199.987 |  | -1
node_8104402_200880548 |  |  | PQ | AD | 2771.281 | 8104402 | no | no |  |  | no |  |  | 1406189.504 | 15455498.519 |  | -1
node_8104402_200880549 |  |  | PQ | AN | 2771.281 | 8104402 | no | no |  |  | no |  |  | 1406386.505 | 15455555.708 |  | -1
node_8104402_200880551 |  |  | PQ | AD | 2771.281 | 8104402 | no | no |  |  | no |  |  | 1406654.166 | 15455636.356 |  | -1
node_8104402_200880552 |  |  | PQ | AD | 2771.281 | 8104402 | no | no |  |  | no |  |  | 1406897.683 | 15455705.14 |  | -1
node_8104402_200880553 |  |  | PQ | AD | 2771.281 | 8104402 | no | no |  |  | no |  |  | 1407104.779 | 15455815 |  | -1
node_8104402_200880554 |  |  | PQ | AD | 2771.281 | 8104402 | no | no |  |  | no |  |  | 1407309.482 | 15455923.386 |  | -1
node_8104402_200880555 |  |  | PQ | AN | 2771.281 | 8104402 | no | no |  |  | no |  |  | 1407513.71 | 15456028.416 |  | -1
node_8104402_200880556 |  |  | PQ | AD | 2771.281 | 8104402 | no | no |  |  | no |  |  | 1407704.667 | 15456120.829 |  | -1
node_8104402_200880557 |  |  | PQ | AD | 2771.281 | 8104402 | no | no |  |  | no |  |  | 1407920.194 | 15456243.996 |  | -1
node_8104402_200880558 |  |  | PQ | AN | 2771.281 | 8104402 | no | no |  |  | no |  |  | 1408089.534 | 15456336.29 |  | -1
node_8104402_200880559 |  |  | PQ | AD | 2771.281 | 8104402 | no | no |  |  | no |  |  | 1408298.911 | 15456442.808 |  | -1
node_8104402_200880560 |  |  | PQ | AD | 2771.281 | 8104402 | no | no |  |  | no |  |  | 1408515.655 | 15456505.095 |  | -1
node_8104402_200880561 |  |  | PQ | AD | 2771.281 | 8104402 | no | no |  |  | no |  |  | 1408797.193 | 15456565.785 |  | -1
node_8104402_200880562 |  |  | PQ | AN | 2771.281 | 8104402 | no | no |  |  | no |  |  | 1408962.11 | 15456598.873 |  | -1
node_8104402_200880563 |  |  | PQ | AN | 2771.281 | 8104402 | no | no |  |  | no |  |  | 1409224.228 | 15456635.058 |  | -1
node_8104402_200880565 |  |  | PQ | AD | 2771.281 | 8104402 | no | no |  |  | no |  |  | 1409441.038 | 15456651.19 |  | -1
node_8104402_200880566 |  |  | PQ | AD | 2771.281 | 8104402 | no | no |  |  | no |  |  | 1409656.667 | 15456663.978 |  | -1
node_8104402_200880567 |  |  | PQ | AD | 2771.281 | 8104402 | no | no |  |  | no |  |  | 1409856.758 | 15456686.085 |  | -1
node_8104402_200880568 |  |  | PQ | AN | 2771.281 | 8104402 | no | no |  |  | no |  |  | 1410055.088 | 15456708.012 |  | -1
node_8104402_200880570 |  |  | PQ | AN | 2771.281 | 8104402 | no | no |  |  | no |  |  | 1410313.211 | 15456713.05 |  | -1
node_8104402_200880571 |  |  | PQ | AN | 2771.281 | 8104402 | no | no |  |  | no |  |  | 1410510.525 | 15456827.871 |  | -1
node_8104402_200880572 |  |  | PQ | AN | 2771.281 | 8104402 | no | no |  |  | no |  |  | 1410801.655 | 15456990.223 |  | -1
node_8104402_200880574 |  |  | PQ | AD | 2771.281 | 8104402 | no | no |  |  | no |  |  | 1411006.565 | 15457111.275 |  | -1
node_8104402_200880575 |  |  | PQ | AD | 2771.281 | 8104402 | no | no |  |  | no |  |  | 1411078.158 | 15457382.265 |  | -1
node_8104402_200880576 |  |  | PQ | AN | 2771.281 | 8104402 | no | no |  |  | no |  |  | 1411384.194 | 15457560.551 |  | -1
node_8104402_200880577 |  |  | PQ | AD | 2771.281 | 8104402 | no | no |  |  | no |  |  | 1411550.259 | 15457651.173 |  | -1
node_8104402_200880578 |  |  | PQ | AD | 2771.281 | 8104402 | no | no |  |  | no |  |  | 1411719.858 | 15457754.917 |  | -1
node_8104402_200880579 |  |  | PQ | AN | 2771.281 | 8104402 | no | no |  |  | no |  |  | 1411891.056 | 15457736.876 |  | -1
node_8104402_200880580 |  |  | PQ | AD | 2771.281 | 8104402 | no | no |  |  | no |  |  | 1412089.474 | 15457963.928 |  | -1
node_8104402_200880581 |  |  | PQ | AD | 2771.281 | 8104402 | no | no |  |  | no |  |  | 1412347.704 | 15458090.349 |  | -1
node_8104402_200880582 |  |  | PQ | AD | 2771.281 | 8104402 | no | no |  |  | no |  |  | 1412570.569 | 15458208.882 |  | -1
node_8104402_200880583 |  |  | PQ | AD | 2771.281 | 8104402 | no | no |  |  | no |  |  | 1412812.481 | 15458327.266 |  | -1
node_8104402_200880584 |  |  | PQ | AD | 2771.281 | 8104402 | no | no |  |  | no |  |  | 1413033.017 | 15458462.658 |  | -1
node_8104402_200880585 |  |  | PQ | AD | 2771.281 | 8104402 | no | no |  |  | no |  |  | 1413206.041 | 15458563.913 |  | -1
node_8104402_200880586 |  |  | PQ | AD | 2771.281 | 8104402 | no | no |  |  | no |  |  | 1413424.63 | 15458693.74 |  | -1
node_8104402_200880587 |  |  | PQ | AN | 2771.281 | 8104402 | no | no |  |  | no |  |  | 1413709.202 | 15458863.126 |  | -1
node_8104402_200880588 |  |  | PQ | AD | 2771.281 | 8104402 | no | no |  |  | no |  |  | 1413981.664 | 15458860.645 |  | -1
node_8104402_200880589 |  |  | PQ | AD | 2771.281 | 8104402 | no | no |  |  | no |  |  | 1414209.921 | 15459001.661 |  | -1
node_8104402_200880590 |  |  | PQ | AN | 2771.281 | 8104402 | no | no |  |  | no |  |  | 1414405.551 | 15459020.65 |  | -1
node_8104402_200880592 |  |  | PQ | AD | 2771.281 | 8104402 | no | no |  |  | no |  |  | 1414617.181 | 15459032.827 |  | -1
node_8104402_200880593 |  |  | PQ | AD | 2771.281 | 8104402 | no | no |  |  | no |  |  | 1414820.368 | 15459047.998 |  | -1
node_8104402_200880594 |  |  | PQ | AN | 2771.281 | 8104402 | no | no |  |  | no |  |  | 1415063.013 | 15459068.497 |  | -1
node_8104402_200880596 |  |  | PQ | AN | 2771.281 | 8104402 | no | no |  |  | no |  |  | 1415285.956 | 15459076.477 |  | -1
node_8104402_200880597 |  |  | PQ | AN | 2771.281 | 8104402 | no | no |  |  | no |  |  | 1415405.751 | 15459004.819 |  | -1
node_8104402_200880598 |  |  | PQ | AN | 2771.281 | 8104402 | no | no |  |  | no |  |  | 1415626.024 | 15459046.347 |  | -1
node_8104402_200880600 |  |  | PQ | AN | 2771.281 | 8104402 | no | no |  |  | no |  |  | 1415818.957 | 15459116.713 |  | -1
node_8104402_200880602 |  |  | PQ | AN | 2771.281 | 8104402 | no | no |  |  | no |  |  | 1416035.599 | 15459188.916 |  | -1
node_8104402_200880603 |  |  | PQ | AN | 2771.281 | 8104402 | no | no |  |  | no |  |  | 1416269.653 | 15459314.693 |  | -1
node_8104402_200880605 |  |  | PQ | AN | 2771.281 | 8104402 | no | no |  |  | no |  |  | 1416221.3 | 15459642.227 |  | -1
node_8104402_200880606 |  |  | PQ | AD | 2771.281 | 8104402 | no | no |  |  | no |  |  | 1416544.149 | 15459452.085 |  | -1
node_8104402_200880607 |  |  | PQ | AD | 2771.281 | 8104402 | no | no |  |  | no |  |  | 1416812.137 | 15459590.986 |  | -1
node_8104402_200880608 |  |  | PQ | AN | 2771.281 | 8104402 | no | no |  |  | no |  |  | 1417008.898 | 15459780.326 |  | -1
node_8104402_200880941 |  |  | PQ | AD | 2771.281 | 8104402 | no | no |  |  | no |  |  | 1408259.525 | 15456724.852 |  | -1
node_8104402_200880942 |  |  | PQ | AD | 2771.281 | 8104402 | no | no |  |  | no |  |  | 1408219.249 | 15457204.958 |  | -1
node_8104402_200880943 |  |  | PQ | AD | 2771.281 | 8104402 | no | no |  |  | no |  |  | 1408200.013 | 15457465.434 |  | -1
node_8104402_200880944 |  |  | PQ | AD | 2771.281 | 8104402 | no | no |  |  | no |  |  | 1408151.776 | 15457885.198 |  | -1
node_8104402_200880946 |  |  | PQ | AN | 2771.281 | 8104402 | no | no |  |  | no |  |  | 1408113.968 | 15458359.732 |  | -1
node_8104402_200880947 |  |  | PQ | AD | 2771.281 | 8104402 | no | no |  |  | no |  |  | 1408179.818 | 15458770.003 |  | -1
node_8104402_200880948 |  |  | PQ | AN | 2771.281 | 8104402 | no | no |  |  | no |  |  | 1408224.375 | 15459062.238 |  | -1
node_8104402_200880979 |  |  | PQ | AD | 2771.281 | 8104402 | no | no |  |  | no |  |  | 1414342.083 | 15457108.229 |  | -1
node_8104402_200880980 |  |  | PQ | AD | 2771.281 | 8104402 | no | no |  |  | no |  |  | 1414393.231 | 15456883.721 |  | -1
node_8104402_200880981 |  |  | PQ | AN | 2771.281 | 8104402 | no | no |  |  | no |  |  | 1414450.429 | 15456665.313 |  | -1
node_8104402_200880982 |  |  | PQ | AN | 2771.281 | 8104402 | no | no |  |  | no |  |  | 1414208.092 | 15458592.53 |  | -1
node_8104402_200880984 |  |  | PQ | AN | 2771.281 | 8104402 | no | no |  |  | no |  |  | 1414233.09 | 15458144.333 |  | -1
node_8104402_200880985 |  |  | PQ | AN | 2771.281 | 8104402 | no | no |  |  | no |  |  | 1414275.144 | 15457589.44 |  | -1
node_8104402_200880986 |  |  | PQ | AD | 2771.281 | 8104402 | no | no |  |  | no |  |  | 1414278.116 | 15457417.423 |  | -1
node_8104402_200880996 |  |  | PQ | ABCN | 19918.584 | 8104402 | no | no |  |  | no |  |  | 1426204.088 | 15485636.575 |  | -1
node_8104402_200880997 |  |  | PQ | ABCN | 19918.584 | 8104402 | no | no |  |  | no |  |  | 1425946.886 | 15485533.773 |  | -1
node_8104402_200880998 |  |  | PQ | ABCN | 19918.584 | 8104402 | no | no |  |  | no |  |  | 1425684.394 | 15485428.32 |  | -1
node_8104402_200880999 |  |  | PQ | ABCN | 19918.584 | 8104402 | no | no |  |  | no |  |  | 1425435.715 | 15485332.415 |  | -1
node_8104402_200881000 |  |  | PQ | ABCN | 19918.584 | 8104402 | no | no |  |  | no |  |  | 1425189.997 | 15485236.982 |  | -1
node_8104402_200881001 |  |  | PQ | ABCN | 19918.584 | 8104402 | no | no |  |  | no |  |  | 1424940.171 | 15485133.097 |  | -1
node_8104402_200881002 |  |  | PQ | ABCN | 19918.584 | 8104402 | no | no |  |  | no |  |  | 1424690.74 | 15485039.106 |  | -1
node_8104402_200881003 |  |  | PQ | ABCN | 19918.584 | 8104402 | no | no |  |  | no |  |  | 1424432.023 | 15484938.255 |  | -1
node_8104402_200881004 |  |  | PQ | ABCN | 19918.584 | 8104402 | no | no |  |  | no |  |  | 1424258.982 | 15484867.172 |  | -1
node_8104402_200881005 |  |  | PQ | ABCN | 19918.584 | 8104402 | no | no |  |  | no |  |  | 1424031.81 | 15484780.791 |  | -1
node_8104402_200881006 |  |  | PQ | ABCN | 19918.584 | 8104402 | no | no |  |  | no |  |  | 1423906.87 | 15484551.072 |  | -1
node_8104402_200881007 |  |  | PQ | ABCN | 19918.584 | 8104402 | no | no |  |  | no |  |  | 1423803.955 | 15484344.981 |  | -1
node_8104402_200881008 |  |  | PQ | ABCN | 19918.584 | 8104402 | no | no |  |  | no |  |  | 1423712.62 | 15484162.045 |  | -1
node_8104402_200881009 |  |  | PQ | ABCN | 19918.584 | 8104402 | no | no |  |  | no |  |  | 1423575.107 | 15483909.983 |  | -1
node_8104402_200881010 |  |  | PQ | ABCN | 19918.584 | 8104402 | no | no |  |  | no |  |  | 1423440.959 | 15483666.658 |  | -1
node_8104402_200881011 |  |  | PQ | ABCN | 19918.584 | 8104402 | no | no |  |  | no |  |  | 1423339.481 | 15483482.778 |  | -1
node_8104402_200881012 |  |  | PQ | ABCN | 19918.584 | 8104402 | no | no |  |  | no |  |  | 1423226.425 | 15483250.663 |  | -1
node_8104402_200881013 |  |  | PQ | ABCN | 19918.584 | 8104402 | no | no |  |  | no |  |  | 1423057.054 | 15483052.901 |  | -1
node_8104402_200881014 |  |  | PQ | ABCN | 19918.584 | 8104402 | no | no |  |  | no |  |  | 1422888.714 | 15482844.188 |  | -1
node_8104402_200881015 |  |  | PQ | ABCN | 19918.584 | 8104402 | no | no |  |  | no |  |  | 1422732.014 | 15482633.679 |  | -1
node_8104402_200881016 |  |  | PQ | ABCN | 19918.584 | 8104402 | no | no |  |  | no |  |  | 1422564.968 | 15482434.135 |  | -1
node_8104402_200881017 |  |  | PQ | ABCN | 19918.584 | 8104402 | no | no |  |  | no |  |  | 1422405.21 | 15482233.168 |  | -1
node_8104402_200881018 |  |  | PQ | ABCN | 19918.584 | 8104402 | no | no |  |  | no |  |  | 1422241.4 | 15482032.543 |  | -1
node_8104402_200881019 |  |  | PQ | ABCN | 19918.584 | 8104402 | no | no |  |  | no |  |  | 1422063.912 | 15481812.833 |  | -1
node_8104402_200881020 |  |  | PQ | ABCN | 19918.584 | 8104402 | no | no |  |  | no |  |  | 1421859.069 | 15481560.979 |  | -1
node_8104402_200881021 |  |  | PQ | ABCN | 19918.584 | 8104402 | no | no |  |  | no |  |  | 1421703.874 | 15481367.961 |  | -1
node_8104402_200881022 |  |  | PQ | ABCN | 19918.584 | 8104402 | no | no |  |  | no |  |  | 1421526.502 | 15481142.183 |  | -1
node_8104402_200881023 |  |  | PQ | ABCN | 19918.584 | 8104402 | no | no |  |  | no |  |  | 1421356.215 | 15480923.244 |  | -1
node_8104402_200881024 |  |  | PQ | ABCN | 19918.584 | 8104402 | no | no |  |  | no |  |  | 1421180.557 | 15480711.153 |  | -1
node_8104402_200881025 |  |  | PQ | ABCN | 19918.584 | 8104402 | no | no |  |  | no |  |  | 1421001.145 | 15480492.447 |  | -1
node_8104402_200881026 |  |  | PQ | ABCN | 19918.584 | 8104402 | no | no |  |  | no |  |  | 1420825.266 | 15480262.981 |  | -1
node_8104402_200881027 |  |  | PQ | ABCN | 19918.584 | 8104402 | no | no |  |  | no |  |  | 1420644.409 | 15480046.442 |  | -1
node_8104402_200881028 |  |  | PQ | ABCN | 19918.584 | 8104402 | no | no |  |  | no |  |  | 1420477.464 | 15479826.881 |  | -1
node_8104402_200881029 |  |  | PQ | ABCN | 19918.584 | 8104402 | no | no |  |  | no |  |  | 1420293.306 | 15479600.301 |  | -1
node_8104402_200881030 |  |  | PQ | ABCN | 19918.584 | 8104402 | no | no |  |  | no |  |  | 1420122.275 | 15479388.561 |  | -1
node_8104402_200881031 |  |  | PQ | ABCN | 19918.584 | 8104402 | no | no |  |  | no |  |  | 1419947.817 | 15479176.089 |  | -1
node_8104402_200881032 |  |  | PQ | ABCN | 19918.584 | 8104402 | no | no |  |  | no |  |  | 1419727.036 | 15478973.987 |  | -1
node_8104402_200881033 |  |  | PQ | ABCN | 19918.584 | 8104402 | no | no |  |  | no |  |  | 1419503.159 | 15478789.162 |  | -1
node_8104402_200881034 |  |  | PQ | ABCN | 19918.584 | 8104402 | no | no |  |  | no |  |  | 1419297.221 | 15478609.635 |  | -1
node_8104402_200881035 |  |  | PQ | ABCN | 19918.584 | 8104402 | no | no |  |  | no |  |  | 1419091.921 | 15478436.244 |  | -1
node_8104402_200881036 |  |  | PQ | ABCN | 19918.584 | 8104402 | no | no |  |  | no |  |  | 1418879.325 | 15478251.135 |  | -1
node_8104402_200881037 |  |  | PQ | ABCN | 19918.584 | 8104402 | no | no |  |  | no |  |  | 1418674.733 | 15478079.032 |  | -1
node_8104402_200881038 |  |  | PQ | ABCN | 19918.584 | 8104402 | no | no |  |  | no |  |  | 1418466.638 | 15477895.239 |  | -1
node_8104402_200881039 |  |  | PQ | ABCN | 19918.584 | 8104402 | no | no |  |  | no |  |  | 1418246.198 | 15477703.942 |  | -1
node_8104402_200881040 |  |  | PQ | ABCN | 19918.584 | 8104402 | no | no |  |  | no |  |  | 1418009.968 | 15477514.535 |  | -1
node_8104402_200881041 |  |  | PQ | ABCN | 19918.584 | 8104402 | no | no |  |  | no |  |  | 1417873.74 | 15477245.766 |  | -1
node_8104402_200881042 |  |  | PQ | ABCN | 19918.584 | 8104402 | no | no |  |  | no |  |  | 1417724.518 | 15476975.552 |  | -1
node_8104402_200881043 |  |  | PQ | ABCN | 19918.584 | 8104402 | no | no |  |  | no |  |  | 1417572.452 | 15476701.468 |  | -1
node_8104402_200881044 |  |  | PQ | ABCN | 19918.584 | 8104402 | no | no |  |  | no |  |  | 1417429.617 | 15476438.811 |  | -1
node_8104402_200881045 |  |  | PQ | ABCN | 19918.584 | 8104402 | no | no |  |  | no |  |  | 1417277.482 | 15476152.285 |  | -1
node_8104402_200881046 |  |  | PQ | ABCN | 19918.584 | 8104402 | no | no |  |  | no |  |  | 1417167.749 | 15475894.475 |  | -1
node_8104402_200881047 |  |  | PQ | ABCN | 19918.584 | 8104402 | no | no |  |  | no |  |  | 1417030.315 | 15475693.65 |  | -1
node_8104402_200881048 |  |  | PQ | ABCN | 19918.584 | 8104402 | no | no |  |  | no |  |  | 1416897.129 | 15475463.55 |  | -1
node_8104402_200881049 |  |  | PQ | ABCN | 19918.584 | 8104402 | no | no |  |  | no |  |  | 1416778.041 | 15475244.416 |  | -1
node_8104402_200881050 |  |  | PQ | ABCN | 19918.584 | 8104402 | no | no |  |  | no |  |  | 1416644.987 | 15474993.044 |  | -1
node_8104402_200881051 |  |  | PQ | ABCN | 19918.584 | 8104402 | no | no |  |  | no |  |  | 1416505.969 | 15474746.25 |  | -1
node_8104402_200881052 |  |  | PQ | ABCN | 19918.584 | 8104402 | no | no |  |  | no |  |  | 1416372.851 | 15474490.69 |  | -1
node_8104402_200881053 |  |  | PQ | ABCN | 19918.584 | 8104402 | no | no |  |  | no |  |  | 1416179.684 | 15474274.469 |  | -1
node_8104402_200881054 |  |  | PQ | ABCN | 19918.584 | 8104402 | no | no |  |  | no |  |  | 1416010.398 | 15474084.929 |  | -1
node_8104402_200881055 |  |  | PQ | ABCN | 19918.584 | 8104402 | no | no |  |  | no |  |  | 1415845.526 | 15473891.442 |  | -1
node_8104402_200881056 |  |  | PQ | ABCN | 19918.584 | 8104402 | no | no |  |  | no |  |  | 1415664.177 | 15473684.988 |  | -1
node_8104402_200881057 |  |  | PQ | ABCN | 19918.584 | 8104402 | no | no |  |  | no |  |  | 1415493.716 | 15473484.144 |  | -1
node_8104402_200881058 |  |  | PQ | ABCN | 19918.584 | 8104402 | no | no |  |  | no |  |  | 1415344.729 | 15473315.087 |  | -1
node_8104402_200881059 |  |  | PQ | ABCN | 19918.584 | 8104402 | no | no |  |  | no |  |  | 1415181.329 | 15473124.708 |  | -1
node_8104402_200881060 |  |  | PQ | ABCN | 19918.584 | 8104402 | no | no |  |  | no |  |  | 1415002.143 | 15472919.38 |  | -1
node_8104402_200881061 |  |  | PQ | ABCN | 19918.584 | 8104402 | no | no |  |  | no |  |  | 1414827.64 | 15472729.014 |  | -1
node_8104402_200881062 |  |  | PQ | ABCN | 19918.584 | 8104402 | no | no |  |  | no |  |  | 1414659.823 | 15472535.23 |  | -1
node_8104402_200881063 |  |  | PQ | ABCN | 19918.584 | 8104402 | no | no |  |  | no |  |  | 1414472.487 | 15472320.427 |  | -1
node_8104402_200881064 |  |  | PQ | ABCN | 19918.584 | 8104402 | no | no |  |  | no |  |  | 1414289.236 | 15472108.468 |  | -1
node_8104402_200881065 |  |  | PQ | ABCN | 19918.584 | 8104402 | no | no |  |  | no |  |  | 1414107.549 | 15471893.678 |  | -1
node_8104402_200881066 |  |  | PQ | ABCN | 19918.584 | 8104402 | no | no |  |  | no |  |  | 1413930.947 | 15471688.24 |  | -1
node_8104402_200881067 |  |  | PQ | ABCN | 19918.584 | 8104402 | no | no |  |  | no |  |  | 1413743.915 | 15471481.419 |  | -1
node_8104402_200881069 |  |  | PQ | ABCN | 19918.584 | 8104402 | no | no |  |  | no |  |  | 1413401.908 | 15471044.317 |  | -1
node_8104402_200881070 |  |  | PQ | ABCN | 19918.584 | 8104402 | no | no |  |  | no |  |  | 1413298.442 | 15470920.843 |  | -1
node_8104402_200881071 |  |  | PQ | ABCN | 19918.584 | 8104402 | no | no |  |  | no |  |  | 1413082.607 | 15470639.544 |  | -1
node_8104402_200881072 |  |  | PQ | ABCN | 19918.584 | 8104402 | no | no |  |  | no |  |  | 1412908.166 | 15470418.885 |  | -1
node_8104402_200881073 |  |  | PQ | ABCN | 19918.584 | 8104402 | no | no |  |  | no |  |  | 1412730.47 | 15470206.051 |  | -1
node_8104402_200881074 |  |  | PQ | ABCN | 19918.584 | 8104402 | no | no |  |  | no |  |  | 1412553.629 | 15469971.026 |  | -1
node_8104402_200881075 |  |  | PQ | ABCN | 19918.584 | 8104402 | no | no |  |  | no |  |  | 1412376.183 | 15469759.407 |  | -1
node_8104402_200881076 |  |  | PQ | ABCN | 19918.584 | 8104402 | no | no |  |  | no |  |  | 1412195.702 | 15469530.573 |  | -1
node_8104402_200881077 |  |  | PQ | ABCN | 19918.584 | 8104402 | no | no |  |  | no |  |  | 1412021.201 | 15469307.525 |  | -1
node_8104402_200881078 |  |  | PQ | ABCN | 19918.584 | 8104402 | no | no |  |  | no |  |  | 1411838.178 | 15469079.391 |  | -1
node_8104402_200881079 |  |  | PQ | ABCN | 19918.584 | 8104402 | no | no |  |  | no |  |  | 1411665.54 | 15468866.034 |  | -1
node_8104402_200881080 |  |  | PQ | ABCN | 19918.584 | 8104402 | no | no |  |  | no |  |  | 1411490.147 | 15468640.6 |  | -1
node_8104402_200881081 |  |  | PQ | ABCN | 19918.584 | 8104402 | no | no |  |  | no |  |  | 1411309.799 | 15468412.866 |  | -1
node_8104402_200881082 |  |  | PQ | ABCN | 19918.584 | 8104402 | no | no |  |  | no |  |  | 1411138.68 | 15468194.098 |  | -1
node_8104402_200881083 |  |  | PQ | ABCN | 19918.584 | 8104402 | no | no |  |  | no |  |  | 1410957.952 | 15467969.873 |  | -1
node_8104402_200881084 |  |  | PQ | ABCN | 19918.584 | 8104402 | no | no |  |  | no |  |  | 1410755.376 | 15467718.251 |  | -1
node_8104402_200881085 |  |  | PQ | ABCN | 19918.584 | 8104402 | no | no |  |  | no |  |  | 1410553.181 | 15467463.434 |  | -1
node_8104402_200881086 |  |  | PQ | ABCN | 19918.584 | 8104402 | no | no |  |  | no |  |  | 1410363.529 | 15467222.949 |  | -1
node_8104402_200881087 |  |  | PQ | ABCN | 19918.584 | 8104402 | no | no |  |  | no |  |  | 1410168.812 | 15467041.82 |  | -1
node_8104402_200881088 |  |  | PQ | ABCN | 19918.584 | 8104402 | no | no |  |  | no |  |  | 1409971.793 | 15466851.347 |  | -1
node_8104402_200881089 |  |  | PQ | ABCN | 19918.584 | 8104402 | no | no |  |  | no |  |  | 1409765.917 | 15466684.531 |  | -1
node_8104402_200881090 |  |  | PQ | ABCN | 19918.584 | 8104402 | no | no |  |  | no |  |  | 1409579.353 | 15466507.109 |  | -1
node_8104402_200881091 |  |  | PQ | ABCN | 19918.584 | 8104402 | no | no |  |  | no |  |  | 1409372.973 | 15466333.65 |  | -1
node_8104402_200881092 |  |  | PQ | ABCN | 19918.584 | 8104402 | no | no |  |  | no |  |  | 1409170.539 | 15466150.804 |  | -1
node_8104402_200881093 |  |  | PQ | ABCN | 19918.584 | 8104402 | no | no |  |  | no |  |  | 1408971.883 | 15465968.884 |  | -1
node_8104402_200881094 |  |  | PQ | ABCN | 19918.584 | 8104402 | no | no |  |  | no |  |  | 1408821.396 | 15465838.339 |  | -1
node_8104402_200881095 |  |  | PQ | ABCN | 19918.584 | 8104402 | no | no |  |  | no |  |  | 1408610.186 | 15465649.686 |  | -1
node_8104402_200881096 |  |  | PQ | ABCN | 19918.584 | 8104402 | no | no |  |  | no |  |  | 1408445.841 | 15465503.625 |  | -1
node_8104402_200881097 |  |  | PQ | ABCN | 19918.584 | 8104402 | no | no |  |  | no |  |  | 1408237.037 | 15465314.428 |  | -1
node_8104402_200881098 |  |  | PQ | ABCN | 19918.584 | 8104402 | no | no |  |  | no |  |  | 1408026.811 | 15465132.828 |  | -1
node_8104402_200881099 |  |  | PQ | ABCN | 19918.584 | 8104402 | no | no |  |  | no |  |  | 1407821.079 | 15464945.281 |  | -1
node_8104402_200881100 |  |  | PQ | ABCN | 19918.584 | 8104402 | no | no |  |  | no |  |  | 1407607.239 | 15464759.738 |  | -1
node_8104402_200881101 |  |  | PQ | ABCN | 19918.584 | 8104402 | no | no |  |  | no |  |  | 1407407.413 | 15464574.366 |  | -1
node_8104402_200881102 |  |  | PQ | ABCN | 19918.584 | 8104402 | no | no |  |  | no |  |  | 1407200.047 | 15464390.156 |  | -1
node_8104402_200881103 |  |  | PQ | ABCN | 19918.584 | 8104402 | no | no |  |  | no |  |  | 1406983.499 | 15464218.22 |  | -1
node_8104402_200881104 |  |  | PQ | ABCN | 19918.584 | 8104402 | no | no |  |  | no |  |  | 1406765.842 | 15464002.145 |  | -1
node_8104402_200881105 |  |  | PQ | ABCN | 19918.584 | 8104402 | no | no |  |  | no |  |  | 1406556.5 | 15463813.073 |  | -1
node_8104402_200881106 |  |  | PQ | ABCN | 19918.584 | 8104402 | no | no |  |  | no |  |  | 1406347.363 | 15463625.508 |  | -1
node_8104402_200881107 |  |  | PQ | ABCN | 19918.584 | 8104402 | no | no |  |  | no |  |  | 1406134.586 | 15463447.3 |  | -1
node_8104402_200881108 |  |  | PQ | ABCN | 19918.584 | 8104402 | no | no |  |  | no |  |  | 1405835.579 | 15463451.549 |  | -1
node_8104402_200881109 |  |  | PQ | ABCN | 19918.584 | 8104402 | no | no |  |  | no |  |  | 1405553.69 | 15463464.252 |  | -1
node_8104402_200881110 |  |  | PQ | ABCN | 19918.584 | 8104402 | no | no |  |  | no |  |  | 1405303.372 | 15463476.429 |  | -1
node_8104402_200881111 |  |  | PQ | ABCN | 19918.584 | 8104402 | no | no |  |  | no |  |  | 1405018.364 | 15463490.228 |  | -1
node_8104402_200881112 |  |  | PQ | ABCN | 19918.584 | 8104402 | no | no |  |  | no |  |  | 1404698.355 | 15463506.18 |  | -1
node_8104402_200881113 |  |  | PQ | ABCN | 19918.584 | 8104402 | no | no |  |  | no |  |  | 1404398.293 | 15463522.886 |  | -1
node_8104402_200882504 |  |  | PQ | ABCN | 2771.281 | 8104402 | no | no |  |  | no |  |  | 1398491.318 | 15450984.753 |  | -1
node_8104402_200882505 |  |  | PQ | ABCD | 2771.281 | 8104402 | no | no |  |  | no |  |  | 1398454.213 | 15450810.165 |  | -1
node_8104402_200882506 |  |  | PQ | ABCD | 2771.281 | 8104402 | no | no |  |  | no |  |  | 1398417.433 | 15450634.107 |  | -1
node_8104402_200882507 |  |  | PQ | ABCN | 2771.281 | 8104402 | no | no |  |  | no |  |  | 1398375.5 | 15450492.212 |  | -1
node_8104402_200882508 |  |  | PQ | ABCD | 2771.281 | 8104402 | no | no |  |  | no |  |  | 1398323.423 | 15450301.49 |  | -1
node_8104402_200882509 |  |  | PQ | ABCD | 2771.281 | 8104402 | no | no |  |  | no |  |  | 1398292.313 | 15450159.671 |  | -1
node_8104402_200882510 |  |  | PQ | ABCN | 2771.281 | 8104402 | no | no |  |  | no |  |  | 1398254.527 | 15450027.401 |  | -1
node_8104402_200882511 |  |  | PQ | ABCD | 2771.281 | 8104402 | no | no |  |  | no |  |  | 1398229.045 | 15449892.153 |  | -1
node_8104402_200882512 |  |  | PQ | ABCD | 2771.281 | 8104402 | no | no |  |  | no |  |  | 1398218.038 | 15449687.63 |  | -1
node_8104402_200882513 |  |  | PQ | ABCD | 2771.281 | 8104402 | no | no |  |  | no |  |  | 1398172.291 | 15449517.632 |  | -1
node_8104402_200882514 |  |  | PQ | ABCD | 2771.281 | 8104402 | no | no |  |  | no |  |  | 1398110.46 | 15449358.781 |  | -1
node_8104402_200882515 |  |  | PQ | ABCN | 2771.281 | 8104402 | no | no |  |  | no |  |  | 1398029.709 | 15449143.582 |  | -1
node_8104402_200882516 |  |  | PQ | ABCD | 2771.281 | 8104402 | no | no |  |  | no |  |  | 1397923.406 | 15448882.476 |  | -1
node_8104402_200882517 |  |  | PQ | ABCD | 2771.281 | 8104402 | no | no |  |  | no |  |  | 1397919.465 | 15448664.718 |  | -1
node_8104402_200882518 |  |  | PQ | ABCD | 2771.281 | 8104402 | no | no |  |  | no |  |  | 1397915.611 | 15448389.143 |  | -1
node_8104402_200882519 |  |  | PQ | ABCN | 2771.281 | 8104402 | no | no |  |  | no |  |  | 1397903.712 | 15448117.173 |  | -1
node_8104402_200882521 |  |  | PQ | ABCD | 2771.281 | 8104402 | no | no |  |  | no |  |  | 1397899.676 | 15447831.175 |  | -1
node_8104402_200882522 |  |  | PQ | ABCD | 2771.281 | 8104402 | no | no |  |  | no |  |  | 1397905.204 | 15447556.861 |  | -1
node_8104402_200882523 |  |  | PQ | ABCD | 2771.281 | 8104402 | no | no |  |  | no |  |  | 1397937.175 | 15447282.295 |  | -1
node_8104402_200882524 |  |  | PQ | ABCD | 2771.281 | 8104402 | no | no |  |  | no |  |  | 1397973.627 | 15447009.181 |  | -1
node_8104402_200882525 |  |  | PQ | ABCD | 2771.281 | 8104402 | no | no |  |  | no |  |  | 1398003.805 | 15446762.691 |  | -1
node_8104402_200882526 |  |  | PQ | ABCD | 2771.281 | 8104402 | no | no |  |  | no |  |  | 1398048.742 | 15446625.275 |  | -1
node_8104402_200882529 |  |  | PQ | ABCN | 2771.281 | 8104402 | no | no |  |  | no |  |  | 1398021.941 | 15446312.278 |  | -1
node_8104402_200882530 |  |  | PQ | ABCD | 2771.281 | 8104402 | no | no |  |  | no |  |  | 1398028.517 | 15446099.869 |  | -1
node_8104402_200882536 |  |  | PQ | ABCD | 2771.281 | 8104402 | no | no |  |  | no |  |  | 1398136.958 | 15450454.189 |  | -1
node_8104402_200882537 |  |  | PQ | ABCN | 2771.281 | 8104402 | no | no |  |  | no |  |  | 1397989.961 | 15450455.01 |  | -1
node_8104402_200882538 |  |  | PQ | ABCD | 2771.281 | 8104402 | no | no |  |  | no |  |  | 1397754.761 | 15450476.914 |  | -1
node_8104402_200882539 |  |  | PQ | ABCD | 2771.281 | 8104402 | no | no |  |  | no |  |  | 1397523.609 | 15450495.648 |  | -1
node_8104402_200882540 |  |  | PQ | ABCN | 2771.281 | 8104402 | no | no |  |  | no |  |  | 1397288.66 | 15450513.436 |  | -1
node_8104402_200882541 |  |  | PQ | ABCD | 2771.281 | 8104402 | no | no |  |  | no |  |  | 1397001.016 | 15450539.556 |  | -1
node_8104402_200882542 |  |  | PQ | ABCD | 2771.281 | 8104402 | no | no |  |  | no |  |  | 1396915.807 | 15450545.242 |  | -1
node_8104402_200882543 |  |  | PQ | AD | 2771.281 | 8104402 | no | no |  |  | no |  |  | 1398528.151 | 15450475.389 |  | -1
node_8104402_200882544 |  |  | PQ | AD | 2771.281 | 8104402 | no | no |  |  | no |  |  | 1401195.007 | 15451356.646 |  | -1
node_8104402_200882545 |  |  | PQ | AN | 2771.281 | 8104402 | no | no |  |  | no |  |  | 1401407.523 | 15451103.591 |  | -1
node_8104402_200882546 |  |  | PQ | AN | 2771.281 | 8104402 | no | no |  |  | no |  |  | 1401187.951 | 15450997.42 |  | -1
node_8104402_200882547 |  |  | PQ | AN | 2771.281 | 8104402 | no | no |  |  | no |  |  | 1401636.153 | 15451235.874 |  | -1
node_8104402_200882548 |  |  | PQ | AD | 2771.281 | 8104402 | no | no |  |  | no |  |  | 1401852.188 | 15451373.48 |  | -1
node_8104402_200882549 |  |  | PQ | AD | 2771.281 | 8104402 | no | no |  |  | no |  |  | 1402064.657 | 15451525.209 |  | -1
node_8104402_200882550 |  |  | PQ | AD | 2771.281 | 8104402 | no | no |  |  | no |  |  | 1401444.104 | 15451478.568 |  | -1
node_8104402_200882551 |  |  | PQ | AD | 2771.281 | 8104402 | no | no |  |  | no |  |  | 1401567.285 | 15451539.274 |  | -1
node_8104402_200882552 |  |  | PQ | AD | 2771.281 | 8104402 | no | no |  |  | no |  |  | 1401783.839 | 15451642.989 |  | -1
node_8104402_200882553 |  |  | PQ | AN | 2771.281 | 8104402 | no | no |  |  | no |  |  | 1402036.232 | 15451785.116 |  | -1
node_8104402_200882556 |  |  | PQ | AN | 2771.281 | 8104402 | no | no |  |  | no |  |  | 1402230.784 | 15451900.89 |  | -1
node_8104402_200882557 |  |  | PQ | AD | 2771.281 | 8104402 | no | no |  |  | no |  |  | 1402466.227 | 15452045.48 |  | -1
node_8104402_200882558 |  |  | PQ | AN | 2771.281 | 8104402 | no | no |  |  | no |  |  | 1402601.058 | 15452257.72 |  | -1
node_8104402_200882559 |  |  | PQ | AN | 2771.281 | 8104402 | no | no |  |  | no |  |  | 1402729.443 | 15452492.23 |  | -1
node_8104402_200882560 |  |  | PQ | AD | 2771.281 | 8104402 | no | no |  |  | no |  |  | 1402861.278 | 15452718.062 |  | -1
node_8104402_200882561 |  |  | PQ | AN | 2771.281 | 8104402 | no | no |  |  | no |  |  | 1403017.712 | 15452724.087 |  | -1
node_8104402_200882563 |  |  | PQ | AD | 2771.281 | 8104402 | no | no |  |  | no |  |  | 1403007.605 | 15452973.017 |  | -1
node_8104402_200882565 |  |  | PQ | AD | 2771.281 | 8104402 | no | no |  |  | no |  |  | 1403252.605 | 15453236.48 |  | -1
node_8104402_200882566 |  |  | PQ | AD | 2771.281 | 8104402 | no | no |  |  | no |  |  | 1403466.074 | 15453469.259 |  | -1
node_8104402_200882567 |  |  | PQ | AD | 2771.281 | 8104402 | no | no |  |  | no |  |  | 1403677.503 | 15453643.398 |  | -1
node_8104402_200882568 |  |  | PQ | AD | 2771.281 | 8104402 | no | no |  |  | no |  |  | 1403973.234 | 15453661.703 |  | -1
node_8104402_200882569 |  |  | PQ | AN | 2771.281 | 8104402 | no | no |  |  | no |  |  | 1404146.099 | 15453837.896 |  | -1
node_8104402_200882570 |  |  | PQ | AD | 2771.281 | 8104402 | no | no |  |  | no |  |  | 1398677.173 | 15450468.614 |  | -1
node_8104402_200882571 |  |  | PQ | AD | 2771.281 | 8104402 | no | no |  |  | no |  |  | 1404334.226 | 15454018.97 |  | -1
node_8104402_200882573 |  |  | PQ | AD | 2771.281 | 8104402 | no | no |  |  | no |  |  | 1404501.926 | 15454166.842 |  | -1
node_8104402_200882574 |  |  | PQ | AD | 2771.281 | 8104402 | no | no |  |  | no |  |  | 1404686.088 | 15454319.151 |  | -1
node_8104402_200882575 |  |  | PQ | AD | 2771.281 | 8104402 | no | no |  |  | no |  |  | 1404856.897 | 15454465.761 |  | -1
node_8104402_200882576 |  |  | PQ | AD | 2771.281 | 8104402 | no | no |  |  | no |  |  | 1398781.849 | 15450462.111 |  | -1
node_8104402_200882577 |  |  | PQ | AN | 2771.281 | 8104402 | no | no |  |  | no |  |  | 1398957.08 | 15450454.799 |  | -1
node_8104402_200882579 |  |  | PQ | AD | 2771.281 | 8104402 | no | no |  |  | no |  |  | 1399075.475 | 15450397.465 |  | -1
node_8104402_200882580 |  |  | PQ | AN | 2771.281 | 8104402 | no | no |  |  | no |  |  | 1399188.909 | 15450386.734 |  | -1
node_8104402_200882583 |  |  | PQ | AN | 2771.281 | 8104402 | no | no |  |  | no |  |  | 1399452.419 | 15450500.663 |  | -1
node_8104402_200882584 |  |  | PQ | AN | 2771.281 | 8104402 | no | no |  |  | no |  |  | 1399698.33 | 15450617.797 |  | -1
node_8104402_200882587 |  |  | PQ | AD | 2771.281 | 8104402 | no | no |  |  | no |  |  | 1399885.89 | 15450709.7 |  | -1
node_8104402_200882588 |  |  | PQ | AD | 2771.281 | 8104402 | no | no |  |  | no |  |  | 1400122.726 | 15450824.552 |  | -1
node_8104402_200882589 |  |  | PQ | AD | 2771.281 | 8104402 | no | no |  |  | no |  |  | 1400339.826 | 15450929.556 |  | -1
node_8104402_200882590 |  |  | PQ | AN | 2771.281 | 8104402 | no | no |  |  | no |  |  | 1400517.9 | 15451024.492 |  | -1
node_8104402_200882592 |  |  | PQ | AD | 2771.281 | 8104402 | no | no |  |  | no |  |  | 1400749.784 | 15451137.478 |  | -1
node_8104402_200882593 |  |  | PQ | AD | 2771.281 | 8104402 | no | no |  |  | no |  |  | 1400970.522 | 15451246.73 |  | -1
node_8104402_200882594 |  |  | PQ | AD | 2771.281 | 8104402 | no | no |  |  | no |  |  | 1398848.833 | 15450485.793 |  | -1
node_8104402_200882595 |  |  | PQ | AN | 2771.281 | 8104402 | no | no |  |  | no |  |  | 1398832.194 | 15450600.396 |  | -1
node_8104402_200882601 |  |  | PQ | AD | 2771.281 | 8104402 | no | no |  |  | no |  |  | 1398318.351 | 15449331.651 |  | -1
node_8104402_200882621 |  |  | PQ | AD | 2771.281 | 8104402 | no | no |  |  | no |  |  | 1398627.103 | 15449327.627 |  | -1
node_8104402_200882668 |  |  | PQ | AD | 2771.281 | 8104402 | no | no |  |  | no |  |  | 1398003.119 | 15442253.166 |  | -1
node_8104402_200882670 |  |  | PQ | AD | 2771.281 | 8104402 | no | no |  |  | no |  |  | 1398134.566 | 15442567.681 |  | -1
node_8104402_200882671 |  |  | PQ | AD | 2771.281 | 8104402 | no | no |  |  | no |  |  | 1398236.794 | 15442817.235 |  | -1
node_8104402_200882672 |  |  | PQ | AD | 2771.281 | 8104402 | no | no |  |  | no |  |  | 1398351.97 | 15443093.801 |  | -1
node_8104402_200882673 |  |  | PQ | AD | 2771.281 | 8104402 | no | no |  |  | no |  |  | 1398470.677 | 15443395.593 |  | -1
node_8104402_200882674 |  |  | PQ | AD | 2771.281 | 8104402 | no | no |  |  | no |  |  | 1398578.42 | 15443660.419 |  | -1
node_8104402_200882676 |  |  | PQ | AD | 2771.281 | 8104402 | no | no |  |  | no |  |  | 1398512.308 | 15443976.582 |  | -1
node_8104402_200882677 |  |  | PQ | AD | 2771.281 | 8104402 | no | no |  |  | no |  |  | 1398452.2 | 15444294.313 |  | -1
node_8104402_200882678 |  |  | PQ | AD | 2771.281 | 8104402 | no | no |  |  | no |  |  | 1398389.939 | 15444591.7 |  | -1
node_8104402_200882679 |  |  | PQ | ABCD | 2771.281 | 8104402 | no | no |  |  | no |  |  | 1398323.575 | 15444905.602 |  | -1
node_8104402_200882680 |  |  | PQ | ABCN | 2771.281 | 8104402 | no | no |  |  | no |  |  | 1398475.77 | 15444743.13 |  | -1
node_8104402_200882682 |  |  | PQ | ABCN | 2771.281 | 8104402 | no | no |  |  | no |  |  | 1398388.284 | 15445485.407 |  | -1
node_8104402_200882687 |  |  | PQ | AN | 2771.281 | 8104402 | no | no |  |  | no |  |  | 1398452.471 | 15446065.361 |  | -1
node_8104402_200882688 |  |  | PQ | AN | 19918.584 | 8104402 | no | no |  |  | no |  |  | 1391729.879 | 15439724.594 |  | -1
node_8104402_200882689 |  |  | PQ | AD | 2771.281 | 8104402 | no | no |  |  | no |  |  | 1388665.024 | 15437953.72 |  | -1
node_8104402_200882690 |  |  | PQ | AD | 2771.281 | 8104402 | no | no |  |  | no |  |  | 1388490.837 | 15437771.215 |  | -1
node_8104402_200882691 |  |  | PQ | AD | 2771.281 | 8104402 | no | no |  |  | no |  |  | 1388405.432 | 15437677.852 |  | -1
node_8104402_200882692 |  |  | PQ | AN | 2771.281 | 8104402 | no | no |  |  | no |  |  | 1388148.568 | 15437846.427 |  | -1
node_8104402_200882693 |  |  | PQ | AN | 2771.281 | 8104402 | no | no |  |  | no |  |  | 1387927.265 | 15438018.022 |  | -1
node_8104402_200882695 |  |  | PQ | AD | 2771.281 | 8104402 | no | no |  |  | no |  |  | 1387345.373 | 15438468.844 |  | -1
node_8104402_200882696 |  |  | PQ | AD | 2771.281 | 8104402 | no | no |  |  | no |  |  | 1387381.86 | 15438695.467 |  | -1
node_8104402_200882699 |  |  | PQ | AD | 2771.281 | 8104402 | no | no |  |  | no |  |  | 1386630.116 | 15439069.062 |  | -1
node_8104402_200882700 |  |  | PQ | AN | 2771.281 | 8104402 | no | no |  |  | no |  |  | 1386311.53 | 15439334.542 |  | -1
node_8104402_200882702 |  |  | PQ | AD | 2771.281 | 8104402 | no | no |  |  | no |  |  | 1386076.198 | 15439298.928 |  | -1
node_8104402_200882703 |  |  | PQ | AN | 2771.281 | 8104402 | no | no |  |  | no |  |  | 1385970.087 | 15439080.691 |  | -1
node_8104402_200882704 |  |  | PQ | AN | 19918.584 | 8104402 | no | no |  |  | no |  |  | 1391430.982 | 15439764.515 |  | -1
node_8104402_200882705 |  |  | PQ | AN | 2771.281 | 8104402 | no | no |  |  | no |  |  | 1385609.088 | 15438428.371 |  | -1
node_8104402_200882706 |  |  | PQ | AN | 19918.584 | 8104402 | no | no |  |  | no |  |  | 1391141.792 | 15439811.64 |  | -1
node_8104402_200882707 |  |  | PQ | AN | 19918.584 | 8104402 | no | no |  |  | no |  |  | 1390848.981 | 15439848.844 |  | -1
node_8104402_200882708 |  |  | PQ | AN | 19918.584 | 8104402 | no | no |  |  | no |  |  | 1390526.961 | 15439909.177 |  | -1
node_8104402_200882709 |  |  | PQ | AN | 2771.281 | 8104402 | no | no |  |  | no |  |  | 1390269.757 | 15439624.116 |  | -1
node_8104402_200882710 |  |  | PQ | AN | 2771.281 | 8104402 | no | no |  |  | no |  |  | 1390092.835 | 15439447.231 |  | -1
node_8104402_200882711 |  |  | PQ | AD | 2771.281 | 8104402 | no | no |  |  | no |  |  | 1389951.585 | 15439303.009 |  | -1
node_8104402_200882712 |  |  | PQ | AN | 2771.281 | 8104402 | no | no |  |  | no |  |  | 1389643.283 | 15438969.164 |  | -1
node_8104402_200882713 |  |  | PQ | AN | 2771.281 | 8104402 | no | no |  |  | no |  |  | 1389308.307 | 15438630.376 |  | -1
node_8104402_200882714 |  |  | PQ | AD | 2771.281 | 8104402 | no | no |  |  | no |  |  | 1389216.505 | 15438527.716 |  | -1
node_8104402_200882715 |  |  | PQ | AN | 2771.281 | 8104402 | no | no |  |  | no |  |  | 1389064.674 | 15438370.18 |  | -1
node_8104402_200882716 |  |  | PQ | AD | 2771.281 | 8104402 | no | no |  |  | no |  |  | 1388967.773 | 15438272.294 |  | -1
node_8104402_200882717 |  |  | PQ | ABCD | 2771.281 | 8104402 | no | no |  |  | no |  |  | 1388520.047 | 15450164.247 |  | -1
node_8104402_200882718 |  |  | PQ | AN | 2771.281 | 8104402 | no | no |  |  | no |  |  | 1388548.139 | 15450346.349 |  | -1
node_8104402_200882719 |  |  | PQ | ABCD | 2771.281 | 8104402 | no | no |  |  | no |  |  | 1388276.777 | 15450326.242 |  | -1
node_8104402_200882720 |  |  | PQ | ABCD | 2771.281 | 8104402 | no | no |  |  | no |  |  | 1388027.073 | 15450497.972 |  | -1
node_8104402_200882721 |  |  | PQ | ABCD | 2771.281 | 8104402 | no | no |  |  | no |  |  | 1387779.609 | 15450662.118 |  | -1
node_8104402_200882722 |  |  | PQ | ABCD | 2771.281 | 8104402 | no | no |  |  | no |  |  | 1387620.753 | 15450769.774 |  | -1
node_8104402_200882723 |  |  | PQ | ABCD | 2771.281 | 8104402 | no | no |  |  | no |  |  | 1387459.67 | 15450894.228 |  | -1
node_8104402_200882724 |  |  | PQ | ABCD | 2771.281 | 8104402 | no | no |  |  | no |  |  | 1387216.018 | 15451079.566 |  | -1
node_8104402_200882725 |  |  | PQ | ABCD | 2771.281 | 8104402 | no | no |  |  | no |  |  | 1386977.836 | 15451260.565 |  | -1
node_8104402_200882726 |  |  | PQ | ABCD | 2771.281 | 8104402 | no | no |  |  | no |  |  | 1386730.268 | 15451450.867 |  | -1
node_8104402_200882727 |  |  | PQ | ABCD | 2771.281 | 8104402 | no | no |  |  | no |  |  | 1386444.015 | 15451665.037 |  | -1
node_8104402_200882728 |  |  | PQ | ABCD | 2771.281 | 8104402 | no | no |  |  | no |  |  | 1386165.21 | 15451866.437 |  | -1
node_8104402_200882729 |  |  | PQ | ABCD | 2771.281 | 8104402 | no | no |  |  | no |  |  | 1385939.355 | 15452041.486 |  | -1
node_8104402_200882730 |  |  | PQ | ABCD | 2771.281 | 8104402 | no | no |  |  | no |  |  | 1385744.087 | 15452196.147 |  | -1
node_8104402_200882731 |  |  | PQ | ABCD | 2771.281 | 8104402 | no | no |  |  | no |  |  | 1385514.451 | 15452394.335 |  | -1
node_8104402_200882732 |  |  | PQ | ABCN | 2771.281 | 8104402 | no | no |  |  | no |  |  | 1385186.382 | 15452647.792 |  | -1
node_8104402_200882733 |  |  | PQ | ABCD | 2771.281 | 8104402 | no | no |  |  | no |  |  | 1384913.524 | 15452870.045 |  | -1
node_8104402_200882734 |  |  | PQ | ABCD | 2771.281 | 8104402 | no | no |  |  | no |  |  | 1384646.951 | 15453083.531 |  | -1
node_8104402_200882735 |  |  | PQ | ABCD | 2771.281 | 8104402 | no | no |  |  | no |  |  | 1384390.177 | 15453302.241 |  | -1
node_8104402_200882736 |  |  | PQ | ABCN | 2771.281 | 8104402 | no | no |  |  | no |  |  | 1384005.694 | 15453621.874 |  | -1
node_8104402_200882737 |  |  | PQ | ABCD | 2771.281 | 8104402 | no | no |  |  | no |  |  | 1383739.285 | 15453819.158 |  | -1
node_8104402_200882738 |  |  | PQ | ABCD | 2771.281 | 8104402 | no | no |  |  | no |  |  | 1383616.237 | 15453914.196 |  | -1
node_8104402_200882739 |  |  | PQ | ABCD | 2771.281 | 8104402 | no | no |  |  | no |  |  | 1383414.41 | 15454085.041 |  | -1
node_8104402_200882740 |  |  | PQ | ABCD | 2771.281 | 8104402 | no | no |  |  | no |  |  | 1383184.719 | 15454246.537 |  | -1
node_8104402_200882741 |  |  | PQ | ABCD | 2771.281 | 8104402 | no | no |  |  | no |  |  | 1382929.381 | 15454450.573 |  | -1
node_8104402_200882742 |  |  | PQ | ABCD | 2771.281 | 8104402 | no | no |  |  | no |  |  | 1382663.946 | 15454670.816 |  | -1
node_8104402_200882743 |  |  | PQ | ABCD | 2771.281 | 8104402 | no | no |  |  | no |  |  | 1382421.726 | 15454869.738 |  | -1
node_8104402_200882744 |  |  | PQ | ABCN | 2771.281 | 8104402 | no | no |  |  | no |  |  | 1382233.258 | 15455091.381 |  | -1
node_8104402_200882745 |  |  | PQ | ABCD | 2771.281 | 8104402 | no | no |  |  | no |  |  | 1382061.019 | 15455302.437 |  | -1
node_8104402_200882746 |  |  | PQ | ABCD | 2771.281 | 8104402 | no | no |  |  | no |  |  | 1381856.536 | 15455559.943 |  | -1
node_8104402_200882747 |  |  | PQ | ABCN | 2771.281 | 8104402 | no | no |  |  | no |  |  | 1381687.485 | 15455777.184 |  | -1
node_8104402_200882749 |  |  | PQ | ABCD | 2771.281 | 8104402 | no | no |  |  | no |  |  | 1381449.268 | 15455976.896 |  | -1
node_8104402_200882750 |  |  | PQ | ABCN | 2771.281 | 8104402 | no | no |  |  | no |  |  | 1381169.932 | 15456181.182 |  | -1
node_8104402_200882751 |  |  | PQ | ABCD | 2771.281 | 8104402 | no | no |  |  | no |  |  | 1380979.053 | 15456181.706 |  | -1
node_8104402_200882752 |  |  | PQ | ABCN | 2771.281 | 8104402 | no | no |  |  | no |  |  | 1380689.983 | 15456240.372 |  | -1
node_8104402_200882754 |  |  | PQ | ABCD | 2771.281 | 8104402 | no | no |  |  | no |  |  | 1380367.12 | 15456302.225 |  | -1
node_8104402_200882755 |  |  | PQ | ABCN | 2771.281 | 8104402 | no | no |  |  | no |  |  | 1380130.944 | 15456330.223 |  | -1
node_8104402_200882756 |  |  | PQ | ABCD | 2771.281 | 8104402 | no | no |  |  | no |  |  | 1379757.159 | 15456398.749 |  | -1
node_8104402_200882757 |  |  | PQ | ABCN | 2771.281 | 8104402 | no | no |  |  | no |  |  | 1379421.066 | 15456461.445 |  | -1
node_8104402_200882762 |  |  | PQ | ABCN | 2771.281 | 8104402 | no | no |  |  | no |  |  | 1388594.083 | 15450177.997 |  | -1
node_8104402_200882763 |  |  | PQ | AD | 2771.281 | 8104402 | no | no |  |  | no |  |  | 1386809.838 | 15447362.037 |  | -1
node_8104402_200882764 |  |  | PQ | AN | 2771.281 | 8104402 | no | no |  |  | no |  |  | 1386501.937 | 15447150.95 |  | -1
node_8104402_200882766 |  |  | PQ | AD | 2771.281 | 8104402 | no | no |  |  | no |  |  | 1386095.875 | 15446875.745 |  | -1
node_8104402_200882767 |  |  | PQ | AD | 2771.281 | 8104402 | no | no |  |  | no |  |  | 1385557.151 | 15446510.446 |  | -1
node_8104402_200882768 |  |  | PQ | AN | 2771.281 | 8104402 | no | no |  |  | no |  |  | 1385254.959 | 15446306.514 |  | -1
node_8104402_200882769 |  |  | PQ | AN | 2771.281 | 8104402 | no | no |  |  | no |  |  | 1385013.496 | 15446094.315 |  | -1
node_8104402_200882770 |  |  | PQ | AD | 2771.281 | 8104402 | no | no |  |  | no |  |  | 1384896.372 | 15446018.738 |  | -1
node_8104402_200882771 |  |  | PQ | AD | 2771.281 | 8104402 | no | no |  |  | no |  |  | 1384637.514 | 15445817.382 |  | -1
node_8104402_200882772 |  |  | PQ | AN | 2771.281 | 8104402 | no | no |  |  | no |  |  | 1384185.631 | 15445784.501 |  | -1
node_8104402_200882773 |  |  | PQ | AN | 2771.281 | 8104402 | no | no |  |  | no |  |  | 1384436.78 | 15445337.765 |  | -1
node_8104402_200882774 |  |  | PQ | AD | 2771.281 | 8104402 | no | no |  |  | no |  |  | 1384262.035 | 15444914.573 |  | -1
node_8104402_200882775 |  |  | PQ | AN | 2771.281 | 8104402 | no | no |  |  | no |  |  | 1383978.185 | 15444512.358 |  | -1
node_8104402_200882776 |  |  | PQ | AN | 2771.281 | 8104402 | no | no |  |  | no |  |  | 1383799 | 15444179.748 |  | -1
node_8104402_200882791 |  |  | PQ | AD | 2771.281 | 8104402 | no | no |  |  | no |  |  | 1383578.827 | 15453870.378 |  | -1
node_8104402_200882792 |  |  | PQ | AD | 2771.281 | 8104402 | no | no |  |  | no |  |  | 1383333.464 | 15453803.482 |  | -1
node_8104402_200882793 |  |  | PQ | AN | 2771.281 | 8104402 | no | no |  |  | no |  |  | 1379853.837 | 15452402.029 |  | -1
node_8104402_200882795 |  |  | PQ | AN | 2771.281 | 8104402 | no | no |  |  | no |  |  | 1379534.135 | 15452350.367 |  | -1
node_8104402_200882796 |  |  | PQ | AD | 2771.281 | 8104402 | no | no |  |  | no |  |  | 1383084.121 | 15453748.526 |  | -1
node_8104402_200882797 |  |  | PQ | AD | 2771.281 | 8104402 | no | no |  |  | no |  |  | 1382828.097 | 15453579.992 |  | -1
node_8104402_200882798 |  |  | PQ | AD | 2771.281 | 8104402 | no | no |  |  | no |  |  | 1382477.004 | 15453477.598 |  | -1
node_8104402_200882799 |  |  | PQ | AD | 2771.281 | 8104402 | no | no |  |  | no |  |  | 1382291.544 | 15453310.985 |  | -1
node_8104402_200882800 |  |  | PQ | AD | 2771.281 | 8104402 | no | no |  |  | no |  |  | 1382261.458 | 15453399.156 |  | -1
node_8104402_200882801 |  |  | PQ | AD | 2771.281 | 8104402 | no | no |  |  | no |  |  | 1382005.588 | 15453510.642 |  | -1
node_8104402_200882802 |  |  | PQ | AN | 2771.281 | 8104402 | no | no |  |  | no |  |  | 1381795.321 | 15453667.204 |  | -1
node_8104402_200882803 |  |  | PQ | AD | 2771.281 | 8104402 | no | no |  |  | no |  |  | 1382134.54 | 15453134.17 |  | -1
node_8104402_200882804 |  |  | PQ | AN | 2771.281 | 8104402 | no | no |  |  | no |  |  | 1381986.175 | 15452985.344 |  | -1
node_8104402_200882806 |  |  | PQ | AD | 2771.281 | 8104402 | no | no |  |  | no |  |  | 1381677.3 | 15452914.293 |  | -1
node_8104402_200882807 |  |  | PQ | AD | 2771.281 | 8104402 | no | no |  |  | no |  |  | 1381394.495 | 15452844.917 |  | -1
node_8104402_200882808 |  |  | PQ | AD | 2771.281 | 8104402 | no | no |  |  | no |  |  | 1381089.705 | 15452750.287 |  | -1
node_8104402_200882809 |  |  | PQ | AD | 2771.281 | 8104402 | no | no |  |  | no |  |  | 1380858.767 | 15452689.529 |  | -1
node_8104402_200882810 |  |  | PQ | AD | 2771.281 | 8104402 | no | no |  |  | no |  |  | 1380513.777 | 15452587.857 |  | -1
node_8104402_200882811 |  |  | PQ | AN | 2771.281 | 8104402 | no | no |  |  | no |  |  | 1380177.136 | 15452488.068 |  | -1
node_8104402_200882945 |  |  | PQ | AN | 2771.281 | 8104402 | no | no |  |  | no |  |  | 1382231.497 | 15459796.136 |  | -1
node_8104402_200882946 |  |  | PQ | AD | 2771.281 | 8104402 | no | no |  |  | no |  |  | 1381903.364 | 15459790.809 |  | -1
node_8104402_200882947 |  |  | PQ | AD | 2771.281 | 8104402 | no | no |  |  | no |  |  | 1381350.094 | 15459782.221 |  | -1
node_8104402_200882948 |  |  | PQ | AN | 2771.281 | 8104402 | no | no |  |  | no |  |  | 1381142.314 | 15459780.407 |  | -1
node_8104402_200882949 |  |  | PQ | AD | 2771.281 | 8104402 | no | no |  |  | no |  |  | 1381092.757 | 15459673.976 |  | -1
node_8104402_200882950 |  |  | PQ | AN | 2771.281 | 8104402 | no | no |  |  | no |  |  | 1380809.443 | 15459683.613 |  | -1
node_8104402_200882957 |  |  | PQ | AD | 2771.281 | 8104402 | no | no |  |  | no |  |  | 1382338.316 | 15458347.445 |  | -1
node_8104402_200882958 |  |  | PQ | AN | 2771.281 | 8104402 | no | no |  |  | no |  |  | 1382347.01 | 15458680.33 |  | -1
node_8104402_200882960 |  |  | PQ | ABCD | 2771.281 | 8104402 | no | no |  |  | no |  |  | 1398203.118 | 15446007.731 |  | -1
node_8104402_200882961 |  |  | PQ | ABCD | 2771.281 | 8104402 | no | no |  |  | no |  |  | 1398447.938 | 15446009.941 |  | -1
node_8104402_200882962 |  |  | PQ | AD | 2771.281 | 8104402 | no | no |  |  | no |  |  | 1400852.731 | 15444454.135 |  | -1
node_8104402_200882963 |  |  | PQ | AD | 2771.281 | 8104402 | no | no |  |  | no |  |  | 1400924.64 | 15444140.203 |  | -1
node_8104402_200882964 |  |  | PQ | AD | 2771.281 | 8104402 | no | no |  |  | no |  |  | 1400865.184 | 15443797.158 |  | -1
node_8104402_200882965 |  |  | PQ | AD | 2771.281 | 8104402 | no | no |  |  | no |  |  | 1400800.63 | 15443389.947 |  | -1
node_8104402_200882966 |  |  | PQ | AD | 2771.281 | 8104402 | no | no |  |  | no |  |  | 1400671.606 | 15443344.344 |  | -1
node_8104402_200882967 |  |  | PQ | AN | 2771.281 | 8104402 | no | no |  |  | no |  |  | 1400615.266 | 15443058.609 |  | -1
node_8104402_200882969 |  |  | PQ | AD | 2771.281 | 8104402 | no | no |  |  | no |  |  | 1398945.995 | 15446022.472 |  | -1
node_8104402_200882970 |  |  | PQ | AD | 2771.281 | 8104402 | no | no |  |  | no |  |  | 1399176.427 | 15446082.726 |  | -1
node_8104402_200882971 |  |  | PQ | AD | 2771.281 | 8104402 | no | no |  |  | no |  |  | 1399579.197 | 15445884.998 |  | -1
node_8104402_200882972 |  |  | PQ | AD | 2771.281 | 8104402 | no | no |  |  | no |  |  | 1399857.305 | 15445739.04 |  | -1
node_8104402_200882974 |  |  | PQ | AN | 2771.281 | 8104402 | no | no |  |  | no |  |  | 1400265.716 | 15445438.81 |  | -1
node_8104402_200882975 |  |  | PQ | AD | 2771.281 | 8104402 | no | no |  |  | no |  |  | 1400482.137 | 15445271.674 |  | -1
node_8104402_200882976 |  |  | PQ | AD | 2771.281 | 8104402 | no | no |  |  | no |  |  | 1400661.516 | 15445143.5 |  | -1
node_8104402_200882977 |  |  | PQ | AN | 2771.281 | 8104402 | no | no |  |  | no |  |  | 1400722.701 | 15444977.929 |  | -1
node_8104402_200882978 |  |  | PQ | AD | 2771.281 | 8104402 | no | no |  |  | no |  |  | 1400787.749 | 15444791.004 |  | -1
node_8104402_200882979 |  |  | PQ | AD | 2771.281 | 8104402 | no | no |  |  | no |  |  | 1384571.24 | 15446252.97 |  | -1
node_8104402_200882980 |  |  | PQ | AD | 2771.281 | 8104402 | no | no |  |  | no |  |  | 1382964.062 | 15448311.984 |  | -1
node_8104402_200882981 |  |  | PQ | AN | 2771.281 | 8104402 | no | no |  |  | no |  |  | 1382758.205 | 15448475.609 |  | -1
node_8104402_200882982 |  |  | PQ | AN | 2771.281 | 8104402 | no | no |  |  | no |  |  | 1382374.958 | 15448657.846 |  | -1
node_8104402_200882983 |  |  | PQ | AD | 2771.281 | 8104402 | no | no |  |  | no |  |  | 1382029.134 | 15448825.246 |  | -1
node_8104402_200882984 |  |  | PQ | AD | 2771.281 | 8104402 | no | no |  |  | no |  |  | 1381761.246 | 15448924.644 |  | -1
node_8104402_200882986 |  |  | PQ | AN | 2771.281 | 8104402 | no | no |  |  | no |  |  | 1381353.848 | 15448976.138 |  | -1
node_8104402_200882987 |  |  | PQ | AD | 2771.281 | 8104402 | no | no |  |  | no |  |  | 1380915.357 | 15449042.126 |  | -1
node_8104402_200882988 |  |  | PQ | AD | 2771.281 | 8104402 | no | no |  |  | no |  |  | 1380503.545 | 15449101.396 |  | -1
node_8104402_200882989 |  |  | PQ | AN | 2771.281 | 8104402 | no | no |  |  | no |  |  | 1380418.88 | 15449155.541 |  | -1
node_8104402_200882990 |  |  | PQ | AD | 2771.281 | 8104402 | no | no |  |  | no |  |  | 1380132.599 | 15449148.219 |  | -1
node_8104402_200882991 |  |  | PQ | AN | 2771.281 | 8104402 | no | no |  |  | no |  |  | 1379947.282 | 15449171.977 |  | -1
node_8104402_200882992 |  |  | PQ | AD | 2771.281 | 8104402 | no | no |  |  | no |  |  | 1384551.875 | 15446379.336 |  | -1
node_8104402_200882993 |  |  | PQ | AD | 2771.281 | 8104402 | no | no |  |  | no |  |  | 1384509.382 | 15446626.317 |  | -1
node_8104402_200882994 |  |  | PQ | AD | 2771.281 | 8104402 | no | no |  |  | no |  |  | 1379740.444 | 15449165.378 |  | -1
node_8104402_200882995 |  |  | PQ | AN | 2771.281 | 8104402 | no | no |  |  | no |  |  | 1379532.61 | 15449161.868 |  | -1
node_8104402_200882996 |  |  | PQ | AD | 2771.281 | 8104402 | no | no |  |  | no |  |  | 1379310.284 | 15449146.895 |  | -1
node_8104402_200882997 |  |  | PQ | AN | 2771.281 | 8104402 | no | no |  |  | no |  |  | 1379107.429 | 15449139.668 |  | -1
node_8104402_200882998 |  |  | PQ | AD | 2771.281 | 8104402 | no | no |  |  | no |  |  | 1384350.977 | 15446736.271 |  | -1
node_8104402_200882999 |  |  | PQ | AD | 2771.281 | 8104402 | no | no |  |  | no |  |  | 1384232.572 | 15446985.418 |  | -1
node_8104402_200883000 |  |  | PQ | AD | 2771.281 | 8104402 | no | no |  |  | no |  |  | 1384033.039 | 15447227.042 |  | -1
node_8104402_200883001 |  |  | PQ | AN | 2771.281 | 8104402 | no | no |  |  | no |  |  | 1383824.287 | 15447410.54 |  | -1
node_8104402_200883002 |  |  | PQ | AD | 2771.281 | 8104402 | no | no |  |  | no |  |  | 1383626.723 | 15447669.469 |  | -1
node_8104402_200883004 |  |  | PQ | AD | 2771.281 | 8104402 | no | no |  |  | no |  |  | 1383241.107 | 15448114.479 |  | -1
node_8104402_200883005 |  |  | PQ | AN | 2771.281 | 8104402 | no | no |  |  | no |  |  | 1388216.987 | 15437345.214 |  | -1
node_8104402_200883036 |  |  | PQ | AN | 2771.281 | 8104402 | no | no |  |  | no |  |  | 1390562.466 | 15446990.962 |  | -1
node_8104402_200883037 |  |  | PQ | AD | 2771.281 | 8104402 | no | no |  |  | no |  |  | 1389318.018 | 15446042.53 |  | -1
node_8104402_200883038 |  |  | PQ | AD | 2771.281 | 8104402 | no | no |  |  | no |  |  | 1389087.478 | 15446146.569 |  | -1
node_8104402_200883039 |  |  | PQ | AN | 2771.281 | 8104402 | no | no |  |  | no |  |  | 1388848.498 | 15446249.402 |  | -1
node_8104402_200883040 |  |  | PQ | AD | 2771.281 | 8104402 | no | no |  |  | no |  |  | 1388438.332 | 15446414.533 |  | -1
node_8104402_200883041 |  |  | PQ | AD | 2771.281 | 8104402 | no | no |  |  | no |  |  | 1387919.593 | 15446627.12 |  | -1
node_8104402_200883042 |  |  | PQ | AD | 2771.281 | 8104402 | no | no |  |  | no |  |  | 1387498.824 | 15446715.726 |  | -1
node_8104402_200883043 |  |  | PQ | AD | 2771.281 | 8104402 | no | no |  |  | no |  |  | 1387328.51 | 15446846.965 |  | -1
node_8104402_200883044 |  |  | PQ | AD | 2771.281 | 8104402 | no | no |  |  | no |  |  | 1387074.823 | 15447104.16 |  | -1
node_8104402_200883045 |  |  | PQ | AN | 19918.584 | 8104402 | no | no |  |  | no |  |  | 1391511.954 | 15446655.19 |  | -1
node_8104402_200883047 |  |  | PQ | AN | 2771.281 | 8104402 | no | no |  |  | no |  |  | 1391369.086 | 15446606.838 |  | -1
node_8104402_200883048 |  |  | PQ | AN | 2771.281 | 8104402 | no | no |  |  | no |  |  | 1391236.43 | 15446563.431 |  | -1
node_8104402_200883049 |  |  | PQ | AD | 2771.281 | 8104402 | no | no |  |  | no |  |  | 1390969.17 | 15446480.544 |  | -1
node_8104402_200883050 |  |  | PQ | AN | 2771.281 | 8104402 | no | no |  |  | no |  |  | 1391034.885 | 15446661.777 |  | -1
node_8104402_200883051 |  |  | PQ | AD | 2771.281 | 8104402 | no | no |  |  | no |  |  | 1390999.966 | 15446558.634 |  | -1
node_8104402_200883052 |  |  | PQ | AN | 2771.281 | 8104402 | no | no |  |  | no |  |  | 1390598.15 | 15446395.319 |  | -1
node_8104402_200883054 |  |  | PQ | AD | 2771.281 | 8104402 | no | no |  |  | no |  |  | 1390290.245 | 15446334.674 |  | -1
node_8104402_200883055 |  |  | PQ | AD | 2771.281 | 8104402 | no | no |  |  | no |  |  | 1390054.876 | 15446134.298 |  | -1
node_8104402_200883056 |  |  | PQ | AD | 2771.281 | 8104402 | no | no |  |  | no |  |  | 1389817.825 | 15446008.658 |  | -1
node_8104402_200883057 |  |  | PQ | AD | 2771.281 | 8104402 | no | no |  |  | no |  |  | 1389533.964 | 15445909.625 |  | -1
node_8104402_200883059 |  |  | PQ | ABCN | 19918.584 | 8104402 | no | no |  |  | no |  |  | 1397683.912 | 15461777.544 |  | -1
node_8104402_200883060 |  |  | PQ | ABCN | 19918.584 | 8104402 | no | no |  |  | no |  |  | 1397563.576 | 15461590.467 |  | -1
node_8104402_200883061 |  |  | PQ | ABCN | 19918.584 | 8104402 | no | no |  |  | no |  |  | 1397454.449 | 15461417.186 |  | -1
node_8104402_200883062 |  |  | PQ | ABCN | 19918.584 | 8104402 | no | no |  |  | no |  |  | 1397300.271 | 15461175.352 |  | -1
node_8104402_200883063 |  |  | PQ | ABCN | 19918.584 | 8104402 | no | no |  |  | no |  |  | 1397142.519 | 15460920.589 |  | -1
node_8104402_200883064 |  |  | PQ | ABCN | 19918.584 | 8104402 | no | no |  |  | no |  |  | 1397085.921 | 15460631.714 |  | -1
node_8104402_200883065 |  |  | PQ | ABCN | 19918.584 | 8104402 | no | no |  |  | no |  |  | 1397034.752 | 15460364.684 |  | -1
node_8104402_200883066 |  |  | PQ | ABCN | 19918.584 | 8104402 | no | no |  |  | no |  |  | 1396980.979 | 15460105.557 |  | -1
node_8104402_200883067 |  |  | PQ | ABCN | 19918.584 | 8104402 | no | no |  |  | no |  |  | 1396933.113 | 15459863.006 |  | -1
node_8104402_200883068 |  |  | PQ | ABCN | 19918.584 | 8104402 | no | no |  |  | no |  |  | 1396878.754 | 15459588.728 |  | -1
node_8104402_200883069 |  |  | PQ | ABCN | 19918.584 | 8104402 | no | no |  |  | no |  |  | 1396826.287 | 15459324.721 |  | -1
node_8104402_200883070 |  |  | PQ | ABCN | 19918.584 | 8104402 | no | no |  |  | no |  |  | 1396777.284 | 15459050.758 |  | -1
node_8104402_200883071 |  |  | PQ | ABCN | 19918.584 | 8104402 | no | no |  |  | no |  |  | 1396721.207 | 15458781.077 |  | -1
node_8104402_200883072 |  |  | PQ | ABCN | 19918.584 | 8104402 | no | no |  |  | no |  |  | 1396666.978 | 15458530.569 |  | -1
node_8104402_200883073 |  |  | PQ | ABCN | 19918.584 | 8104402 | no | no |  |  | no |  |  | 1396619.645 | 15458297.336 |  | -1
node_8104402_200883074 |  |  | PQ | ABCN | 19918.584 | 8104402 | no | no |  |  | no |  |  | 1396573.227 | 15458063.838 |  | -1
node_8104402_200883075 |  |  | PQ | ABCN | 19918.584 | 8104402 | no | no |  |  | no |  |  | 1396524.481 | 15457807.263 |  | -1
node_8104402_200883076 |  |  | PQ | ABCN | 19918.584 | 8104402 | no | no |  |  | no |  |  | 1396467.494 | 15457534.105 |  | -1
node_8104402_200883077 |  |  | PQ | ABCN | 19918.584 | 8104402 | no | no |  |  | no |  |  | 1396426.864 | 15457265.084 |  | -1
node_8104402_200883078 |  |  | PQ | ABCN | 19918.584 | 8104402 | no | no |  |  | no |  |  | 1396361.535 | 15456997.6 |  | -1
node_8104402_200883079 |  |  | PQ | ABCN | 19918.584 | 8104402 | no | no |  |  | no |  |  | 1396313.401 | 15456742.083 |  | -1
node_8104402_200883080 |  |  | PQ | ABCN | 19918.584 | 8104402 | no | no |  |  | no |  |  | 1396259.538 | 15456480.692 |  | -1
node_8104402_200883081 |  |  | PQ | ABCN | 19918.584 | 8104402 | no | no |  |  | no |  |  | 1396200.153 | 15456211.138 |  | -1
node_8104402_200883082 |  |  | PQ | ABCN | 19918.584 | 8104402 | no | no |  |  | no |  |  | 1396222.948 | 15455959.909 |  | -1
node_8104402_200883083 |  |  | PQ | ABCN | 19918.584 | 8104402 | no | no |  |  | no |  |  | 1396235.017 | 15455701.135 |  | -1
node_8104402_200883084 |  |  | PQ | ABCN | 19918.584 | 8104402 | no | no |  |  | no |  |  | 1396259.849 | 15455400.951 |  | -1
node_8104402_200883085 |  |  | PQ | ABCN | 19918.584 | 8104402 | no | no |  |  | no |  |  | 1396277.516 | 15455091.057 |  | -1
node_8104402_200883086 |  |  | PQ | ABCN | 19918.584 | 8104402 | no | no |  |  | no |  |  | 1396299.13 | 15454781.64 |  | -1
node_8104402_200883087 |  |  | PQ | ABCN | 19918.584 | 8104402 | no | no |  |  | no |  |  | 1396309.627 | 15454503.217 |  | -1
node_8104402_200883088 |  |  | PQ | ABCN | 19918.584 | 8104402 | no | no |  |  | no |  |  | 1396322.46 | 15454336.138 |  | -1
node_8104402_200883089 |  |  | PQ | ABCN | 19918.584 | 8104402 | no | no |  |  | no |  |  | 1396477.489 | 15454242.75 |  | -1
node_8104402_200883090 |  |  | PQ | ABCN | 19918.584 | 8104402 | no | no |  |  | no |  |  | 1396570.643 | 15454177.877 |  | -1
node_8104402_200883091 |  |  | PQ | ABCN | 19918.584 | 8104402 | no | no |  |  | no |  |  | 1396673.154 | 15454118.051 |  | -1
node_8104402_200883104 |  |  | PQ | ABCN | 19918.584 | 8104402 | no | no |  |  | no |  |  | 1397559.805 | 15453741.081 |  | -1
node_8104402_200883105 |  |  | PQ | ABCN | 19918.584 | 8104402 | no | no |  |  | no |  |  | 1397461.096 | 15453569.564 |  | -1
node_8104402_200883107 |  |  | PQ | ABCN | 19918.584 | 8104402 | no | no |  |  | no |  |  | 1397428.624 | 15453457.337 |  | -1
node_8104402_200883109 |  |  | PQ | ABCN | 19918.584 | 8104402 | no | no |  |  | no |  |  | 1397370.151 | 15453263.453 |  | -1
node_8104402_200883110 |  |  | PQ | ABCN | 19918.584 | 8104402 | no | no |  |  | no |  |  | 1397349.41 | 15453192.243 |  | -1
node_8104402_200883111 |  |  | PQ | AN | 19918.584 | 8104402 | no | no |  |  | no |  |  | 1397539.83 | 15453111.659 |  | -1
node_8104402_200883112 |  |  | PQ | AD | 2771.281 | 8104402 | no | no |  |  | no |  |  | 1397013.694 | 15453274.034 |  | -1
node_8104402_200883113 |  |  | PQ | ABCN | 19918.584 | 8104402 | no | no |  |  | no |  |  | 1397313.367 | 15453057.2 |  | -1
node_8104402_200883114 |  |  | PQ | ABCN | 19918.584 | 8104402 | no | no |  |  | no |  |  | 1397260.687 | 15452894.883 |  | -1
node_8104402_200883115 |  |  | PQ | ABCN | 19918.584 | 8104402 | no | no |  |  | no |  |  | 1397204.631 | 15452720.092 |  | -1
node_8104402_200883116 |  |  | PQ | ABCN | 19918.584 | 8104402 | no | no |  |  | no |  |  | 1397151.824 | 15452558.554 |  | -1
node_8104402_200883117 |  |  | PQ | ABCN | 19918.584 | 8104402 | no | no |  |  | no |  |  | 1397096.534 | 15452397.164 |  | -1
node_8104402_200883118 |  |  | PQ | ABCN | 19918.584 | 8104402 | no | no |  |  | no |  |  | 1397052.327 | 15452248.158 |  | -1
node_8104402_200883120 |  |  | PQ | ABCN | 19918.584 | 8104402 | no | no |  |  | no |  |  | 1396948.586 | 15451926.432 |  | -1
node_8104402_200883121 |  |  | PQ | ABCN | 19918.584 | 8104402 | no | no |  |  | no |  |  | 1396900.239 | 15451773.278 |  | -1
node_8104402_200883124 |  |  | PQ | ABCN | 19918.584 | 8104402 | no | no |  |  | no |  |  | 1396774.648 | 15451376.411 |  | -1
node_8104402_200883125 |  |  | PQ | ABCN | 19918.584 | 8104402 | no | no |  |  | no |  |  | 1396698.002 | 15451140.96 |  | -1
node_8104402_200883127 |  |  | PQ | ABCN | 19918.584 | 8104402 | no | no |  |  | no |  |  | 1396649.879 | 15450987.382 |  | -1
node_8104402_200883128 |  |  | PQ | ABCN | 19918.584 | 8104402 | no | no |  |  | no |  |  | 1396598.059 | 15450834.226 |  | -1
node_8104402_200883129 |  |  | PQ | ABCN | 19918.584 | 8104402 | no | no |  |  | no |  |  | 1396542.569 | 15450657.647 |  | -1
node_8104402_200883130 |  |  | PQ | ABCN | 19918.584 | 8104402 | no | no |  |  | no |  |  | 1396666.093 | 15450559.655 |  | -1
node_8104402_200883133 |  |  | PQ | ABCN | 19918.584 | 8104402 | no | no |  |  | no |  |  | 1396406.136 | 15450471.528 |  | -1
node_8104402_200883134 |  |  | PQ | ABCN | 19918.584 | 8104402 | no | no |  |  | no |  |  | 1396271.537 | 15450269.935 |  | -1
node_8104402_200883135 |  |  | PQ | ABCN | 19918.584 | 8104402 | no | no |  |  | no |  |  | 1396189.88 | 15450060.84 |  | -1
node_8104402_200883139 |  |  | PQ | AN | 19918.584 | 8104402 | no | no |  |  | no |  |  | 1396439.37 | 15449863.231 |  | -1
node_8104402_200883141 |  |  | PQ | ABCN | 19918.584 | 8104402 | no | no |  |  | no |  |  | 1396075.909 | 15449722.105 |  | -1
node_8104402_200883143 |  |  | PQ | ABCN | 19918.584 | 8104402 | no | no |  |  | no |  |  | 1396003.289 | 15449506.215 |  | -1
node_8104402_200883144 |  |  | PQ | ABCN | 19918.584 | 8104402 | no | no |  |  | no |  |  | 1395916.047 | 15449244.848 |  | -1
node_8104402_200883145 |  |  | PQ | ABCN | 19918.584 | 8104402 | no | no |  |  | no |  |  | 1395835.253 | 15448988.555 |  | -1
node_8104402_200883146 |  |  | PQ | ABCN | 19918.584 | 8104402 | no | no |  |  | no |  |  | 1395744.669 | 15448726.796 |  | -1
node_8104402_200883147 |  |  | PQ | ABCN | 19918.584 | 8104402 | no | no |  |  | no |  |  | 1395642.873 | 15448420.887 |  | -1
node_8104402_200883148 |  |  | PQ | ABCN | 19918.584 | 8104402 | no | no |  |  | no |  |  | 1395535.514 | 15448074.29 |  | -1
node_8104402_200883149 |  |  | PQ | ABCN | 19918.584 | 8104402 | no | no |  |  | no |  |  | 1395461.594 | 15447903.37 |  | -1
node_8104402_200883151 |  |  | PQ | ABCN | 19918.584 | 8104402 | no | no |  |  | no |  |  | 1395337.421 | 15447721.23 |  | -1
node_8104402_200883152 |  |  | PQ | ABCN | 19918.584 | 8104402 | no | no |  |  | no |  |  | 1395094.325 | 15447589.237 |  | -1
node_8104402_200883153 |  |  | PQ | ABCN | 19918.584 | 8104402 | no | no |  |  | no |  |  | 1394981.192 | 15447540.289 |  | -1
node_8104402_200883154 |  |  | PQ | ABCN | 19918.584 | 8104402 | no | no |  |  | no |  |  | 1394806.148 | 15447450.647 |  | -1
node_8104402_200883155 |  |  | PQ | ABCN | 19918.584 | 8104402 | no | no |  |  | no |  |  | 1394624.468 | 15447358.715 |  | -1
node_8104402_200883156 |  |  | PQ | AN | 19918.584 | 8104402 | no | no |  |  | no |  |  | 1394635.684 | 15447298.464 |  | -1
node_8104402_200883157 |  |  | PQ | AN | 19918.584 | 8104402 | no | no |  |  | no |  |  | 1394744.961 | 15446798.174 |  | -1
node_8104402_200883158 |  |  | PQ | AN | 19918.584 | 8104402 | no | no |  |  | no |  |  | 1394674.149 | 15446415.594 |  | -1
node_8104402_200883160 |  |  | PQ | ABCN | 19918.584 | 8104402 | no | no |  |  | no |  |  | 1394415.899 | 15447257.247 |  | -1
node_8104402_200883161 |  |  | PQ | ABCN | 19918.584 | 8104402 | no | no |  |  | no |  |  | 1394281.323 | 15447060.5 |  | -1
node_8104402_200883162 |  |  | PQ | ABCN | 19918.584 | 8104402 | no | no |  |  | no |  |  | 1394100.589 | 15446949.918 |  | -1
node_8104402_200883163 |  |  | PQ | ABCN | 19918.584 | 8104402 | no | no |  |  | no |  |  | 1393925.446 | 15446845.634 |  | -1
node_8104402_200883165 |  |  | PQ | ABCN | 19918.584 | 8104402 | no | no |  |  | no |  |  | 1393775.205 | 15446707.909 |  | -1
node_8104402_200883166 |  |  | PQ | ABCN | 19918.584 | 8104402 | no | no |  |  | no |  |  | 1393566.485 | 15446528.281 |  | -1
node_8104402_200883168 |  |  | PQ | ABCN | 19918.584 | 8104402 | no | no |  |  | no |  |  | 1393327.537 | 15446322.1 |  | -1
node_8104402_200883169 |  |  | PQ | ABCN | 19918.584 | 8104402 | no | no |  |  | no |  |  | 1393169.28 | 15446158.102 |  | -1
node_8104402_200883170 |  |  | PQ | ABCN | 19918.584 | 8104402 | no | no |  |  | no |  |  | 1393018.137 | 15445987.339 |  | -1
node_8104402_200883171 |  |  | PQ | ABCN | 19918.584 | 8104402 | no | no |  |  | no |  |  | 1392867.425 | 15445837.089 |  | -1
node_8104402_200883172 |  |  | PQ | ABCN | 19918.584 | 8104402 | no | no |  |  | no |  |  | 1392813.148 | 15445597.413 |  | -1
node_8104402_200883173 |  |  | PQ | ABCN | 19918.584 | 8104402 | no | no |  |  | no |  |  | 1392771.067 | 15445444.198 |  | -1
node_8104402_200883175 |  |  | PQ | ABCN | 19918.584 | 8104402 | no | no |  |  | no |  |  | 1392812.576 | 15445145.793 |  | -1
node_8104402_200883176 |  |  | PQ | ABCN | 19918.584 | 8104402 | no | no |  |  | no |  |  | 1392858.91 | 15444840.03 |  | -1
node_8104402_200883177 |  |  | PQ | AN | 19918.584 | 8104402 | no | no |  |  | no |  |  | 1393170.29 | 15444861.801 |  | -1
node_8104402_200883178 |  |  | PQ | AN | 19918.584 | 8104402 | no | no |  |  | no |  |  | 1393363.996 | 15444882.475 |  | -1
node_8104402_200883179 |  |  | PQ | AN | 19918.584 | 8104402 | no | no |  |  | no |  |  | 1393681.144 | 15444910.246 |  | -1
node_8104402_200883180 |  |  | PQ | AN | 19918.584 | 8104402 | no | no |  |  | no |  |  | 1394018.079 | 15444950.398 |  | -1
node_8104402_200883181 |  |  | PQ | AN | 19918.584 | 8104402 | no | no |  |  | no |  |  | 1394145.557 | 15445260.539 |  | -1
node_8104402_200883182 |  |  | PQ | AN | 19918.584 | 8104402 | no | no |  |  | no |  |  | 1394341.447 | 15445201.726 |  | -1
node_8104402_200883184 |  |  | PQ | ABCN | 19918.584 | 8104402 | no | no |  |  | no |  |  | 1392882.737 | 15444655.374 |  | -1
node_8104402_200883185 |  |  | PQ | ABCN | 19918.584 | 8104402 | no | no |  |  | no |  |  | 1392912.369 | 15444431.028 |  | -1
node_8104402_200883187 |  |  | PQ | ABCN | 19918.584 | 8104402 | no | no |  |  | no |  |  | 1393031.457 | 15444221.511 |  | -1
node_8104402_200883188 |  |  | PQ | ABCN | 19918.584 | 8104402 | no | no |  |  | no |  |  | 1393155.902 | 15444006.491 |  | -1
node_8104402_200883189 |  |  | PQ | ABCN | 19918.584 | 8104402 | no | no |  |  | no |  |  | 1393150.233 | 15443748.452 |  | -1
node_8104402_200883190 |  |  | PQ | ABCN | 19918.584 | 8104402 | no | no |  |  | no |  |  | 1393147.708 | 15443482.845 |  | -1
node_8104402_200883191 |  |  | PQ | ABCN | 19918.584 | 8104402 | no | no |  |  | no |  |  | 1393147.765 | 15443243.125 |  | -1
node_8104402_200883192 |  |  | PQ | ABCN | 19918.584 | 8104402 | no | no |  |  | no |  |  | 1393146.974 | 15442995.6 |  | -1
node_8104402_200883193 |  |  | PQ | ABCN | 19918.584 | 8104402 | no | no |  |  | no |  |  | 1393146.725 | 15442750.464 |  | -1
node_8104402_200883194 |  |  | PQ | ABCN | 19918.584 | 8104402 | no | no |  |  | no |  |  | 1393146.094 | 15442507.26 |  | -1
node_8104402_200883195 |  |  | PQ | ABCN | 19918.584 | 8104402 | no | no |  |  | no |  |  | 1393121.116 | 15442337.94 |  | -1
node_8104402_200883196 |  |  | PQ | ABCN | 19918.584 | 8104402 | no | no |  |  | no |  |  | 1393105.45 | 15442180.66 |  | -1
node_8104402_200883197 |  |  | PQ | ABCN | 19918.584 | 8104402 | no | no |  |  | no |  |  | 1393023.815 | 15441943.928 |  | -1
node_8104402_200883198 |  |  | PQ | AN | 19918.584 | 8104402 | no | no |  |  | no |  |  | 1392749.968 | 15441907.046 |  | -1
node_8104402_200883199 |  |  | PQ | AN | 19918.584 | 8104402 | no | no |  |  | no |  |  | 1392486.683 | 15441749.215 |  | -1
node_8104402_200883200 |  |  | PQ | ABCN | 19918.584 | 8104402 | no | no |  |  | no |  |  | 1392940.454 | 15441688.18 |  | -1
node_8104402_200883201 |  |  | PQ | ABCN | 19918.584 | 8104402 | no | no |  |  | no |  |  | 1392858.89 | 15441423.842 |  | -1
node_8104402_200883202 |  |  | PQ | ABCN | 19918.584 | 8104402 | no | no |  |  | no |  |  | 1392778.875 | 15441175.429 |  | -1
node_8104402_200883203 |  |  | PQ | ABCN | 19918.584 | 8104402 | no | no |  |  | no |  |  | 1392668.97 | 15441164.137 |  | -1
node_8104402_200883204 |  |  | PQ | ABCN | 19918.584 | 8104402 | no | no |  |  | no |  |  | 1392545.242 | 15440866.09 |  | -1
node_8104402_200883205 |  |  | PQ | ABCN | 19918.584 | 8104402 | no | no |  |  | no |  |  | 1392428.258 | 15440566.689 |  | -1
node_8104402_200883206 |  |  | PQ | ABCN | 19918.584 | 8104402 | no | no |  |  | no |  |  | 1392319.431 | 15440259.104 |  | -1
node_8104402_200883207 |  |  | PQ | ABCN | 19918.584 | 8104402 | no | no |  |  | no |  |  | 1392164.583 | 15439969.256 |  | -1
node_8104402_200883208 |  |  | PQ | ABCN | 19918.584 | 8104402 | no | no |  |  | no |  |  | 1392026.712 | 15439676.602 |  | -1
node_8104402_200883209 |  |  | PQ | ABCN | 19918.584 | 8104402 | no | no |  |  | no |  |  | 1392200.467 | 15439680.277 |  | -1
node_8104402_200883210 |  |  | PQ | ABCN | 19918.584 | 8104402 | no | no |  |  | no |  |  | 1392227.687 | 15439661.383 |  | -1
node_8104402_200883211 |  |  | PQ | ABCN | 19918.584 | 8104402 | no | no |  |  | no |  |  | 1392151.636 | 15439424.589 |  | -1
node_8104402_200883212 |  |  | PQ | ABCN | 19918.584 | 8104402 | no | no |  |  | no |  |  | 1392065.706 | 15439152.251 |  | -1
node_8104402_200883213 |  |  | PQ | ABCN | 19918.584 | 8104402 | no | no |  |  | no |  |  | 1391980.977 | 15438895.351 |  | -1
node_8104402_200883214 |  |  | PQ | ABCN | 19918.584 | 8104402 | no | no |  |  | no |  |  | 1391894.919 | 15438661.559 |  | -1
node_8104402_200883215 |  |  | PQ | ABCN | 19918.584 | 8104402 | no | no |  |  | no |  |  | 1391864.804 | 15438365.229 |  | -1
node_8104402_200883216 |  |  | PQ | ABCN | 19918.584 | 8104402 | no | no |  |  | no |  |  | 1391845.106 | 15438171.103 |  | -1
node_8104402_200883217 |  |  | PQ | ABCN | 19918.584 | 8104402 | no | no |  |  | no |  |  | 1391855.022 | 15437808.508 |  | -1
node_8104402_200883218 |  |  | PQ | ABCN | 19918.584 | 8104402 | no | no |  |  | no |  |  | 1391857.479 | 15437443.755 |  | -1
node_8104402_200883219 |  |  | PQ | ABCN | 19918.584 | 8104402 | no | no |  |  | no |  |  | 1391869.063 | 15437128.44 |  | -1
node_8104402_200883220 |  |  | PQ | ABCN | 19918.584 | 8104402 | no | no |  |  | no |  |  | 1391867.568 | 15436814.306 |  | -1
node_8104402_200883221 |  |  | PQ | ABCN | 19918.584 | 8104402 | no | no |  |  | no |  |  | 1391873.668 | 15436504.068 |  | -1
node_8104402_200883222 |  |  | PQ | ABCN | 19918.584 | 8104402 | no | no |  |  | no |  |  | 1391917.893 | 15436304.468 |  | -1
node_8104402_200883223 |  |  | PQ | ABCN | 19918.584 | 8104402 | no | no |  |  | no |  |  | 1391868.672 | 15435986.669 |  | -1
node_8104402_200883224 |  |  | PQ | ABCN | 19918.584 | 8104402 | no | no |  |  | no |  |  | 1391810.025 | 15435660.377 |  | -1
node_8104402_200883226 |  |  | PQ | ABCN | 19918.584 | 8104402 | no | no |  |  | no |  |  | 1391883.829 | 15435376.074 |  | -1
node_8104402_200883227 |  |  | PQ | ABCN | 19918.584 | 8104402 | no | no |  |  | no |  |  | 1391969.239 | 15435056.22 |  | -1
node_8104402_200883228 |  |  | PQ | ABCN | 19918.584 | 8104402 | no | no |  |  | no |  |  | 1392051.3 | 15434752.661 |  | -1
node_8104402_200883231 |  |  | PQ | ABCN | 19918.584 | 8104402 | no | no |  |  | no |  |  | 1392031.525 | 15434520.537 |  | -1
node_8104402_200883250 |  |  | PQ | AN | 19918.584 | 8104402 | no | no |  |  | no |  |  | 1395160.268 | 15454349.787 |  | -1
node_8104402_200883251 |  |  | PQ | ABCN | 19918.584 | 8104402 | no | no |  |  | no |  |  | 1394589.211 | 15453148.596 |  | -1
node_8104402_200883252 |  |  | PQ | ABCN | 19918.584 | 8104402 | no | no |  |  | no |  |  | 1394635.298 | 15453179.08 |  | -1
node_8104402_200883253 |  |  | PQ | ABCN | 19918.584 | 8104402 | no | no |  |  | no |  |  | 1394925.101 | 15453373.134 |  | -1
node_8104402_200883254 |  |  | PQ | ABCN | 19918.584 | 8104402 | no | no |  |  | no |  |  | 1395048.22 | 15453552.449 |  | -1
node_8104402_200883255 |  |  | PQ | ABCN | 19918.584 | 8104402 | no | no |  |  | no |  |  | 1395169.643 | 15453719.123 |  | -1
node_8104402_200883256 |  |  | PQ | ABCN | 19918.584 | 8104402 | no | no |  |  | no |  |  | 1395293.99 | 15453914.513 |  | -1
node_8104402_200883257 |  |  | PQ | ABCN | 19918.584 | 8104402 | no | no |  |  | no |  |  | 1395488.959 | 15454099.607 |  | -1
node_8104402_200883258 |  |  | PQ | ABCN | 19918.584 | 8104402 | no | no |  |  | no |  |  | 1395928.449 | 15454491.595 |  | -1
node_8104402_200883259 |  |  | PQ | ABCN | 19918.584 | 8104402 | no | no |  |  | no |  |  | 1396128.86 | 15454498.391 |  | -1
node_8104402_200883260 |  |  | PQ | ABCN | 19918.584 | 8104402 | no | no |  |  | no |  |  | 1394560.898 | 15453155.441 |  | -1
node_8104402_200883261 |  |  | PQ | AN | 19918.584 | 8104402 | no | no |  |  | no |  |  | 1391443.084 | 15441224.202 |  | -1
node_8104402_200883262 |  |  | PQ | AN | 19918.584 | 8104402 | no | no |  |  | no |  |  | 1390717.842 | 15440114.32 |  | -1
node_8104402_200883263 |  |  | PQ | AN | 19918.584 | 8104402 | no | no |  |  | no |  |  | 1390934.943 | 15440342.035 |  | -1
node_8104402_200883264 |  |  | PQ | AN | 19918.584 | 8104402 | no | no |  |  | no |  |  | 1391156.257 | 15440601.771 |  | -1
node_8104402_200883265 |  |  | PQ | AN | 19918.584 | 8104402 | no | no |  |  | no |  |  | 1391389.838 | 15440841.173 |  | -1
node_8104402_200883266 |  |  | PQ | AN | 19918.584 | 8104402 | no | no |  |  | no |  |  | 1391619.228 | 15441101.542 |  | -1
node_8104402_200883268 |  |  | PQ | ABCN | 19918.584 | 8104402 | no | no |  |  | no |  |  | 1392697.148 | 15445785.746 |  | -1
node_8104402_200883269 |  |  | PQ | ABCN | 19918.584 | 8104402 | no | no |  |  | no |  |  | 1391118.166 | 15447345.853 |  | -1
node_8104402_200883270 |  |  | PQ | ABCN | 19918.584 | 8104402 | no | no |  |  | no |  |  | 1390927.651 | 15447544.566 |  | -1
node_8104402_200883271 |  |  | PQ | ABCN | 19918.584 | 8104402 | no | no |  |  | no |  |  | 1390738.137 | 15447747.099 |  | -1
node_8104402_200883272 |  |  | PQ | ABCN | 19918.584 | 8104402 | no | no |  |  | no |  |  | 1390530.666 | 15448022.719 |  | -1
node_8104402_200883273 |  |  | PQ | ABCN | 19918.584 | 8104402 | no | no |  |  | no |  |  | 1390306.877 | 15448308.753 |  | -1
node_8104402_200883274 |  |  | PQ | ABCN | 19918.584 | 8104402 | no | no |  |  | no |  |  | 1390150.99 | 15448562.888 |  | -1
node_8104402_200883275 |  |  | PQ | ABCN | 19918.584 | 8104402 | no | no |  |  | no |  |  | 1389995.736 | 15448816.03 |  | -1
node_8104402_200883276 |  |  | PQ | AN | 19918.584 | 8104402 | no | no |  |  | no |  |  | 1390130.876 | 15448924.68 |  | -1
node_8104402_200883277 |  |  | PQ | AN | 19918.584 | 8104402 | no | no |  |  | no |  |  | 1390423.643 | 15448908.243 |  | -1
node_8104402_200883278 |  |  | PQ | AN | 19918.584 | 8104402 | no | no |  |  | no |  |  | 1390786.731 | 15448887.13 |  | -1
node_8104402_200883279 |  |  | PQ | ABCN | 19918.584 | 8104402 | no | no |  |  | no |  |  | 1389777.132 | 15449135.182 |  | -1
node_8104402_200883280 |  |  | PQ | ABCN | 19918.584 | 8104402 | no | no |  |  | no |  |  | 1389623.136 | 15449363.479 |  | -1
node_8104402_200883281 |  |  | PQ | ABCN | 19918.584 | 8104402 | no | no |  |  | no |  |  | 1389481.161 | 15449591.558 |  | -1
node_8104402_200883282 |  |  | PQ | ABCN | 19918.584 | 8104402 | no | no |  |  | no |  |  | 1392516.487 | 15445738.174 |  | -1
node_8104402_200883283 |  |  | PQ | ABCN | 19918.584 | 8104402 | no | no |  |  | no |  |  | 1389271.681 | 15449748.032 |  | -1
node_8104402_200883284 |  |  | PQ | ABCN | 19918.584 | 8104402 | no | no |  |  | no |  |  | 1389023.026 | 15449901.727 |  | -1
node_8104402_200883285 |  |  | PQ | ABCN | 19918.584 | 8104402 | no | no |  |  | no |  |  | 1388810.758 | 15450039.879 |  | -1
node_8104402_200883286 |  |  | PQ | ABCN | 19918.584 | 8104402 | no | no |  |  | no |  |  | 1392327.919 | 15445930.397 |  | -1
node_8104402_200883287 |  |  | PQ | ABCN | 19918.584 | 8104402 | no | no |  |  | no |  |  | 1392137.877 | 15446119.206 |  | -1
node_8104402_200883288 |  |  | PQ | ABCN | 19918.584 | 8104402 | no | no |  |  | no |  |  | 1391983.284 | 15446339.83 |  | -1
node_8104402_200883289 |  |  | PQ | ABCN | 19918.584 | 8104402 | no | no |  |  | no |  |  | 1391842.58 | 15446597.74 |  | -1
node_8104402_200883291 |  |  | PQ | ABCN | 19918.584 | 8104402 | no | no |  |  | no |  |  | 1391607.322 | 15446750.912 |  | -1
node_8104402_200883292 |  |  | PQ | ABCN | 19918.584 | 8104402 | no | no |  |  | no |  |  | 1391438.846 | 15446933.578 |  | -1
node_8104402_200883293 |  |  | PQ | ABCN | 19918.584 | 8104402 | no | no |  |  | no |  |  | 1391267.675 | 15447117.523 |  | -1
node_8104402_200883294 |  |  | PQ | ABCN | 19918.584 | 8104402 | no | no |  |  | no |  |  | 1391303.492 | 15447181.28 |  | -1
node_8104402_200883295 |  |  | PQ | AD | 2771.281 | 8104402 | no | no |  |  | no |  |  | 1381283.654 | 15456261.937 |  | -1
node_8104402_200883296 |  |  | PQ | AD | 2771.281 | 8104402 | no | no |  |  | no |  |  | 1381439.445 | 15456389.671 |  | -1
node_8104402_200883297 |  |  | PQ | AN | 2771.281 | 8104402 | no | no |  |  | no |  |  | 1381677.433 | 15456578.828 |  | -1
node_8104402_200883299 |  |  | PQ | AD | 2771.281 | 8104402 | no | no |  |  | no |  |  | 1386374.772 | 15434512.773 |  | -1
node_8104402_200883300 |  |  | PQ | AD | 2771.281 | 8104402 | no | no |  |  | no |  |  | 1386501.818 | 15434750.371 |  | -1
node_8104402_200883301 |  |  | PQ | AN | 2771.281 | 8104402 | no | no |  |  | no |  |  | 1386537.993 | 15435014.525 |  | -1
node_8104402_200883302 |  |  | PQ | AN | 2771.281 | 8104402 | no | no |  |  | no |  |  | 1386653.743 | 15435219.544 |  | -1
node_8104402_200883324 |  |  | PQ | ABCN | 2771.281 | 8104402 | no | no |  |  | no |  |  | 1379067.642 | 15456528.757 |  | -1
node_8104402_200883325 |  |  | PQ | ABCD | 2771.281 | 8104402 | no | no |  |  | no |  |  | 1378697.668 | 15456600.425 |  | -1
node_8104402_200883327 |  |  | PQ | AN | 2771.281 | 8104402 | no | no |  |  | no |  |  | 1378659.733 | 15456344.601 |  | -1
node_8104402_200883329 |  |  | PQ | ABCD | 2771.281 | 8104402 | no | no |  |  | no |  |  | 1378334.204 | 15456669.649 |  | -1
node_8104402_200883330 |  |  | PQ | ABCN | 2771.281 | 8104402 | no | no |  |  | no |  |  | 1377986.95 | 15456730.667 |  | -1
node_8104402_200883332 |  |  | PQ | ABCN | 2771.281 | 8104402 | no | no |  |  | no |  |  | 1377679.876 | 15456854.622 |  | -1
node_8104402_200883333 |  |  | PQ | ABCD | 2771.281 | 8104402 | no | no |  |  | no |  |  | 1377495.961 | 15456927.977 |  | -1
node_8104402_200883334 |  |  | PQ | ABCD | 2771.281 | 8104402 | no | no |  |  | no |  |  | 1377359.254 | 15456986.228 |  | -1
node_8104402_200883335 |  |  | PQ | ABCN | 2771.281 | 8104402 | no | no |  |  | no |  |  | 1377058.326 | 15457109.899 |  | -1
node_8104402_200883337 |  |  | PQ | ABCD | 2771.281 | 8104402 | no | no |  |  | no |  |  | 1376715.963 | 15457252.011 |  | -1
node_8104402_200883338 |  |  | PQ | ABCD | 2771.281 | 8104402 | no | no |  |  | no |  |  | 1376384.651 | 15457389.517 |  | -1
node_8104402_200883339 |  |  | PQ | ABCD | 2771.281 | 8104402 | no | no |  |  | no |  |  | 1376190.597 | 15457470.109 |  | -1
node_8104402_200883340 |  |  | PQ | AD | 2771.281 | 8104402 | no | no |  |  | no |  |  | 1375956.651 | 15457601.063 |  | -1
node_8104402_200883341 |  |  | PQ | AD | 2771.281 | 8104402 | no | no |  |  | no |  |  | 1375711.49 | 15457740.207 |  | -1
node_8104402_200883342 |  |  | PQ | AN | 2771.281 | 8104402 | no | no |  |  | no |  |  | 1375476.384 | 15457871.866 |  | -1
node_8104402_200883343 |  |  | PQ | ABCD | 2771.281 | 8104402 | no | no |  |  | no |  |  | 1375990.958 | 15457403.413 |  | -1
node_8104402_200883344 |  |  | PQ | ABCN | 2771.281 | 8104402 | no | no |  |  | no |  |  | 1375674.25 | 15457302.566 |  | -1
node_8104402_200883347 |  |  | PQ | ABCD | 2771.281 | 8104402 | no | no |  |  | no |  |  | 1375454.242 | 15457229.148 |  | -1
node_8104402_200883348 |  |  | PQ | ABCD | 2771.281 | 8104402 | no | no |  |  | no |  |  | 1375217.132 | 15457360.392 |  | -1
node_8104402_200883349 |  |  | PQ | ABCN | 2771.281 | 8104402 | no | no |  |  | no |  |  | 1375005.145 | 15457493.997 |  | -1
node_8104402_200883350 |  |  | PQ | ABCN | 2771.281 | 8104402 | no | no |  |  | no |  |  | 1374768.515 | 15457633.838 |  | -1
node_8104402_200883351 |  |  | PQ | ABCD | 2771.281 | 8104402 | no | no |  |  | no |  |  | 1374608.789 | 15457727.571 |  | -1
node_8104402_200883352 |  |  | PQ | ABCD | 2771.281 | 8104402 | no | no |  |  | no |  |  | 1374450.593 | 15457829.792 |  | -1
node_8104402_200883353 |  |  | PQ | AN | 2771.281 | 8104402 | no | no |  |  | no |  |  | 1374427.533 | 15457978.784 |  | -1
node_8104402_200883354 |  |  | PQ | AD | 2771.281 | 8104402 | no | no |  |  | no |  |  | 1374399.393 | 15458137.862 |  | -1
node_8104402_200883355 |  |  | PQ | AN | 2771.281 | 8104402 | no | no |  |  | no |  |  | 1374368.423 | 15458272.348 |  | -1
node_8104402_200883356 |  |  | PQ | AD | 2771.281 | 8104402 | no | no |  |  | no |  |  | 1374321.419 | 15458444.028 |  | -1
node_8104402_200883357 |  |  | PQ | AD | 2771.281 | 8104402 | no | no |  |  | no |  |  | 1374266.627 | 15458611.144 |  | -1
node_8104402_200883358 |  |  | PQ | AN | 2771.281 | 8104402 | no | no |  |  | no |  |  | 1374216.243 | 15458764.322 |  | -1
node_8104402_200883359 |  |  | PQ | AN | 2771.281 | 8104402 | no | no |  |  | no |  |  | 1374175.279 | 15458908.726 |  | -1
node_8104402_200883360 |  |  | PQ | AN | 2771.281 | 8104402 | no | no |  |  | no |  |  | 1374022.176 | 15459353.264 |  | -1
node_8104402_200883364 |  |  | PQ | AD | 2771.281 | 8104402 | no | no |  |  | no |  |  | 1373943.529 | 15459623.948 |  | -1
node_8104402_200883365 |  |  | PQ | AD | 2771.281 | 8104402 | no | no |  |  | no |  |  | 1373939.066 | 15459846.331 |  | -1
node_8104402_200883366 |  |  | PQ | AD | 2771.281 | 8104402 | no | no |  |  | no |  |  | 1373852.525 | 15460206.041 |  | -1
node_8104402_200883367 |  |  | PQ | AN | 2771.281 | 8104402 | no | no |  |  | no |  |  | 1373788.87 | 15460487.946 |  | -1
node_8104402_200883368 |  |  | PQ | AN | 2771.281 | 8104402 | no | no |  |  | no |  |  | 1373747.93 | 15460692.136 |  | -1
node_8104402_200883369 |  |  | PQ | ABCD | 2771.281 | 8104402 | no | no |  |  | no |  |  | 1374519.713 | 15457582.637 |  | -1
node_8104402_200883370 |  |  | PQ | ABCN | 2771.281 | 8104402 | no | no |  |  | no |  |  | 1374553.175 | 15457432.986 |  | -1
node_8104402_200883371 |  |  | PQ | AN | 2771.281 | 8104402 | no | no |  |  | no |  |  | 1374678.697 | 15457252.216 |  | -1
node_8104402_200883372 |  |  | PQ | AD | 2771.281 | 8104402 | no | no |  |  | no |  |  | 1374792.508 | 15456985.157 |  | -1
node_8104402_200883373 |  |  | PQ | AN | 2771.281 | 8104402 | no | no |  |  | no |  |  | 1374896.844 | 15456722.712 |  | -1
node_8104402_200883375 |  |  | PQ | AN | 2771.281 | 8104402 | no | no |  |  | no |  |  | 1374847.471 | 15456515.776 |  | -1
node_8104402_200883376 |  |  | PQ | AD | 2771.281 | 8104402 | no | no |  |  | no |  |  | 1374754.812 | 15456213.974 |  | -1
node_8104402_200883377 |  |  | PQ | AD | 2771.281 | 8104402 | no | no |  |  | no |  |  | 1374683.836 | 15455883.5 |  | -1
node_8104402_200883379 |  |  | PQ | AD | 2771.281 | 8104402 | no | no |  |  | no |  |  | 1374329.597 | 15454672.239 |  | -1
node_8104402_200883380 |  |  | PQ | AD | 2771.281 | 8104402 | no | no |  |  | no |  |  | 1374240.078 | 15454352.754 |  | -1
node_8104402_200883381 |  |  | PQ | AN | 2771.281 | 8104402 | no | no |  |  | no |  |  | 1374231.639 | 15454295.582 |  | -1
node_8104402_200883382 |  |  | PQ | AD | 2771.281 | 8104402 | no | no |  |  | no |  |  | 1374106.792 | 15453858.694 |  | -1
node_8104402_200883383 |  |  | PQ | AD | 2771.281 | 8104402 | no | no |  |  | no |  |  | 1374033.261 | 15453590.633 |  | -1
node_8104402_200883385 |  |  | PQ | AN | 2771.281 | 8104402 | no | no |  |  | no |  |  | 1373864.055 | 15452982.661 |  | -1
node_8104402_200883386 |  |  | PQ | AD | 2771.281 | 8104402 | no | no |  |  | no |  |  | 1373868.483 | 15452685.69 |  | -1
node_8104402_200883387 |  |  | PQ | AD | 2771.281 | 8104402 | no | no |  |  | no |  |  | 1373890.177 | 15452299.928 |  | -1
node_8104402_200883388 |  |  | PQ | AD | 2771.281 | 8104402 | no | no |  |  | no |  |  | 1373902.948 | 15451903.493 |  | -1
node_8104402_200883389 |  |  | PQ | AN | 2771.281 | 8104402 | no | no |  |  | no |  |  | 1373917.002 | 15451518.12 |  | -1
node_8104402_200883390 |  |  | PQ | AN | 2771.281 | 8104402 | no | no |  |  | no |  |  | 1373978.615 | 15451009.936 |  | -1
node_8104402_200883392 |  |  | PQ | AN | 2771.281 | 8104402 | no | no |  |  | no |  |  | 1374046.782 | 15450471.783 |  | -1
node_8104402_200883393 |  |  | PQ | AN | 2771.281 | 8104402 | no | no |  |  | no |  |  | 1374056.226 | 15450195.991 |  | -1
node_8104402_200883394 |  |  | PQ | AN | 2771.281 | 8104402 | no | no |  |  | no |  |  | 1374070.2 | 15449993.461 |  | -1
node_8104402_200883396 |  |  | PQ | AN | 2771.281 | 8104402 | no | no |  |  | no |  |  | 1374108.43 | 15449559.417 |  | -1
node_8104402_200883398 |  |  | PQ | AD | 2771.281 | 8104402 | no | no |  |  | no |  |  | 1374121.553 | 15449361.995 |  | -1
node_8104402_200883399 |  |  | PQ | AN | 2771.281 | 8104402 | no | no |  |  | no |  |  | 1374415.553 | 15449301.194 |  | -1
node_8104402_200883400 |  |  | PQ | AN | 2771.281 | 8104402 | no | no |  |  | no |  |  | 1374141.344 | 15449101.524 |  | -1
node_8104402_200883401 |  |  | PQ | AD | 2771.281 | 8104402 | no | no |  |  | no |  |  | 1374227.777 | 15448493.727 |  | -1
node_8104402_200883402 |  |  | PQ | AD | 2771.281 | 8104402 | no | no |  |  | no |  |  | 1374267.113 | 15448219.739 |  | -1
node_8104402_200883403 |  |  | PQ | AD | 2771.281 | 8104402 | no | no |  |  | no |  |  | 1374341.939 | 15448252.568 |  | -1
node_8104402_200883404 |  |  | PQ | AD | 2771.281 | 8104402 | no | no |  |  | no |  |  | 1374553.73 | 15448289.518 |  | -1
node_8104402_200883405 |  |  | PQ | AN | 2771.281 | 8104402 | no | no |  |  | no |  |  | 1374804.007 | 15448214.024 |  | -1
node_8104402_200883406 |  |  | PQ | AD | 2771.281 | 8104402 | no | no |  |  | no |  |  | 1374311.61 | 15447934.957 |  | -1
node_8104402_200883407 |  |  | PQ | AN | 2771.281 | 8104402 | no | no |  |  | no |  |  | 1374433.673 | 15447902.189 |  | -1
node_8104402_200883408 |  |  | PQ | AN | 2771.281 | 8104402 | no | no |  |  | no |  |  | 1374411.908 | 15447369.33 |  | -1
node_8104402_200883409 |  |  | PQ | AD | 2771.281 | 8104402 | no | no |  |  | no |  |  | 1374446.065 | 15446923.972 |  | -1
node_8104402_200883410 |  |  | PQ | AD | 2771.281 | 8104402 | no | no |  |  | no |  |  | 1374457.326 | 15446384.134 |  | -1
node_8104402_200883411 |  |  | PQ | AD | 2771.281 | 8104402 | no | no |  |  | no |  |  | 1374462.154 | 15446071.649 |  | -1
node_8104402_200883413 |  |  | PQ | AD | 2771.281 | 8104402 | no | no |  |  | no |  |  | 1374464.517 | 15445846.122 |  | -1
node_8104402_200883414 |  |  | PQ | AN | 2771.281 | 8104402 | no | no |  |  | no |  |  | 1374471.76 | 15445321.373 |  | -1
node_8104402_200883416 |  |  | PQ | AD | 2771.281 | 8104402 | no | no |  |  | no |  |  | 1374485.727 | 15444946.823 |  | -1
node_8104402_200883418 |  |  | PQ | AN | 2771.281 | 8104402 | no | no |  |  | no |  |  | 1374417.479 | 15444598.136 |  | -1
node_8104402_200883419 |  |  | PQ | AD | 2771.281 | 8104402 | no | no |  |  | no |  |  | 1374479.992 | 15444296.235 |  | -1
node_8104402_200883423 |  |  | PQ | AD | 2771.281 | 8104402 | no | no |  |  | no |  |  | 1375157.96 | 15443093.234 |  | -1
node_8104402_200883424 |  |  | PQ | AD | 2771.281 | 8104402 | no | no |  |  | no |  |  | 1375278.075 | 15442651.4 |  | -1
node_8104402_200883425 |  |  | PQ | AD | 2771.281 | 8104402 | no | no |  |  | no |  |  | 1375403.168 | 15442279.09 |  | -1
node_8104402_200883426 |  |  | PQ | AN | 2771.281 | 8104402 | no | no |  |  | no |  |  | 1375526.14 | 15441890.97 |  | -1
node_8104402_200883427 |  |  | PQ | AN | 2771.281 | 8104402 | no | no |  |  | no |  |  | 1375696.798 | 15441669.844 |  | -1
node_8104402_200883429 |  |  | PQ | AN | 2771.281 | 8104402 | no | no |  |  | no |  |  | 1375796.832 | 15441176.559 |  | -1
node_8104402_200883430 |  |  | PQ | AD | 2771.281 | 8104402 | no | no |  |  | no |  |  | 1375821.151 | 15441062.997 |  | -1
node_8104402_200883432 |  |  | PQ | AD | 2771.281 | 8104402 | no | no |  |  | no |  |  | 1375886.889 | 15440802.849 |  | -1
node_8104402_200883433 |  |  | PQ | AN | 2771.281 | 8104402 | no | no |  |  | no |  |  | 1376003.801 | 15440235.661 |  | -1
node_8104402_200883434 |  |  | PQ | AD | 2771.281 | 8104402 | no | no |  |  | no |  |  | 1376145.154 | 15439877.676 |  | -1
node_8104402_200883435 |  |  | PQ | AD | 2771.281 | 8104402 | no | no |  |  | no |  |  | 1376314.98 | 15439478.703 |  | -1
node_8104402_200883436 |  |  | PQ | AD | 2771.281 | 8104402 | no | no |  |  | no |  |  | 1376519.062 | 15438961.098 |  | -1
node_8104402_200883437 |  |  | PQ | AN | 2771.281 | 8104402 | no | no |  |  | no |  |  | 1376703.688 | 15438510.288 |  | -1
node_8104402_200883472 |  |  | PQ | AN | 2771.281 | 8104402 | no | no |  |  | no |  |  | 1378425.894 | 15439176.791 |  | -1
node_8104402_200883473 |  |  | PQ | AN | 2771.281 | 8104402 | no | no |  |  | no |  |  | 1375041.312 | 15446124.39 |  | -1
node_8104402_200883474 |  |  | PQ | AD | 2771.281 | 8104402 | no | no |  |  | no |  |  | 1377502.884 | 15444200.829 |  | -1
node_8104402_200883475 |  |  | PQ | AD | 2771.281 | 8104402 | no | no |  |  | no |  |  | 1377522.064 | 15443969.138 |  | -1
node_8104402_200883476 |  |  | PQ | AD | 2771.281 | 8104402 | no | no |  |  | no |  |  | 1377624.005 | 15443975.476 |  | -1
node_8104402_200883477 |  |  | PQ | AD | 2771.281 | 8104402 | no | no |  |  | no |  |  | 1377953.809 | 15443985.081 |  | -1
node_8104402_200883478 |  |  | PQ | AN | 2771.281 | 8104402 | no | no |  |  | no |  |  | 1378278.883 | 15443990.905 |  | -1
node_8104402_200883479 |  |  | PQ | AD | 2771.281 | 8104402 | no | no |  |  | no |  |  | 1377573.262 | 15443483.057 |  | -1
node_8104402_200883480 |  |  | PQ | AD | 2771.281 | 8104402 | no | no |  |  | no |  |  | 1377707.641 | 15443154.655 |  | -1
node_8104402_200883481 |  |  | PQ | AN | 2771.281 | 8104402 | no | no |  |  | no |  |  | 1377817.512 | 15442733.314 |  | -1
node_8104402_200883482 |  |  | PQ | AD | 2771.281 | 8104402 | no | no |  |  | no |  |  | 1377850.453 | 15442371.429 |  | -1
node_8104402_200883483 |  |  | PQ | AN | 2771.281 | 8104402 | no | no |  |  | no |  |  | 1377886.503 | 15441953.817 |  | -1
node_8104402_200883485 |  |  | PQ | AN | 2771.281 | 8104402 | no | no |  |  | no |  |  | 1377920.064 | 15441598.505 |  | -1
node_8104402_200883487 |  |  | PQ | AD | 2771.281 | 8104402 | no | no |  |  | no |  |  | 1377960.648 | 15441382.317 |  | -1
node_8104402_200883489 |  |  | PQ | AD | 2771.281 | 8104402 | no | no |  |  | no |  |  | 1377993.457 | 15441027.709 |  | -1
node_8104402_200883490 |  |  | PQ | AN | 2771.281 | 8104402 | no | no |  |  | no |  |  | 1375491.736 | 15446166.779 |  | -1
node_8104402_200883491 |  |  | PQ | AD | 2771.281 | 8104402 | no | no |  |  | no |  |  | 1378028.755 | 15440570.252 |  | -1
node_8104402_200883492 |  |  | PQ | AD | 2771.281 | 8104402 | no | no |  |  | no |  |  | 1378070.615 | 15440101.794 |  | -1
node_8104402_200883493 |  |  | PQ | AD | 2771.281 | 8104402 | no | no |  |  | no |  |  | 1378102.657 | 15439758.926 |  | -1
node_8104402_200883494 |  |  | PQ | AD | 2771.281 | 8104402 | no | no |  |  | no |  |  | 1378130.665 | 15439293.112 |  | -1
node_8104402_200883495 |  |  | PQ | AN | 2771.281 | 8104402 | no | no |  |  | no |  |  | 1378111.697 | 15439108.892 |  | -1
node_8104402_200883496 |  |  | PQ | AN | 2771.281 | 8104402 | no | no |  |  | no |  |  | 1375910.487 | 15446219.103 |  | -1
node_8104402_200883497 |  |  | PQ | AN | 2771.281 | 8104402 | no | no |  |  | no |  |  | 1376348.372 | 15446190.088 |  | -1
node_8104402_200883498 |  |  | PQ | AN | 2771.281 | 8104402 | no | no |  |  | no |  |  | 1376771.074 | 15446177.43 |  | -1
node_8104402_200883500 |  |  | PQ | AD | 2771.281 | 8104402 | no | no |  |  | no |  |  | 1377324.853 | 15445637.388 |  | -1
node_8104402_200883503 |  |  | PQ | AD | 2771.281 | 8104402 | no | no |  |  | no |  |  | 1377379.254 | 15445241.046 |  | -1
node_8104402_200883505 |  |  | PQ | AN | 2771.281 | 8104402 | no | no |  |  | no |  |  | 1377446.68 | 15444766.282 |  | -1
node_8104402_200883560 |  |  | PQ | AN | 2771.281 | 8104402 | no | no |  |  | no |  |  | 1379137.005 | 15452297.291 |  | -1
node_8104402_200883562 |  |  | PQ | AD | 2771.281 | 8104402 | no | no |  |  | no |  |  | 1378890.372 | 15452212.487 |  | -1
node_8104402_200883563 |  |  | PQ | AN | 2771.281 | 8104402 | no | no |  |  | no |  |  | 1378611.806 | 15452179.042 |  | -1
node_8104402_200883685 |  |  | PQ | AD | 2771.281 | 8104402 | no | no |  |  | no |  |  | 1373686.621 | 15453489.519 |  | -1
node_8104402_200883686 |  |  | PQ | AN | 2771.281 | 8104402 | no | no |  |  | no |  |  | 1370987.797 | 15452148.458 |  | -1
node_8104402_200883687 |  |  | PQ | AN | 2771.281 | 8104402 | no | no |  |  | no |  |  | 1370881.748 | 15452063.351 |  | -1
node_8104402_200883688 |  |  | PQ | AN | 2771.281 | 8104402 | no | no |  |  | no |  |  | 1370690.276 | 15451909.209 |  | -1
node_8104402_200883689 |  |  | PQ | AD | 2771.281 | 8104402 | no | no |  |  | no |  |  | 1370787.51 | 15451769.158 |  | -1
node_8104402_200883690 |  |  | PQ | AD | 2771.281 | 8104402 | no | no |  |  | no |  |  | 1370939.265 | 15451882.362 |  | -1
node_8104402_200883691 |  |  | PQ | AN | 2771.281 | 8104402 | no | no |  |  | no |  |  | 1371064.763 | 15451981.017 |  | -1
node_8104402_200883693 |  |  | PQ | AD | 2771.281 | 8104402 | no | no |  |  | no |  |  | 1370342.672 | 15451654.888 |  | -1
node_8104402_200883694 |  |  | PQ | AN | 2771.281 | 8104402 | no | no |  |  | no |  |  | 1370426.011 | 15451465.93 |  | -1
node_8104402_200883697 |  |  | PQ | AD | 2771.281 | 8104402 | no | no |  |  | no |  |  | 1369966.944 | 15451373.639 |  | -1
node_8104402_200883699 |  |  | PQ | AN | 2771.281 | 8104402 | no | no |  |  | no |  |  | 1369786.331 | 15451225.898 |  | -1
node_8104402_200883700 |  |  | PQ | AD | 2771.281 | 8104402 | no | no |  |  | no |  |  | 1369435.19 | 15450846.968 |  | -1
node_8104402_200883701 |  |  | PQ | AN | 2771.281 | 8104402 | no | no |  |  | no |  |  | 1369352.829 | 15451124.636 |  | -1
node_8104402_200883702 |  |  | PQ | AN | 2771.281 | 8104402 | no | no |  |  | no |  |  | 1368882.97 | 15450533.091 |  | -1
node_8104402_200883703 |  |  | PQ | AD | 2771.281 | 8104402 | no | no |  |  | no |  |  | 1368507.16 | 15450415.044 |  | -1
node_8104402_200883704 |  |  | PQ | AD | 2771.281 | 8104402 | no | no |  |  | no |  |  | 1368146.064 | 15450299.847 |  | -1
node_8104402_200883705 |  |  | PQ | AD | 2771.281 | 8104402 | no | no |  |  | no |  |  | 1367795.169 | 15450213.842 |  | -1
node_8104402_200883706 |  |  | PQ | AD | 2771.281 | 8104402 | no | no |  |  | no |  |  | 1373340.795 | 15453395.295 |  | -1
node_8104402_200883707 |  |  | PQ | AN | 2771.281 | 8104402 | no | no |  |  | no |  |  | 1373338.59 | 15453602.747 |  | -1
node_8104402_200883708 |  |  | PQ | AN | 2771.281 | 8104402 | no | no |  |  | no |  |  | 1367489.332 | 15449946.094 |  | -1
node_8104402_200883709 |  |  | PQ | AD | 2771.281 | 8104402 | no | no |  |  | no |  |  | 1372967.143 | 15453281.718 |  | -1
node_8104402_200883710 |  |  | PQ | AD | 2771.281 | 8104402 | no | no |  |  | no |  |  | 1372622.706 | 15453175.246 |  | -1
node_8104402_200883711 |  |  | PQ | AD | 2771.281 | 8104402 | no | no |  |  | no |  |  | 1372360.848 | 15453096.5 |  | -1
node_8104402_200883712 |  |  | PQ | AD | 2771.281 | 8104402 | no | no |  |  | no |  |  | 1372062.953 | 15452894.707 |  | -1
node_8104402_200883713 |  |  | PQ | AD | 2771.281 | 8104402 | no | no |  |  | no |  |  | 1371817.761 | 15452723.346 |  | -1
node_8104402_200883714 |  |  | PQ | AD | 2771.281 | 8104402 | no | no |  |  | no |  |  | 1371529.402 | 15452523.541 |  | -1
node_8104402_200883715 |  |  | PQ | AN | 2771.281 | 8104402 | no | no |  |  | no |  |  | 1371231.914 | 15452325.532 |  | -1
node_8104402_200883721 |  |  | PQ | AD | 2771.281 | 8104402 | no | no |  |  | no |  |  | 1377184.931 | 15446664.972 |  | -1
node_8104402_200883722 |  |  | PQ | AN | 2771.281 | 8104402 | no | no |  |  | no |  |  | 1377170.077 | 15446781.524 |  | -1
node_8104402_200883723 |  |  | PQ | AD | 2771.281 | 8104402 | no | no |  |  | no |  |  | 1377352.202 | 15450568.577 |  | -1
node_8104402_200883724 |  |  | PQ | AD | 2771.281 | 8104402 | no | no |  |  | no |  |  | 1377375.109 | 15450772.932 |  | -1
node_8104402_200883725 |  |  | PQ | AD | 2771.281 | 8104402 | no | no |  |  | no |  |  | 1377390.703 | 15450968.257 |  | -1
node_8104402_200883726 |  |  | PQ | AN | 2771.281 | 8104402 | no | no |  |  | no |  |  | 1377409.951 | 15451156.62 |  | -1
node_8104402_200883727 |  |  | PQ | AD | 2771.281 | 8104402 | no | no |  |  | no |  |  | 1377269.781 | 15451372.564 |  | -1
node_8104402_200883728 |  |  | PQ | AD | 2771.281 | 8104402 | no | no |  |  | no |  |  | 1377139.686 | 15451576.451 |  | -1
node_8104402_200883729 |  |  | PQ | AD | 2771.281 | 8104402 | no | no |  |  | no |  |  | 1376867.119 | 15451656.295 |  | -1
node_8104402_200883730 |  |  | PQ | AN | 2771.281 | 8104402 | no | no |  |  | no |  |  | 1376576.641 | 15451743.62 |  | -1
node_8104402_200883731 |  |  | PQ | AN | 2771.281 | 8104402 | no | no |  |  | no |  |  | 1376625.482 | 15451479.259 |  | -1
node_8104402_200883732 |  |  | PQ | AN | 2771.281 | 8104402 | no | no |  |  | no |  |  | 1377468.496 | 15451760.604 |  | -1
node_8104402_200883733 |  |  | PQ | AN | 2771.281 | 8104402 | no | no |  |  | no |  |  | 1377115.511 | 15447198.224 |  | -1
node_8104402_200883734 |  |  | PQ | AD | 2771.281 | 8104402 | no | no |  |  | no |  |  | 1377090.225 | 15447631.85 |  | -1
node_8104402_200883735 |  |  | PQ | AN | 2771.281 | 8104402 | no | no |  |  | no |  |  | 1377055.137 | 15448168.913 |  | -1
node_8104402_200883736 |  |  | PQ | AN | 2771.281 | 8104402 | no | no |  |  | no |  |  | 1377047.609 | 15448475.997 |  | -1
node_8104402_200883737 |  |  | PQ | AN | 2771.281 | 8104402 | no | no |  |  | no |  |  | 1377016.974 | 15449059.85 |  | -1
node_8104402_200883738 |  |  | PQ | AD | 2771.281 | 8104402 | no | no |  |  | no |  |  | 1377209.575 | 15449205.054 |  | -1
node_8104402_200883739 |  |  | PQ | AN | 2771.281 | 8104402 | no | no |  |  | no |  |  | 1377484.328 | 15449212.756 |  | -1
node_8104402_200883740 |  |  | PQ | AN | 2771.281 | 8104402 | no | no |  |  | no |  |  | 1377759.534 | 15449221.574 |  | -1
node_8104402_200883741 |  |  | PQ | AD | 2771.281 | 8104402 | no | no |  |  | no |  |  | 1377243.15 | 15449498.553 |  | -1
node_8104402_200883742 |  |  | PQ | AD | 2771.281 | 8104402 | no | no |  |  | no |  |  | 1377266.121 | 15449758.481 |  | -1
node_8104402_200883743 |  |  | PQ | AD | 2771.281 | 8104402 | no | no |  |  | no |  |  | 1377286.063 | 15449969.443 |  | -1
node_8104402_200883744 |  |  | PQ | AD | 2771.281 | 8104402 | no | no |  |  | no |  |  | 1377310.253 | 15450168.557 |  | -1
node_8104402_200883745 |  |  | PQ | AD | 2771.281 | 8104402 | no | no |  |  | no |  |  | 1377325.424 | 15450371.97 |  | -1
node_8104402_200883746 |  |  | PQ | AN | 2771.281 | 8104402 | no | no |  |  | no |  |  | 1377091.916 | 15450357.674 |  | -1
node_8104402_200883747 |  |  | PQ | AD | 2771.281 | 8104402 | no | no |  |  | no |  |  | 1373838.758 | 15454919.8 |  | -1
node_8104402_200883748 |  |  | PQ | AD | 2771.281 | 8104402 | no | no |  |  | no |  |  | 1370623.21 | 15456321.426 |  | -1
node_8104402_200883749 |  |  | PQ | AD | 2771.281 | 8104402 | no | no |  |  | no |  |  | 1370288.128 | 15456538.406 |  | -1
node_8104402_200883751 |  |  | PQ | AN | 2771.281 | 8104402 | no | no |  |  | no |  |  | 1369772.155 | 15456952.592 |  | -1
node_8104402_200883752 |  |  | PQ | AD | 2771.281 | 8104402 | no | no |  |  | no |  |  | 1369575.165 | 15457238.372 |  | -1
node_8104402_200883753 |  |  | PQ | AD | 2771.281 | 8104402 | no | no |  |  | no |  |  | 1369374.302 | 15457531.336 |  | -1
node_8104402_200883754 |  |  | PQ | AN | 2771.281 | 8104402 | no | no |  |  | no |  |  | 1369101.985 | 15457458.556 |  | -1
node_8104402_200883755 |  |  | PQ | AD | 2771.281 | 8104402 | no | no |  |  | no |  |  | 1369307.537 | 15457273.135 |  | -1
node_8104402_200883756 |  |  | PQ | AD | 2771.281 | 8104402 | no | no |  |  | no |  |  | 1369135.799 | 15457107.093 |  | -1
node_8104402_200883757 |  |  | PQ | AD | 2771.281 | 8104402 | no | no |  |  | no |  |  | 1368913.527 | 15457260.402 |  | -1
node_8104402_200883758 |  |  | PQ | AN | 2771.281 | 8104402 | no | no |  |  | no |  |  | 1368720.621 | 15457489.061 |  | -1
node_8104402_200883759 |  |  | PQ | AN | 2771.281 | 8104402 | no | no |  |  | no |  |  | 1368581.802 | 15457642.223 |  | -1
node_8104402_200883760 |  |  | PQ | AN | 2771.281 | 8104402 | no | no |  |  | no |  |  | 1368917.836 | 15456891.282 |  | -1
node_8104402_200883761 |  |  | PQ | AD | 2771.281 | 8104402 | no | no |  |  | no |  |  | 1369052.425 | 15457780.73 |  | -1
node_8104402_200883762 |  |  | PQ | AN | 2771.281 | 8104402 | no | no |  |  | no |  |  | 1368727.884 | 15458036.228 |  | -1
node_8104402_200883764 |  |  | PQ | AD | 2771.281 | 8104402 | no | no |  |  | no |  |  | 1368449.579 | 15458195.629 |  | -1
node_8104402_200883765 |  |  | PQ | AN | 2771.281 | 8104402 | no | no |  |  | no |  |  | 1368247.769 | 15457977.954 |  | -1
node_8104402_200883766 |  |  | PQ | AN | 2771.281 | 8104402 | no | no |  |  | no |  |  | 1368243.192 | 15458319.83 |  | -1
node_8104402_200883767 |  |  | PQ | AD | 2771.281 | 8104402 | no | no |  |  | no |  |  | 1373545.796 | 15455059.046 |  | -1
node_8104402_200883768 |  |  | PQ | AN | 2771.281 | 8104402 | no | no |  |  | no |  |  | 1367954.082 | 15458497.863 |  | -1
node_8104402_200883769 |  |  | PQ | AN | 2771.281 | 8104402 | no | no |  |  | no |  |  | 1367636.383 | 15458673.987 |  | -1
node_8104402_200883770 |  |  | PQ | AD | 2771.281 | 8104402 | no | no |  |  | no |  |  | 1373204.667 | 15455220.587 |  | -1
node_8104402_200883771 |  |  | PQ | AD | 2771.281 | 8104402 | no | no |  |  | no |  |  | 1372822.151 | 15455419.747 |  | -1
node_8104402_200883772 |  |  | PQ | AD | 2771.281 | 8104402 | no | no |  |  | no |  |  | 1372570.547 | 15455542.514 |  | -1
node_8104402_200883773 |  |  | PQ | AN | 2771.281 | 8104402 | no | no |  |  | no |  |  | 1372255.425 | 15455548.359 |  | -1
node_8104402_200883774 |  |  | PQ | AD | 2771.281 | 8104402 | no | no |  |  | no |  |  | 1372034.264 | 15455641.341 |  | -1
node_8104402_200883775 |  |  | PQ | AN | 2771.281 | 8104402 | no | no |  |  | no |  |  | 1371820.118 | 15455722.786 |  | -1
node_8104402_200883776 |  |  | PQ | AD | 2771.281 | 8104402 | no | no |  |  | no |  |  | 1371614.282 | 15455799.624 |  | -1
node_8104402_200883777 |  |  | PQ | AN | 2771.281 | 8104402 | no | no |  |  | no |  |  | 1371412.275 | 15455884.696 |  | -1
node_8104402_200883778 |  |  | PQ | AN | 2771.281 | 8104402 | no | no |  |  | no |  |  | 1370968.447 | 15456157.679 |  | -1
node_8104402_200883780 |  |  | PQ | AD | 2771.281 | 8104402 | no | no |  |  | no |  |  | 1375463.52 | 15441049.239 |  | -1
node_8104402_200883781 |  |  | PQ | AD | 2771.281 | 8104402 | no | no |  |  | no |  |  | 1375182.574 | 15441050.794 |  | -1
node_8104402_200883782 |  |  | PQ | AN | 2771.281 | 8104402 | no | no |  |  | no |  |  | 1374880.37 | 15441051.723 |  | -1
node_8104402_200883784 |  |  | PQ | AD | 2771.281 | 8104402 | no | no |  |  | no |  |  | 1374529.251 | 15441133.6 |  | -1
node_8104402_200883785 |  |  | PQ | AD | 2771.281 | 8104402 | no | no |  |  | no |  |  | 1374173.744 | 15441131.438 |  | -1
node_8104402_200883786 |  |  | PQ | AD | 2771.281 | 8104402 | no | no |  |  | no |  |  | 1373766.362 | 15441129.108 |  | -1
node_8104402_200883787 |  |  | PQ | AD | 2771.281 | 8104402 | no | no |  |  | no |  |  | 1373424.716 | 15441125.591 |  | -1
node_8104402_200883788 |  |  | PQ | AD | 2771.281 | 8104402 | no | no |  |  | no |  |  | 1373076.596 | 15441126.224 |  | -1
node_8104402_200883789 |  |  | PQ | AN | 2771.281 | 8104402 | no | no |  |  | no |  |  | 1372729.429 | 15441129.652 |  | -1
node_8104402_200883790 |  |  | PQ | AN | 2771.281 | 8104402 | no | no |  |  | no |  |  | 1372694.003 | 15440855.576 |  | -1
node_8104402_200883791 |  |  | PQ | AN | 2771.281 | 8104402 | no | no |  |  | no |  |  | 1372444.62 | 15440868.852 |  | -1
node_8104402_200883792 |  |  | PQ | AN | 2771.281 | 8104402 | no | no |  |  | no |  |  | 1372220.108 | 15440852.208 |  | -1
node_8104402_200883793 |  |  | PQ | AD | 2771.281 | 8104402 | no | no |  |  | no |  |  | 1372658.247 | 15440581.466 |  | -1
node_8104402_200883794 |  |  | PQ | AN | 2771.281 | 8104402 | no | no |  |  | no |  |  | 1372834.929 | 15440417.091 |  | -1
node_8104402_200883795 |  |  | PQ | AN | 2771.281 | 8104402 | no | no |  |  | no |  |  | 1372366.255 | 15440475.678 |  | -1
node_8104402_200883808 |  |  | PQ | AD | 2771.281 | 8104402 | no | no |  |  | no |  |  | 1374203.27 | 15444642.77 |  | -1
node_8104402_200883809 |  |  | PQ | AD | 2771.281 | 8104402 | no | no |  |  | no |  |  | 1373908.43 | 15444640.851 |  | -1
node_8104402_200883810 |  |  | PQ | AD | 2771.281 | 8104402 | no | no |  |  | no |  |  | 1373614.432 | 15444638.637 |  | -1
node_8104402_200883811 |  |  | PQ | AD | 2771.281 | 8104402 | no | no |  |  | no |  |  | 1373317.587 | 15444644.29 |  | -1
node_8104402_200883812 |  |  | PQ | AN | 2771.281 | 8104402 | no | no |  |  | no |  |  | 1373024.824 | 15444640.776 |  | -1
node_8104402_200883813 |  |  | PQ | AD | 2771.281 | 8104402 | no | no |  |  | no |  |  | 1372775.701 | 15444633.14 |  | -1
node_8104402_200883815 |  |  | PQ | AN | 2771.281 | 8104402 | no | no |  |  | no |  |  | 1372515.641 | 15444620.387 |  | -1
node_8104402_200883825 |  |  | PQ | AN | 2771.281 | 8104402 | no | no |  |  | no |  |  | 1374511.655 | 15454316.123 |  | -1
node_8104402_200883826 |  |  | PQ | AD | 2771.281 | 8104402 | no | no |  |  | no |  |  | 1374769.948 | 15454321.384 |  | -1
node_8104402_200883827 |  |  | PQ | AN | 2771.281 | 8104402 | no | no |  |  | no |  |  | 1374995.491 | 15454326.663 |  | -1
node_8104402_200883828 |  |  | PQ | AN | 2771.281 | 8104402 | no | no |  |  | no |  |  | 1375236.909 | 15454368.027 |  | -1
node_8104402_200883829 |  |  | PQ | AN | 2771.281 | 8104402 | no | no |  |  | no |  |  | 1375527.855 | 15454220.883 |  | -1
node_8104402_200883831 |  |  | PQ | AN | 2771.281 | 8104402 | no | no |  |  | no |  |  | 1375783.126 | 15453975.716 |  | -1
node_8104402_200883832 |  |  | PQ | AD | 2771.281 | 8104402 | no | no |  |  | no |  |  | 1375948.423 | 15453859.229 |  | -1
node_8104402_200883833 |  |  | PQ | AN | 2771.281 | 8104402 | no | no |  |  | no |  |  | 1376027.428 | 15453678.053 |  | -1
node_8104402_200883834 |  |  | PQ | AN | 2771.281 | 8104402 | no | no |  |  | no |  |  | 1376209.955 | 15453447.036 |  | -1
node_8104402_200883835 |  |  | PQ | AN | 2771.281 | 8104402 | no | no |  |  | no |  |  | 1376397.36 | 15453316.918 |  | -1
node_8104402_200886197 |  |  | PQ | ABCN | 19918.584 | 8104402 | no | no |  |  | no |  |  | 1404096.675 | 15463533.629 |  | -1
node_8104402_200886198 |  |  | PQ | ABCN | 19918.584 | 8104402 | no | no |  |  | no |  |  | 1403778.652 | 15463546.288 |  | -1
node_8104402_200886199 |  |  | PQ | ABCN | 19918.584 | 8104402 | no | no |  |  | no |  |  | 1403495.633 | 15463557.549 |  | -1
node_8104402_200886200 |  |  | PQ | ABCN | 19918.584 | 8104402 | no | no |  |  | no |  |  | 1403213.509 | 15463653.231 |  | -1
node_8104402_200886201 |  |  | PQ | ABCN | 19918.584 | 8104402 | no | no |  |  | no |  |  | 1402931.315 | 15463748.091 |  | -1
node_8104402_200886202 |  |  | PQ | ABCN | 19918.584 | 8104402 | no | no |  |  | no |  |  | 1402373.498 | 15463943.443 |  | -1
node_8104402_200886203 |  |  | PQ | ABCN | 19918.584 | 8104402 | no | no |  |  | no |  |  | 1402073.736 | 15463936.281 |  | -1
node_8104402_200886204 |  |  | PQ | ABCN | 19918.584 | 8104402 | no | no |  |  | no |  |  | 1401783.412 | 15463938.244 |  | -1
node_8104402_200886205 |  |  | PQ | ABCN | 19918.584 | 8104402 | no | no |  |  | no |  |  | 1401473.954 | 15463938.898 |  | -1
node_8104402_200886206 |  |  | PQ | ABCN | 19918.584 | 8104402 | no | no |  |  | no |  |  | 1401178.714 | 15463947.311 |  | -1
node_8104402_200886207 |  |  | PQ | ABCN | 19918.584 | 8104402 | no | no |  |  | no |  |  | 1400904.297 | 15463844.239 |  | -1
node_8104402_200886208 |  |  | PQ | ABCN | 19918.584 | 8104402 | no | no |  |  | no |  |  | 1400628.927 | 15463744.818 |  | -1
node_8104402_200886209 |  |  | PQ | ABCN | 19918.584 | 8104402 | no | no |  |  | no |  |  | 1400342.982 | 15463643.83 |  | -1
node_8104402_200886210 |  |  | PQ | ABCN | 19918.584 | 8104402 | no | no |  |  | no |  |  | 1400087.932 | 15463550.73 |  | -1
node_8104402_200886211 |  |  | PQ | ABCN | 19918.584 | 8104402 | no | no |  |  | no |  |  | 1399887.589 | 15463478.567 |  | -1
node_8104402_200886212 |  |  | PQ | ABCN | 19918.584 | 8104402 | no | no |  |  | no |  |  | 1399698.796 | 15463412.236 |  | -1
node_8104402_200886213 |  |  | PQ | ABCN | 19918.584 | 8104402 | no | no |  |  | no |  |  | 1399514.551 | 15463346.242 |  | -1
node_8104402_200886214 |  |  | PQ | ABCN | 19918.584 | 8104402 | no | no |  |  | no |  |  | 1399171.169 | 15463157.655 |  | -1
node_8104402_200886215 |  |  | PQ | ABCN | 19918.584 | 8104402 | no | no |  |  | no |  |  | 1398951.753 | 15463033.075 |  | -1
node_8104402_200886216 |  |  | PQ | ABCN | 19918.584 | 8104402 | no | no |  |  | no |  |  | 1398798.855 | 15462948.461 |  | -1
node_8104402_200886217 |  |  | PQ | ABCN | 19918.584 | 8104402 | no | no |  |  | no |  |  | 1398511.13 | 15462786.062 |  | -1
node_8104402_200886218 |  |  | PQ | ABCN | 19918.584 | 8104402 | no | no |  |  | no |  |  | 1398244.774 | 15462647.152 |  | -1
node_8104402_200887080 |  |  | PQ | ABCN | 19918.584 | 8104402 | no | no |  |  | no |  |  | 1391405.105 | 15425927.079 |  | -1
node_8104402_200887081 |  |  | PQ | ABCN | 19918.584 | 8104402 | no | no |  |  | no |  |  | 1391331.719 | 15426095.047 |  | -1
node_8104402_200887082 |  |  | PQ | ABCN | 19918.584 | 8104402 | no | no |  |  | no |  |  | 1391247.311 | 15426325.552 |  | -1
node_8104402_200887083 |  |  | PQ | ABCN | 19918.584 | 8104402 | no | no |  |  | no |  |  | 1391170.146 | 15426536.082 |  | -1
node_8104402_200887084 |  |  | PQ | ABCN | 19918.584 | 8104402 | no | no |  |  | no |  |  | 1391092.366 | 15426737.076 |  | -1
node_8104402_200887085 |  |  | PQ | ABCN | 19918.584 | 8104402 | no | no |  |  | no |  |  | 1391004.921 | 15426956.624 |  | -1
node_8104402_200887086 |  |  | PQ | ABCN | 19918.584 | 8104402 | no | no |  |  | no |  |  | 1390925.832 | 15427175.239 |  | -1
node_8104402_200887087 |  |  | PQ | ABCN | 19918.584 | 8104402 | no | no |  |  | no |  |  | 1390845.678 | 15427387.722 |  | -1
node_8104402_200887172 |  |  | PQ | ABCN | 19918.584 | 8104402 | no | no |  |  | no |  |  | 1392001.902 | 15434224.441 |  | -1
node_8104402_200887173 |  |  | PQ | ABCN | 19918.584 | 8104402 | no | no |  |  | no |  |  | 1391992.548 | 15433957.338 |  | -1
node_8104402_200887174 |  |  | PQ | ABCN | 19918.584 | 8104402 | no | no |  |  | no |  |  | 1391981.166 | 15433705.487 |  | -1
node_8104402_200887176 |  |  | PQ | ABCN | 19918.584 | 8104402 | no | no |  |  | no |  |  | 1391979.915 | 15433346.161 |  | -1
node_8104402_200887177 |  |  | PQ | ABCN | 19918.584 | 8104402 | no | no |  |  | no |  |  | 1391977.983 | 15433007.282 |  | -1
node_8104402_200887179 |  |  | PQ | ABCN | 19918.584 | 8104402 | no | no |  |  | no |  |  | 1391969.329 | 15432720.695 |  | -1
node_8104402_200887180 |  |  | PQ | ABCN | 19918.584 | 8104402 | no | no |  |  | no |  |  | 1391963.888 | 15432492.709 |  | -1
node_8104402_200887181 |  |  | PQ | ABCN | 19918.584 | 8104402 | no | no |  |  | no |  |  | 1391959.084 | 15432268.191 |  | -1
node_8104402_200887184 |  |  | PQ | ABCN | 19918.584 | 8104402 | no | no |  |  | no |  |  | 1391955.423 | 15432044.574 |  | -1
node_8104402_200887185 |  |  | PQ | ABCN | 19918.584 | 8104402 | no | no |  |  | no |  |  | 1391950.408 | 15431818.218 |  | -1
node_8104402_200887186 |  |  | PQ | ABCN | 19918.584 | 8104402 | no | no |  |  | no |  |  | 1391943.847 | 15431588.578 |  | -1
node_8104402_200887187 |  |  | PQ | AN | 19918.584 | 8104402 | no | no |  |  | no |  |  | 1391519.252 | 15431531.772 |  | -1
node_8104402_200887190 |  |  | PQ | ABCN | 19918.584 | 8104402 | no | no |  |  | no |  |  | 1391910.631 | 15431332.818 |  | -1
node_8104402_200887191 |  |  | PQ | ABCN | 19918.584 | 8104402 | no | no |  |  | no |  |  | 1391876.744 | 15431056 |  | -1
node_8104402_200887193 |  |  | PQ | ABCN | 19918.584 | 8104402 | no | no |  |  | no |  |  | 1391850.068 | 15430841.09 |  | -1
node_8104402_200887194 |  |  | PQ | ABCN | 19918.584 | 8104402 | no | no |  |  | no |  |  | 1391812.621 | 15430721.419 |  | -1
node_8104402_200887195 |  |  | PQ | ABCN | 19918.584 | 8104402 | no | no |  |  | no |  |  | 1391740.814 | 15430507.122 |  | -1
node_8104402_200887196 |  |  | PQ | ABCN | 19918.584 | 8104402 | no | no |  |  | no |  |  | 1391554.928 | 15430378.153 |  | -1
node_8104402_200887197 |  |  | PQ | ABCN | 19918.584 | 8104402 | no | no |  |  | no |  |  | 1391390.704 | 15430256.186 |  | -1
node_8104402_200887200 |  |  | PQ | ABCN | 19918.584 | 8104402 | no | no |  |  | no |  |  | 1391225.119 | 15430139.763 |  | -1
node_8104402_200887201 |  |  | PQ | ABCN | 19918.584 | 8104402 | no | no |  |  | no |  |  | 1391188.568 | 15429904.559 |  | -1
node_8104402_200887202 |  |  | PQ | ABCN | 19918.584 | 8104402 | no | no |  |  | no |  |  | 1391158.389 | 15429696.819 |  | -1
node_8104402_200887203 |  |  | PQ | AN | 19918.584 | 8104402 | no | no |  |  | no |  |  | 1390747.407 | 15429843.465 |  | -1
node_8104402_200887204 |  |  | PQ | AN | 19918.584 | 8104402 | no | no |  |  | no |  |  | 1390392.362 | 15429972.547 |  | -1
node_8104402_200887205 |  |  | PQ | ABCN | 19918.584 | 8104402 | no | no |  |  | no |  |  | 1391127.26 | 15429475.784 |  | -1
node_8104402_200887206 |  |  | PQ | ABCN | 19918.584 | 8104402 | no | no |  |  | no |  |  | 1391090.291 | 15429247.665 |  | -1
node_8104402_200887207 |  |  | PQ | ABCN | 19918.584 | 8104402 | no | no |  |  | no |  |  | 1391055.984 | 15429033.681 |  | -1
node_8104402_200887208 |  |  | PQ | ABCN | 19918.584 | 8104402 | no | no |  |  | no |  |  | 1391017.089 | 15428769.288 |  | -1
node_8104402_200887209 |  |  | PQ | ABCN | 19918.584 | 8104402 | no | no |  |  | no |  |  | 1390960.569 | 15428427.566 |  | -1
node_8104402_200887210 |  |  | PQ | ABCN | 19918.584 | 8104402 | no | no |  |  | no |  |  | 1390910.621 | 15428102.867 |  | -1
node_8104402_200887211 |  |  | PQ | ABCN | 19918.584 | 8104402 | no | no |  |  | no |  |  | 1390861.353 | 15427788.942 |  | -1
node_8104402_200887213 |  |  | PQ | ABCN | 19918.584 | 8104402 | no | no |  |  | no |  |  | 1390818.673 | 15427482.291 |  | -1
node_8104402_200887254 |  |  | PQ | AN | 19918.584 | 8104402 | no | no |  |  | no |  |  | 1391931.636 | 15431935.161 |  | -1
node_8104402_200887264 |  |  | PQ | AN | 19918.584 | 8104402 | no | no |  |  | no |  |  | 1391666.534 | 15431921.433 |  | -1
node_8104402_200887265 |  |  | PQ | AN | 19918.584 | 8104402 | no | no |  |  | no |  |  | 1391436.608 | 15431907.947 |  | -1
node_8104402_200887267 |  |  | PQ | AN | 19918.584 | 8104402 | no | no |  |  | no |  |  | 1391193.879 | 15431874.816 |  | -1
node_8104402_200887268 |  |  | PQ | AN | 19918.584 | 8104402 | no | no |  |  | no |  |  | 1390970.565 | 15431877.727 |  | -1
node_8104402_200887269 |  |  | PQ | AN | 19918.584 | 8104402 | no | no |  |  | no |  |  | 1390746.224 | 15431869.548 |  | -1
node_8104402_200887270 |  |  | PQ | AN | 19918.584 | 8104402 | no | no |  |  | no |  |  | 1390459.975 | 15431943.679 |  | -1
node_8104402_200887271 |  |  | PQ | AN | 19918.584 | 8104402 | no | no |  |  | no |  |  | 1390194.177 | 15432028.598 |  | -1
node_8104402_200887272 |  |  | PQ | AN | 19918.584 | 8104402 | no | no |  |  | no |  |  | 1390052.096 | 15432179.642 |  | -1
node_8104402_200907830 |  |  | PQ | ABCN | 19918.584 | 8104402 | no | no |  |  | no |  |  | 1426785.463 | 15485632.958 |  | -1
node_8104402_200909313 |  |  | PQ | AD | 2771.281 | 8104402 | no | no |  |  | no |  |  | 1413645.265 | 15459203.173 |  | -1
node_8104402_200909358 |  |  | PQ | ABCN | 19918.584 | 8104402 | no | no |  |  | no |  |  | 1396368.934 | 15455209.855 |  | -1
node_8104402_200909360 |  |  | PQ | AN | 19918.584 | 8104402 | no | no |  |  | no |  |  | 1395331.85 | 15454206.67 |  | -1
node_8104402_200909361 |  |  | PQ | ABCN | 19918.584 | 8104402 | no | no |  |  | no |  |  | 1394564.219 | 15453137.59 |  | -1
node_8104402_200909368 |  |  | PQ | AD | 2771.281 | 8104402 | no | no |  |  | no |  |  | 1388502.278 | 15449440.976 |  | -1
node_8104402_200941170 |  |  | PQ | AD | 2771.281 | 8104402 | no | no |  |  | no |  |  | 1389040.27 | 15434159.848 |  | -1
node_8104402_200941171 |  |  | PQ | AN | 2771.281 | 8104402 | no | no |  |  | no |  |  | 1388757.812 | 15434154.406 |  | -1
node_8104402_200941172 |  |  | PQ | AN | 2771.281 | 8104402 | no | no |  |  | no |  |  | 1388483.897 | 15434110.89 |  | -1
node_8104402_200941173 |  |  | PQ | AN | 2771.281 | 8104402 | no | no |  |  | no |  |  | 1388355.748 | 15434130.371 |  | -1
node_8104402_200941174 |  |  | PQ | AD | 2771.281 | 8104402 | no | no |  |  | no |  |  | 1388048.034 | 15434181.369 |  | -1
node_8104402_200941175 |  |  | PQ | AN | 2771.281 | 8104402 | no | no |  |  | no |  |  | 1387697.318 | 15434241.85 |  | -1
node_8104402_200941176 |  |  | PQ | AN | 2771.281 | 8104402 | no | no |  |  | no |  |  | 1387511.581 | 15434255.213 |  | -1
node_8104402_200941177 |  |  | PQ | AD | 2771.281 | 8104402 | no | no |  |  | no |  |  | 1386911.666 | 15434256.094 |  | -1
node_8104402_200941178 |  |  | PQ | AD | 2771.281 | 8104402 | no | no |  |  | no |  |  | 1386649.849 | 15434260.694 |  | -1
node_8104402_200941179 |  |  | PQ | AD | 2771.281 | 8104402 | no | no |  |  | no |  |  | 1386447.606 | 15434266.506 |  | -1
node_8104402_200941180 |  |  | PQ | AD | 2771.281 | 8104402 | no | no |  |  | no |  |  | 1386285.525 | 15434266.596 |  | -1
node_8104402_200941181 |  |  | PQ | AD | 2771.281 | 8104402 | no | no |  |  | no |  |  | 1385798.122 | 15434268.328 |  | -1
node_8104402_200941182 |  |  | PQ | AN | 2771.281 | 8104402 | no | no |  |  | no |  |  | 1385456.232 | 15434276.569 |  | -1
node_8104402_200941364 |  |  | PQ | AD | 2771.281 | 8104402 | no | no |  |  | no |  |  | 1389946.515 | 15432407.647 |  | -1
node_8104402_200941365 |  |  | PQ | AD | 2771.281 | 8104402 | no | no |  |  | no |  |  | 1389840.963 | 15432630.601 |  | -1
node_8104402_200941367 |  |  | PQ | AD | 2771.281 | 8104402 | no | no |  |  | no |  |  | 1389708.53 | 15432882.258 |  | -1
node_8104402_200941368 |  |  | PQ | AN | 2771.281 | 8104402 | no | no |  |  | no |  |  | 1389576.195 | 15433135.831 |  | -1
node_8104402_200941369 |  |  | PQ | AD | 2771.281 | 8104402 | no | no |  |  | no |  |  | 1389457.703 | 15433365.453 |  | -1
node_8104402_200941370 |  |  | PQ | AD | 2771.281 | 8104402 | no | no |  |  | no |  |  | 1389350.499 | 15433595.952 |  | -1
node_8104402_200941371 |  |  | PQ | AD | 2771.281 | 8104402 | no | no |  |  | no |  |  | 1389282.978 | 15433844.882 |  | -1
node_8104402_200941372 |  |  | PQ | AD | 2771.281 | 8104402 | no | no |  |  | no |  |  | 1389236.36 | 15434079.692 |  | -1
node_8104402_200949195 |  |  | PQ | AD | 2771.281 | 8104402 | no | no |  |  | no |  |  | 1408360.868 | 15459295.925 |  | -1
node_8104402_200949196 |  |  | PQ | AD | 2771.281 | 8104402 | no | no |  |  | no |  |  | 1408465.031 | 15459582.18 |  | -1
node_8104402_200949197 |  |  | PQ | AD | 2771.281 | 8104402 | no | no |  |  | no |  |  | 1408455.097 | 15459775.74 |  | -1
node_8104402_200949198 |  |  | PQ | AD | 2771.281 | 8104402 | no | no |  |  | no |  |  | 1408494.181 | 15460020.944 |  | -1
node_8104402_200949199 |  |  | PQ | AD | 2771.281 | 8104402 | no | no |  |  | no |  |  | 1408532.449 | 15460266.621 |  | -1
node_8104402_200949200 |  |  | PQ | AD | 2771.281 | 8104402 | no | no |  |  | no |  |  | 1408573.771 | 15460513.171 |  | -1
node_8104402_200949201 |  |  | PQ | AD | 2771.281 | 8104402 | no | no |  |  | no |  |  | 1408608.977 | 15460754.028 |  | -1
node_8104402_200949202 |  |  | PQ | AD | 2771.281 | 8104402 | no | no |  |  | no |  |  | 1408285.106 | 15459298.683 |  | -1
node_8104402_200950439 |  |  | PQ | ABCD | 2771.281 | 8104402 | no | no |  |  | no |  |  | 1398438.156 | 15445890.368 |  | -1
node_8104402_200951032 |  |  | PQ | AD | 2771.281 | 8104402 | no | no |  |  | no |  |  | 1401476.827 | 15451768.975 |  | -1
node_8104402_200951033 |  |  | PQ | AN | 2771.281 | 8104402 | no | no |  |  | no |  |  | 1401384.218 | 15452008.96 |  | -1
node_8104402_200955431 |  |  | PQ | AN | 2771.281 | 8104402 | no | no |  |  | no |  |  | 1400069.792 | 15445590.307 |  | -1
node_8104402_200957831 |  |  | PQ | AD | 2771.281 | 8104402 | no | no |  |  | no |  |  | 1367864.799 | 15450278.782 |  | -1
node_8104402_200957832 |  |  | PQ | AD | 2771.281 | 8104402 | no | no |  |  | no |  |  | 1367886.577 | 15450470.159 |  | -1
node_8104402_200957833 |  |  | PQ | AN | 2771.281 | 8104402 | no | no |  |  | no |  |  | 1367862.538 | 15450673.98 |  | -1
node_8104402_200961941 |  |  | PQ | AN | 2771.281 | 8104402 | no | no |  |  | no |  |  | 1382360.56 | 15459091.273 |  | -1
node_8104402_200961942 |  |  | PQ | AD | 2771.281 | 8104402 | no | no |  |  | no |  |  | 1382299.244 | 15459438.298 |  | -1
node_8104402_200971128 |  |  | PQ | AD | 2771.281 | 8104402 | no | no |  |  | no |  |  | 1374426.845 | 15459361.546 |  | -1
node_8104402_200971129 |  |  | PQ | AD | 2771.281 | 8104402 | no | no |  |  | no |  |  | 1374566.853 | 15459362.38 |  | -1
node_8104402_200971130 |  |  | PQ | AN | 2771.281 | 8104402 | no | no |  |  | no |  |  | 1374749.3 | 15459368.894 |  | -1
node_8104402_200971681 |  |  | PQ | AN | 2771.281 | 8104402 | no | no |  |  | no |  |  | 1387669.558 | 15438211.563 |  | -1
node_8104402_200977787 |  |  | PQ | AN | 2771.281 | 8104402 | no | no |  |  | no |  |  | 1398143.464 | 15445828.475 |  | -1
node_8104402_200978943 |  |  | PQ | AN | 2771.281 | 8104402 | no | no |  |  | no |  |  | 1388512.397 | 15433847.757 |  | -1
node_8104402_200978980 |  |  | PQ | ABCN | 19918.584 | 8104402 | no | no |  |  | no |  |  | 1396845.705 | 15451609.369 |  | -1
node_8104402_200980232 |  |  | PQ | AN | 2771.281 | 8104402 | no | no |  |  | no |  |  | 1377949.28 | 15449270.318 |  | -1
node_8104402_200983000 |  |  | PQ | ABCN | 2771.281 | 8104402 | no | no |  |  | no |  |  | 1397165.601 | 15453191.202 |  | -1
node_8104402_200983120 |  |  | PQ | ABCN | 2771.281 | 8104402 | no | no |  |  | no |  |  | 1397121.363 | 15453207.198 |  | -1
node_8104402_200984477 |  |  | PQ | AN | 2771.281 | 8104402 | no | no |  |  | no |  |  | 1373966.055 | 15453345.228 |  | -1
node_8104402_201004016 |  |  | PQ | ABCN | 2771.281 | 8104402 | no | no |  |  | no |  |  | 1396899.124 | 15452793.542 |  | -1
node_8104402_201010492 |  |  | PQ | AN | 2771.281 | 8104402 | no | no |  |  | no |  |  | 1374588.457 | 15455545.368 |  | -1
node_8104402_201010663 |  |  | PQ | AN | 19918.584 | 8104402 | no | no |  |  | no |  |  | 1395319.418 | 15447472.45 |  | -1
node_8104402_201010664 |  |  | PQ | AN | 19918.584 | 8104402 | no | no |  |  | no |  |  | 1395230.253 | 15447325.777 |  | -1
node_8104402_201010693 |  |  | PQ | AD | 2771.281 | 8104402 | no | no |  |  | no |  |  | 1408127.703 | 15458162.56 |  | -1
node_8104402_201012082 |  |  | PQ | AD | 2771.281 | 8104402 | no | no |  |  | no |  |  | 1386977.74 | 15438774.564 |  | -1
node_8104402_201016569 |  |  | PQ | AD | 2771.281 | 8104402 | no | no |  |  | no |  |  | 1374607.716 | 15444180.347 |  | -1
node_8104402_201016570 |  |  | PQ | AD | 2771.281 | 8104402 | no | no |  |  | no |  |  | 1374753.005 | 15443938.406 |  | -1
node_8104402_201016571 |  |  | PQ | AD | 2771.281 | 8104402 | no | no |  |  | no |  |  | 1374896.11 | 15443703.701 |  | -1
node_8104402_201016572 |  |  | PQ | AD | 2771.281 | 8104402 | no | no |  |  | no |  |  | 1375017.489 | 15443507.104 |  | -1
node_8104402_201016573 |  |  | PQ | AD | 2771.281 | 8104402 | no | no |  |  | no |  |  | 1375063.107 | 15443355.603 |  | -1
node_8104402_201020297 |  |  | PQ | AN | 19918.584 | 8104402 | no | no |  |  | no |  |  | 1390600.615 | 15439892.243 |  | -1
node_8104402_201021749 |  |  | PQ | AD | 2771.281 | 8104402 | no | no |  |  | no |  |  | 1369989.503 | 15456645.67 |  | -1
node_8104402_201021750 |  |  | PQ | AD | 2771.281 | 8104402 | no | no |  |  | no |  |  | 1377262.712 | 15446158.031 |  | -1
node_8104402_201021751 |  |  | PQ | AN | 2771.281 | 8104402 | no | no |  |  | no |  |  | 1377358.287 | 15445402.23 |  | -1
node_8104402_201036174 |  |  | PQ | AN | 2771.281 | 8104402 | no | no |  |  | no |  |  | 1383373.249 | 15447877.375 |  | -1
node_8104402_201037189 |  |  | PQ | ABCN | 19918.584 | 8104402 | no | no |  |  | no |  |  | 1397003.425 | 15452090.621 |  | -1
node_8104402_201038470 |  |  | PQ | ABCN | 19918.584 | 8104402 | no | no |  |  | no |  |  | 1397514.143 | 15453014.774 |  | -1
node_8104402_201046815 |  |  | PQ | AD | 2771.281 | 8104402 | no | no |  |  | no |  |  | 1407563.055 | 15461132.384 |  | -1
node_8104402_201061546 |  |  | PQ | AN | 2771.281 | 8104402 | no | no |  |  | no |  |  | 1378738.757 | 15448949.337 |  | -1
node_8104402_201064661 |  |  | PQ | AD | 2771.281 | 8104402 | no | no |  |  | no |  |  | 1381932.118 | 15456745.634 |  | -1
node_8104402_201064662 |  |  | PQ | AN | 2771.281 | 8104402 | no | no |  |  | no |  |  | 1382174.412 | 15456963.385 |  | -1
node_8104402_201064664 |  |  | PQ | AD | 2771.281 | 8104402 | no | no |  |  | no |  |  | 1382402.549 | 15457121.163 |  | -1
node_8104402_201064665 |  |  | PQ | AD | 2771.281 | 8104402 | no | no |  |  | no |  |  | 1382450.413 | 15457302.848 |  | -1
node_8104402_201064666 |  |  | PQ | AD | 2771.281 | 8104402 | no | no |  |  | no |  |  | 1382594.656 | 15457232.643 |  | -1
node_8104402_201064667 |  |  | PQ | AN | 2771.281 | 8104402 | no | no |  |  | no |  |  | 1382712.531 | 15457138.866 |  | -1
node_8104402_201064668 |  |  | PQ | AD | 2771.281 | 8104402 | no | no |  |  | no |  |  | 1382426.601 | 15457580.1 |  | -1
node_8104402_201064669 |  |  | PQ | AD | 2771.281 | 8104402 | no | no |  |  | no |  |  | 1382402.34 | 15457782.599 |  | -1
node_8104402_201064670 |  |  | PQ | AN | 2771.281 | 8104402 | no | no |  |  | no |  |  | 1382604.285 | 15457782.126 |  | -1
node_8104402_201064671 |  |  | PQ | AD | 2771.281 | 8104402 | no | no |  |  | no |  |  | 1382398.793 | 15457985.266 |  | -1
node_8104402_201067463 |  |  | PQ | AN | 19918.584 | 8104402 | no | no |  |  | no |  |  | 1390005.109 | 15431997.358 |  | -1
node_8104402_201067464 |  |  | PQ | AN | 19918.584 | 8104402 | no | no |  |  | no |  |  | 1389832.279 | 15431985.526 |  | -1
node_8104402_201069867 |  |  | PQ | ABCN | 2771.281 | 8104402 | no | no |  |  | no |  |  | 1398341.228 | 15445028.62 |  | -1
node_8104402_201069869 |  |  | PQ | ABCD | 2771.281 | 8104402 | no | no |  |  | no |  |  | 1396709.366 | 15450555.519 |  | -1
node_8104402_310003894 |  |  | PQ | ABCN | 2771.281 | 8104402 | no | no |  |  | no |  |  | 1398526.743 | 15445024.463 |  | -1
node_8104402_310013419 |  |  | PQ | AD | 2771.281 | 8104402 | no | no |  |  | no |  |  | 1388616.234 | 15446286.389 |  | -1
node_8104402_310013682 |  |  | PQ | AD | 2771.281 | 8104402 | no | no |  |  | no |  |  | 1388181.786 | 15446524.805 |  | -1
node_8104402_310013683 |  |  | PQ | AD | 2771.281 | 8104402 | no | no |  |  | no |  |  | 1387756.414 | 15446679.854 |  | -1
node_8104402_310032795 |  |  | PQ | AD | 2771.281 | 8104402 | no | no |  |  | no |  |  | 1398702.235 | 15446022.546 |  | -1
node_8104402_310051340 |  |  | PQ | ABCN | 19918.584 | 8104402 | no | no |  |  | no |  |  | 1397413.944 | 15453789.674 |  | -1
node_8104402_310051344 |  |  | PQ | ABCN | 19918.584 | 8104402 | no | no |  |  | no |  |  | 1397278.296 | 15453784.408 |  | -1
node_8104402_310051346 |  |  | PQ | ABCN | 19918.584 | 8104402 | no | no |  |  | no |  |  | 1397143.558 | 15453774.14 |  | -1
node_8104402_310051353 |  |  | PQ | ABCN | 19918.584 | 8104402 | no | no |  |  | no |  |  | 1397021.291 | 15453761.139 |  | -1
node_8104402_310051360 |  |  | PQ | ABCN | 19918.584 | 8104402 | no | no |  |  | no |  |  | 1396900.235 | 15453771.533 |  | -1
node_8104402_310051364 |  |  | PQ | ABCN | 19918.584 | 8104402 | no | no |  |  | no |  |  | 1396744.574 | 15453873.327 |  | -1
node_8104402_311922275 |  |  | PQ | AD | 2771.281 | 8104402 | no | no |  |  | no |  |  | 1408571.663 | 15460753.737 |  | -1
node_8104402_311922277 |  |  | PQ | AD | 2771.281 | 8104402 | no | no |  |  | no |  |  | 1408382.232 | 15460739.183 |  | -1
node_8104402_311922278 |  |  | PQ | AD | 2771.281 | 8104402 | no | no |  |  | no |  |  | 1408144.398 | 15460723.439 |  | -1
node_8104402_311922279 |  |  | PQ | AD | 2771.281 | 8104402 | no | no |  |  | no |  |  | 1407868.011 | 15460705.579 |  | -1
node_8104402_311922281 |  |  | PQ | AD | 2771.281 | 8104402 | no | no |  |  | no |  |  | 1407718.514 | 15460917.373 |  | -1
node_8104402_311929617 |  |  | PQ | AN | 2771.281 | 8104402 | no | no |  |  | no |  |  | 1400437.858 | 15450644.04 |  | -1
node_8104402_311932802 |  |  | PQ | AD | 2771.281 | 8104402 | no | no |  |  | no |  |  | 1387177.559 | 15434256.13 |  | -1
node_8104402_311932921 |  |  | PQ | AD | 2771.281 | 8104402 | no | no |  |  | no |  |  | 1388838.879 | 15450410.15 |  | -1
node_8104402_311932925 |  |  | PQ | AD | 2771.281 | 8104402 | no | no |  |  | no |  |  | 1389081.786 | 15450400.539 |  | -1
node_8104402_311934831 |  |  | PQ | ABCN | 19918.584 | 8104402 | no | no |  |  | no |  |  | 1413572.943 | 15471267.667 |  | -1
node_8104402_311984689 |  |  | PQ | AN | 2771.281 | 8104402 | no | no |  |  | no |  |  | 1368844.822 | 15456724.41 |  | -1
node_8104402_311995297 |  |  | PQ | AD | 2771.281 | 8104402 | no | no |  |  | no |  |  | 1369608.084 | 15451033.542 |  | -1
node_8104402_312018931 |  |  | PQ | AN | 2771.281 | 8104402 | no | no |  |  | no |  |  | 1377878.431 | 15441373.869 |  | -1
node_8104402_312045778 |  |  | PQ | ABCN | 19918.584 | 8104402 | no | no |  |  | no |  |  | 1397962.935 | 15462238.685 |  | -1
node_8104402_312045779 |  |  | PQ | ABCN | 19918.584 | 8104402 | no | no |  |  | no |  |  | 1397804.131 | 15462009.764 |  | -1
node_8104402_312072227 |  |  | PQ | AN | 2771.281 | 8104402 | no | no |  |  | no |  |  | 1380574.504 | 15459307.651 |  | -1
node_8104402_312072890 |  |  | PQ | AN | 2771.281 | 8104402 | no | no |  |  | no |  |  | 1378409.768 | 15441268.11 |  | -1
node_8104402_312072891 |  |  | PQ | AN | 2771.281 | 8104402 | no | no |  |  | no |  |  | 1378192.237 | 15441093.745 |  | -1
node_8104402_312072894 |  |  | PQ | AN | 2771.281 | 8104402 | no | no |  |  | no |  |  | 1378285.918 | 15441096.137 |  | -1
node_8104402_312072897 |  |  | PQ | AN | 2771.281 | 8104402 | no | no |  |  | no |  |  | 1378369.318 | 15441096.915 |  | -1
node_8104402_312072902 |  |  | PQ | AN | 2771.281 | 8104402 | no | no |  |  | no |  |  | 1378402.624 | 15441652.038 |  | -1
node_8104402_312079089 |  |  | PQ | AN | 2771.281 | 8104402 | no | no |  |  | no |  |  | 1378069.359 | 15441034.684 |  | -1
node_8104402_312104777 |  |  | PQ | AD | 2771.281 | 8104402 | no | no |  |  | no |  |  | 1374735.739 | 15446096.561 |  | -1
node_8104402_312104778 |  |  | PQ | AD | 2771.281 | 8104402 | no | no |  |  | no |  |  | 1377475.102 | 15444480.334 |  | -1
node_8104402_312111933 |  |  | PQ | AN | 2771.281 | 8104402 | no | no |  |  | no |  |  | 1389259.086 | 15450402.322 |  | -1
node_8104402_312117307 |  |  | PQ | AD | 2771.281 | 8104402 | no | no |  |  | no |  |  | 1374460.386 | 15455113.379 |  | -1
node_8104402_312117308 |  |  | PQ | AD | 2771.281 | 8104402 | no | no |  |  | no |  |  | 1369165.595 | 15450693.73 |  | -1
node_8104402_312133291 |  |  | PQ | AN | 2771.281 | 8104402 | no | no |  |  | no |  |  | 1379722.003 | 15452380.725 |  | -1
node_8104402_312150168 |  |  | PQ | AD | 2771.281 | 8104402 | no | no |  |  | no |  |  | 1374450.761 | 15446698.846 |  | -1
node_220387525 |  |  | PQ | AN | 19918.584 | 8104402 | no | no |  |  | no |  |  | 1390291.144 | 15439646.219 |  | -1
node_220387537 |  |  | PQ | AN | 19918.584 | 8104402 | no | no |  |  | no |  |  | 1391397.478 | 15446616.696 |  | -1
node_220387631 |  |  | PQ | ABCN | 19918.584 | 8104402 | no | no |  |  | no |  |  | 1388802.404 | 15450045.204 |  | -1
node_220417191 |  |  | PQ | AD | 2771.281 | 8104402 | no | no |  |  | no |  |  | 1390963.435 | 15446487.741 |  | -1
node_220463719 |  |  | PQ | AN | 2771.281 | 8104402 | no | no |  |  | no |  |  | 1391382.755 | 15446611.584 |  | -1
node_220465143 |  |  | PQ | AN | 2771.281 | 8104402 | no | no |  |  | no |  |  | 1390280.533 | 15439635.252 |  | -1
node_220465235 |  |  | PQ | ABCN | 2771.281 | 8104402 | no | no |  |  | no |  |  | 1388597.99 | 15450175.506 |  | -1
node_220565670 |  |  | PQ | ABCN | 2771.281 | 8104402 | no | no |  |  | no |  |  | 1397172.909 | 15453191.385 |  | -1
node_220565832 |  |  | PQ | ABCN | 19918.584 | 8104402 | no | no |  |  | no |  |  | 1397179.963 | 15453190.965 |  | -1
node_220608112 |  |  | PQ | ABCN | 19918.584 | 8104402 | no | no |  |  | no |  |  | 1388609.038 | 15450168.464 |  | -1
node_220608123 |  |  | PQ | AD | 2771.281 | 8104402 | no | no |  |  | no |  |  | 1398536.771 | 15450474.997 |  | -1
node_220658718 |  |  | PQ | ABCD | 2771.281 | 8104402 | no | no |  |  | no |  |  | 1396706.674 | 15450555.777 |  | -1
node_310038172 |  |  | PQ | AD | 2771.281 | 8104402 | no | no |  |  | no |  |  | 1390958.052 | 15446494.497 |  | -1
node_311907771 |  |  | PQ | ABCD | 19918.584 | 8104402 | no | no |  |  | no |  |  | 1396702.904 | 15450556.137 |  | -1
node_312098840 |  |  | PQ | ABCN | 19918.584 | 8104402 | no | no |  |  | no |  |  | 1392686.295 | 15445782.888 |  | -1
node_SOURCE_8104402 |  |  | SWING | ABCN | 19918.584 | 8104402 | no | no |  |  | no |  |  | 1391417.4 | 15425796.902 |  | -1
node_intto1_421X5-220417194 |  |  | PQ | ABCN | 19918.584 | 8104402 | no | no |  |  | no |  |  | 1396581.238 | 15454171.693 |  | -1
node_intto1_421X52-220411259 |  |  | PQ | ABCN | 19918.584 | 8104402 | no | no |  |  | no |  |  | 1396576.973 | 15454174.182 |  | -1
node_intto1_421Y1-312098846 |  |  | PQ | ABCN | 19918.584 | 8104402 | no | no |  |  | no |  |  | 1392681.653 | 15445781.666 |  | -1
node_intto1_8104402_200880542 |  |  | PQ | AD | 2771.281 | 8104402 | no | no |  |  | no |  |  | 1405038.326 | 15454712.798 |  | -1
node_intto1_8104402_200880543 |  |  | PQ | AD | 2771.281 | 8104402 | no | no |  |  | no |  |  | 1405238.167 | 15454873.602 |  | -1
node_intto1_8104402_200880942 |  |  | PQ | AD | 2771.281 | 8104402 | no | no |  |  | no |  |  | 1408219.249 | 15457204.958 |  | -1
node_intto1_8104402_200880982 |  |  | PQ | AD | 2771.281 | 8104402 | no | no |  |  | no |  |  | 1414208.092 | 15458592.53 |  | -1
node_intto1_8104402_200882505 |  |  | PQ | ABCD | 2771.281 | 8104402 | no | no |  |  | no |  |  | 1398454.213 | 15450810.165 |  | -1
node_intto1_8104402_200882509 |  |  | PQ | ABCD | 2771.281 | 8104402 | no | no |  |  | no |  |  | 1398292.313 | 15450159.671 |  | -1
node_intto1_8104402_200882518 |  |  | PQ | ABCD | 2771.281 | 8104402 | no | no |  |  | no |  |  | 1397915.611 | 15448389.143 |  | -1
node_intto1_8104402_200882541 |  |  | PQ | ABCD | 2771.281 | 8104402 | no | no |  |  | no |  |  | 1397001.016 | 15450539.556 |  | -1
node_intto1_8104402_200882548 |  |  | PQ | AD | 2771.281 | 8104402 | no | no |  |  | no |  |  | 1401852.188 | 15451373.48 |  | -1
node_intto1_8104402_200882673 |  |  | PQ | AD | 2771.281 | 8104402 | no | no |  |  | no |  |  | 1398470.677 | 15443395.593 |  | -1
node_intto1_8104402_200882679 |  |  | PQ | ABCD | 2771.281 | 8104402 | no | no |  |  | no |  |  | 1398323.575 | 15444905.602 |  | -1
node_intto1_8104402_200882688 |  |  | PQ | AN | 19918.584 | 8104402 | no | no |  |  | no |  |  | 1391729.879 | 15439724.594 |  | -1
node_intto1_8104402_200882711 |  |  | PQ | AD | 2771.281 | 8104402 | no | no |  |  | no |  |  | 1389951.585 | 15439303.009 |  | -1
node_intto1_8104402_200882735 |  |  | PQ | ABCD | 2771.281 | 8104402 | no | no |  |  | no |  |  | 1384390.177 | 15453302.241 |  | -1
node_intto1_8104402_200882750 |  |  | PQ | ABCD | 2771.281 | 8104402 | no | no |  |  | no |  |  | 1381169.932 | 15456181.182 |  | -1
node_intto1_8104402_200882764 |  |  | PQ | AD | 2771.281 | 8104402 | no | no |  |  | no |  |  | 1386501.937 | 15447150.95 |  | -1
node_intto1_8104402_200882772 |  |  | PQ | AD | 2771.281 | 8104402 | no | no |  |  | no |  |  | 1384185.631 | 15445784.501 |  | -1
node_intto1_8104402_200882773 |  |  | PQ | AD | 2771.281 | 8104402 | no | no |  |  | no |  |  | 1384436.78 | 15445337.765 |  | -1
node_intto1_8104402_200882792 |  |  | PQ | AD | 2771.281 | 8104402 | no | no |  |  | no |  |  | 1383333.464 | 15453803.482 |  | -1
node_intto1_8104402_200882957 |  |  | PQ | AD | 2771.281 | 8104402 | no | no |  |  | no |  |  | 1382338.316 | 15458347.445 |  | -1
node_intto1_8104402_200882971 |  |  | PQ | AD | 2771.281 | 8104402 | no | no |  |  | no |  |  | 1399579.197 | 15445884.998 |  | -1
node_intto1_8104402_200882979 |  |  | PQ | AD | 2771.281 | 8104402 | no | no |  |  | no |  |  | 1384571.24 | 15446252.97 |  | -1
node_intto1_8104402_200883050 |  |  | PQ | AD | 2771.281 | 8104402 | no | no |  |  | no |  |  | 1391034.885 | 15446661.777 |  | -1
node_intto1_8104402_200883061 |  |  | PQ | ABCN | 19918.584 | 8104402 | no | no |  |  | no |  |  | 1397454.449 | 15461417.186 |  | -1
node_intto1_8104402_200883089 |  |  | PQ | ABCN | 19918.584 | 8104402 | no | no |  |  | no |  |  | 1396477.489 | 15454242.75 |  | -1
node_intto1_8104402_200883107 |  |  | PQ | ABCN | 19918.584 | 8104402 | no | no |  |  | no |  |  | 1397428.624 | 15453457.337 |  | -1
node_intto1_8104402_200883111 |  |  | PQ | AN | 19918.584 | 8104402 | no | no |  |  | no |  |  | 1397539.83 | 15453111.659 |  | -1
node_intto1_8104402_200883125 |  |  | PQ | ABCN | 19918.584 | 8104402 | no | no |  |  | no |  |  | 1396698.002 | 15451140.96 |  | -1
node_intto1_8104402_200883130 |  |  | PQ | ABCN | 19918.584 | 8104402 | no | no |  |  | no |  |  | 1396666.093 | 15450559.655 |  | -1
node_intto1_8104402_200883141 |  |  | PQ | ABCN | 19918.584 | 8104402 | no | no |  |  | no |  |  | 1396075.909 | 15449722.105 |  | -1
node_intto1_8104402_200883157 |  |  | PQ | AN | 19918.584 | 8104402 | no | no |  |  | no |  |  | 1394744.961 | 15446798.174 |  | -1
node_intto1_8104402_200883169 |  |  | PQ | ABCN | 19918.584 | 8104402 | no | no |  |  | no |  |  | 1393169.28 | 15446158.102 |  | -1
node_intto1_8104402_200883173 |  |  | PQ | ABCN | 19918.584 | 8104402 | no | no |  |  | no |  |  | 1392771.067 | 15445444.198 |  | -1
node_intto1_8104402_200883177 |  |  | PQ | AN | 19918.584 | 8104402 | no | no |  |  | no |  |  | 1393170.29 | 15444861.801 |  | -1
node_intto1_8104402_200883210 |  |  | PQ | ABCN | 19918.584 | 8104402 | no | no |  |  | no |  |  | 1392227.687 | 15439661.383 |  | -1
node_intto1_8104402_200883263 |  |  | PQ | AN | 19918.584 | 8104402 | no | no |  |  | no |  |  | 1390934.943 | 15440342.035 |  | -1
node_intto1_8104402_200883355 |  |  | PQ | AD | 2771.281 | 8104402 | no | no |  |  | no |  |  | 1374368.423 | 15458272.348 |  | -1
node_intto1_8104402_200883372 |  |  | PQ | AD | 2771.281 | 8104402 | no | no |  |  | no |  |  | 1374792.508 | 15456985.157 |  | -1
node_intto1_8104402_200883393 |  |  | PQ | AD | 2771.281 | 8104402 | no | no |  |  | no |  |  | 1374056.226 | 15450195.991 |  | -1
node_intto1_8104402_200883413 |  |  | PQ | AD | 2771.281 | 8104402 | no | no |  |  | no |  |  | 1374464.517 | 15445846.122 |  | -1
node_intto1_8104402_200883416 |  |  | PQ | AD | 2771.281 | 8104402 | no | no |  |  | no |  |  | 1374485.727 | 15444946.823 |  | -1
node_intto1_8104402_200883500 |  |  | PQ | AD | 2771.281 | 8104402 | no | no |  |  | no |  |  | 1377324.853 | 15445637.388 |  | -1
node_intto1_8104402_200883503 |  |  | PQ | AD | 2771.281 | 8104402 | no | no |  |  | no |  |  | 1377379.254 | 15445241.046 |  | -1
node_intto1_8104402_200883703 |  |  | PQ | AD | 2771.281 | 8104402 | no | no |  |  | no |  |  | 1368507.16 | 15450415.044 |  | -1
node_intto1_8104402_200883705 |  |  | PQ | AD | 2771.281 | 8104402 | no | no |  |  | no |  |  | 1367795.169 | 15450213.842 |  | -1
node_intto1_8104402_200883706 |  |  | PQ | AD | 2771.281 | 8104402 | no | no |  |  | no |  |  | 1373340.795 | 15453395.295 |  | -1
node_intto1_8104402_200883721 |  |  | PQ | AD | 2771.281 | 8104402 | no | no |  |  | no |  |  | 1377184.931 | 15446664.972 |  | -1
node_intto1_8104402_200883751 |  |  | PQ | AD | 2771.281 | 8104402 | no | no |  |  | no |  |  | 1369772.155 | 15456952.592 |  | -1
node_intto1_8104402_200883757 |  |  | PQ | AD | 2771.281 | 8104402 | no | no |  |  | no |  |  | 1368913.527 | 15457260.402 |  | -1
node_intto1_8104402_200883767 |  |  | PQ | AD | 2771.281 | 8104402 | no | no |  |  | no |  |  | 1373545.796 | 15455059.046 |  | -1
node_intto1_8104402_200883780 |  |  | PQ | AD | 2771.281 | 8104402 | no | no |  |  | no |  |  | 1375463.52 | 15441049.239 |  | -1
node_intto1_8104402_200883808 |  |  | PQ | AD | 2771.281 | 8104402 | no | no |  |  | no |  |  | 1374203.27 | 15444642.77 |  | -1
node_intto1_8104402_200883825 |  |  | PQ | AD | 2771.281 | 8104402 | no | no |  |  | no |  |  | 1374511.655 | 15454316.123 |  | -1
node_intto1_8104402_200887190 |  |  | PQ | ABCN | 19918.584 | 8104402 | no | no |  |  | no |  |  | 1391910.631 | 15431332.818 |  | -1
node_intto1_8104402_200887264 |  |  | PQ | AN | 19918.584 | 8104402 | no | no |  |  | no |  |  | 1391666.534 | 15431921.433 |  | -1
node_intto1_8104402_200909313 |  |  | PQ | AD | 2771.281 | 8104402 | no | no |  |  | no |  |  | 1413645.265 | 15459203.173 |  | -1
node_intto1_8104402_200909358 |  |  | PQ | ABCN | 19918.584 | 8104402 | no | no |  |  | no |  |  | 1396368.934 | 15455209.855 |  | -1
node_intto1_8104402_200909360 |  |  | PQ | AN | 19918.584 | 8104402 | no | no |  |  | no |  |  | 1395331.85 | 15454206.67 |  | -1
node_intto1_8104402_200941364 |  |  | PQ | AN | 19918.584 | 8104402 | no | no |  |  | no |  |  | 1389946.515 | 15432407.647 |  | -1
node_intto1_8104402_200971128 |  |  | PQ | AD | 2771.281 | 8104402 | no | no |  |  | no |  |  | 1374426.845 | 15459361.546 |  | -1
node_intto1_8104402_201004016 |  |  | PQ | ABCN | 2771.281 | 8104402 | no | no |  |  | no |  |  | 1396899.124 | 15452793.542 |  | -1
node_intto1_8104402_201061546 |  |  | PQ | AN | 2771.281 | 8104402 | no | no |  |  | no |  |  | 1378738.757 | 15448949.337 |  | -1
node_intto1_8104402_201064664 |  |  | PQ | AD | 2771.281 | 8104402 | no | no |  |  | no |  |  | 1382402.549 | 15457121.163 |  | -1
node_intto1_8104402_311929617 |  |  | PQ | AD | 2771.281 | 8104402 | no | no |  |  | no |  |  | 1400437.858 | 15450644.04 |  | -1
node_intto1_8104402_312079089 |  |  | PQ | AD | 2771.281 | 8104402 | no | no |  |  | no |  |  | 1378069.359 | 15441034.684 |  | -1
node_intto1_220387525 |  |  | PQ | AN | 19918.584 | 8104402 | no | no |  |  | no |  |  | 1390291.144 | 15439646.219 |  | -1
node_intto1_220387537 |  |  | PQ | AN | 19918.584 | 8104402 | no | no |  |  | no |  |  | 1391397.478 | 15446616.696 |  | -1
node_intto1_220387631 |  |  | PQ | ABCN | 19918.584 | 8104402 | no | no |  |  | no |  |  | 1388802.404 | 15450045.204 |  | -1
node_intto1_220417191 |  |  | PQ | AD | 2771.281 | 8104402 | no | no |  |  | no |  |  | 1390963.435 | 15446487.741 |  | -1
node_intto1_220463719 |  |  | PQ | AN | 19918.584 | 8104402 | no | no |  |  | no |  |  | 1391382.755 | 15446611.584 |  | -1
node_intto1_220465143 |  |  | PQ | AN | 19918.584 | 8104402 | no | no |  |  | no |  |  | 1390280.533 | 15439635.252 |  | -1
node_intto1_220465235 |  |  | PQ | ABCN | 19918.584 | 8104402 | no | no |  |  | no |  |  | 1388597.99 | 15450175.506 |  | -1
node_intto1_220565670 |  |  | PQ | ABCN | 19918.584 | 8104402 | no | no |  |  | no |  |  | 1397172.909 | 15453191.385 |  | -1
node_intto1_220565832 |  |  | PQ | ABCN | 19918.584 | 8104402 | no | no |  |  | no |  |  | 1397179.963 | 15453190.965 |  | -1
node_intto1_220608112 |  |  | PQ | ABCN | 19918.584 | 8104402 | no | no |  |  | no |  |  | 1388609.038 | 15450168.464 |  | -1
node_intto1_220608123 |  |  | PQ | AD | 2771.281 | 8104402 | no | no |  |  | no |  |  | 1398536.771 | 15450474.997 |  | -1
node_intto1_220658718 |  |  | PQ | ABCD | 19918.584 | 8104402 | no | no |  |  | no |  |  | 1396706.674 | 15450555.777 |  | -1
node_intto1_310038172 |  |  | PQ | AD | 2771.281 | 8104402 | no | no |  |  | no |  |  | 1390958.052 | 15446494.497 |  | -1
node_intto1_311907771 |  |  | PQ | ABCD | 19918.584 | 8104402 | no | no |  |  | no |  |  | 1396702.904 | 15450556.137 |  | -1
node_intto1_312098840 |  |  | PQ | ABCN | 19918.584 | 8104402 | no | no |  |  | no |  |  | 1392686.295 | 15445782.888 |  | -1

## overhead_line
data_type | static
owner_type | feeder
owner | 8104402
object | overhead_line
name | groupid | phases | fr | to | length | configuration | dcircuit | selected | monitored | monitored_fields | class_monitored_fields | played | played_fields | comments | R | X | B | lim_kw
oh_line_8104402_200880286 |  | ABCN | node_8104402_200880286 | node_1427093_767_15486026_199 | 321.412 | bal_3P_4/0AC_1/0AC(N) | 8104402 | no | no |  |  | no |  |  | 0 | 0 | 0 | 0
oh_line_8104402_200880287 |  | ABCN | node_8104402_200880287 | node_8104402_200880286 | 41.334 | bal_3P_4/0AC_1/0AC(N) | 8104402 | no | no |  |  | no |  |  | 0 | 0 | 0 | 0
oh_line_8104402_200880289 |  | ABCN | node_8104402_200880289 | node_8104402_200880287 | 184.703 | bal_3P_4/0AC_1/0AC(N) | 8104402 | no | no |  |  | no |  |  | 0 | 0 | 0 | 0
oh_line_8104402_200880290 |  | ABCN | node_8104402_200880290 | node_8104402_200880289 | 140.96 | bal_3P_4/0AC_1/0AC(N) | 8104402 | no | no |  |  | no |  |  | 0 | 0 | 0 | 0
oh_line_8104402_200880291 |  | ABCN | node_8104402_200880291 | node_8104402_200880290 | 252.764 | bal_3P_4/0AC_1/0AC(N) | 8104402 | no | no |  |  | no |  |  | 0 | 0 | 0 | 0
oh_line_8104402_200880292 |  | ABCN | node_8104402_200880292 | node_8104402_200880291 | 287.667 | bal_3P_4/0AC_1/0AC(N) | 8104402 | no | no |  |  | no |  |  | 0 | 0 | 0 | 0
oh_line_8104402_200880540 |  | AD | node_8104402_200909313 | node_8104402_200880540 | 1823.754 | bal_1P_1/0AA | 8104402 | no | no |  |  | no |  |  | 0 | 0 | 0 | 0
oh_line_8104402_200880542 |  | AD | node_8104402_200882575 | node_intto1_8104402_200880542 | 306.503 | bal_1P_4/0AA | 8104402 | no | no |  |  | no |  |  | 0 | 0 | 0 | 0
oh_line_8104402_200880543 |  | AD | node_8104402_200880542 | node_intto1_8104402_200880543 | 256.504 | bal_1P_4/0AC | 8104402 | no | no |  |  | no |  |  | 0 | 0 | 0 | 0
oh_line_8104402_200880544 |  | AD | node_8104402_200880543 | node_8104402_200880544 | 280.61 | bal_1P_4/0AC | 8104402 | no | no |  |  | no |  |  | 0 | 0 | 0 | 0
oh_line_8104402_200880545 |  | AD | node_8104402_200880544 | node_8104402_200880545 | 286.122 | bal_1P_4/0AC | 8104402 | no | no |  |  | no |  |  | 0 | 0 | 0 | 0
oh_line_8104402_200880546 |  | AD | node_8104402_200880545 | node_8104402_200880546 | 303.817 | bal_1P_4/0AC | 8104402 | no | no |  |  | no |  |  | 0 | 0 | 0 | 0
oh_line_8104402_200880547 |  | AD | node_8104402_200880546 | node_8104402_200880547 | 243.579 | bal_1P_2AC | 8104402 | no | no |  |  | no |  |  | 0 | 0 | 0 | 0
oh_line_8104402_200880548 |  | AD | node_8104402_200880546 | node_8104402_200880548 | 282.682 | bal_1P_4/0AC | 8104402 | no | no |  |  | no |  |  | 0 | 0 | 0 | 0
oh_line_8104402_200880549-1 |  | AD | node_1406375_555_15455552_529 | node_8104402_200880549 | 11.402 | bal_1P_4/0AC | 8104402 | no | no |  |  | no |  |  | 0 | 0 | 0 | 0
oh_line_8104402_200880549-2 |  | AD | node_8104402_200880548 | node_1406375_555_15455552_529 | 193.732 | bal_1P_4/0AC | 8104402 | no | no |  |  | no |  |  | 0 | 0 | 0 | 0
oh_line_8104402_200880551 |  | AD | node_8104402_200880549 | node_8104402_200880551 | 279.546 | bal_1P_4/0AC | 8104402 | no | no |  |  | no |  |  | 0 | 0 | 0 | 0
oh_line_8104402_200880552 |  | AD | node_8104402_200880551 | node_8104402_200880552 | 253.046 | bal_1P_4/0AC | 8104402 | no | no |  |  | no |  |  | 0 | 0 | 0 | 0
oh_line_8104402_200880553 |  | AD | node_8104402_200880552 | node_8104402_200880553 | 234.431 | bal_1P_4/0AA | 8104402 | no | no |  |  | no |  |  | 0 | 0 | 0 | 0
oh_line_8104402_200880554 |  | AD | node_8104402_200880553 | node_8104402_200880554 | 231.626 | bal_1P_4/0AA | 8104402 | no | no |  |  | no |  |  | 0 | 0 | 0 | 0
oh_line_8104402_200880555 |  | AD | node_8104402_200880554 | node_8104402_200880555 | 229.653 | bal_1P_4/0AA | 8104402 | no | no |  |  | no |  |  | 0 | 0 | 0 | 0
oh_line_8104402_200880556 |  | AD | node_8104402_200880555 | node_8104402_200880556 | 212.143 | bal_1P_4/0AA | 8104402 | no | no |  |  | no |  |  | 0 | 0 | 0 | 0
oh_line_8104402_200880557 |  | AD | node_8104402_200880556 | node_8104402_200880557 | 248.238 | bal_1P_4/0AA | 8104402 | no | no |  |  | no |  |  | 0 | 0 | 0 | 0
oh_line_8104402_200880558 |  | AD | node_8104402_200880557 | node_8104402_200880558 | 192.858 | bal_1P_4/0AA | 8104402 | no | no |  |  | no |  |  | 0 | 0 | 0 | 0
oh_line_8104402_200880559 |  | AD | node_8104402_200880558 | node_8104402_200880559 | 234.914 | bal_1P_4/0AA | 8104402 | no | no |  |  | no |  |  | 0 | 0 | 0 | 0
oh_line_8104402_200880560 |  | AD | node_8104402_200880559 | node_8104402_200880560 | 225.517 | bal_1P_4/0AA | 8104402 | no | no |  |  | no |  |  | 0 | 0 | 0 | 0
oh_line_8104402_200880561 |  | AD | node_8104402_200880560 | node_8104402_200880561 | 288.005 | bal_1P_4/0AA | 8104402 | no | no |  |  | no |  |  | 0 | 0 | 0 | 0
oh_line_8104402_200880562 |  | AD | node_8104402_200880561 | node_8104402_200880562 | 168.204 | bal_1P_4/0AA | 8104402 | no | no |  |  | no |  |  | 0 | 0 | 0 | 0
oh_line_8104402_200880563 |  | AD | node_8104402_200880562 | node_8104402_200880563 | 264.603 | bal_1P_4/0AA | 8104402 | no | no |  |  | no |  |  | 0 | 0 | 0 | 0
oh_line_8104402_200880565 |  | AD | node_8104402_200880563 | node_8104402_200880565 | 217.41 | bal_1P_4/0AA | 8104402 | no | no |  |  | no |  |  | 0 | 0 | 0 | 0
oh_line_8104402_200880566 |  | AD | node_8104402_200880565 | node_8104402_200880566 | 216.008 | bal_1P_4/0AA | 8104402 | no | no |  |  | no |  |  | 0 | 0 | 0 | 0
oh_line_8104402_200880567 |  | AD | node_8104402_200880566 | node_8104402_200880567 | 201.309 | bal_1P_4/0AA | 8104402 | no | no |  |  | no |  |  | 0 | 0 | 0 | 0
oh_line_8104402_200880568 |  | AD | node_8104402_200880567 | node_8104402_200880568 | 199.538 | bal_1P_4/0AA | 8104402 | no | no |  |  | no |  |  | 0 | 0 | 0 | 0
oh_line_8104402_200880570 |  | AD | node_8104402_200880568 | node_8104402_200880570 | 258.172 | bal_1P_4/0AA | 8104402 | no | no |  |  | no |  |  | 0 | 0 | 0 | 0
oh_line_8104402_200880571 |  | AD | node_8104402_200880570 | node_8104402_200880571 | 228.291 | bal_1P_4/0AA | 8104402 | no | no |  |  | no |  |  | 0 | 0 | 0 | 0
oh_line_8104402_200880572 |  | AD | node_8104402_200880571 | node_8104402_200880572 | 333.339 | bal_1P_4/0AA | 8104402 | no | no |  |  | no |  |  | 0 | 0 | 0 | 0
oh_line_8104402_200880574 |  | AD | node_8104402_200880572 | node_8104402_200880574 | 237.995 | bal_1P_4/0AA | 8104402 | no | no |  |  | no |  |  | 0 | 0 | 0 | 0
oh_line_8104402_200880575 |  | AD | node_8104402_200880574 | node_8104402_200880575 | 280.288 | bal_1P_4/0AA | 8104402 | no | no |  |  | no |  |  | 0 | 0 | 0 | 0
oh_line_8104402_200880576 |  | AD | node_8104402_200880575 | node_8104402_200880576 | 354.18 | bal_1P_4/0AC | 8104402 | no | no |  |  | no |  |  | 0 | 0 | 0 | 0
oh_line_8104402_200880577 |  | AD | node_8104402_200880576 | node_8104402_200880577 | 189.182 | bal_1P_4/0AC | 8104402 | no | no |  |  | no |  |  | 0 | 0 | 0 | 0
oh_line_8104402_200880578 |  | AD | node_8104402_200880577 | node_8104402_200880578 | 198.813 | bal_1P_4/0AC | 8104402 | no | no |  |  | no |  |  | 0 | 0 | 0 | 0
oh_line_8104402_200880579 |  | AD | node_8104402_200880578 | node_8104402_200880579 | 172.146 | bal_1P_4/0AC | 8104402 | no | no |  |  | no |  |  | 0 | 0 | 0 | 0
oh_line_8104402_200880580 |  | AD | node_8104402_200880579 | node_8104402_200880580 | 301.533 | bal_1P_4/0AA | 8104402 | no | no |  |  | no |  |  | 0 | 0 | 0 | 0
oh_line_8104402_200880581 |  | AD | node_8104402_200880580 | node_8104402_200880581 | 287.516 | bal_1P_4/0AA | 8104402 | no | no |  |  | no |  |  | 0 | 0 | 0 | 0
oh_line_8104402_200880582 |  | AD | node_8104402_200880581 | node_8104402_200880582 | 252.426 | bal_1P_4/0AA | 8104402 | no | no |  |  | no |  |  | 0 | 0 | 0 | 0
oh_line_8104402_200880583 |  | AD | node_8104402_200880582 | node_8104402_200880583 | 269.325 | bal_1P_4/0AA | 8104402 | no | no |  |  | no |  |  | 0 | 0 | 0 | 0
oh_line_8104402_200880584 |  | AD | node_8104402_200880583 | node_8104402_200880584 | 258.78 | bal_1P_4/0AA | 8104402 | no | no |  |  | no |  |  | 0 | 0 | 0 | 0
oh_line_8104402_200880585 |  | AD | node_8104402_200880584 | node_8104402_200880585 | 200.474 | bal_1P_4/0AA | 8104402 | no | no |  |  | no |  |  | 0 | 0 | 0 | 0
oh_line_8104402_200880586 |  | AD | node_8104402_200880585 | node_8104402_200880586 | 254.236 | bal_1P_4/0AA | 8104402 | no | no |  |  | no |  |  | 0 | 0 | 0 | 0
oh_line_8104402_200880587 |  | AD | node_8104402_200880586 | node_8104402_200880587 | 331.169 | bal_1P_4/0AA | 8104402 | no | no |  |  | no |  |  | 0 | 0 | 0 | 0
oh_line_8104402_200880588 |  | AD | node_8104402_200880587 | node_8104402_200880588 | 272.473 | bal_1P_4/0AA | 8104402 | no | no |  |  | no |  |  | 0 | 0 | 0 | 0
oh_line_8104402_200880589 |  | AD | node_8104402_200880588 | node_8104402_200880589 | 268.303 | bal_1P_4/0AA | 8104402 | no | no |  |  | no |  |  | 0 | 0 | 0 | 0
oh_line_8104402_200880590 |  | AD | node_8104402_200880589 | node_8104402_200880590 | 196.55 | bal_1P_4/0AA | 8104402 | no | no |  |  | no |  |  | 0 | 0 | 0 | 0
oh_line_8104402_200880592 |  | AD | node_8104402_200880590 | node_8104402_200880592 | 211.98 | bal_1P_4/0AA | 8104402 | no | no |  |  | no |  |  | 0 | 0 | 0 | 0
oh_line_8104402_200880593 |  | AD | node_8104402_200880592 | node_8104402_200880593 | 203.753 | bal_1P_4/0AA | 8104402 | no | no |  |  | no |  |  | 0 | 0 | 0 | 0
oh_line_8104402_200880594 |  | AD | node_8104402_200880593 | node_8104402_200880594 | 243.509 | bal_1P_4/0AA | 8104402 | no | no |  |  | no |  |  | 0 | 0 | 0 | 0
oh_line_8104402_200880596 |  | AD | node_8104402_200880594 | node_8104402_200880596 | 223.086 | bal_1P_4/0AA | 8104402 | no | no |  |  | no |  |  | 0 | 0 | 0 | 0
oh_line_8104402_200880597 |  | AD | node_8104402_200880596 | node_8104402_200880597 | 139.591 | bal_1P_4/0AA | 8104402 | no | no |  |  | no |  |  | 0 | 0 | 0 | 0
oh_line_8104402_200880598 |  | AD | node_8104402_200880597 | node_8104402_200880598 | 224.153 | bal_1P_4/0AA | 8104402 | no | no |  |  | no |  |  | 0 | 0 | 0 | 0
oh_line_8104402_200880600 |  | AD | node_8104402_200880598 | node_8104402_200880600 | 205.365 | bal_1P_4/0AA | 8104402 | no | no |  |  | no |  |  | 0 | 0 | 0 | 0
oh_line_8104402_200880602 |  | AD | node_8104402_200880600 | node_8104402_200880602 | 228.357 | bal_1P_4/0AA | 8104402 | no | no |  |  | no |  |  | 0 | 0 | 0 | 0
oh_line_8104402_200880603 |  | AD | node_8104402_200880602 | node_8104402_200880603 | 265.708 | bal_1P_4/0AA | 8104402 | no | no |  |  | no |  |  | 0 | 0 | 0 | 0
oh_line_8104402_200880605 |  | AD | node_8104402_200880603 | node_8104402_200880605 | 331.085 | bal_1P_1/0AA | 8104402 | no | no |  |  | no |  |  | 0 | 0 | 0 | 0
oh_line_8104402_200880606 |  | AD | node_8104402_200880603 | node_8104402_200880606 | 306.961 | bal_1P_4/0AA | 8104402 | no | no |  |  | no |  |  | 0 | 0 | 0 | 0
oh_line_8104402_200880607 |  | AD | node_8104402_200880606 | node_8104402_200880607 | 301.846 | bal_1P_4/0AA | 8104402 | no | no |  |  | no |  |  | 0 | 0 | 0 | 0
oh_line_8104402_200880608 |  | AD | node_8104402_200880607 | node_8104402_200880608 | 273.065 | bal_1P_4/0AA | 8104402 | no | no |  |  | no |  |  | 0 | 0 | 0 | 0
oh_line_8104402_200880941 |  | AD | node_8104402_200880559 | node_8104402_200880941 | 284.781 | bal_1P_2AC | 8104402 | no | no |  |  | no |  |  | 0 | 0 | 0 | 0
oh_line_8104402_200880942 |  | AD | node_8104402_200880941 | node_intto1_8104402_200880942 | 481.792 | bal_1P_2AC | 8104402 | no | no |  |  | no |  |  | 0 | 0 | 0 | 0
oh_line_8104402_200880943 |  | AD | node_8104402_200880942 | node_8104402_200880943 | 261.185 | bal_1P_2AC | 8104402 | no | no |  |  | no |  |  | 0 | 0 | 0 | 0
oh_line_8104402_200880944 |  | AD | node_8104402_200880943 | node_8104402_200880944 | 422.527 | bal_1P_2AC | 8104402 | no | no |  |  | no |  |  | 0 | 0 | 0 | 0
oh_line_8104402_200880946 |  | AD | node_8104402_201010693 | node_8104402_200880946 | 197.65 | bal_1P_2AC | 8104402 | no | no |  |  | no |  |  | 0 | 0 | 0 | 0
oh_line_8104402_200880947 |  | AD | node_8104402_200880946 | node_8104402_200880947 | 415.523 | bal_1P_2AC | 8104402 | no | no |  |  | no |  |  | 0 | 0 | 0 | 0
oh_line_8104402_200880948 |  | AD | node_8104402_200880947 | node_8104402_200880948 | 295.612 | bal_1P_2AC | 8104402 | no | no |  |  | no |  |  | 0 | 0 | 0 | 0
oh_line_8104402_200880979 |  | AD | node_8104402_200880986 | node_8104402_200880979 | 315.742 | bal_1P_1/0AA | 8104402 | no | no |  |  | no |  |  | 0 | 0 | 0 | 0
oh_line_8104402_200880980 |  | AD | node_8104402_200880979 | node_8104402_200880980 | 230.26 | bal_1P_1/0AA | 8104402 | no | no |  |  | no |  |  | 0 | 0 | 0 | 0
oh_line_8104402_200880981 |  | AD | node_8104402_200880980 | node_8104402_200880981 | 225.773 | bal_1P_1/0AA | 8104402 | no | no |  |  | no |  |  | 0 | 0 | 0 | 0
oh_line_8104402_200880982 |  | AD | node_8104402_200880589 | node_intto1_8104402_200880982 | 409.135 | bal_1P_2AC | 8104402 | no | no |  |  | no |  |  | 0 | 0 | 0 | 0
oh_line_8104402_200880984 |  | AD | node_8104402_200880982 | node_8104402_200880984 | 448.893 | bal_1P_2AC | 8104402 | no | no |  |  | no |  |  | 0 | 0 | 0 | 0
oh_line_8104402_200880985 |  | AD | node_8104402_200880984 | node_8104402_200880985 | 556.484 | bal_1P_2AC | 8104402 | no | no |  |  | no |  |  | 0 | 0 | 0 | 0
oh_line_8104402_200880986 |  | AD | node_8104402_200880985 | node_8104402_200880986 | 172.043 | bal_1P_1/0AA | 8104402 | no | no |  |  | no |  |  | 0 | 0 | 0 | 0
oh_line_8104402_200880996 |  | ABCN | node_8104402_200880996 | node_8104402_200880292 | 307.161 | bal_3P_4/0AC_1/0AC(N) | 8104402 | no | no |  |  | no |  |  | 0 | 0 | 0 | 0
oh_line_8104402_200880997 |  | ABCN | node_8104402_200880997 | node_8104402_200880996 | 276.986 | bal_3P_4/0AC_1/0AC(N) | 8104402 | no | no |  |  | no |  |  | 0 | 0 | 0 | 0
oh_line_8104402_200880998 |  | ABCN | node_8104402_200880998 | node_8104402_200880997 | 282.883 | bal_3P_4/0AC_1/0AC(N) | 8104402 | no | no |  |  | no |  |  | 0 | 0 | 0 | 0
oh_line_8104402_200880999 |  | ABCN | node_8104402_200880999 | node_8104402_200880998 | 266.531 | bal_3P_4/0AC_1/0AC(N) | 8104402 | no | no |  |  | no |  |  | 0 | 0 | 0 | 0
oh_line_8104402_200881000 |  | ABCN | node_8104402_200881000 | node_8104402_200880999 | 263.6 | bal_3P_4/0AC_1/0AC(N) | 8104402 | no | no |  |  | no |  |  | 0 | 0 | 0 | 0
oh_line_8104402_200881001 |  | ABCN | node_8104402_200881001 | node_8104402_200881000 | 270.565 | bal_3P_4/0AC_1/0AC(N) | 8104402 | no | no |  |  | no |  |  | 0 | 0 | 0 | 0
oh_line_8104402_200881002 |  | ABCN | node_8104402_200881002 | node_8104402_200881001 | 266.552 | bal_3P_4/0AC_1/0AC(N) | 8104402 | no | no |  |  | no |  |  | 0 | 0 | 0 | 0
oh_line_8104402_200881003 |  | ABCN | node_8104402_200881003 | node_8104402_200881002 | 277.678 | bal_3P_4/0AC_1/0AC(N) | 8104402 | no | no |  |  | no |  |  | 0 | 0 | 0 | 0
oh_line_8104402_200881004 |  | ABCN | node_8104402_200881004 | node_8104402_200881003 | 187.073 | bal_3P_4/0AC_1/0AC(N) | 8104402 | no | no |  |  | no |  |  | 0 | 0 | 0 | 0
oh_line_8104402_200881005 |  | ABCN | node_8104402_200881005 | node_8104402_200881004 | 243.04 | bal_3P_4/0AC_1/0AC(N) | 8104402 | no | no |  |  | no |  |  | 0 | 0 | 0 | 0
oh_line_8104402_200881006 |  | ABCN | node_8104402_200881006 | node_8104402_200881005 | 261.497 | bal_3P_4/0AC_1/0AC(N) | 8104402 | no | no |  |  | no |  |  | 0 | 0 | 0 | 0
oh_line_8104402_200881007 |  | ABCN | node_8104402_200881007 | node_8104402_200881006 | 230.359 | bal_3P_4/0AC_1/0AC(N) | 8104402 | no | no |  |  | no |  |  | 0 | 0 | 0 | 0
oh_line_8104402_200881008 |  | ABCN | node_8104402_200881008 | node_8104402_200881007 | 204.469 | bal_3P_4/0AC_1/0AC(N) | 8104402 | no | no |  |  | no |  |  | 0 | 0 | 0 | 0
oh_line_8104402_200881009 |  | ABCN | node_8104402_200881009 | node_8104402_200881008 | 287.133 | bal_3P_4/0AC_1/0AC(N) | 8104402 | no | no |  |  | no |  |  | 0 | 0 | 0 | 0
oh_line_8104402_200881010 |  | ABCN | node_8104402_200881010 | node_8104402_200881009 | 277.854 | bal_3P_4/0AC_1/0AC(N) | 8104402 | no | no |  |  | no |  |  | 0 | 0 | 0 | 0
oh_line_8104402_200881011 |  | ABCN | node_8104402_200881011 | node_8104402_200881010 | 210.023 | bal_3P_4/0AC_1/0AC(N) | 8104402 | no | no |  |  | no |  |  | 0 | 0 | 0 | 0
oh_line_8104402_200881012 |  | ABCN | node_8104402_200881012 | node_8104402_200881011 | 258.184 | bal_3P_4/0AC_1/0AC(N) | 8104402 | no | no |  |  | no |  |  | 0 | 0 | 0 | 0
oh_line_8104402_200881013 |  | ABCN | node_8104402_200881013 | node_8104402_200881012 | 260.377 | bal_3P_4/0AC_1/0AC(N) | 8104402 | no | no |  |  | no |  |  | 0 | 0 | 0 | 0
oh_line_8104402_200881014 |  | ABCN | node_8104402_200881014 | node_8104402_200881013 | 268.141 | bal_3P_4/0AC_1/0AC(N) | 8104402 | no | no |  |  | no |  |  | 0 | 0 | 0 | 0
oh_line_8104402_200881015 |  | ABCN | node_8104402_200881015 | node_8104402_200881014 | 262.429 | bal_3P_4/0AC_1/0AC(N) | 8104402 | no | no |  |  | no |  |  | 0 | 0 | 0 | 0
oh_line_8104402_200881016 |  | ABCN | node_8104402_200881016 | node_8104402_200881015 | 260.234 | bal_3P_4/0AC_1/0AC(N) | 8104402 | no | no |  |  | no |  |  | 0 | 0 | 0 | 0
oh_line_8104402_200881017 |  | ABCN | node_8104402_200881017 | node_8104402_200881016 | 256.73 | bal_3P_4/0AC_1/0AC(N) | 8104402 | no | no |  |  | no |  |  | 0 | 0 | 0 | 0
oh_line_8104402_200881018 |  | ABCN | node_8104402_200881018 | node_8104402_200881017 | 259.006 | bal_3P_4/0AC_1/0AC(N) | 8104402 | no | no |  |  | no |  |  | 0 | 0 | 0 | 0
oh_line_8104402_200881019 |  | ABCN | node_8104402_200881019 | node_8104402_200881018 | 282.445 | bal_3P_4/0AC_1/0AC(N) | 8104402 | no | no |  |  | no |  |  | 0 | 0 | 0 | 0
oh_line_8104402_200881020 |  | ABCN | node_8104402_200881020 | node_8104402_200881019 | 324.64 | bal_3P_4/0AC_1/0AC(N) | 8104402 | no | no |  |  | no |  |  | 0 | 0 | 0 | 0
oh_line_8104402_200881021 |  | ABCN | node_8104402_200881021 | node_8104402_200881020 | 247.761 | bal_3P_4/0AC_1/0AC(N) | 8104402 | no | no |  |  | no |  |  | 0 | 0 | 0 | 0
oh_line_8104402_200881022 |  | ABCN | node_8104402_200881022 | node_8104402_200881021 | 287.118 | bal_3P_4/0AC_1/0AC(N) | 8104402 | no | no |  |  | no |  |  | 0 | 0 | 0 | 0
oh_line_8104402_200881023 |  | ABCN | node_8104402_200881023 | node_8104402_200881022 | 277.366 | bal_3P_4/0AC_1/0AC(N) | 8104402 | no | no |  |  | no |  |  | 0 | 0 | 0 | 0
oh_line_8104402_200881024 |  | ABCN | node_8104402_200881024 | node_8104402_200881023 | 275.387 | bal_3P_4/0AC_1/0AC(N) | 8104402 | no | no |  |  | no |  |  | 0 | 0 | 0 | 0
oh_line_8104402_200881025 |  | ABCN | node_8104402_200881025 | node_8104402_200881024 | 282.88 | bal_3P_4/0AC_1/0AC(N) | 8104402 | no | no |  |  | no |  |  | 0 | 0 | 0 | 0
oh_line_8104402_200881026 |  | ABCN | node_8104402_200881026 | node_8104402_200881025 | 289.116 | bal_3P_4/0AC_1/0AC(N) | 8104402 | no | no |  |  | no |  |  | 0 | 0 | 0 | 0
oh_line_8104402_200881027 |  | ABCN | node_8104402_200881027 | node_8104402_200881026 | 282.132 | bal_3P_4/0AC_1/0AC(N) | 8104402 | no | no |  |  | no |  |  | 0 | 0 | 0 | 0
oh_line_8104402_200881028 |  | ABCN | node_8104402_200881028 | node_8104402_200881027 | 275.822 | bal_3P_4/0AC_1/0AC(N) | 8104402 | no | no |  |  | no |  |  | 0 | 0 | 0 | 0
oh_line_8104402_200881029 |  | ABCN | node_8104402_200881029 | node_8104402_200881028 | 291.981 | bal_3P_4/0AC_1/0AC(N) | 8104402 | no | no |  |  | no |  |  | 0 | 0 | 0 | 0
oh_line_8104402_200881030 |  | ABCN | node_8104402_200881030 | node_8104402_200881029 | 272.186 | bal_3P_4/0AC_1/0AC(N) | 8104402 | no | no |  |  | no |  |  | 0 | 0 | 0 | 0
oh_line_8104402_200881031 |  | ABCN | node_8104402_200881031 | node_8104402_200881030 | 274.919 | bal_3P_4/0AC_1/0AC(N) | 8104402 | no | no |  |  | no |  |  | 0 | 0 | 0 | 0
oh_line_8104402_200881032 |  | ABCN | node_8104402_200881032 | node_8104402_200881031 | 299.314 | bal_3P_4/0AC_1/0AC(N) | 8104402 | no | no |  |  | no |  |  | 0 | 0 | 0 | 0
oh_line_8104402_200881033 |  | ABCN | node_8104402_200881033 | node_8104402_200881032 | 290.313 | bal_3P_4/0AC_1/0AC(N) | 8104402 | no | no |  |  | no |  |  | 0 | 0 | 0 | 0
oh_line_8104402_200881034 |  | ABCN | node_8104402_200881034 | node_8104402_200881033 | 273.204 | bal_3P_4/0AC_1/0AC(N) | 8104402 | no | no |  |  | no |  |  | 0 | 0 | 0 | 0
oh_line_8104402_200881035 |  | ABCN | node_8104402_200881035 | node_8104402_200881034 | 268.724 | bal_3P_4/0AC_1/0AC(N) | 8104402 | no | no |  |  | no |  |  | 0 | 0 | 0 | 0
oh_line_8104402_200881036 |  | ABCN | node_8104402_200881036 | node_8104402_200881035 | 281.89 | bal_3P_4/0AC_1/0AC(N) | 8104402 | no | no |  |  | no |  |  | 0 | 0 | 0 | 0
oh_line_8104402_200881037 |  | ABCN | node_8104402_200881037 | node_8104402_200881036 | 267.353 | bal_3P_4/0AC_1/0AC(N) | 8104402 | no | no |  |  | no |  |  | 0 | 0 | 0 | 0
oh_line_8104402_200881038 |  | ABCN | node_8104402_200881038 | node_8104402_200881037 | 277.639 | bal_3P_4/0AC_1/0AC(N) | 8104402 | no | no |  |  | no |  |  | 0 | 0 | 0 | 0
oh_line_8104402_200881039 |  | ABCN | node_8104402_200881039 | node_8104402_200881038 | 291.87 | bal_3P_4/0AC_1/0AC(N) | 8104402 | no | no |  |  | no |  |  | 0 | 0 | 0 | 0
oh_line_8104402_200881040 |  | ABCN | node_8104402_200881040 | node_8104402_200881039 | 302.786 | bal_3P_4/0AC_1/0AC(N) | 8104402 | no | no |  |  | no |  |  | 0 | 0 | 0 | 0
oh_line_8104402_200881041 |  | ABCN | node_8104402_200881041 | node_8104402_200881040 | 301.321 | bal_3P_4/0AC_1/0AC(N) | 8104402 | no | no |  |  | no |  |  | 0 | 0 | 0 | 0
oh_line_8104402_200881042 |  | ABCN | node_8104402_200881042 | node_8104402_200881041 | 308.679 | bal_3P_4/0AC_1/0AC(N) | 8104402 | no | no |  |  | no |  |  | 0 | 0 | 0 | 0
oh_line_8104402_200881043 |  | ABCN | node_8104402_200881043 | node_8104402_200881042 | 313.442 | bal_3P_4/0AC_1/0AC(N) | 8104402 | no | no |  |  | no |  |  | 0 | 0 | 0 | 0
oh_line_8104402_200881044 |  | ABCN | node_8104402_200881044 | node_8104402_200881043 | 298.982 | bal_3P_4/0AC_1/0AC(N) | 8104402 | no | no |  |  | no |  |  | 0 | 0 | 0 | 0
oh_line_8104402_200881045 |  | ABCN | node_8104402_200881045 | node_8104402_200881044 | 324.411 | bal_3P_4/0AC_1/0AC(N) | 8104402 | no | no |  |  | no |  |  | 0 | 0 | 0 | 0
oh_line_8104402_200881046 |  | ABCN | node_8104402_200881046 | node_8104402_200881045 | 280.191 | bal_3P_4/0AC_1/0AC(N) | 8104402 | no | no |  |  | no |  |  | 0 | 0 | 0 | 0
oh_line_8104402_200881047 |  | ABCN | node_8104402_200881047 | node_8104402_200881046 | 243.35 | bal_3P_4/0AC_1/0AC(N) | 8104402 | no | no |  |  | no |  |  | 0 | 0 | 0 | 0
oh_line_8104402_200881048 |  | ABCN | node_8104402_200881048 | node_8104402_200881047 | 265.865 | bal_3P_4/0AC_1/0AC(N) | 8104402 | no | no |  |  | no |  |  | 0 | 0 | 0 | 0
oh_line_8104402_200881049 |  | ABCN | node_8104402_200881049 | node_8104402_200881048 | 249.402 | bal_3P_4/0AC_1/0AC(N) | 8104402 | no | no |  |  | no |  |  | 0 | 0 | 0 | 0
oh_line_8104402_200881050 |  | ABCN | node_8104402_200881050 | node_8104402_200881049 | 284.414 | bal_3P_4/0AC_1/0AC(N) | 8104402 | no | no |  |  | no |  |  | 0 | 0 | 0 | 0
oh_line_8104402_200881051 |  | ABCN | node_8104402_200881051 | node_8104402_200881050 | 283.255 | bal_3P_4/0AC_1/0AC(N) | 8104402 | no | no |  |  | no |  |  | 0 | 0 | 0 | 0
oh_line_8104402_200881052 |  | ABCN | node_8104402_200881052 | node_8104402_200881051 | 288.151 | bal_3P_4/0AC_1/0AC(N) | 8104402 | no | no |  |  | no |  |  | 0 | 0 | 0 | 0
oh_line_8104402_200881053 |  | ABCN | node_8104402_200881053 | node_8104402_200881052 | 289.94 | bal_3P_4/0AC_1/0AC(N) | 8104402 | no | no |  |  | no |  |  | 0 | 0 | 0 | 0
oh_line_8104402_200881054 |  | ABCN | node_8104402_200881054 | node_8104402_200881053 | 254.132 | bal_3P_4/0AC_1/0AC(N) | 8104402 | no | no |  |  | no |  |  | 0 | 0 | 0 | 0
oh_line_8104402_200881055 |  | ABCN | node_8104402_200881055 | node_8104402_200881054 | 254.205 | bal_3P_4/0AC_1/0AC(N) | 8104402 | no | no |  |  | no |  |  | 0 | 0 | 0 | 0
oh_line_8104402_200881056 |  | ABCN | node_8104402_200881056 | node_8104402_200881055 | 274.793 | bal_3P_4/0AC_1/0AC(N) | 8104402 | no | no |  |  | no |  |  | 0 | 0 | 0 | 0
oh_line_8104402_200881057 |  | ABCN | node_8104402_200881057 | node_8104402_200881056 | 263.43 | bal_3P_4/0AC_1/0AC(N) | 8104402 | no | no |  |  | no |  |  | 0 | 0 | 0 | 0
oh_line_8104402_200881058 |  | ABCN | node_8104402_200881058 | node_8104402_200881057 | 225.338 | bal_3P_4/0AC_1/0AC(N) | 8104402 | no | no |  |  | no |  |  | 0 | 0 | 0 | 0
oh_line_8104402_200881059 |  | ABCN | node_8104402_200881059 | node_8104402_200881058 | 250.886 | bal_3P_4/0AC_1/0AC(N) | 8104402 | no | no |  |  | no |  |  | 0 | 0 | 0 | 0
oh_line_8104402_200881060 |  | ABCN | node_8104402_200881060 | node_8104402_200881059 | 272.519 | bal_3P_4/0AC_1/0AC(N) | 8104402 | no | no |  |  | no |  |  | 0 | 0 | 0 | 0
oh_line_8104402_200881061 |  | ABCN | node_8104402_200881061 | node_8104402_200881060 | 258.246 | bal_3P_4/0AC_1/0AC(N) | 8104402 | no | no |  |  | no |  |  | 0 | 0 | 0 | 0
oh_line_8104402_200881062 |  | ABCN | node_8104402_200881062 | node_8104402_200881061 | 256.349 | bal_3P_4/0AC_1/0AC(N) | 8104402 | no | no |  |  | no |  |  | 0 | 0 | 0 | 0
oh_line_8104402_200881063 |  | ABCN | node_8104402_200881063 | node_8104402_200881062 | 285.018 | bal_3P_4/0AC_1/0AC(N) | 8104402 | no | no |  |  | no |  |  | 0 | 0 | 0 | 0
oh_line_8104402_200881064 |  | ABCN | node_8104402_200881064 | node_8104402_200881063 | 280.192 | bal_3P_4/0AC_1/0AC(N) | 8104402 | no | no |  |  | no |  |  | 0 | 0 | 0 | 0
oh_line_8104402_200881065 |  | ABCN | node_8104402_200881065 | node_8104402_200881064 | 281.327 | bal_3P_4/0AC_1/0AC(N) | 8104402 | no | no |  |  | no |  |  | 0 | 0 | 0 | 0
oh_line_8104402_200881066 |  | ABCN | node_8104402_200881066 | node_8104402_200881065 | 270.912 | bal_3P_4/0AC_1/0AC(N) | 8104402 | no | no |  |  | no |  |  | 0 | 0 | 0 | 0
oh_line_8104402_200881067 |  | ABCN | node_8104402_200881067 | node_8104402_200881066 | 278.847 | bal_3P_4/0AC_1/0AC(N) | 8104402 | no | no |  |  | no |  |  | 0 | 0 | 0 | 0
oh_line_8104402_200881069 |  | ABCN | node_8104402_200881069 | node_8104402_311934831 | 281.316 | bal_3P_4/0AC_1/0AC(N) | 8104402 | no | no |  |  | no |  |  | 0 | 0 | 0 | 0
oh_line_8104402_200881070 |  | ABCN | node_8104402_200881070 | node_8104402_200881069 | 161.093 | bal_3P_4/0AC_1/0AC(N) | 8104402 | no | no |  |  | no |  |  | 0 | 0 | 0 | 0
oh_line_8104402_200881071 |  | ABCN | node_8104402_200881071 | node_8104402_200881070 | 354.561 | bal_3P_4/0AC_1/0AC(N) | 8104402 | no | no |  |  | no |  |  | 0 | 0 | 0 | 0
oh_line_8104402_200881072 |  | ABCN | node_8104402_200881072 | node_8104402_200881071 | 281.283 | bal_3P_4/0AC_1/0AC(N) | 8104402 | no | no |  |  | no |  |  | 0 | 0 | 0 | 0
oh_line_8104402_200881073 |  | ABCN | node_8104402_200881073 | node_8104402_200881072 | 277.262 | bal_3P_4/0AC_1/0AC(N) | 8104402 | no | no |  |  | no |  |  | 0 | 0 | 0 | 0
oh_line_8104402_200881074 |  | ABCN | node_8104402_200881074 | node_8104402_200881073 | 294.125 | bal_3P_4/0AC_1/0AC(N) | 8104402 | no | no |  |  | no |  |  | 0 | 0 | 0 | 0
oh_line_8104402_200881075 |  | ABCN | node_8104402_200881075 | node_8104402_200881074 | 276.17 | bal_3P_4/0AC_1/0AC(N) | 8104402 | no | no |  |  | no |  |  | 0 | 0 | 0 | 0
oh_line_8104402_200881076 |  | ABCN | node_8104402_200881076 | node_8104402_200881075 | 291.441 | bal_3P_4/0AC_1/0AC(N) | 8104402 | no | no |  |  | no |  |  | 0 | 0 | 0 | 0
oh_line_8104402_200881077 |  | ABCN | node_8104402_200881077 | node_8104402_200881076 | 283.199 | bal_3P_4/0AC_1/0AC(N) | 8104402 | no | no |  |  | no |  |  | 0 | 0 | 0 | 0
oh_line_8104402_200881078 |  | ABCN | node_8104402_200881078 | node_8104402_200881077 | 292.476 | bal_3P_4/0AC_1/0AC(N) | 8104402 | no | no |  |  | no |  |  | 0 | 0 | 0 | 0
oh_line_8104402_200881079 |  | ABCN | node_8104402_200881079 | node_8104402_200881078 | 274.478 | bal_3P_4/0AC_1/0AC(N) | 8104402 | no | no |  |  | no |  |  | 0 | 0 | 0 | 0
oh_line_8104402_200881080 |  | ABCN | node_8104402_200881080 | node_8104402_200881079 | 285.628 | bal_3P_4/0AC_1/0AC(N) | 8104402 | no | no |  |  | no |  |  | 0 | 0 | 0 | 0
oh_line_8104402_200881081 |  | ABCN | node_8104402_200881081 | node_8104402_200881080 | 290.496 | bal_3P_4/0AC_1/0AC(N) | 8104402 | no | no |  |  | no |  |  | 0 | 0 | 0 | 0
oh_line_8104402_200881082 |  | ABCN | node_8104402_200881082 | node_8104402_200881081 | 277.743 | bal_3P_4/0AC_1/0AC(N) | 8104402 | no | no |  |  | no |  |  | 0 | 0 | 0 | 0
oh_line_8104402_200881083 |  | ABCN | node_8104402_200881083 | node_8104402_200881082 | 287.992 | bal_3P_4/0AC_1/0AC(N) | 8104402 | no | no |  |  | no |  |  | 0 | 0 | 0 | 0
oh_line_8104402_200881084 |  | ABCN | node_8104402_200881084 | node_8104402_200881083 | 323.034 | bal_3P_4/0AC_1/0AC(N) | 8104402 | no | no |  |  | no |  |  | 0 | 0 | 0 | 0
oh_line_8104402_200881085 |  | ABCN | node_8104402_200881085 | node_8104402_200881084 | 325.292 | bal_3P_4/0AC_1/0AC(N) | 8104402 | no | no |  |  | no |  |  | 0 | 0 | 0 | 0
oh_line_8104402_200881086 |  | ABCN | node_8104402_200881086 | node_8104402_200881085 | 306.269 | bal_3P_4/0AC_1/0AC(N) | 8104402 | no | no |  |  | no |  |  | 0 | 0 | 0 | 0
oh_line_8104402_200881087 |  | ABCN | node_8104402_200881087 | node_8104402_200881086 | 265.936 | bal_3P_4/0AC_1/0AC(N) | 8104402 | no | no |  |  | no |  |  | 0 | 0 | 0 | 0
oh_line_8104402_200881088 |  | ABCN | node_8104402_200881088 | node_8104402_200881087 | 274.037 | bal_3P_4/0AC_1/0AC(N) | 8104402 | no | no |  |  | no |  |  | 0 | 0 | 0 | 0
oh_line_8104402_200881089 |  | ABCN | node_8104402_200881089 | node_8104402_200881088 | 264.976 | bal_3P_4/0AC_1/0AC(N) | 8104402 | no | no |  |  | no |  |  | 0 | 0 | 0 | 0
oh_line_8104402_200881090 |  | ABCN | node_8104402_200881090 | node_8104402_200881089 | 257.459 | bal_3P_4/0AC_1/0AC(N) | 8104402 | no | no |  |  | no |  |  | 0 | 0 | 0 | 0
oh_line_8104402_200881091 |  | ABCN | node_8104402_200881091 | node_8104402_200881090 | 269.593 | bal_3P_4/0AC_1/0AC(N) | 8104402 | no | no |  |  | no |  |  | 0 | 0 | 0 | 0
oh_line_8104402_200881092 |  | ABCN | node_8104402_200881092 | node_8104402_200881091 | 272.786 | bal_3P_4/0AC_1/0AC(N) | 8104402 | no | no |  |  | no |  |  | 0 | 0 | 0 | 0
oh_line_8104402_200881093 |  | ABCN | node_8104402_200881093 | node_8104402_200881092 | 269.368 | bal_3P_4/0AC_1/0AC(N) | 8104402 | no | no |  |  | no |  |  | 0 | 0 | 0 | 0
oh_line_8104402_200881094 |  | ABCN | node_8104402_200881094 | node_8104402_200881093 | 199.22 | bal_3P_4/0AC_1/0AC(N) | 8104402 | no | no |  |  | no |  |  | 0 | 0 | 0 | 0
oh_line_8104402_200881095 |  | ABCN | node_8104402_200881095 | node_8104402_200881094 | 283.195 | bal_3P_4/0AC_1/0AC(N) | 8104402 | no | no |  |  | no |  |  | 0 | 0 | 0 | 0
oh_line_8104402_200881096 |  | ABCN | node_8104402_200881096 | node_8104402_200881095 | 219.871 | bal_3P_4/0AC_1/0AC(N) | 8104402 | no | no |  |  | no |  |  | 0 | 0 | 0 | 0
oh_line_8104402_200881097 |  | ABCN | node_8104402_200881097 | node_8104402_200881096 | 281.77 | bal_3P_4/0AC_1/0AC(N) | 8104402 | no | no |  |  | no |  |  | 0 | 0 | 0 | 0
oh_line_8104402_200881098 |  | ABCN | node_8104402_200881098 | node_8104402_200881097 | 277.802 | bal_3P_4/0AC_1/0AC(N) | 8104402 | no | no |  |  | no |  |  | 0 | 0 | 0 | 0
oh_line_8104402_200881099 |  | ABCN | node_8104402_200881099 | node_8104402_200881098 | 278.388 | bal_3P_4/0AC_1/0AC(N) | 8104402 | no | no |  |  | no |  |  | 0 | 0 | 0 | 0
oh_line_8104402_200881100 |  | ABCN | node_8104402_200881100 | node_8104402_200881099 | 283.114 | bal_3P_4/0AC_1/0AC(N) | 8104402 | no | no |  |  | no |  |  | 0 | 0 | 0 | 0
oh_line_8104402_200881101 |  | ABCN | node_8104402_200881101 | node_8104402_200881100 | 272.568 | bal_3P_4/0AC_1/0AC(N) | 8104402 | no | no |  |  | no |  |  | 0 | 0 | 0 | 0
oh_line_8104402_200881102 |  | ABCN | node_8104402_200881102 | node_8104402_200881101 | 277.37 | bal_3P_4/0AC_1/0AC(N) | 8104402 | no | no |  |  | no |  |  | 0 | 0 | 0 | 0
oh_line_8104402_200881103 |  | ABCN | node_8104402_200881103 | node_8104402_200881102 | 276.505 | bal_3P_4/0AC_1/0AC(N) | 8104402 | no | no |  |  | no |  |  | 0 | 0 | 0 | 0
oh_line_8104402_200881104 |  | ABCN | node_8104402_200881104 | node_8104402_200881103 | 306.697 | bal_3P_4/0AC_1/0AC(N) | 8104402 | no | no |  |  | no |  |  | 0 | 0 | 0 | 0
oh_line_8104402_200881105 |  | ABCN | node_8104402_200881105 | node_8104402_200881104 | 282.086 | bal_3P_4/0AC_1/0AC(N) | 8104402 | no | no |  |  | no |  |  | 0 | 0 | 0 | 0
oh_line_8104402_200881106 |  | ABCN | node_8104402_200881106 | node_8104402_200881105 | 280.925 | bal_3P_4/0AC_1/0AC(N) | 8104402 | no | no |  |  | no |  |  | 0 | 0 | 0 | 0
oh_line_8104402_200881107 |  | ABCN | node_8104402_200881107 | node_8104402_200881106 | 277.547 | bal_3P_4/0AC_1/0AC(N) | 8104402 | no | no |  |  | no |  |  | 0 | 0 | 0 | 0
oh_line_8104402_200881108 |  | ABCN | node_8104402_200881108 | node_8104402_200881107 | 299.037 | bal_3P_4/0AC_1/0AC(N) | 8104402 | no | no |  |  | no |  |  | 0 | 0 | 0 | 0
oh_line_8104402_200881109 |  | ABCN | node_8104402_200881109 | node_8104402_200881108 | 282.175 | bal_3P_4/0AC_1/0AC(N) | 8104402 | no | no |  |  | no |  |  | 0 | 0 | 0 | 0
oh_line_8104402_200881110 |  | ABCN | node_8104402_200881110 | node_8104402_200881109 | 250.614 | bal_3P_4/0AC_1/0AC(N) | 8104402 | no | no |  |  | no |  |  | 0 | 0 | 0 | 0
oh_line_8104402_200881111 |  | ABCN | node_8104402_200881111 | node_8104402_200881110 | 285.342 | bal_3P_4/0AC_1/0AC(N) | 8104402 | no | no |  |  | no |  |  | 0 | 0 | 0 | 0
oh_line_8104402_200881112 |  | ABCN | node_8104402_200881112 | node_8104402_200881111 | 320.406 | bal_3P_4/0AC_1/0AC(N) | 8104402 | no | no |  |  | no |  |  | 0 | 0 | 0 | 0
oh_line_8104402_200881113 |  | ABCN | node_8104402_200881113 | node_8104402_200881112 | 300.527 | bal_3P_4/0AC_1/0AC(N) | 8104402 | no | no |  |  | no |  |  | 0 | 0 | 0 | 0
oh_line_8104402_200882504 |  | ABCD | node_8104402_200882505 | node_8104402_200882504 | 178.487 | bal_3P_1/0AA | 8104402 | no | no |  |  | no |  |  | 0 | 0 | 0 | 0
oh_line_8104402_200882505 |  | ABCD | node_8104402_200882506 | node_intto1_8104402_200882505 | 179.858 | bal_3P_1/0AA | 8104402 | no | no |  |  | no |  |  | 0 | 0 | 0 | 0
oh_line_8104402_200882506 |  | ABCD | node_8104402_200882507 | node_8104402_200882506 | 147.962 | bal_3P_1/0AA | 8104402 | no | no |  |  | no |  |  | 0 | 0 | 0 | 0
oh_line_8104402_200882507 |  | ABCD | node_8104402_200882536 | node_8104402_200882507 | 241.554 | bal_3P_4/0AA | 8104402 | no | no |  |  | no |  |  | 0 | 0 | 0 | 0
oh_line_8104402_200882508 |  | ABCD | node_8104402_200882507 | node_8104402_200882508 | 197.704 | bal_3P_4/0AC | 8104402 | no | no |  |  | no |  |  | 0 | 0 | 0 | 0
oh_line_8104402_200882509 |  | ABCD | node_8104402_200882508 | node_intto1_8104402_200882509 | 145.191 | bal_3P_4/0AC | 8104402 | no | no |  |  | no |  |  | 0 | 0 | 0 | 0
oh_line_8104402_200882510 |  | ABCD | node_8104402_200882509 | node_8104402_200882510 | 137.561 | bal_3P_4/0AC | 8104402 | no | no |  |  | no |  |  | 0 | 0 | 0 | 0
oh_line_8104402_200882511 |  | ABCD | node_8104402_200882510 | node_8104402_200882511 | 137.628 | bal_3P_4/0AC | 8104402 | no | no |  |  | no |  |  | 0 | 0 | 0 | 0
oh_line_8104402_200882512 |  | ABCD | node_8104402_200882511 | node_8104402_200882512 | 204.818 | bal_3P_4/0AC | 8104402 | no | no |  |  | no |  |  | 0 | 0 | 0 | 0
oh_line_8104402_200882513 |  | ABCD | node_8104402_200882512 | node_8104402_200882513 | 176.046 | bal_3P_4/0AC | 8104402 | no | no |  |  | no |  |  | 0 | 0 | 0 | 0
oh_line_8104402_200882514 |  | ABCD | node_8104402_200882513 | node_8104402_200882514 | 170.46 | bal_3P_4/0AC | 8104402 | no | no |  |  | no |  |  | 0 | 0 | 0 | 0
oh_line_8104402_200882515 |  | ABCD | node_8104402_200882514 | node_8104402_200882515 | 229.85 | bal_3P_4/0AC | 8104402 | no | no |  |  | no |  |  | 0 | 0 | 0 | 0
oh_line_8104402_200882516 |  | ABCD | node_8104402_200882515 | node_8104402_200882516 | 281.916 | bal_3P_4/0AA | 8104402 | no | no |  |  | no |  |  | 0 | 0 | 0 | 0
oh_line_8104402_200882517 |  | ABCD | node_8104402_200882516 | node_8104402_200882517 | 217.794 | bal_3P_4/0AA | 8104402 | no | no |  |  | no |  |  | 0 | 0 | 0 | 0
oh_line_8104402_200882518 |  | ABCD | node_8104402_200882517 | node_intto1_8104402_200882518 | 275.602 | bal_3P_4/0AA | 8104402 | no | no |  |  | no |  |  | 0 | 0 | 0 | 0
oh_line_8104402_200882519 |  | ABCD | node_8104402_200882518 | node_8104402_200882519 | 272.231 | bal_3P_4/0AA | 8104402 | no | no |  |  | no |  |  | 0 | 0 | 0 | 0
oh_line_8104402_200882521 |  | ABCD | node_8104402_200882519 | node_8104402_200882521 | 286.027 | bal_3P_4/0AA | 8104402 | no | no |  |  | no |  |  | 0 | 0 | 0 | 0
oh_line_8104402_200882522 |  | ABCD | node_8104402_200882521 | node_8104402_200882522 | 274.369 | bal_3P_4/0AA | 8104402 | no | no |  |  | no |  |  | 0 | 0 | 0 | 0
oh_line_8104402_200882523 |  | ABCD | node_8104402_200882522 | node_8104402_200882523 | 276.421 | bal_3P_4/0AA | 8104402 | no | no |  |  | no |  |  | 0 | 0 | 0 | 0
oh_line_8104402_200882524 |  | ABCD | node_8104402_200882523 | node_8104402_200882524 | 275.536 | bal_3P_4/0AA | 8104402 | no | no |  |  | no |  |  | 0 | 0 | 0 | 0
oh_line_8104402_200882525 |  | ABCD | node_8104402_200882524 | node_8104402_200882525 | 248.331 | bal_3P_4/0AA | 8104402 | no | no |  |  | no |  |  | 0 | 0 | 0 | 0
oh_line_8104402_200882526 |  | ABCD | node_8104402_200882525 | node_8104402_200882526 | 144.577 | bal_3P_4/0AA | 8104402 | no | no |  |  | no |  |  | 0 | 0 | 0 | 0
oh_line_8104402_200882529 |  | ABCD | node_8104402_200882526 | node_8104402_200882529 | 314.142 | bal_3P_1/0AA | 8104402 | no | no |  |  | no |  |  | 0 | 0 | 0 | 0
oh_line_8104402_200882530 |  | ABCD | node_8104402_200882529 | node_8104402_200882530 | 212.51 | bal_3P_1/0AA | 8104402 | no | no |  |  | no |  |  | 0 | 0 | 0 | 0
oh_line_8104402_200882536 |  | ABCD | node_8104402_200882537 | node_8104402_200882536 | 146.999 | bal_3P_4/0AA | 8104402 | no | no |  |  | no |  |  | 0 | 0 | 0 | 0
oh_line_8104402_200882537 |  | ABCD | node_8104402_200882538 | node_8104402_200882537 | 236.218 | bal_3P_4/0AA | 8104402 | no | no |  |  | no |  |  | 0 | 0 | 0 | 0
oh_line_8104402_200882538 |  | ABCD | node_8104402_200882539 | node_8104402_200882538 | 231.91 | bal_3P_4/0AA | 8104402 | no | no |  |  | no |  |  | 0 | 0 | 0 | 0
oh_line_8104402_200882539 |  | ABCD | node_8104402_200882540 | node_8104402_200882539 | 235.622 | bal_3P_4/0AA | 8104402 | no | no |  |  | no |  |  | 0 | 0 | 0 | 0
oh_line_8104402_200882540 |  | ABCD | node_8104402_200882541 | node_8104402_200882540 | 288.827 | bal_3P_4/0AA | 8104402 | no | no |  |  | no |  |  | 0 | 0 | 0 | 0
oh_line_8104402_200882541 |  | ABCD | node_8104402_200882542 | node_intto1_8104402_200882541 | 85.407 | bal_3P_4/0AA | 8104402 | no | no |  |  | no |  |  | 0 | 0 | 0 | 0
oh_line_8104402_200882542 |  | ABCD | node_8104402_201069869 | node_8104402_200882542 | 206.696 | bal_3P_4/0AC | 8104402 | no | no |  |  | no |  |  | 0 | 0 | 0 | 0
oh_line_8104402_200882543 |  | AD | node_8104402_200882507 | node_8104402_200882543 | 153.575 | bal_1P_4/0AA | 8104402 | no | no |  |  | no |  |  | 0 | 0 | 0 | 0
oh_line_8104402_200882544 |  | AD | node_8104402_200882593 | node_8104402_200882544 | 249.95 | bal_1P_2AC | 8104402 | no | no |  |  | no |  |  | 0 | 0 | 0 | 0
oh_line_8104402_200882545 |  | AD | node_8104402_200882544 | node_8104402_200882545 | 330.454 | bal_1P_1/0AA | 8104402 | no | no |  |  | no |  |  | 0 | 0 | 0 | 0
oh_line_8104402_200882546 |  | AD | node_8104402_200882545 | node_8104402_200882546 | 243.893 | bal_1P_1/0AA | 8104402 | no | no |  |  | no |  |  | 0 | 0 | 0 | 0
oh_line_8104402_200882547 |  | AD | node_8104402_200882545 | node_8104402_200882547 | 264.141 | bal_1P_1/0AA | 8104402 | no | no |  |  | no |  |  | 0 | 0 | 0 | 0
oh_line_8104402_200882548 |  | AD | node_8104402_200882547 | node_intto1_8104402_200882548 | 256.138 | bal_1P_1/0AA | 8104402 | no | no |  |  | no |  |  | 0 | 0 | 0 | 0
oh_line_8104402_200882549 |  | AD | node_8104402_200882548 | node_8104402_200882549 | 261.084 | bal_1P_1/0AA | 8104402 | no | no |  |  | no |  |  | 0 | 0 | 0 | 0
oh_line_8104402_200882550 |  | AD | node_8104402_200882544 | node_8104402_200882550 | 277.335 | bal_1P_2AC | 8104402 | no | no |  |  | no |  |  | 0 | 0 | 0 | 0
oh_line_8104402_200882551 |  | AD | node_8104402_200882550 | node_8104402_200882551 | 137.327 | bal_1P_2AC | 8104402 | no | no |  |  | no |  |  | 0 | 0 | 0 | 0
oh_line_8104402_200882552 |  | AD | node_8104402_200882551 | node_8104402_200882552 | 240.11 | bal_1P_2AC | 8104402 | no | no |  |  | no |  |  | 0 | 0 | 0 | 0
oh_line_8104402_200882553 |  | AD | node_8104402_200882552 | node_8104402_200882553 | 289.659 | bal_1P_2AC | 8104402 | no | no |  |  | no |  |  | 0 | 0 | 0 | 0
oh_line_8104402_200882556 |  | AD | node_8104402_200882553 | node_8104402_200882556 | 226.393 | bal_1P_2AC | 8104402 | no | no |  |  | no |  |  | 0 | 0 | 0 | 0
oh_line_8104402_200882557 |  | AD | node_8104402_200882556 | node_8104402_200882557 | 276.297 | bal_1P_2AC | 8104402 | no | no |  |  | no |  |  | 0 | 0 | 0 | 0
oh_line_8104402_200882558 |  | AD | node_8104402_200882557 | node_8104402_200882558 | 251.446 | bal_1P_2AC | 8104402 | no | no |  |  | no |  |  | 0 | 0 | 0 | 0
oh_line_8104402_200882559 |  | AD | node_8104402_200882558 | node_8104402_200882559 | 267.353 | bal_1P_2AC | 8104402 | no | no |  |  | no |  |  | 0 | 0 | 0 | 0
oh_line_8104402_200882560 |  | AD | node_8104402_200882559 | node_8104402_200882560 | 261.497 | bal_1P_2AC | 8104402 | no | no |  |  | no |  |  | 0 | 0 | 0 | 0
oh_line_8104402_200882561 |  | AD | node_8104402_200882560 | node_8104402_200882561 | 156.55 | bal_1P_1/0AA | 8104402 | no | no |  |  | no |  |  | 0 | 0 | 0 | 0
oh_line_8104402_200882563 |  | AD | node_8104402_200882560 | node_8104402_200882563 | 293.962 | bal_1P_2AC | 8104402 | no | no |  |  | no |  |  | 0 | 0 | 0 | 0
oh_line_8104402_200882565 |  | AD | node_8104402_200882563 | node_8104402_200882565 | 359.774 | bal_1P_2AC | 8104402 | no | no |  |  | no |  |  | 0 | 0 | 0 | 0
oh_line_8104402_200882566 |  | AD | node_8104402_200882565 | node_8104402_200882566 | 315.84 | bal_1P_2AC | 8104402 | no | no |  |  | no |  |  | 0 | 0 | 0 | 0
oh_line_8104402_200882567 |  | AD | node_8104402_200882566 | node_8104402_200882567 | 273.91 | bal_1P_2AC | 8104402 | no | no |  |  | no |  |  | 0 | 0 | 0 | 0
oh_line_8104402_200882568 |  | AD | node_8104402_200882567 | node_8104402_200882568 | 296.297 | bal_1P_4/0AA | 8104402 | no | no |  |  | no |  |  | 0 | 0 | 0 | 0
oh_line_8104402_200882569 |  | AD | node_8104402_200882568 | node_8104402_200882569 | 246.833 | bal_1P_4/0AA | 8104402 | no | no |  |  | no |  |  | 0 | 0 | 0 | 0
oh_line_8104402_200882570-1 |  | AD | node_1398669_153_15450468_978 | node_8104402_200882570 | 8.028 | bal_1P_4/0AA | 8104402 | no | no |  |  | no |  |  | 0 | 0 | 0 | 0
oh_line_8104402_200882570-2 |  | AD | node_220608123 | node_1398669_153_15450468_978 | 132.518 | bal_1P_4/0AA | 8104402 | no | no |  |  | no |  |  | 0 | 0 | 0 | 0
oh_line_8104402_200882570-3 |  | AD | node_8104402_200882543 | node_intto1_220608123 | 8.629 | bal_1P_4/0AA | 8104402 | no | no |  |  | no |  |  | 0 | 0 | 0 | 0
oh_line_8104402_200882571 |  | AD | node_8104402_200882569 | node_8104402_200882571 | 261.112 | bal_1P_4/0AA | 8104402 | no | no |  |  | no |  |  | 0 | 0 | 0 | 0
oh_line_8104402_200882573 |  | AD | node_8104402_200882571 | node_8104402_200882573 | 223.583 | bal_1P_4/0AA | 8104402 | no | no |  |  | no |  |  | 0 | 0 | 0 | 0
oh_line_8104402_200882574 |  | AD | node_8104402_200882573 | node_8104402_200882574 | 238.985 | bal_1P_4/0AA | 8104402 | no | no |  |  | no |  |  | 0 | 0 | 0 | 0
oh_line_8104402_200882575 |  | AD | node_8104402_200882574 | node_8104402_200882575 | 225.101 | bal_1P_4/0AA | 8104402 | no | no |  |  | no |  |  | 0 | 0 | 0 | 0
oh_line_8104402_200882576 |  | AD | node_8104402_200882570 | node_8104402_200882576 | 104.878 | bal_1P_4/0AA | 8104402 | no | no |  |  | no |  |  | 0 | 0 | 0 | 0
oh_line_8104402_200882577 |  | AD | node_8104402_200882576 | node_8104402_200882577 | 175.383 | bal_1P_4/0AA | 8104402 | no | no |  |  | no |  |  | 0 | 0 | 0 | 0
oh_line_8104402_200882579 |  | AD | node_8104402_200882577 | node_8104402_200882579 | 131.547 | bal_1P_4/0AA | 8104402 | no | no |  |  | no |  |  | 0 | 0 | 0 | 0
oh_line_8104402_200882580 |  | AD | node_8104402_200882579 | node_8104402_200882580 | 113.94 | bal_1P_4/0AA | 8104402 | no | no |  |  | no |  |  | 0 | 0 | 0 | 0
oh_line_8104402_200882583 |  | AD | node_8104402_200882580 | node_8104402_200882583 | 287.084 | bal_1P_4/0AA | 8104402 | no | no |  |  | no |  |  | 0 | 0 | 0 | 0
oh_line_8104402_200882584 |  | AD | node_8104402_200882583 | node_8104402_200882584 | 272.384 | bal_1P_2AC | 8104402 | no | no |  |  | no |  |  | 0 | 0 | 0 | 0
oh_line_8104402_200882587 |  | AD | node_8104402_200882584 | node_8104402_200882587 | 208.866 | bal_1P_2AC | 8104402 | no | no |  |  | no |  |  | 0 | 0 | 0 | 0
oh_line_8104402_200882588 |  | AD | node_8104402_200882587 | node_8104402_200882588 | 263.215 | bal_1P_2AC | 8104402 | no | no |  |  | no |  |  | 0 | 0 | 0 | 0
oh_line_8104402_200882589 |  | AD | node_8104402_200882588 | node_8104402_200882589 | 241.161 | bal_1P_2AC | 8104402 | no | no |  |  | no |  |  | 0 | 0 | 0 | 0
oh_line_8104402_200882590 |  | AD | node_8104402_200882589 | node_8104402_200882590 | 201.8 | bal_1P_2AC | 8104402 | no | no |  |  | no |  |  | 0 | 0 | 0 | 0
oh_line_8104402_200882592 |  | AD | node_8104402_200882590 | node_8104402_200882592 | 257.945 | bal_1P_2AC | 8104402 | no | no |  |  | no |  |  | 0 | 0 | 0 | 0
oh_line_8104402_200882593 |  | AD | node_8104402_200882592 | node_8104402_200882593 | 246.295 | bal_1P_2AC | 8104402 | no | no |  |  | no |  |  | 0 | 0 | 0 | 0
oh_line_8104402_200882594 |  | AD | node_8104402_200882576 | node_8104402_200882594 | 71.047 | bal_1P_1/0AA | 8104402 | no | no |  |  | no |  |  | 0 | 0 | 0 | 0
oh_line_8104402_200882595 |  | AD | node_8104402_200882594 | node_8104402_200882595 | 115.804 | bal_1P_1/0AA | 8104402 | no | no |  |  | no |  |  | 0 | 0 | 0 | 0
oh_line_8104402_200882601 |  | AD | node_8104402_200882514 | node_8104402_200882601 | 209.654 | bal_1P_1/0AA | 8104402 | no | no |  |  | no |  |  | 0 | 0 | 0 | 0
oh_line_8104402_200882621 |  | AD | node_8104402_200882601 | node_8104402_200882621 | 308.779 | bal_1P_1/0AA | 8104402 | no | no |  |  | no |  |  | 0 | 0 | 0 | 0
oh_line_8104402_200882668 |  | AD | node_8104402_200882670 | node_8104402_200882668 | 340.878 | bal_1P_4/0AA | 8104402 | no | no |  |  | no |  |  | 0 | 0 | 0 | 0
oh_line_8104402_200882670 |  | AD | node_8104402_200882671 | node_8104402_200882670 | 269.682 | bal_1P_4/0AA | 8104402 | no | no |  |  | no |  |  | 0 | 0 | 0 | 0
oh_line_8104402_200882671 |  | AD | node_8104402_200882672 | node_8104402_200882671 | 299.59 | bal_1P_4/0AC | 8104402 | no | no |  |  | no |  |  | 0 | 0 | 0 | 0
oh_line_8104402_200882672 |  | AD | node_8104402_200882673 | node_8104402_200882672 | 324.299 | bal_1P_4/0AC | 8104402 | no | no |  |  | no |  |  | 0 | 0 | 0 | 0
oh_line_8104402_200882673 |  | AD | node_8104402_200882674 | node_intto1_8104402_200882673 | 285.904 | bal_1P_4/0AC | 8104402 | no | no |  |  | no |  |  | 0 | 0 | 0 | 0
oh_line_8104402_200882674 |  | AD | node_8104402_200882676 | node_8104402_200882674 | 323.001 | bal_1P_4/0AC | 8104402 | no | no |  |  | no |  |  | 0 | 0 | 0 | 0
oh_line_8104402_200882676 |  | AD | node_8104402_200882677 | node_8104402_200882676 | 323.366 | bal_1P_4/0AC | 8104402 | no | no |  |  | no |  |  | 0 | 0 | 0 | 0
oh_line_8104402_200882677 |  | AD | node_8104402_200882678 | node_8104402_200882677 | 303.835 | bal_1P_4/0AC | 8104402 | no | no |  |  | no |  |  | 0 | 0 | 0 | 0
oh_line_8104402_200882678 |  | AD | node_8104402_200882679 | node_8104402_200882678 | 320.84 | bal_1P_4/0AC | 8104402 | no | no |  |  | no |  |  | 0 | 0 | 0 | 0
oh_line_8104402_200882679 |  | ABCD | node_8104402_201069867 | node_intto1_8104402_200882679 | 124.278 | bal_3P_1/0AC | 8104402 | no | no |  |  | no |  |  | 0 | 0 | 0 | 0
oh_line_8104402_200882680 |  | ABCD | node_8104402_200882679 | node_8104402_200882680 | 222.622 | bal_3P_1/0AC | 8104402 | no | no |  |  | no |  |  | 0 | 0 | 0 | 0
oh_line_8104402_200882682 |  | ABCD | node_8104402_200950439 | node_8104402_200882682 | 408.021 | bal_3P_4/0AC | 8104402 | no | no |  |  | no |  |  | 0 | 0 | 0 | 0
oh_line_8104402_200882688 |  | AN | node_8104402_200883208 | node_intto1_8104402_200882688 | 300.688 | bal_1P_2AC_2AC(N) | 8104402 | no | no |  |  | no |  |  | 0 | 0 | 0 | 0
oh_line_8104402_200882689 |  | AD | node_8104402_200882716 | node_8104402_200882689 | 439.484 | bal_1P_3-128CW | 8104402 | no | no |  |  | no |  |  | 0 | 0 | 0 | 0
oh_line_8104402_200882690 |  | AD | node_8104402_200882689 | node_8104402_200882690 | 252.288 | bal_1P_3-128CW | 8104402 | no | no |  |  | no |  |  | 0 | 0 | 0 | 0
oh_line_8104402_200882691 |  | AD | node_8104402_200882690 | node_8104402_200882691 | 126.533 | bal_1P_3-128CW | 8104402 | no | no |  |  | no |  |  | 0 | 0 | 0 | 0
oh_line_8104402_200882692 |  | AD | node_8104402_200882691 | node_8104402_200882692 | 307.241 | bal_1P_3-128CW | 8104402 | no | no |  |  | no |  |  | 0 | 0 | 0 | 0
oh_line_8104402_200882693 |  | AD | node_8104402_200882692 | node_8104402_200882693 | 280.035 | bal_1P_3-128CW | 8104402 | no | no |  |  | no |  |  | 0 | 0 | 0 | 0
oh_line_8104402_200882695 |  | AD | node_8104402_200971681 | node_8104402_200882695 | 413.871 | bal_1P_3-128CW | 8104402 | no | no |  |  | no |  |  | 0 | 0 | 0 | 0
oh_line_8104402_200882696 |  | AD | node_8104402_200882695 | node_8104402_200882696 | 229.541 | bal_1P_1/0AA | 8104402 | no | no |  |  | no |  |  | 0 | 0 | 0 | 0
oh_line_8104402_200882699 |  | AD | node_8104402_201012082 | node_8104402_200882699 | 455.6 | bal_1P_3-128CW | 8104402 | no | no |  |  | no |  |  | 0 | 0 | 0 | 0
oh_line_8104402_200882700 |  | AD | node_8104402_200882699 | node_8104402_200882700 | 414.701 | bal_1P_3-128CW | 8104402 | no | no |  |  | no |  |  | 0 | 0 | 0 | 0
oh_line_8104402_200882702 |  | AD | node_8104402_200882700 | node_8104402_200882702 | 238.011 | bal_1P_3-128CW | 8104402 | no | no |  |  | no |  |  | 0 | 0 | 0 | 0
oh_line_8104402_200882703 |  | AD | node_8104402_200882702 | node_8104402_200882703 | 242.666 | bal_1P_3-128CW | 8104402 | no | no |  |  | no |  |  | 0 | 0 | 0 | 0
oh_line_8104402_200882704 |  | AN | node_8104402_200882688 | node_8104402_200882704 | 301.551 | bal_1P_2AC_2AC(N) | 8104402 | no | no |  |  | no |  |  | 0 | 0 | 0 | 0
oh_line_8104402_200882705 |  | AD | node_8104402_200882703 | node_8104402_200882705 | 745.548 | bal_1P_3-128CW | 8104402 | no | no |  |  | no |  |  | 0 | 0 | 0 | 0
oh_line_8104402_200882706 |  | AN | node_8104402_200882704 | node_8104402_200882706 | 293.004 | bal_1P_2AC_2AC(N) | 8104402 | no | no |  |  | no |  |  | 0 | 0 | 0 | 0
oh_line_8104402_200882707 |  | AN | node_8104402_200882706 | node_8104402_200882707 | 295.166 | bal_1P_2AC_2AC(N) | 8104402 | no | no |  |  | no |  |  | 0 | 0 | 0 | 0
oh_line_8104402_200882708 |  | AN | node_8104402_201020297 | node_8104402_200882708 | 75.575 | bal_1P_2AC_2AC(N) | 8104402 | no | no |  |  | no |  |  | 0 | 0 | 0 | 0
oh_line_8104402_200882709-1 |  | AN | node_8104402_200882708 | node_intto1_220387525 | 353.209 | bal_1P_2AC_2AC(N) | 8104402 | no | no |  |  | no |  |  | 0 | 0 | 0 | 0
oh_line_8104402_200882709-2 |  | AN | node_220387525 | node_intto1_220465143 | 15.26 | bal_1P_2AC_2AC(N) | 8104402 | no | no |  |  | no |  |  | 0 | 0 | 0 | 0
oh_line_8104402_200882709-3 |  | AN | node_220465143 | node_8104402_200882709 | 15.496 | bal_1P_2AC_2AC(N) | 8104402 | no | no |  |  | no |  |  | 0 | 0 | 0 | 0
oh_line_8104402_200882710 |  | AD | node_8104402_200882709 | node_8104402_200882710 | 250.179 | bal_1P_3-128CW | 8104402 | no | no |  |  | no |  |  | 0 | 0 | 0 | 0
oh_line_8104402_200882711 |  | AD | node_8104402_200882710 | node_intto1_8104402_200882711 | 201.87 | bal_1P_3-128CW | 8104402 | no | no |  |  | no |  |  | 0 | 0 | 0 | 0
oh_line_8104402_200882712 |  | AD | node_8104402_200882711 | node_8104402_200882712 | 454.425 | bal_1P_3-128CW | 8104402 | no | no |  |  | no |  |  | 0 | 0 | 0 | 0
oh_line_8104402_200882713 |  | AD | node_8104402_200882712 | node_8104402_200882713 | 476.431 | bal_1P_3-128CW | 8104402 | no | no |  |  | no |  |  | 0 | 0 | 0 | 0
oh_line_8104402_200882714 |  | AD | node_8104402_200882713 | node_8104402_200882714 | 137.719 | bal_1P_3-128CW | 8104402 | no | no |  |  | no |  |  | 0 | 0 | 0 | 0
oh_line_8104402_200882715 |  | AD | node_8104402_200882714 | node_8104402_200882715 | 218.793 | bal_1P_3-128CW | 8104402 | no | no |  |  | no |  |  | 0 | 0 | 0 | 0
oh_line_8104402_200882716 |  | AD | node_8104402_200882715 | node_8104402_200882716 | 137.737 | bal_1P_3-128CW | 8104402 | no | no |  |  | no |  |  | 0 | 0 | 0 | 0
oh_line_8104402_200882717 |  | ABCD | node_8104402_200882762 | node_8104402_200882717 | 75.301 | bal_3P_2AC | 8104402 | no | no |  |  | no |  |  | 0 | 0 | 0 | 0
oh_line_8104402_200882718 |  | AD | node_8104402_200882717 | node_8104402_200882718 | 184.256 | bal_1P_2AC | 8104402 | no | no |  |  | no |  |  | 0 | 0 | 0 | 0
oh_line_8104402_200882719 |  | ABCD | node_8104402_200882717 | node_8104402_200882719 | 292.272 | bal_3P_2AC | 8104402 | no | no |  |  | no |  |  | 0 | 0 | 0 | 0
oh_line_8104402_200882720-1 |  | ABCD | node_8104402_200882719 | node_1388038_043_15450490_427 | 289.742 | bal_3P_2AC | 8104402 | no | no |  |  | no |  |  | 0 | 0 | 0 | 0
oh_line_8104402_200882720-2 |  | ABCD | node_1388038_043_15450490_427 | node_8104402_200882720 | 13.314 | bal_3P_2AC | 8104402 | no | no |  |  | no |  |  | 0 | 0 | 0 | 0
oh_line_8104402_200882721 |  | ABCD | node_8104402_200882720 | node_8104402_200882721 | 296.955 | bal_3P_2AC | 8104402 | no | no |  |  | no |  |  | 0 | 0 | 0 | 0
oh_line_8104402_200882722 |  | ABCD | node_8104402_200882721 | node_8104402_200882722 | 191.899 | bal_3P_2AC | 8104402 | no | no |  |  | no |  |  | 0 | 0 | 0 | 0
oh_line_8104402_200882723 |  | ABCD | node_8104402_200882722 | node_8104402_200882723 | 203.56 | bal_3P_2AC | 8104402 | no | no |  |  | no |  |  | 0 | 0 | 0 | 0
oh_line_8104402_200882724 |  | ABCD | node_8104402_200882723 | node_8104402_200882724 | 306.131 | bal_3P_2AC | 8104402 | no | no |  |  | no |  |  | 0 | 0 | 0 | 0
oh_line_8104402_200882725 |  | ABCD | node_8104402_200882724 | node_8104402_200882725 | 299.151 | bal_3P_2AC | 8104402 | no | no |  |  | no |  |  | 0 | 0 | 0 | 0
oh_line_8104402_200882726 |  | ABCD | node_8104402_200882725 | node_8104402_200882726 | 312.257 | bal_3P_2AC | 8104402 | no | no |  |  | no |  |  | 0 | 0 | 0 | 0
oh_line_8104402_200882727 |  | ABCD | node_8104402_200882726 | node_8104402_200882727 | 357.504 | bal_3P_2AC | 8104402 | no | no |  |  | no |  |  | 0 | 0 | 0 | 0
oh_line_8104402_200882728 |  | ABCD | node_8104402_200882727 | node_8104402_200882728 | 343.94 | bal_3P_2AC | 8104402 | no | no |  |  | no |  |  | 0 | 0 | 0 | 0
oh_line_8104402_200882729 |  | ABCD | node_8104402_200882728 | node_8104402_200882729 | 285.749 | bal_3P_2AC | 8104402 | no | no |  |  | no |  |  | 0 | 0 | 0 | 0
oh_line_8104402_200882730 |  | ABCD | node_8104402_200882729 | node_8104402_200882730 | 249.098 | bal_3P_2AC | 8104402 | no | no |  |  | no |  |  | 0 | 0 | 0 | 0
oh_line_8104402_200882731 |  | ABCD | node_8104402_200882730 | node_8104402_200882731 | 303.333 | bal_3P_2AC | 8104402 | no | no |  |  | no |  |  | 0 | 0 | 0 | 0
oh_line_8104402_200882732 |  | ABCD | node_8104402_200882731 | node_8104402_200882732 | 414.571 | bal_3P_2AC | 8104402 | no | no |  |  | no |  |  | 0 | 0 | 0 | 0
oh_line_8104402_200882733 |  | ABCD | node_8104402_200882732 | node_8104402_200882733 | 351.92 | bal_3P_2AC | 8104402 | no | no |  |  | no |  |  | 0 | 0 | 0 | 0
oh_line_8104402_200882734 |  | ABCD | node_8104402_200882733 | node_8104402_200882734 | 341.522 | bal_3P_2AC | 8104402 | no | no |  |  | no |  |  | 0 | 0 | 0 | 0
oh_line_8104402_200882735 |  | ABCD | node_8104402_200882734 | node_intto1_8104402_200882735 | 337.294 | bal_3P_2AC | 8104402 | no | no |  |  | no |  |  | 0 | 0 | 0 | 0
oh_line_8104402_200882736 |  | ABCD | node_8104402_200882735 | node_8104402_200882736 | 499.992 | bal_3P_2AC | 8104402 | no | no |  |  | no |  |  | 0 | 0 | 0 | 0
oh_line_8104402_200882737 |  | ABCD | node_8104402_200882736 | node_8104402_200882737 | 331.504 | bal_3P_2AC | 8104402 | no | no |  |  | no |  |  | 0 | 0 | 0 | 0
oh_line_8104402_200882738 |  | ABCD | node_8104402_200882737 | node_8104402_200882738 | 155.477 | bal_3P_2AC | 8104402 | no | no |  |  | no |  |  | 0 | 0 | 0 | 0
oh_line_8104402_200882739 |  | ABCD | node_8104402_200882738 | node_8104402_200882739 | 264.428 | bal_3P_2AC | 8104402 | no | no |  |  | no |  |  | 0 | 0 | 0 | 0
oh_line_8104402_200882740 |  | ABCD | node_8104402_200882739 | node_8104402_200882740 | 280.783 | bal_3P_2AC | 8104402 | no | no |  |  | no |  |  | 0 | 0 | 0 | 0
oh_line_8104402_200882741 |  | ABCD | node_8104402_200882740 | node_8104402_200882741 | 326.846 | bal_3P_2AC | 8104402 | no | no |  |  | no |  |  | 0 | 0 | 0 | 0
oh_line_8104402_200882742 |  | ABCD | node_8104402_200882741 | node_8104402_200882742 | 344.91 | bal_3P_2AC | 8104402 | no | no |  |  | no |  |  | 0 | 0 | 0 | 0
oh_line_8104402_200882743 |  | ABCD | node_8104402_200882742 | node_8104402_200882743 | 313.433 | bal_3P_2AC | 8104402 | no | no |  |  | no |  |  | 0 | 0 | 0 | 0
oh_line_8104402_200882744 |  | ABCD | node_8104402_200882743 | node_8104402_200882744 | 290.94 | bal_3P_2AC | 8104402 | no | no |  |  | no |  |  | 0 | 0 | 0 | 0
oh_line_8104402_200882745 |  | ABCD | node_8104402_200882744 | node_8104402_200882745 | 272.417 | bal_3P_2AC | 8104402 | no | no |  |  | no |  |  | 0 | 0 | 0 | 0
oh_line_8104402_200882746 |  | ABCD | node_8104402_200882745 | node_8104402_200882746 | 328.819 | bal_3P_2AC | 8104402 | no | no |  |  | no |  |  | 0 | 0 | 0 | 0
oh_line_8104402_200882747 |  | ABCD | node_8104402_200882746 | node_8104402_200882747 | 275.268 | bal_3P_2AC | 8104402 | no | no |  |  | no |  |  | 0 | 0 | 0 | 0
oh_line_8104402_200882749 |  | ABCD | node_8104402_200882747 | node_8104402_200882749 | 310.857 | bal_3P_2AC | 8104402 | no | no |  |  | no |  |  | 0 | 0 | 0 | 0
oh_line_8104402_200882750 |  | ABCD | node_8104402_200882749 | node_intto1_8104402_200882750 | 346.065 | bal_3P_2AC | 8104402 | no | no |  |  | no |  |  | 0 | 0 | 0 | 0
oh_line_8104402_200882751 |  | ABCD | node_8104402_200882750 | node_8104402_200882751 | 190.879 | bal_3P_2AC | 8104402 | no | no |  |  | no |  |  | 0 | 0 | 0 | 0
oh_line_8104402_200882752 |  | ABCD | node_8104402_200882751 | node_8104402_200882752 | 294.963 | bal_3P_2AC | 8104402 | no | no |  |  | no |  |  | 0 | 0 | 0 | 0
oh_line_8104402_200882754 |  | ABCD | node_8104402_200882752 | node_8104402_200882754 | 328.734 | bal_3P_2AC | 8104402 | no | no |  |  | no |  |  | 0 | 0 | 0 | 0
oh_line_8104402_200882755 |  | ABCD | node_8104402_200882754 | node_8104402_200882755 | 237.83 | bal_3P_2AC | 8104402 | no | no |  |  | no |  |  | 0 | 0 | 0 | 0
oh_line_8104402_200882756 |  | ABCD | node_8104402_200882755 | node_8104402_200882756 | 380.014 | bal_3P_2AC | 8104402 | no | no |  |  | no |  |  | 0 | 0 | 0 | 0
oh_line_8104402_200882757 |  | ABCD | node_8104402_200882756 | node_8104402_200882757 | 341.891 | bal_3P_2AC | 8104402 | no | no |  |  | no |  |  | 0 | 0 | 0 | 0
oh_line_8104402_200882762-1 |  | ABCN | node_8104402_200883285 | node_intto1_220387631 | 9.907 | bal_3P_4/0AA_1/0AA(N) | 8104402 | no | no |  |  | no |  |  | 0 | 0 | 0 | 0
oh_line_8104402_200882762-2 |  | ABCN | node_220387631 | node_intto1_220608112 | 229.311 | bal_3P_4/0AA_1/0AA(N) | 8104402 | no | no |  |  | no |  |  | 0 | 0 | 0 | 0
oh_line_8104402_200882762-3 |  | ABCN | node_220608112 | node_intto1_220465235 | 13.101 | bal_3P_4/0AA_1/0AA(N) | 8104402 | no | no |  |  | no |  |  | 0 | 0 | 0 | 0
oh_line_8104402_200882762-4 |  | ABCN | node_220465235 | node_8104402_200882762 | 4.634 | bal_3P_4/0AA_1/0AA(N) | 8104402 | no | no |  |  | no |  |  | 0 | 0 | 0 | 0
oh_line_8104402_200882763 |  | AD | node_8104402_200883044 | node_8104402_200882763 | 369.753 | bal_1P_4ACW | 8104402 | no | no |  |  | no |  |  | 0 | 0 | 0 | 0
oh_line_8104402_200882764 |  | AD | node_8104402_200882763 | node_intto1_8104402_200882764 | 373.311 | bal_1P_2AC | 8104402 | no | no |  |  | no |  |  | 0 | 0 | 0 | 0
oh_line_8104402_200882766 |  | AD | node_8104402_200882764 | node_8104402_200882766 | 490.534 | bal_1P_2AC | 8104402 | no | no |  |  | no |  |  | 0 | 0 | 0 | 0
oh_line_8104402_200882767 |  | AD | node_8104402_200882766 | node_8104402_200882767 | 650.896 | bal_1P_2AC | 8104402 | no | no |  |  | no |  |  | 0 | 0 | 0 | 0
oh_line_8104402_200882768 |  | AD | node_8104402_200882767 | node_8104402_200882768 | 364.566 | bal_1P_2AC | 8104402 | no | no |  |  | no |  |  | 0 | 0 | 0 | 0
oh_line_8104402_200882769 |  | AD | node_8104402_200882768 | node_8104402_200882769 | 321.455 | bal_1P_2AC | 8104402 | no | no |  |  | no |  |  | 0 | 0 | 0 | 0
oh_line_8104402_200882770 |  | AD | node_8104402_200882769 | node_8104402_200882770 | 139.391 | bal_1P_2AC | 8104402 | no | no |  |  | no |  |  | 0 | 0 | 0 | 0
oh_line_8104402_200882771 |  | AD | node_8104402_200882770 | node_8104402_200882771 | 327.95 | bal_1P_4ACW | 8104402 | no | no |  |  | no |  |  | 0 | 0 | 0 | 0
oh_line_8104402_200882772 |  | AD | node_8104402_200882771 | node_intto1_8104402_200882772 | 453.078 | bal_1P_2AC | 8104402 | no | no |  |  | no |  |  | 0 | 0 | 0 | 0
oh_line_8104402_200882773 |  | AD | node_8104402_200882771 | node_intto1_8104402_200882773 | 519.93 | bal_1P_4ACW | 8104402 | no | no |  |  | no |  |  | 0 | 0 | 0 | 0
oh_line_8104402_200882774 |  | AD | node_8104402_200882773 | node_8104402_200882774 | 457.851 | bal_1P_4ACW | 8104402 | no | no |  |  | no |  |  | 0 | 0 | 0 | 0
oh_line_8104402_200882775 |  | AD | node_8104402_200882774 | node_8104402_200882775 | 492.288 | bal_1P_4ACW | 8104402 | no | no |  |  | no |  |  | 0 | 0 | 0 | 0
oh_line_8104402_200882776 |  | AD | node_8104402_200882775 | node_8104402_200882776 | 377.806 | bal_1P_1/0AA | 8104402 | no | no |  |  | no |  |  | 0 | 0 | 0 | 0
oh_line_8104402_200882791 |  | AD | node_8104402_200882738 | node_8104402_200882791 | 57.615 | bal_1P_1/0AA | 8104402 | no | no |  |  | no |  |  | 0 | 0 | 0 | 0
oh_line_8104402_200882792 |  | AD | node_8104402_200882791 | node_intto1_8104402_200882792 | 254.319 | bal_1P_1/0AA | 8104402 | no | no |  |  | no |  |  | 0 | 0 | 0 | 0
oh_line_8104402_200882793 |  | AD | node_8104402_200882811 | node_8104402_200882793 | 334.552 | bal_1P_1/0AA | 8104402 | no | no |  |  | no |  |  | 0 | 0 | 0 | 0
oh_line_8104402_200882795 |  | AD | node_8104402_312133291 | node_8104402_200882795 | 190.304 | bal_1P_2AC | 8104402 | no | no |  |  | no |  |  | 0 | 0 | 0 | 0
oh_line_8104402_200882796 |  | AD | node_8104402_200882792 | node_8104402_200882796 | 255.327 | bal_1P_1/0AA | 8104402 | no | no |  |  | no |  |  | 0 | 0 | 0 | 0
oh_line_8104402_200882797 |  | AD | node_8104402_200882796 | node_8104402_200882797 | 306.516 | bal_1P_1/0AA | 8104402 | no | no |  |  | no |  |  | 0 | 0 | 0 | 0
oh_line_8104402_200882798 |  | AD | node_8104402_200882797 | node_8104402_200882798 | 365.72 | bal_1P_1/0AA | 8104402 | no | no |  |  | no |  |  | 0 | 0 | 0 | 0
oh_line_8104402_200882799 |  | AD | node_8104402_200882798 | node_8104402_200882799 | 249.309 | bal_1P_1/0AA | 8104402 | no | no |  |  | no |  |  | 0 | 0 | 0 | 0
oh_line_8104402_200882800 |  | AD | node_8104402_200882799 | node_8104402_200882800 | 93.163 | bal_1P_1/0AA | 8104402 | no | no |  |  | no |  |  | 0 | 0 | 0 | 0
oh_line_8104402_200882801 |  | AD | node_8104402_200882800 | node_8104402_200882801 | 279.103 | bal_1P_1/0AA | 8104402 | no | no |  |  | no |  |  | 0 | 0 | 0 | 0
oh_line_8104402_200882802 |  | AD | node_8104402_200882801 | node_8104402_200882802 | 262.151 | bal_1P_1/0AA | 8104402 | no | no |  |  | no |  |  | 0 | 0 | 0 | 0
oh_line_8104402_200882803 |  | AD | node_8104402_200882799 | node_8104402_200882803 | 236.461 | bal_1P_1/0AA | 8104402 | no | no |  |  | no |  |  | 0 | 0 | 0 | 0
oh_line_8104402_200882804 |  | AD | node_8104402_200882803 | node_8104402_200882804 | 210.146 | bal_1P_1/0AA | 8104402 | no | no |  |  | no |  |  | 0 | 0 | 0 | 0
oh_line_8104402_200882806 |  | AD | node_8104402_200882804 | node_8104402_200882806 | 316.941 | bal_1P_1/0AA | 8104402 | no | no |  |  | no |  |  | 0 | 0 | 0 | 0
oh_line_8104402_200882807 |  | AD | node_8104402_200882806 | node_8104402_200882807 | 291.19 | bal_1P_1/0AA | 8104402 | no | no |  |  | no |  |  | 0 | 0 | 0 | 0
oh_line_8104402_200882808 |  | AD | node_8104402_200882807 | node_8104402_200882808 | 319.143 | bal_1P_1/0AA | 8104402 | no | no |  |  | no |  |  | 0 | 0 | 0 | 0
oh_line_8104402_200882809 |  | AD | node_8104402_200882808 | node_8104402_200882809 | 238.797 | bal_1P_1/0AA | 8104402 | no | no |  |  | no |  |  | 0 | 0 | 0 | 0
oh_line_8104402_200882810 |  | AD | node_8104402_200882809 | node_8104402_200882810 | 359.659 | bal_1P_1/0AA | 8104402 | no | no |  |  | no |  |  | 0 | 0 | 0 | 0
oh_line_8104402_200882811 |  | AD | node_8104402_200882810 | node_8104402_200882811 | 351.12 | bal_1P_1/0AA | 8104402 | no | no |  |  | no |  |  | 0 | 0 | 0 | 0
oh_line_8104402_200882945 |  | AD | node_8104402_200961942 | node_8104402_200882945 | 364.195 | bal_1P_4AC | 8104402 | no | no |  |  | no |  |  | 0 | 0 | 0 | 0
oh_line_8104402_200882946 |  | AD | node_8104402_200882945 | node_8104402_200882946 | 328.177 | bal_1P_4AC | 8104402 | no | no |  |  | no |  |  | 0 | 0 | 0 | 0
oh_line_8104402_200882947 |  | AD | node_8104402_200882946 | node_8104402_200882947 | 553.336 | bal_1P_4AC | 8104402 | no | no |  |  | no |  |  | 0 | 0 | 0 | 0
oh_line_8104402_200882948 |  | AD | node_8104402_200882947 | node_8104402_200882948 | 207.789 | bal_1P_4AC | 8104402 | no | no |  |  | no |  |  | 0 | 0 | 0 | 0
oh_line_8104402_200882949 |  | AD | node_8104402_200882948 | node_8104402_200882949 | 117.402 | bal_1P_1/0AA | 8104402 | no | no |  |  | no |  |  | 0 | 0 | 0 | 0
oh_line_8104402_200882950 |  | AD | node_8104402_200882949 | node_8104402_200882950 | 283.478 | bal_1P_1/0AA | 8104402 | no | no |  |  | no |  |  | 0 | 0 | 0 | 0
oh_line_8104402_200882957 |  | AD | node_8104402_201064671 | node_intto1_8104402_200882957 | 367.193 | bal_1P_4AC | 8104402 | no | no |  |  | no |  |  | 0 | 0 | 0 | 0
oh_line_8104402_200882958 |  | AD | node_8104402_200882957 | node_8104402_200882958 | 332.999 | bal_1P_4AC | 8104402 | no | no |  |  | no |  |  | 0 | 0 | 0 | 0
oh_line_8104402_200882960 |  | ABCD | node_8104402_200882530 | node_8104402_200882960 | 197.421 | bal_3P_1/0AA | 8104402 | no | no |  |  | no |  |  | 0 | 0 | 0 | 0
oh_line_8104402_200882961-1 |  | AD | node_8104402_200882961 | node_8104402_200882687 | 55.605 | bal_1P_1/0AA | 8104402 | no | no |  |  | no |  |  | 0 | 0 | 0 | 0
oh_line_8104402_200882961-2 |  | ABCD | node_8104402_200882960 | node_8104402_200882961 | 244.83 | bal_3P_1/0AA | 8104402 | no | no |  |  | no |  |  | 0 | 0 | 0 | 0
oh_line_8104402_200882962 |  | AD | node_8104402_200882978 | node_8104402_200882962 | 343.079 | bal_1P_2AC | 8104402 | no | no |  |  | no |  |  | 0 | 0 | 0 | 0
oh_line_8104402_200882963 |  | AD | node_8104402_200882962 | node_8104402_200882963 | 322.063 | bal_1P_2AC | 8104402 | no | no |  |  | no |  |  | 0 | 0 | 0 | 0
oh_line_8104402_200882964 |  | AD | node_8104402_200882963 | node_8104402_200882964 | 348.158 | bal_1P_2AC | 8104402 | no | no |  |  | no |  |  | 0 | 0 | 0 | 0
oh_line_8104402_200882965 |  | AD | node_8104402_200882964 | node_8104402_200882965 | 412.296 | bal_1P_2AC | 8104402 | no | no |  |  | no |  |  | 0 | 0 | 0 | 0
oh_line_8104402_200882966 |  | AD | node_8104402_200882965 | node_8104402_200882966 | 136.846 | bal_1P_2AC | 8104402 | no | no |  |  | no |  |  | 0 | 0 | 0 | 0
oh_line_8104402_200882967 |  | AD | node_8104402_200882966 | node_8104402_200882967 | 291.237 | bal_1P_1/0AC | 8104402 | no | no |  |  | no |  |  | 0 | 0 | 0 | 0
oh_line_8104402_200882969 |  | AD | node_8104402_310032795 | node_8104402_200882969 | 243.761 | bal_1P_1/0AA | 8104402 | no | no |  |  | no |  |  | 0 | 0 | 0 | 0
oh_line_8104402_200882970 |  | AD | node_8104402_200882969 | node_8104402_200882970 | 238.18 | bal_1P_1/0AA | 8104402 | no | no |  |  | no |  |  | 0 | 0 | 0 | 0
oh_line_8104402_200882971 |  | AD | node_8104402_200882970 | node_intto1_8104402_200882971 | 448.687 | bal_1P_4AC | 8104402 | no | no |  |  | no |  |  | 0 | 0 | 0 | 0
oh_line_8104402_200882972 |  | AD | node_8104402_200882971 | node_8104402_200882972 | 314.083 | bal_1P_4AC | 8104402 | no | no |  |  | no |  |  | 0 | 0 | 0 | 0
oh_line_8104402_200882974 |  | AD | node_8104402_200955431 | node_8104402_200882974 | 247.665 | bal_1P_4AC | 8104402 | no | no |  |  | no |  |  | 0 | 0 | 0 | 0
oh_line_8104402_200882975 |  | AD | node_8104402_200882974 | node_8104402_200882975 | 273.445 | bal_1P_2AC | 8104402 | no | no |  |  | no |  |  | 0 | 0 | 0 | 0
oh_line_8104402_200882976 |  | AD | node_8104402_200882975 | node_8104402_200882976 | 220.466 | bal_1P_2AC | 8104402 | no | no |  |  | no |  |  | 0 | 0 | 0 | 0
oh_line_8104402_200882977 |  | AD | node_8104402_200882976 | node_8104402_200882977 | 176.515 | bal_1P_2AC | 8104402 | no | no |  |  | no |  |  | 0 | 0 | 0 | 0
oh_line_8104402_200882978 |  | AD | node_8104402_200882977 | node_8104402_200882978 | 197.919 | bal_1P_2AC | 8104402 | no | no |  |  | no |  |  | 0 | 0 | 0 | 0
oh_line_8104402_200882979 |  | AD | node_8104402_200882771 | node_intto1_8104402_200882979 | 440.601 | bal_1P_2AC | 8104402 | no | no |  |  | no |  |  | 0 | 0 | 0 | 0
oh_line_8104402_200882980 |  | AD | node_8104402_200883004 | node_8104402_200882980 | 340.238 | bal_1P_2AC | 8104402 | no | no |  |  | no |  |  | 0 | 0 | 0 | 0
oh_line_8104402_200882981 |  | AD | node_8104402_200882980 | node_8104402_200882981 | 262.964 | bal_1P_2AC | 8104402 | no | no |  |  | no |  |  | 0 | 0 | 0 | 0
oh_line_8104402_200882982 |  | AD | node_8104402_200882981 | node_8104402_200882982 | 424.369 | bal_1P_2AC | 8104402 | no | no |  |  | no |  |  | 0 | 0 | 0 | 0
oh_line_8104402_200882983 |  | AD | node_8104402_200882982 | node_8104402_200882983 | 384.21 | bal_1P_2AC | 8104402 | no | no |  |  | no |  |  | 0 | 0 | 0 | 0
oh_line_8104402_200882984 |  | AD | node_8104402_200882983 | node_8104402_200882984 | 285.734 | bal_1P_2AC | 8104402 | no | no |  |  | no |  |  | 0 | 0 | 0 | 0
oh_line_8104402_200882986 |  | AD | node_8104402_200882984 | node_8104402_200882986 | 410.639 | bal_1P_2AC | 8104402 | no | no |  |  | no |  |  | 0 | 0 | 0 | 0
oh_line_8104402_200882987 |  | AD | node_8104402_200882986 | node_8104402_200882987 | 443.429 | bal_1P_2AC | 8104402 | no | no |  |  | no |  |  | 0 | 0 | 0 | 0
oh_line_8104402_200882988 |  | AD | node_8104402_200882987 | node_8104402_200882988 | 416.055 | bal_1P_2AC | 8104402 | no | no |  |  | no |  |  | 0 | 0 | 0 | 0
oh_line_8104402_200882989 |  | AD | node_8104402_200882988 | node_8104402_200882989 | 100.498 | bal_1P_1/0AA | 8104402 | no | no |  |  | no |  |  | 0 | 0 | 0 | 0
oh_line_8104402_200882990 |  | AD | node_8104402_200882988 | node_8104402_200882990 | 373.89 | bal_1P_2AC | 8104402 | no | no |  |  | no |  |  | 0 | 0 | 0 | 0
oh_line_8104402_200882991 |  | AD | node_8104402_200882990 | node_8104402_200882991 | 186.834 | bal_1P_2AC | 8104402 | no | no |  |  | no |  |  | 0 | 0 | 0 | 0
oh_line_8104402_200882992 |  | AD | node_8104402_200882979 | node_8104402_200882992 | 127.841 | bal_1P_2AC | 8104402 | no | no |  |  | no |  |  | 0 | 0 | 0 | 0
oh_line_8104402_200882993 |  | AD | node_8104402_200882992 | node_8104402_200882993 | 250.609 | bal_1P_2AC | 8104402 | no | no |  |  | no |  |  | 0 | 0 | 0 | 0
oh_line_8104402_200882994 |  | AD | node_8104402_200882991 | node_8104402_200882994 | 206.943 | bal_1P_1/0AA | 8104402 | no | no |  |  | no |  |  | 0 | 0 | 0 | 0
oh_line_8104402_200882995 |  | AD | node_8104402_200882994 | node_8104402_200882995 | 207.864 | bal_1P_1/0AA | 8104402 | no | no |  |  | no |  |  | 0 | 0 | 0 | 0
oh_line_8104402_200882996 |  | AD | node_8104402_200882995 | node_8104402_200882996 | 222.829 | bal_1P_1/0AA | 8104402 | no | no |  |  | no |  |  | 0 | 0 | 0 | 0
oh_line_8104402_200882997 |  | AD | node_8104402_200882996 | node_8104402_200882997 | 202.984 | bal_1P_1/0AA | 8104402 | no | no |  |  | no |  |  | 0 | 0 | 0 | 0
oh_line_8104402_200882998 |  | AD | node_8104402_200882993 | node_8104402_200882998 | 192.827 | bal_1P_1/0AA | 8104402 | no | no |  |  | no |  |  | 0 | 0 | 0 | 0
oh_line_8104402_200882999 |  | AD | node_8104402_200882998 | node_8104402_200882999 | 275.852 | bal_1P_1/0AA | 8104402 | no | no |  |  | no |  |  | 0 | 0 | 0 | 0
oh_line_8104402_200883000 |  | AD | node_8104402_200882999 | node_8104402_200883000 | 313.362 | bal_1P_1/0AA | 8104402 | no | no |  |  | no |  |  | 0 | 0 | 0 | 0
oh_line_8104402_200883001 |  | AD | node_8104402_200883000 | node_8104402_200883001 | 277.936 | bal_1P_1/0AA | 8104402 | no | no |  |  | no |  |  | 0 | 0 | 0 | 0
oh_line_8104402_200883002 |  | AD | node_8104402_200883001 | node_8104402_200883002 | 325.693 | bal_1P_2AC | 8104402 | no | no |  |  | no |  |  | 0 | 0 | 0 | 0
oh_line_8104402_200883004 |  | AD | node_8104402_201036174 | node_8104402_200883004 | 271.44 | bal_1P_2AC | 8104402 | no | no |  |  | no |  |  | 0 | 0 | 0 | 0
oh_line_8104402_200883005 |  | AD | node_8104402_200882691 | node_8104402_200883005 | 382.308 | bal_1P_3-128CW | 8104402 | no | no |  |  | no |  |  | 0 | 0 | 0 | 0
oh_line_8104402_200883036-1 |  | AD | node_8104402_200883049 | node_intto1_220417191 | 9.203 | bal_1P_1/0AC | 8104402 | no | no |  |  | no |  |  | 0 | 0 | 0 | 0
oh_line_8104402_200883036-2 |  | AD | node_220417191 | node_intto1_310038172 | 8.638 | bal_1P_1/0AC | 8104402 | no | no |  |  | no |  |  | 0 | 0 | 0 | 0
oh_line_8104402_200883036-3 |  | AD | node_310038172 | node_8104402_200883036 | 634.795 | bal_1P_1/0AC | 8104402 | no | no |  |  | no |  |  | 0 | 0 | 0 | 0
oh_line_8104402_200883037 |  | AD | node_8104402_200883057 | node_8104402_200883037 | 253.568 | bal_1P_1/0AA | 8104402 | no | no |  |  | no |  |  | 0 | 0 | 0 | 0
oh_line_8104402_200883038 |  | AD | node_8104402_200883037 | node_8104402_200883038 | 252.928 | bal_1P_1/0AA | 8104402 | no | no |  |  | no |  |  | 0 | 0 | 0 | 0
oh_line_8104402_200883039 |  | AD | node_8104402_200883038 | node_8104402_200883039 | 260.165 | bal_1P_1/0AA | 8104402 | no | no |  |  | no |  |  | 0 | 0 | 0 | 0
oh_line_8104402_200883040 |  | AD | node_8104402_310013419 | node_8104402_200883040 | 219.248 | bal_1P_1/0AA | 8104402 | no | no |  |  | no |  |  | 0 | 0 | 0 | 0
oh_line_8104402_200883041 |  | AD | node_8104402_310013682 | node_8104402_200883041 | 281.449 | bal_1P_1/0AA | 8104402 | no | no |  |  | no |  |  | 0 | 0 | 0 | 0
oh_line_8104402_200883042 |  | AD | node_8104402_310013683 | node_8104402_200883042 | 260.076 | bal_1P_1/0AA | 8104402 | no | no |  |  | no |  |  | 0 | 0 | 0 | 0
oh_line_8104402_200883043 |  | AD | node_8104402_200883042 | node_8104402_200883043 | 215.014 | bal_1P_4ACW | 8104402 | no | no |  |  | no |  |  | 0 | 0 | 0 | 0
oh_line_8104402_200883044 |  | AD | node_8104402_200883043 | node_8104402_200883044 | 361.256 | bal_1P_4ACW | 8104402 | no | no |  |  | no |  |  | 0 | 0 | 0 | 0
oh_line_8104402_200883045 |  | AN | node_8104402_200883291 | node_8104402_200883045 | 135.121 | bal_1P_1/0AA_1/0AA(N) | 8104402 | no | no |  |  | no |  |  | 0 | 0 | 0 | 0
oh_line_8104402_200883047-1 |  | AN | node_8104402_200883045 | node_intto1_220387537 | 120.775 | bal_1P_1/0AA_1/0AA(N) | 8104402 | no | no |  |  | no |  |  | 0 | 0 | 0 | 0
oh_line_8104402_200883047-2 |  | AN | node_220387537 | node_intto1_220463719 | 15.585 | bal_1P_1/0AA_1/0AA(N) | 8104402 | no | no |  |  | no |  |  | 0 | 0 | 0 | 0
oh_line_8104402_200883047-3 |  | AN | node_220463719 | node_8104402_200883047 | 14.47 | bal_1P_1/0AA_1/0AA(N) | 8104402 | no | no |  |  | no |  |  | 0 | 0 | 0 | 0
oh_line_8104402_200883048 |  | AD | node_8104402_200883047 | node_8104402_200883048 | 139.577 | bal_1P_2AC | 8104402 | no | no |  |  | no |  |  | 0 | 0 | 0 | 0
oh_line_8104402_200883049 |  | AD | node_8104402_200883048 | node_8104402_200883049 | 279.818 | bal_1P_2AC | 8104402 | no | no |  |  | no |  |  | 0 | 0 | 0 | 0
oh_line_8104402_200883050 |  | AD | node_8104402_200883051 | node_intto1_8104402_200883050 | 108.893 | bal_1P_1/0AA | 8104402 | no | no |  |  | no |  |  | 0 | 0 | 0 | 0
oh_line_8104402_200883051 |  | AD | node_8104402_200883049 | node_8104402_200883051 | 83.943 | bal_1P_1/0AA | 8104402 | no | no |  |  | no |  |  | 0 | 0 | 0 | 0
oh_line_8104402_200883052 |  | AD | node_8104402_200883049 | node_8104402_200883052 | 380.683 | bal_1P_2AC | 8104402 | no | no |  |  | no |  |  | 0 | 0 | 0 | 0
oh_line_8104402_200883054 |  | AD | node_8104402_200883052 | node_8104402_200883054 | 313.82 | bal_1P_2AC | 8104402 | no | no |  |  | no |  |  | 0 | 0 | 0 | 0
oh_line_8104402_200883055 |  | AD | node_8104402_200883054 | node_8104402_200883055 | 309.111 | bal_1P_1/0AA | 8104402 | no | no |  |  | no |  |  | 0 | 0 | 0 | 0
oh_line_8104402_200883056 |  | AD | node_8104402_200883055 | node_8104402_200883056 | 268.288 | bal_1P_1/0AA | 8104402 | no | no |  |  | no |  |  | 0 | 0 | 0 | 0
oh_line_8104402_200883057 |  | AD | node_8104402_200883056 | node_8104402_200883057 | 300.64 | bal_1P_1/0AA | 8104402 | no | no |  |  | no |  |  | 0 | 0 | 0 | 0
oh_line_8104402_200883059 |  | ABCN | node_8104402_200883060 | node_8104402_200883059 | 222.438 | bal_3P_4/0AC_1/0AC(N) | 8104402 | no | no |  |  | no |  |  | 0 | 0 | 0 | 0
oh_line_8104402_200883060 |  | ABCN | node_8104402_200883061 | node_8104402_200883060 | 204.781 | bal_3P_4/0AC_1/0AC(N) | 8104402 | no | no |  |  | no |  |  | 0 | 0 | 0 | 0
oh_line_8104402_200883061 |  | ABCN | node_8104402_200883062 | node_intto1_8104402_200883061 | 286.801 | bal_3P_4/0AC_1/0AC(N) | 8104402 | no | no |  |  | no |  |  | 0 | 0 | 0 | 0
oh_line_8104402_200883062 |  | ABCN | node_8104402_200883063 | node_8104402_200883062 | 299.649 | bal_3P_4/0AC_1/0AC(N) | 8104402 | no | no |  |  | no |  |  | 0 | 0 | 0 | 0
oh_line_8104402_200883063 |  | ABCN | node_8104402_200883064 | node_8104402_200883063 | 294.367 | bal_3P_4/0AC_1/0AC(N) | 8104402 | no | no |  |  | no |  |  | 0 | 0 | 0 | 0
oh_line_8104402_200883064 |  | ABCN | node_8104402_200883065 | node_8104402_200883064 | 271.889 | bal_3P_4/0AC_1/0AC(N) | 8104402 | no | no |  |  | no |  |  | 0 | 0 | 0 | 0
oh_line_8104402_200883065 |  | ABCN | node_8104402_200883066 | node_8104402_200883065 | 264.648 | bal_3P_4/0AC_1/0AC(N) | 8104402 | no | no |  |  | no |  |  | 0 | 0 | 0 | 0
oh_line_8104402_200883066 |  | ABCN | node_8104402_200883067 | node_8104402_200883066 | 247.229 | bal_3P_4/0AC_1/0AC(N) | 8104402 | no | no |  |  | no |  |  | 0 | 0 | 0 | 0
oh_line_8104402_200883067 |  | ABCN | node_8104402_200883068 | node_8104402_200883067 | 279.612 | bal_3P_4/0AC_1/0AC(N) | 8104402 | no | no |  |  | no |  |  | 0 | 0 | 0 | 0
oh_line_8104402_200883068 |  | ABCN | node_8104402_200883069 | node_8104402_200883068 | 269.171 | bal_3P_4/0AC_1/0AC(N) | 8104402 | no | no |  |  | no |  |  | 0 | 0 | 0 | 0
oh_line_8104402_200883069 |  | ABCN | node_8104402_200883070 | node_8104402_200883069 | 278.311 | bal_3P_4/0AC_1/0AC(N) | 8104402 | no | no |  |  | no |  |  | 0 | 0 | 0 | 0
oh_line_8104402_200883070 |  | ABCN | node_8104402_200883071 | node_8104402_200883070 | 275.449 | bal_3P_4/0AC_1/0AC(N) | 8104402 | no | no |  |  | no |  |  | 0 | 0 | 0 | 0
oh_line_8104402_200883071 |  | ABCN | node_8104402_200883072 | node_8104402_200883071 | 256.31 | bal_3P_4/0AC_1/0AC(N) | 8104402 | no | no |  |  | no |  |  | 0 | 0 | 0 | 0
oh_line_8104402_200883072 |  | ABCN | node_8104402_200883073 | node_8104402_200883072 | 237.987 | bal_3P_4/0AC_1/0AC(N) | 8104402 | no | no |  |  | no |  |  | 0 | 0 | 0 | 0
oh_line_8104402_200883073 |  | ABCN | node_8104402_200883074 | node_8104402_200883073 | 238.068 | bal_3P_4/0AC_1/0AC(N) | 8104402 | no | no |  |  | no |  |  | 0 | 0 | 0 | 0
oh_line_8104402_200883074 |  | ABCN | node_8104402_200883075 | node_8104402_200883074 | 261.164 | bal_3P_4/0AC_1/0AC(N) | 8104402 | no | no |  |  | no |  |  | 0 | 0 | 0 | 0
oh_line_8104402_200883075 |  | ABCN | node_8104402_200883076 | node_8104402_200883075 | 279.039 | bal_3P_4/0AC_1/0AC(N) | 8104402 | no | no |  |  | no |  |  | 0 | 0 | 0 | 0
oh_line_8104402_200883076 |  | ABCN | node_8104402_200883077 | node_8104402_200883076 | 272.072 | bal_3P_4/0AC_1/0AC(N) | 8104402 | no | no |  |  | no |  |  | 0 | 0 | 0 | 0
oh_line_8104402_200883077 |  | ABCN | node_8104402_200883078 | node_8104402_200883077 | 275.346 | bal_3P_4/0AC_1/0AC(N) | 8104402 | no | no |  |  | no |  |  | 0 | 0 | 0 | 0
oh_line_8104402_200883078 |  | ABCN | node_8104402_200883079 | node_8104402_200883078 | 260.011 | bal_3P_4/0AC_1/0AC(N) | 8104402 | no | no |  |  | no |  |  | 0 | 0 | 0 | 0
oh_line_8104402_200883079 |  | ABCN | node_8104402_200883080 | node_8104402_200883079 | 266.883 | bal_3P_4/0AC_1/0AC(N) | 8104402 | no | no |  |  | no |  |  | 0 | 0 | 0 | 0
oh_line_8104402_200883080 |  | ABCN | node_8104402_200883081 | node_8104402_200883080 | 276.018 | bal_3P_4/0AC_1/0AC(N) | 8104402 | no | no |  |  | no |  |  | 0 | 0 | 0 | 0
oh_line_8104402_200883081 |  | ABCN | node_8104402_200883082 | node_8104402_200883081 | 252.261 | bal_3P_4/0AC_1/0AC(N) | 8104402 | no | no |  |  | no |  |  | 0 | 0 | 0 | 0
oh_line_8104402_200883082 |  | ABCN | node_8104402_200883083 | node_8104402_200883082 | 259.055 | bal_3P_4/0AC_1/0AC(N) | 8104402 | no | no |  |  | no |  |  | 0 | 0 | 0 | 0
oh_line_8104402_200883083 |  | ABCN | node_8104402_200883084 | node_8104402_200883083 | 301.209 | bal_3P_4/0AC_1/0AC(N) | 8104402 | no | no |  |  | no |  |  | 0 | 0 | 0 | 0
oh_line_8104402_200883084 |  | ABCN | node_8104402_200883085 | node_8104402_200883084 | 310.397 | bal_3P_4/0AC_1/0AC(N) | 8104402 | no | no |  |  | no |  |  | 0 | 0 | 0 | 0
oh_line_8104402_200883085 |  | ABCN | node_8104402_200883086 | node_8104402_200883085 | 310.171 | bal_3P_4/0AC_1/0AC(N) | 8104402 | no | no |  |  | no |  |  | 0 | 0 | 0 | 0
oh_line_8104402_200883086 |  | ABCN | node_8104402_200883087 | node_8104402_200883086 | 278.621 | bal_3P_4/0AC_1/0AC(N) | 8104402 | no | no |  |  | no |  |  | 0 | 0 | 0 | 0
oh_line_8104402_200883087 |  | ABCN | node_8104402_200883088 | node_8104402_200883087 | 167.571 | bal_3P_4/0AC_1/0AC(N) | 8104402 | no | no |  |  | no |  |  | 0 | 0 | 0 | 0
oh_line_8104402_200883088 |  | ABCN | node_8104402_200883089 | node_8104402_200883088 | 180.984 | bal_3P_4/0AC_1/0AC(N) | 8104402 | no | no |  |  | no |  |  | 0 | 0 | 0 | 0
oh_line_8104402_200883089 |  | ABCN | node_8104402_200883090 | node_intto1_8104402_200883089 | 113.518 | bal_3P_4/0AC_1/0AC(N) | 8104402 | no | no |  |  | no |  |  | 0 | 0 | 0 | 0
oh_line_8104402_200883090-1 |  | ABCN | node_8104402_200883091 | node_intto1_421X5-220417194 | 106.423 | bal_3P_4/0AC_1/0AC(N) | 8104402 | no | no |  |  | no |  |  | 0 | 0 | 0 | 0
oh_line_8104402_200883090-2 |  | ABCN | node_421X5-220417194 | node_intto1_421X52-220411259 | 4.938 | bal_3P_4/0AC_1/0AC(N) | 8104402 | no | no |  |  | no |  |  | 0 | 0 | 0 | 0
oh_line_8104402_200883090-3 |  | ABCN | node_421X52-220411259 | node_8104402_200883090 | 7.329 | bal_3P_4/0AC_1/0AC(N) | 8104402 | no | no |  |  | no |  |  | 0 | 0 | 0 | 0
oh_line_8104402_200883091 |  | ABCN | node_8104402_310051364 | node_8104402_200883091 | 254.933 | bal_3P_4/0AC_1/0AC(N) | 8104402 | no | no |  |  | no |  |  | 0 | 0 | 0 | 0
oh_line_8104402_200883104 |  | ABCN | node_8104402_200883105 | node_8104402_200883104 | 197.892 | bal_3P_4/0AC_1/0AC(N) | 8104402 | no | no |  |  | no |  |  | 0 | 0 | 0 | 0
oh_line_8104402_200883105 |  | ABCN | node_8104402_200883107 | node_8104402_200883105 | 116.831 | bal_3P_4/0AC_1/0AC(N) | 8104402 | no | no |  |  | no |  |  | 0 | 0 | 0 | 0
oh_line_8104402_200883107 |  | ABCN | node_8104402_200883109 | node_intto1_8104402_200883107 | 202.51 | bal_3P_4/0AC_1/0AC(N) | 8104402 | no | no |  |  | no |  |  | 0 | 0 | 0 | 0
oh_line_8104402_200883109 |  | ABCN | node_8104402_200883110 | node_8104402_200883109 | 74.169 | bal_3P_4/0AA_1/0AC(N) | 8104402 | no | no |  |  | no |  |  | 0 | 0 | 0 | 0
oh_line_8104402_200883110 |  | ABCN | node_8104402_200883113 | node_8104402_200883110 | 139.77 | bal_3P_4/0AA_1/0AC(N) | 8104402 | no | no |  |  | no |  |  | 0 | 0 | 0 | 0
oh_line_8104402_200883111 |  | AN | node_8104402_200883110 | node_intto1_8104402_200883111 | 206.769 | bal_1P_1/0AA_1/0AA(N) | 8104402 | no | no |  |  | no |  |  | 0 | 0 | 0 | 0
oh_line_8104402_200883112 |  | AD | node_8104402_200983120 | node_8104402_200883112 | 126.726 | bal_1P_1/0AA | 8104402 | no | no |  |  | no |  |  | 0 | 0 | 0 | 0
oh_line_8104402_200883113 |  | ABCN | node_8104402_200883114 | node_8104402_200883113 | 170.652 | bal_3P_4/0AC_1/0AC(N) | 8104402 | no | no |  |  | no |  |  | 0 | 0 | 0 | 0
oh_line_8104402_200883114 |  | ABCN | node_8104402_200883115 | node_8104402_200883114 | 183.559 | bal_3P_4/0AC_1/0AC(N) | 8104402 | no | no |  |  | no |  |  | 0 | 0 | 0 | 0
oh_line_8104402_200883115 |  | ABCN | node_8104402_200883116 | node_8104402_200883115 | 169.951 | bal_3P_4/0AC_1/0AC(N) | 8104402 | no | no |  |  | no |  |  | 0 | 0 | 0 | 0
oh_line_8104402_200883116 |  | ABCN | node_8104402_200883117 | node_8104402_200883116 | 170.598 | bal_3P_4/0AC_1/0AC(N) | 8104402 | no | no |  |  | no |  |  | 0 | 0 | 0 | 0
oh_line_8104402_200883117 |  | ABCN | node_8104402_200883118 | node_8104402_200883117 | 155.426 | bal_3P_4/0AC_1/0AC(N) | 8104402 | no | no |  |  | no |  |  | 0 | 0 | 0 | 0
oh_line_8104402_200883118 |  | ABCN | node_8104402_201037189 | node_8104402_200883118 | 164.952 | bal_3P_4/0AC_1/0AC(N) | 8104402 | no | no |  |  | no |  |  | 0 | 0 | 0 | 0
oh_line_8104402_200883120 |  | ABCN | node_8104402_200883121 | node_8104402_200883120 | 160.604 | bal_3P_4/0AC_1/0AC(N) | 8104402 | no | no |  |  | no |  |  | 0 | 0 | 0 | 0
oh_line_8104402_200883121 |  | ABCN | node_8104402_200978980 | node_8104402_200883121 | 172.743 | bal_3P_4/0AC_1/0AC(N) | 8104402 | no | no |  |  | no |  |  | 0 | 0 | 0 | 0
oh_line_8104402_200883124 |  | ABCN | node_8104402_200883125 | node_8104402_200883124 | 247.612 | bal_3P_4/0AC_1/0AC(N) | 8104402 | no | no |  |  | no |  |  | 0 | 0 | 0 | 0
oh_line_8104402_200883125 |  | ABCN | node_8104402_200883127 | node_intto1_8104402_200883125 | 160.94 | bal_3P_4/0AC_1/0AC(N) | 8104402 | no | no |  |  | no |  |  | 0 | 0 | 0 | 0
oh_line_8104402_200883127 |  | ABCN | node_8104402_200883128 | node_8104402_200883127 | 161.686 | bal_3P_4/0AC_1/0AC(N) | 8104402 | no | no |  |  | no |  |  | 0 | 0 | 0 | 0
oh_line_8104402_200883128 |  | ABCN | node_8104402_200883129 | node_8104402_200883128 | 185.092 | bal_3P_4/0AC_1/0AC(N) | 8104402 | no | no |  |  | no |  |  | 0 | 0 | 0 | 0
oh_line_8104402_200883129 |  | ABCN | node_8104402_200883133 | node_8104402_200883129 | 230.769 | bal_3P_4/0AC_1/0AC(N) | 8104402 | no | no |  |  | no |  |  | 0 | 0 | 0 | 0
oh_line_8104402_200883130 |  | ABCN | node_8104402_200883129 | node_intto1_8104402_200883130 | 157.688 | bal_3P_4/0AC_1/0AC(N) | 8104402 | no | no |  |  | no |  |  | 0 | 0 | 0 | 0
oh_line_8104402_200883133 |  | ABCN | node_8104402_200883134 | node_8104402_200883133 | 242.398 | bal_3P_4/0AC_1/0AC(N) | 8104402 | no | no |  |  | no |  |  | 0 | 0 | 0 | 0
oh_line_8104402_200883134 |  | ABCN | node_8104402_200883135 | node_8104402_200883134 | 224.474 | bal_3P_4/0AC_1/0AC(N) | 8104402 | no | no |  |  | no |  |  | 0 | 0 | 0 | 0
oh_line_8104402_200883135 |  | ABCN | node_8104402_200883141 | node_8104402_200883135 | 357.394 | bal_3P_4/0AC_1/0AC(N) | 8104402 | no | no |  |  | no |  |  | 0 | 0 | 0 | 0
oh_line_8104402_200883139 |  | AN | node_8104402_200883135 | node_8104402_200883139 | 318.268 | bal_1P_1/0AC_1/0AC(N) | 8104402 | no | no |  |  | no |  |  | 0 | 0 | 0 | 0
oh_line_8104402_200883141 |  | ABCN | node_8104402_200883143 | node_intto1_8104402_200883141 | 227.777 | bal_3P_4/0AC_1/0AC(N) | 8104402 | no | no |  |  | no |  |  | 0 | 0 | 0 | 0
oh_line_8104402_200883143 |  | ABCN | node_8104402_200883144 | node_8104402_200883143 | 275.543 | bal_3P_4/0AC_1/0AC(N) | 8104402 | no | no |  |  | no |  |  | 0 | 0 | 0 | 0
oh_line_8104402_200883144 |  | ABCN | node_8104402_200883145 | node_8104402_200883144 | 268.726 | bal_3P_4/0AC_1/0AC(N) | 8104402 | no | no |  |  | no |  |  | 0 | 0 | 0 | 0
oh_line_8104402_200883145 |  | ABCN | node_8104402_200883146 | node_8104402_200883145 | 276.99 | bal_3P_4/0AC_1/0AC(N) | 8104402 | no | no |  |  | no |  |  | 0 | 0 | 0 | 0
oh_line_8104402_200883146 |  | ABCN | node_8104402_200883147 | node_8104402_200883146 | 322.401 | bal_3P_4/0AC_1/0AC(N) | 8104402 | no | no |  |  | no |  |  | 0 | 0 | 0 | 0
oh_line_8104402_200883147 |  | ABCN | node_8104402_200883148 | node_8104402_200883147 | 362.844 | bal_3P_4/0AC_1/0AC(N) | 8104402 | no | no |  |  | no |  |  | 0 | 0 | 0 | 0
oh_line_8104402_200883148 |  | ABCN | node_8104402_200883149 | node_8104402_200883148 | 186.22 | bal_3P_4/0AC_1/0AC(N) | 8104402 | no | no |  |  | no |  |  | 0 | 0 | 0 | 0
oh_line_8104402_200883149 |  | ABCN | node_8104402_200883151 | node_8104402_200883149 | 220.44 | bal_3P_4/0AC_1/0AC(N) | 8104402 | no | no |  |  | no |  |  | 0 | 0 | 0 | 0
oh_line_8104402_200883151 |  | ABCN | node_8104402_200883152 | node_8104402_200883151 | 276.619 | bal_3P_4/0AC_1/0AC(N) | 8104402 | no | no |  |  | no |  |  | 0 | 0 | 0 | 0
oh_line_8104402_200883152 |  | ABCN | node_8104402_200883153 | node_8104402_200883152 | 123.268 | bal_3P_4/0AC_1/0AC(N) | 8104402 | no | no |  |  | no |  |  | 0 | 0 | 0 | 0
oh_line_8104402_200883153 |  | ABCN | node_8104402_200883154 | node_8104402_200883153 | 196.663 | bal_3P_4/0AC_1/0AC(N) | 8104402 | no | no |  |  | no |  |  | 0 | 0 | 0 | 0
oh_line_8104402_200883154 |  | ABCN | node_8104402_200883155 | node_8104402_200883154 | 203.615 | bal_3P_4/0AC_1/0AC(N) | 8104402 | no | no |  |  | no |  |  | 0 | 0 | 0 | 0
oh_line_8104402_200883155 |  | ABCN | node_8104402_200883160 | node_8104402_200883155 | 231.941 | bal_3P_4/0AC_1/0AC(N) | 8104402 | no | no |  |  | no |  |  | 0 | 0 | 0 | 0
oh_line_8104402_200883156 |  | AN | node_8104402_200883155 | node_8104402_200883156 | 61.286 | bal_1P_2AC_2AC(N) | 8104402 | no | no |  |  | no |  |  | 0 | 0 | 0 | 0
oh_line_8104402_200883157 |  | AN | node_8104402_200883156 | node_intto1_8104402_200883157 | 512.086 | bal_1P_2AC_2AC(N) | 8104402 | no | no |  |  | no |  |  | 0 | 0 | 0 | 0
oh_line_8104402_200883158 |  | AN | node_8104402_200883157 | node_8104402_200883158 | 389.078 | bal_1P_2AC_2AC(N) | 8104402 | no | no |  |  | no |  |  | 0 | 0 | 0 | 0
oh_line_8104402_200883160 |  | ABCN | node_8104402_200883161 | node_8104402_200883160 | 238.37 | bal_3P_4/0AC_1/0AC(N) | 8104402 | no | no |  |  | no |  |  | 0 | 0 | 0 | 0
oh_line_8104402_200883161 |  | ABCN | node_8104402_200883162 | node_8104402_200883161 | 211.88 | bal_3P_4/0AC_1/0AC(N) | 8104402 | no | no |  |  | no |  |  | 0 | 0 | 0 | 0
oh_line_8104402_200883162 |  | ABCN | node_8104402_200883163 | node_8104402_200883162 | 203.839 | bal_3P_4/0AC_1/0AC(N) | 8104402 | no | no |  |  | no |  |  | 0 | 0 | 0 | 0
oh_line_8104402_200883163 |  | ABCN | node_8104402_200883165 | node_8104402_200883163 | 203.815 | bal_3P_4/0AC_1/0AC(N) | 8104402 | no | no |  |  | no |  |  | 0 | 0 | 0 | 0
oh_line_8104402_200883165 |  | ABCN | node_8104402_200883166 | node_8104402_200883165 | 275.373 | bal_3P_4/0AC_1/0AC(N) | 8104402 | no | no |  |  | no |  |  | 0 | 0 | 0 | 0
oh_line_8104402_200883166 |  | ABCN | node_8104402_200883168 | node_8104402_200883166 | 315.606 | bal_3P_4/0AC_1/0AC(N) | 8104402 | no | no |  |  | no |  |  | 0 | 0 | 0 | 0
oh_line_8104402_200883168 |  | ABCN | node_8104402_200883169 | node_8104402_200883168 | 227.905 | bal_3P_4/0AC_1/0AC(N) | 8104402 | no | no |  |  | no |  |  | 0 | 0 | 0 | 0
oh_line_8104402_200883169 |  | ABCN | node_8104402_200883170 | node_intto1_8104402_200883169 | 228.044 | bal_3P_4/0AC_1/0AC(N) | 8104402 | no | no |  |  | no |  |  | 0 | 0 | 0 | 0
oh_line_8104402_200883170 |  | ABCN | node_8104402_200883171 | node_8104402_200883170 | 212.812 | bal_3P_4/0AC_1/0AC(N) | 8104402 | no | no |  |  | no |  |  | 0 | 0 | 0 | 0
oh_line_8104402_200883171 |  | ABCN | node_8104402_200883172 | node_8104402_200883171 | 245.745 | bal_3P_4/0AC_1/0AC(N) | 8104402 | no | no |  |  | no |  |  | 0 | 0 | 0 | 0
oh_line_8104402_200883172 |  | ABCN | node_8104402_200883173 | node_8104402_200883172 | 158.889 | bal_3P_4/0AC_1/0AC(N) | 8104402 | no | no |  |  | no |  |  | 0 | 0 | 0 | 0
oh_line_8104402_200883173 |  | ABCN | node_8104402_200883175 | node_intto1_8104402_200883173 | 301.278 | bal_3P_4/0AC_1/0AC(N) | 8104402 | no | no |  |  | no |  |  | 0 | 0 | 0 | 0
oh_line_8104402_200883175 |  | ABCN | node_8104402_200883176 | node_8104402_200883175 | 309.254 | bal_3P_4/0AC_1/0AC(N) | 8104402 | no | no |  |  | no |  |  | 0 | 0 | 0 | 0
oh_line_8104402_200883176 |  | ABCN | node_8104402_200883184 | node_8104402_200883176 | 186.187 | bal_3P_4/0AC_1/0AC(N) | 8104402 | no | no |  |  | no |  |  | 0 | 0 | 0 | 0
oh_line_8104402_200883177 |  | AN | node_8104402_200883176 | node_intto1_8104402_200883177 | 312.14 | bal_1P_2AC_2AC(N) | 8104402 | no | no |  |  | no |  |  | 0 | 0 | 0 | 0
oh_line_8104402_200883178 |  | AN | node_8104402_200883177 | node_8104402_200883178 | 194.806 | bal_1P_2AC_2AC(N) | 8104402 | no | no |  |  | no |  |  | 0 | 0 | 0 | 0
oh_line_8104402_200883179 |  | AN | node_8104402_200883178 | node_8104402_200883179 | 318.362 | bal_1P_2AC_2AC(N) | 8104402 | no | no |  |  | no |  |  | 0 | 0 | 0 | 0
oh_line_8104402_200883180 |  | AN | node_8104402_200883179 | node_8104402_200883180 | 339.319 | bal_1P_2AC_2AC(N) | 8104402 | no | no |  |  | no |  |  | 0 | 0 | 0 | 0
oh_line_8104402_200883181 |  | AN | node_8104402_200883180 | node_8104402_200883181 | 335.319 | bal_1P_1/0AA_1/0AA(N) | 8104402 | no | no |  |  | no |  |  | 0 | 0 | 0 | 0
oh_line_8104402_200883182 |  | AN | node_8104402_200883181 | node_8104402_200883182 | 204.529 | bal_1P_1/0AA_1/0AA(N) | 8104402 | no | no |  |  | no |  |  | 0 | 0 | 0 | 0
oh_line_8104402_200883184 |  | ABCN | node_8104402_200883185 | node_8104402_200883184 | 226.294 | bal_3P_4/0AC_1/0AC(N) | 8104402 | no | no |  |  | no |  |  | 0 | 0 | 0 | 0
oh_line_8104402_200883185 |  | ABCN | node_8104402_200883187 | node_8104402_200883185 | 240.996 | bal_3P_336AC_1/0AC(N) | 8104402 | no | no |  |  | no |  |  | 0 | 0 | 0 | 0
oh_line_8104402_200883187 |  | ABCN | node_8104402_200883188 | node_8104402_200883187 | 248.436 | bal_3P_336AC_1/0AC(N) | 8104402 | no | no |  |  | no |  |  | 0 | 0 | 0 | 0
oh_line_8104402_200883188 |  | ABCN | node_8104402_200883189 | node_8104402_200883188 | 258.101 | bal_3P_336AC_1/0AC(N) | 8104402 | no | no |  |  | no |  |  | 0 | 0 | 0 | 0
oh_line_8104402_200883189 |  | ABCN | node_8104402_200883190 | node_8104402_200883189 | 265.619 | bal_3P_336AC_1/0AC(N) | 8104402 | no | no |  |  | no |  |  | 0 | 0 | 0 | 0
oh_line_8104402_200883190 |  | ABCN | node_8104402_200883191 | node_8104402_200883190 | 239.72 | bal_3P_336AC_1/0AC(N) | 8104402 | no | no |  |  | no |  |  | 0 | 0 | 0 | 0
oh_line_8104402_200883191 |  | ABCN | node_8104402_200883192 | node_8104402_200883191 | 247.527 | bal_3P_336AC_1/0AC(N) | 8104402 | no | no |  |  | no |  |  | 0 | 0 | 0 | 0
oh_line_8104402_200883192 |  | ABCN | node_8104402_200883193 | node_8104402_200883192 | 245.136 | bal_3P_336AC_1/0AC(N) | 8104402 | no | no |  |  | no |  |  | 0 | 0 | 0 | 0
oh_line_8104402_200883193 |  | ABCN | node_8104402_200883194 | node_8104402_200883193 | 243.205 | bal_3P_336AC_1/0AC(N) | 8104402 | no | no |  |  | no |  |  | 0 | 0 | 0 | 0
oh_line_8104402_200883194 |  | ABCN | node_8104402_200883195 | node_8104402_200883194 | 171.153 | bal_3P_336AC_1/0AC(N) | 8104402 | no | no |  |  | no |  |  | 0 | 0 | 0 | 0
oh_line_8104402_200883195 |  | ABCN | node_8104402_200883196 | node_8104402_200883195 | 158.059 | bal_3P_336AC_1/0AC(N) | 8104402 | no | no |  |  | no |  |  | 0 | 0 | 0 | 0
oh_line_8104402_200883196 |  | ABCN | node_8104402_200883197 | node_8104402_200883196 | 250.411 | bal_3P_336AC_1/0AC(N) | 8104402 | no | no |  |  | no |  |  | 0 | 0 | 0 | 0
oh_line_8104402_200883197 |  | ABCN | node_8104402_200883200 | node_8104402_200883197 | 268.991 | bal_3P_336AC_1/0AC(N) | 8104402 | no | no |  |  | no |  |  | 0 | 0 | 0 | 0
oh_line_8104402_200883198 |  | AN | node_8104402_200883197 | node_8104402_200883198 | 276.32 | bal_1P_1/0AA_1/0AA(N) | 8104402 | no | no |  |  | no |  |  | 0 | 0 | 0 | 0
oh_line_8104402_200883199 |  | AN | node_8104402_200883198 | node_8104402_200883199 | 306.968 | bal_1P_1/0AA_1/0AA(N) | 8104402 | no | no |  |  | no |  |  | 0 | 0 | 0 | 0
oh_line_8104402_200883200 |  | ABCN | node_8104402_200883201 | node_8104402_200883200 | 276.636 | bal_3P_336AC_1/0AC(N) | 8104402 | no | no |  |  | no |  |  | 0 | 0 | 0 | 0
oh_line_8104402_200883201 |  | ABCN | node_8104402_200883202 | node_8104402_200883201 | 260.982 | bal_3P_336AC_1/0AC(N) | 8104402 | no | no |  |  | no |  |  | 0 | 0 | 0 | 0
oh_line_8104402_200883202 |  | ABCN | node_8104402_200883203 | node_8104402_200883202 | 110.483 | bal_3P_336AC_1/0AC(N) | 8104402 | no | no |  |  | no |  |  | 0 | 0 | 0 | 0
oh_line_8104402_200883203 |  | ABCN | node_8104402_200883204 | node_8104402_200883203 | 322.708 | bal_3P_4/0AC_1/0AC(N) | 8104402 | no | no |  |  | no |  |  | 0 | 0 | 0 | 0
oh_line_8104402_200883204 |  | ABCN | node_8104402_200883205 | node_8104402_200883204 | 321.444 | bal_3P_4/0AC_1/0AC(N) | 8104402 | no | no |  |  | no |  |  | 0 | 0 | 0 | 0
oh_line_8104402_200883205 |  | ABCN | node_8104402_200883206 | node_8104402_200883205 | 326.269 | bal_3P_4/0AC_1/0AC(N) | 8104402 | no | no |  |  | no |  |  | 0 | 0 | 0 | 0
oh_line_8104402_200883206 |  | ABCN | node_8104402_200883207 | node_8104402_200883206 | 328.618 | bal_3P_4/0AC_1/0AC(N) | 8104402 | no | no |  |  | no |  |  | 0 | 0 | 0 | 0
oh_line_8104402_200883207 |  | ABCN | node_8104402_200883208 | node_8104402_200883207 | 323.504 | bal_3P_4/0AC_1/0AC(N) | 8104402 | no | no |  |  | no |  |  | 0 | 0 | 0 | 0
oh_line_8104402_200883208 |  | ABCN | node_8104402_200883209 | node_8104402_200883208 | 173.794 | bal_3P_4/0AC_1/0AC(N) | 8104402 | no | no |  |  | no |  |  | 0 | 0 | 0 | 0
oh_line_8104402_200883209 |  | ABCN | node_8104402_200883210 | node_8104402_200883209 | 33.135 | bal_3P_4/0AC_1/0AC(N) | 8104402 | no | no |  |  | no |  |  | 0 | 0 | 0 | 0
oh_line_8104402_200883210 |  | ABCN | node_8104402_200883211 | node_intto1_8104402_200883210 | 248.707 | bal_3P_4/0AC_1/0AC(N) | 8104402 | no | no |  |  | no |  |  | 0 | 0 | 0 | 0
oh_line_8104402_200883211 |  | ABCN | node_8104402_200883212 | node_8104402_200883211 | 285.573 | bal_3P_4/0AC_1/0AC(N) | 8104402 | no | no |  |  | no |  |  | 0 | 0 | 0 | 0
oh_line_8104402_200883212 |  | ABCN | node_8104402_200883213 | node_8104402_200883212 | 270.512 | bal_3P_4/0AC_1/0AC(N) | 8104402 | no | no |  |  | no |  |  | 0 | 0 | 0 | 0
oh_line_8104402_200883213 |  | ABCN | node_8104402_200883214 | node_8104402_200883213 | 249.128 | bal_3P_4/0AC_1/0AC(N) | 8104402 | no | no |  |  | no |  |  | 0 | 0 | 0 | 0
oh_line_8104402_200883214 |  | ABCN | node_8104402_200883215 | node_8104402_200883214 | 297.857 | bal_3P_4/0AC_1/0AC(N) | 8104402 | no | no |  |  | no |  |  | 0 | 0 | 0 | 0
oh_line_8104402_200883215 |  | ABCN | node_8104402_200883216 | node_8104402_200883215 | 195.123 | bal_3P_4/0AC_1/0AC(N) | 8104402 | no | no |  |  | no |  |  | 0 | 0 | 0 | 0
oh_line_8104402_200883216 |  | ABCN | node_8104402_200883217 | node_8104402_200883216 | 362.731 | bal_3P_4/0AC_1/0AC(N) | 8104402 | no | no |  |  | no |  |  | 0 | 0 | 0 | 0
oh_line_8104402_200883217 |  | ABCN | node_8104402_200883218 | node_8104402_200883217 | 364.761 | bal_3P_4/0AC_1/0AC(N) | 8104402 | no | no |  |  | no |  |  | 0 | 0 | 0 | 0
oh_line_8104402_200883218 |  | ABCN | node_8104402_200883219 | node_8104402_200883218 | 315.527 | bal_3P_4/0AC_1/0AC(N) | 8104402 | no | no |  |  | no |  |  | 0 | 0 | 0 | 0
oh_line_8104402_200883219 |  | ABCN | node_8104402_200883220 | node_8104402_200883219 | 314.138 | bal_3P_4/0AC_1/0AC(N) | 8104402 | no | no |  |  | no |  |  | 0 | 0 | 0 | 0
oh_line_8104402_200883220 |  | ABCN | node_8104402_200883221 | node_8104402_200883220 | 310.298 | bal_3P_4/0AC_1/0AC(N) | 8104402 | no | no |  |  | no |  |  | 0 | 0 | 0 | 0
oh_line_8104402_200883221 |  | ABCN | node_8104402_200883222 | node_8104402_200883221 | 204.441 | bal_3P_4/0AC_1/0AC(N) | 8104402 | no | no |  |  | no |  |  | 0 | 0 | 0 | 0
oh_line_8104402_200883222 |  | ABCN | node_8104402_200883223 | node_8104402_200883222 | 321.588 | bal_3P_4/0AC_1/0AC(N) | 8104402 | no | no |  |  | no |  |  | 0 | 0 | 0 | 0
oh_line_8104402_200883223 |  | ABCN | node_8104402_200883224 | node_8104402_200883223 | 331.521 | bal_3P_4/0AC_1/0AC(N) | 8104402 | no | no |  |  | no |  |  | 0 | 0 | 0 | 0
oh_line_8104402_200883224 |  | ABCN | node_8104402_200883226 | node_8104402_200883224 | 293.726 | bal_3P_4/0AC_1/0AC(N) | 8104402 | no | no |  |  | no |  |  | 0 | 0 | 0 | 0
oh_line_8104402_200883226 |  | ABCN | node_8104402_200883227 | node_8104402_200883226 | 331.062 | bal_3P_4/0AC_1/0AC(N) | 8104402 | no | no |  |  | no |  |  | 0 | 0 | 0 | 0
oh_line_8104402_200883227 |  | ABCN | node_8104402_200883228 | node_8104402_200883227 | 314.455 | bal_3P_4/0AC_1/0AC(N) | 8104402 | no | no |  |  | no |  |  | 0 | 0 | 0 | 0
oh_line_8104402_200883228 |  | ABCN | node_8104402_200883231 | node_8104402_200883228 | 232.965 | bal_3P_4/0AC_1/0AC(N) | 8104402 | no | no |  |  | no |  |  | 0 | 0 | 0 | 0
oh_line_8104402_200883231 |  | ABCN | node_8104402_200887172 | node_8104402_200883231 | 297.574 | bal_3P_4/0AC_1/0AC(N) | 8104402 | no | no |  |  | no |  |  | 0 | 0 | 0 | 0
oh_line_8104402_200883250 |  | AN | node_8104402_200909360 | node_8104402_200883250 | 223.433 | bal_1P_1/0AA_1/0AA(N) | 8104402 | no | no |  |  | no |  |  | 0 | 0 | 0 | 0
oh_line_8104402_200883251 |  | ABCN | node_8104402_200883252 | node_8104402_200883251 | 55.257 | bal_3P_4/0AC_1/0AC(N) | 8104402 | no | no |  |  | no |  |  | 0 | 0 | 0 | 0
oh_line_8104402_200883252 |  | ABCN | node_8104402_200883253 | node_8104402_200883252 | 348.773 | bal_3P_4/0AC_1/0AC(N) | 8104402 | no | no |  |  | no |  |  | 0 | 0 | 0 | 0
oh_line_8104402_200883253 |  | ABCN | node_8104402_200883254 | node_8104402_200883253 | 217.514 | bal_3P_4/0AC_1/0AC(N) | 8104402 | no | no |  |  | no |  |  | 0 | 0 | 0 | 0
oh_line_8104402_200883254 |  | ABCN | node_8104402_200883255 | node_8104402_200883254 | 206.212 | bal_3P_4/0AC_1/0AC(N) | 8104402 | no | no |  |  | no |  |  | 0 | 0 | 0 | 0
oh_line_8104402_200883255 |  | ABCN | node_8104402_200883256 | node_8104402_200883255 | 231.602 | bal_3P_4/0AC_1/0AC(N) | 8104402 | no | no |  |  | no |  |  | 0 | 0 | 0 | 0
oh_line_8104402_200883256 |  | ABCN | node_8104402_200883257 | node_8104402_200883256 | 268.836 | bal_3P_4/0AC_1/0AC(N) | 8104402 | no | no |  |  | no |  |  | 0 | 0 | 0 | 0
oh_line_8104402_200883257 |  | ABCN | node_8104402_200883258 | node_8104402_200883257 | 588.902 | bal_3P_4/0AC_1/0AC(N) | 8104402 | no | no |  |  | no |  |  | 0 | 0 | 0 | 0
oh_line_8104402_200883258 |  | ABCN | node_8104402_200883259 | node_8104402_200883258 | 200.526 | bal_3P_4/0AC_1/0AC(N) | 8104402 | no | no |  |  | no |  |  | 0 | 0 | 0 | 0
oh_line_8104402_200883259 |  | ABCN | node_8104402_200883087 | node_8104402_200883259 | 180.831 | bal_3P_4/0AC_1/0AC(N) | 8104402 | no | no |  |  | no |  |  | 0 | 0 | 0 | 0
oh_line_8104402_200883260 |  | ABCN | node_8104402_200883252 | node_8104402_200883260 | 78.065 | bal_3P_4/0AC_1/0AC(N) | 8104402 | no | no |  |  | no |  |  | 0 | 0 | 0 | 0
oh_line_8104402_200883261 |  | AN | node_8104402_200883266 | node_8104402_200883261 | 214.645 | bal_1P_1/0AA_1/0AA(N) | 8104402 | no | no |  |  | no |  |  | 0 | 0 | 0 | 0
oh_line_8104402_200883262 |  | AN | node_8104402_200882708 | node_8104402_200883262 | 280.213 | bal_1P_1/0AA_1/0AA(N) | 8104402 | no | no |  |  | no |  |  | 0 | 0 | 0 | 0
oh_line_8104402_200883263 |  | AN | node_8104402_200883262 | node_intto1_8104402_200883263 | 314.622 | bal_1P_1/0AA_1/0AA(N) | 8104402 | no | no |  |  | no |  |  | 0 | 0 | 0 | 0
oh_line_8104402_200883264 |  | AN | node_8104402_200883263 | node_8104402_200883264 | 341.237 | bal_1P_1/0AA_1/0AA(N) | 8104402 | no | no |  |  | no |  |  | 0 | 0 | 0 | 0
oh_line_8104402_200883265 |  | AN | node_8104402_200883264 | node_8104402_200883265 | 334.475 | bal_1P_1/0AA_1/0AA(N) | 8104402 | no | no |  |  | no |  |  | 0 | 0 | 0 | 0
oh_line_8104402_200883266 |  | AN | node_8104402_200883265 | node_8104402_200883266 | 347.004 | bal_1P_1/0AA_1/0AA(N) | 8104402 | no | no |  |  | no |  |  | 0 | 0 | 0 | 0
oh_line_8104402_200883268 |  | ABCN | node_8104402_200883171 | node_8104402_200883268 | 177.849 | bal_3P_4/0AC_1/0AC(N) | 8104402 | no | no |  |  | no |  |  | 0 | 0 | 0 | 0
oh_line_8104402_200883269 |  | ABCN | node_8104402_200883294 | node_8104402_200883269 | 247.851 | bal_3P_4/0AA_1/0AA(N) | 8104402 | no | no |  |  | no |  |  | 0 | 0 | 0 | 0
oh_line_8104402_200883270 |  | ABCN | node_8104402_200883269 | node_8104402_200883270 | 275.287 | bal_3P_4/0AA_1/0AA(N) | 8104402 | no | no |  |  | no |  |  | 0 | 0 | 0 | 0
oh_line_8104402_200883271 |  | ABCN | node_8104402_200883270 | node_8104402_200883271 | 277.372 | bal_3P_4/0AA_1/0AA(N) | 8104402 | no | no |  |  | no |  |  | 0 | 0 | 0 | 0
oh_line_8104402_200883272 |  | ABCN | node_8104402_200883271 | node_8104402_200883272 | 344.979 | bal_3P_4/0AA_1/0AA(N) | 8104402 | no | no |  |  | no |  |  | 0 | 0 | 0 | 0
oh_line_8104402_200883273 |  | ABCN | node_8104402_200883272 | node_8104402_200883273 | 363.176 | bal_3P_4/0AA_1/0AA(N) | 8104402 | no | no |  |  | no |  |  | 0 | 0 | 0 | 0
oh_line_8104402_200883274 |  | ABCN | node_8104402_200883273 | node_8104402_200883274 | 298.137 | bal_3P_4/0AA_1/0AA(N) | 8104402 | no | no |  |  | no |  |  | 0 | 0 | 0 | 0
oh_line_8104402_200883275 |  | ABCN | node_8104402_200883274 | node_8104402_200883275 | 296.959 | bal_3P_4/0AA_1/0AA(N) | 8104402 | no | no |  |  | no |  |  | 0 | 0 | 0 | 0
oh_line_8104402_200883276 |  | AN | node_8104402_200883275 | node_8104402_200883276 | 173.4 | bal_1P_1/0AA_1/0AA(N) | 8104402 | no | no |  |  | no |  |  | 0 | 0 | 0 | 0
oh_line_8104402_200883277 |  | AN | node_8104402_200883276 | node_8104402_200883277 | 293.228 | bal_1P_1/0AA_1/0AA(N) | 8104402 | no | no |  |  | no |  |  | 0 | 0 | 0 | 0
oh_line_8104402_200883278 |  | AN | node_8104402_200883277 | node_8104402_200883278 | 363.701 | bal_1P_1/0AA_1/0AA(N) | 8104402 | no | no |  |  | no |  |  | 0 | 0 | 0 | 0
oh_line_8104402_200883279 |  | ABCN | node_8104402_200883275 | node_8104402_200883279 | 386.84 | bal_3P_4/0AA_1/0AA(N) | 8104402 | no | no |  |  | no |  |  | 0 | 0 | 0 | 0
oh_line_8104402_200883280 |  | ABCN | node_8104402_200883279 | node_8104402_200883280 | 275.38 | bal_3P_4/0AA_1/0AA(N) | 8104402 | no | no |  |  | no |  |  | 0 | 0 | 0 | 0
oh_line_8104402_200883281 |  | ABCN | node_8104402_200883280 | node_8104402_200883281 | 268.657 | bal_3P_4/0AA_1/0AA(N) | 8104402 | no | no |  |  | no |  |  | 0 | 0 | 0 | 0
oh_line_8104402_200883282-1 |  | ABCN | node_8104402_200883268 | node_intto1_312098840 | 11.223 | bal_3P_4/0AA_1/0AC(N) | 8104402 | no | no |  |  | no |  |  | 0 | 0 | 0 | 0
oh_line_8104402_200883282-2 |  | ABCN | node_312098840 | node_intto1_421Y1-312098846 | 4.8 | bal_3P_4/0AA_1/0AC(N) | 8104402 | no | no |  |  | no |  |  | 0 | 0 | 0 | 0
oh_line_8104402_200883282-3 |  | ABCN | node_421Y1-312098846 | node_8104402_200883282 | 170.796 | bal_3P_4/0AA_1/0AC(N) | 8104402 | no | no |  |  | no |  |  | 0 | 0 | 0 | 0
oh_line_8104402_200883283 |  | ABCN | node_8104402_200883281 | node_8104402_200883283 | 261.47 | bal_3P_4/0AA_1/0AA(N) | 8104402 | no | no |  |  | no |  |  | 0 | 0 | 0 | 0
oh_line_8104402_200883284 |  | ABCN | node_8104402_200883283 | node_8104402_200883284 | 292.321 | bal_3P_4/0AA_1/0AA(N) | 8104402 | no | no |  |  | no |  |  | 0 | 0 | 0 | 0
oh_line_8104402_200883285 |  | ABCN | node_8104402_200883284 | node_8104402_200883285 | 253.266 | bal_3P_4/0AA_1/0AA(N) | 8104402 | no | no |  |  | no |  |  | 0 | 0 | 0 | 0
oh_line_8104402_200883286 |  | ABCN | node_8104402_200883282 | node_8104402_200883286 | 269.272 | bal_3P_4/0AA_1/0AC(N) | 8104402 | no | no |  |  | no |  |  | 0 | 0 | 0 | 0
oh_line_8104402_200883287 |  | ABCN | node_8104402_200883286 | node_8104402_200883287 | 267.89 | bal_3P_4/0AA_1/0AC(N) | 8104402 | no | no |  |  | no |  |  | 0 | 0 | 0 | 0
oh_line_8104402_200883288 |  | ABCN | node_8104402_200883287 | node_8104402_200883288 | 269.396 | bal_3P_4/0AA_1/0AA(N) | 8104402 | no | no |  |  | no |  |  | 0 | 0 | 0 | 0
oh_line_8104402_200883289 |  | ABCN | node_8104402_200883288 | node_8104402_200883289 | 293.794 | bal_3P_4/0AA_1/0AA(N) | 8104402 | no | no |  |  | no |  |  | 0 | 0 | 0 | 0
oh_line_8104402_200883291 |  | ABCN | node_8104402_200883289 | node_8104402_200883291 | 280.728 | bal_3P_4/0AA_1/0AA(N) | 8104402 | no | no |  |  | no |  |  | 0 | 0 | 0 | 0
oh_line_8104402_200883292 |  | ABCN | node_8104402_200883291 | node_8104402_200883292 | 248.498 | bal_3P_4/0AA_1/0AA(N) | 8104402 | no | no |  |  | no |  |  | 0 | 0 | 0 | 0
oh_line_8104402_200883293 |  | ABCN | node_8104402_200883292 | node_8104402_200883293 | 251.267 | bal_3P_4/0AA_1/0AA(N) | 8104402 | no | no |  |  | no |  |  | 0 | 0 | 0 | 0
oh_line_8104402_200883294 |  | ABCN | node_8104402_200883293 | node_8104402_200883294 | 73.129 | bal_3P_4/0AA_1/0AA(N) | 8104402 | no | no |  |  | no |  |  | 0 | 0 | 0 | 0
oh_line_8104402_200883295 |  | AD | node_8104402_200882750 | node_8104402_200883295 | 139.478 | bal_1P_1/0AA | 8104402 | no | no |  |  | no |  |  | 0 | 0 | 0 | 0
oh_line_8104402_200883296 |  | AD | node_8104402_200883295 | node_8104402_200883296 | 201.461 | bal_1P_1/0AA | 8104402 | no | no |  |  | no |  |  | 0 | 0 | 0 | 0
oh_line_8104402_200883297 |  | AD | node_8104402_200883296 | node_8104402_200883297 | 304.005 | bal_1P_1/0AA | 8104402 | no | no |  |  | no |  |  | 0 | 0 | 0 | 0
oh_line_8104402_200883299 |  | AD | node_8104402_200941180 | node_8104402_200883299 | 261.855 | bal_1P_1/0AA | 8104402 | no | no |  |  | no |  |  | 0 | 0 | 0 | 0
oh_line_8104402_200883300 |  | AD | node_8104402_200883299 | node_8104402_200883300 | 269.432 | bal_1P_1/0AA | 8104402 | no | no |  |  | no |  |  | 0 | 0 | 0 | 0
oh_line_8104402_200883301 |  | AD | node_8104402_200883300 | node_8104402_200883301 | 266.62 | bal_1P_1/0AA | 8104402 | no | no |  |  | no |  |  | 0 | 0 | 0 | 0
oh_line_8104402_200883302 |  | AD | node_8104402_200883301 | node_8104402_200883302 | 235.438 | bal_1P_1/0AA | 8104402 | no | no |  |  | no |  |  | 0 | 0 | 0 | 0
oh_line_8104402_200883324 |  | ABCD | node_8104402_200882757 | node_8104402_200883324 | 359.777 | bal_3P_2AC | 8104402 | no | no |  |  | no |  |  | 0 | 0 | 0 | 0
oh_line_8104402_200883325 |  | ABCD | node_8104402_200883324 | node_8104402_200883325 | 376.852 | bal_3P_2AC | 8104402 | no | no |  |  | no |  |  | 0 | 0 | 0 | 0
oh_line_8104402_200883327 |  | AD | node_8104402_200883325 | node_8104402_200883327 | 258.621 | bal_1P_1/0AC | 8104402 | no | no |  |  | no |  |  | 0 | 0 | 0 | 0
oh_line_8104402_200883329 |  | ABCD | node_8104402_200883325 | node_8104402_200883329 | 369.998 | bal_3P_2AC | 8104402 | no | no |  |  | no |  |  | 0 | 0 | 0 | 0
oh_line_8104402_200883330 |  | ABCD | node_8104402_200883329 | node_8104402_200883330 | 352.574 | bal_3P_2AC | 8104402 | no | no |  |  | no |  |  | 0 | 0 | 0 | 0
oh_line_8104402_200883332 |  | ABCD | node_8104402_200883330 | node_8104402_200883332 | 331.149 | bal_3P_2AC | 8104402 | no | no |  |  | no |  |  | 0 | 0 | 0 | 0
oh_line_8104402_200883333 |  | ABCD | node_8104402_200883332 | node_8104402_200883333 | 198.004 | bal_3P_2AC | 8104402 | no | no |  |  | no |  |  | 0 | 0 | 0 | 0
oh_line_8104402_200883334 |  | ABCD | node_8104402_200883333 | node_8104402_200883334 | 148.6 | bal_3P_2AC | 8104402 | no | no |  |  | no |  |  | 0 | 0 | 0 | 0
oh_line_8104402_200883335 |  | ABCD | node_8104402_200883334 | node_8104402_200883335 | 325.349 | bal_3P_2AC | 8104402 | no | no |  |  | no |  |  | 0 | 0 | 0 | 0
oh_line_8104402_200883337 |  | ABCD | node_8104402_200883335 | node_8104402_200883337 | 370.687 | bal_3P_2AC | 8104402 | no | no |  |  | no |  |  | 0 | 0 | 0 | 0
oh_line_8104402_200883338 |  | ABCD | node_8104402_200883337 | node_8104402_200883338 | 358.714 | bal_3P_2AC | 8104402 | no | no |  |  | no |  |  | 0 | 0 | 0 | 0
oh_line_8104402_200883339 |  | ABCD | node_8104402_200883338 | node_8104402_200883339 | 210.124 | bal_3P_2AC | 8104402 | no | no |  |  | no |  |  | 0 | 0 | 0 | 0
oh_line_8104402_200883340 |  | AD | node_8104402_200883339 | node_8104402_200883340 | 268.104 | bal_1P_2AC | 8104402 | no | no |  |  | no |  |  | 0 | 0 | 0 | 0
oh_line_8104402_200883341 |  | AD | node_8104402_200883340 | node_8104402_200883341 | 281.895 | bal_1P_2AC | 8104402 | no | no |  |  | no |  |  | 0 | 0 | 0 | 0
oh_line_8104402_200883342 |  | AD | node_8104402_200883341 | node_8104402_200883342 | 269.46 | bal_1P_2AC | 8104402 | no | no |  |  | no |  |  | 0 | 0 | 0 | 0
oh_line_8104402_200883343 |  | ABCD | node_8104402_200883339 | node_8104402_200883343 | 210.486 | bal_3P_2AC | 8104402 | no | no |  |  | no |  |  | 0 | 0 | 0 | 0
oh_line_8104402_200883344 |  | ABCD | node_8104402_200883343 | node_8104402_200883344 | 332.376 | bal_3P_2AC | 8104402 | no | no |  |  | no |  |  | 0 | 0 | 0 | 0
oh_line_8104402_200883347 |  | ABCD | node_8104402_200883344 | node_8104402_200883347 | 231.935 | bal_3P_2AC | 8104402 | no | no |  |  | no |  |  | 0 | 0 | 0 | 0
oh_line_8104402_200883348 |  | ABCD | node_8104402_200883347 | node_8104402_200883348 | 271.009 | bal_3P_2AC | 8104402 | no | no |  |  | no |  |  | 0 | 0 | 0 | 0
oh_line_8104402_200883349 |  | ABCD | node_8104402_200883348 | node_8104402_200883349 | 250.577 | bal_3P_2AC | 8104402 | no | no |  |  | no |  |  | 0 | 0 | 0 | 0
oh_line_8104402_200883350 |  | ABCD | node_8104402_200883349 | node_8104402_200883350 | 274.862 | bal_3P_2AC | 8104402 | no | no |  |  | no |  |  | 0 | 0 | 0 | 0
oh_line_8104402_200883351 |  | ABCD | node_8104402_200883350 | node_8104402_200883351 | 185.198 | bal_3P_2AC | 8104402 | no | no |  |  | no |  |  | 0 | 0 | 0 | 0
oh_line_8104402_200883352 |  | ABCD | node_8104402_200883351 | node_8104402_200883352 | 188.348 | bal_3P_2AC | 8104402 | no | no |  |  | no |  |  | 0 | 0 | 0 | 0
oh_line_8104402_200883353 |  | AD | node_8104402_200883352 | node_8104402_200883353 | 150.766 | bal_1P_2AC | 8104402 | no | no |  |  | no |  |  | 0 | 0 | 0 | 0
oh_line_8104402_200883354 |  | AD | node_8104402_200883353 | node_8104402_200883354 | 161.547 | bal_1P_2AC | 8104402 | no | no |  |  | no |  |  | 0 | 0 | 0 | 0
oh_line_8104402_200883355 |  | AD | node_8104402_200883354 | node_intto1_8104402_200883355 | 138.006 | bal_1P_2AC | 8104402 | no | no |  |  | no |  |  | 0 | 0 | 0 | 0
oh_line_8104402_200883356 |  | AD | node_8104402_200883355 | node_8104402_200883356 | 177.998 | bal_1P_2AC | 8104402 | no | no |  |  | no |  |  | 0 | 0 | 0 | 0
oh_line_8104402_200883357 |  | AD | node_8104402_200883356 | node_8104402_200883357 | 175.87 | bal_1P_2AC | 8104402 | no | no |  |  | no |  |  | 0 | 0 | 0 | 0
oh_line_8104402_200883358 |  | AD | node_8104402_200883357 | node_8104402_200883358 | 161.252 | bal_1P_2AC | 8104402 | no | no |  |  | no |  |  | 0 | 0 | 0 | 0
oh_line_8104402_200883359 |  | AD | node_8104402_200883358 | node_8104402_200883359 | 150.101 | bal_1P_2AC | 8104402 | no | no |  |  | no |  |  | 0 | 0 | 0 | 0
oh_line_8104402_200883360 |  | AD | node_8104402_200883359 | node_8104402_200883360 | 470.164 | bal_1P_2AC | 8104402 | no | no |  |  | no |  |  | 0 | 0 | 0 | 0
oh_line_8104402_200883364 |  | AD | node_8104402_200883360 | node_8104402_200883364 | 281.878 | bal_1P_2AC | 8104402 | no | no |  |  | no |  |  | 0 | 0 | 0 | 0
oh_line_8104402_200883365 |  | AD | node_8104402_200883364 | node_8104402_200883365 | 222.428 | bal_1P_2AC | 8104402 | no | no |  |  | no |  |  | 0 | 0 | 0 | 0
oh_line_8104402_200883366 |  | AD | node_8104402_200883365 | node_8104402_200883366 | 369.973 | bal_1P_1/0AC | 8104402 | no | no |  |  | no |  |  | 0 | 0 | 0 | 0
oh_line_8104402_200883367 |  | AD | node_8104402_200883366 | node_8104402_200883367 | 289.002 | bal_1P_1/0AC | 8104402 | no | no |  |  | no |  |  | 0 | 0 | 0 | 0
oh_line_8104402_200883368 |  | AD | node_8104402_200883367 | node_8104402_200883368 | 208.255 | bal_1P_1/0AC | 8104402 | no | no |  |  | no |  |  | 0 | 0 | 0 | 0
oh_line_8104402_200883369 |  | ABCD | node_8104402_200883352 | node_8104402_200883369 | 256.639 | bal_3P_2AC | 8104402 | no | no |  |  | no |  |  | 0 | 0 | 0 | 0
oh_line_8104402_200883370 |  | ABCD | node_8104402_200883369 | node_8104402_200883370 | 153.346 | bal_3P_2AC | 8104402 | no | no |  |  | no |  |  | 0 | 0 | 0 | 0
oh_line_8104402_200883371 |  | AD | node_8104402_200883370 | node_8104402_200883371 | 220.076 | bal_1P_2AC | 8104402 | no | no |  |  | no |  |  | 0 | 0 | 0 | 0
oh_line_8104402_200883372 |  | AD | node_8104402_200883371 | node_intto1_8104402_200883372 | 290.299 | bal_1P_2AC | 8104402 | no | no |  |  | no |  |  | 0 | 0 | 0 | 0
oh_line_8104402_200883373 |  | AD | node_8104402_200883372 | node_8104402_200883373 | 282.424 | bal_1P_2AC | 8104402 | no | no |  |  | no |  |  | 0 | 0 | 0 | 0
oh_line_8104402_200883375 |  | AD | node_8104402_200883373 | node_8104402_200883375 | 212.745 | bal_1P_2AC | 8104402 | no | no |  |  | no |  |  | 0 | 0 | 0 | 0
oh_line_8104402_200883376 |  | AD | node_8104402_200883375 | node_8104402_200883376 | 315.706 | bal_1P_2AC | 8104402 | no | no |  |  | no |  |  | 0 | 0 | 0 | 0
oh_line_8104402_200883377 |  | AD | node_8104402_200883376 | node_8104402_200883377 | 338.009 | bal_1P_2AC | 8104402 | no | no |  |  | no |  |  | 0 | 0 | 0 | 0
oh_line_8104402_200883379 |  | AD | node_8104402_312117307 | node_8104402_200883379 | 460.119 | bal_1P_2AC | 8104402 | no | no |  |  | no |  |  | 0 | 0 | 0 | 0
oh_line_8104402_200883380 |  | AD | node_8104402_200883379 | node_8104402_200883380 | 331.79 | bal_1P_2AC | 8104402 | no | no |  |  | no |  |  | 0 | 0 | 0 | 0
oh_line_8104402_200883381 |  | AD | node_8104402_200883380 | node_8104402_200883381 | 57.792 | bal_1P_2AC | 8104402 | no | no |  |  | no |  |  | 0 | 0 | 0 | 0
oh_line_8104402_200883382 |  | AD | node_8104402_200883381 | node_8104402_200883382 | 454.377 | bal_1P_2AC | 8104402 | no | no |  |  | no |  |  | 0 | 0 | 0 | 0
oh_line_8104402_200883383 |  | AD | node_8104402_200883382 | node_8104402_200883383 | 277.963 | bal_1P_2AC | 8104402 | no | no |  |  | no |  |  | 0 | 0 | 0 | 0
oh_line_8104402_200883385 |  | AD | node_8104402_200984477 | node_8104402_200883385 | 376.642 | bal_1P_2AC | 8104402 | no | no |  |  | no |  |  | 0 | 0 | 0 | 0
oh_line_8104402_200883386 |  | AD | node_8104402_200883385 | node_8104402_200883386 | 297.003 | bal_1P_2AC | 8104402 | no | no |  |  | no |  |  | 0 | 0 | 0 | 0
oh_line_8104402_200883387 |  | AD | node_8104402_200883386 | node_8104402_200883387 | 386.372 | bal_1P_2AC | 8104402 | no | no |  |  | no |  |  | 0 | 0 | 0 | 0
oh_line_8104402_200883388 |  | AD | node_8104402_200883387 | node_8104402_200883388 | 396.641 | bal_1P_2AC | 8104402 | no | no |  |  | no |  |  | 0 | 0 | 0 | 0
oh_line_8104402_200883389 |  | AD | node_8104402_200883388 | node_8104402_200883389 | 385.628 | bal_1P_2AC | 8104402 | no | no |  |  | no |  |  | 0 | 0 | 0 | 0
oh_line_8104402_200883390 |  | AD | node_8104402_200883389 | node_8104402_200883390 | 511.906 | bal_1P_2AC | 8104402 | no | no |  |  | no |  |  | 0 | 0 | 0 | 0
oh_line_8104402_200883392 |  | AD | node_8104402_200883390 | node_8104402_200883392 | 542.453 | bal_1P_2AC | 8104402 | no | no |  |  | no |  |  | 0 | 0 | 0 | 0
oh_line_8104402_200883393 |  | AD | node_8104402_200883392 | node_intto1_8104402_200883393 | 275.954 | bal_1P_2AC | 8104402 | no | no |  |  | no |  |  | 0 | 0 | 0 | 0
oh_line_8104402_200883394 |  | AD | node_8104402_200883393 | node_8104402_200883394 | 203.011 | bal_1P_2AC | 8104402 | no | no |  |  | no |  |  | 0 | 0 | 0 | 0
oh_line_8104402_200883396 |  | AD | node_8104402_200883394 | node_8104402_200883396 | 435.724 | bal_1P_2AC | 8104402 | no | no |  |  | no |  |  | 0 | 0 | 0 | 0
oh_line_8104402_200883398 |  | AD | node_8104402_200883396 | node_8104402_200883398 | 197.858 | bal_1P_2AC | 8104402 | no | no |  |  | no |  |  | 0 | 0 | 0 | 0
oh_line_8104402_200883399 |  | AD | node_8104402_200883398 | node_8104402_200883399 | 300.221 | bal_1P_1/0AA | 8104402 | no | no |  |  | no |  |  | 0 | 0 | 0 | 0
oh_line_8104402_200883400 |  | AD | node_8104402_200883398 | node_8104402_200883400 | 261.221 | bal_1P_2AC | 8104402 | no | no |  |  | no |  |  | 0 | 0 | 0 | 0
oh_line_8104402_200883401-1 |  | AD | node_1374225_908_15448506_872 | node_8104402_200883401 | 13.277 | bal_1P_2AC | 8104402 | no | no |  |  | no |  |  | 0 | 0 | 0 | 0
oh_line_8104402_200883401-2 |  | AD | node_8104402_200883400 | node_1374225_908_15448506_872 | 600.635 | bal_1P_2AC | 8104402 | no | no |  |  | no |  |  | 0 | 0 | 0 | 0
oh_line_8104402_200883402 |  | AD | node_8104402_200883401 | node_8104402_200883402 | 276.798 | bal_1P_2AC | 8104402 | no | no |  |  | no |  |  | 0 | 0 | 0 | 0
oh_line_8104402_200883403 |  | AD | node_8104402_200883402 | node_8104402_200883403 | 81.711 | bal_1P_1/0AA | 8104402 | no | no |  |  | no |  |  | 0 | 0 | 0 | 0
oh_line_8104402_200883404 |  | AD | node_8104402_200883403 | node_8104402_200883404 | 214.99 | bal_1P_1/0AA | 8104402 | no | no |  |  | no |  |  | 0 | 0 | 0 | 0
oh_line_8104402_200883405 |  | AD | node_8104402_200883404 | node_8104402_200883405 | 261.415 | bal_1P_1/0AA | 8104402 | no | no |  |  | no |  |  | 0 | 0 | 0 | 0
oh_line_8104402_200883406 |  | AD | node_8104402_200883402 | node_8104402_200883406 | 288.237 | bal_1P_2AC | 8104402 | no | no |  |  | no |  |  | 0 | 0 | 0 | 0
oh_line_8104402_200883407 |  | AD | node_8104402_200883406 | node_8104402_200883407 | 126.385 | bal_1P_1/0AA | 8104402 | no | no |  |  | no |  |  | 0 | 0 | 0 | 0
oh_line_8104402_200883408 |  | AD | node_8104402_200883406 | node_8104402_200883408 | 574.451 | bal_1P_2AC | 8104402 | no | no |  |  | no |  |  | 0 | 0 | 0 | 0
oh_line_8104402_200883409 |  | AD | node_8104402_200883408 | node_8104402_200883409 | 446.666 | bal_1P_2AC | 8104402 | no | no |  |  | no |  |  | 0 | 0 | 0 | 0
oh_line_8104402_200883410 |  | AD | node_8104402_312150168 | node_8104402_200883410 | 314.78 | bal_1P_2AC | 8104402 | no | no |  |  | no |  |  | 0 | 0 | 0 | 0
oh_line_8104402_200883411 |  | AD | node_8104402_200883410 | node_8104402_200883411 | 312.522 | bal_1P_2AC | 8104402 | no | no |  |  | no |  |  | 0 | 0 | 0 | 0
oh_line_8104402_200883413 |  | AD | node_8104402_200883411 | node_intto1_8104402_200883413 | 225.539 | bal_1P_2AC | 8104402 | no | no |  |  | no |  |  | 0 | 0 | 0 | 0
oh_line_8104402_200883414 |  | AD | node_8104402_200883413 | node_8104402_200883414 | 524.799 | bal_1P_2AC | 8104402 | no | no |  |  | no |  |  | 0 | 0 | 0 | 0
oh_line_8104402_200883416 |  | AD | node_8104402_200883414 | node_intto1_8104402_200883416 | 374.811 | bal_1P_2AC | 8104402 | no | no |  |  | no |  |  | 0 | 0 | 0 | 0
oh_line_8104402_200883418 |  | AD | node_8104402_200883416 | node_8104402_200883418 | 355.303 | bal_1P_2AC | 8104402 | no | no |  |  | no |  |  | 0 | 0 | 0 | 0
oh_line_8104402_200883419 |  | AD | node_8104402_200883418 | node_8104402_200883419 | 308.306 | bal_1P_2AC | 8104402 | no | no |  |  | no |  |  | 0 | 0 | 0 | 0
oh_line_8104402_200883423 |  | AD | node_8104402_201016573 | node_8104402_200883423 | 278.989 | bal_1P_1/0AA | 8104402 | no | no |  |  | no |  |  | 0 | 0 | 0 | 0
oh_line_8104402_200883424 |  | AD | node_8104402_200883423 | node_8104402_200883424 | 457.87 | bal_1P_2AC | 8104402 | no | no |  |  | no |  |  | 0 | 0 | 0 | 0
oh_line_8104402_200883425 |  | AD | node_8104402_200883424 | node_8104402_200883425 | 392.764 | bal_1P_2AC | 8104402 | no | no |  |  | no |  |  | 0 | 0 | 0 | 0
oh_line_8104402_200883426 |  | AD | node_8104402_200883425 | node_8104402_200883426 | 407.135 | bal_1P_2AC | 8104402 | no | no |  |  | no |  |  | 0 | 0 | 0 | 0
oh_line_8104402_200883427 |  | AD | node_8104402_200883426 | node_8104402_200883427 | 279.323 | bal_1P_2AC | 8104402 | no | no |  |  | no |  |  | 0 | 0 | 0 | 0
oh_line_8104402_200883429 |  | AD | node_8104402_200883427 | node_8104402_200883429 | 503.325 | bal_1P_2AC | 8104402 | no | no |  |  | no |  |  | 0 | 0 | 0 | 0
oh_line_8104402_200883430 |  | AD | node_8104402_200883429 | node_8104402_200883430 | 116.137 | bal_1P_2AC | 8104402 | no | no |  |  | no |  |  | 0 | 0 | 0 | 0
oh_line_8104402_200883432 |  | AD | node_8104402_200883430 | node_8104402_200883432 | 268.325 | bal_1P_2AC | 8104402 | no | no |  |  | no |  |  | 0 | 0 | 0 | 0
oh_line_8104402_200883433 |  | AD | node_8104402_200883432 | node_8104402_200883433 | 579.112 | bal_1P_2AC | 8104402 | no | no |  |  | no |  |  | 0 | 0 | 0 | 0
oh_line_8104402_200883434 |  | AD | node_8104402_200883433 | node_8104402_200883434 | 384.882 | bal_1P_2AC | 8104402 | no | no |  |  | no |  |  | 0 | 0 | 0 | 0
oh_line_8104402_200883435 |  | AD | node_8104402_200883434 | node_8104402_200883435 | 433.613 | bal_1P_2AC | 8104402 | no | no |  |  | no |  |  | 0 | 0 | 0 | 0
oh_line_8104402_200883436 |  | AD | node_8104402_200883435 | node_8104402_200883436 | 556.384 | bal_1P_2AC | 8104402 | no | no |  |  | no |  |  | 0 | 0 | 0 | 0
oh_line_8104402_200883437 |  | AD | node_8104402_200883436 | node_8104402_200883437 | 487.151 | bal_1P_2AC | 8104402 | no | no |  |  | no |  |  | 0 | 0 | 0 | 0
oh_line_8104402_200883472 |  | AD | node_8104402_200883494 | node_8104402_200883472 | 317.317 | bal_1P_1/0AA | 8104402 | no | no |  |  | no |  |  | 0 | 0 | 0 | 0
oh_line_8104402_200883473 |  | AD | node_8104402_312104777 | node_8104402_200883473 | 306.838 | bal_1P_2AC | 8104402 | no | no |  |  | no |  |  | 0 | 0 | 0 | 0
oh_line_8104402_200883474 |  | AD | node_8104402_312104778 | node_8104402_200883474 | 280.883 | bal_1P_2AC | 8104402 | no | no |  |  | no |  |  | 0 | 0 | 0 | 0
oh_line_8104402_200883475 |  | AD | node_8104402_200883474 | node_8104402_200883475 | 232.483 | bal_1P_2AC | 8104402 | no | no |  |  | no |  |  | 0 | 0 | 0 | 0
oh_line_8104402_200883476 |  | AD | node_8104402_200883475 | node_8104402_200883476 | 102.138 | bal_1P_1/0AC | 8104402 | no | no |  |  | no |  |  | 0 | 0 | 0 | 0
oh_line_8104402_200883477 |  | AD | node_8104402_200883476 | node_8104402_200883477 | 329.944 | bal_1P_1/0AC | 8104402 | no | no |  |  | no |  |  | 0 | 0 | 0 | 0
oh_line_8104402_200883478 |  | AD | node_8104402_200883477 | node_8104402_200883478 | 325.126 | bal_1P_1/0AC | 8104402 | no | no |  |  | no |  |  | 0 | 0 | 0 | 0
oh_line_8104402_200883479 |  | AD | node_8104402_200883475 | node_8104402_200883479 | 488.77 | bal_1P_2AC | 8104402 | no | no |  |  | no |  |  | 0 | 0 | 0 | 0
oh_line_8104402_200883480 |  | AD | node_8104402_200883479 | node_8104402_200883480 | 354.832 | bal_1P_2AC | 8104402 | no | no |  |  | no |  |  | 0 | 0 | 0 | 0
oh_line_8104402_200883481 |  | AD | node_8104402_200883480 | node_8104402_200883481 | 435.431 | bal_1P_2CU | 8104402 | no | no |  |  | no |  |  | 0 | 0 | 0 | 0
oh_line_8104402_200883482 |  | AD | node_8104402_200883481 | node_8104402_200883482 | 363.381 | bal_1P_2CU | 8104402 | no | no |  |  | no |  |  | 0 | 0 | 0 | 0
oh_line_8104402_200883483 |  | AD | node_8104402_200883482 | node_8104402_200883483 | 419.165 | bal_1P_2CU | 8104402 | no | no |  |  | no |  |  | 0 | 0 | 0 | 0
oh_line_8104402_200883485 |  | AD | node_8104402_200883483 | node_8104402_200883485 | 356.894 | bal_1P_2CU | 8104402 | no | no |  |  | no |  |  | 0 | 0 | 0 | 0
oh_line_8104402_200883487 |  | AD | node_8104402_200883485 | node_8104402_200883487 | 219.965 | bal_1P_2AC | 8104402 | no | no |  |  | no |  |  | 0 | 0 | 0 | 0
oh_line_8104402_200883489 |  | AD | node_8104402_200883487 | node_8104402_200883489 | 356.122 | bal_1P_2AC | 8104402 | no | no |  |  | no |  |  | 0 | 0 | 0 | 0
oh_line_8104402_200883490 |  | AD | node_8104402_200883473 | node_8104402_200883490 | 452.414 | bal_1P_2AC | 8104402 | no | no |  |  | no |  |  | 0 | 0 | 0 | 0
oh_line_8104402_200883491 |  | AD | node_8104402_200883489 | node_8104402_200883491 | 458.817 | bal_1P_2AC | 8104402 | no | no |  |  | no |  |  | 0 | 0 | 0 | 0
oh_line_8104402_200883492 |  | AD | node_8104402_200883491 | node_8104402_200883492 | 470.324 | bal_1P_2AC | 8104402 | no | no |  |  | no |  |  | 0 | 0 | 0 | 0
oh_line_8104402_200883493 |  | AD | node_8104402_200883492 | node_8104402_200883493 | 344.362 | bal_1P_2AC | 8104402 | no | no |  |  | no |  |  | 0 | 0 | 0 | 0
oh_line_8104402_200883494 |  | AD | node_8104402_200883493 | node_8104402_200883494 | 466.656 | bal_1P_2AC | 8104402 | no | no |  |  | no |  |  | 0 | 0 | 0 | 0
oh_line_8104402_200883495 |  | AD | node_8104402_200883494 | node_8104402_200883495 | 185.194 | bal_1P_2AC | 8104402 | no | no |  |  | no |  |  | 0 | 0 | 0 | 0
oh_line_8104402_200883496 |  | AD | node_8104402_200883490 | node_8104402_200883496 | 422.007 | bal_1P_2AC | 8104402 | no | no |  |  | no |  |  | 0 | 0 | 0 | 0
oh_line_8104402_200883497 |  | AD | node_8104402_200883496 | node_8104402_200883497 | 438.845 | bal_1P_2AC | 8104402 | no | no |  |  | no |  |  | 0 | 0 | 0 | 0
oh_line_8104402_200883498 |  | AD | node_8104402_200883497 | node_8104402_200883498 | 422.892 | bal_1P_2AC | 8104402 | no | no |  |  | no |  |  | 0 | 0 | 0 | 0
oh_line_8104402_200883500 |  | AD | node_8104402_201021750 | node_intto1_8104402_200883500 | 524.339 | bal_1P_2AC | 8104402 | no | no |  |  | no |  |  | 0 | 0 | 0 | 0
oh_line_8104402_200883503 |  | AD | node_8104402_201021751 | node_intto1_8104402_200883503 | 162.542 | bal_1P_2AC | 8104402 | no | no |  |  | no |  |  | 0 | 0 | 0 | 0
oh_line_8104402_200883505 |  | AD | node_8104402_200883503 | node_8104402_200883505 | 479.528 | bal_1P_2AC | 8104402 | no | no |  |  | no |  |  | 0 | 0 | 0 | 0
oh_line_8104402_200883560 |  | AD | node_8104402_200882795 | node_8104402_200883560 | 400.661 | bal_1P_2AC | 8104402 | no | no |  |  | no |  |  | 0 | 0 | 0 | 0
oh_line_8104402_200883562 |  | AD | node_8104402_200883560 | node_8104402_200883562 | 260.806 | bal_1P_1/0AA | 8104402 | no | no |  |  | no |  |  | 0 | 0 | 0 | 0
oh_line_8104402_200883563 |  | AD | node_8104402_200883562 | node_8104402_200883563 | 280.566 | bal_1P_1/0AA | 8104402 | no | no |  |  | no |  |  | 0 | 0 | 0 | 0
oh_line_8104402_200883685 |  | AD | node_8104402_200883383 | node_8104402_200883685 | 361.087 | bal_1P_1/0AC | 8104402 | no | no |  |  | no |  |  | 0 | 0 | 0 | 0
oh_line_8104402_200883686 |  | AD | node_8104402_200883715 | node_8104402_200883686 | 301.576 | bal_1P_4AC | 8104402 | no | no |  |  | no |  |  | 0 | 0 | 0 | 0
oh_line_8104402_200883687 |  | AD | node_8104402_200883686 | node_8104402_200883687 | 135.977 | bal_1P_4AC | 8104402 | no | no |  |  | no |  |  | 0 | 0 | 0 | 0
oh_line_8104402_200883688 |  | AD | node_8104402_200883687 | node_8104402_200883688 | 245.808 | bal_1P_4AC | 8104402 | no | no |  |  | no |  |  | 0 | 0 | 0 | 0
oh_line_8104402_200883689 |  | AD | node_8104402_200883688 | node_8104402_200883689 | 170.495 | bal_1P_1/0AC | 8104402 | no | no |  |  | no |  |  | 0 | 0 | 0 | 0
oh_line_8104402_200883690 |  | AD | node_8104402_200883689 | node_8104402_200883690 | 189.327 | bal_1P_1/0AC | 8104402 | no | no |  |  | no |  |  | 0 | 0 | 0 | 0
oh_line_8104402_200883691 |  | AD | node_8104402_200883690 | node_8104402_200883691 | 159.632 | bal_1P_1/0AC | 8104402 | no | no |  |  | no |  |  | 0 | 0 | 0 | 0
oh_line_8104402_200883693 |  | AD | node_8104402_200883688 | node_8104402_200883693 | 430.706 | bal_1P_4AC | 8104402 | no | no |  |  | no |  |  | 0 | 0 | 0 | 0
oh_line_8104402_200883694 |  | AD | node_8104402_200883693 | node_8104402_200883694 | 206.52 | bal_1P_4AC | 8104402 | no | no |  |  | no |  |  | 0 | 0 | 0 | 0
oh_line_8104402_200883697 |  | AD | node_8104402_200883693 | node_8104402_200883697 | 469.332 | bal_1P_4AC | 8104402 | no | no |  |  | no |  |  | 0 | 0 | 0 | 0
oh_line_8104402_200883699 |  | AD | node_8104402_200883697 | node_8104402_200883699 | 233.342 | bal_1P_4AC | 8104402 | no | no |  |  | no |  |  | 0 | 0 | 0 | 0
oh_line_8104402_200883700 |  | AD | node_8104402_311995297 | node_8104402_200883700 | 254.365 | bal_1P_1/0AA | 8104402 | no | no |  |  | no |  |  | 0 | 0 | 0 | 0
oh_line_8104402_200883701 |  | AD | node_8104402_200883700 | node_8104402_200883701 | 289.625 | bal_1P_1/0AA | 8104402 | no | no |  |  | no |  |  | 0 | 0 | 0 | 0
oh_line_8104402_200883702 |  | AD | node_8104402_312117308 | node_8104402_200883702 | 325.087 | bal_1P_2AC | 8104402 | no | no |  |  | no |  |  | 0 | 0 | 0 | 0
oh_line_8104402_200883703 |  | AD | node_8104402_200883702 | node_intto1_8104402_200883703 | 393.914 | bal_1P_2AC | 8104402 | no | no |  |  | no |  |  | 0 | 0 | 0 | 0
oh_line_8104402_200883704 |  | AD | node_8104402_200883703 | node_8104402_200883704 | 379.026 | bal_1P_2AC | 8104402 | no | no |  |  | no |  |  | 0 | 0 | 0 | 0
oh_line_8104402_200883705 |  | AD | node_8104402_200883704 | node_intto1_8104402_200883705 | 361.281 | bal_1P_2AC | 8104402 | no | no |  |  | no |  |  | 0 | 0 | 0 | 0
oh_line_8104402_200883706 |  | AD | node_8104402_200883685 | node_intto1_8104402_200883706 | 358.433 | bal_1P_4AC | 8104402 | no | no |  |  | no |  |  | 0 | 0 | 0 | 0
oh_line_8104402_200883707 |  | AD | node_8104402_200883706 | node_8104402_200883707 | 207.464 | bal_1P_1/0AA | 8104402 | no | no |  |  | no |  |  | 0 | 0 | 0 | 0
oh_line_8104402_200883708 |  | AD | node_8104402_200883705 | node_8104402_200883708 | 406.479 | bal_1P_2AC | 8104402 | no | no |  |  | no |  |  | 0 | 0 | 0 | 0
oh_line_8104402_200883709 |  | AD | node_8104402_200883706 | node_8104402_200883709 | 390.532 | bal_1P_4AC | 8104402 | no | no |  |  | no |  |  | 0 | 0 | 0 | 0
oh_line_8104402_200883710 |  | AD | node_8104402_200883709 | node_8104402_200883710 | 360.517 | bal_1P_4AC | 8104402 | no | no |  |  | no |  |  | 0 | 0 | 0 | 0
oh_line_8104402_200883711 |  | AD | node_8104402_200883710 | node_8104402_200883711 | 273.443 | bal_1P_4AC | 8104402 | no | no |  |  | no |  |  | 0 | 0 | 0 | 0
oh_line_8104402_200883712 |  | AD | node_8104402_200883711 | node_8104402_200883712 | 359.808 | bal_1P_4AC | 8104402 | no | no |  |  | no |  |  | 0 | 0 | 0 | 0
oh_line_8104402_200883713 |  | AD | node_8104402_200883712 | node_8104402_200883713 | 299.138 | bal_1P_4AC | 8104402 | no | no |  |  | no |  |  | 0 | 0 | 0 | 0
oh_line_8104402_200883714 |  | AD | node_8104402_200883713 | node_8104402_200883714 | 350.818 | bal_1P_4AC | 8104402 | no | no |  |  | no |  |  | 0 | 0 | 0 | 0
oh_line_8104402_200883715 |  | AD | node_8104402_200883714 | node_8104402_200883715 | 357.361 | bal_1P_4AC | 8104402 | no | no |  |  | no |  |  | 0 | 0 | 0 | 0
oh_line_8104402_200883721 |  | AD | node_8104402_201021750 | node_intto1_8104402_200883721 | 512.873 | bal_1P_2AC | 8104402 | no | no |  |  | no |  |  | 0 | 0 | 0 | 0
oh_line_8104402_200883722 |  | AD | node_8104402_200883721 | node_8104402_200883722 | 117.495 | bal_1P_2AC | 8104402 | no | no |  |  | no |  |  | 0 | 0 | 0 | 0
oh_line_8104402_200883723 |  | AD | node_8104402_200883745 | node_8104402_200883723 | 198.423 | bal_1P_2AC | 8104402 | no | no |  |  | no |  |  | 0 | 0 | 0 | 0
oh_line_8104402_200883724 |  | AD | node_8104402_200883723 | node_8104402_200883724 | 205.635 | bal_1P_2AC | 8104402 | no | no |  |  | no |  |  | 0 | 0 | 0 | 0
oh_line_8104402_200883725 |  | AD | node_8104402_200883724 | node_8104402_200883725 | 195.946 | bal_1P_2AC | 8104402 | no | no |  |  | no |  |  | 0 | 0 | 0 | 0
oh_line_8104402_200883726 |  | AD | node_8104402_200883725 | node_8104402_200883726 | 189.344 | bal_1P_2AC | 8104402 | no | no |  |  | no |  |  | 0 | 0 | 0 | 0
oh_line_8104402_200883727 |  | AD | node_8104402_200883726 | node_8104402_200883727 | 257.448 | bal_1P_2AC | 8104402 | no | no |  |  | no |  |  | 0 | 0 | 0 | 0
oh_line_8104402_200883728 |  | AD | node_8104402_200883727 | node_8104402_200883728 | 241.856 | bal_1P_2AC | 8104402 | no | no |  |  | no |  |  | 0 | 0 | 0 | 0
oh_line_8104402_200883729 |  | AD | node_8104402_200883728 | node_8104402_200883729 | 284.021 | bal_1P_2AC | 8104402 | no | no |  |  | no |  |  | 0 | 0 | 0 | 0
oh_line_8104402_200883730 |  | AD | node_8104402_200883729 | node_8104402_200883730 | 303.32 | bal_1P_2AC | 8104402 | no | no |  |  | no |  |  | 0 | 0 | 0 | 0
oh_line_8104402_200883731 |  | AD | node_8104402_200883730 | node_8104402_200883731 | 268.835 | bal_1P_2AC | 8104402 | no | no |  |  | no |  |  | 0 | 0 | 0 | 0
oh_line_8104402_200883732 |  | AD | node_8104402_200883728 | node_8104402_200883732 | 376.866 | bal_1P_2AC | 8104402 | no | no |  |  | no |  |  | 0 | 0 | 0 | 0
oh_line_8104402_200883733 |  | AD | node_8104402_200883722 | node_8104402_200883733 | 420.258 | bal_1P_2AC | 8104402 | no | no |  |  | no |  |  | 0 | 0 | 0 | 0
oh_line_8104402_200883734 |  | AD | node_8104402_200883733 | node_8104402_200883734 | 434.363 | bal_1P_6DCW | 8104402 | no | no |  |  | no |  |  | 0 | 0 | 0 | 0
oh_line_8104402_200883735 |  | AD | node_8104402_200883734 | node_8104402_200883735 | 538.208 | bal_1P_6DCW | 8104402 | no | no |  |  | no |  |  | 0 | 0 | 0 | 0
oh_line_8104402_200883736 |  | AD | node_8104402_200883735 | node_8104402_200883736 | 307.176 | bal_1P_6DCW | 8104402 | no | no |  |  | no |  |  | 0 | 0 | 0 | 0
oh_line_8104402_200883737 |  | AD | node_8104402_200883736 | node_8104402_200883737 | 584.657 | bal_1P_6DCW | 8104402 | no | no |  |  | no |  |  | 0 | 0 | 0 | 0
oh_line_8104402_200883738 |  | AD | node_8104402_200883737 | node_8104402_200883738 | 241.204 | bal_1P_2AC | 8104402 | no | no |  |  | no |  |  | 0 | 0 | 0 | 0
oh_line_8104402_200883739 |  | AD | node_8104402_200883738 | node_8104402_200883739 | 274.86 | bal_1P_1/0AC | 8104402 | no | no |  |  | no |  |  | 0 | 0 | 0 | 0
oh_line_8104402_200883740 |  | AD | node_8104402_200883739 | node_8104402_200883740 | 275.347 | bal_1P_1/0AC | 8104402 | no | no |  |  | no |  |  | 0 | 0 | 0 | 0
oh_line_8104402_200883741 |  | AD | node_8104402_200883738 | node_8104402_200883741 | 295.413 | bal_1P_2AC | 8104402 | no | no |  |  | no |  |  | 0 | 0 | 0 | 0
oh_line_8104402_200883742 |  | AD | node_8104402_200883741 | node_8104402_200883742 | 260.941 | bal_1P_2AC | 8104402 | no | no |  |  | no |  |  | 0 | 0 | 0 | 0
oh_line_8104402_200883743 |  | AD | node_8104402_200883742 | node_8104402_200883743 | 211.903 | bal_1P_2AC | 8104402 | no | no |  |  | no |  |  | 0 | 0 | 0 | 0
oh_line_8104402_200883744 |  | AD | node_8104402_200883743 | node_8104402_200883744 | 200.578 | bal_1P_2AC | 8104402 | no | no |  |  | no |  |  | 0 | 0 | 0 | 0
oh_line_8104402_200883745 |  | AD | node_8104402_200883744 | node_8104402_200883745 | 203.977 | bal_1P_2AC | 8104402 | no | no |  |  | no |  |  | 0 | 0 | 0 | 0
oh_line_8104402_200883746 |  | AD | node_8104402_200883745 | node_8104402_200883746 | 233.945 | bal_1P_1/0AA | 8104402 | no | no |  |  | no |  |  | 0 | 0 | 0 | 0
oh_line_8104402_200883747 |  | AD | node_8104402_200883379 | node_8104402_200883747 | 549.736 | bal_1P_2AC | 8104402 | no | no |  |  | no |  |  | 0 | 0 | 0 | 0
oh_line_8104402_200883748 |  | AD | node_8104402_200883778 | node_8104402_200883748 | 382.101 | bal_1P_2AC | 8104402 | no | no |  |  | no |  |  | 0 | 0 | 0 | 0
oh_line_8104402_200883749 |  | AD | node_8104402_200883748 | node_8104402_200883749 | 399.2 | bal_1P_2AC | 8104402 | no | no |  |  | no |  |  | 0 | 0 | 0 | 0
oh_line_8104402_200883751 |  | AD | node_8104402_201021749 | node_intto1_8104402_200883751 | 376.086 | bal_1P_2AC | 8104402 | no | no |  |  | no |  |  | 0 | 0 | 0 | 0
oh_line_8104402_200883752 |  | AD | node_8104402_200883751 | node_8104402_200883752 | 347.095 | bal_1P_2AC | 8104402 | no | no |  |  | no |  |  | 0 | 0 | 0 | 0
oh_line_8104402_200883753 |  | AD | node_8104402_200883752 | node_8104402_200883753 | 355.21 | bal_1P_2AC | 8104402 | no | no |  |  | no |  |  | 0 | 0 | 0 | 0
oh_line_8104402_200883754 |  | AD | node_8104402_200883753 | node_8104402_200883754 | 281.874 | bal_1P_2AC | 8104402 | no | no |  |  | no |  |  | 0 | 0 | 0 | 0
oh_line_8104402_200883755 |  | AD | node_8104402_200883753 | node_8104402_200883755 | 266.694 | bal_1P_1/0AA | 8104402 | no | no |  |  | no |  |  | 0 | 0 | 0 | 0
oh_line_8104402_200883756 |  | AD | node_8104402_200883755 | node_8104402_200883756 | 238.88 | bal_1P_1/0AA | 8104402 | no | no |  |  | no |  |  | 0 | 0 | 0 | 0
oh_line_8104402_200883757 |  | AD | node_8104402_200883756 | node_intto1_8104402_200883757 | 270.016 | bal_1P_1/0AA | 8104402 | no | no |  |  | no |  |  | 0 | 0 | 0 | 0
oh_line_8104402_200883758 |  | AD | node_8104402_200883757 | node_8104402_200883758 | 299.162 | bal_1P_1/0AA | 8104402 | no | no |  |  | no |  |  | 0 | 0 | 0 | 0
oh_line_8104402_200883759 |  | AD | node_8104402_200883758 | node_8104402_200883759 | 206.711 | bal_1P_1/0AA | 8104402 | no | no |  |  | no |  |  | 0 | 0 | 0 | 0
oh_line_8104402_200883760 |  | AD | node_8104402_200883756 | node_8104402_200883760 | 306.729 | bal_1P_1/0AA | 8104402 | no | no |  |  | no |  |  | 0 | 0 | 0 | 0
oh_line_8104402_200883761 |  | AD | node_8104402_200883753 | node_8104402_200883761 | 407.188 | bal_1P_2AC | 8104402 | no | no |  |  | no |  |  | 0 | 0 | 0 | 0
oh_line_8104402_200883762 |  | AD | node_8104402_200883761 | node_8104402_200883762 | 413.045 | bal_1P_2AC | 8104402 | no | no |  |  | no |  |  | 0 | 0 | 0 | 0
oh_line_8104402_200883764 |  | AD | node_8104402_200883762 | node_8104402_200883764 | 320.722 | bal_1P_2AC | 8104402 | no | no |  |  | no |  |  | 0 | 0 | 0 | 0
oh_line_8104402_200883765 |  | AD | node_8104402_200883764 | node_8104402_200883765 | 296.833 | bal_1P_1/0AA | 8104402 | no | no |  |  | no |  |  | 0 | 0 | 0 | 0
oh_line_8104402_200883766 |  | AD | node_8104402_200883764 | node_8104402_200883766 | 240.876 | bal_1P_2AC | 8104402 | no | no |  |  | no |  |  | 0 | 0 | 0 | 0
oh_line_8104402_200883767 |  | AD | node_8104402_200883747 | node_intto1_8104402_200883767 | 324.369 | bal_1P_2AC | 8104402 | no | no |  |  | no |  |  | 0 | 0 | 0 | 0
oh_line_8104402_200883768 |  | AD | node_8104402_200883766 | node_8104402_200883768 | 339.529 | bal_1P_2AC | 8104402 | no | no |  |  | no |  |  | 0 | 0 | 0 | 0
oh_line_8104402_200883769 |  | AD | node_8104402_200883768 | node_8104402_200883769 | 363.253 | bal_1P_1/0AC | 8104402 | no | no |  |  | no |  |  | 0 | 0 | 0 | 0
oh_line_8104402_200883770 |  | AD | node_8104402_200883767 | node_8104402_200883770 | 377.445 | bal_1P_2AC | 8104402 | no | no |  |  | no |  |  | 0 | 0 | 0 | 0
oh_line_8104402_200883771 |  | AD | node_8104402_200883770 | node_8104402_200883771 | 431.258 | bal_1P_2AC | 8104402 | no | no |  |  | no |  |  | 0 | 0 | 0 | 0
oh_line_8104402_200883772 |  | AD | node_8104402_200883771 | node_8104402_200883772 | 279.958 | bal_1P_2AC | 8104402 | no | no |  |  | no |  |  | 0 | 0 | 0 | 0
oh_line_8104402_200883773 |  | AD | node_8104402_200883772 | node_8104402_200883773 | 315.176 | bal_1P_2AC | 8104402 | no | no |  |  | no |  |  | 0 | 0 | 0 | 0
oh_line_8104402_200883774 |  | AD | node_8104402_200883773 | node_8104402_200883774 | 239.912 | bal_1P_2AC | 8104402 | no | no |  |  | no |  |  | 0 | 0 | 0 | 0
oh_line_8104402_200883775 |  | AD | node_8104402_200883774 | node_8104402_200883775 | 229.111 | bal_1P_2AC | 8104402 | no | no |  |  | no |  |  | 0 | 0 | 0 | 0
oh_line_8104402_200883776 |  | AD | node_8104402_200883775 | node_8104402_200883776 | 219.709 | bal_1P_2AC | 8104402 | no | no |  |  | no |  |  | 0 | 0 | 0 | 0
oh_line_8104402_200883777 |  | AD | node_8104402_200883776 | node_8104402_200883777 | 219.19 | bal_1P_2AC | 8104402 | no | no |  |  | no |  |  | 0 | 0 | 0 | 0
oh_line_8104402_200883778 |  | AD | node_8104402_200883777 | node_8104402_200883778 | 521.06 | bal_1P_2AC | 8104402 | no | no |  |  | no |  |  | 0 | 0 | 0 | 0
oh_line_8104402_200883780 |  | AD | node_8104402_200883430 | node_intto1_8104402_200883780 | 357.896 | bal_1P_2AC | 8104402 | no | no |  |  | no |  |  | 0 | 0 | 0 | 0
oh_line_8104402_200883781 |  | AD | node_8104402_200883780 | node_8104402_200883781 | 280.95 | bal_1P_2AC | 8104402 | no | no |  |  | no |  |  | 0 | 0 | 0 | 0
oh_line_8104402_200883782 |  | AD | node_8104402_200883781 | node_8104402_200883782 | 302.205 | bal_1P_2AC | 8104402 | no | no |  |  | no |  |  | 0 | 0 | 0 | 0
oh_line_8104402_200883784 |  | AD | node_8104402_200883782 | node_8104402_200883784 | 360.539 | bal_1P_2AC | 8104402 | no | no |  |  | no |  |  | 0 | 0 | 0 | 0
oh_line_8104402_200883785 |  | AD | node_8104402_200883784 | node_8104402_200883785 | 355.514 | bal_1P_2AC | 8104402 | no | no |  |  | no |  |  | 0 | 0 | 0 | 0
oh_line_8104402_200883786 |  | AD | node_8104402_200883785 | node_8104402_200883786 | 407.388 | bal_1P_2AC | 8104402 | no | no |  |  | no |  |  | 0 | 0 | 0 | 0
oh_line_8104402_200883787 |  | AD | node_8104402_200883786 | node_8104402_200883787 | 341.664 | bal_1P_2AC | 8104402 | no | no |  |  | no |  |  | 0 | 0 | 0 | 0
oh_line_8104402_200883788 |  | AD | node_8104402_200883787 | node_8104402_200883788 | 348.121 | bal_1P_2AC | 8104402 | no | no |  |  | no |  |  | 0 | 0 | 0 | 0
oh_line_8104402_200883789 |  | AD | node_8104402_200883788 | node_8104402_200883789 | 347.185 | bal_1P_2AC | 8104402 | no | no |  |  | no |  |  | 0 | 0 | 0 | 0
oh_line_8104402_200883790 |  | AD | node_8104402_200883789 | node_8104402_200883790 | 276.356 | bal_1P_2AC | 8104402 | no | no |  |  | no |  |  | 0 | 0 | 0 | 0
oh_line_8104402_200883791 |  | AD | node_8104402_200883790 | node_8104402_200883791 | 249.736 | bal_1P_1/0AC | 8104402 | no | no |  |  | no |  |  | 0 | 0 | 0 | 0
oh_line_8104402_200883792 |  | AD | node_8104402_200883791 | node_8104402_200883792 | 225.128 | bal_1P_1/0AC | 8104402 | no | no |  |  | no |  |  | 0 | 0 | 0 | 0
oh_line_8104402_200883793 |  | AD | node_8104402_200883790 | node_8104402_200883793 | 276.433 | bal_1P_2AC | 8104402 | no | no |  |  | no |  |  | 0 | 0 | 0 | 0
oh_line_8104402_200883794 |  | AD | node_8104402_200883793 | node_8104402_200883794 | 241.32 | bal_1P_2AC | 8104402 | no | no |  |  | no |  |  | 0 | 0 | 0 | 0
oh_line_8104402_200883795 |  | AD | node_8104402_200883793 | node_8104402_200883795 | 310.565 | bal_1P_2AC | 8104402 | no | no |  |  | no |  |  | 0 | 0 | 0 | 0
oh_line_8104402_200883808 |  | AD | node_8104402_200883418 | node_intto1_8104402_200883808 | 218.81 | bal_1P_1/0AA | 8104402 | no | no |  |  | no |  |  | 0 | 0 | 0 | 0
oh_line_8104402_200883809 |  | AD | node_8104402_200883808 | node_8104402_200883809 | 294.847 | bal_1P_1/0AA | 8104402 | no | no |  |  | no |  |  | 0 | 0 | 0 | 0
oh_line_8104402_200883810 |  | AD | node_8104402_200883809 | node_8104402_200883810 | 294.006 | bal_1P_1/0AA | 8104402 | no | no |  |  | no |  |  | 0 | 0 | 0 | 0
oh_line_8104402_200883811 |  | AD | node_8104402_200883810 | node_8104402_200883811 | 296.899 | bal_1P_1/0AA | 8104402 | no | no |  |  | no |  |  | 0 | 0 | 0 | 0
oh_line_8104402_200883812 |  | AD | node_8104402_200883811 | node_8104402_200883812 | 292.784 | bal_1P_1/0AA | 8104402 | no | no |  |  | no |  |  | 0 | 0 | 0 | 0
oh_line_8104402_200883813 |  | AD | node_8104402_200883812 | node_8104402_200883813 | 249.24 | bal_1P_1/0AA | 8104402 | no | no |  |  | no |  |  | 0 | 0 | 0 | 0
oh_line_8104402_200883815 |  | AD | node_8104402_200883813 | node_8104402_200883815 | 260.373 | bal_1P_1/0AA | 8104402 | no | no |  |  | no |  |  | 0 | 0 | 0 | 0
oh_line_8104402_200883825 |  | AD | node_8104402_200883380 | node_intto1_8104402_200883825 | 274.036 | bal_1P_1/0AA | 8104402 | no | no |  |  | no |  |  | 0 | 0 | 0 | 0
oh_line_8104402_200883826 |  | AD | node_8104402_200883825 | node_8104402_200883826 | 258.347 | bal_1P_1/0AA | 8104402 | no | no |  |  | no |  |  | 0 | 0 | 0 | 0
oh_line_8104402_200883827 |  | AD | node_8104402_200883826 | node_8104402_200883827 | 225.604 | bal_1P_1/0AA | 8104402 | no | no |  |  | no |  |  | 0 | 0 | 0 | 0
oh_line_8104402_200883828 |  | AD | node_8104402_200883827 | node_8104402_200883828 | 244.936 | bal_1P_1/0AA | 8104402 | no | no |  |  | no |  |  | 0 | 0 | 0 | 0
oh_line_8104402_200883829 |  | AD | node_8104402_200883828 | node_8104402_200883829 | 326.038 | bal_1P_1/0AA | 8104402 | no | no |  |  | no |  |  | 0 | 0 | 0 | 0
oh_line_8104402_200883831 |  | AD | node_8104402_200883829 | node_8104402_200883831 | 353.935 | bal_1P_1/0AA | 8104402 | no | no |  |  | no |  |  | 0 | 0 | 0 | 0
oh_line_8104402_200883832 |  | AD | node_8104402_200883831 | node_8104402_200883832 | 202.219 | bal_1P_1/0AA | 8104402 | no | no |  |  | no |  |  | 0 | 0 | 0 | 0
oh_line_8104402_200883833 |  | AD | node_8104402_200883832 | node_8104402_200883833 | 197.653 | bal_1P_1/0AA | 8104402 | no | no |  |  | no |  |  | 0 | 0 | 0 | 0
oh_line_8104402_200883834 |  | AD | node_8104402_200883833 | node_8104402_200883834 | 294.423 | bal_1P_1/0AA | 8104402 | no | no |  |  | no |  |  | 0 | 0 | 0 | 0
oh_line_8104402_200883835 |  | AD | node_8104402_200883834 | node_8104402_200883835 | 228.147 | bal_1P_1/0AA | 8104402 | no | no |  |  | no |  |  | 0 | 0 | 0 | 0
oh_line_8104402_200886197 |  | ABCN | node_8104402_200886197 | node_8104402_200881113 | 301.808 | bal_3P_4/0AC_1/0AC(N) | 8104402 | no | no |  |  | no |  |  | 0 | 0 | 0 | 0
oh_line_8104402_200886198 |  | ABCN | node_8104402_200886198 | node_8104402_200886197 | 318.276 | bal_3P_4/0AC_1/0AC(N) | 8104402 | no | no |  |  | no |  |  | 0 | 0 | 0 | 0
oh_line_8104402_200886199 |  | ABCN | node_8104402_200886199 | node_8104402_200886198 | 283.243 | bal_3P_4/0AC_1/0AC(N) | 8104402 | no | no |  |  | no |  |  | 0 | 0 | 0 | 0
oh_line_8104402_200886200 |  | ABCN | node_8104402_200886200 | node_8104402_200886199 | 297.907 | bal_3P_4/0AC_1/0AC(N) | 8104402 | no | no |  |  | no |  |  | 0 | 0 | 0 | 0
oh_line_8104402_200886201 |  | ABCN | node_8104402_200886201 | node_8104402_200886200 | 297.711 | bal_3P_4/0AC_1/0AC(N) | 8104402 | no | no |  |  | no |  |  | 0 | 0 | 0 | 0
oh_line_8104402_200886202 |  | ABCN | node_8104402_200886202 | node_8104402_200886201 | 591.035 | bal_3P_4/0AC_1/0AC(N) | 8104402 | no | no |  |  | no |  |  | 0 | 0 | 0 | 0
oh_line_8104402_200886203 |  | ABCN | node_8104402_200886203 | node_8104402_200886202 | 299.848 | bal_3P_4/0AC_1/0AC(N) | 8104402 | no | no |  |  | no |  |  | 0 | 0 | 0 | 0
oh_line_8104402_200886204 |  | ABCN | node_8104402_200886204 | node_8104402_200886203 | 290.33 | bal_3P_4/0AC_1/0AC(N) | 8104402 | no | no |  |  | no |  |  | 0 | 0 | 0 | 0
oh_line_8104402_200886205 |  | ABCN | node_8104402_200886205 | node_8104402_200886204 | 309.459 | bal_3P_4/0AC_1/0AC(N) | 8104402 | no | no |  |  | no |  |  | 0 | 0 | 0 | 0
oh_line_8104402_200886206 |  | ABCN | node_8104402_200886206 | node_8104402_200886205 | 295.361 | bal_3P_4/0AC_1/0AC(N) | 8104402 | no | no |  |  | no |  |  | 0 | 0 | 0 | 0
oh_line_8104402_200886207 |  | ABCN | node_8104402_200886207 | node_8104402_200886206 | 293.135 | bal_3P_4/0AC_1/0AC(N) | 8104402 | no | no |  |  | no |  |  | 0 | 0 | 0 | 0
oh_line_8104402_200886208 |  | ABCN | node_8104402_200886208 | node_8104402_200886207 | 292.768 | bal_3P_4/0AC_1/0AC(N) | 8104402 | no | no |  |  | no |  |  | 0 | 0 | 0 | 0
oh_line_8104402_200886209 |  | ABCN | node_8104402_200886209 | node_8104402_200886208 | 303.254 | bal_3P_4/0AC_1/0AC(N) | 8104402 | no | no |  |  | no |  |  | 0 | 0 | 0 | 0
oh_line_8104402_200886210 |  | ABCN | node_8104402_200886210 | node_8104402_200886209 | 271.511 | bal_3P_4/0AC_1/0AC(N) | 8104402 | no | no |  |  | no |  |  | 0 | 0 | 0 | 0
oh_line_8104402_200886211 |  | ABCN | node_8104402_200886211 | node_8104402_200886210 | 212.943 | bal_3P_4/0AC_1/0AC(N) | 8104402 | no | no |  |  | no |  |  | 0 | 0 | 0 | 0
oh_line_8104402_200886212 |  | ABCN | node_8104402_200886212 | node_8104402_200886211 | 200.107 | bal_3P_4/0AC_1/0AC(N) | 8104402 | no | no |  |  | no |  |  | 0 | 0 | 0 | 0
oh_line_8104402_200886213 |  | ABCN | node_8104402_200886213 | node_8104402_200886212 | 195.708 | bal_3P_4/0AC_1/0AC(N) | 8104402 | no | no |  |  | no |  |  | 0 | 0 | 0 | 0
oh_line_8104402_200886214 |  | ABCN | node_8104402_200886214 | node_8104402_200886213 | 391.76 | bal_3P_4/0AC_1/0AC(N) | 8104402 | no | no |  |  | no |  |  | 0 | 0 | 0 | 0
oh_line_8104402_200886215 |  | ABCN | node_8104402_200886215 | node_8104402_200886214 | 252.316 | bal_3P_4/0AC_1/0AC(N) | 8104402 | no | no |  |  | no |  |  | 0 | 0 | 0 | 0
oh_line_8104402_200886216 |  | ABCN | node_8104402_200886216 | node_8104402_200886215 | 174.75 | bal_3P_4/0AC_1/0AC(N) | 8104402 | no | no |  |  | no |  |  | 0 | 0 | 0 | 0
oh_line_8104402_200886217 |  | ABCN | node_8104402_200886217 | node_8104402_200886216 | 330.392 | bal_3P_4/0AC_1/0AC(N) | 8104402 | no | no |  |  | no |  |  | 0 | 0 | 0 | 0
oh_line_8104402_200886218 |  | ABCN | node_8104402_200886218 | node_8104402_200886217 | 300.403 | bal_3P_4/0AC_1/0AC(N) | 8104402 | no | no |  |  | no |  |  | 0 | 0 | 0 | 0
oh_line_8104402_200886219 |  | ABCN | node_8104402_312045778 | node_8104402_200886218 | 496.976 | bal_3P_4/0AC_1/0AC(N) | 8104402 | no | no |  |  | no |  |  | 0 | 0 | 0 | 0
oh_line_8104402_200887080 |  | ABCN | node_SOURCE_8104402 | node_8104402_200887080 | 130.756 | bal_3P_4/0AC_1/0AC(N) | 8104402 | no | no |  |  | no |  |  | 0 | 0 | 0 | 0
oh_line_8104402_200887081 |  | ABCN | node_8104402_200887080 | node_8104402_200887081 | 183.299 | bal_3P_4/0AC_1/0AC(N) | 8104402 | no | no |  |  | no |  |  | 0 | 0 | 0 | 0
oh_line_8104402_200887082 |  | ABCN | node_8104402_200887081 | node_8104402_200887082 | 245.473 | bal_3P_4/0AC_1/0AC(N) | 8104402 | no | no |  |  | no |  |  | 0 | 0 | 0 | 0
oh_line_8104402_200887083 |  | ABCN | node_8104402_200887082 | node_8104402_200887083 | 224.226 | bal_3P_4/0AC_1/0AC(N) | 8104402 | no | no |  |  | no |  |  | 0 | 0 | 0 | 0
oh_line_8104402_200887084 |  | ABCN | node_8104402_200887083 | node_8104402_200887084 | 215.519 | bal_3P_4/0AC_1/0AC(N) | 8104402 | no | no |  |  | no |  |  | 0 | 0 | 0 | 0
oh_line_8104402_200887085 |  | ABCN | node_8104402_200887084 | node_8104402_200887085 | 236.322 | bal_3P_4/0AC_1/0AC(N) | 8104402 | no | no |  |  | no |  |  | 0 | 0 | 0 | 0
oh_line_8104402_200887086 |  | ABCN | node_8104402_200887085 | node_8104402_200887086 | 232.481 | bal_3P_4/0AC_1/0AC(N) | 8104402 | no | no |  |  | no |  |  | 0 | 0 | 0 | 0
oh_line_8104402_200887087 |  | ABCN | node_8104402_200887086 | node_8104402_200887087 | 227.098 | bal_3P_4/0AC_1/0AC(N) | 8104402 | no | no |  |  | no |  |  | 0 | 0 | 0 | 0
oh_line_8104402_200887172 |  | ABCN | node_8104402_200887173 | node_8104402_200887172 | 267.267 | bal_3P_4/0AC_1/0AC(N) | 8104402 | no | no |  |  | no |  |  | 0 | 0 | 0 | 0
oh_line_8104402_200887173 |  | ABCN | node_8104402_200887174 | node_8104402_200887173 | 252.108 | bal_3P_4/0AC_1/0AC(N) | 8104402 | no | no |  |  | no |  |  | 0 | 0 | 0 | 0
oh_line_8104402_200887174 |  | ABCN | node_8104402_200887176 | node_8104402_200887174 | 359.328 | bal_3P_4/0AC_1/0AC(N) | 8104402 | no | no |  |  | no |  |  | 0 | 0 | 0 | 0
oh_line_8104402_200887176 |  | ABCN | node_8104402_200887177 | node_8104402_200887176 | 338.885 | bal_3P_4/0AC_1/0AC(N) | 8104402 | no | no |  |  | no |  |  | 0 | 0 | 0 | 0
oh_line_8104402_200887177 |  | ABCN | node_8104402_200887179 | node_8104402_200887177 | 286.718 | bal_3P_4/0AC_1/0AC(N) | 8104402 | no | no |  |  | no |  |  | 0 | 0 | 0 | 0
oh_line_8104402_200887179 |  | ABCN | node_8104402_200887180 | node_8104402_200887179 | 228.05 | bal_3P_4/0AC_1/0AC(N) | 8104402 | no | no |  |  | no |  |  | 0 | 0 | 0 | 0
oh_line_8104402_200887180 |  | ABCN | node_8104402_200887181 | node_8104402_200887180 | 224.57 | bal_3P_4/0AC_1/0AC(N) | 8104402 | no | no |  |  | no |  |  | 0 | 0 | 0 | 0
oh_line_8104402_200887181 |  | ABCN | node_8104402_200887184 | node_8104402_200887181 | 223.647 | bal_3P_4/0AC_1/0AC(N) | 8104402 | no | no |  |  | no |  |  | 0 | 0 | 0 | 0
oh_line_8104402_200887184 |  | ABCN | node_8104402_200887185 | node_8104402_200887184 | 226.412 | bal_3P_4/0AC_1/0AC(N) | 8104402 | no | no |  |  | no |  |  | 0 | 0 | 0 | 0
oh_line_8104402_200887185 |  | ABCN | node_8104402_200887186 | node_8104402_200887185 | 229.734 | bal_3P_4/0AC_1/0AC(N) | 8104402 | no | no |  |  | no |  |  | 0 | 0 | 0 | 0
oh_line_8104402_200887186 |  | ABCN | node_8104402_200887190 | node_8104402_200887186 | 257.908 | bal_3P_4/0AC_1/0AC(N) | 8104402 | no | no |  |  | no |  |  | 0 | 0 | 0 | 0
oh_line_8104402_200887187 |  | AN | node_8104402_200887186 | node_8104402_200887187 | 428.378 | bal_1P_1/0AC_1/0AC(N) | 8104402 | no | no |  |  | no |  |  | 0 | 0 | 0 | 0
oh_line_8104402_200887190 |  | ABCN | node_8104402_200887191 | node_intto1_8104402_200887190 | 278.884 | bal_3P_4/0AC_1/0AC(N) | 8104402 | no | no |  |  | no |  |  | 0 | 0 | 0 | 0
oh_line_8104402_200887191 |  | ABCN | node_8104402_200887193 | node_8104402_200887191 | 216.56 | bal_3P_4/0AC_1/0AC(N) | 8104402 | no | no |  |  | no |  |  | 0 | 0 | 0 | 0
oh_line_8104402_200887193 |  | ABCN | node_8104402_200887194 | node_8104402_200887193 | 125.393 | bal_3P_4/0AC_1/0AC(N) | 8104402 | no | no |  |  | no |  |  | 0 | 0 | 0 | 0
oh_line_8104402_200887194 |  | ABCN | node_8104402_200887195 | node_8104402_200887194 | 226.007 | bal_3P_4/0AC_1/0AC(N) | 8104402 | no | no |  |  | no |  |  | 0 | 0 | 0 | 0
oh_line_8104402_200887195 |  | ABCN | node_8104402_200887196 | node_8104402_200887195 | 226.244 | bal_3P_4/0AC_1/0AC(N) | 8104402 | no | no |  |  | no |  |  | 0 | 0 | 0 | 0
oh_line_8104402_200887196 |  | ABCN | node_8104402_200887197 | node_8104402_200887196 | 204.562 | bal_3P_4/0AC_1/0AC(N) | 8104402 | no | no |  |  | no |  |  | 0 | 0 | 0 | 0
oh_line_8104402_200887197 |  | ABCN | node_8104402_200887200 | node_8104402_200887197 | 202.417 | bal_3P_4/0AC_1/0AC(N) | 8104402 | no | no |  |  | no |  |  | 0 | 0 | 0 | 0
oh_line_8104402_200887200 |  | ABCN | node_8104402_200887201 | node_8104402_200887200 | 238.028 | bal_3P_4/0AC_1/0AC(N) | 8104402 | no | no |  |  | no |  |  | 0 | 0 | 0 | 0
oh_line_8104402_200887201 |  | ABCN | node_8104402_200887202 | node_8104402_200887201 | 209.921 | bal_3P_4/0AC_1/0AC(N) | 8104402 | no | no |  |  | no |  |  | 0 | 0 | 0 | 0
oh_line_8104402_200887202 |  | ABCN | node_8104402_200887205 | node_8104402_200887202 | 223.216 | bal_3P_4/0AC_1/0AC(N) | 8104402 | no | no |  |  | no |  |  | 0 | 0 | 0 | 0
oh_line_8104402_200887203 |  | AN | node_8104402_200887202 | node_8104402_200887203 | 436.361 | bal_1P_1/0AC_1/0AC(N) | 8104402 | no | no |  |  | no |  |  | 0 | 0 | 0 | 0
oh_line_8104402_200887204 |  | AN | node_8104402_200887203 | node_8104402_200887204 | 377.782 | bal_1P_1/0AC_1/0AC(N) | 8104402 | no | no |  |  | no |  |  | 0 | 0 | 0 | 0
oh_line_8104402_200887205 |  | ABCN | node_8104402_200887206 | node_8104402_200887205 | 231.096 | bal_3P_4/0AC_1/0AC(N) | 8104402 | no | no |  |  | no |  |  | 0 | 0 | 0 | 0
oh_line_8104402_200887206 |  | ABCN | node_8104402_200887207 | node_8104402_200887206 | 216.717 | bal_3P_4/0AC_1/0AC(N) | 8104402 | no | no |  |  | no |  |  | 0 | 0 | 0 | 0
oh_line_8104402_200887207 |  | ABCN | node_8104402_200887208 | node_8104402_200887207 | 267.239 | bal_3P_4/0AC_1/0AC(N) | 8104402 | no | no |  |  | no |  |  | 0 | 0 | 0 | 0
oh_line_8104402_200887208 |  | ABCN | node_8104402_200887209 | node_8104402_200887208 | 346.364 | bal_3P_4/0AC_1/0AC(N) | 8104402 | no | no |  |  | no |  |  | 0 | 0 | 0 | 0
oh_line_8104402_200887209 |  | ABCN | node_8104402_200887210 | node_8104402_200887209 | 328.519 | bal_3P_4/0AC_1/0AC(N) | 8104402 | no | no |  |  | no |  |  | 0 | 0 | 0 | 0
oh_line_8104402_200887210 |  | ABCN | node_8104402_200887211 | node_8104402_200887210 | 317.767 | bal_3P_4/0AC_1/0AC(N) | 8104402 | no | no |  |  | no |  |  | 0 | 0 | 0 | 0
oh_line_8104402_200887211 |  | ABCN | node_8104402_200887213 | node_8104402_200887211 | 309.607 | bal_3P_4/0AC_1/0AC(N) | 8104402 | no | no |  |  | no |  |  | 0 | 0 | 0 | 0
oh_line_8104402_200887213 |  | ABCN | node_8104402_200887087 | node_8104402_200887213 | 98.349 | bal_3P_4/0AC_1/0AC(N) | 8104402 | no | no |  |  | no |  |  | 0 | 0 | 0 | 0
oh_line_8104402_200887254 |  | AN | node_8104402_200887184 | node_8104402_200887254 | 111.969 | bal_1P_1/0AC_1/0AC(N) | 8104402 | no | no |  |  | no |  |  | 0 | 0 | 0 | 0
oh_line_8104402_200887264 |  | AN | node_8104402_200887254 | node_intto1_8104402_200887264 | 265.457 | bal_1P_1/0AC_1/0AC(N) | 8104402 | no | no |  |  | no |  |  | 0 | 0 | 0 | 0
oh_line_8104402_200887265 |  | AN | node_8104402_200887264 | node_8104402_200887265 | 230.321 | bal_1P_1/0AC_1/0AC(N) | 8104402 | no | no |  |  | no |  |  | 0 | 0 | 0 | 0
oh_line_8104402_200887267 |  | AN | node_8104402_200887265 | node_8104402_200887267 | 244.98 | bal_1P_1/0AC_1/0AC(N) | 8104402 | no | no |  |  | no |  |  | 0 | 0 | 0 | 0
oh_line_8104402_200887268 |  | AN | node_8104402_200887267 | node_8104402_200887268 | 223.333 | bal_1P_1/0AA_1/0AA(N) | 8104402 | no | no |  |  | no |  |  | 0 | 0 | 0 | 0
oh_line_8104402_200887269 |  | AN | node_8104402_200887268 | node_8104402_200887269 | 224.49 | bal_1P_1/0AA_1/0AA(N) | 8104402 | no | no |  |  | no |  |  | 0 | 0 | 0 | 0
oh_line_8104402_200887270 |  | AN | node_8104402_200887269 | node_8104402_200887270 | 295.692 | bal_1P_1/0AA_1/0AA(N) | 8104402 | no | no |  |  | no |  |  | 0 | 0 | 0 | 0
oh_line_8104402_200887271 |  | AN | node_8104402_200887270 | node_8104402_200887271 | 279.035 | bal_1P_1/0AA_1/0AA(N) | 8104402 | no | no |  |  | no |  |  | 0 | 0 | 0 | 0
oh_line_8104402_200887272 |  | AN | node_8104402_200887271 | node_8104402_200887272 | 207.368 | bal_1P_1/0AA_1/0AA(N) | 8104402 | no | no |  |  | no |  |  | 0 | 0 | 0 | 0
oh_line_8104402_200907830 |  | ABCN | node_8104402_200880292 | node_8104402_200907830 | 317.99 | bal_3P_4/0AC_1/0AC(N) | 8104402 | no | no |  |  | no |  |  | 0 | 0 | 0 | 0
oh_line_8104402_200909313 |  | AD | node_8104402_200880587 | node_intto1_8104402_200909313 | 346.005 | bal_1P_1/0AA | 8104402 | no | no |  |  | no |  |  | 0 | 0 | 0 | 0
oh_line_8104402_200909358 |  | ABCN | node_8104402_200883085 | node_intto1_8104402_200909358 | 149.901 | bal_3P_4/0AC_1/0AC(N) | 8104402 | no | no |  |  | no |  |  | 0 | 0 | 0 | 0
oh_line_8104402_200909360 |  | AN | node_8104402_200883257 | node_intto1_8104402_200909360 | 190.121 | bal_1P_1/0AA_1/0AA(N) | 8104402 | no | no |  |  | no |  |  | 0 | 0 | 0 | 0
oh_line_8104402_200909361 |  | ABCN | node_8104402_200883251 | node_8104402_200909361 | 27.308 | bal_3P_4/0AC_1/0AC(N) | 8104402 | no | no |  |  | no |  |  | 0 | 0 | 0 | 0
oh_line_8104402_200909368 |  | AD | node_8104402_200882717 | node_8104402_200909368 | 723.489 | bal_1P_1/0AA | 8104402 | no | no |  |  | no |  |  | 0 | 0 | 0 | 0
oh_line_8104402_200941170 |  | AD | node_8104402_200941372 | node_8104402_200941170 | 211.84 | bal_1P_1/0AA | 8104402 | no | no |  |  | no |  |  | 0 | 0 | 0 | 0
oh_line_8104402_200941171 |  | AD | node_8104402_200941170 | node_8104402_200941171 | 282.51 | bal_1P_1/0AA | 8104402 | no | no |  |  | no |  |  | 0 | 0 | 0 | 0
oh_line_8104402_200941172 |  | AD | node_8104402_200941171 | node_8104402_200941172 | 277.35 | bal_1P_1/0AA | 8104402 | no | no |  |  | no |  |  | 0 | 0 | 0 | 0
oh_line_8104402_200941173 |  | AD | node_8104402_200941172 | node_8104402_200941173 | 129.621 | bal_1P_1/0AC | 8104402 | no | no |  |  | no |  |  | 0 | 0 | 0 | 0
oh_line_8104402_200941174 |  | AD | node_8104402_200941173 | node_8104402_200941174 | 311.912 | bal_1P_1/0AC | 8104402 | no | no |  |  | no |  |  | 0 | 0 | 0 | 0
oh_line_8104402_200941175 |  | AD | node_8104402_200941174 | node_8104402_200941175 | 355.892 | bal_1P_1/0AC | 8104402 | no | no |  |  | no |  |  | 0 | 0 | 0 | 0
oh_line_8104402_200941176 |  | AD | node_8104402_200941175 | node_8104402_200941176 | 186.217 | bal_1P_2AC | 8104402 | no | no |  |  | no |  |  | 0 | 0 | 0 | 0
oh_line_8104402_200941177 |  | AD | node_8104402_311932802 | node_8104402_200941177 | 265.893 | bal_1P_2AC | 8104402 | no | no |  |  | no |  |  | 0 | 0 | 0 | 0
oh_line_8104402_200941178 |  | AD | node_8104402_200941177 | node_8104402_200941178 | 261.857 | bal_1P_2AC | 8104402 | no | no |  |  | no |  |  | 0 | 0 | 0 | 0
oh_line_8104402_200941179 |  | AD | node_8104402_200941178 | node_8104402_200941179 | 202.326 | bal_1P_2AC | 8104402 | no | no |  |  | no |  |  | 0 | 0 | 0 | 0
oh_line_8104402_200941180 |  | AD | node_8104402_200941179 | node_8104402_200941180 | 162.082 | bal_1P_2AC | 8104402 | no | no |  |  | no |  |  | 0 | 0 | 0 | 0
oh_line_8104402_200941181 |  | AD | node_8104402_200941180 | node_8104402_200941181 | 487.406 | bal_1P_2AC | 8104402 | no | no |  |  | no |  |  | 0 | 0 | 0 | 0
oh_line_8104402_200941182 |  | AD | node_8104402_200941181 | node_8104402_200941182 | 341.989 | bal_1P_2AC | 8104402 | no | no |  |  | no |  |  | 0 | 0 | 0 | 0
oh_line_8104402_200941364 |  | AN | node_8104402_200887272 | node_intto1_8104402_200941364 | 251.264 | bal_1P_1/0AA_1/0AA(N) | 8104402 | no | no |  |  | no |  |  | 0 | 0 | 0 | 0
oh_line_8104402_200941365 |  | AD | node_8104402_200941364 | node_8104402_200941365 | 246.678 | bal_1P_1/0AA | 8104402 | no | no |  |  | no |  |  | 0 | 0 | 0 | 0
oh_line_8104402_200941367 |  | AD | node_8104402_200941365 | node_8104402_200941367 | 284.376 | bal_1P_1/0AA | 8104402 | no | no |  |  | no |  |  | 0 | 0 | 0 | 0
oh_line_8104402_200941368 |  | AD | node_8104402_200941367 | node_8104402_200941368 | 286.028 | bal_1P_1/0AA | 8104402 | no | no |  |  | no |  |  | 0 | 0 | 0 | 0
oh_line_8104402_200941369 |  | AD | node_8104402_200941368 | node_8104402_200941369 | 258.392 | bal_1P_1/0AA | 8104402 | no | no |  |  | no |  |  | 0 | 0 | 0 | 0
oh_line_8104402_200941370 |  | AD | node_8104402_200941369 | node_8104402_200941370 | 254.209 | bal_1P_1/0AA | 8104402 | no | no |  |  | no |  |  | 0 | 0 | 0 | 0
oh_line_8104402_200941371 |  | AD | node_8104402_200941370 | node_8104402_200941371 | 257.925 | bal_1P_1/0AA | 8104402 | no | no |  |  | no |  |  | 0 | 0 | 0 | 0
oh_line_8104402_200941372 |  | AD | node_8104402_200941371 | node_8104402_200941372 | 239.393 | bal_1P_1/0AA | 8104402 | no | no |  |  | no |  |  | 0 | 0 | 0 | 0
oh_line_8104402_200949195 |  | AD | node_8104402_200949202 | node_8104402_200949195 | 75.813 | bal_1P_1/0AA | 8104402 | no | no |  |  | no |  |  | 0 | 0 | 0 | 0
oh_line_8104402_200949196 |  | AD | node_8104402_200949195 | node_8104402_200949196 | 304.617 | bal_1P_1/0AA | 8104402 | no | no |  |  | no |  |  | 0 | 0 | 0 | 0
oh_line_8104402_200949197 |  | AD | node_8104402_200949196 | node_8104402_200949197 | 193.814 | bal_1P_1/0AA | 8104402 | no | no |  |  | no |  |  | 0 | 0 | 0 | 0
oh_line_8104402_200949198 |  | AD | node_8104402_200949197 | node_8104402_200949198 | 248.3 | bal_1P_1/0AA | 8104402 | no | no |  |  | no |  |  | 0 | 0 | 0 | 0
oh_line_8104402_200949199 |  | AD | node_8104402_200949198 | node_8104402_200949199 | 248.639 | bal_1P_1/0AA | 8104402 | no | no |  |  | no |  |  | 0 | 0 | 0 | 0
oh_line_8104402_200949200 |  | AD | node_8104402_200949199 | node_8104402_200949200 | 249.99 | bal_1P_1/0AA | 8104402 | no | no |  |  | no |  |  | 0 | 0 | 0 | 0
oh_line_8104402_200949201 |  | AD | node_8104402_200949200 | node_8104402_200949201 | 243.416 | bal_1P_1/0AA | 8104402 | no | no |  |  | no |  |  | 0 | 0 | 0 | 0
oh_line_8104402_200949202 |  | AD | node_8104402_200880948 | node_8104402_200949202 | 244.12 | bal_1P_1/0AA | 8104402 | no | no |  |  | no |  |  | 0 | 0 | 0 | 0
oh_line_8104402_200950439 |  | ABCD | node_8104402_200882961 | node_8104402_200950439 | 119.973 | bal_3P_4/0AC | 8104402 | no | no |  |  | no |  |  | 0 | 0 | 0 | 0
oh_line_8104402_200951032 |  | AD | node_8104402_200882551 | node_8104402_200951032 | 246.87 | bal_1P_1/0AA | 8104402 | no | no |  |  | no |  |  | 0 | 0 | 0 | 0
oh_line_8104402_200951033 |  | AD | node_8104402_200951032 | node_8104402_200951033 | 257.234 | bal_1P_1/0AA | 8104402 | no | no |  |  | no |  |  | 0 | 0 | 0 | 0
oh_line_8104402_200955431 |  | AD | node_8104402_200882972 | node_8104402_200955431 | 259.369 | bal_1P_4AC | 8104402 | no | no |  |  | no |  |  | 0 | 0 | 0 | 0
oh_line_8104402_200957831 |  | AD | node_8104402_200883705 | node_8104402_200957831 | 95.213 | bal_1P_1/0AA | 8104402 | no | no |  |  | no |  |  | 0 | 0 | 0 | 0
oh_line_8104402_200957832 |  | AD | node_8104402_200957831 | node_8104402_200957832 | 192.611 | bal_1P_1/0AA | 8104402 | no | no |  |  | no |  |  | 0 | 0 | 0 | 0
oh_line_8104402_200957833 |  | AD | node_8104402_200957832 | node_8104402_200957833 | 205.234 | bal_1P_1/0AA | 8104402 | no | no |  |  | no |  |  | 0 | 0 | 0 | 0
oh_line_8104402_200961941 |  | AD | node_8104402_200882958 | node_8104402_200961941 | 411.167 | bal_1P_4AC | 8104402 | no | no |  |  | no |  |  | 0 | 0 | 0 | 0
oh_line_8104402_200961942 |  | AD | node_8104402_200961941 | node_8104402_200961942 | 352.4 | bal_1P_4AC | 8104402 | no | no |  |  | no |  |  | 0 | 0 | 0 | 0
oh_line_8104402_200971128 |  | AD | node_8104402_200883360 | node_intto1_8104402_200971128 | 404.753 | bal_1P_2AC | 8104402 | no | no |  |  | no |  |  | 0 | 0 | 0 | 0
oh_line_8104402_200971129 |  | AD | node_8104402_200971128 | node_8104402_200971129 | 140.011 | bal_1P_2AC | 8104402 | no | no |  |  | no |  |  | 0 | 0 | 0 | 0
oh_line_8104402_200971130 |  | AD | node_8104402_200971129 | node_8104402_200971130 | 182.563 | bal_1P_2AC | 8104402 | no | no |  |  | no |  |  | 0 | 0 | 0 | 0
oh_line_8104402_200971681 |  | AD | node_8104402_200882693 | node_8104402_200971681 | 322.29 | bal_1P_3-128CW | 8104402 | no | no |  |  | no |  |  | 0 | 0 | 0 | 0
oh_line_8104402_200977787 |  | AD | node_8104402_200882682 | node_8104402_200977787 | 421.465 | bal_1P_2AC | 8104402 | no | no |  |  | no |  |  | 0 | 0 | 0 | 0
oh_line_8104402_200978943 |  | AN | node_8104402_200941172 | node_8104402_200978943 | 264.671 | bal_1P_DELTACUST | 8104402 | no | no |  |  | no |  |  | 0 | 0 | 0 | 0
oh_line_8104402_200978980 |  | ABCN | node_8104402_200883124 | node_8104402_200978980 | 243.554 | bal_3P_4/0AC_1/0AC(N) | 8104402 | no | no |  |  | no |  |  | 0 | 0 | 0 | 0
oh_line_8104402_200980232 |  | AD | node_8104402_200883740 | node_8104402_200980232 | 195.907 | bal_1P_1/0AC | 8104402 | no | no |  |  | no |  |  | 0 | 0 | 0 | 0
oh_line_8104402_200983000-1 |  | ABCN | node_8104402_200883110 | node_intto1_220565832 | 169.452 | bal_3P_1/0AA_1/0AA(N) | 8104402 | no | no |  |  | no |  |  | 0 | 0 | 0 | 0
oh_line_8104402_200983000-2 |  | ABCN | node_220565832 | node_intto1_220565670 | 7.066 | bal_3P_1/0AA_1/0AA(N) | 8104402 | no | no |  |  | no |  |  | 0 | 0 | 0 | 0
oh_line_8104402_200983000-3 |  | ABCN | node_220565670 | node_8104402_200983000 | 7.31 | bal_3P_1/0AA_1/0AA(N) | 8104402 | no | no |  |  | no |  |  | 0 | 0 | 0 | 0
oh_line_8104402_200983120 |  | ABCD | node_8104402_200983000 | node_8104402_200983120 | 47.042 | bal_3P_1/0AA | 8104402 | no | no |  |  | no |  |  | 0 | 0 | 0 | 0
oh_line_8104402_200984477 |  | AD | node_8104402_200883383 | node_8104402_200984477 | 254.441 | bal_1P_2AC | 8104402 | no | no |  |  | no |  |  | 0 | 0 | 0 | 0
oh_line_8104402_201010492 |  | AD | node_8104402_200883377 | node_8104402_201010492 | 351.327 | bal_1P_2AC | 8104402 | no | no |  |  | no |  |  | 0 | 0 | 0 | 0
oh_line_8104402_201010663 |  | AN | node_8104402_200883151 | node_8104402_201010663 | 249.43 | bal_1P_1/0AA_1/0AA(N) | 8104402 | no | no |  |  | no |  |  | 0 | 0 | 0 | 0
oh_line_8104402_201010664 |  | AN | node_8104402_201010663 | node_8104402_201010664 | 171.649 | bal_1P_1/0AA_1/0AA(N) | 8104402 | no | no |  |  | no |  |  | 0 | 0 | 0 | 0
oh_line_8104402_201010693 |  | AD | node_8104402_200880944 | node_8104402_201010693 | 278.404 | bal_1P_2AC | 8104402 | no | no |  |  | no |  |  | 0 | 0 | 0 | 0
oh_line_8104402_201012082 |  | AD | node_8104402_200882695 | node_8104402_201012082 | 478.141 | bal_1P_3-128CW | 8104402 | no | no |  |  | no |  |  | 0 | 0 | 0 | 0
oh_line_8104402_201016569 |  | AD | node_8104402_200883419 | node_8104402_201016569 | 172.462 | bal_1P_1/0AA | 8104402 | no | no |  |  | no |  |  | 0 | 0 | 0 | 0
oh_line_8104402_201016570 |  | AD | node_8104402_201016569 | node_8104402_201016570 | 282.214 | bal_1P_1/0AA | 8104402 | no | no |  |  | no |  |  | 0 | 0 | 0 | 0
oh_line_8104402_201016571 |  | AD | node_8104402_201016570 | node_8104402_201016571 | 274.892 | bal_1P_1/0AA | 8104402 | no | no |  |  | no |  |  | 0 | 0 | 0 | 0
oh_line_8104402_201016572 |  | AD | node_8104402_201016571 | node_8104402_201016572 | 231.048 | bal_1P_1/0AA | 8104402 | no | no |  |  | no |  |  | 0 | 0 | 0 | 0
oh_line_8104402_201016573 |  | AD | node_8104402_201016572 | node_8104402_201016573 | 158.22 | bal_1P_1/0AA | 8104402 | no | no |  |  | no |  |  | 0 | 0 | 0 | 0
oh_line_8104402_201020297 |  | AN | node_8104402_200882707 | node_8104402_201020297 | 252.129 | bal_1P_2AC_2AC(N) | 8104402 | no | no |  |  | no |  |  | 0 | 0 | 0 | 0
oh_line_8104402_201021749 |  | AD | node_8104402_200883749 | node_8104402_201021749 | 317.305 | bal_1P_2AC | 8104402 | no | no |  |  | no |  |  | 0 | 0 | 0 | 0
oh_line_8104402_201021750 |  | AD | node_8104402_200883498 | node_8104402_201021750 | 492.021 | bal_1P_2AC | 8104402 | no | no |  |  | no |  |  | 0 | 0 | 0 | 0
oh_line_8104402_201021751 |  | AD | node_8104402_200883500 | node_8104402_201021751 | 237.522 | bal_1P_2AC | 8104402 | no | no |  |  | no |  |  | 0 | 0 | 0 | 0
oh_line_8104402_201036174 |  | AD | node_8104402_200883002 | node_8104402_201036174 | 327.832 | bal_1P_2AC | 8104402 | no | no |  |  | no |  |  | 0 | 0 | 0 | 0
oh_line_8104402_201037189 |  | ABCN | node_8104402_200883120 | node_8104402_201037189 | 173.105 | bal_3P_4/0AC_1/0AC(N) | 8104402 | no | no |  |  | no |  |  | 0 | 0 | 0 | 0
oh_line_8104402_201038470 |  | ABCN | node_8104402_200883113 | node_8104402_201038470 | 205.21 | bal_3P_1/0AA_1/0AA(N) | 8104402 | no | no |  |  | no |  |  | 0 | 0 | 0 | 0
oh_line_8104402_201046815 |  | AD | node_8104402_311922281 | node_8104402_201046815 | 265.325 | bal_1P_1/0AA | 8104402 | no | no |  |  | no |  |  | 0 | 0 | 0 | 0
oh_line_8104402_201064661 |  | AD | node_8104402_200883297 | node_8104402_201064661 | 304.448 | bal_1P_1/0AA | 8104402 | no | no |  |  | no |  |  | 0 | 0 | 0 | 0
oh_line_8104402_201064662 |  | AD | node_8104402_201064661 | node_8104402_201064662 | 325.763 | bal_1P_1/0AA | 8104402 | no | no |  |  | no |  |  | 0 | 0 | 0 | 0
oh_line_8104402_201064664 |  | AD | node_8104402_201064662 | node_intto1_8104402_201064664 | 277.382 | bal_1P_1/0AA | 8104402 | no | no |  |  | no |  |  | 0 | 0 | 0 | 0
oh_line_8104402_201064665 |  | AD | node_8104402_201064664 | node_8104402_201064665 | 187.884 | bal_1P_1/0AA | 8104402 | no | no |  |  | no |  |  | 0 | 0 | 0 | 0
oh_line_8104402_201064666 |  | AD | node_8104402_201064665 | node_8104402_201064666 | 160.42 | bal_1P_1/0AA | 8104402 | no | no |  |  | no |  |  | 0 | 0 | 0 | 0
oh_line_8104402_201064667 |  | AD | node_8104402_201064666 | node_8104402_201064667 | 150.628 | bal_1P_1/0AA | 8104402 | no | no |  |  | no |  |  | 0 | 0 | 0 | 0
oh_line_8104402_201064668 |  | AD | node_8104402_201064665 | node_8104402_201064668 | 278.273 | bal_1P_1/0AA | 8104402 | no | no |  |  | no |  |  | 0 | 0 | 0 | 0
oh_line_8104402_201064669 |  | AD | node_8104402_201064668 | node_8104402_201064669 | 203.947 | bal_1P_1/0AA | 8104402 | no | no |  |  | no |  |  | 0 | 0 | 0 | 0
oh_line_8104402_201064670 |  | AD | node_8104402_201064669 | node_8104402_201064670 | 201.945 | bal_1P_1/0AA | 8104402 | no | no |  |  | no |  |  | 0 | 0 | 0 | 0
oh_line_8104402_201064671 |  | AD | node_8104402_201064669 | node_8104402_201064671 | 202.698 | bal_1P_1/0AA | 8104402 | no | no |  |  | no |  |  | 0 | 0 | 0 | 0
oh_line_8104402_201067463 |  | AN | node_8104402_200887271 | node_8104402_201067463 | 191.632 | bal_1P_1/0AA_1/0AA(N) | 8104402 | no | no |  |  | no |  |  | 0 | 0 | 0 | 0
oh_line_8104402_201067464 |  | AN | node_8104402_201067463 | node_8104402_201067464 | 173.234 | bal_1P_1/0AA_1/0AA(N) | 8104402 | no | no |  |  | no |  |  | 0 | 0 | 0 | 0
oh_line_8104402_201069867 |  | ABCD | node_8104402_200882682 | node_8104402_201069867 | 459.204 | bal_3P_1/0AC | 8104402 | no | no |  |  | no |  |  | 0 | 0 | 0 | 0
oh_line_8104402_201069869-1 |  | ABCD | node_220658718 | node_8104402_201069869 | 2.704 | bal_3P_4/0AC | 8104402 | no | no |  |  | no |  |  | 0 | 0 | 0 | 0
oh_line_8104402_201069869-2 |  | ABCD | node_311907771 | node_intto1_220658718 | 3.787 | bal_3P_4/0AC | 8104402 | no | no |  |  | no |  |  | 0 | 0 | 0 | 0
oh_line_8104402_201069869-3 |  | ABCD | node_8104402_200883130 | node_intto1_311907771 | 36.979 | bal_3P_4/0AC | 8104402 | no | no |  |  | no |  |  | 0 | 0 | 0 | 0
oh_line_8104402_310013419 |  | AD | node_8104402_200883039 | node_8104402_310013419 | 235.191 | bal_1P_1/0AA | 8104402 | no | no |  |  | no |  |  | 0 | 0 | 0 | 0
oh_line_8104402_310013682 |  | AD | node_8104402_200883040 | node_8104402_310013682 | 279.241 | bal_1P_1/0AA | 8104402 | no | no |  |  | no |  |  | 0 | 0 | 0 | 0
oh_line_8104402_310013683 |  | AD | node_8104402_200883041 | node_8104402_310013683 | 171.489 | bal_1P_1/0AA | 8104402 | no | no |  |  | no |  |  | 0 | 0 | 0 | 0
oh_line_8104402_310032795 |  | AD | node_8104402_200882961 | node_8104402_310032795 | 254.609 | bal_1P_1/0AA | 8104402 | no | no |  |  | no |  |  | 0 | 0 | 0 | 0
oh_line_8104402_310051340 |  | ABCN | node_8104402_200883104 | node_8104402_310051340 | 153.742 | bal_3P_4/0AC_1/0AC(N) | 8104402 | no | no |  |  | no |  |  | 0 | 0 | 0 | 0
oh_line_8104402_310051344 |  | ABCN | node_8104402_310051340 | node_8104402_310051344 | 135.749 | bal_3P_4/0AC_1/0AC(N) | 8104402 | no | no |  |  | no |  |  | 0 | 0 | 0 | 0
oh_line_8104402_310051346 |  | ABCN | node_8104402_310051344 | node_8104402_310051346 | 135.13 | bal_3P_4/0AC_1/0AC(N) | 8104402 | no | no |  |  | no |  |  | 0 | 0 | 0 | 0
oh_line_8104402_310051353 |  | ABCN | node_8104402_310051346 | node_8104402_310051353 | 122.956 | bal_3P_4/0AC_1/0AC(N) | 8104402 | no | no |  |  | no |  |  | 0 | 0 | 0 | 0
oh_line_8104402_310051360 |  | ABCN | node_8104402_310051353 | node_8104402_310051360 | 121.501 | bal_3P_4/0AC_1/0AC(N) | 8104402 | no | no |  |  | no |  |  | 0 | 0 | 0 | 0
oh_line_8104402_310051364 |  | ABCN | node_8104402_310051360 | node_8104402_310051364 | 185.99 | bal_3P_4/0AC_1/0AC(N) | 8104402 | no | no |  |  | no |  |  | 0 | 0 | 0 | 0
oh_line_8104402_311922275 |  | AD | node_8104402_200949201 | node_8104402_311922275 | 37.315 | bal_1P_1/0AA | 8104402 | no | no |  |  | no |  |  | 0 | 0 | 0 | 0
oh_line_8104402_311922277 |  | AD | node_8104402_311922275 | node_8104402_311922277 | 189.989 | bal_1P_1/0AA | 8104402 | no | no |  |  | no |  |  | 0 | 0 | 0 | 0
oh_line_8104402_311922278 |  | AD | node_8104402_311922277 | node_8104402_311922278 | 238.355 | bal_1P_1/0AA | 8104402 | no | no |  |  | no |  |  | 0 | 0 | 0 | 0
oh_line_8104402_311922279 |  | AD | node_8104402_311922278 | node_8104402_311922279 | 276.963 | bal_1P_1/0AA | 8104402 | no | no |  |  | no |  |  | 0 | 0 | 0 | 0
oh_line_8104402_311922281 |  | AD | node_8104402_311922279 | node_8104402_311922281 | 259.241 | bal_1P_1/0AA | 8104402 | no | no |  |  | no |  |  | 0 | 0 | 0 | 0
oh_line_8104402_311929617 |  | AD | node_8104402_200882589 | node_intto1_8104402_311929617 | 301.877 | bal_1P_1/0AA | 8104402 | no | no |  |  | no |  |  | 0 | 0 | 0 | 0
oh_line_8104402_311932802 |  | AD | node_8104402_200941176 | node_8104402_311932802 | 334.024 | bal_1P_2AC | 8104402 | no | no |  |  | no |  |  | 0 | 0 | 0 | 0
oh_line_8104402_311932921 |  | AD | node_8104402_200882718 | node_8104402_311932921 | 297.658 | bal_1P_1/0AA | 8104402 | no | no |  |  | no |  |  | 0 | 0 | 0 | 0
oh_line_8104402_311932925 |  | AD | node_8104402_311932921 | node_8104402_311932925 | 243.097 | bal_1P_1/0AA | 8104402 | no | no |  |  | no |  |  | 0 | 0 | 0 | 0
oh_line_8104402_311934831 |  | ABCN | node_8104402_311934831 | node_8104402_200881067 | 273.718 | bal_3P_4/0AC_1/0AC(N) | 8104402 | no | no |  |  | no |  |  | 0 | 0 | 0 | 0
oh_line_8104402_311995297 |  | AD | node_8104402_200883699 | node_8104402_311995297 | 262.246 | bal_1P_1/0AA | 8104402 | no | no |  |  | no |  |  | 0 | 0 | 0 | 0
oh_line_8104402_312018931 |  | AD | node_8104402_200883487 | node_8104402_312018931 | 82.65 | bal_1P_1/0AA | 8104402 | no | no |  |  | no |  |  | 0 | 0 | 0 | 0
oh_line_8104402_312045778 |  | ABCN | node_8104402_312045779 | node_8104402_312045778 | 278.61 | bal_3P_4/0AC_1/0AC(N) | 8104402 | no | no |  |  | no |  |  | 0 | 0 | 0 | 0
oh_line_8104402_312045779 |  | ABCN | node_8104402_200883059 | node_8104402_312045779 | 261.493 | bal_3P_4/0AC_1/0AC(N) | 8104402 | no | no |  |  | no |  |  | 0 | 0 | 0 | 0
oh_line_8104402_312072890 |  | AN | node_8104402_312072897 | node_8104402_312072890 | 175.909 | bal_1P_DELTACUST | 8104402 | no | no |  |  | no |  |  | 0 | 0 | 0 | 0
oh_line_8104402_312072891 |  | AN | node_8104402_312079089 | node_8104402_312072891 | 136.334 | bal_1P_DELTACUST | 8104402 | no | no |  |  | no |  |  | 0 | 0 | 0 | 0
oh_line_8104402_312072894 |  | AN | node_8104402_312072891 | node_8104402_312072894 | 93.712 | bal_1P_DELTACUST | 8104402 | no | no |  |  | no |  |  | 0 | 0 | 0 | 0
oh_line_8104402_312072897 |  | AN | node_8104402_312072894 | node_8104402_312072897 | 83.403 | bal_1P_DELTACUST | 8104402 | no | no |  |  | no |  |  | 0 | 0 | 0 | 0
oh_line_8104402_312079089 |  | AD | node_8104402_200883489 | node_intto1_8104402_312079089 | 76.221 | bal_1P_1/0AA | 8104402 | no | no |  |  | no |  |  | 0 | 0 | 0 | 0
oh_line_8104402_312104777 |  | AD | node_8104402_200883411 | node_8104402_312104777 | 274.717 | bal_1P_2AC | 8104402 | no | no |  |  | no |  |  | 0 | 0 | 0 | 0
oh_line_8104402_312104778 |  | AD | node_8104402_200883505 | node_8104402_312104778 | 287.357 | bal_1P_2AC | 8104402 | no | no |  |  | no |  |  | 0 | 0 | 0 | 0
oh_line_8104402_312111933 |  | AD | node_8104402_311932925 | node_8104402_312111933 | 177.309 | bal_1P_1/0AA | 8104402 | no | no |  |  | no |  |  | 0 | 0 | 0 | 0
oh_line_8104402_312117307 |  | AD | node_8104402_201010492 | node_8104402_312117307 | 450.574 | bal_1P_2AC | 8104402 | no | no |  |  | no |  |  | 0 | 0 | 0 | 0
oh_line_8104402_312117308 |  | AD | node_8104402_200883700 | node_8104402_312117308 | 310.103 | bal_1P_2AC | 8104402 | no | no |  |  | no |  |  | 0 | 0 | 0 | 0
oh_line_8104402_312133291 |  | AD | node_8104402_200882793 | node_8104402_312133291 | 133.545 | bal_1P_2AC | 8104402 | no | no |  |  | no |  |  | 0 | 0 | 0 | 0
oh_line_8104402_312150168 |  | AD | node_8104402_200883409 | node_8104402_312150168 | 225.176 | bal_1P_2AC | 8104402 | no | no |  |  | no |  |  | 0 | 0 | 0 | 0
oh_line_TAP_OH_911118 |  | ABCN | node_8104402_200880286 | node_1427077_108_15486371_429 | 0.033 | unb_TAPWIRE_OH | 8104402 | no | no |  |  | no |  |  | 0 | 0 | 0 | 0
oh_line_TAP_OH_911175 |  | AN | node_8104402_200880540 | node_1414436_637_15460881_169 | 0.033 | unb_TAPWIRE_OH | 8104402 | no | no |  |  | no |  |  | 0 | 0 | 0 | 0
oh_line_TAP_OH_911177 |  | AN | node_8104402_200880543 | node_1405258_029_15454842_243 | 0.033 | unb_TAPWIRE_OH | 8104402 | no | no |  |  | no |  |  | 0 | 0 | 0 | 0
oh_line_TAP_OH_911178 |  | AN | node_8104402_200880547 | node_1406045_425_15455166_631 | 0.033 | unb_TAPWIRE_OH | 8104402 | no | no |  |  | no |  |  | 0 | 0 | 0 | 0
oh_line_TAP_OH_911179 |  | AN | node_8104402_200880549 | node_1406372_079_15455580_827 | 0.033 | unb_TAPWIRE_OH | 8104402 | no | no |  |  | no |  |  | 0 | 0 | 0 | 0
oh_line_TAP_OH_911180 |  | AN | node_8104402_200880555 | node_1407530_193_15455995_975 | 0.033 | unb_TAPWIRE_OH | 8104402 | no | no |  |  | no |  |  | 0 | 0 | 0 | 0
oh_line_TAP_OH_911181 |  | AN | node_8104402_200880558 | node_1408107_303_15456304_134 | 0.033 | unb_TAPWIRE_OH | 8104402 | no | no |  |  | no |  |  | 0 | 0 | 0 | 0
oh_line_TAP_OH_911182 |  | AN | node_8104402_200880562 | node_1408978_414_15456572_943 | 0.033 | unb_TAPWIRE_OH | 8104402 | no | no |  |  | no |  |  | 0 | 0 | 0 | 0
oh_line_TAP_OH_911183 |  | AN | node_8104402_200880563 | node_1409221_047_15456667_7 | 0.033 | unb_TAPWIRE_OH | 8104402 | no | no |  |  | no |  |  | 0 | 0 | 0 | 0
oh_line_TAP_OH_911184 |  | AN | node_8104402_200880568 | node_1410053_479_15456742_717 | 0.033 | unb_TAPWIRE_OH | 8104402 | no | no |  |  | no |  |  | 0 | 0 | 0 | 0
oh_line_TAP_OH_911185 |  | AN | node_8104402_200880570 | node_1410319_347_15456680_129 | 0.033 | unb_TAPWIRE_OH | 8104402 | no | no |  |  | no |  |  | 0 | 0 | 0 | 0
oh_line_TAP_OH_911186 |  | AN | node_8104402_200880571 | node_1410528_161_15456795_226 | 0.033 | unb_TAPWIRE_OH | 8104402 | no | no |  |  | no |  |  | 0 | 0 | 0 | 0
oh_line_TAP_OH_911187 |  | AN | node_8104402_200880572 | node_1410828_444_15456968_37 | 0.033 | unb_TAPWIRE_OH | 8104402 | no | no |  |  | no |  |  | 0 | 0 | 0 | 0
oh_line_TAP_OH_911188 |  | AN | node_8104402_200880576 | node_1411406_181_15457520_95 | 0.033 | unb_TAPWIRE_OH | 8104402 | no | no |  |  | no |  |  | 0 | 0 | 0 | 0
oh_line_TAP_OH_911189 |  | AN | node_8104402_200880579 | node_1411906_636_15457709_908 | 0.033 | unb_TAPWIRE_OH | 8104402 | no | no |  |  | no |  |  | 0 | 0 | 0 | 0
oh_line_TAP_OH_911190 |  | AN | node_8104402_200880587 | node_1413721_365_15458826_75 | 0.033 | unb_TAPWIRE_OH | 8104402 | no | no |  |  | no |  |  | 0 | 0 | 0 | 0
oh_line_TAP_OH_911191 |  | AN | node_8104402_200880590 | node_1414400_254_15459046_562 | 0.033 | unb_TAPWIRE_OH | 8104402 | no | no |  |  | no |  |  | 0 | 0 | 0 | 0
oh_line_TAP_OH_911192 |  | AN | node_8104402_200880594 | node_1415063_916_15459027_21 | 0.033 | unb_TAPWIRE_OH | 8104402 | no | no |  |  | no |  |  | 0 | 0 | 0 | 0
oh_line_TAP_OH_911193 |  | AN | node_8104402_200880596 | node_1415295_148_15459101_12 | 0.033 | unb_TAPWIRE_OH | 8104402 | no | no |  |  | no |  |  | 0 | 0 | 0 | 0
oh_line_TAP_OH_911194 |  | AN | node_8104402_200880597 | node_1415403_353_15458969_511 | 0.033 | unb_TAPWIRE_OH | 8104402 | no | no |  |  | no |  |  | 0 | 0 | 0 | 0
oh_line_TAP_OH_911195 |  | AN | node_8104402_200880598 | node_1415637_216_15459016_266 | 0.033 | unb_TAPWIRE_OH | 8104402 | no | no |  |  | no |  |  | 0 | 0 | 0 | 0
oh_line_TAP_OH_911196 |  | AN | node_8104402_200880600 | node_1415839_09_15459099_909 | 0.033 | unb_TAPWIRE_OH | 8104402 | no | no |  |  | no |  |  | 0 | 0 | 0 | 0
oh_line_TAP_OH_911197 |  | AN | node_8104402_200880602 | node_1416053_531_15459153_878 | 0.033 | unb_TAPWIRE_OH | 8104402 | no | no |  |  | no |  |  | 0 | 0 | 0 | 0
oh_line_TAP_OH_911198 |  | AN | node_8104402_200880603 | node_1416289_64_15459282_38 | 0.033 | unb_TAPWIRE_OH | 8104402 | no | no |  |  | no |  |  | 0 | 0 | 0 | 0
oh_line_TAP_OH_911199 |  | AN | node_8104402_200880605 | node_1416216_377_15459683_842 | 0.033 | unb_TAPWIRE_OH | 8104402 | no | no |  |  | no |  |  | 0 | 0 | 0 | 0
oh_line_TAP_OH_911200 |  | AN | node_8104402_200880608 | node_1417031_847_15459805_898 | 0.033 | unb_TAPWIRE_OH | 8104402 | no | no |  |  | no |  |  | 0 | 0 | 0 | 0
oh_line_TAP_OH_911315 |  | AN | node_8104402_200880946 | node_1408082_295_15458356_204 | 0.033 | unb_TAPWIRE_OH | 8104402 | no | no |  |  | no |  |  | 0 | 0 | 0 | 0
oh_line_TAP_OH_911316 |  | AN | node_8104402_200880948 | node_1408262_599_15459056_337 | 0.033 | unb_TAPWIRE_OH | 8104402 | no | no |  |  | no |  |  | 0 | 0 | 0 | 0
oh_line_TAP_OH_911330 |  | AN | node_8104402_200880981 | node_1414463_367_15456627_765 | 0.033 | unb_TAPWIRE_OH | 8104402 | no | no |  |  | no |  |  | 0 | 0 | 0 | 0
oh_line_TAP_OH_911331 |  | AN | node_8104402_200880982 | node_1414179_076_15458592_294 | 0.033 | unb_TAPWIRE_OH | 8104402 | no | no |  |  | no |  |  | 0 | 0 | 0 | 0
oh_line_TAP_OH_911332 |  | AN | node_8104402_200880984 | node_1414206_183_15458142_331 | 0.033 | unb_TAPWIRE_OH | 8104402 | no | no |  |  | no |  |  | 0 | 0 | 0 | 0
oh_line_TAP_OH_911333 |  | AN | node_8104402_200880985 | node_1414240_82_15457587_328 | 0.033 | unb_TAPWIRE_OH | 8104402 | no | no |  |  | no |  |  | 0 | 0 | 0 | 0
oh_line_TAP_OH_911755 |  | ABCN | node_8104402_200882507 | node_1398352_059_15450517_571 | 0.033 | unb_TAPWIRE_OH | 8104402 | no | no |  |  | no |  |  | 0 | 0 | 0 | 0
oh_line_TAP_OH_911756 |  | ABCN | node_8104402_200882510 | node_1398234_078_15450032_636 | 0.033 | unb_TAPWIRE_OH | 8104402 | no | no |  |  | no |  |  | 0 | 0 | 0 | 0
oh_line_TAP_OH_911757 |  | ABCN | node_8104402_200882515 | node_1398000_53_15449152_862 | 0.033 | unb_TAPWIRE_OH | 8104402 | no | no |  |  | no |  |  | 0 | 0 | 0 | 0
oh_line_TAP_OH_911758 |  | ABCN | node_8104402_200882519 | node_1397875_797_15448113_184 | 0.033 | unb_TAPWIRE_OH | 8104402 | no | no |  |  | no |  |  | 0 | 0 | 0 | 0
oh_line_TAP_OH_911759 |  | ABCN | node_8104402_200882529 | node_1397993_397_15446307_061 | 0.033 | unb_TAPWIRE_OH | 8104402 | no | no |  |  | no |  |  | 0 | 0 | 0 | 0
oh_line_TAP_OH_911761 |  | ABCN | node_8104402_200882537 | node_1397988_944_15450426_019 | 0.033 | unb_TAPWIRE_OH | 8104402 | no | no |  |  | no |  |  | 0 | 0 | 0 | 0
oh_line_TAP_OH_911762 |  | ABCN | node_8104402_200882540 | node_1397288_849_15450480_643 | 0.033 | unb_TAPWIRE_OH | 8104402 | no | no |  |  | no |  |  | 0 | 0 | 0 | 0
oh_line_TAP_OH_911763 |  | AN | node_8104402_200882545 | node_1401424_06_15451074_381 | 0.033 | unb_TAPWIRE_OH | 8104402 | no | no |  |  | no |  |  | 0 | 0 | 0 | 0
oh_line_TAP_OH_911764 |  | AN | node_8104402_200882546 | node_1401156_294_15450980_881 | 0.033 | unb_TAPWIRE_OH | 8104402 | no | no |  |  | no |  |  | 0 | 0 | 0 | 0
oh_line_TAP_OH_911765 |  | AN | node_8104402_200882547 | node_1401659_28_15451192_838 | 0.033 | unb_TAPWIRE_OH | 8104402 | no | no |  |  | no |  |  | 0 | 0 | 0 | 0
oh_line_TAP_OH_911766 |  | AN | node_8104402_200882553 | node_1402015_556_15451816_926 | 0.033 | unb_TAPWIRE_OH | 8104402 | no | no |  |  | no |  |  | 0 | 0 | 0 | 0
oh_line_TAP_OH_911767 |  | AN | node_8104402_200882556 | node_1402245_922_15451871_159 | 0.033 | unb_TAPWIRE_OH | 8104402 | no | no |  |  | no |  |  | 0 | 0 | 0 | 0
oh_line_TAP_OH_911768 |  | AN | node_8104402_200882558 | node_1402627_479_15452243_638 | 0.033 | unb_TAPWIRE_OH | 8104402 | no | no |  |  | no |  |  | 0 | 0 | 0 | 0
oh_line_TAP_OH_911769 |  | AN | node_8104402_200882559 | node_1402757_866_15452473_334 | 0.033 | unb_TAPWIRE_OH | 8104402 | no | no |  |  | no |  |  | 0 | 0 | 0 | 0
oh_line_TAP_OH_911770 |  | AN | node_8104402_200882561 | node_1403029_105_15452755_039 | 0.033 | unb_TAPWIRE_OH | 8104402 | no | no |  |  | no |  |  | 0 | 0 | 0 | 0
oh_line_TAP_OH_911771 |  | AN | node_8104402_200882569 | node_1404170_495_15453813_025 | 0.033 | unb_TAPWIRE_OH | 8104402 | no | no |  |  | no |  |  | 0 | 0 | 0 | 0
oh_line_TAP_OH_911772 |  | AN | node_8104402_200882577 | node_1398947_215_15450421_604 | 0.033 | unb_TAPWIRE_OH | 8104402 | no | no |  |  | no |  |  | 0 | 0 | 0 | 0
oh_line_TAP_OH_911773 |  | AN | node_8104402_200882580 | node_1399213_645_15450364_218 | 0.033 | unb_TAPWIRE_OH | 8104402 | no | no |  |  | no |  |  | 0 | 0 | 0 | 0
oh_line_TAP_OH_911774 |  | AN | node_8104402_200882583 | node_1399463_588_15450467_955 | 0.033 | unb_TAPWIRE_OH | 8104402 | no | no |  |  | no |  |  | 0 | 0 | 0 | 0
oh_line_TAP_OH_911775 |  | AN | node_8104402_200882584 | node_1399684_806_15450650_847 | 0.033 | unb_TAPWIRE_OH | 8104402 | no | no |  |  | no |  |  | 0 | 0 | 0 | 0
oh_line_TAP_OH_911776 |  | AN | node_8104402_200882590 | node_1400499_256_15451051_371 | 0.033 | unb_TAPWIRE_OH | 8104402 | no | no |  |  | no |  |  | 0 | 0 | 0 | 0
oh_line_TAP_OH_911777 |  | AN | node_8104402_200882595 | node_1398796_49_15450597_673 | 0.033 | unb_TAPWIRE_OH | 8104402 | no | no |  |  | no |  |  | 0 | 0 | 0 | 0
oh_line_TAP_OH_911796 |  | ABCN | node_8104402_200882682 | node_1398427_133_15445480_386 | 0.033 | unb_TAPWIRE_OH | 8104402 | no | no |  |  | no |  |  | 0 | 0 | 0 | 0
oh_line_TAP_OH_911797 |  | AN | node_8104402_200882687 | node_1398422_25_15446069_245 | 0.033 | unb_TAPWIRE_OH | 8104402 | no | no |  |  | no |  |  | 0 | 0 | 0 | 0
oh_line_TAP_OH_911798 |  | AN | node_8104402_200882692 | node_1388166_302_15437863_567 | 0.033 | unb_TAPWIRE_OH | 8104402 | no | no |  |  | no |  |  | 0 | 0 | 0 | 0
oh_line_TAP_OH_911799 |  | AN | node_8104402_200882693 | node_1387949_785_15438035_552 | 0.033 | unb_TAPWIRE_OH | 8104402 | no | no |  |  | no |  |  | 0 | 0 | 0 | 0
oh_line_TAP_OH_911800 |  | AN | node_8104402_200882700 | node_1386309_852_15439364_049 | 0.033 | unb_TAPWIRE_OH | 8104402 | no | no |  |  | no |  |  | 0 | 0 | 0 | 0
oh_line_TAP_OH_911801 |  | AN | node_8104402_200882703 | node_1385947_174_15439097_895 | 0.033 | unb_TAPWIRE_OH | 8104402 | no | no |  |  | no |  |  | 0 | 0 | 0 | 0
oh_line_TAP_OH_911802 |  | AN | node_8104402_200882705 | node_1385598_539_15438400_889 | 0.033 | unb_TAPWIRE_OH | 8104402 | no | no |  |  | no |  |  | 0 | 0 | 0 | 0
oh_line_TAP_OH_911803 |  | AN | node_8104402_200882708 | node_1390509_966_15439923_353 | 0.033 | unb_TAPWIRE_OH | 8104402 | no | no |  |  | no |  |  | 0 | 0 | 0 | 0
oh_line_TAP_OH_911804 |  | AN | node_8104402_200882710 | node_1390076_683_15439470_651 | 0.033 | unb_TAPWIRE_OH | 8104402 | no | no |  |  | no |  |  | 0 | 0 | 0 | 0
oh_line_TAP_OH_911805 |  | AN | node_8104402_200882712 | node_1389622_426_15438996_51 | 0.033 | unb_TAPWIRE_OH | 8104402 | no | no |  |  | no |  |  | 0 | 0 | 0 | 0
oh_line_TAP_OH_911806 |  | AN | node_8104402_200882713 | node_1389288_89_15438649_137 | 0.033 | unb_TAPWIRE_OH | 8104402 | no | no |  |  | no |  |  | 0 | 0 | 0 | 0
oh_line_TAP_OH_911807 |  | AN | node_8104402_200882715 | node_1389041_911_15438382_924 | 0.033 | unb_TAPWIRE_OH | 8104402 | no | no |  |  | no |  |  | 0 | 0 | 0 | 0
oh_line_TAP_OH_911808 |  | AN | node_8104402_200882718 | node_1388554_422_15450374_233 | 0.033 | unb_TAPWIRE_OH | 8104402 | no | no |  |  | no |  |  | 0 | 0 | 0 | 0
oh_line_TAP_OH_911809 |  | ABCN | node_8104402_200882732 | node_1385217_233_15452664_225 | 0.033 | unb_TAPWIRE_OH | 8104402 | no | no |  |  | no |  |  | 0 | 0 | 0 | 0
oh_line_TAP_OH_911810 |  | ABCN | node_8104402_200882736 | node_1384018_474_15453628_551 | 0.033 | unb_TAPWIRE_OH | 8104402 | no | no |  |  | no |  |  | 0 | 0 | 0 | 0
oh_line_TAP_OH_911811 |  | ABCN | node_8104402_200882744 | node_1382259_841_15455095_85 | 0.033 | unb_TAPWIRE_OH | 8104402 | no | no |  |  | no |  |  | 0 | 0 | 0 | 0
oh_line_TAP_OH_911812 |  | ABCN | node_8104402_200882747 | node_1381711_18_15455792_883 | 0.033 | unb_TAPWIRE_OH | 8104402 | no | no |  |  | no |  |  | 0 | 0 | 0 | 0
oh_line_TAP_OH_911813 |  | ABCN | node_8104402_200882750 | node_1381157_688_15456103_735 | 0.033 | unb_TAPWIRE_OH | 8104402 | no | no |  |  | no |  |  | 0 | 0 | 0 | 0
oh_line_TAP_OH_911814 |  | ABCN | node_8104402_200882752 | node_1380685_816_15456210_806 | 0.033 | unb_TAPWIRE_OH | 8104402 | no | no |  |  | no |  |  | 0 | 0 | 0 | 0
oh_line_TAP_OH_911815 |  | ABCN | node_8104402_200882755 | node_1380142_099_15456377_899 | 0.033 | unb_TAPWIRE_OH | 8104402 | no | no |  |  | no |  |  | 0 | 0 | 0 | 0
oh_line_TAP_OH_911816 |  | ABCN | node_8104402_200882757 | node_1379433_745_15456494_903 | 0.033 | unb_TAPWIRE_OH | 8104402 | no | no |  |  | no |  |  | 0 | 0 | 0 | 0
oh_line_TAP_OH_911819 |  | AN | node_8104402_200882764 | node_1386519_932_15447119_713 | 0.033 | unb_TAPWIRE_OH | 8104402 | no | no |  |  | no |  |  | 0 | 0 | 0 | 0
oh_line_TAP_OH_911820 |  | AN | node_8104402_200882768 | node_1385238_495_15446331_686 | 0.033 | unb_TAPWIRE_OH | 8104402 | no | no |  |  | no |  |  | 0 | 0 | 0 | 0
oh_line_TAP_OH_911821 |  | AN | node_8104402_200882769 | node_1384990_707_15446116_035 | 0.033 | unb_TAPWIRE_OH | 8104402 | no | no |  |  | no |  |  | 0 | 0 | 0 | 0
oh_line_TAP_OH_911822 |  | AN | node_8104402_200882772 | node_1384155_556_15445785_108 | 0.033 | unb_TAPWIRE_OH | 8104402 | no | no |  |  | no |  |  | 0 | 0 | 0 | 0
oh_line_TAP_OH_911823 |  | AN | node_8104402_200882773 | node_1384405_547_15445353_768 | 0.033 | unb_TAPWIRE_OH | 8104402 | no | no |  |  | no |  |  | 0 | 0 | 0 | 0
oh_line_TAP_OH_911824 |  | AN | node_8104402_200882775 | node_1383949_525_15444531_954 | 0.033 | unb_TAPWIRE_OH | 8104402 | no | no |  |  | no |  |  | 0 | 0 | 0 | 0
oh_line_TAP_OH_911825 |  | AN | node_8104402_200882776 | node_1383776_927_15444150_421 | 0.033 | unb_TAPWIRE_OH | 8104402 | no | no |  |  | no |  |  | 0 | 0 | 0 | 0
oh_line_TAP_OH_911831 |  | AN | node_8104402_200882793 | node_1379857_039_15452367_461 | 0.033 | unb_TAPWIRE_OH | 8104402 | no | no |  |  | no |  |  | 0 | 0 | 0 | 0
oh_line_TAP_OH_911832 |  | AN | node_8104402_200882795 | node_1379527_526_15452385_975 | 0.033 | unb_TAPWIRE_OH | 8104402 | no | no |  |  | no |  |  | 0 | 0 | 0 | 0
oh_line_TAP_OH_911833 |  | AN | node_8104402_200882802 | node_1381764_36_15453700_475 | 0.033 | unb_TAPWIRE_OH | 8104402 | no | no |  |  | no |  |  | 0 | 0 | 0 | 0
oh_line_TAP_OH_911834 |  | AN | node_8104402_200882804 | node_1381969_813_15453006_048 | 0.033 | unb_TAPWIRE_OH | 8104402 | no | no |  |  | no |  |  | 0 | 0 | 0 | 0
oh_line_TAP_OH_911835 |  | AN | node_8104402_200882811 | node_1380165_279_15452522_413 | 0.033 | unb_TAPWIRE_OH | 8104402 | no | no |  |  | no |  |  | 0 | 0 | 0 | 0
oh_line_TAP_OH_911869 |  | AN | node_8104402_200882945 | node_1382260_167_15459819_503 | 0.033 | unb_TAPWIRE_OH | 8104402 | no | no |  |  | no |  |  | 0 | 0 | 0 | 0
oh_line_TAP_OH_911870 |  | AN | node_8104402_200882948 | node_1381126_568_15459817_941 | 0.033 | unb_TAPWIRE_OH | 8104402 | no | no |  |  | no |  |  | 0 | 0 | 0 | 0
oh_line_TAP_OH_911871 |  | AN | node_8104402_200882950 | node_1380776_986_15459684_77 | 0.033 | unb_TAPWIRE_OH | 8104402 | no | no |  |  | no |  |  | 0 | 0 | 0 | 0
oh_line_TAP_OH_911872 |  | AN | node_8104402_200882958 | node_1382383_234_15458675_81 | 0.033 | unb_TAPWIRE_OH | 8104402 | no | no |  |  | no |  |  | 0 | 0 | 0 | 0
oh_line_TAP_OH_911873 |  | AN | node_8104402_200882967 | node_1400588_174_15443075_881 | 0.033 | unb_TAPWIRE_OH | 8104402 | no | no |  |  | no |  |  | 0 | 0 | 0 | 0
oh_line_TAP_OH_911874 |  | AN | node_8104402_200882974 | node_1400255_913_15445408_166 | 0.033 | unb_TAPWIRE_OH | 8104402 | no | no |  |  | no |  |  | 0 | 0 | 0 | 0
oh_line_TAP_OH_911875 |  | AN | node_8104402_200882977 | node_1400760_864_15445009_909 | 0.033 | unb_TAPWIRE_OH | 8104402 | no | no |  |  | no |  |  | 0 | 0 | 0 | 0
oh_line_TAP_OH_911876 |  | AN | node_8104402_200882981 | node_1382771_687_15448500_19 | 0.033 | unb_TAPWIRE_OH | 8104402 | no | no |  |  | no |  |  | 0 | 0 | 0 | 0
oh_line_TAP_OH_911877 |  | AN | node_8104402_200882982 | node_1382394_505_15448686_396 | 0.033 | unb_TAPWIRE_OH | 8104402 | no | no |  |  | no |  |  | 0 | 0 | 0 | 0
oh_line_TAP_OH_911878 |  | AN | node_8104402_200882986 | node_1381359_215_15449012_07 | 0.033 | unb_TAPWIRE_OH | 8104402 | no | no |  |  | no |  |  | 0 | 0 | 0 | 0
oh_line_TAP_OH_911879 |  | AN | node_8104402_200882989 | node_1380393_611_15449177_687 | 0.033 | unb_TAPWIRE_OH | 8104402 | no | no |  |  | no |  |  | 0 | 0 | 0 | 0
oh_line_TAP_OH_911880 |  | AN | node_8104402_200882991 | node_1379949_499_15449209_971 | 0.033 | unb_TAPWIRE_OH | 8104402 | no | no |  |  | no |  |  | 0 | 0 | 0 | 0
oh_line_TAP_OH_911881 |  | AN | node_8104402_200882995 | node_1379535_226_15449196_462 | 0.033 | unb_TAPWIRE_OH | 8104402 | no | no |  |  | no |  |  | 0 | 0 | 0 | 0
oh_line_TAP_OH_911882 |  | AN | node_8104402_200883005 | node_1388208_008_15437316_35 | 0.033 | unb_TAPWIRE_OH | 8104402 | no | no |  |  | no |  |  | 0 | 0 | 0 | 0
oh_line_TAP_OH_911887 |  | AN | node_8104402_200883036 | node_1390546_311_15447012_269 | 0.033 | unb_TAPWIRE_OH | 8104402 | no | no |  |  | no |  |  | 0 | 0 | 0 | 0
oh_line_TAP_OH_911888 |  | AN | node_8104402_200883039 | node_1388860_681_15446271_48 | 0.033 | unb_TAPWIRE_OH | 8104402 | no | no |  |  | no |  |  | 0 | 0 | 0 | 0
oh_line_TAP_OH_911889 |  | AN | node_8104402_200883045 | node_1391536_137_15446614_586 | 0.033 | unb_TAPWIRE_OH | 8104402 | no | no |  |  | no |  |  | 0 | 0 | 0 | 0
oh_line_TAP_OH_911890 |  | AN | node_8104402_200883048 | node_1391225_694_15446584_841 | 0.033 | unb_TAPWIRE_OH | 8104402 | no | no |  |  | no |  |  | 0 | 0 | 0 | 0
oh_line_TAP_OH_911891 |  | AN | node_8104402_200883050 | node_1391043_134_15446685_34 | 0.033 | unb_TAPWIRE_OH | 8104402 | no | no |  |  | no |  |  | 0 | 0 | 0 | 0
oh_line_TAP_OH_911892 |  | AN | node_8104402_200883052 | node_1390602_869_15446358_013 | 0.033 | unb_TAPWIRE_OH | 8104402 | no | no |  |  | no |  |  | 0 | 0 | 0 | 0
oh_line_TAP_OH_911896 |  | ABCN | node_8104402_200883107 | node_1397452_411_15453471_208 | 0.033 | unb_TAPWIRE_OH | 8104402 | no | no |  |  | no |  |  | 0 | 0 | 0 | 0
oh_line_TAP_OH_911897 |  | AN | node_8104402_200883111 | node_1397577_256_15453098_358 | 0.033 | unb_TAPWIRE_OH | 8104402 | no | no |  |  | no |  |  | 0 | 0 | 0 | 0
oh_line_TAP_OH_911898 |  | ABCN | node_8104402_200883113 | node_1397278_047_15453058_297 | 0.033 | unb_TAPWIRE_OH | 8104402 | no | no |  |  | no |  |  | 0 | 0 | 0 | 0
oh_line_TAP_OH_911899 |  | ABCN | node_8104402_200883114 | node_1397232_731_15452910_644 | 0.033 | unb_TAPWIRE_OH | 8104402 | no | no |  |  | no |  |  | 0 | 0 | 0 | 0
oh_line_TAP_OH_911901 |  | ABCN | node_8104402_200883121 | node_1396868_352_15451776_978 | 0.033 | unb_TAPWIRE_OH | 8104402 | no | no |  |  | no |  |  | 0 | 0 | 0 | 0
oh_line_TAP_OH_911903 |  | ABCN | node_8104402_200883128 | node_1396571_227_15450851_746 | 0.033 | unb_TAPWIRE_OH | 8104402 | no | no |  |  | no |  |  | 0 | 0 | 0 | 0
oh_line_TAP_OH_911904 |  | ABCN | node_8104402_200883133 | node_1396432_306_15450442_047 | 0.033 | unb_TAPWIRE_OH | 8104402 | no | no |  |  | no |  |  | 0 | 0 | 0 | 0
oh_line_TAP_OH_911905 |  | ABCN | node_8104402_200883135 | node_1396220_154_15450062_449 | 0.033 | unb_TAPWIRE_OH | 8104402 | no | no |  |  | no |  |  | 0 | 0 | 0 | 0
oh_line_TAP_OH_911906 |  | AN | node_8104402_200883139 | node_1396471_494_15449859_267 | 0.033 | unb_TAPWIRE_OH | 8104402 | no | no |  |  | no |  |  | 0 | 0 | 0 | 0
oh_line_TAP_OH_911907 |  | ABCN | node_8104402_200883141 | node_1396094_252_15449690_95 | 0.033 | unb_TAPWIRE_OH | 8104402 | no | no |  |  | no |  |  | 0 | 0 | 0 | 0
oh_line_TAP_OH_911908 |  | ABCN | node_8104402_200883147 | node_1395675_874_15448403_42 | 0.033 | unb_TAPWIRE_OH | 8104402 | no | no |  |  | no |  |  | 0 | 0 | 0 | 0
oh_line_TAP_OH_911909 |  | ABCN | node_8104402_200883148 | node_1395566_788_15448064_133 | 0.033 | unb_TAPWIRE_OH | 8104402 | no | no |  |  | no |  |  | 0 | 0 | 0 | 0
oh_line_TAP_OH_911910 |  | ABCN | node_8104402_200883151 | node_1395316_959_15447738_247 | 0.033 | unb_TAPWIRE_OH | 8104402 | no | no |  |  | no |  |  | 0 | 0 | 0 | 0
oh_line_TAP_OH_911911 |  | ABCN | node_8104402_200883153 | node_1394966_403_15447578_609 | 0.033 | unb_TAPWIRE_OH | 8104402 | no | no |  |  | no |  |  | 0 | 0 | 0 | 0
oh_line_TAP_OH_911912 |  | AN | node_8104402_200883156 | node_1394602_011_15447299_713 | 0.033 | unb_TAPWIRE_OH | 8104402 | no | no |  |  | no |  |  | 0 | 0 | 0 | 0
oh_line_TAP_OH_911913 |  | AN | node_8104402_200883157 | node_1394773_118_15446804_808 | 0.033 | unb_TAPWIRE_OH | 8104402 | no | no |  |  | no |  |  | 0 | 0 | 0 | 0
oh_line_TAP_OH_911914 |  | ABCN | node_8104402_200883163 | node_1393943_385_15446817_649 | 0.033 | unb_TAPWIRE_OH | 8104402 | no | no |  |  | no |  |  | 0 | 0 | 0 | 0
oh_line_TAP_OH_911915 |  | ABCN | node_8104402_200883166 | node_1393591_637_15446496_296 | 0.033 | unb_TAPWIRE_OH | 8104402 | no | no |  |  | no |  |  | 0 | 0 | 0 | 0
oh_line_TAP_OH_911916 |  | AN | node_8104402_200883180 | node_1394037_272_15444925_643 | 0.033 | unb_TAPWIRE_OH | 8104402 | no | no |  |  | no |  |  | 0 | 0 | 0 | 0
oh_line_TAP_OH_911917 |  | AN | node_8104402_200883182 | node_1394372_69_15445200_564 | 0.033 | unb_TAPWIRE_OH | 8104402 | no | no |  |  | no |  |  | 0 | 0 | 0 | 0
oh_line_TAP_OH_911918 |  | ABCN | node_8104402_200883196 | node_1393134_381_15442171_539 | 0.033 | unb_TAPWIRE_OH | 8104402 | no | no |  |  | no |  |  | 0 | 0 | 0 | 0
oh_line_TAP_OH_911919 |  | AN | node_8104402_200883199 | node_1392458_887_15441729_707 | 0.033 | unb_TAPWIRE_OH | 8104402 | no | no |  |  | no |  |  | 0 | 0 | 0 | 0
oh_line_TAP_OH_911920 |  | ABCN | node_8104402_200883215 | node_1391901_448_15438356_303 | 0.033 | unb_TAPWIRE_OH | 8104402 | no | no |  |  | no |  |  | 0 | 0 | 0 | 0
oh_line_TAP_OH_911921 |  | ABCN | node_8104402_200883228 | node_1392070_36_15434777_613 | 0.033 | unb_TAPWIRE_OH | 8104402 | no | no |  |  | no |  |  | 0 | 0 | 0 | 0
oh_line_TAP_OH_911931 |  | AN | node_8104402_200883250 | node_1395132_766_15454406_426 | 0.033 | unb_TAPWIRE_OH | 8104402 | no | no |  |  | no |  |  | 0 | 0 | 0 | 0
oh_line_TAP_OH_911932 |  | AN | node_8104402_200883261 | node_1391428_376_15441238_242 | 0.033 | unb_TAPWIRE_OH | 8104402 | no | no |  |  | no |  |  | 0 | 0 | 0 | 0
oh_line_TAP_OH_911933 |  | ABCN | node_8104402_200883270 | node_1390951_944_15447565_361 | 0.033 | unb_TAPWIRE_OH | 8104402 | no | no |  |  | no |  |  | 0 | 0 | 0 | 0
oh_line_TAP_OH_911934 |  | AN | node_8104402_200883276 | node_1390130_607_15448950_437 | 0.033 | unb_TAPWIRE_OH | 8104402 | no | no |  |  | no |  |  | 0 | 0 | 0 | 0
oh_line_TAP_OH_911935 |  | AN | node_8104402_200883277 | node_1390422_755_15448867_356 | 0.033 | unb_TAPWIRE_OH | 8104402 | no | no |  |  | no |  |  | 0 | 0 | 0 | 0
oh_line_TAP_OH_911936 |  | AN | node_8104402_200883278 | node_1390824_402_15448878_011 | 0.033 | unb_TAPWIRE_OH | 8104402 | no | no |  |  | no |  |  | 0 | 0 | 0 | 0
oh_line_TAP_OH_911937 |  | ABCN | node_8104402_200883287 | node_1392162_087_15446135_737 | 0.033 | unb_TAPWIRE_OH | 8104402 | no | no |  |  | no |  |  | 0 | 0 | 0 | 0
oh_line_TAP_OH_911938 |  | ABCN | node_8104402_200883289 | node_1391873_35_15446603_78 | 0.033 | unb_TAPWIRE_OH | 8104402 | no | no |  |  | no |  |  | 0 | 0 | 0 | 0
oh_line_TAP_OH_911939 |  | AN | node_8104402_200883297 | node_1381698_7_15456549_677 | 0.033 | unb_TAPWIRE_OH | 8104402 | no | no |  |  | no |  |  | 0 | 0 | 0 | 0
oh_line_TAP_OH_911940 |  | AN | node_8104402_200883301 | node_1386514_833_15435018_082 | 0.033 | unb_TAPWIRE_OH | 8104402 | no | no |  |  | no |  |  | 0 | 0 | 0 | 0
oh_line_TAP_OH_911941 |  | AN | node_8104402_200883302 | node_1386640_046_15435244_895 | 0.033 | unb_TAPWIRE_OH | 8104402 | no | no |  |  | no |  |  | 0 | 0 | 0 | 0
oh_line_TAP_OH_911948 |  | ABCN | node_8104402_200883324 | node_1379061_971_15456497_683 | 0.033 | unb_TAPWIRE_OH | 8104402 | no | no |  |  | no |  |  | 0 | 0 | 0 | 0
oh_line_TAP_OH_911949 |  | AN | node_8104402_200883327 | node_1378631_608_15456354_174 | 0.033 | unb_TAPWIRE_OH | 8104402 | no | no |  |  | no |  |  | 0 | 0 | 0 | 0
oh_line_TAP_OH_911950 |  | ABCN | node_8104402_200883330 | node_1377984_249_15456696_345 | 0.033 | unb_TAPWIRE_OH | 8104402 | no | no |  |  | no |  |  | 0 | 0 | 0 | 0
oh_line_TAP_OH_911951 |  | ABCN | node_8104402_200883332 | node_1377696_746_15456884_023 | 0.033 | unb_TAPWIRE_OH | 8104402 | no | no |  |  | no |  |  | 0 | 0 | 0 | 0
oh_line_TAP_OH_911952 |  | ABCN | node_8104402_200883335 | node_1377048_306_15457086_558 | 0.033 | unb_TAPWIRE_OH | 8104402 | no | no |  |  | no |  |  | 0 | 0 | 0 | 0
oh_line_TAP_OH_911953 |  | AN | node_8104402_200883342 | node_1375445_79_15457880_048 | 0.033 | unb_TAPWIRE_OH | 8104402 | no | no |  |  | no |  |  | 0 | 0 | 0 | 0
oh_line_TAP_OH_911954 |  | ABCN | node_8104402_200883344 | node_1375690_399_15457267_324 | 0.033 | unb_TAPWIRE_OH | 8104402 | no | no |  |  | no |  |  | 0 | 0 | 0 | 0
oh_line_TAP_OH_911955 |  | ABCN | node_8104402_200883349 | node_1375026_156_15457519_616 | 0.033 | unb_TAPWIRE_OH | 8104402 | no | no |  |  | no |  |  | 0 | 0 | 0 | 0
oh_line_TAP_OH_911956 |  | ABCN | node_8104402_200883350 | node_1374785_987_15457661_151 | 0.033 | unb_TAPWIRE_OH | 8104402 | no | no |  |  | no |  |  | 0 | 0 | 0 | 0
oh_line_TAP_OH_911957 |  | AN | node_8104402_200883353 | node_1374459_339_15457979_481 | 0.033 | unb_TAPWIRE_OH | 8104402 | no | no |  |  | no |  |  | 0 | 0 | 0 | 0
oh_line_TAP_OH_911958 |  | AN | node_8104402_200883355 | node_1374402_212_15458276_77 | 0.033 | unb_TAPWIRE_OH | 8104402 | no | no |  |  | no |  |  | 0 | 0 | 0 | 0
oh_line_TAP_OH_911959 |  | AN | node_8104402_200883358 | node_1374250_664_15458769_263 | 0.033 | unb_TAPWIRE_OH | 8104402 | no | no |  |  | no |  |  | 0 | 0 | 0 | 0
oh_line_TAP_OH_911960 |  | AN | node_8104402_200883359 | node_1374208_912_15458911_26 | 0.033 | unb_TAPWIRE_OH | 8104402 | no | no |  |  | no |  |  | 0 | 0 | 0 | 0
oh_line_TAP_OH_911961 |  | AN | node_8104402_200883360 | node_1373992_278_15459342_634 | 0.033 | unb_TAPWIRE_OH | 8104402 | no | no |  |  | no |  |  | 0 | 0 | 0 | 0
oh_line_TAP_OH_911962 |  | AN | node_8104402_200883367 | node_1373819_457_15460484_228 | 0.033 | unb_TAPWIRE_OH | 8104402 | no | no |  |  | no |  |  | 0 | 0 | 0 | 0
oh_line_TAP_OH_911963 |  | AN | node_8104402_200883368 | node_1373739_47_15460740_98 | 0.033 | unb_TAPWIRE_OH | 8104402 | no | no |  |  | no |  |  | 0 | 0 | 0 | 0
oh_line_TAP_OH_911964 |  | ABCN | node_8104402_200883370 | node_1374521_565_15457415_931 | 0.033 | unb_TAPWIRE_OH | 8104402 | no | no |  |  | no |  |  | 0 | 0 | 0 | 0
oh_line_TAP_OH_911965 |  | AN | node_8104402_200883371 | node_1374711_356_15457260_069 | 0.033 | unb_TAPWIRE_OH | 8104402 | no | no |  |  | no |  |  | 0 | 0 | 0 | 0
oh_line_TAP_OH_911966 |  | AN | node_8104402_200883373 | node_1374943_383_15456729_345 | 0.033 | unb_TAPWIRE_OH | 8104402 | no | no |  |  | no |  |  | 0 | 0 | 0 | 0
oh_line_TAP_OH_911967 |  | AN | node_8104402_200883375 | node_1374815_379_15456522_167 | 0.033 | unb_TAPWIRE_OH | 8104402 | no | no |  |  | no |  |  | 0 | 0 | 0 | 0
oh_line_TAP_OH_911968 |  | AN | node_8104402_200883381 | node_1374194_144_15454300_729 | 0.033 | unb_TAPWIRE_OH | 8104402 | no | no |  |  | no |  |  | 0 | 0 | 0 | 0
oh_line_TAP_OH_911969 |  | AN | node_8104402_200883385 | node_1373825_611_15452990_228 | 0.033 | unb_TAPWIRE_OH | 8104402 | no | no |  |  | no |  |  | 0 | 0 | 0 | 0
oh_line_TAP_OH_911970 |  | AN | node_8104402_200883389 | node_1373880_734_15451512_758 | 0.033 | unb_TAPWIRE_OH | 8104402 | no | no |  |  | no |  |  | 0 | 0 | 0 | 0
oh_line_TAP_OH_911971 |  | AN | node_8104402_200883390 | node_1374006_855_15451009_738 | 0.033 | unb_TAPWIRE_OH | 8104402 | no | no |  |  | no |  |  | 0 | 0 | 0 | 0
oh_line_TAP_OH_911972 |  | AN | node_8104402_200883392 | node_1374004_087_15450470_854 | 0.033 | unb_TAPWIRE_OH | 8104402 | no | no |  |  | no |  |  | 0 | 0 | 0 | 0
oh_line_TAP_OH_911973 |  | AN | node_8104402_200883393 | node_1374028_729_15450191_336 | 0.033 | unb_TAPWIRE_OH | 8104402 | no | no |  |  | no |  |  | 0 | 0 | 0 | 0
oh_line_TAP_OH_911974 |  | AN | node_8104402_200883394 | node_1374108_971_15449984_046 | 0.033 | unb_TAPWIRE_OH | 8104402 | no | no |  |  | no |  |  | 0 | 0 | 0 | 0
oh_line_TAP_OH_911975 |  | AN | node_8104402_200883396 | node_1374141_897_15449554_33 | 0.033 | unb_TAPWIRE_OH | 8104402 | no | no |  |  | no |  |  | 0 | 0 | 0 | 0
oh_line_TAP_OH_911976 |  | AN | node_8104402_200883399 | node_1374447_904_15449286_117 | 0.033 | unb_TAPWIRE_OH | 8104402 | no | no |  |  | no |  |  | 0 | 0 | 0 | 0
oh_line_TAP_OH_911977 |  | AN | node_8104402_200883400 | node_1374111_507_15449097_217 | 0.033 | unb_TAPWIRE_OH | 8104402 | no | no |  |  | no |  |  | 0 | 0 | 0 | 0
oh_line_TAP_OH_911978 |  | AN | node_8104402_200883405 | node_1374829_025_15448205_065 | 0.033 | unb_TAPWIRE_OH | 8104402 | no | no |  |  | no |  |  | 0 | 0 | 0 | 0
oh_line_TAP_OH_911979 |  | AN | node_8104402_200883407 | node_1374453_852_15447891_221 | 0.033 | unb_TAPWIRE_OH | 8104402 | no | no |  |  | no |  |  | 0 | 0 | 0 | 0
oh_line_TAP_OH_911980 |  | AN | node_8104402_200883408 | node_1374354_98_15447362_265 | 0.033 | unb_TAPWIRE_OH | 8104402 | no | no |  |  | no |  |  | 0 | 0 | 0 | 0
oh_line_TAP_OH_911981 |  | AN | node_8104402_200883414 | node_1374509_82_15445323_394 | 0.033 | unb_TAPWIRE_OH | 8104402 | no | no |  |  | no |  |  | 0 | 0 | 0 | 0
oh_line_TAP_OH_911982 |  | AN | node_8104402_200883418 | node_1374451_683_15444588_405 | 0.033 | unb_TAPWIRE_OH | 8104402 | no | no |  |  | no |  |  | 0 | 0 | 0 | 0
oh_line_TAP_OH_911983 |  | AN | node_8104402_200883426 | node_1375509_424_15441878_227 | 0.033 | unb_TAPWIRE_OH | 8104402 | no | no |  |  | no |  |  | 0 | 0 | 0 | 0
oh_line_TAP_OH_911984 |  | AN | node_8104402_200883427 | node_1375728_432_15441678_795 | 0.033 | unb_TAPWIRE_OH | 8104402 | no | no |  |  | no |  |  | 0 | 0 | 0 | 0
oh_line_TAP_OH_911985 |  | AN | node_8104402_200883429 | node_1375772_045_15441171_068 | 0.033 | unb_TAPWIRE_OH | 8104402 | no | no |  |  | no |  |  | 0 | 0 | 0 | 0
oh_line_TAP_OH_911986 |  | AN | node_8104402_200883433 | node_1375975_725_15440222_404 | 0.033 | unb_TAPWIRE_OH | 8104402 | no | no |  |  | no |  |  | 0 | 0 | 0 | 0
oh_line_TAP_OH_911987 |  | AN | node_8104402_200883437 | node_1376718_157_15438477_694 | 0.033 | unb_TAPWIRE_OH | 8104402 | no | no |  |  | no |  |  | 0 | 0 | 0 | 0
oh_line_TAP_OH_911999 |  | AN | node_8104402_200883472 | node_1378451_704_15439155_133 | 0.033 | unb_TAPWIRE_OH | 8104402 | no | no |  |  | no |  |  | 0 | 0 | 0 | 0
oh_line_TAP_OH_912000 |  | AN | node_8104402_200883473 | node_1375047_293_15446090_701 | 0.033 | unb_TAPWIRE_OH | 8104402 | no | no |  |  | no |  |  | 0 | 0 | 0 | 0
oh_line_TAP_OH_912001 |  | AN | node_8104402_200883478 | node_1378304_382_15444007_464 | 0.033 | unb_TAPWIRE_OH | 8104402 | no | no |  |  | no |  |  | 0 | 0 | 0 | 0
oh_line_TAP_OH_912002 |  | AN | node_8104402_200883481 | node_1377850_366_15442740_564 | 0.033 | unb_TAPWIRE_OH | 8104402 | no | no |  |  | no |  |  | 0 | 0 | 0 | 0
oh_line_TAP_OH_912003 |  | AN | node_8104402_200883483 | node_1377920_315_15441955_439 | 0.033 | unb_TAPWIRE_OH | 8104402 | no | no |  |  | no |  |  | 0 | 0 | 0 | 0
oh_line_TAP_OH_912004 |  | AN | node_8104402_200883485 | node_1377949_648_15441599_691 | 0.033 | unb_TAPWIRE_OH | 8104402 | no | no |  |  | no |  |  | 0 | 0 | 0 | 0
oh_line_TAP_OH_912005 |  | AN | node_8104402_200883490 | node_1375496_762_15446131_469 | 0.033 | unb_TAPWIRE_OH | 8104402 | no | no |  |  | no |  |  | 0 | 0 | 0 | 0
oh_line_TAP_OH_912006 |  | AN | node_8104402_200883495 | node_1378099_243_15439067_021 | 0.033 | unb_TAPWIRE_OH | 8104402 | no | no |  |  | no |  |  | 0 | 0 | 0 | 0
oh_line_TAP_OH_912007 |  | AN | node_8104402_200883496 | node_1375922_379_15446181_348 | 0.033 | unb_TAPWIRE_OH | 8104402 | no | no |  |  | no |  |  | 0 | 0 | 0 | 0
oh_line_TAP_OH_912008 |  | AN | node_8104402_200883497 | node_1376355_934_15446157_96 | 0.033 | unb_TAPWIRE_OH | 8104402 | no | no |  |  | no |  |  | 0 | 0 | 0 | 0
oh_line_TAP_OH_912009 |  | AN | node_8104402_200883505 | node_1377411_294_15444763_594 | 0.033 | unb_TAPWIRE_OH | 8104402 | no | no |  |  | no |  |  | 0 | 0 | 0 | 0
oh_line_TAP_OH_912028 |  | AN | node_8104402_200883560 | node_1379143_143_15452266_108 | 0.033 | unb_TAPWIRE_OH | 8104402 | no | no |  |  | no |  |  | 0 | 0 | 0 | 0
oh_line_TAP_OH_912029 |  | AN | node_8104402_200883563 | node_1378577_639_15452160_71 | 0.033 | unb_TAPWIRE_OH | 8104402 | no | no |  |  | no |  |  | 0 | 0 | 0 | 0
oh_line_TAP_OH_912059 |  | AN | node_8104402_200883686 | node_1370973_289_15452174_57 | 0.033 | unb_TAPWIRE_OH | 8104402 | no | no |  |  | no |  |  | 0 | 0 | 0 | 0
oh_line_TAP_OH_912060 |  | AN | node_8104402_200883687 | node_1370861_413_15452086_181 | 0.033 | unb_TAPWIRE_OH | 8104402 | no | no |  |  | no |  |  | 0 | 0 | 0 | 0
oh_line_TAP_OH_912061 |  | AN | node_8104402_200883688 | node_1370667_818_15451939_987 | 0.033 | unb_TAPWIRE_OH | 8104402 | no | no |  |  | no |  |  | 0 | 0 | 0 | 0
oh_line_TAP_OH_912062 |  | AN | node_8104402_200883691 | node_1371086_519_15451962_197 | 0.033 | unb_TAPWIRE_OH | 8104402 | no | no |  |  | no |  |  | 0 | 0 | 0 | 0
oh_line_TAP_OH_912063 |  | AN | node_8104402_200883694 | node_1370449_881_15451441_129 | 0.033 | unb_TAPWIRE_OH | 8104402 | no | no |  |  | no |  |  | 0 | 0 | 0 | 0
oh_line_TAP_OH_912065 |  | AN | node_8104402_200883699 | node_1369762_602_15451258_844 | 0.033 | unb_TAPWIRE_OH | 8104402 | no | no |  |  | no |  |  | 0 | 0 | 0 | 0
oh_line_TAP_OH_912066 |  | AN | node_8104402_200883701 | node_1369343_333_15451152_422 | 0.033 | unb_TAPWIRE_OH | 8104402 | no | no |  |  | no |  |  | 0 | 0 | 0 | 0
oh_line_TAP_OH_912067 |  | AN | node_8104402_200883702 | node_1368899_564_15450499_487 | 0.033 | unb_TAPWIRE_OH | 8104402 | no | no |  |  | no |  |  | 0 | 0 | 0 | 0
oh_line_TAP_OH_912068 |  | AN | node_8104402_200883707 | node_1373340_398_15453634_083 | 0.033 | unb_TAPWIRE_OH | 8104402 | no | no |  |  | no |  |  | 0 | 0 | 0 | 0
oh_line_TAP_OH_912069 |  | AN | node_8104402_200883708 | node_1367467_867_15449937_985 | 0.033 | unb_TAPWIRE_OH | 8104402 | no | no |  |  | no |  |  | 0 | 0 | 0 | 0
oh_line_TAP_OH_912070 |  | AN | node_8104402_200883715 | node_1371213_143_15452353_285 | 0.033 | unb_TAPWIRE_OH | 8104402 | no | no |  |  | no |  |  | 0 | 0 | 0 | 0
oh_line_TAP_OH_912072 |  | AN | node_8104402_200883722 | node_1377207_016_15446787_32 | 0.033 | unb_TAPWIRE_OH | 8104402 | no | no |  |  | no |  |  | 0 | 0 | 0 | 0
oh_line_TAP_OH_912073 |  | AN | node_8104402_200883726 | node_1377440_4_15451167_917 | 0.033 | unb_TAPWIRE_OH | 8104402 | no | no |  |  | no |  |  | 0 | 0 | 0 | 0
oh_line_TAP_OH_912074 |  | AN | node_8104402_200883730 | node_1376561_667_15451774_34 | 0.033 | unb_TAPWIRE_OH | 8104402 | no | no |  |  | no |  |  | 0 | 0 | 0 | 0
oh_line_TAP_OH_912075 |  | AN | node_8104402_200883731 | node_1376624_353_15451449_588 | 0.033 | unb_TAPWIRE_OH | 8104402 | no | no |  |  | no |  |  | 0 | 0 | 0 | 0
oh_line_TAP_OH_912076 |  | AN | node_8104402_200883732 | node_1377493_094_15451776_614 | 0.033 | unb_TAPWIRE_OH | 8104402 | no | no |  |  | no |  |  | 0 | 0 | 0 | 0
oh_line_TAP_OH_912077 |  | AN | node_8104402_200883733 | node_1377155_426_15447208_807 | 0.033 | unb_TAPWIRE_OH | 8104402 | no | no |  |  | no |  |  | 0 | 0 | 0 | 0
oh_line_TAP_OH_912078 |  | AN | node_8104402_200883735 | node_1377096_659_15448172_182 | 0.033 | unb_TAPWIRE_OH | 8104402 | no | no |  |  | no |  |  | 0 | 0 | 0 | 0
oh_line_TAP_OH_912079 |  | AN | node_8104402_200883736 | node_1377084_116_15448475_597 | 0.033 | unb_TAPWIRE_OH | 8104402 | no | no |  |  | no |  |  | 0 | 0 | 0 | 0
oh_line_TAP_OH_912080 |  | AN | node_8104402_200883737 | node_1376983_984_15449078_122 | 0.033 | unb_TAPWIRE_OH | 8104402 | no | no |  |  | no |  |  | 0 | 0 | 0 | 0
oh_line_TAP_OH_912081 |  | AN | node_8104402_200883739 | node_1377486_686_15449180_888 | 0.033 | unb_TAPWIRE_OH | 8104402 | no | no |  |  | no |  |  | 0 | 0 | 0 | 0
oh_line_TAP_OH_912082 |  | AN | node_8104402_200883740 | node_1377762_845_15449193_941 | 0.033 | unb_TAPWIRE_OH | 8104402 | no | no |  |  | no |  |  | 0 | 0 | 0 | 0
oh_line_TAP_OH_912083 |  | AN | node_8104402_200883746 | node_1377063_673_15450351_206 | 0.033 | unb_TAPWIRE_OH | 8104402 | no | no |  |  | no |  |  | 0 | 0 | 0 | 0
oh_line_TAP_OH_912084 |  | AN | node_8104402_200883754 | node_1369066_481_15457449_55 | 0.033 | unb_TAPWIRE_OH | 8104402 | no | no |  |  | no |  |  | 0 | 0 | 0 | 0
oh_line_TAP_OH_912085 |  | AN | node_8104402_200883758 | node_1368744_117_15457509_358 | 0.033 | unb_TAPWIRE_OH | 8104402 | no | no |  |  | no |  |  | 0 | 0 | 0 | 0
oh_line_TAP_OH_912086 |  | AN | node_8104402_200883759 | node_1368555_489_15457663_587 | 0.033 | unb_TAPWIRE_OH | 8104402 | no | no |  |  | no |  |  | 0 | 0 | 0 | 0
oh_line_TAP_OH_912087 |  | AN | node_8104402_200883760 | node_1368896_241_15456865_971 | 0.033 | unb_TAPWIRE_OH | 8104402 | no | no |  |  | no |  |  | 0 | 0 | 0 | 0
oh_line_TAP_OH_912088 |  | AN | node_8104402_200883762 | node_1368753_156_15458055_427 | 0.033 | unb_TAPWIRE_OH | 8104402 | no | no |  |  | no |  |  | 0 | 0 | 0 | 0
oh_line_TAP_OH_912089 |  | AN | node_8104402_200883765 | node_1368220_712_15457949_573 | 0.033 | unb_TAPWIRE_OH | 8104402 | no | no |  |  | no |  |  | 0 | 0 | 0 | 0
oh_line_TAP_OH_912090 |  | AN | node_8104402_200883766 | node_1368261_592_15458347_838 | 0.033 | unb_TAPWIRE_OH | 8104402 | no | no |  |  | no |  |  | 0 | 0 | 0 | 0
oh_line_TAP_OH_912091 |  | AN | node_8104402_200883768 | node_1367970_342_15458524_302 | 0.033 | unb_TAPWIRE_OH | 8104402 | no | no |  |  | no |  |  | 0 | 0 | 0 | 0
oh_line_TAP_OH_912092 |  | AN | node_8104402_200883769 | node_1367608_212_15458688_941 | 0.033 | unb_TAPWIRE_OH | 8104402 | no | no |  |  | no |  |  | 0 | 0 | 0 | 0
oh_line_TAP_OH_912093 |  | AN | node_8104402_200883773 | node_1372235_836_15455521_221 | 0.033 | unb_TAPWIRE_OH | 8104402 | no | no |  |  | no |  |  | 0 | 0 | 0 | 0
oh_line_TAP_OH_912094 |  | AN | node_8104402_200883775 | node_1371824_781_15455751_328 | 0.033 | unb_TAPWIRE_OH | 8104402 | no | no |  |  | no |  |  | 0 | 0 | 0 | 0
oh_line_TAP_OH_912095 |  | AN | node_8104402_200883777 | node_1371420_668_15455911_854 | 0.033 | unb_TAPWIRE_OH | 8104402 | no | no |  |  | no |  |  | 0 | 0 | 0 | 0
oh_line_TAP_OH_912096 |  | AN | node_8104402_200883778 | node_1370993_85_15456180_76 | 0.033 | unb_TAPWIRE_OH | 8104402 | no | no |  |  | no |  |  | 0 | 0 | 0 | 0
oh_line_TAP_OH_912097 |  | AN | node_8104402_200883782 | node_1374882_813_15441078_389 | 0.033 | unb_TAPWIRE_OH | 8104402 | no | no |  |  | no |  |  | 0 | 0 | 0 | 0
oh_line_TAP_OH_912098 |  | AN | node_8104402_200883790 | node_1372742_303_15440858_08 | 0.033 | unb_TAPWIRE_OH | 8104402 | no | no |  |  | no |  |  | 0 | 0 | 0 | 0
oh_line_TAP_OH_912099 |  | AN | node_8104402_200883791 | node_1372459_123_15440895_216 | 0.033 | unb_TAPWIRE_OH | 8104402 | no | no |  |  | no |  |  | 0 | 0 | 0 | 0
oh_line_TAP_OH_912100 |  | AN | node_8104402_200883792 | node_1372184_163_15440856_054 | 0.033 | unb_TAPWIRE_OH | 8104402 | no | no |  |  | no |  |  | 0 | 0 | 0 | 0
oh_line_TAP_OH_912101 |  | AN | node_8104402_200883794 | node_1372855_195_15440407_772 | 0.033 | unb_TAPWIRE_OH | 8104402 | no | no |  |  | no |  |  | 0 | 0 | 0 | 0
oh_line_TAP_OH_912102 |  | AN | node_8104402_200883795 | node_1372335_254_15440475_645 | 0.033 | unb_TAPWIRE_OH | 8104402 | no | no |  |  | no |  |  | 0 | 0 | 0 | 0
oh_line_TAP_OH_912108 |  | AN | node_8104402_200883812 | node_1373031_563_15444681_989 | 0.033 | unb_TAPWIRE_OH | 8104402 | no | no |  |  | no |  |  | 0 | 0 | 0 | 0
oh_line_TAP_OH_912109 |  | AN | node_8104402_200883815 | node_1372485_545_15444624_282 | 0.033 | unb_TAPWIRE_OH | 8104402 | no | no |  |  | no |  |  | 0 | 0 | 0 | 0
oh_line_TAP_OH_912111 |  | AN | node_8104402_200883827 | node_1374991_416_15454295_79 | 0.033 | unb_TAPWIRE_OH | 8104402 | no | no |  |  | no |  |  | 0 | 0 | 0 | 0
oh_line_TAP_OH_912112 |  | AN | node_8104402_200883828 | node_1375241_151_15454393_779 | 0.033 | unb_TAPWIRE_OH | 8104402 | no | no |  |  | no |  |  | 0 | 0 | 0 | 0
oh_line_TAP_OH_912113 |  | AN | node_8104402_200883829 | node_1375502_24_15454190_01 | 0.033 | unb_TAPWIRE_OH | 8104402 | no | no |  |  | no |  |  | 0 | 0 | 0 | 0
oh_line_TAP_OH_912114 |  | AN | node_8104402_200883831 | node_1375752_485_15453959_331 | 0.033 | unb_TAPWIRE_OH | 8104402 | no | no |  |  | no |  |  | 0 | 0 | 0 | 0
oh_line_TAP_OH_912115 |  | AN | node_8104402_200883833 | node_1375993_194_15453665_574 | 0.033 | unb_TAPWIRE_OH | 8104402 | no | no |  |  | no |  |  | 0 | 0 | 0 | 0
oh_line_TAP_OH_912116 |  | AN | node_8104402_200883834 | node_1376181_545_15453423_445 | 0.033 | unb_TAPWIRE_OH | 8104402 | no | no |  |  | no |  |  | 0 | 0 | 0 | 0
oh_line_TAP_OH_912117 |  | AN | node_8104402_200883835 | node_1376412_015_15453291_67 | 0.033 | unb_TAPWIRE_OH | 8104402 | no | no |  |  | no |  |  | 0 | 0 | 0 | 0
oh_line_TAP_OH_913116 |  | ABCN | node_8104402_200887174 | node_1392022_424_15433687_91 | 0.033 | unb_TAPWIRE_OH | 8104402 | no | no |  |  | no |  |  | 0 | 0 | 0 | 0
oh_line_TAP_OH_913117 |  | ABCN | node_8104402_200887176 | node_1392015_114_15433340_669 | 0.033 | unb_TAPWIRE_OH | 8104402 | no | no |  |  | no |  |  | 0 | 0 | 0 | 0
oh_line_TAP_OH_913118 |  | ABCN | node_8104402_200887177 | node_1391996_455_15433030_466 | 0.033 | unb_TAPWIRE_OH | 8104402 | no | no |  |  | no |  |  | 0 | 0 | 0 | 0
oh_line_TAP_OH_913119 |  | ABCN | node_8104402_200887180 | node_1391996_033_15432488_849 | 0.033 | unb_TAPWIRE_OH | 8104402 | no | no |  |  | no |  |  | 0 | 0 | 0 | 0
oh_line_TAP_OH_913121 |  | ABCN | node_8104402_200887184 | node_1391987_086_15432042_741 | 0.033 | unb_TAPWIRE_OH | 8104402 | no | no |  |  | no |  |  | 0 | 0 | 0 | 0
oh_line_TAP_OH_913122 |  | AN | node_8104402_200887187 | node_1391504_408_15431565_905 | 0.033 | unb_TAPWIRE_OH | 8104402 | no | no |  |  | no |  |  | 0 | 0 | 0 | 0
oh_line_TAP_OH_913123 |  | ABCN | node_8104402_200887191 | node_1391848_919_15431057_136 | 0.033 | unb_TAPWIRE_OH | 8104402 | no | no |  |  | no |  |  | 0 | 0 | 0 | 0
oh_line_TAP_OH_913125 |  | AN | node_8104402_200887204 | node_1390362_414_15429987_705 | 0.033 | unb_TAPWIRE_OH | 8104402 | no | no |  |  | no |  |  | 0 | 0 | 0 | 0
oh_line_TAP_OH_913134 |  | AN | node_8104402_200887267 | node_1391197_982_15431908_165 | 0.033 | unb_TAPWIRE_OH | 8104402 | no | no |  |  | no |  |  | 0 | 0 | 0 | 0
oh_line_TAP_OH_913135 |  | AN | node_8104402_200887269 | node_1390747_895_15431836_824 | 0.033 | unb_TAPWIRE_OH | 8104402 | no | no |  |  | no |  |  | 0 | 0 | 0 | 0
oh_line_TAP_OH_913136 |  | AN | node_8104402_200887272 | node_1390021_67_15432167_171 | 0.033 | unb_TAPWIRE_OH | 8104402 | no | no |  |  | no |  |  | 0 | 0 | 0 | 0
oh_line_TAP_OH_919753 |  | AN | node_8104402_200941171 | node_1388757_372_15434184_267 | 0.033 | unb_TAPWIRE_OH | 8104402 | no | no |  |  | no |  |  | 0 | 0 | 0 | 0
oh_line_TAP_OH_919754 |  | AN | node_8104402_200941173 | node_1388363_316_15434163_592 | 0.033 | unb_TAPWIRE_OH | 8104402 | no | no |  |  | no |  |  | 0 | 0 | 0 | 0
oh_line_TAP_OH_919755 |  | AN | node_8104402_200941175 | node_1387698_296_15434268_536 | 0.033 | unb_TAPWIRE_OH | 8104402 | no | no |  |  | no |  |  | 0 | 0 | 0 | 0
oh_line_TAP_OH_919756 |  | AN | node_8104402_200941176 | node_1387519_383_15434281_177 | 0.033 | unb_TAPWIRE_OH | 8104402 | no | no |  |  | no |  |  | 0 | 0 | 0 | 0
oh_line_TAP_OH_919757 |  | AN | node_8104402_200941182 | node_1385425_67_15434269_308 | 0.033 | unb_TAPWIRE_OH | 8104402 | no | no |  |  | no |  |  | 0 | 0 | 0 | 0
oh_line_TAP_OH_919775 |  | AN | node_8104402_200941368 | node_1389610_143_15433154_773 | 0.033 | unb_TAPWIRE_OH | 8104402 | no | no |  |  | no |  |  | 0 | 0 | 0 | 0
oh_line_TAP_OH_920880 |  | AN | node_8104402_200951033 | node_1401372_575_15452039_621 | 0.033 | unb_TAPWIRE_OH | 8104402 | no | no |  |  | no |  |  | 0 | 0 | 0 | 0
oh_line_TAP_OH_921480 |  | AN | node_8104402_200955431 | node_1400061_648_15445560_906 | 0.033 | unb_TAPWIRE_OH | 8104402 | no | no |  |  | no |  |  | 0 | 0 | 0 | 0
oh_line_TAP_OH_921663 |  | AN | node_8104402_200957833 | node_1367862_489_15450719_363 | 0.033 | unb_TAPWIRE_OH | 8104402 | no | no |  |  | no |  |  | 0 | 0 | 0 | 0
oh_line_TAP_OH_922473 |  | AN | node_8104402_200961941 | node_1382394_199_15459098_719 | 0.033 | unb_TAPWIRE_OH | 8104402 | no | no |  |  | no |  |  | 0 | 0 | 0 | 0
oh_line_TAP_OH_924394 |  | AN | node_8104402_200971130 | node_1374782_112_15459368_22 | 0.033 | unb_TAPWIRE_OH | 8104402 | no | no |  |  | no |  |  | 0 | 0 | 0 | 0
oh_line_TAP_OH_924510 |  | AN | node_8104402_200971681 | node_1387654_828_15438184_458 | 0.033 | unb_TAPWIRE_OH | 8104402 | no | no |  |  | no |  |  | 0 | 0 | 0 | 0
oh_line_TAP_OH_925437 |  | AN | node_8104402_200977787 | node_1398131_62_15445857_577 | 0.033 | unb_TAPWIRE_OH | 8104402 | no | no |  |  | no |  |  | 0 | 0 | 0 | 0
oh_line_TAP_OH_925694 |  | AN | node_8104402_200978943 | node_1388517_684_15433800_351 | 0.033 | unb_TAPWIRE_OH | 8104402 | no | no |  |  | no |  |  | 0 | 0 | 0 | 0
oh_line_TAP_OH_925974 |  | AN | node_8104402_200980232 | node_1378004_367_15449278_47 | 0.033 | unb_TAPWIRE_OH | 8104402 | no | no |  |  | no |  |  | 0 | 0 | 0 | 0
oh_line_TAP_OH_926809 |  | AN | node_8104402_200984477 | node_1373929_961_15453358_832 | 0.033 | unb_TAPWIRE_OH | 8104402 | no | no |  |  | no |  |  | 0 | 0 | 0 | 0
oh_line_TAP_OH_928676 |  | AN | node_8104402_201010492 | node_1374543_27_15455559_671 | 0.033 | unb_TAPWIRE_OH | 8104402 | no | no |  |  | no |  |  | 0 | 0 | 0 | 0
oh_line_TAP_OH_928706 |  | AN | node_8104402_201010664 | node_1395205_724_15447305_465 | 0.033 | unb_TAPWIRE_OH | 8104402 | no | no |  |  | no |  |  | 0 | 0 | 0 | 0
oh_line_TAP_OH_931145 |  | AN | node_8104402_201021751 | node_1377331_07_15445394_835 | 0.033 | unb_TAPWIRE_OH | 8104402 | no | no |  |  | no |  |  | 0 | 0 | 0 | 0
oh_line_TAP_OH_933445 |  | AN | node_8104402_201036174 | node_1383359_669_15447854_36 | 0.033 | unb_TAPWIRE_OH | 8104402 | no | no |  |  | no |  |  | 0 | 0 | 0 | 0
oh_line_TAP_OH_933510 |  | ABCN | node_8104402_201037189 | node_1396978_84_15452099_105 | 0.033 | unb_TAPWIRE_OH | 8104402 | no | no |  |  | no |  |  | 0 | 0 | 0 | 0
oh_line_TAP_OH_937405 |  | AN | node_8104402_201064662 | node_1382154_081_15456989_121 | 0.033 | unb_TAPWIRE_OH | 8104402 | no | no |  |  | no |  |  | 0 | 0 | 0 | 0
oh_line_TAP_OH_937406 |  | AN | node_8104402_201064667 | node_1382691_874_15457105_349 | 0.033 | unb_TAPWIRE_OH | 8104402 | no | no |  |  | no |  |  | 0 | 0 | 0 | 0
oh_line_TAP_OH_937407 |  | AN | node_8104402_201064670 | node_1382637_082_15457782_05 | 0.033 | unb_TAPWIRE_OH | 8104402 | no | no |  |  | no |  |  | 0 | 0 | 0 | 0
oh_line_TAP_OH_937999 |  | AN | node_8104402_201067464 | node_1389799_559_15431983_286 | 0.033 | unb_TAPWIRE_OH | 8104402 | no | no |  |  | no |  |  | 0 | 0 | 0 | 0
oh_line_TAP_OH_1507262 |  | AN | node_8104402_200883751 | node_1369772_057_15456963_829 | 0.033 | unb_TAPWIRE_OH | 8104402 | no | no |  |  | no |  |  | 0 | 0 | 0 | 0
oh_line_TAP_OH_1507263 |  | AN | node_8104402_200883825 | node_1374469_067_15454251_416 | 0.033 | unb_TAPWIRE_OH | 8104402 | no | no |  |  | no |  |  | 0 | 0 | 0 | 0
oh_line_TAP_OH_2222928 |  | ABCN | node_8104402_200882680 | node_1398532_579_15444701_312 | 0.033 | unb_TAPWIRE_OH | 8104402 | no | no |  |  | no |  |  | 0 | 0 | 0 | 0
oh_line_TAP_OH_2222929 |  | ABCN | node_8104402_200882680 | node_1398542_126_15444724_689 | 0.033 | unb_TAPWIRE_OH | 8104402 | no | no |  |  | no |  |  | 0 | 0 | 0 | 0
oh_line_TAP_OH_2222930 |  | ABCN | node_8104402_200882680 | node_1398518_896_15444682_033 | 0.033 | unb_TAPWIRE_OH | 8104402 | no | no |  |  | no |  |  | 0 | 0 | 0 | 0
oh_line_TAP_OH_2222931 |  | ABCN | node_8104402_200883091 | node_1396627_764_15454028_337 | 0.033 | unb_TAPWIRE_OH | 8104402 | no | no |  |  | no |  |  | 0 | 0 | 0 | 0
oh_line_TAP_OH_2222932 |  | ABCN | node_8104402_200883091 | node_1396645_12_15454015_907 | 0.033 | unb_TAPWIRE_OH | 8104402 | no | no |  |  | no |  |  | 0 | 0 | 0 | 0
oh_line_TAP_OH_2222933 |  | ABCN | node_8104402_200883091 | node_1396613_409_15454046_439 | 0.033 | unb_TAPWIRE_OH | 8104402 | no | no |  |  | no |  |  | 0 | 0 | 0 | 0
oh_line_TAP_OH_2222934 |  | ABCN | node_8104402_200978980 | node_1396916_95_15451581_078 | 0.033 | unb_TAPWIRE_OH | 8104402 | no | no |  |  | no |  |  | 0 | 0 | 0 | 0
oh_line_TAP_OH_2222935 |  | ABCN | node_8104402_200978980 | node_1396918_639_15451607_624 | 0.033 | unb_TAPWIRE_OH | 8104402 | no | no |  |  | no |  |  | 0 | 0 | 0 | 0
oh_line_TAP_OH_2222936 |  | ABCN | node_1427093_767_15486026_199 | node_1427170_416_15486031_072 | 0.033 | unb_TAPWIRE_OH | 8104402 | no | no |  |  | no |  |  | 0 | 0 | 0 | 0
oh_line_TAP_OH_2222937 |  | ABCN | node_1427093_767_15486026_199 | node_1427166_472_15486057_13 | 0.033 | unb_TAPWIRE_OH | 8104402 | no | no |  |  | no |  |  | 0 | 0 | 0 | 0
oh_line_TAP_OH_2222938 |  | ABCN | node_1427093_767_15486026_199 | node_1427169_239_15486004_482 | 0.033 | unb_TAPWIRE_OH | 8104402 | no | no |  |  | no |  |  | 0 | 0 | 0 | 0
oh_line_TAP_OH_2222939 |  | ABCN | node_8104402_200882504 | node_1398466_107_15450985_14 | 0.033 | unb_TAPWIRE_OH | 8104402 | no | no |  |  | no |  |  | 0 | 0 | 0 | 0
oh_line_TAP_OH_2222940 |  | ABCN | node_8104402_200882504 | node_1398466_357_15451001_793 | 0.033 | unb_TAPWIRE_OH | 8104402 | no | no |  |  | no |  |  | 0 | 0 | 0 | 0
oh_line_TAP_OH_2222955 |  | ABCN | node_8104402_200883125 | node_1396625_088_15451161_583 | 0.033 | unb_TAPWIRE_OH | 8104402 | no | no |  |  | no |  |  | 0 | 0 | 0 | 0
oh_line_TAP_OH_2222956 |  | ABCN | node_8104402_200883125 | node_1396622_736_15451135_123 | 0.033 | unb_TAPWIRE_OH | 8104402 | no | no |  |  | no |  |  | 0 | 0 | 0 | 0
oh_line_TAP_OH_2345324 |  | AN | node_8104402_200883001 | node_1383772_608_15447386_338 | 0.033 | unb_TAPWIRE_OH | 8104402 | no | no |  |  | no |  |  | 0 | 0 | 0 | 0
oh_line_TAP_OH_2421734 |  | ABCN | node_8104402_200883116 | node_1397120_802_15452522_423 | 0.033 | unb_TAPWIRE_OH | 8104402 | no | no |  |  | no |  |  | 0 | 0 | 0 | 0
oh_line_TAP_OH_2421735 |  | ABCN | node_8104402_200883116 | node_1397112_075_15452542_791 | 0.033 | unb_TAPWIRE_OH | 8104402 | no | no |  |  | no |  |  | 0 | 0 | 0 | 0
oh_line_TAP_OH_2421736 |  | ABCN | node_8104402_201038470 | node_1397556_031_15452998_353 | 0.033 | unb_TAPWIRE_OH | 8104402 | no | no |  |  | no |  |  | 0 | 0 | 0 | 0
oh_line_TAP_OH_2421737 |  | ABCN | node_8104402_201038470 | node_1397557_219_15453012_594 | 0.033 | unb_TAPWIRE_OH | 8104402 | no | no |  |  | no |  |  | 0 | 0 | 0 | 0
oh_line_TAP_OH_2458934 |  | AN | node_8104402_200883498 | node_1376787_273_15446195_366 | 0.033 | unb_TAPWIRE_OH | 8104402 | no | no |  |  | no |  |  | 0 | 0 | 0 | 0
oh_line_TAP_OH_3010068 |  | AN | node_8104402_200883789 | node_1372680_025_15441130_605 | 0.033 | unb_TAPWIRE_OH | 8104402 | no | no |  |  | no |  |  | 0 | 0 | 0 | 0
oh_line_TAP_OH_3339704 |  | AN | node_8104402_311929617 | node_1400455_851_15450595_952 | 0.033 | unb_TAPWIRE_OH | 8104402 | no | no |  |  | no |  |  | 0 | 0 | 0 | 0
oh_line_TAP_OH_3352920 |  | ABCN | node_8104402_201038470 | node_1397549_71_15452984_718 | 0.033 | unb_TAPWIRE_OH | 8104402 | no | no |  |  | no |  |  | 0 | 0 | 0 | 0
oh_line_TAP_OH_3965101 |  | AN | node_8104402_312018931 | node_1377826_291_15441369_179 | 0.033 | unb_TAPWIRE_OH | 8104402 | no | no |  |  | no |  |  | 0 | 0 | 0 | 0
oh_line_TAP_OH_4392338 |  | ABCN | node_8104402_200883197 | node_1393056_067_15441935_333 | 0.033 | unb_TAPWIRE_OH | 8104402 | no | no |  |  | no |  |  | 0 | 0 | 0 | 0
oh_line_TAP_OH_4691161 |  | ABCN | node_8104402_200883109 | node_1397350_191_15453285_556 | 0.033 | unb_TAPWIRE_OH | 8104402 | no | no |  |  | no |  |  | 0 | 0 | 0 | 0
oh_line_TAP_OH_4951177 |  | ABCN | node_8104402_200883171 | node_1392857_482_15445866_457 | 0.033 | unb_TAPWIRE_OH | 8104402 | no | no |  |  | no |  |  | 0 | 0 | 0 | 0
oh_line_TAP_OH_5146392 |  | AN | node_8104402_312111933 | node_1389274_021_15450381_123 | 0.033 | unb_TAPWIRE_OH | 8104402 | no | no |  |  | no |  |  | 0 | 0 | 0 | 0
oh_line_TAP_OH_5356000 |  | ABCN | node_8104402_200883116 | node_1397113_211_15452569_022 | 0.033 | unb_TAPWIRE_OH | 8104402 | no | no |  |  | no |  |  | 0 | 0 | 0 | 0
oh_line_TAP_OH_5356001 |  | ABCN | node_8104402_200883117 | node_1397064_418_15452418_346 | 0.033 | unb_TAPWIRE_OH | 8104402 | no | no |  |  | no |  |  | 0 | 0 | 0 | 0
oh_line_TAP_OH_5462830 |  | AN | node_8104402_312133291 | node_1379723_671_15452333_551 | 0.033 | unb_TAPWIRE_OH | 8104402 | no | no |  |  | no |  |  | 0 | 0 | 0 | 0

## overhead_line_conductor
data_type | static
owner_type | feeder
owner | 8104402
object | overhead_line_conductor
name | groupid | geometric_mean_radius | resistance | diameter | rating_summer_continuous | rating_summer_emergency | rating_winter_continuous | rating_winter_emergency | dcircuit | selected | comments
oh_cond_1/0_AAAC |  | 0.012 | 0.876 | 0.398 | 235 | 235 | 310 | 310 |  | no
oh_cond_1/0_ACSR |  | 0.012 | 0.888 | 0.398 | 265 | 265 | 330 | 330 |  | no
oh_cond_2/0_CU |  | 0.013 | 0.44 | 0.414 | 295 | 295 | 425 | 425 |  | no
oh_cond_2_ACSR |  | 0.01 | 1.41 | 0.325 | 195 | 195 | 245 | 245 |  | no
oh_cond_2_CU |  | 0.009 | 0.873 | 0.292 | 190 | 190 | 270 | 270 |  | no
oh_cond_3_#7_CWD_30% |  | 0.005 | 3.07 | 0.311 | 125 | 125 | 195 | 195 |  | no
oh_cond_3_#128_CWD |  | 0.004 | 3.873 | 0.276 | 120 | 120 | 160 | 160 |  | no
oh_cond_4/0_AAAC |  | 0.017 | 0.439 | 0.563 | 365 | 365 | 480 | 480 |  | no
oh_cond_4/0_ACSR |  | 0.017 | 0.445 | 0.563 | 410 | 410 | 515 | 515 |  | no
oh_cond_4A_CWD |  | 0.006 | 1.395 | 0.29 | 150 | 150 | 220 | 220 |  | no
oh_cond_4_ACSR |  | 0.008 | 2.24 | 0.25 | 145 | 145 | 185 | 185 |  | no
oh_cond_6D_CWD |  | 0.004 | 2.22 | 0.276 | 120 | 120 | 170 | 170 |  | no
oh_cond_336_5_ACSR |  | 0.024 | 0.278 | 0.684 | 555 | 555 | 705 | 705 |  | no
oh_cond_WP-4/0-CU |  | 0.015 | 0.273 | 0.81 | 340 | 340 | 390 | 390 |  | no

## recloser
data_type | static
owner_type | feeder
owner | 8104402
object | recloser
name | groupid | phases | fr | to | phase_A_state | phase_B_state | phase_C_state | operating_mode | retry_time | max_number_of_tries | status | dcircuit | selected | monitored | monitored_fields | class_monitored_fields | played | played_fields | comments
recloser_421X52-220411259 |  | ABCN | node_intto1_421X52-220411259 | node_421X52-220411259 | CLOSED | CLOSED | CLOSED | INDIVIDUAL |  |  |  | 8104402 | no | no |  |  | no

## regulator
data_type | static
owner_type | feeder
owner | 8104402
object | regulator
name | groupid | phases | fr | to | configuration | sense_node | dcircuit | selected | monitored | monitored_fields | class_monitored_fields | played | played_fields | comments
regulator_220370707 |  | ABCD | node_intto1_8104402_200882735 | node_8104402_200882735 | config_regulator_220370707 |  | 8104402 | no | no |  |  | no

## regulator_configuration
data_type | static
owner_type | feeder
owner | 8104402
object | regulator_configuration
name | groupid | connect_type | band_center | band_width | time_delay | dwell_time | raise_taps | lower_taps | current_transducer_ratio | power_transducer_ratio | compensator_r_setting_A | compensator_x_setting_A | compensator_r_setting_B | compensator_x_setting_B | compensator_r_setting_C | compensator_x_setting_C | CT_phase | PT_phase | regulation | control_level | Control | Type | tap_pos_A | tap_pos_B | tap_pos_C | dcircuit | selected | comments
config_regulator_220370707 |  | WYE_WYE | 123 | 3 |  |  | 16 | 16 | 100 | 40 | 0 | 0 | 0 | 0 | 0 | 0 | A | A | 0.1 | INDIVIDUAL | OUTPUT_VOLTAGE | A | 0 | 0 | 0 |  | no

## switch
data_type | static
owner_type | feeder
owner | 8104402
object | switch
name | groupid | phases | fr | to | phase_A_state | phase_B_state | phase_C_state | operating_mode | status | dcircuit | selected | monitored | monitored_fields | class_monitored_fields | played | played_fields | comments
switch_421X1-220557334 |  | ABCN | node_intto1_8104402_200887190 | node_8104402_200887190 | CLOSED | CLOSED | CLOSED | INDIVIDUAL |  | 8104402 | no | no |  |  | no
switch_421X2-220417174 |  | ABCN | node_intto1_8104402_200883210 | node_8104402_200883210 | CLOSED | CLOSED | CLOSED | INDIVIDUAL |  | 8104402 | no | no |  |  | no
switch_421X3-220417202 |  | ABCN | node_intto1_8104402_200883169 | node_8104402_200883169 | CLOSED | CLOSED | CLOSED | INDIVIDUAL |  | 8104402 | no | no |  |  | no
switch_421X3A-220417201 |  | ABCN | node_intto1_8104402_200883141 | node_8104402_200883141 | CLOSED | CLOSED | CLOSED | INDIVIDUAL |  | 8104402 | no | no |  |  | no
switch_421X4-220417198 |  | ABCN | node_intto1_8104402_200883125 | node_8104402_200883125 | CLOSED | CLOSED | CLOSED | INDIVIDUAL |  | 8104402 | no | no |  |  | no
switch_421X5-220417194 |  | ABCN | node_intto1_421X5-220417194 | node_421X5-220417194 | CLOSED | CLOSED | CLOSED | INDIVIDUAL |  | 8104402 | no | no |  |  | no
switch_421X7-220417192 |  | ABCN | node_intto1_8104402_200909358 | node_8104402_200909358 | CLOSED | CLOSED | CLOSED | INDIVIDUAL |  | 8104402 | no | no |  |  | no
switch_421Y1-312098846 |  | ABCN | node_intto1_421Y1-312098846 | node_421Y1-312098846 | CLOSED | CLOSED | CLOSED | INDIVIDUAL |  | 8104402 | no | no |  |  | no
switch_220416943 |  | ABCD | node_intto1_8104402_200882518 | node_8104402_200882518 | CLOSED | CLOSED | CLOSED | INDIVIDUAL |  | 8104402 | no | no |  |  | no
switch_220416953 |  | AD | node_intto1_8104402_200882764 | node_8104402_200882764 | CLOSED | CLOSED | CLOSED | INDIVIDUAL |  | 8104402 | no | no |  |  | no
switch_220417191 |  | AD | node_intto1_220417191 | node_220417191 | CLOSED | CLOSED | CLOSED | INDIVIDUAL |  | 8104402 | no | no |  |  | no
switch_220417196 |  | ABCN | node_intto1_8104402_200883107 | node_8104402_200883107 | CLOSED | CLOSED | CLOSED | INDIVIDUAL |  | 8104402 | no | no |  |  | no
switch_220524459 |  | ABCN | node_intto1_8104402_200883061 | node_8104402_200883061 | CLOSED | CLOSED | CLOSED | INDIVIDUAL |  | 8104402 | no | no |  |  | no
switch_220551093 |  | ABCN | node_intto1_8104402_200883173 | node_8104402_200883173 | CLOSED | CLOSED | CLOSED | INDIVIDUAL |  | 8104402 | no | no |  |  | no
switch_310008555 |  | ABCD | node_intto1_8104402_200882541 | node_8104402_200882541 | CLOSED | CLOSED | CLOSED | INDIVIDUAL |  | 8104402 | no | no |  |  | no
switch_312098840 |  | ABCN | node_intto1_312098840 | node_312098840 | CLOSED | CLOSED | CLOSED | INDIVIDUAL |  | 8104402 | no | no |  |  | no

## transformer
data_type | static
owner_type | feeder
owner | 8104402
object | transformer
name | groupid | phases | fr | to | configuration | climate | aging_constant | use_thermal_model | aging_granularity | dcircuit | selected | monitored | monitored_fields | class_monitored_fields | played | played_fields | comments
transformer_220463719 |  | AN | node_220463719 | node_intto1_220463719 | config_transformer_220463719 |  | 0 |  | 0 | 8104402 | no | no |  |  | no
transformer_220465143 |  | AN | node_220465143 | node_intto1_220465143 | config_transformer_220465143 |  | 0 |  | 0 | 8104402 | no | no |  |  | no
transformer_220465235 |  | ABCN | node_220465235 | node_intto1_220465235 | config_transformer_220465235 |  | 0 |  | 0 | 8104402 | no | no |  |  | no
transformer_220523602 |  | AN | node_8104402_200941364 | node_intto1_8104402_200941364 | config_transformer_220523602 |  | 0 |  | 0 | 8104402 | no | no |  |  | no
transformer_220565670 |  | ABCN | node_220565670 | node_intto1_220565670 | config_transformer_220565670 |  | 0 |  | 0 | 8104402 | no | no |  |  | no
transformer_220658718 |  | ABCD | node_220658718 | node_intto1_220658718 | config_transformer_220658718 |  | 0 |  | 0 | 8104402 | no | no |  |  | no

## transformer_configuration
data_type | static
owner_type | feeder
owner | 8104402
object | transformer_configuration
name | groupid | connect_type | install_type | coolant_type | cooling_type | primary_voltage | secondary_voltage | power_rating | powerA_rating | powerB_rating | powerC_rating | impedance | shunt_impedance | core_coil_weight | tank_fittings_weight | oil_volume | rated_winding_time_constant | rated_winding_hot_spot_rise | rated_top_oil_rise | no_load_loss | full_load_loss | reactance_resistance_ratio | installed_insulation_life | dcircuit | selected | comments
config_transformer_220463719 |  | DELTA_GWYE |  |  |  | 4800 | 34500 | 100 | 0 | 0 | 0 | 0.004+0.04j | 0 | 0 | 0 | 0 | 0 | 0 | 0 | 0 | 0 | 10 | 0 |  | no
config_transformer_220465143 |  | DELTA_GWYE |  |  |  | 4800 | 34500 | 100 | 0 | 0 | 0 | 0.004+0.04j | 0 | 0 | 0 | 0 | 0 | 0 | 0 | 0 | 0 | 10 | 0 |  | no
config_transformer_220465235 |  | DELTA_GWYE |  |  |  | 4800 | 34500 | 750 | 0 | 0 | 0 | 0.004+0.043j | 0 | 0 | 0 | 0 | 0 | 0 | 0 | 0 | 0 | 10 | 0 |  | no
config_transformer_220523602 |  | DELTA_GWYE |  |  |  | 4800 | 34500 | 100 | 0 | 0 | 0 | 0.004+0.04j | 0 | 0 | 0 | 0 | 0 | 0 | 0 | 0 | 0 | 10 | 0 |  | no
config_transformer_220565670 |  | DELTA_GWYE |  |  |  | 4800 | 34500 | 300 | 0 | 0 | 0 | 0.004+0.04j | 0 | 0 | 0 | 0 | 0 | 0 | 0 | 0 | 0 | 10 | 0 |  | no
config_transformer_220658718 |  | DELTA_GWYE |  |  |  | 4800 | 34500 | 750 | 0 | 0 | 0 | 0.004+0.043j | 0 | 0 | 0 | 0 | 0 | 0 | 0 | 0 | 0 | 10 | 0 |  | no

## underground_line
data_type | static
owner_type | feeder
owner | 8104402
object | underground_line
name | groupid | phases | fr | to | length | configuration | dcircuit | selected | monitored | monitored_fields | class_monitored_fields | played | played_fields | comments
und_line_8104402_201004016 |  | ABCN | node_8104402_200983120 | node_intto1_8104402_201004016 | 469.576 | und_3P_DELTACUST | 8104402 | no | no |  |  | no
und_line_8104402_201061546 |  | AN | node_8104402_200882997 | node_intto1_8104402_201061546 | 414.903 | und_1P_DELTACUST | 8104402 | no | no |  |  | no
und_line_8104402_310003894 |  | ABCN | node_8104402_201069867 | node_8104402_310003894 | 185.562 | und_3P_DELTACUST | 8104402 | no | no |  |  | no
und_line_8104402_311984689 |  | AN | node_8104402_200883760 | node_8104402_311984689 | 182.146 | und_1P_DELTACUST | 8104402 | no | no |  |  | no
und_line_8104402_312072227 |  | AN | node_8104402_200882950 | node_8104402_312072227 | 443.333 | und_1P_DELTACUST | 8104402 | no | no |  |  | no
und_line_8104402_312072902 |  | AN | node_8104402_312072890 | node_8104402_312072902 | 383.995 | und_1P_DELTACUST | 8104402 | no | no |  |  | no
und_line_TAP_UG_63345 |  | ABCN | node_8104402_201004016 | node_1396876_509_15452762_082 | 0.033 | und_TAPWIRE_UG | 8104402 | no | no |  |  | no
und_line_TAP_UG_69317 |  | AN | node_8104402_201061546 | node_1378683_002_15448919_712 | 0.033 | und_TAPWIRE_UG | 8104402 | no | no |  |  | no
und_line_TAP_UG_384977 |  | ABCN | node_8104402_310003894 | node_1398553_728_15445089_631 | 0.033 | und_TAPWIRE_UG | 8104402 | no | no |  |  | no
und_line_TAP_UG_1702768 |  | AN | node_8104402_311984689 | node_1368829_647_15456688_177 | 0.033 | und_TAPWIRE_UG | 8104402 | no | no |  |  | no
und_line_TAP_UG_2308954 |  | AN | node_8104402_312072227 | node_1380616_387_15459270_761 | 0.033 | und_TAPWIRE_UG | 8104402 | no | no |  |  | no
und_line_TAP_UG_2313355 |  | AN | node_8104402_312072902 | node_1378361_845_15441675_914 | 0.033 | und_TAPWIRE_UG | 8104402 | no | no |  |  | no

## underground_line_conductor
data_type | static
owner_type | feeder
owner | 8104402
object | underground_line_conductor
name | groupid | outer_diameter | conductor_gmr | conductor_diameter | conductor_resistance | neutral_gmr | neutral_diameter | neutral_resistance | neutral_strands | insulation_relative_permitivitty | shield_gmr | shield_resistance | rating_summer_continuous | rating_summer_emergency | rating_winter_continuous | rating_winter_emergency | dcircuit | selected | comments
und_cond_1P_DELTACUST | [12 empty] | 685 | 685 | 685 | 685 |  | no
und_cond_3P_DELTACUST | [12 empty] | 685 | 685 | 685 | 685 |  | no
und_cond_TAPWIRE_UG | [12 empty] | 99999999 | 99999999 | 99999999 | 99999999 |  | no